## Instructions
Custom Express: Kitchen Hood VSD Control Savings Calculator
v.1.0 6/25/2024
Cell Color Key:
Required Input
Calculated Result
Table Header /Guidance
Instructions
When programmed to vary speed based on flow rate or pressure, the installation of variable speed drives on kitchen hood supply and exhaust fans can deliver energy savings. Variable speed driven fans would modulate fan speed up or down based on demand and this reduced operation delivers energy savings.
Instructions:
This section provides the instructions for using the Kitchen Hood Savings calculator to calculate energy savings and generate project documentation for air scrubbr replacement projects.
STEP 1—Project Information
Complete general project information in blue cells on the Project Information section at the top of the Project & ECM Data tab.
STEP 2—Kitchen Hood Information
On the Project & ECM Data tab, complete the Kitchen Hood Information section, including the associated kitchen hood supply and exhaust fan tag/ Id information, the nameplate data (airflow rate, total static pressure, horsepower, and motor efficiency).
STEP 3—Indoor & Outdoor Site Conditions - Selection of the airport closest to the project location - Cooling discharge air temperature set point of the air handler - Cooling discharge entahlpy set point of the air handler - Heating discharge air temperature of the air handler - Cooling system rating - Heating system rating - Assumed thermal efficiency of a natural gas heating system
On the Project & ECM Data tab below the Kitchen Hood Information section, fill in the information requested in blue cells for Indoor & Outdoor Site Conditions. This will require the following site information: - Selection of the airport closest to the project location - Cooling discharge air temperature set point of the air handler - Cooling discharge entahlpy set point of the air handler - Heating discharge air temperature of the air handler - Cooling system rating - Heating system rating - Assumed thermal efficiency of a natural gas heating system
STEP 4— Indoor & Outdoor Site Information
On the Project & ECM Data tab below the Indoor & Outdoor Site Information section Fill in the information requested in blue cells for Building Occupancy Schedule section: -Select Occ/Unocc from the drop down menus below for the hours of building occupancy for weekdays, Saturdays, and Sundays (columns E-G, rows 42-65) based on Start Times by Hour (in column C). Next, fill in the information requested in blue cells for the Supply & Exhaust Fan Schedules: -In the "Existing/ Baseline Fan Schedule" (in columns H-J, rows 42-65), select 1 (On) or 0 (Off) aligning with the time periods the supply and exhaust fans had been scheduled to operate aligning with the times listed in Column C, rows 42-65. This may include times outside of the times the building is occupied. - In the "Proposed Fan Schedule" (columns K-L, rows 42-65) fill in the times the kitchen hood fans are intended to operate once the variable speed fans are installed. Again, this may include times outside of when the building is occupied. Finally, in the Supply/Exhaust Airflow section (columns N-P rows 42-65), fill in the anticipated percentage of design airflow the fans are expected to operate. The values should range from 1.0 (full flow) to 0 (no flow). The values that align with the times the building is occupied will highlight in yellow.
STEP 5—Review Kitchen Hood Savings Summary section. At the bottom of the Project & ECM Data tab, review the energy savings summary generated by the calculator based on the project parameters entered. Submit the kitchen hood variable speed drive cut sheet(s), Mass Save custom project application, and this savings calculator to Program Sponsor(s) noted in the Project Information section of the Project & ECM Data tab. If there are electric and natural gas savings, the cut sheets, custom application form, and calculator must be sent to both applicable Program Sponsors. All energy savings cacluations are required to be reviewed by the appropriate gas and electric Program Sponsor(s) prior to the customer receipt of an incentive offer.
STEP 6—Minimum Requirements Data (MRD) tab
The Minimum Requirements Data (MRD) tab provides information the project will need to deliver the energy savings projected. This project information should be reviewed prior to project close.

## Project & ECM Data
Custom Express: Kitchen Hood VSD Control Savings Calculator
v.1.0 6/25/2024
|  | Cell Color Key |  |  | Project Information
|  | Required Input |  |  | Company Name:
|  | Calculated Result |  |  | Company Address: |  |  | Customer City: |  | Customer Zip Code: |  |  | Electric Sponsor: | Natural Gas Sponsor, Delivered Fuel, Electric Resistance Heat:
|  | Table Header /Guidance |  |  | Customer Contact Name: |  |  | Customer Contact Phone Number: |  |  | Select Mass Save Electric and Fossil Fuel Program Sponsor(s):
|  | Instructions | [8 empty] | Electric and Natural Gas Account Number(s):
Kitchen Hood Information
Only fill in the data for each kitchen hood supply and exhaust fan sets where new VFDs are being added. If a VFD is existing on a supply or exhaust fan, exclude from the calculator:
| Supply& Exhaust Fan Pair Designations/IDs: |  |  | Example: S-2 / EF-14 |  | Supply/Exhaust Fan IDs |  | Supply/Exhaust Fan IDs |  | Supply/Exhaust Fan IDs |  | Supply/Exhaust Fan IDs
| Supply & Exhaust Design Conditions |  |  | Supply | Exhaust | Supply | Exhaust | Supply | Exhaust | Supply | Exhaust | Supply | Exhaust | Airflow Rate Totals:
| Impacted by Building Cooling (1= Yes, 0=No): |  |  | 1 | 1 | [8 empty] | Supply Airflows: | Exhaust Airflows:
| Impacted by Building Heating (1= Yes, 0=No): |  |  | 1 | 1 | [8 empty] | Supply Cooling Only (cfm):
| Flow rate (CFM): |  |  | 16000 | 16000 | [8 empty] | 0
| Quantity: |  |  | 1 | 1 | [8 empty] | Supply Heating Only (cfm):
| Total Static Pressure (in WC): |  |  | 4 | 3 | [8 empty] | 0 | [12 empty] | 55
| Fan Efficiency (%): |  |  | 70% | 70% | [8 empty] | Total Supply Flow (cfm): | Total Exhaust Airflow (cfm): | [11 empty] | 23.21
| Fan Motor Horsepower (HP): |  |  | 25 | 15 | [8 empty] | 0 | 0 | [11 empty] | 65
| Motor Efficiency (%): |  |  | 93% | 93% | [21 empty] | 1.25
| Minimum Controlling Differential Pressure Set Point (in WC): |  |  | 1 | 1 | [21 empty] | 0.005
| Calculated Brake Horsepower (BHP): |  |  | 14.4 | 10.8 | 0 | 0 | 0 | 0 | 0 | 0 | 0 | 0 | [13 empty] | 85%
| Minimum Controlling Differential Pressure (%): |  |  | 25% | 33% | 0% | 0% | 0% | 0% | 0% | 0% | 0% | 0%
| Variable X3 portion: |  |  | 75% | 67% | 100% | 100% | 100% | 100% | 100% | 100% | 100% | 100%
Indoor & Outdoor Site Conditions:
Please provide information requested below based on the project site specific information. Please reference the mechanical design documents, BMS screenshots, or similar reference information.
Weather Station Closest to Project (Select):
|  | Cooling Discharge Air Temperature Set Point (°F): |  |  | 55 | <<<<-- Default value has been modified
|  | Cooling Discharge Air Enthalpy Set Point (BTU/lbm): |  |  | 23.21 | <<<<-- Default value has been modified
|  | Heating Discharge Air Temperature Set Point (°F): |  |  | 65 | <<<<-- Default value has been modified
|  | Cooling System Rating (kW/ton): |  |  | 1.25 | <<<<-- Default value has been modified
|  | Heating System Rating (kW/MBH) |  |  | 0.005 | <<<<-- Default value has been modified
|  | Assumed thermal efficiency of heating system |  |  | 85% | <<<<-- Default value has been modified
|  |  |  | Building Occupancy Schedule |  |  | Supply & Exhaust Fan Schedules | [5 empty] | Supply/Exhaust Airflow
|  |  |  | Select Occ/Unocc from the drop down menus below for the hours of building occupancy (based on Start Times by Hour in column C): |  |  | The base/existing fan schedule represents the hours the fans were scheduled operate prior to installation. The proposed schedule represents the hours the fans are scheduled to operate after installation. Based on the Start Times by hour (in column C), select (1) for the hours of fan operation select (0) for hours the fans are scheduled to be off. | [5 empty] | Provide the anticipated percentage of the fan airflow based on time of day (Start Times by Hour in column C). Airflow profiles corresponding to building occupied hours will be highlighted in yellow.
|  |  |  | Building Occupancy Schedule |  |  | Baseline/ Existing Fan Schedule |  |  | Proposed Fan Schedule |  |  | Proposed Fan Airflow (CFM) Profile (in fraction of total)
|  | Start Times by Hour | Hours in a day | Weekday | Saturday | Sunday | Weekday | Saturday | Sunday | Weekday | Saturday | Sunday | Weekday | Saturday | Sunday
|  | 0:00 | 1 | UnOcc | UnOcc | UnOcc | 1 | 1 | 1 | 1 | 1 | 1 | 0.5 | 0.5 | 0.5
|  | 1:00 | 2 | UnOcc | UnOcc | UnOcc | 1 | 1 | 1 | 1 | 1 | 1 | 0.5 | 0.5 | 0.5
|  | 2:00 | 3 | UnOcc | UnOcc | UnOcc | 1 | 1 | 1 | 1 | 1 | 1 | 0.5 | 0.5 | 0.5
|  | 3:00 | 4 | UnOcc | UnOcc | UnOcc | 1 | 1 | 1 | 1 | 1 | 1 | 0.5 | 0.5 | 0.5
|  | 4:00 | 5 | UnOcc | UnOcc | UnOcc | 1 | 1 | 1 | 1 | 1 | 1 | 0.5 | 0.5 | 0.5
|  | 5:00 | 6 | Occ | Occ | Occ | 1 | 1 | 1 | 1 | 1 | 1 | 0.9 | 0.9 | 0.9
|  | 6:00 | 7 | Occ | Occ | Occ | 1 | 1 | 1 | 1 | 1 | 1 | 0.9 | 0.9 | 0.9
|  | 7:00 | 8 | Occ | Occ | Occ | 1 | 1 | 1 | 1 | 1 | 1 | 0.8 | 0.8 | 0.8
|  | 8:00 | 9 | Occ | Occ | Occ | 1 | 1 | 1 | 1 | 1 | 1 | 0.8 | 0.8 | 0.8
|  | 9:00 | 10 | Occ | Occ | Occ | 1 | 1 | 1 | 1 | 1 | 1 | 0.8 | 0.8 | 0.8
|  | 10:00 | 11 | Occ | Occ | Occ | 1 | 1 | 1 | 1 | 1 | 1 | 0.8 | 0.8 | 0.8
|  | 11:00 | 12 | Occ | Occ | Occ | 1 | 1 | 1 | 1 | 1 | 1 | 1 | 1 | 1
|  | 12:00 | 13 | Occ | Occ | Occ | 1 | 1 | 1 | 1 | 1 | 1 | 0.5 | 0.5 | 0.5
|  | 13:00 | 14 | Occ | Occ | Occ | 1 | 1 | 1 | 1 | 1 | 1 | 0.5 | 0.5 | 0.5
|  | 14:00 | 15 | Occ | Occ | Occ | 1 | 1 | 1 | 1 | 1 | 1 | 0.5 | 0.5 | 0.5
|  | 15:00 | 16 | Occ | Occ | Occ | 1 | 1 | 1 | 1 | 1 | 1 | 0.5 | 0.5 | 0.5
| Check the proposed Equipment ON/OFF schedule: proposed hours GREATER THAN exisitng hours | 16:00 | 17 | Occ | Occ | Occ | 1 | 1 | 1 | 1 | 1 | 1 | 0.8 | 0.8 | 0.8
|  | 17:00 | 18 | Occ | Occ | Occ | 1 | 1 | 1 | 1 | 1 | 1 | 0.85 | 0.85 | 0.85
|  | 18:00 | 19 | Occ | Occ | Occ | 1 | 1 | 1 | 1 | 1 | 1 | 0.9 | 0.9 | 0.9
|  | 19:00 | 20 | Occ | Occ | Occ | 1 | 1 | 1 | 1 | 1 | 1 | 0.9 | 0.9 | 0.9
|  | 20:00 | 21 | Occ | Occ | Occ | 1 | 1 | 1 | 1 | 1 | 1 | 0.9 | 0.9 | 0.9
|  | 21:00 | 22 | Occ | Occ | Occ | 1 | 1 | 1 | 1 | 1 | 1 | 0.8 | 0.8 | 0.8
|  | 22:00 | 23 | Occ | Occ | Occ | 1 | 1 | 1 | 1 | 1 | 1 | 0.5 | 0.5 | 0.5
|  | 23:00 | 24 | Occ | Occ | Occ | 1 | 1 | 1 | 1 | 1 | 1 | 0.5 | 0.5 | 0.5
|  |  |  | 0 | 0 | 0 | 0 | 0 | 0 | 0 | Airflow Profile Totals: |  | 16.65 | 16.65 | 16.65
[6 empty] | 0 | Check the proposed Equipment ON/OFF schedule: proposed hours GREATER THAN exisitng hours |  |  |  | Airflow Occupied Totals: |  | 14.15 | 14.15 | 14.15
[11 empty] | Counts of Occupied Airflow Hours: |  | 19 | 19 | 19
[7 empty] | Check the Building occupancy and fan Schedule: Fan is Off when the building is occupied |  |  |  | Average Occupied Airflow Profile: |  | 0.74474 | 0.74474 | 0.74474
[11 empty] | Average Unoccupied Airflow Profile: |  | 0.5 | 0.5 | 0.5
Results and Calculations Below this Line
|  |  |  | Base Case | [5 empty] | Proposed Case | [5 empty] | Estimated D CFM profiles
|  |  |  | Supply Fan |  |  | Exhaust Fan |  |  | Supply Fan |  |  | Exhaust Fan |  |  | Supply Fan |  |  | Exhaust Fan
|  |  |  | Estimated Current CFM profiles | [5 empty] | Estimated Proposed CFM profiles | [5 empty] | Used to calculate HTG/CLG savings
|  |  | Hour | Wkday | Sat | Sun | Wkday | Sat | Sun | Wkday | Sat | Sun | Wkday | Sat | Sun | Wkday | Sat | Sun | Wkday | Sat | Sun
|  |  | 1 | 0 | 0 | 0 | 0 | 0 | 0 | 0 | 0 | 0 | 0 | 0 | 0 | 0 | 0 | 0 | 0 | 0 | 0
|  |  | 2 | 0 | 0 | 0 | 0 | 0 | 0 | 0 | 0 | 0 | 0 | 0 | 0 | 0 | 0 | 0 | 0 | 0 | 0
|  |  | 3 | 0 | 0 | 0 | 0 | 0 | 0 | 0 | 0 | 0 | 0 | 0 | 0 | 0 | 0 | 0 | 0 | 0 | 0
|  |  | 4 | 0 | 0 | 0 | 0 | 0 | 0 | 0 | 0 | 0 | 0 | 0 | 0 | 0 | 0 | 0 | 0 | 0 | 0
|  |  | 5 | 0 | 0 | 0 | 0 | 0 | 0 | 0 | 0 | 0 | 0 | 0 | 0 | 0 | 0 | 0 | 0 | 0 | 0
|  |  | 6 | 0 | 0 | 0 | 0 | 0 | 0 | 0 | 0 | 0 | 0 | 0 | 0 | 0 | 0 | 0 | 0 | 0 | 0
|  |  | 7 | 0 | 0 | 0 | 0 | 0 | 0 | 0 | 0 | 0 | 0 | 0 | 0 | 0 | 0 | 0 | 0 | 0 | 0
|  |  | 8 | 0 | 0 | 0 | 0 | 0 | 0 | 0 | 0 | 0 | 0 | 0 | 0 | 0 | 0 | 0 | 0 | 0 | 0
|  |  | 9 | 0 | 0 | 0 | 0 | 0 | 0 | 0 | 0 | 0 | 0 | 0 | 0 | 0 | 0 | 0 | 0 | 0 | 0 | [15 empty] | Motor performance Curve | VFD performance Curve
|  |  | 10 | 0 | 0 | 0 | 0 | 0 | 0 | 0 | 0 | 0 | 0 | 0 | 0 | 0 | 0 | 0 | 0 | 0 | 0
|  |  | 11 | 0 | 0 | 0 | 0 | 0 | 0 | 0 | 0 | 0 | 0 | 0 | 0 | 0 | 0 | 0 | 0 | 0 | 0
|  |  | 12 | 0 | 0 | 0 | 0 | 0 | 0 | 0 | 0 | 0 | 0 | 0 | 0 | 0 | 0 | 0 | 0 | 0 | 0 | Motor Efficiency
|  |  | 13 | 0 | 0 | 0 | 0 | 0 | 0 | 0 | 0 | 0 | 0 | 0 | 0 | 0 | 0 | 0 | 0 | 0 | 0 | Minimum Controlling DP |  |  | 93% | 93% | 0% | 0% | 0% | 0% | 0% | 0% | 0% | 0%
|  |  | 14 | 0 | 0 | 0 | 0 | 0 | 0 | 0 | 0 | 0 | 0 | 0 | 0 | 0 | 0 | 0 | 0 | 0 | 0 | Calculated BHP |  |  | 1 | 1 | 0 | 0 | 0 | 0 | 0 | 0 | 0 | 0
|  |  | 15 | 0 | 0 | 0 | 0 | 0 | 0 | 0 | 0 | 0 | 0 | 0 | 0 | 0 | 0 | 0 | 0 | 0 | 0 | Fan Motor HP |  |  | 14.4 | 10.8 | 0 | 0 | 0 | 0 | 0 | 0 | 0 | 0
|  |  | 16 | 0 | 0 | 0 | 0 | 0 | 0 | 0 | 0 | 0 | 0 | 0 | 0 | 0 | 0 | 0 | 0 | 0 | 0 |  |  |  | 25 | 15 | 0 | 0 | 0 | 0 | 0 | 0 | 0 | 0
|  |  | 14 | 0 | 0 | 0 | 0 | 0 | 0 | 0 | 0 | 0 | 0 | 0 | 0 | 0 | 0 | 0 | 0 | 0 | 0 | [14 empty] | Supply Fans | 1.1372 | 0.98497 |  | 0 | 0 |  | 0 | 0 |  | 0 | 0 |  | 0 | 0
|  |  | 18 | 0 | 0 | 0 | 0 | 0 | 0 | 0 | 0 | 0 | 0 | 0 | 0 | 0 | 0 | 0 | 0 | 0 | 0 | [15 empty] | 0.050236 | 0.017545 |  | 0 | 0 |  | 0 | 0 |  | 0 | 0 |  | 0 | 0
|  |  | 19 | 0 | 0 | 0 | 0 | 0 | 0 | 0 | 0 | 0 | 0 | 0 | 0 | 0 | 0 | 0 | 0 | 0 | 0 | [15 empty] | -0.08915 | -0.000475 |  | 0 | 0 |  | 0 | 0 |  | 0 | 0 |  | 0 | 0
|  |  | 20 | 0 | 0 | 0 | 0 | 0 | 0 | 0 | 0 | 0 | 0 | 0 | 0 | 0 | 0 | 0 | 0 | 0 | 0 | [14 empty] | Exhaust Fans | 1.1463 | 0.97872 |  | 0 | 0 |  | 0 | 0 |  | 0 | 0 |  | 0 | 0
|  |  | 21 | 0 | 0 | 0 | 0 | 0 | 0 | 0 | 0 | 0 | 0 | 0 | 0 | 0 | 0 | 0 | 0 | 0 | 0 | [15 empty] | 0.045766 | 0.022227 |  | 0 | 0 |  | 0 | 0 |  | 0 | 0 |  | 0 | 0
|  |  | 22 | 0 | 0 | 0 | 0 | 0 | 0 | 0 | 0 | 0 | 0 | 0 | 0 | 0 | 0 | 0 | 0 | 0 | 0 | [15 empty] | -0.11037 | 0.001941 |  | 0 | 0 |  | 0 | 0 |  | 0 | 0 |  | 0 | 0
|  |  | 23 | 0 | 0 | 0 | 0 | 0 | 0 | 0 | 0 | 0 | 0 | 0 | 0 | 0 | 0 | 0 | 0 | 0 | 0
|  |  | 24 | 0 | 0 | 0 | 0 | 0 | 0 | 0 | 0 | 0 | 0 | 0 | 0 | 0 | 0 | 0 | 0 | 0 | 0 | [15 empty] | 0.75 | 0.67 | 1 | 1 | 1 | 1 | 1 | 1 | 1 | 1
Example
|  |  |  | Proposed Case | [14 empty] | Base case total Fan kW Profiles |  |  | SF % Motor Loading | [14 empty] | 14.4 |  |  | 0 |  |  | 0 |  |  | 0 |  |  | 0 |  |  | 57.6% |  |  | 0% |  |  | 0% |  |  | 0% |  |  | 0%
|  |  |  | Estimated BHP profiles for Supply Fans w/VFD | [17 empty] | 25 | [14 empty] | Wire-to-shaft EFF | [14 empty] | 92.5% |  |  | 0% |  |  | 0% |  |  | 0% |  |  | 0% |  |  |  | Supply fans total kW
|  |  |  | Example: S-2 / EF-14 |  |  | Supply/Exhaust Fan IDs |  |  | Supply/Exhaust Fan IDs |  |  | Supply/Exhaust Fan IDs |  |  | Supply/Exhaust Fan IDs | [5 empty] | Wkday | Sat | Sun | 0 |  |  | 0 |  |  | 0 |  |  | 0 |  |  | 93% |  |  | 0% |  |  | 0% |  |  | 0% |  |  | 0% |  |  | 11.61 |  |  | 0 |  |  | 0 |  |  | 0 |  |  | 0 |  |  |  | 0
|  |  | Hour | Wkday | Sat | Sun | Wkday | Sat | Sun | Wkday | Sat | Sun | Wkday | Sat | Sun | Wkday | Sat | Sun | Wkday | Sat | Sun | 0% | 0% | 0% | Wkday | Sat | Sun | Wkday | Sat | Sun | Wkday | Sat | Sun | Wkday | Sat | Sun | Wkday | Sat | Sun | Wkday | Sat | Sun | Wkday | Sat | Sun | Wkday | Sat | Sun | Wkday | Sat | Sun | Wkday | Sat | Sun | Wkday | Sat | Sun | Wkday | Sat | Sun | Wkday | Sat | Sun | Wkday | Sat | Sun |  | Base |  |  | Proposed
|  |  | 1 |  |  |  | 0 | 0 | 0 | 0 | 0 | 0 | 0 | 0 | 0 | 0 | 0 | 0 | 0 | 0 | 0 | 0% | 0% | 0% | 0% | 0% | 0% | 0% | 0% | 0% | 0% | 0% | 0% | 0% | 0% | 0% | 0% | 0% | 0% | 0% | 0% | 0% | 0% | 0% | 0% | 0% | 0% | 0% | 0% | 0% | 0% | 0 | 0 | 0 | 0 | 0 | 0 | 0 | 0 | 0 | 0 | 0 | 0 | 0 | 0 | 0 | 1 | 0 | 0 | 0 | 0 | 0 | 0
|  |  | 2 |  |  |  | 0 | 0 | 0 | 0 | 0 | 0 | 0 | 0 | 0 | 0 | 0 | 0 | 0 | 0 | 0 | 0% | 0% | 0% | 0% | 0% | 0% | 0% | 0% | 0% | 0% | 0% | 0% | 0% | 0% | 0% | 0% | 0% | 0% | 0% | 0% | 0% | 0% | 0% | 0% | 0% | 0% | 0% | 0% | 0% | 0% | 0 | 0 | 0 | 0 | 0 | 0 | 0 | 0 | 0 | 0 | 0 | 0 | 0 | 0 | 0 | 2 | 0 | 0 | 0 | 0 | 0 | 0
|  |  | 3 |  |  |  | 0 | 0 | 0 | 0 | 0 | 0 | 0 | 0 | 0 | 0 | 0 | 0 | 0 | 0 | 0 | 0% | 0% | 0% | 0% | 0% | 0% | 0% | 0% | 0% | 0% | 0% | 0% | 0% | 0% | 0% | 0% | 0% | 0% | 0% | 0% | 0% | 0% | 0% | 0% | 0% | 0% | 0% | 0% | 0% | 0% | 0 | 0 | 0 | 0 | 0 | 0 | 0 | 0 | 0 | 0 | 0 | 0 | 0 | 0 | 0 | 3 | 0 | 0 | 0 | 0 | 0 | 0
|  |  | 4 |  |  |  | 0 | 0 | 0 | 0 | 0 | 0 | 0 | 0 | 0 | 0 | 0 | 0 | 0 | 0 | 0 | 0% | 0% | 0% | 0% | 0% | 0% | 0% | 0% | 0% | 0% | 0% | 0% | 0% | 0% | 0% | 0% | 0% | 0% | 0% | 0% | 0% | 0% | 0% | 0% | 0% | 0% | 0% | 0% | 0% | 0% | 0 | 0 | 0 | 0 | 0 | 0 | 0 | 0 | 0 | 0 | 0 | 0 | 0 | 0 | 0 | 4 | 0 | 0 | 0 | 0 | 0 | 0
|  |  | 5 |  |  |  | 0 | 0 | 0 | 0 | 0 | 0 | 0 | 0 | 0 | 0 | 0 | 0 | 0 | 0 | 0 | 0% | 0% | 0% | 0% | 0% | 0% | 0% | 0% | 0% | 0% | 0% | 0% | 0% | 0% | 0% | 0% | 0% | 0% | 0% | 0% | 0% | 0% | 0% | 0% | 0% | 0% | 0% | 0% | 0% | 0% | 0 | 0 | 0 | 0 | 0 | 0 | 0 | 0 | 0 | 0 | 0 | 0 | 0 | 0 | 0 | 5 | 0 | 0 | 0 | 0 | 0 | 0
|  |  | 6 |  |  |  | 0 | 0 | 0 | 0 | 0 | 0 | 0 | 0 | 0 | 0 | 0 | 0 | 0 | 0 | 0 | 0% | 0% | 0% | 0% | 0% | 0% | 0% | 0% | 0% | 0% | 0% | 0% | 0% | 0% | 0% | 0% | 0% | 0% | 0% | 0% | 0% | 0% | 0% | 0% | 0% | 0% | 0% | 0% | 0% | 0% | 0 | 0 | 0 | 0 | 0 | 0 | 0 | 0 | 0 | 0 | 0 | 0 | 0 | 0 | 0 | 6 | 0 | 0 | 0 | 0 | 0 | 0
|  |  | 7 |  |  |  | 0 | 0 | 0 | 0 | 0 | 0 | 0 | 0 | 0 | 0 | 0 | 0 | 0 | 0 | 0 | 0% | 0% | 0% | 0% | 0% | 0% | 0% | 0% | 0% | 0% | 0% | 0% | 0% | 0% | 0% | 0% | 0% | 0% | 0% | 0% | 0% | 0% | 0% | 0% | 0% | 0% | 0% | 0% | 0% | 0% | 0 | 0 | 0 | 0 | 0 | 0 | 0 | 0 | 0 | 0 | 0 | 0 | 0 | 0 | 0 | 7 | 0 | 0 | 0 | 0 | 0 | 0
|  |  | 8 |  |  |  | 0 | 0 | 0 | 0 | 0 | 0 | 0 | 0 | 0 | 0 | 0 | 0 | 0 | 0 | 0 | 0% | 0% | 0% | 0% | 0% | 0% | 0% | 0% | 0% | 0% | 0% | 0% | 0% | 0% | 0% | 0% | 0% | 0% | 0% | 0% | 0% | 0% | 0% | 0% | 0% | 0% | 0% | 0% | 0% | 0% | 0 | 0 | 0 | 0 | 0 | 0 | 0 | 0 | 0 | 0 | 0 | 0 | 0 | 0 | 0 | 8 | 0 | 0 | 0 | 0 | 0 | 0
|  |  | 9 |  |  |  | 0 | 0 | 0 | 0 | 0 | 0 | 0 | 0 | 0 | 0 | 0 | 0 | 0 | 0 | 0 | 0% | 0% | 0% | 0% | 0% | 0% | 0% | 0% | 0% | 0% | 0% | 0% | 0% | 0% | 0% | 0% | 0% | 0% | 0% | 0% | 0% | 0% | 0% | 0% | 0% | 0% | 0% | 0% | 0% | 0% | 0 | 0 | 0 | 0 | 0 | 0 | 0 | 0 | 0 | 0 | 0 | 0 | 0 | 0 | 0 | 9 | 0 | 0 | 0 | 0 | 0 | 0
|  |  | 10 |  |  |  | 0 | 0 | 0 | 0 | 0 | 0 | 0 | 0 | 0 | 0 | 0 | 0 | 0 | 0 | 0 | 0% | 0% | 0% | 0% | 0% | 0% | 0% | 0% | 0% | 0% | 0% | 0% | 0% | 0% | 0% | 0% | 0% | 0% | 0% | 0% | 0% | 0% | 0% | 0% | 0% | 0% | 0% | 0% | 0% | 0% | 0 | 0 | 0 | 0 | 0 | 0 | 0 | 0 | 0 | 0 | 0 | 0 | 0 | 0 | 0 | 10 | 0 | 0 | 0 | 0 | 0 | 0
|  |  | 11 |  |  |  | 0 | 0 | 0 | 0 | 0 | 0 | 0 | 0 | 0 | 0 | 0 | 0 | 0 | 0 | 0 | 0% | 0% | 0% | 0% | 0% | 0% | 0% | 0% | 0% | 0% | 0% | 0% | 0% | 0% | 0% | 0% | 0% | 0% | 0% | 0% | 0% | 0% | 0% | 0% | 0% | 0% | 0% | 0% | 0% | 0% | 0 | 0 | 0 | 0 | 0 | 0 | 0 | 0 | 0 | 0 | 0 | 0 | 0 | 0 | 0 | 11 | 0 | 0 | 0 | 0 | 0 | 0
|  |  | Noon |  |  |  | 0 | 0 | 0 | 0 | 0 | 0 | 0 | 0 | 0 | 0 | 0 | 0 | 0 | 0 | 0 | 0% | 0% | 0% | 0% | 0% | 0% | 0% | 0% | 0% | 0% | 0% | 0% | 0% | 0% | 0% | 0% | 0% | 0% | 0% | 0% | 0% | 0% | 0% | 0% | 0% | 0% | 0% | 0% | 0% | 0% | 0 | 0 | 0 | 0 | 0 | 0 | 0 | 0 | 0 | 0 | 0 | 0 | 0 | 0 | 0 | 12 | 0 | 0 | 0 | 0 | 0 | 0
|  |  | 1 |  |  |  | 0 | 0 | 0 | 0 | 0 | 0 | 0 | 0 | 0 | 0 | 0 | 0 | 0 | 0 | 0 | 0% | 0% | 0% | 0% | 0% | 0% | 0% | 0% | 0% | 0% | 0% | 0% | 0% | 0% | 0% | 0% | 0% | 0% | 0% | 0% | 0% | 0% | 0% | 0% | 0% | 0% | 0% | 0% | 0% | 0% | 0 | 0 | 0 | 0 | 0 | 0 | 0 | 0 | 0 | 0 | 0 | 0 | 0 | 0 | 0 | 13 | 0 | 0 | 0 | 0 | 0 | 0
|  |  | 2 |  |  |  | 0 | 0 | 0 | 0 | 0 | 0 | 0 | 0 | 0 | 0 | 0 | 0 | 0 | 0 | 0 | 0% | 0% | 0% | 0% | 0% | 0% | 0% | 0% | 0% | 0% | 0% | 0% | 0% | 0% | 0% | 0% | 0% | 0% | 0% | 0% | 0% | 0% | 0% | 0% | 0% | 0% | 0% | 0% | 0% | 0% | 0 | 0 | 0 | 0 | 0 | 0 | 0 | 0 | 0 | 0 | 0 | 0 | 0 | 0 | 0 | 14 | 0 | 0 | 0 | 0 | 0 | 0
|  |  | 3 |  |  |  | 0 | 0 | 0 | 0 | 0 | 0 | 0 | 0 | 0 | 0 | 0 | 0 | 0 | 0 | 0 | 0% | 0% | 0% | 0% | 0% | 0% | 0% | 0% | 0% | 0% | 0% | 0% | 0% | 0% | 0% | 0% | 0% | 0% | 0% | 0% | 0% | 0% | 0% | 0% | 0% | 0% | 0% | 0% | 0% | 0% | 0 | 0 | 0 | 0 | 0 | 0 | 0 | 0 | 0 | 0 | 0 | 0 | 0 | 0 | 0 | 15 | 0 | 0 | 0 | 0 | 0 | 0
|  |  | 4 |  |  |  | 0 | 0 | 0 | 0 | 0 | 0 | 0 | 0 | 0 | 0 | 0 | 0 | 0 | 0 | 0 | 0% | 0% | 0% | 0% | 0% | 0% | 0% | 0% | 0% | 0% | 0% | 0% | 0% | 0% | 0% | 0% | 0% | 0% | 0% | 0% | 0% | 0% | 0% | 0% | 0% | 0% | 0% | 0% | 0% | 0% | 0 | 0 | 0 | 0 | 0 | 0 | 0 | 0 | 0 | 0 | 0 | 0 | 0 | 0 | 0 | 16 | 0 | 0 | 0 | 0 | 0 | 0
|  |  | 5 |  |  |  | 0 | 0 | 0 | 0 | 0 | 0 | 0 | 0 | 0 | 0 | 0 | 0 | 0 | 0 | 0 | 0% | 0% | 0% | 0% | 0% | 0% | 0% | 0% | 0% | 0% | 0% | 0% | 0% | 0% | 0% | 0% | 0% | 0% | 0% | 0% | 0% | 0% | 0% | 0% | 0% | 0% | 0% | 0% | 0% | 0% | 0 | 0 | 0 | 0 | 0 | 0 | 0 | 0 | 0 | 0 | 0 | 0 | 0 | 0 | 0 | 17 | 0 | 0 | 0 | 0 | 0 | 0
|  |  | 6 |  |  |  | 0 | 0 | 0 | 0 | 0 | 0 | 0 | 0 | 0 | 0 | 0 | 0 | 0 | 0 | 0 | 0% | 0% | 0% | 0% | 0% | 0% | 0% | 0% | 0% | 0% | 0% | 0% | 0% | 0% | 0% | 0% | 0% | 0% | 0% | 0% | 0% | 0% | 0% | 0% | 0% | 0% | 0% | 0% | 0% | 0% | 0 | 0 | 0 | 0 | 0 | 0 | 0 | 0 | 0 | 0 | 0 | 0 | 0 | 0 | 0 | 18 | 0 | 0 | 0 | 0 | 0 | 0
|  |  | 7 |  |  |  | 0 | 0 | 0 | 0 | 0 | 0 | 0 | 0 | 0 | 0 | 0 | 0 | 0 | 0 | 0 | 0% | 0% | 0% | 0% | 0% | 0% | 0% | 0% | 0% | 0% | 0% | 0% | 0% | 0% | 0% | 0% | 0% | 0% | 0% | 0% | 0% | 0% | 0% | 0% | 0% | 0% | 0% | 0% | 0% | 0% | 0 | 0 | 0 | 0 | 0 | 0 | 0 | 0 | 0 | 0 | 0 | 0 | 0 | 0 | 0 | 19 | 0 | 0 | 0 | 0 | 0 | 0
|  |  | 8 |  |  |  | 0 | 0 | 0 | 0 | 0 | 0 | 0 | 0 | 0 | 0 | 0 | 0 | 0 | 0 | 0 | 0% | 0% | 0% | 0% | 0% | 0% | 0% | 0% | 0% | 0% | 0% | 0% | 0% | 0% | 0% | 0% | 0% | 0% | 0% | 0% | 0% | 0% | 0% | 0% | 0% | 0% | 0% | 0% | 0% | 0% | 0 | 0 | 0 | 0 | 0 | 0 | 0 | 0 | 0 | 0 | 0 | 0 | 0 | 0 | 0 | 20 | 0 | 0 | 0 | 0 | 0 | 0
|  |  | 9 |  |  |  | 0 | 0 | 0 | 0 | 0 | 0 | 0 | 0 | 0 | 0 | 0 | 0 | 0 | 0 | 0 | 0% | 0% | 0% | 0% | 0% | 0% | 0% | 0% | 0% | 0% | 0% | 0% | 0% | 0% | 0% | 0% | 0% | 0% | 0% | 0% | 0% | 0% | 0% | 0% | 0% | 0% | 0% | 0% | 0% | 0% | 0 | 0 | 0 | 0 | 0 | 0 | 0 | 0 | 0 | 0 | 0 | 0 | 0 | 0 | 0 | 21 | 0 | 0 | 0 | 0 | 0 | 0
|  |  | 10 |  |  |  | 0 | 0 | 0 | 0 | 0 | 0 | 0 | 0 | 0 | 0 | 0 | 0 | 0 | 0 | 0 | 0% | 0% | 0% | 0% | 0% | 0% | 0% | 0% | 0% | 0% | 0% | 0% | 0% | 0% | 0% | 0% | 0% | 0% | 0% | 0% | 0% | 0% | 0% | 0% | 0% | 0% | 0% | 0% | 0% | 0% | 0 | 0 | 0 | 0 | 0 | 0 | 0 | 0 | 0 | 0 | 0 | 0 | 0 | 0 | 0 | 22 | 0 | 0 | 0 | 0 | 0 | 0
|  |  | 11 |  |  |  | 0 | 0 | 0 | 0 | 0 | 0 | 0 | 0 | 0 | 0 | 0 | 0 | 0 | 0 | 0 | 0% | 0% | 0% | 0% | 0% | 0% | 0% | 0% | 0% | 0% | 0% | 0% | 0% | 0% | 0% | 0% | 0% | 0% | 0% | 0% | 0% | 0% | 0% | 0% | 0% | 0% | 0% | 0% | 0% | 0% | 0 | 0 | 0 | 0 | 0 | 0 | 0 | 0 | 0 | 0 | 0 | 0 | 0 | 0 | 0 | 23 | 0 | 0 | 0 | 0 | 0 | 0
|  |  | Midnight |  |  |  | 0 | 0 | 0 | 0 | 0 | 0 | 0 | 0 | 0 | 0 | 0 | 0 | 0 | 0 | 0 |  |  |  | 0% | 0% | 0% | 0% | 0% | 0% | 0% | 0% | 0% | 0% | 0% | 0% | 0% | 0% | 0% | 0% | 0% | 0% | 0% | 0% | 0% | 0% | 0% | 0% | 0% | 0% | 0% | 0 | 0 | 0 | 0 | 0 | 0 | 0 | 0 | 0 | 0 | 0 | 0 | 0 | 0 | 0 | 24 | 0 | 0 | 0 | 0 | 0 | 0
Example:
|  |  |  | Proposed Case | [14 empty] | Proposed case total Fan kW Profiles |  |  | % Motor Loading | [14 empty] | 10.8 |  |  | 0 |  |  | 0 |  |  | 0 |  |  | 0 |  |  | 72% |  |  | 0% |  |  | 0% |  |  | 0% |  |  | 0%
|  |  |  | Estimated BHP profiles for Exhaust Fans w/VFD | [17 empty] | 15 | [14 empty] | Wire-to-shaft EFF | [14 empty] | 92.84% |  |  | 0% |  |  | 0% |  |  | 0% |  |  | 0% |  |  |  | Return/Exhaust fans total kW
|  |  |  | Example: S-2 / EF-14 |  |  | Supply/Exhaust Fan IDs |  |  | Supply/Exhaust Fan IDs |  |  | Supply/Exhaust Fan IDs |  |  | Supply/Exhaust Fan IDs | [5 empty] | Wkday | Sat | Sun | 0 |  |  | 0 |  |  | 0 |  |  | 0 |  |  | 93% |  |  | 0% |  |  | 0% |  |  | 0% |  |  | 0% |  |  | 8.68 |  |  | 0 |  |  | 0 |  |  | 0 |  |  | 0 |  |  |  | 0
|  |  | Hour | Wkday | Sat | Sun | Wkday | Sat | Sun | Wkday | Sat | Sun | Wkday | Sat | Sun | Wkday | Sat | Sun | Wkday | Sat | Sun | 17.91% | 17.91% | 17.91% | Wkday | Sat | Sun | Wkday | Sat | Sun | Wkday | Sat | Sun | Wkday | Sat | Sun | Wkday | Sat | Sun | Wkday | Sat | Sun | Wkday | Sat | Sun | Wkday | Sat | Sun | Wkday | Sat | Sun | Wkday | Sat | Sun | Wkday | Sat | Sun | Wkday | Sat | Sun | Wkday | Sat | Sun | Wkday | Sat | Sun |  | Base |  |  | Proposed
|  |  | 1 | 2.687 | 2.687 | 2.687 | 0 | 0 | 0 | 0 | 0 | 0 | 0 | 0 | 0 | 0 | 0 | 0 | 0 | 0 | 0 | 17.91% | 17.91% | 17.91% | 0% | 0% | 0% | 0% | 0% | 0% | 0% | 0% | 0% | 0% | 0% | 0% | 72.36% | 72.36% | 72.36% | 0% | 0% | 0% | 0% | 0% | 0% | 0% | 0% | 0% | 0% | 0% | 0% | 2.77 | 2.77 | 2.77 | 0 | 0 | 0 | 0 | 0 | 0 | 0 | 0 | 0 | 0 | 0 | 0 | 1 | 0 | 0 | 0 | 0 | 0 | 0
|  |  | 2 | 2.687 | 2.687 | 2.687 | 0 | 0 | 0 | 0 | 0 | 0 | 0 | 0 | 0 | 0 | 0 | 0 | 0 | 0 | 0 | 17.91% | 17.91% | 17.91% | 0% | 0% | 0% | 0% | 0% | 0% | 0% | 0% | 0% | 0% | 0% | 0% | 72.36% | 72.36% | 72.36% | 0% | 0% | 0% | 0% | 0% | 0% | 0% | 0% | 0% | 0% | 0% | 0% | 2.77 | 2.77 | 2.77 | 0 | 0 | 0 | 0 | 0 | 0 | 0 | 0 | 0 | 0 | 0 | 0 | 2 | 0 | 0 | 0 | 0 | 0 | 0
|  |  | 3 | 2.687 | 2.687 | 2.687 | 0 | 0 | 0 | 0 | 0 | 0 | 0 | 0 | 0 | 0 | 0 | 0 | 0 | 0 | 0 | 17.91% | 17.91% | 17.91% | 0% | 0% | 0% | 0% | 0% | 0% | 0% | 0% | 0% | 0% | 0% | 0% | 72.36% | 72.36% | 72.36% | 0% | 0% | 0% | 0% | 0% | 0% | 0% | 0% | 0% | 0% | 0% | 0% | 2.77 | 2.77 | 2.77 | 0 | 0 | 0 | 0 | 0 | 0 | 0 | 0 | 0 | 0 | 0 | 0 | 3 | 0 | 0 | 0 | 0 | 0 | 0
|  |  | 4 | 2.687 | 2.687 | 2.687 | 0 | 0 | 0 | 0 | 0 | 0 | 0 | 0 | 0 | 0 | 0 | 0 | 0 | 0 | 0 | 17.91% | 17.91% | 17.91% | 0% | 0% | 0% | 0% | 0% | 0% | 0% | 0% | 0% | 0% | 0% | 0% | 72.36% | 72.36% | 72.36% | 0% | 0% | 0% | 0% | 0% | 0% | 0% | 0% | 0% | 0% | 0% | 0% | 2.77 | 2.77 | 2.77 | 0 | 0 | 0 | 0 | 0 | 0 | 0 | 0 | 0 | 0 | 0 | 0 | 4 | 0 | 0 | 0 | 0 | 0 | 0
|  |  | 5 | 2.687 | 2.687 | 2.687 | 0 | 0 | 0 | 0 | 0 | 0 | 0 | 0 | 0 | 0 | 0 | 0 | 0 | 0 | 0 | 56.55% | 56.55% | 56.55% | 0% | 0% | 0% | 0% | 0% | 0% | 0% | 0% | 0% | 0% | 0% | 0% | 72.36% | 72.36% | 72.36% | 0% | 0% | 0% | 0% | 0% | 0% | 0% | 0% | 0% | 0% | 0% | 0% | 2.77 | 2.77 | 2.77 | 0 | 0 | 0 | 0 | 0 | 0 | 0 | 0 | 0 | 0 | 0 | 0 | 5 | 0 | 0 | 0 | 0 | 0 | 0
|  |  | 6 | 8.483 | 8.483 | 8.483 | 0 | 0 | 0 | 0 | 0 | 0 | 0 | 0 | 0 | 0 | 0 | 0 | 0 | 0 | 0 | 56.55% | 56.55% | 56.55% | 0% | 0% | 0% | 0% | 0% | 0% | 0% | 0% | 0% | 0% | 0% | 0% | 87.51% | 87.51% | 87.51% | 0% | 0% | 0% | 0% | 0% | 0% | 0% | 0% | 0% | 0% | 0% | 0% | 7.23 | 7.23 | 7.23 | 0 | 0 | 0 | 0 | 0 | 0 | 0 | 0 | 0 | 0 | 0 | 0 | 6 | 0 | 0 | 0 | 0 | 0 | 0
|  |  | 7 | 8.483 | 8.483 | 8.483 | 0 | 0 | 0 | 0 | 0 | 0 | 0 | 0 | 0 | 0 | 0 | 0 | 0 | 0 | 0 | 43.71% | 43.71% | 43.71% | 0% | 0% | 0% | 0% | 0% | 0% | 0% | 0% | 0% | 0% | 0% | 0% | 87.51% | 87.51% | 87.51% | 0% | 0% | 0% | 0% | 0% | 0% | 0% | 0% | 0% | 0% | 0% | 0% | 7.23 | 7.23 | 7.23 | 0 | 0 | 0 | 0 | 0 | 0 | 0 | 0 | 0 | 0 | 0 | 0 | 7 | 0 | 0 | 0 | 0 | 0 | 0
|  |  | 8 | 6.556 | 6.556 | 6.556 | 0 | 0 | 0 | 0 | 0 | 0 | 0 | 0 | 0 | 0 | 0 | 0 | 0 | 0 | 0 | 43.71% | 43.71% | 43.71% | 0% | 0% | 0% | 0% | 0% | 0% | 0% | 0% | 0% | 0% | 0% | 0% | 85.77% | 85.77% | 85.77% | 0% | 0% | 0% | 0% | 0% | 0% | 0% | 0% | 0% | 0% | 0% | 0% | 5.7 | 5.7 | 5.7 | 0 | 0 | 0 | 0 | 0 | 0 | 0 | 0 | 0 | 0 | 0 | 0 | 8 | 0 | 0 | 0 | 0 | 0 | 0
|  |  | 9 | 6.556 | 6.556 | 6.556 | 0 | 0 | 0 | 0 | 0 | 0 | 0 | 0 | 0 | 0 | 0 | 0 | 0 | 0 | 0 | 43.71% | 43.71% | 43.71% | 0% | 0% | 0% | 0% | 0% | 0% | 0% | 0% | 0% | 0% | 0% | 0% | 85.77% | 85.77% | 85.77% | 0% | 0% | 0% | 0% | 0% | 0% | 0% | 0% | 0% | 0% | 0% | 0% | 5.7 | 5.7 | 5.7 | 0 | 0 | 0 | 0 | 0 | 0 | 0 | 0 | 0 | 0 | 0 | 0 | 9 | 0 | 0 | 0 | 0 | 0 | 0
|  |  | 10 | 6.556 | 6.556 | 6.556 | 0 | 0 | 0 | 0 | 0 | 0 | 0 | 0 | 0 | 0 | 0 | 0 | 0 | 0 | 0 | 43.71% | 43.71% | 43.71% | 0% | 0% | 0% | 0% | 0% | 0% | 0% | 0% | 0% | 0% | 0% | 0% | 85.77% | 85.77% | 85.77% | 0% | 0% | 0% | 0% | 0% | 0% | 0% | 0% | 0% | 0% | 0% | 0% | 5.7 | 5.7 | 5.7 | 0 | 0 | 0 | 0 | 0 | 0 | 0 | 0 | 0 | 0 | 0 | 0 | 10 | 0 | 0 | 0 | 0 | 0 | 0
|  |  | 11 | 6.556 | 6.556 | 6.556 | 0 | 0 | 0 | 0 | 0 | 0 | 0 | 0 | 0 | 0 | 0 | 0 | 0 | 0 | 0 | 72% | 72% | 72% | 0% | 0% | 0% | 0% | 0% | 0% | 0% | 0% | 0% | 0% | 0% | 0% | 85.77% | 85.77% | 85.77% | 0% | 0% | 0% | 0% | 0% | 0% | 0% | 0% | 0% | 0% | 0% | 0% | 5.7 | 5.7 | 5.7 | 0 | 0 | 0 | 0 | 0 | 0 | 0 | 0 | 0 | 0 | 0 | 0 | 11 | 0 | 0 | 0 | 0 | 0 | 0
|  |  | Noon | 10.8 | 10.8 | 10.8 | 0 | 0 | 0 | 0 | 0 | 0 | 0 | 0 | 0 | 0 | 0 | 0 | 0 | 0 | 0 | 17.91% | 17.91% | 17.91% | 0% | 0% | 0% | 0% | 0% | 0% | 0% | 0% | 0% | 0% | 0% | 0% | 88.27% | 88.27% | 88.27% | 0% | 0% | 0% | 0% | 0% | 0% | 0% | 0% | 0% | 0% | 0% | 0% | 9.13 | 9.13 | 9.13 | 0 | 0 | 0 | 0 | 0 | 0 | 0 | 0 | 0 | 0 | 0 | 0 | 12 | 0 | 0 | 0 | 0 | 0 | 0
|  |  | 1 | 2.687 | 2.687 | 2.687 | 0 | 0 | 0 | 0 | 0 | 0 | 0 | 0 | 0 | 0 | 0 | 0 | 0 | 0 | 0 | 17.91% | 17.91% | 17.91% | 0% | 0% | 0% | 0% | 0% | 0% | 0% | 0% | 0% | 0% | 0% | 0% | 72.36% | 72.36% | 72.36% | 0% | 0% | 0% | 0% | 0% | 0% | 0% | 0% | 0% | 0% | 0% | 0% | 2.77 | 2.77 | 2.77 | 0 | 0 | 0 | 0 | 0 | 0 | 0 | 0 | 0 | 0 | 0 | 0 | 13 | 0 | 0 | 0 | 0 | 0 | 0
|  |  | 2 | 2.687 | 2.687 | 2.687 | 0 | 0 | 0 | 0 | 0 | 0 | 0 | 0 | 0 | 0 | 0 | 0 | 0 | 0 | 0 | 17.91% | 17.91% | 17.91% | 0% | 0% | 0% | 0% | 0% | 0% | 0% | 0% | 0% | 0% | 0% | 0% | 72.36% | 72.36% | 72.36% | 0% | 0% | 0% | 0% | 0% | 0% | 0% | 0% | 0% | 0% | 0% | 0% | 2.77 | 2.77 | 2.77 | 0 | 0 | 0 | 0 | 0 | 0 | 0 | 0 | 0 | 0 | 0 | 0 | 14 | 0 | 0 | 0 | 0 | 0 | 0
|  |  | 3 | 2.687 | 2.687 | 2.687 | 0 | 0 | 0 | 0 | 0 | 0 | 0 | 0 | 0 | 0 | 0 | 0 | 0 | 0 | 0 | 17.91% | 17.91% | 17.91% | 0% | 0% | 0% | 0% | 0% | 0% | 0% | 0% | 0% | 0% | 0% | 0% | 72.36% | 72.36% | 72.36% | 0% | 0% | 0% | 0% | 0% | 0% | 0% | 0% | 0% | 0% | 0% | 0% | 2.77 | 2.77 | 2.77 | 0 | 0 | 0 | 0 | 0 | 0 | 0 | 0 | 0 | 0 | 0 | 0 | 15 | 0 | 0 | 0 | 0 | 0 | 0
|  |  | 4 | 2.687 | 2.687 | 2.687 | 0 | 0 | 0 | 0 | 0 | 0 | 0 | 0 | 0 | 0 | 0 | 0 | 0 | 0 | 0 | 43.71% | 43.71% | 43.71% | 0% | 0% | 0% | 0% | 0% | 0% | 0% | 0% | 0% | 0% | 0% | 0% | 72.36% | 72.36% | 72.36% | 0% | 0% | 0% | 0% | 0% | 0% | 0% | 0% | 0% | 0% | 0% | 0% | 2.77 | 2.77 | 2.77 | 0 | 0 | 0 | 0 | 0 | 0 | 0 | 0 | 0 | 0 | 0 | 0 | 16 | 0 | 0 | 0 | 0 | 0 | 0
|  |  | 5 | 6.556 | 6.556 | 6.556 | 0 | 0 | 0 | 0 | 0 | 0 | 0 | 0 | 0 | 0 | 0 | 0 | 0 | 0 | 0 | 49.82% | 49.82% | 49.82% | 0% | 0% | 0% | 0% | 0% | 0% | 0% | 0% | 0% | 0% | 0% | 0% | 85.77% | 85.77% | 85.77% | 0% | 0% | 0% | 0% | 0% | 0% | 0% | 0% | 0% | 0% | 0% | 0% | 5.7 | 5.7 | 5.7 | 0 | 0 | 0 | 0 | 0 | 0 | 0 | 0 | 0 | 0 | 0 | 0 | 17 | 0 | 0 | 0 | 0 | 0 | 0
|  |  | 6 | 7.473 | 7.473 | 7.473 | 0 | 0 | 0 | 0 | 0 | 0 | 0 | 0 | 0 | 0 | 0 | 0 | 0 | 0 | 0 | 56.55% | 56.55% | 56.55% | 0% | 0% | 0% | 0% | 0% | 0% | 0% | 0% | 0% | 0% | 0% | 0% | 86.77% | 86.77% | 86.77% | 0% | 0% | 0% | 0% | 0% | 0% | 0% | 0% | 0% | 0% | 0% | 0% | 6.42 | 6.42 | 6.42 | 0 | 0 | 0 | 0 | 0 | 0 | 0 | 0 | 0 | 0 | 0 | 0 | 18 | 0 | 0 | 0 | 0 | 0 | 0
|  |  | 7 | 8.483 | 8.483 | 8.483 | 0 | 0 | 0 | 0 | 0 | 0 | 0 | 0 | 0 | 0 | 0 | 0 | 0 | 0 | 0 | 56.55% | 56.55% | 56.55% | 0% | 0% | 0% | 0% | 0% | 0% | 0% | 0% | 0% | 0% | 0% | 0% | 87.51% | 87.51% | 87.51% | 0% | 0% | 0% | 0% | 0% | 0% | 0% | 0% | 0% | 0% | 0% | 0% | 7.23 | 7.23 | 7.23 | 0 | 0 | 0 | 0 | 0 | 0 | 0 | 0 | 0 | 0 | 0 | 0 | 19 | 0 | 0 | 0 | 0 | 0 | 0
|  |  | 8 | 8.483 | 8.483 | 8.483 | 0 | 0 | 0 | 0 | 0 | 0 | 0 | 0 | 0 | 0 | 0 | 0 | 0 | 0 | 0 | 56.55% | 56.55% | 56.55% | 0% | 0% | 0% | 0% | 0% | 0% | 0% | 0% | 0% | 0% | 0% | 0% | 87.51% | 87.51% | 87.51% | 0% | 0% | 0% | 0% | 0% | 0% | 0% | 0% | 0% | 0% | 0% | 0% | 7.23 | 7.23 | 7.23 | 0 | 0 | 0 | 0 | 0 | 0 | 0 | 0 | 0 | 0 | 0 | 0 | 20 | 0 | 0 | 0 | 0 | 0 | 0
|  |  | 9 | 8.483 | 8.483 | 8.483 | 0 | 0 | 0 | 0 | 0 | 0 | 0 | 0 | 0 | 0 | 0 | 0 | 0 | 0 | 0 | 43.71% | 43.71% | 43.71% | 0% | 0% | 0% | 0% | 0% | 0% | 0% | 0% | 0% | 0% | 0% | 0% | 87.51% | 87.51% | 87.51% | 0% | 0% | 0% | 0% | 0% | 0% | 0% | 0% | 0% | 0% | 0% | 0% | 7.23 | 7.23 | 7.23 | 0 | 0 | 0 | 0 | 0 | 0 | 0 | 0 | 0 | 0 | 0 | 0 | 21 | 0 | 0 | 0 | 0 | 0 | 0
|  |  | 10 | 6.556 | 6.556 | 6.556 | 0 | 0 | 0 | 0 | 0 | 0 | 0 | 0 | 0 | 0 | 0 | 0 | 0 | 0 | 0 | 17.91% | 17.91% | 17.91% | 0% | 0% | 0% | 0% | 0% | 0% | 0% | 0% | 0% | 0% | 0% | 0% | 85.77% | 85.77% | 85.77% | 0% | 0% | 0% | 0% | 0% | 0% | 0% | 0% | 0% | 0% | 0% | 0% | 5.7 | 5.7 | 5.7 | 0 | 0 | 0 | 0 | 0 | 0 | 0 | 0 | 0 | 0 | 0 | 0 | 22 | 0 | 0 | 0 | 0 | 0 | 0
|  |  | 11 | 2.687 | 2.687 | 2.687 | 0 | 0 | 0 | 0 | 0 | 0 | 0 | 0 | 0 | 0 | 0 | 0 | 0 | 0 | 0 | 17.91% | 17.91% | 17.91% | 0% | 0% | 0% | 0% | 0% | 0% | 0% | 0% | 0% | 0% | 0% | 0% | 72.36% | 72.36% | 72.36% | 0% | 0% | 0% | 0% | 0% | 0% | 0% | 0% | 0% | 0% | 0% | 0% | 2.77 | 2.77 | 2.77 | 0 | 0 | 0 | 0 | 0 | 0 | 0 | 0 | 0 | 0 | 0 | 0 | 23 | 0 | 0 | 0 | 0 | 0 | 0
|  |  | Midnight | 2.687 | 2.687 | 2.687 | 0 | 0 | 0 | 0 | 0 | 0 | 0 | 0 | 0 | 0 | 0 | 0 | 0 | 0 | 0 |  |  |  | 0% | 0% | 0% | 0% | 0% | 0% | 0% | 0% | 0% | 0% | 0% | 0% | 72.36% | 72.36% | 72.36% | 0% | 0% | 0% | 0% | 0% | 0% | 0% | 0% | 0% | 0% | 0% | 0% | 2.77 | 2.77 | 2.77 | 0 | 0 | 0 | 0 | 0 | 0 | 0 | 0 | 0 | 0 | 0 | 0 | 24 | 0 | 0 | 0 | 0 | 0 | 0
Thermal Ancillary kWh and kW
|  |  | Fans kWh and kW |  |  |  | Cooling Tonhours and Tons |  |  |  | Thermal Ancillary kWh and kW |  |  |  | Total kWh and kW | [6 empty] | On-Peak | Off-Peak | Total |  | Total Electric Heat kWh and kW |  |  |  | 0
|  |  | On-Peak | Off-Peak | Total | DMD | On-Peak | Off-Peak | Total | DMD | On-Peak | Off-Peak | Total | DMD | On-Peak | Off-Peak | Total | DMD |  |  |  | #N/A | #N/A | #N/A | DMD | On-Peak | Off-Peak | Total | DMD
| 1 | Jan | 0 | 0 | 0 | 0 | #N/A | #N/A | #N/A | #N/A | #N/A | #N/A | #N/A | #N/A | #N/A | #N/A | #N/A | #N/A |  |  |  | #N/A | #N/A | #N/A | #N/A | #N/A | #N/A | #N/A | #N/A
| 2 | Feb | 0 | 0 | 0 | 0 | #N/A | #N/A | #N/A | #N/A | #N/A | #N/A | #N/A | #N/A | #N/A | #N/A | #N/A | #N/A |  |  |  | #N/A | #N/A | #N/A | #N/A | #N/A | #N/A | #N/A | #N/A
| 3 | Mar | 0 | 0 | 0 | 0 | #N/A | #N/A | #N/A | #N/A | #N/A | #N/A | #N/A | #N/A | #N/A | #N/A | #N/A | #N/A |  |  |  | #N/A | #N/A | #N/A | #N/A | #N/A | #N/A | #N/A | #N/A
| 4 | Apr | 0 | 0 | 0 | 0 | #N/A | #N/A | #N/A | #N/A | #N/A | #N/A | #N/A | #N/A | #N/A | #N/A | #N/A | #N/A |  |  |  | #N/A | #N/A | #N/A | #N/A | #N/A | #N/A | #N/A | #N/A
| 5 | May | 0 | 0 | 0 | 0 | #N/A | #N/A | #N/A | #N/A | #N/A | #N/A | #N/A | #N/A | #N/A | #N/A | #N/A | #N/A |  |  |  | #N/A | #N/A | #N/A | #N/A | #N/A | #N/A | #N/A | #N/A
| 6 | Jun | 0 | 0 | 0 | 0 | #N/A | #N/A | #N/A | #N/A | #N/A | #N/A | #N/A | #N/A | #N/A | #N/A | #N/A | #N/A |  |  |  | #N/A | #N/A | #N/A | #N/A | #N/A | #N/A | #N/A | #N/A
| 7 | Jul | 0 | 0 | 0 | 0 | #N/A | #N/A | #N/A | #N/A | #N/A | #N/A | #N/A | #N/A | #N/A | #N/A | #N/A | #N/A |  |  |  | #N/A | #N/A | #N/A | #N/A | #N/A | #N/A | #N/A | #N/A
| 8 | Aug | 0 | 0 | 0 | 0 | #N/A | #N/A | #N/A | #N/A | #N/A | #N/A | #N/A | #N/A | #N/A | #N/A | #N/A | #N/A |  |  |  | #N/A | #N/A | #N/A | #N/A | #N/A | #N/A | #N/A | #N/A
| 9 | Sep | 0 | 0 | 0 | 0 | #N/A | #N/A | #N/A | #N/A | #N/A | #N/A | #N/A | #N/A | #N/A | #N/A | #N/A | #N/A |  |  |  | #N/A | #N/A | #N/A | #N/A | #N/A | #N/A | #N/A | #N/A
| 10 | Oct | 0 | 0 | 0 | 0 | #N/A | #N/A | #N/A | #N/A | #N/A | #N/A | #N/A | #N/A | #N/A | #N/A | #N/A | #N/A |  |  |  | #N/A | #N/A | #N/A | #N/A | #N/A | #N/A | #N/A | #N/A
| 11 | Nov | 0 | 0 | 0 | 0 | #N/A | #N/A | #N/A | #N/A | #N/A | #N/A | #N/A | #N/A | #N/A | #N/A | #N/A | #N/A |  |  |  | #N/A | #N/A | #N/A | #N/A | #N/A | #N/A | #N/A | #N/A
| 12 | Dec | 0 | 0 | 0 | 0 | #N/A | #N/A | #N/A | #N/A | #N/A | #N/A | #N/A | #N/A | #N/A | #N/A | #N/A | #N/A |  |  |  | #N/A | #N/A | #N/A | #N/A | #N/A | #N/A | #N/A | #N/A
|  |  | 0 | 0 | 0 | 0 | #N/A | #N/A | #N/A | #N/A | #N/A | #N/A | #N/A | #N/A | #N/A | #N/A | #N/A | #N/A | [6 empty] | #N/A | #N/A | #N/A | #N/A | #N/A
|  |  | Total fan savings |  | 0%
Kichen Hood Savings Summary
Annual Peak and Off Peak Electric Deamnd Savings
|  | Winter On Peak % |  |  | #N/A
|  | Winter Off Peak % |  |  | #N/A
|  | Summer On Peak % |  |  | #N/A
|  | Summer Off Peak % |  |  | #N/A
|  | June - August: 1 pm - 5 pm M - F |  |  | #N/A | kW
|  | December - January: 5 pm - 7 pm M - F |  |  | #N/A | kW
|  | Gas - Seasonal Heating Savings |  |  | #N/A | Therms
|  | Annual Electric Savings |  |  | #N/A | kWh
|  | Annual Percentage On Peak Energy Saved: |  |  | #N/A
|  | Winter Demand Savings (Dec-Jan: 5-7pm M-F): |  |  | #N/A | kW
|  | Summer Demand Savings (Jun-Aug 1-5pm M-F): |  |  | #N/A | kW
Annual Heating Savings*
|  | Seasonal Heating (Gas, Oil or Propane): |  |  | #N/A | Therms
|  | Heating (Gas, Oil, Propane, or Electric) Savings: |  |  | #N/A | MBTU | [65 empty] | OpenSesame
*Program Sponsors cannot incentivize oil, propane, nor municipal electric energy savings.
Peak Values
#N/A
#N/A
#N/A
#N/A
#N/A
Note on F30: Guidance: Default Cooling Leaving Air Temperature is 55°F Modify relative to building operation.
Note on F31: Guidance: Default Cooling Leaving Air enthalpy is 23.21 BTU lbm Modify per on-site project conditions.
Note on F32: Guidance: Default Heating Leaving Air Temperature (LAT) is 65°F
Note on F33: Guidance: Default value is 1.25 (MAX) for air cooled DX type. For other cooling system types, the kW/ton should be less.
Note on F34: Guidance: Ancillary electric uses of furnace/boiler such as combustion fans and controls such as (feed water pumps or HW pumps, etc) Default value is 0.005
Note on F35: Guidance: Default = 85% Electric = 100% Oil = 77% Gas/Propane Non-condensing = 80% Gas/Propane Condensing = 85% or greater

## Calculations (hidden)
[13 empty] | Cooling Enthalpy | Heating Discharge Air Temp Set Point (degF)
Summer |  |  |  | 9 |  |  |  | Supply Cooling Flowrate (CFM) | Supply Heating Flowrate (CFM) |  |  |  | 23.21 | 65 | [7 empty] | Base Case Supply-Return Total (kWh) |  | Non-Elec Heat? (Y/N) | Elec Htg System Efficiency | Elec Cooling System Efficiency (kWh/ton) | Elec Heat? (Y/N)
[8 empty] | 0 | 0 |  |  |  | 8.3333e-05 | =1/1200 conversion | [7 empty] | 0 |  | 1 | 0.005 | 1.25 | 0
On Peak |  |  |  | 22 | 22 |  |  | Base Case Energy Use | [6 empty] | Proposed Case Energy Use | [6 empty] | 0%
[22 empty] | Total Electric Fan Use Offset (kWh) | Total Cooling Savings (Tons) | Total Heating Savings, MBH | Electric Savings (kWh) Total | Elec Ht Savings Total
Super Peak |  |  |  | 16 | 18 | SUM |  | 0 |  | 0 | 0 | 0 | #N/A | #N/A | 0 |  | 0 | 0 | 0 | #N/A | #N/A | 0 | #N/A | #N/A | #N/A | #N/A
Min |  |  |  | #N/A | #N/A | MIN |  | 0 |  | 0 | 0 | 0 | #N/A | #N/A | 0 |  | 0 | 0 | 0 | #N/A | #N/A | 0 | #N/A | #N/A | #N/A | #N/A
Max |  |  |  | #N/A | #N/A | MAX |  | 0 |  | 0 | 0 | 0 | #N/A | #N/A | 0 |  | 0 | 0 | 0 | #N/A | #N/A | 0 | #N/A | #N/A | #N/A | #N/A
Month | Day | Hour | Day Type 1..8, Mon .. Hol | Outside dry-bulb temp (F) | Specific enthalpy of air (Btu/lb) | On-Peak/Off-Peak | Super Peak | Supply CFM Clg | Supply CFM Htg | Exhaust CFM | Supply kW | Return/Exhaust kW | Cooling, Tons | Heating, MBH | Supply CFM Clg | Supply CFM Htg | Exhaust CFM | Supply kW | Return kW | Cooling, Tons | Heating, MBH | Fan kW | Cooling Tons | Total Heating, MBH | Total kW | Electric Heat
1 | 1 | 1 | 8 | #N/A | #N/A | 0 | 0 | 0 | 0 | 0 | 0 | 0 | #N/A | #N/A | 0 | 0 | 0 | 0 | 0 | #N/A | #N/A | 0 | #N/A | #N/A | #N/A | #N/A
1 | 1 | 2 | 8 | #N/A | #N/A | 0 | 0 | 0 | 0 | 0 | 0 | 0 | #N/A | #N/A | 0 | 0 | 0 | 0 | 0 | #N/A | #N/A | 0 | #N/A | #N/A | #N/A | #N/A
1 | 1 | 3 | 8 | #N/A | #N/A | 0 | 0 | 0 | 0 | 0 | 0 | 0 | #N/A | #N/A | 0 | 0 | 0 | 0 | 0 | #N/A | #N/A | 0 | #N/A | #N/A | #N/A | #N/A
1 | 1 | 4 | 8 | #N/A | #N/A | 0 | 0 | 0 | 0 | 0 | 0 | 0 | #N/A | #N/A | 0 | 0 | 0 | 0 | 0 | #N/A | #N/A | 0 | #N/A | #N/A | #N/A | #N/A
1 | 1 | 5 | 8 | #N/A | #N/A | 0 | 0 | 0 | 0 | 0 | 0 | 0 | #N/A | #N/A | 0 | 0 | 0 | 0 | 0 | #N/A | #N/A | 0 | #N/A | #N/A | #N/A | #N/A
1 | 1 | 6 | 8 | #N/A | #N/A | 0 | 0 | 0 | 0 | 0 | 0 | 0 | #N/A | #N/A | 0 | 0 | 0 | 0 | 0 | #N/A | #N/A | 0 | #N/A | #N/A | #N/A | #N/A
1 | 1 | 7 | 8 | #N/A | #N/A | 0 | 0 | 0 | 0 | 0 | 0 | 0 | #N/A | #N/A | 0 | 0 | 0 | 0 | 0 | #N/A | #N/A | 0 | #N/A | #N/A | #N/A | #N/A
1 | 1 | 8 | 8 | #N/A | #N/A | 0 | 0 | 0 | 0 | 0 | 0 | 0 | #N/A | #N/A | 0 | 0 | 0 | 0 | 0 | #N/A | #N/A | 0 | #N/A | #N/A | #N/A | #N/A
1 | 1 | 9 | 8 | #N/A | #N/A | 0 | 0 | 0 | 0 | 0 | 0 | 0 | #N/A | #N/A | 0 | 0 | 0 | 0 | 0 | #N/A | #N/A | 0 | #N/A | #N/A | #N/A | #N/A
1 | 1 | 10 | 8 | #N/A | #N/A | 0 | 0 | 0 | 0 | 0 | 0 | 0 | #N/A | #N/A | 0 | 0 | 0 | 0 | 0 | #N/A | #N/A | 0 | #N/A | #N/A | #N/A | #N/A
1 | 1 | 11 | 8 | #N/A | #N/A | 0 | 0 | 0 | 0 | 0 | 0 | 0 | #N/A | #N/A | 0 | 0 | 0 | 0 | 0 | #N/A | #N/A | 0 | #N/A | #N/A | #N/A | #N/A
1 | 1 | 12 | 8 | #N/A | #N/A | 0 | 0 | 0 | 0 | 0 | 0 | 0 | #N/A | #N/A | 0 | 0 | 0 | 0 | 0 | #N/A | #N/A | 0 | #N/A | #N/A | #N/A | #N/A
1 | 1 | 13 | 8 | #N/A | #N/A | 0 | 0 | 0 | 0 | 0 | 0 | 0 | #N/A | #N/A | 0 | 0 | 0 | 0 | 0 | #N/A | #N/A | 0 | #N/A | #N/A | #N/A | #N/A
1 | 1 | 14 | 8 | #N/A | #N/A | 0 | 0 | 0 | 0 | 0 | 0 | 0 | #N/A | #N/A | 0 | 0 | 0 | 0 | 0 | #N/A | #N/A | 0 | #N/A | #N/A | #N/A | #N/A
1 | 1 | 15 | 8 | #N/A | #N/A | 0 | 0 | 0 | 0 | 0 | 0 | 0 | #N/A | #N/A | 0 | 0 | 0 | 0 | 0 | #N/A | #N/A | 0 | #N/A | #N/A | #N/A | #N/A
1 | 1 | 16 | 8 | #N/A | #N/A | 0 | 0 | 0 | 0 | 0 | 0 | 0 | #N/A | #N/A | 0 | 0 | 0 | 0 | 0 | #N/A | #N/A | 0 | #N/A | #N/A | #N/A | #N/A
1 | 1 | 17 | 8 | #N/A | #N/A | 0 | 0 | 0 | 0 | 0 | 0 | 0 | #N/A | #N/A | 0 | 0 | 0 | 0 | 0 | #N/A | #N/A | 0 | #N/A | #N/A | #N/A | #N/A
1 | 1 | 18 | 8 | #N/A | #N/A | 0 | 0 | 0 | 0 | 0 | 0 | 0 | #N/A | #N/A | 0 | 0 | 0 | 0 | 0 | #N/A | #N/A | 0 | #N/A | #N/A | #N/A | #N/A
1 | 1 | 19 | 8 | #N/A | #N/A | 0 | 0 | 0 | 0 | 0 | 0 | 0 | #N/A | #N/A | 0 | 0 | 0 | 0 | 0 | #N/A | #N/A | 0 | #N/A | #N/A | #N/A | #N/A
1 | 1 | 20 | 8 | #N/A | #N/A | 0 | 0 | 0 | 0 | 0 | 0 | 0 | #N/A | #N/A | 0 | 0 | 0 | 0 | 0 | #N/A | #N/A | 0 | #N/A | #N/A | #N/A | #N/A
1 | 1 | 21 | 8 | #N/A | #N/A | 0 | 0 | 0 | 0 | 0 | 0 | 0 | #N/A | #N/A | 0 | 0 | 0 | 0 | 0 | #N/A | #N/A | 0 | #N/A | #N/A | #N/A | #N/A
1 | 1 | 22 | 8 | #N/A | #N/A | 0 | 0 | 0 | 0 | 0 | 0 | 0 | #N/A | #N/A | 0 | 0 | 0 | 0 | 0 | #N/A | #N/A | 0 | #N/A | #N/A | #N/A | #N/A
1 | 1 | 23 | 8 | #N/A | #N/A | 0 | 0 | 0 | 0 | 0 | 0 | 0 | #N/A | #N/A | 0 | 0 | 0 | 0 | 0 | #N/A | #N/A | 0 | #N/A | #N/A | #N/A | #N/A
1 | 1 | 24 | 8 | #N/A | #N/A | 0 | 0 | 0 | 0 | 0 | 0 | 0 | #N/A | #N/A | 0 | 0 | 0 | 0 | 0 | #N/A | #N/A | 0 | #N/A | #N/A | #N/A | #N/A
1 | 2 | 1 | 6 | #N/A | #N/A | 0 | 0 | 0 | 0 | 0 | 0 | 0 | #N/A | #N/A | 0 | 0 | 0 | 0 | 0 | #N/A | #N/A | 0 | #N/A | #N/A | #N/A | #N/A
1 | 2 | 2 | 6 | #N/A | #N/A | 0 | 0 | 0 | 0 | 0 | 0 | 0 | #N/A | #N/A | 0 | 0 | 0 | 0 | 0 | #N/A | #N/A | 0 | #N/A | #N/A | #N/A | #N/A
1 | 2 | 3 | 6 | #N/A | #N/A | 0 | 0 | 0 | 0 | 0 | 0 | 0 | #N/A | #N/A | 0 | 0 | 0 | 0 | 0 | #N/A | #N/A | 0 | #N/A | #N/A | #N/A | #N/A
1 | 2 | 4 | 6 | #N/A | #N/A | 0 | 0 | 0 | 0 | 0 | 0 | 0 | #N/A | #N/A | 0 | 0 | 0 | 0 | 0 | #N/A | #N/A | 0 | #N/A | #N/A | #N/A | #N/A
1 | 2 | 5 | 6 | #N/A | #N/A | 0 | 0 | 0 | 0 | 0 | 0 | 0 | #N/A | #N/A | 0 | 0 | 0 | 0 | 0 | #N/A | #N/A | 0 | #N/A | #N/A | #N/A | #N/A
1 | 2 | 6 | 6 | #N/A | #N/A | 0 | 0 | 0 | 0 | 0 | 0 | 0 | #N/A | #N/A | 0 | 0 | 0 | 0 | 0 | #N/A | #N/A | 0 | #N/A | #N/A | #N/A | #N/A
1 | 2 | 7 | 6 | #N/A | #N/A | 0 | 0 | 0 | 0 | 0 | 0 | 0 | #N/A | #N/A | 0 | 0 | 0 | 0 | 0 | #N/A | #N/A | 0 | #N/A | #N/A | #N/A | #N/A
1 | 2 | 8 | 6 | #N/A | #N/A | 0 | 0 | 0 | 0 | 0 | 0 | 0 | #N/A | #N/A | 0 | 0 | 0 | 0 | 0 | #N/A | #N/A | 0 | #N/A | #N/A | #N/A | #N/A
1 | 2 | 9 | 6 | #N/A | #N/A | 0 | 0 | 0 | 0 | 0 | 0 | 0 | #N/A | #N/A | 0 | 0 | 0 | 0 | 0 | #N/A | #N/A | 0 | #N/A | #N/A | #N/A | #N/A
1 | 2 | 10 | 6 | #N/A | #N/A | 0 | 0 | 0 | 0 | 0 | 0 | 0 | #N/A | #N/A | 0 | 0 | 0 | 0 | 0 | #N/A | #N/A | 0 | #N/A | #N/A | #N/A | #N/A
1 | 2 | 11 | 6 | #N/A | #N/A | 0 | 0 | 0 | 0 | 0 | 0 | 0 | #N/A | #N/A | 0 | 0 | 0 | 0 | 0 | #N/A | #N/A | 0 | #N/A | #N/A | #N/A | #N/A
1 | 2 | 12 | 6 | #N/A | #N/A | 0 | 0 | 0 | 0 | 0 | 0 | 0 | #N/A | #N/A | 0 | 0 | 0 | 0 | 0 | #N/A | #N/A | 0 | #N/A | #N/A | #N/A | #N/A
1 | 2 | 13 | 6 | #N/A | #N/A | 0 | 0 | 0 | 0 | 0 | 0 | 0 | #N/A | #N/A | 0 | 0 | 0 | 0 | 0 | #N/A | #N/A | 0 | #N/A | #N/A | #N/A | #N/A
1 | 2 | 14 | 6 | #N/A | #N/A | 0 | 0 | 0 | 0 | 0 | 0 | 0 | #N/A | #N/A | 0 | 0 | 0 | 0 | 0 | #N/A | #N/A | 0 | #N/A | #N/A | #N/A | #N/A
1 | 2 | 15 | 6 | #N/A | #N/A | 0 | 0 | 0 | 0 | 0 | 0 | 0 | #N/A | #N/A | 0 | 0 | 0 | 0 | 0 | #N/A | #N/A | 0 | #N/A | #N/A | #N/A | #N/A
1 | 2 | 16 | 6 | #N/A | #N/A | 0 | 0 | 0 | 0 | 0 | 0 | 0 | #N/A | #N/A | 0 | 0 | 0 | 0 | 0 | #N/A | #N/A | 0 | #N/A | #N/A | #N/A | #N/A
1 | 2 | 17 | 6 | #N/A | #N/A | 0 | 0 | 0 | 0 | 0 | 0 | 0 | #N/A | #N/A | 0 | 0 | 0 | 0 | 0 | #N/A | #N/A | 0 | #N/A | #N/A | #N/A | #N/A
1 | 2 | 18 | 6 | #N/A | #N/A | 0 | 0 | 0 | 0 | 0 | 0 | 0 | #N/A | #N/A | 0 | 0 | 0 | 0 | 0 | #N/A | #N/A | 0 | #N/A | #N/A | #N/A | #N/A
1 | 2 | 19 | 6 | #N/A | #N/A | 0 | 0 | 0 | 0 | 0 | 0 | 0 | #N/A | #N/A | 0 | 0 | 0 | 0 | 0 | #N/A | #N/A | 0 | #N/A | #N/A | #N/A | #N/A
1 | 2 | 20 | 6 | #N/A | #N/A | 0 | 0 | 0 | 0 | 0 | 0 | 0 | #N/A | #N/A | 0 | 0 | 0 | 0 | 0 | #N/A | #N/A | 0 | #N/A | #N/A | #N/A | #N/A
1 | 2 | 21 | 6 | #N/A | #N/A | 0 | 0 | 0 | 0 | 0 | 0 | 0 | #N/A | #N/A | 0 | 0 | 0 | 0 | 0 | #N/A | #N/A | 0 | #N/A | #N/A | #N/A | #N/A
1 | 2 | 22 | 6 | #N/A | #N/A | 0 | 0 | 0 | 0 | 0 | 0 | 0 | #N/A | #N/A | 0 | 0 | 0 | 0 | 0 | #N/A | #N/A | 0 | #N/A | #N/A | #N/A | #N/A
1 | 2 | 23 | 6 | #N/A | #N/A | 0 | 0 | 0 | 0 | 0 | 0 | 0 | #N/A | #N/A | 0 | 0 | 0 | 0 | 0 | #N/A | #N/A | 0 | #N/A | #N/A | #N/A | #N/A
1 | 2 | 24 | 6 | #N/A | #N/A | 0 | 0 | 0 | 0 | 0 | 0 | 0 | #N/A | #N/A | 0 | 0 | 0 | 0 | 0 | #N/A | #N/A | 0 | #N/A | #N/A | #N/A | #N/A
1 | 3 | 1 | 7 | #N/A | #N/A | 0 | 0 | 0 | 0 | 0 | 0 | 0 | #N/A | #N/A | 0 | 0 | 0 | 0 | 0 | #N/A | #N/A | 0 | #N/A | #N/A | #N/A | #N/A
1 | 3 | 2 | 7 | #N/A | #N/A | 0 | 0 | 0 | 0 | 0 | 0 | 0 | #N/A | #N/A | 0 | 0 | 0 | 0 | 0 | #N/A | #N/A | 0 | #N/A | #N/A | #N/A | #N/A
1 | 3 | 3 | 7 | #N/A | #N/A | 0 | 0 | 0 | 0 | 0 | 0 | 0 | #N/A | #N/A | 0 | 0 | 0 | 0 | 0 | #N/A | #N/A | 0 | #N/A | #N/A | #N/A | #N/A
1 | 3 | 4 | 7 | #N/A | #N/A | 0 | 0 | 0 | 0 | 0 | 0 | 0 | #N/A | #N/A | 0 | 0 | 0 | 0 | 0 | #N/A | #N/A | 0 | #N/A | #N/A | #N/A | #N/A
1 | 3 | 5 | 7 | #N/A | #N/A | 0 | 0 | 0 | 0 | 0 | 0 | 0 | #N/A | #N/A | 0 | 0 | 0 | 0 | 0 | #N/A | #N/A | 0 | #N/A | #N/A | #N/A | #N/A
1 | 3 | 6 | 7 | #N/A | #N/A | 0 | 0 | 0 | 0 | 0 | 0 | 0 | #N/A | #N/A | 0 | 0 | 0 | 0 | 0 | #N/A | #N/A | 0 | #N/A | #N/A | #N/A | #N/A
1 | 3 | 7 | 7 | #N/A | #N/A | 0 | 0 | 0 | 0 | 0 | 0 | 0 | #N/A | #N/A | 0 | 0 | 0 | 0 | 0 | #N/A | #N/A | 0 | #N/A | #N/A | #N/A | #N/A
1 | 3 | 8 | 7 | #N/A | #N/A | 0 | 0 | 0 | 0 | 0 | 0 | 0 | #N/A | #N/A | 0 | 0 | 0 | 0 | 0 | #N/A | #N/A | 0 | #N/A | #N/A | #N/A | #N/A
1 | 3 | 9 | 7 | #N/A | #N/A | 0 | 0 | 0 | 0 | 0 | 0 | 0 | #N/A | #N/A | 0 | 0 | 0 | 0 | 0 | #N/A | #N/A | 0 | #N/A | #N/A | #N/A | #N/A
1 | 3 | 10 | 7 | #N/A | #N/A | 0 | 0 | 0 | 0 | 0 | 0 | 0 | #N/A | #N/A | 0 | 0 | 0 | 0 | 0 | #N/A | #N/A | 0 | #N/A | #N/A | #N/A | #N/A
1 | 3 | 11 | 7 | #N/A | #N/A | 0 | 0 | 0 | 0 | 0 | 0 | 0 | #N/A | #N/A | 0 | 0 | 0 | 0 | 0 | #N/A | #N/A | 0 | #N/A | #N/A | #N/A | #N/A
1 | 3 | 12 | 7 | #N/A | #N/A | 0 | 0 | 0 | 0 | 0 | 0 | 0 | #N/A | #N/A | 0 | 0 | 0 | 0 | 0 | #N/A | #N/A | 0 | #N/A | #N/A | #N/A | #N/A
1 | 3 | 13 | 7 | #N/A | #N/A | 0 | 0 | 0 | 0 | 0 | 0 | 0 | #N/A | #N/A | 0 | 0 | 0 | 0 | 0 | #N/A | #N/A | 0 | #N/A | #N/A | #N/A | #N/A
1 | 3 | 14 | 7 | #N/A | #N/A | 0 | 0 | 0 | 0 | 0 | 0 | 0 | #N/A | #N/A | 0 | 0 | 0 | 0 | 0 | #N/A | #N/A | 0 | #N/A | #N/A | #N/A | #N/A
1 | 3 | 15 | 7 | #N/A | #N/A | 0 | 0 | 0 | 0 | 0 | 0 | 0 | #N/A | #N/A | 0 | 0 | 0 | 0 | 0 | #N/A | #N/A | 0 | #N/A | #N/A | #N/A | #N/A
1 | 3 | 16 | 7 | #N/A | #N/A | 0 | 0 | 0 | 0 | 0 | 0 | 0 | #N/A | #N/A | 0 | 0 | 0 | 0 | 0 | #N/A | #N/A | 0 | #N/A | #N/A | #N/A | #N/A
1 | 3 | 17 | 7 | #N/A | #N/A | 0 | 0 | 0 | 0 | 0 | 0 | 0 | #N/A | #N/A | 0 | 0 | 0 | 0 | 0 | #N/A | #N/A | 0 | #N/A | #N/A | #N/A | #N/A
1 | 3 | 18 | 7 | #N/A | #N/A | 0 | 0 | 0 | 0 | 0 | 0 | 0 | #N/A | #N/A | 0 | 0 | 0 | 0 | 0 | #N/A | #N/A | 0 | #N/A | #N/A | #N/A | #N/A
1 | 3 | 19 | 7 | #N/A | #N/A | 0 | 0 | 0 | 0 | 0 | 0 | 0 | #N/A | #N/A | 0 | 0 | 0 | 0 | 0 | #N/A | #N/A | 0 | #N/A | #N/A | #N/A | #N/A
1 | 3 | 20 | 7 | #N/A | #N/A | 0 | 0 | 0 | 0 | 0 | 0 | 0 | #N/A | #N/A | 0 | 0 | 0 | 0 | 0 | #N/A | #N/A | 0 | #N/A | #N/A | #N/A | #N/A
1 | 3 | 21 | 7 | #N/A | #N/A | 0 | 0 | 0 | 0 | 0 | 0 | 0 | #N/A | #N/A | 0 | 0 | 0 | 0 | 0 | #N/A | #N/A | 0 | #N/A | #N/A | #N/A | #N/A
1 | 3 | 22 | 7 | #N/A | #N/A | 0 | 0 | 0 | 0 | 0 | 0 | 0 | #N/A | #N/A | 0 | 0 | 0 | 0 | 0 | #N/A | #N/A | 0 | #N/A | #N/A | #N/A | #N/A
1 | 3 | 23 | 7 | #N/A | #N/A | 0 | 0 | 0 | 0 | 0 | 0 | 0 | #N/A | #N/A | 0 | 0 | 0 | 0 | 0 | #N/A | #N/A | 0 | #N/A | #N/A | #N/A | #N/A
1 | 3 | 24 | 7 | #N/A | #N/A | 0 | 0 | 0 | 0 | 0 | 0 | 0 | #N/A | #N/A | 0 | 0 | 0 | 0 | 0 | #N/A | #N/A | 0 | #N/A | #N/A | #N/A | #N/A
1 | 4 | 1 | 1 | #N/A | #N/A | 0 | 0 | 0 | 0 | 0 | 0 | 0 | #N/A | #N/A | 0 | 0 | 0 | 0 | 0 | #N/A | #N/A | 0 | #N/A | #N/A | #N/A | #N/A
1 | 4 | 2 | 1 | #N/A | #N/A | 0 | 0 | 0 | 0 | 0 | 0 | 0 | #N/A | #N/A | 0 | 0 | 0 | 0 | 0 | #N/A | #N/A | 0 | #N/A | #N/A | #N/A | #N/A
1 | 4 | 3 | 1 | #N/A | #N/A | 0 | 0 | 0 | 0 | 0 | 0 | 0 | #N/A | #N/A | 0 | 0 | 0 | 0 | 0 | #N/A | #N/A | 0 | #N/A | #N/A | #N/A | #N/A
1 | 4 | 4 | 1 | #N/A | #N/A | 0 | 0 | 0 | 0 | 0 | 0 | 0 | #N/A | #N/A | 0 | 0 | 0 | 0 | 0 | #N/A | #N/A | 0 | #N/A | #N/A | #N/A | #N/A
1 | 4 | 5 | 1 | #N/A | #N/A | 0 | 0 | 0 | 0 | 0 | 0 | 0 | #N/A | #N/A | 0 | 0 | 0 | 0 | 0 | #N/A | #N/A | 0 | #N/A | #N/A | #N/A | #N/A
1 | 4 | 6 | 1 | #N/A | #N/A | 1 | 0 | 0 | 0 | 0 | 0 | 0 | #N/A | #N/A | 0 | 0 | 0 | 0 | 0 | #N/A | #N/A | 0 | #N/A | #N/A | #N/A | #N/A
1 | 4 | 7 | 1 | #N/A | #N/A | 1 | 0 | 0 | 0 | 0 | 0 | 0 | #N/A | #N/A | 0 | 0 | 0 | 0 | 0 | #N/A | #N/A | 0 | #N/A | #N/A | #N/A | #N/A
1 | 4 | 8 | 1 | #N/A | #N/A | 1 | 0 | 0 | 0 | 0 | 0 | 0 | #N/A | #N/A | 0 | 0 | 0 | 0 | 0 | #N/A | #N/A | 0 | #N/A | #N/A | #N/A | #N/A
1 | 4 | 9 | 1 | #N/A | #N/A | 1 | 0 | 0 | 0 | 0 | 0 | 0 | #N/A | #N/A | 0 | 0 | 0 | 0 | 0 | #N/A | #N/A | 0 | #N/A | #N/A | #N/A | #N/A
1 | 4 | 10 | 1 | #N/A | #N/A | 1 | 0 | 0 | 0 | 0 | 0 | 0 | #N/A | #N/A | 0 | 0 | 0 | 0 | 0 | #N/A | #N/A | 0 | #N/A | #N/A | #N/A | #N/A
1 | 4 | 11 | 1 | #N/A | #N/A | 1 | 0 | 0 | 0 | 0 | 0 | 0 | #N/A | #N/A | 0 | 0 | 0 | 0 | 0 | #N/A | #N/A | 0 | #N/A | #N/A | #N/A | #N/A
1 | 4 | 12 | 1 | #N/A | #N/A | 1 | 0 | 0 | 0 | 0 | 0 | 0 | #N/A | #N/A | 0 | 0 | 0 | 0 | 0 | #N/A | #N/A | 0 | #N/A | #N/A | #N/A | #N/A
1 | 4 | 13 | 1 | #N/A | #N/A | 1 | 0 | 0 | 0 | 0 | 0 | 0 | #N/A | #N/A | 0 | 0 | 0 | 0 | 0 | #N/A | #N/A | 0 | #N/A | #N/A | #N/A | #N/A
1 | 4 | 14 | 1 | #N/A | #N/A | 1 | 0 | 0 | 0 | 0 | 0 | 0 | #N/A | #N/A | 0 | 0 | 0 | 0 | 0 | #N/A | #N/A | 0 | #N/A | #N/A | #N/A | #N/A
1 | 4 | 15 | 1 | #N/A | #N/A | 1 | 0 | 0 | 0 | 0 | 0 | 0 | #N/A | #N/A | 0 | 0 | 0 | 0 | 0 | #N/A | #N/A | 0 | #N/A | #N/A | #N/A | #N/A
1 | 4 | 16 | 1 | #N/A | #N/A | 1 | 0 | 0 | 0 | 0 | 0 | 0 | #N/A | #N/A | 0 | 0 | 0 | 0 | 0 | #N/A | #N/A | 0 | #N/A | #N/A | #N/A | #N/A
1 | 4 | 17 | 1 | #N/A | #N/A | 1 | 1 | 0 | 0 | 0 | 0 | 0 | #N/A | #N/A | 0 | 0 | 0 | 0 | 0 | #N/A | #N/A | 0 | #N/A | #N/A | #N/A | #N/A
1 | 4 | 18 | 1 | #N/A | #N/A | 1 | 1 | 0 | 0 | 0 | 0 | 0 | #N/A | #N/A | 0 | 0 | 0 | 0 | 0 | #N/A | #N/A | 0 | #N/A | #N/A | #N/A | #N/A
1 | 4 | 19 | 1 | #N/A | #N/A | 1 | 0 | 0 | 0 | 0 | 0 | 0 | #N/A | #N/A | 0 | 0 | 0 | 0 | 0 | #N/A | #N/A | 0 | #N/A | #N/A | #N/A | #N/A
1 | 4 | 20 | 1 | #N/A | #N/A | 1 | 0 | 0 | 0 | 0 | 0 | 0 | #N/A | #N/A | 0 | 0 | 0 | 0 | 0 | #N/A | #N/A | 0 | #N/A | #N/A | #N/A | #N/A
1 | 4 | 21 | 1 | #N/A | #N/A | 1 | 0 | 0 | 0 | 0 | 0 | 0 | #N/A | #N/A | 0 | 0 | 0 | 0 | 0 | #N/A | #N/A | 0 | #N/A | #N/A | #N/A | #N/A
1 | 4 | 22 | 1 | #N/A | #N/A | 1 | 0 | 0 | 0 | 0 | 0 | 0 | #N/A | #N/A | 0 | 0 | 0 | 0 | 0 | #N/A | #N/A | 0 | #N/A | #N/A | #N/A | #N/A
1 | 4 | 23 | 1 | #N/A | #N/A | 0 | 0 | 0 | 0 | 0 | 0 | 0 | #N/A | #N/A | 0 | 0 | 0 | 0 | 0 | #N/A | #N/A | 0 | #N/A | #N/A | #N/A | #N/A
1 | 4 | 24 | 1 | #N/A | #N/A | 0 | 0 | 0 | 0 | 0 | 0 | 0 | #N/A | #N/A | 0 | 0 | 0 | 0 | 0 | #N/A | #N/A | 0 | #N/A | #N/A | #N/A | #N/A
1 | 5 | 1 | 2 | #N/A | #N/A | 0 | 0 | 0 | 0 | 0 | 0 | 0 | #N/A | #N/A | 0 | 0 | 0 | 0 | 0 | #N/A | #N/A | 0 | #N/A | #N/A | #N/A | #N/A
1 | 5 | 2 | 2 | #N/A | #N/A | 0 | 0 | 0 | 0 | 0 | 0 | 0 | #N/A | #N/A | 0 | 0 | 0 | 0 | 0 | #N/A | #N/A | 0 | #N/A | #N/A | #N/A | #N/A
1 | 5 | 3 | 2 | #N/A | #N/A | 0 | 0 | 0 | 0 | 0 | 0 | 0 | #N/A | #N/A | 0 | 0 | 0 | 0 | 0 | #N/A | #N/A | 0 | #N/A | #N/A | #N/A | #N/A
1 | 5 | 4 | 2 | #N/A | #N/A | 0 | 0 | 0 | 0 | 0 | 0 | 0 | #N/A | #N/A | 0 | 0 | 0 | 0 | 0 | #N/A | #N/A | 0 | #N/A | #N/A | #N/A | #N/A
1 | 5 | 5 | 2 | #N/A | #N/A | 0 | 0 | 0 | 0 | 0 | 0 | 0 | #N/A | #N/A | 0 | 0 | 0 | 0 | 0 | #N/A | #N/A | 0 | #N/A | #N/A | #N/A | #N/A
1 | 5 | 6 | 2 | #N/A | #N/A | 1 | 0 | 0 | 0 | 0 | 0 | 0 | #N/A | #N/A | 0 | 0 | 0 | 0 | 0 | #N/A | #N/A | 0 | #N/A | #N/A | #N/A | #N/A
1 | 5 | 7 | 2 | #N/A | #N/A | 1 | 0 | 0 | 0 | 0 | 0 | 0 | #N/A | #N/A | 0 | 0 | 0 | 0 | 0 | #N/A | #N/A | 0 | #N/A | #N/A | #N/A | #N/A
1 | 5 | 8 | 2 | #N/A | #N/A | 1 | 0 | 0 | 0 | 0 | 0 | 0 | #N/A | #N/A | 0 | 0 | 0 | 0 | 0 | #N/A | #N/A | 0 | #N/A | #N/A | #N/A | #N/A
1 | 5 | 9 | 2 | #N/A | #N/A | 1 | 0 | 0 | 0 | 0 | 0 | 0 | #N/A | #N/A | 0 | 0 | 0 | 0 | 0 | #N/A | #N/A | 0 | #N/A | #N/A | #N/A | #N/A
1 | 5 | 10 | 2 | #N/A | #N/A | 1 | 0 | 0 | 0 | 0 | 0 | 0 | #N/A | #N/A | 0 | 0 | 0 | 0 | 0 | #N/A | #N/A | 0 | #N/A | #N/A | #N/A | #N/A
1 | 5 | 11 | 2 | #N/A | #N/A | 1 | 0 | 0 | 0 | 0 | 0 | 0 | #N/A | #N/A | 0 | 0 | 0 | 0 | 0 | #N/A | #N/A | 0 | #N/A | #N/A | #N/A | #N/A
1 | 5 | 12 | 2 | #N/A | #N/A | 1 | 0 | 0 | 0 | 0 | 0 | 0 | #N/A | #N/A | 0 | 0 | 0 | 0 | 0 | #N/A | #N/A | 0 | #N/A | #N/A | #N/A | #N/A
1 | 5 | 13 | 2 | #N/A | #N/A | 1 | 0 | 0 | 0 | 0 | 0 | 0 | #N/A | #N/A | 0 | 0 | 0 | 0 | 0 | #N/A | #N/A | 0 | #N/A | #N/A | #N/A | #N/A
1 | 5 | 14 | 2 | #N/A | #N/A | 1 | 0 | 0 | 0 | 0 | 0 | 0 | #N/A | #N/A | 0 | 0 | 0 | 0 | 0 | #N/A | #N/A | 0 | #N/A | #N/A | #N/A | #N/A
1 | 5 | 15 | 2 | #N/A | #N/A | 1 | 0 | 0 | 0 | 0 | 0 | 0 | #N/A | #N/A | 0 | 0 | 0 | 0 | 0 | #N/A | #N/A | 0 | #N/A | #N/A | #N/A | #N/A
1 | 5 | 16 | 2 | #N/A | #N/A | 1 | 0 | 0 | 0 | 0 | 0 | 0 | #N/A | #N/A | 0 | 0 | 0 | 0 | 0 | #N/A | #N/A | 0 | #N/A | #N/A | #N/A | #N/A
1 | 5 | 17 | 2 | #N/A | #N/A | 1 | 1 | 0 | 0 | 0 | 0 | 0 | #N/A | #N/A | 0 | 0 | 0 | 0 | 0 | #N/A | #N/A | 0 | #N/A | #N/A | #N/A | #N/A
1 | 5 | 18 | 2 | #N/A | #N/A | 1 | 1 | 0 | 0 | 0 | 0 | 0 | #N/A | #N/A | 0 | 0 | 0 | 0 | 0 | #N/A | #N/A | 0 | #N/A | #N/A | #N/A | #N/A
1 | 5 | 19 | 2 | #N/A | #N/A | 1 | 0 | 0 | 0 | 0 | 0 | 0 | #N/A | #N/A | 0 | 0 | 0 | 0 | 0 | #N/A | #N/A | 0 | #N/A | #N/A | #N/A | #N/A
1 | 5 | 20 | 2 | #N/A | #N/A | 1 | 0 | 0 | 0 | 0 | 0 | 0 | #N/A | #N/A | 0 | 0 | 0 | 0 | 0 | #N/A | #N/A | 0 | #N/A | #N/A | #N/A | #N/A
1 | 5 | 21 | 2 | #N/A | #N/A | 1 | 0 | 0 | 0 | 0 | 0 | 0 | #N/A | #N/A | 0 | 0 | 0 | 0 | 0 | #N/A | #N/A | 0 | #N/A | #N/A | #N/A | #N/A
1 | 5 | 22 | 2 | #N/A | #N/A | 1 | 0 | 0 | 0 | 0 | 0 | 0 | #N/A | #N/A | 0 | 0 | 0 | 0 | 0 | #N/A | #N/A | 0 | #N/A | #N/A | #N/A | #N/A
1 | 5 | 23 | 2 | #N/A | #N/A | 0 | 0 | 0 | 0 | 0 | 0 | 0 | #N/A | #N/A | 0 | 0 | 0 | 0 | 0 | #N/A | #N/A | 0 | #N/A | #N/A | #N/A | #N/A
1 | 5 | 24 | 2 | #N/A | #N/A | 0 | 0 | 0 | 0 | 0 | 0 | 0 | #N/A | #N/A | 0 | 0 | 0 | 0 | 0 | #N/A | #N/A | 0 | #N/A | #N/A | #N/A | #N/A
1 | 6 | 1 | 3 | #N/A | #N/A | 0 | 0 | 0 | 0 | 0 | 0 | 0 | #N/A | #N/A | 0 | 0 | 0 | 0 | 0 | #N/A | #N/A | 0 | #N/A | #N/A | #N/A | #N/A
1 | 6 | 2 | 3 | #N/A | #N/A | 0 | 0 | 0 | 0 | 0 | 0 | 0 | #N/A | #N/A | 0 | 0 | 0 | 0 | 0 | #N/A | #N/A | 0 | #N/A | #N/A | #N/A | #N/A
1 | 6 | 3 | 3 | #N/A | #N/A | 0 | 0 | 0 | 0 | 0 | 0 | 0 | #N/A | #N/A | 0 | 0 | 0 | 0 | 0 | #N/A | #N/A | 0 | #N/A | #N/A | #N/A | #N/A
1 | 6 | 4 | 3 | #N/A | #N/A | 0 | 0 | 0 | 0 | 0 | 0 | 0 | #N/A | #N/A | 0 | 0 | 0 | 0 | 0 | #N/A | #N/A | 0 | #N/A | #N/A | #N/A | #N/A
1 | 6 | 5 | 3 | #N/A | #N/A | 0 | 0 | 0 | 0 | 0 | 0 | 0 | #N/A | #N/A | 0 | 0 | 0 | 0 | 0 | #N/A | #N/A | 0 | #N/A | #N/A | #N/A | #N/A
1 | 6 | 6 | 3 | #N/A | #N/A | 1 | 0 | 0 | 0 | 0 | 0 | 0 | #N/A | #N/A | 0 | 0 | 0 | 0 | 0 | #N/A | #N/A | 0 | #N/A | #N/A | #N/A | #N/A
1 | 6 | 7 | 3 | #N/A | #N/A | 1 | 0 | 0 | 0 | 0 | 0 | 0 | #N/A | #N/A | 0 | 0 | 0 | 0 | 0 | #N/A | #N/A | 0 | #N/A | #N/A | #N/A | #N/A
1 | 6 | 8 | 3 | #N/A | #N/A | 1 | 0 | 0 | 0 | 0 | 0 | 0 | #N/A | #N/A | 0 | 0 | 0 | 0 | 0 | #N/A | #N/A | 0 | #N/A | #N/A | #N/A | #N/A
1 | 6 | 9 | 3 | #N/A | #N/A | 1 | 0 | 0 | 0 | 0 | 0 | 0 | #N/A | #N/A | 0 | 0 | 0 | 0 | 0 | #N/A | #N/A | 0 | #N/A | #N/A | #N/A | #N/A
1 | 6 | 10 | 3 | #N/A | #N/A | 1 | 0 | 0 | 0 | 0 | 0 | 0 | #N/A | #N/A | 0 | 0 | 0 | 0 | 0 | #N/A | #N/A | 0 | #N/A | #N/A | #N/A | #N/A
1 | 6 | 11 | 3 | #N/A | #N/A | 1 | 0 | 0 | 0 | 0 | 0 | 0 | #N/A | #N/A | 0 | 0 | 0 | 0 | 0 | #N/A | #N/A | 0 | #N/A | #N/A | #N/A | #N/A
1 | 6 | 12 | 3 | #N/A | #N/A | 1 | 0 | 0 | 0 | 0 | 0 | 0 | #N/A | #N/A | 0 | 0 | 0 | 0 | 0 | #N/A | #N/A | 0 | #N/A | #N/A | #N/A | #N/A
1 | 6 | 13 | 3 | #N/A | #N/A | 1 | 0 | 0 | 0 | 0 | 0 | 0 | #N/A | #N/A | 0 | 0 | 0 | 0 | 0 | #N/A | #N/A | 0 | #N/A | #N/A | #N/A | #N/A
1 | 6 | 14 | 3 | #N/A | #N/A | 1 | 0 | 0 | 0 | 0 | 0 | 0 | #N/A | #N/A | 0 | 0 | 0 | 0 | 0 | #N/A | #N/A | 0 | #N/A | #N/A | #N/A | #N/A
1 | 6 | 15 | 3 | #N/A | #N/A | 1 | 0 | 0 | 0 | 0 | 0 | 0 | #N/A | #N/A | 0 | 0 | 0 | 0 | 0 | #N/A | #N/A | 0 | #N/A | #N/A | #N/A | #N/A
1 | 6 | 16 | 3 | #N/A | #N/A | 1 | 0 | 0 | 0 | 0 | 0 | 0 | #N/A | #N/A | 0 | 0 | 0 | 0 | 0 | #N/A | #N/A | 0 | #N/A | #N/A | #N/A | #N/A
1 | 6 | 17 | 3 | #N/A | #N/A | 1 | 1 | 0 | 0 | 0 | 0 | 0 | #N/A | #N/A | 0 | 0 | 0 | 0 | 0 | #N/A | #N/A | 0 | #N/A | #N/A | #N/A | #N/A
1 | 6 | 18 | 3 | #N/A | #N/A | 1 | 1 | 0 | 0 | 0 | 0 | 0 | #N/A | #N/A | 0 | 0 | 0 | 0 | 0 | #N/A | #N/A | 0 | #N/A | #N/A | #N/A | #N/A
1 | 6 | 19 | 3 | #N/A | #N/A | 1 | 0 | 0 | 0 | 0 | 0 | 0 | #N/A | #N/A | 0 | 0 | 0 | 0 | 0 | #N/A | #N/A | 0 | #N/A | #N/A | #N/A | #N/A
1 | 6 | 20 | 3 | #N/A | #N/A | 1 | 0 | 0 | 0 | 0 | 0 | 0 | #N/A | #N/A | 0 | 0 | 0 | 0 | 0 | #N/A | #N/A | 0 | #N/A | #N/A | #N/A | #N/A
1 | 6 | 21 | 3 | #N/A | #N/A | 1 | 0 | 0 | 0 | 0 | 0 | 0 | #N/A | #N/A | 0 | 0 | 0 | 0 | 0 | #N/A | #N/A | 0 | #N/A | #N/A | #N/A | #N/A
1 | 6 | 22 | 3 | #N/A | #N/A | 1 | 0 | 0 | 0 | 0 | 0 | 0 | #N/A | #N/A | 0 | 0 | 0 | 0 | 0 | #N/A | #N/A | 0 | #N/A | #N/A | #N/A | #N/A
1 | 6 | 23 | 3 | #N/A | #N/A | 0 | 0 | 0 | 0 | 0 | 0 | 0 | #N/A | #N/A | 0 | 0 | 0 | 0 | 0 | #N/A | #N/A | 0 | #N/A | #N/A | #N/A | #N/A
1 | 6 | 24 | 3 | #N/A | #N/A | 0 | 0 | 0 | 0 | 0 | 0 | 0 | #N/A | #N/A | 0 | 0 | 0 | 0 | 0 | #N/A | #N/A | 0 | #N/A | #N/A | #N/A | #N/A
1 | 7 | 1 | 4 | #N/A | #N/A | 0 | 0 | 0 | 0 | 0 | 0 | 0 | #N/A | #N/A | 0 | 0 | 0 | 0 | 0 | #N/A | #N/A | 0 | #N/A | #N/A | #N/A | #N/A
1 | 7 | 2 | 4 | #N/A | #N/A | 0 | 0 | 0 | 0 | 0 | 0 | 0 | #N/A | #N/A | 0 | 0 | 0 | 0 | 0 | #N/A | #N/A | 0 | #N/A | #N/A | #N/A | #N/A
1 | 7 | 3 | 4 | #N/A | #N/A | 0 | 0 | 0 | 0 | 0 | 0 | 0 | #N/A | #N/A | 0 | 0 | 0 | 0 | 0 | #N/A | #N/A | 0 | #N/A | #N/A | #N/A | #N/A
1 | 7 | 4 | 4 | #N/A | #N/A | 0 | 0 | 0 | 0 | 0 | 0 | 0 | #N/A | #N/A | 0 | 0 | 0 | 0 | 0 | #N/A | #N/A | 0 | #N/A | #N/A | #N/A | #N/A
1 | 7 | 5 | 4 | #N/A | #N/A | 0 | 0 | 0 | 0 | 0 | 0 | 0 | #N/A | #N/A | 0 | 0 | 0 | 0 | 0 | #N/A | #N/A | 0 | #N/A | #N/A | #N/A | #N/A
1 | 7 | 6 | 4 | #N/A | #N/A | 1 | 0 | 0 | 0 | 0 | 0 | 0 | #N/A | #N/A | 0 | 0 | 0 | 0 | 0 | #N/A | #N/A | 0 | #N/A | #N/A | #N/A | #N/A
1 | 7 | 7 | 4 | #N/A | #N/A | 1 | 0 | 0 | 0 | 0 | 0 | 0 | #N/A | #N/A | 0 | 0 | 0 | 0 | 0 | #N/A | #N/A | 0 | #N/A | #N/A | #N/A | #N/A
1 | 7 | 8 | 4 | #N/A | #N/A | 1 | 0 | 0 | 0 | 0 | 0 | 0 | #N/A | #N/A | 0 | 0 | 0 | 0 | 0 | #N/A | #N/A | 0 | #N/A | #N/A | #N/A | #N/A
1 | 7 | 9 | 4 | #N/A | #N/A | 1 | 0 | 0 | 0 | 0 | 0 | 0 | #N/A | #N/A | 0 | 0 | 0 | 0 | 0 | #N/A | #N/A | 0 | #N/A | #N/A | #N/A | #N/A
1 | 7 | 10 | 4 | #N/A | #N/A | 1 | 0 | 0 | 0 | 0 | 0 | 0 | #N/A | #N/A | 0 | 0 | 0 | 0 | 0 | #N/A | #N/A | 0 | #N/A | #N/A | #N/A | #N/A
1 | 7 | 11 | 4 | #N/A | #N/A | 1 | 0 | 0 | 0 | 0 | 0 | 0 | #N/A | #N/A | 0 | 0 | 0 | 0 | 0 | #N/A | #N/A | 0 | #N/A | #N/A | #N/A | #N/A
1 | 7 | 12 | 4 | #N/A | #N/A | 1 | 0 | 0 | 0 | 0 | 0 | 0 | #N/A | #N/A | 0 | 0 | 0 | 0 | 0 | #N/A | #N/A | 0 | #N/A | #N/A | #N/A | #N/A
1 | 7 | 13 | 4 | #N/A | #N/A | 1 | 0 | 0 | 0 | 0 | 0 | 0 | #N/A | #N/A | 0 | 0 | 0 | 0 | 0 | #N/A | #N/A | 0 | #N/A | #N/A | #N/A | #N/A
1 | 7 | 14 | 4 | #N/A | #N/A | 1 | 0 | 0 | 0 | 0 | 0 | 0 | #N/A | #N/A | 0 | 0 | 0 | 0 | 0 | #N/A | #N/A | 0 | #N/A | #N/A | #N/A | #N/A
1 | 7 | 15 | 4 | #N/A | #N/A | 1 | 0 | 0 | 0 | 0 | 0 | 0 | #N/A | #N/A | 0 | 0 | 0 | 0 | 0 | #N/A | #N/A | 0 | #N/A | #N/A | #N/A | #N/A
1 | 7 | 16 | 4 | #N/A | #N/A | 1 | 0 | 0 | 0 | 0 | 0 | 0 | #N/A | #N/A | 0 | 0 | 0 | 0 | 0 | #N/A | #N/A | 0 | #N/A | #N/A | #N/A | #N/A
1 | 7 | 17 | 4 | #N/A | #N/A | 1 | 1 | 0 | 0 | 0 | 0 | 0 | #N/A | #N/A | 0 | 0 | 0 | 0 | 0 | #N/A | #N/A | 0 | #N/A | #N/A | #N/A | #N/A
1 | 7 | 18 | 4 | #N/A | #N/A | 1 | 1 | 0 | 0 | 0 | 0 | 0 | #N/A | #N/A | 0 | 0 | 0 | 0 | 0 | #N/A | #N/A | 0 | #N/A | #N/A | #N/A | #N/A
1 | 7 | 19 | 4 | #N/A | #N/A | 1 | 0 | 0 | 0 | 0 | 0 | 0 | #N/A | #N/A | 0 | 0 | 0 | 0 | 0 | #N/A | #N/A | 0 | #N/A | #N/A | #N/A | #N/A
1 | 7 | 20 | 4 | #N/A | #N/A | 1 | 0 | 0 | 0 | 0 | 0 | 0 | #N/A | #N/A | 0 | 0 | 0 | 0 | 0 | #N/A | #N/A | 0 | #N/A | #N/A | #N/A | #N/A
1 | 7 | 21 | 4 | #N/A | #N/A | 1 | 0 | 0 | 0 | 0 | 0 | 0 | #N/A | #N/A | 0 | 0 | 0 | 0 | 0 | #N/A | #N/A | 0 | #N/A | #N/A | #N/A | #N/A
1 | 7 | 22 | 4 | #N/A | #N/A | 1 | 0 | 0 | 0 | 0 | 0 | 0 | #N/A | #N/A | 0 | 0 | 0 | 0 | 0 | #N/A | #N/A | 0 | #N/A | #N/A | #N/A | #N/A
1 | 7 | 23 | 4 | #N/A | #N/A | 0 | 0 | 0 | 0 | 0 | 0 | 0 | #N/A | #N/A | 0 | 0 | 0 | 0 | 0 | #N/A | #N/A | 0 | #N/A | #N/A | #N/A | #N/A
1 | 7 | 24 | 4 | #N/A | #N/A | 0 | 0 | 0 | 0 | 0 | 0 | 0 | #N/A | #N/A | 0 | 0 | 0 | 0 | 0 | #N/A | #N/A | 0 | #N/A | #N/A | #N/A | #N/A
1 | 8 | 1 | 5 | #N/A | #N/A | 0 | 0 | 0 | 0 | 0 | 0 | 0 | #N/A | #N/A | 0 | 0 | 0 | 0 | 0 | #N/A | #N/A | 0 | #N/A | #N/A | #N/A | #N/A
1 | 8 | 2 | 5 | #N/A | #N/A | 0 | 0 | 0 | 0 | 0 | 0 | 0 | #N/A | #N/A | 0 | 0 | 0 | 0 | 0 | #N/A | #N/A | 0 | #N/A | #N/A | #N/A | #N/A
1 | 8 | 3 | 5 | #N/A | #N/A | 0 | 0 | 0 | 0 | 0 | 0 | 0 | #N/A | #N/A | 0 | 0 | 0 | 0 | 0 | #N/A | #N/A | 0 | #N/A | #N/A | #N/A | #N/A
1 | 8 | 4 | 5 | #N/A | #N/A | 0 | 0 | 0 | 0 | 0 | 0 | 0 | #N/A | #N/A | 0 | 0 | 0 | 0 | 0 | #N/A | #N/A | 0 | #N/A | #N/A | #N/A | #N/A
1 | 8 | 5 | 5 | #N/A | #N/A | 0 | 0 | 0 | 0 | 0 | 0 | 0 | #N/A | #N/A | 0 | 0 | 0 | 0 | 0 | #N/A | #N/A | 0 | #N/A | #N/A | #N/A | #N/A
1 | 8 | 6 | 5 | #N/A | #N/A | 1 | 0 | 0 | 0 | 0 | 0 | 0 | #N/A | #N/A | 0 | 0 | 0 | 0 | 0 | #N/A | #N/A | 0 | #N/A | #N/A | #N/A | #N/A
1 | 8 | 7 | 5 | #N/A | #N/A | 1 | 0 | 0 | 0 | 0 | 0 | 0 | #N/A | #N/A | 0 | 0 | 0 | 0 | 0 | #N/A | #N/A | 0 | #N/A | #N/A | #N/A | #N/A
1 | 8 | 8 | 5 | #N/A | #N/A | 1 | 0 | 0 | 0 | 0 | 0 | 0 | #N/A | #N/A | 0 | 0 | 0 | 0 | 0 | #N/A | #N/A | 0 | #N/A | #N/A | #N/A | #N/A
1 | 8 | 9 | 5 | #N/A | #N/A | 1 | 0 | 0 | 0 | 0 | 0 | 0 | #N/A | #N/A | 0 | 0 | 0 | 0 | 0 | #N/A | #N/A | 0 | #N/A | #N/A | #N/A | #N/A
1 | 8 | 10 | 5 | #N/A | #N/A | 1 | 0 | 0 | 0 | 0 | 0 | 0 | #N/A | #N/A | 0 | 0 | 0 | 0 | 0 | #N/A | #N/A | 0 | #N/A | #N/A | #N/A | #N/A
1 | 8 | 11 | 5 | #N/A | #N/A | 1 | 0 | 0 | 0 | 0 | 0 | 0 | #N/A | #N/A | 0 | 0 | 0 | 0 | 0 | #N/A | #N/A | 0 | #N/A | #N/A | #N/A | #N/A
1 | 8 | 12 | 5 | #N/A | #N/A | 1 | 0 | 0 | 0 | 0 | 0 | 0 | #N/A | #N/A | 0 | 0 | 0 | 0 | 0 | #N/A | #N/A | 0 | #N/A | #N/A | #N/A | #N/A
1 | 8 | 13 | 5 | #N/A | #N/A | 1 | 0 | 0 | 0 | 0 | 0 | 0 | #N/A | #N/A | 0 | 0 | 0 | 0 | 0 | #N/A | #N/A | 0 | #N/A | #N/A | #N/A | #N/A
1 | 8 | 14 | 5 | #N/A | #N/A | 1 | 0 | 0 | 0 | 0 | 0 | 0 | #N/A | #N/A | 0 | 0 | 0 | 0 | 0 | #N/A | #N/A | 0 | #N/A | #N/A | #N/A | #N/A
1 | 8 | 15 | 5 | #N/A | #N/A | 1 | 0 | 0 | 0 | 0 | 0 | 0 | #N/A | #N/A | 0 | 0 | 0 | 0 | 0 | #N/A | #N/A | 0 | #N/A | #N/A | #N/A | #N/A
1 | 8 | 16 | 5 | #N/A | #N/A | 1 | 0 | 0 | 0 | 0 | 0 | 0 | #N/A | #N/A | 0 | 0 | 0 | 0 | 0 | #N/A | #N/A | 0 | #N/A | #N/A | #N/A | #N/A
1 | 8 | 17 | 5 | #N/A | #N/A | 1 | 1 | 0 | 0 | 0 | 0 | 0 | #N/A | #N/A | 0 | 0 | 0 | 0 | 0 | #N/A | #N/A | 0 | #N/A | #N/A | #N/A | #N/A
1 | 8 | 18 | 5 | #N/A | #N/A | 1 | 1 | 0 | 0 | 0 | 0 | 0 | #N/A | #N/A | 0 | 0 | 0 | 0 | 0 | #N/A | #N/A | 0 | #N/A | #N/A | #N/A | #N/A
1 | 8 | 19 | 5 | #N/A | #N/A | 1 | 0 | 0 | 0 | 0 | 0 | 0 | #N/A | #N/A | 0 | 0 | 0 | 0 | 0 | #N/A | #N/A | 0 | #N/A | #N/A | #N/A | #N/A
1 | 8 | 20 | 5 | #N/A | #N/A | 1 | 0 | 0 | 0 | 0 | 0 | 0 | #N/A | #N/A | 0 | 0 | 0 | 0 | 0 | #N/A | #N/A | 0 | #N/A | #N/A | #N/A | #N/A
1 | 8 | 21 | 5 | #N/A | #N/A | 1 | 0 | 0 | 0 | 0 | 0 | 0 | #N/A | #N/A | 0 | 0 | 0 | 0 | 0 | #N/A | #N/A | 0 | #N/A | #N/A | #N/A | #N/A
1 | 8 | 22 | 5 | #N/A | #N/A | 1 | 0 | 0 | 0 | 0 | 0 | 0 | #N/A | #N/A | 0 | 0 | 0 | 0 | 0 | #N/A | #N/A | 0 | #N/A | #N/A | #N/A | #N/A
1 | 8 | 23 | 5 | #N/A | #N/A | 0 | 0 | 0 | 0 | 0 | 0 | 0 | #N/A | #N/A | 0 | 0 | 0 | 0 | 0 | #N/A | #N/A | 0 | #N/A | #N/A | #N/A | #N/A
1 | 8 | 24 | 5 | #N/A | #N/A | 0 | 0 | 0 | 0 | 0 | 0 | 0 | #N/A | #N/A | 0 | 0 | 0 | 0 | 0 | #N/A | #N/A | 0 | #N/A | #N/A | #N/A | #N/A
1 | 9 | 1 | 6 | #N/A | #N/A | 0 | 0 | 0 | 0 | 0 | 0 | 0 | #N/A | #N/A | 0 | 0 | 0 | 0 | 0 | #N/A | #N/A | 0 | #N/A | #N/A | #N/A | #N/A
1 | 9 | 2 | 6 | #N/A | #N/A | 0 | 0 | 0 | 0 | 0 | 0 | 0 | #N/A | #N/A | 0 | 0 | 0 | 0 | 0 | #N/A | #N/A | 0 | #N/A | #N/A | #N/A | #N/A
1 | 9 | 3 | 6 | #N/A | #N/A | 0 | 0 | 0 | 0 | 0 | 0 | 0 | #N/A | #N/A | 0 | 0 | 0 | 0 | 0 | #N/A | #N/A | 0 | #N/A | #N/A | #N/A | #N/A
1 | 9 | 4 | 6 | #N/A | #N/A | 0 | 0 | 0 | 0 | 0 | 0 | 0 | #N/A | #N/A | 0 | 0 | 0 | 0 | 0 | #N/A | #N/A | 0 | #N/A | #N/A | #N/A | #N/A
1 | 9 | 5 | 6 | #N/A | #N/A | 0 | 0 | 0 | 0 | 0 | 0 | 0 | #N/A | #N/A | 0 | 0 | 0 | 0 | 0 | #N/A | #N/A | 0 | #N/A | #N/A | #N/A | #N/A
1 | 9 | 6 | 6 | #N/A | #N/A | 0 | 0 | 0 | 0 | 0 | 0 | 0 | #N/A | #N/A | 0 | 0 | 0 | 0 | 0 | #N/A | #N/A | 0 | #N/A | #N/A | #N/A | #N/A
1 | 9 | 7 | 6 | #N/A | #N/A | 0 | 0 | 0 | 0 | 0 | 0 | 0 | #N/A | #N/A | 0 | 0 | 0 | 0 | 0 | #N/A | #N/A | 0 | #N/A | #N/A | #N/A | #N/A
1 | 9 | 8 | 6 | #N/A | #N/A | 0 | 0 | 0 | 0 | 0 | 0 | 0 | #N/A | #N/A | 0 | 0 | 0 | 0 | 0 | #N/A | #N/A | 0 | #N/A | #N/A | #N/A | #N/A
1 | 9 | 9 | 6 | #N/A | #N/A | 0 | 0 | 0 | 0 | 0 | 0 | 0 | #N/A | #N/A | 0 | 0 | 0 | 0 | 0 | #N/A | #N/A | 0 | #N/A | #N/A | #N/A | #N/A
1 | 9 | 10 | 6 | #N/A | #N/A | 0 | 0 | 0 | 0 | 0 | 0 | 0 | #N/A | #N/A | 0 | 0 | 0 | 0 | 0 | #N/A | #N/A | 0 | #N/A | #N/A | #N/A | #N/A
1 | 9 | 11 | 6 | #N/A | #N/A | 0 | 0 | 0 | 0 | 0 | 0 | 0 | #N/A | #N/A | 0 | 0 | 0 | 0 | 0 | #N/A | #N/A | 0 | #N/A | #N/A | #N/A | #N/A
1 | 9 | 12 | 6 | #N/A | #N/A | 0 | 0 | 0 | 0 | 0 | 0 | 0 | #N/A | #N/A | 0 | 0 | 0 | 0 | 0 | #N/A | #N/A | 0 | #N/A | #N/A | #N/A | #N/A
1 | 9 | 13 | 6 | #N/A | #N/A | 0 | 0 | 0 | 0 | 0 | 0 | 0 | #N/A | #N/A | 0 | 0 | 0 | 0 | 0 | #N/A | #N/A | 0 | #N/A | #N/A | #N/A | #N/A
1 | 9 | 14 | 6 | #N/A | #N/A | 0 | 0 | 0 | 0 | 0 | 0 | 0 | #N/A | #N/A | 0 | 0 | 0 | 0 | 0 | #N/A | #N/A | 0 | #N/A | #N/A | #N/A | #N/A
1 | 9 | 15 | 6 | #N/A | #N/A | 0 | 0 | 0 | 0 | 0 | 0 | 0 | #N/A | #N/A | 0 | 0 | 0 | 0 | 0 | #N/A | #N/A | 0 | #N/A | #N/A | #N/A | #N/A
1 | 9 | 16 | 6 | #N/A | #N/A | 0 | 0 | 0 | 0 | 0 | 0 | 0 | #N/A | #N/A | 0 | 0 | 0 | 0 | 0 | #N/A | #N/A | 0 | #N/A | #N/A | #N/A | #N/A
1 | 9 | 17 | 6 | #N/A | #N/A | 0 | 0 | 0 | 0 | 0 | 0 | 0 | #N/A | #N/A | 0 | 0 | 0 | 0 | 0 | #N/A | #N/A | 0 | #N/A | #N/A | #N/A | #N/A
1 | 9 | 18 | 6 | #N/A | #N/A | 0 | 0 | 0 | 0 | 0 | 0 | 0 | #N/A | #N/A | 0 | 0 | 0 | 0 | 0 | #N/A | #N/A | 0 | #N/A | #N/A | #N/A | #N/A
1 | 9 | 19 | 6 | #N/A | #N/A | 0 | 0 | 0 | 0 | 0 | 0 | 0 | #N/A | #N/A | 0 | 0 | 0 | 0 | 0 | #N/A | #N/A | 0 | #N/A | #N/A | #N/A | #N/A
1 | 9 | 20 | 6 | #N/A | #N/A | 0 | 0 | 0 | 0 | 0 | 0 | 0 | #N/A | #N/A | 0 | 0 | 0 | 0 | 0 | #N/A | #N/A | 0 | #N/A | #N/A | #N/A | #N/A
1 | 9 | 21 | 6 | #N/A | #N/A | 0 | 0 | 0 | 0 | 0 | 0 | 0 | #N/A | #N/A | 0 | 0 | 0 | 0 | 0 | #N/A | #N/A | 0 | #N/A | #N/A | #N/A | #N/A
1 | 9 | 22 | 6 | #N/A | #N/A | 0 | 0 | 0 | 0 | 0 | 0 | 0 | #N/A | #N/A | 0 | 0 | 0 | 0 | 0 | #N/A | #N/A | 0 | #N/A | #N/A | #N/A | #N/A
1 | 9 | 23 | 6 | #N/A | #N/A | 0 | 0 | 0 | 0 | 0 | 0 | 0 | #N/A | #N/A | 0 | 0 | 0 | 0 | 0 | #N/A | #N/A | 0 | #N/A | #N/A | #N/A | #N/A
1 | 9 | 24 | 6 | #N/A | #N/A | 0 | 0 | 0 | 0 | 0 | 0 | 0 | #N/A | #N/A | 0 | 0 | 0 | 0 | 0 | #N/A | #N/A | 0 | #N/A | #N/A | #N/A | #N/A
1 | 10 | 1 | 7 | #N/A | #N/A | 0 | 0 | 0 | 0 | 0 | 0 | 0 | #N/A | #N/A | 0 | 0 | 0 | 0 | 0 | #N/A | #N/A | 0 | #N/A | #N/A | #N/A | #N/A
1 | 10 | 2 | 7 | #N/A | #N/A | 0 | 0 | 0 | 0 | 0 | 0 | 0 | #N/A | #N/A | 0 | 0 | 0 | 0 | 0 | #N/A | #N/A | 0 | #N/A | #N/A | #N/A | #N/A
1 | 10 | 3 | 7 | #N/A | #N/A | 0 | 0 | 0 | 0 | 0 | 0 | 0 | #N/A | #N/A | 0 | 0 | 0 | 0 | 0 | #N/A | #N/A | 0 | #N/A | #N/A | #N/A | #N/A
1 | 10 | 4 | 7 | #N/A | #N/A | 0 | 0 | 0 | 0 | 0 | 0 | 0 | #N/A | #N/A | 0 | 0 | 0 | 0 | 0 | #N/A | #N/A | 0 | #N/A | #N/A | #N/A | #N/A
1 | 10 | 5 | 7 | #N/A | #N/A | 0 | 0 | 0 | 0 | 0 | 0 | 0 | #N/A | #N/A | 0 | 0 | 0 | 0 | 0 | #N/A | #N/A | 0 | #N/A | #N/A | #N/A | #N/A
1 | 10 | 6 | 7 | #N/A | #N/A | 0 | 0 | 0 | 0 | 0 | 0 | 0 | #N/A | #N/A | 0 | 0 | 0 | 0 | 0 | #N/A | #N/A | 0 | #N/A | #N/A | #N/A | #N/A
1 | 10 | 7 | 7 | #N/A | #N/A | 0 | 0 | 0 | 0 | 0 | 0 | 0 | #N/A | #N/A | 0 | 0 | 0 | 0 | 0 | #N/A | #N/A | 0 | #N/A | #N/A | #N/A | #N/A
1 | 10 | 8 | 7 | #N/A | #N/A | 0 | 0 | 0 | 0 | 0 | 0 | 0 | #N/A | #N/A | 0 | 0 | 0 | 0 | 0 | #N/A | #N/A | 0 | #N/A | #N/A | #N/A | #N/A
1 | 10 | 9 | 7 | #N/A | #N/A | 0 | 0 | 0 | 0 | 0 | 0 | 0 | #N/A | #N/A | 0 | 0 | 0 | 0 | 0 | #N/A | #N/A | 0 | #N/A | #N/A | #N/A | #N/A
1 | 10 | 10 | 7 | #N/A | #N/A | 0 | 0 | 0 | 0 | 0 | 0 | 0 | #N/A | #N/A | 0 | 0 | 0 | 0 | 0 | #N/A | #N/A | 0 | #N/A | #N/A | #N/A | #N/A
1 | 10 | 11 | 7 | #N/A | #N/A | 0 | 0 | 0 | 0 | 0 | 0 | 0 | #N/A | #N/A | 0 | 0 | 0 | 0 | 0 | #N/A | #N/A | 0 | #N/A | #N/A | #N/A | #N/A
1 | 10 | 12 | 7 | #N/A | #N/A | 0 | 0 | 0 | 0 | 0 | 0 | 0 | #N/A | #N/A | 0 | 0 | 0 | 0 | 0 | #N/A | #N/A | 0 | #N/A | #N/A | #N/A | #N/A
1 | 10 | 13 | 7 | #N/A | #N/A | 0 | 0 | 0 | 0 | 0 | 0 | 0 | #N/A | #N/A | 0 | 0 | 0 | 0 | 0 | #N/A | #N/A | 0 | #N/A | #N/A | #N/A | #N/A
1 | 10 | 14 | 7 | #N/A | #N/A | 0 | 0 | 0 | 0 | 0 | 0 | 0 | #N/A | #N/A | 0 | 0 | 0 | 0 | 0 | #N/A | #N/A | 0 | #N/A | #N/A | #N/A | #N/A
1 | 10 | 15 | 7 | #N/A | #N/A | 0 | 0 | 0 | 0 | 0 | 0 | 0 | #N/A | #N/A | 0 | 0 | 0 | 0 | 0 | #N/A | #N/A | 0 | #N/A | #N/A | #N/A | #N/A
1 | 10 | 16 | 7 | #N/A | #N/A | 0 | 0 | 0 | 0 | 0 | 0 | 0 | #N/A | #N/A | 0 | 0 | 0 | 0 | 0 | #N/A | #N/A | 0 | #N/A | #N/A | #N/A | #N/A
1 | 10 | 17 | 7 | #N/A | #N/A | 0 | 0 | 0 | 0 | 0 | 0 | 0 | #N/A | #N/A | 0 | 0 | 0 | 0 | 0 | #N/A | #N/A | 0 | #N/A | #N/A | #N/A | #N/A
1 | 10 | 18 | 7 | #N/A | #N/A | 0 | 0 | 0 | 0 | 0 | 0 | 0 | #N/A | #N/A | 0 | 0 | 0 | 0 | 0 | #N/A | #N/A | 0 | #N/A | #N/A | #N/A | #N/A
1 | 10 | 19 | 7 | #N/A | #N/A | 0 | 0 | 0 | 0 | 0 | 0 | 0 | #N/A | #N/A | 0 | 0 | 0 | 0 | 0 | #N/A | #N/A | 0 | #N/A | #N/A | #N/A | #N/A
1 | 10 | 20 | 7 | #N/A | #N/A | 0 | 0 | 0 | 0 | 0 | 0 | 0 | #N/A | #N/A | 0 | 0 | 0 | 0 | 0 | #N/A | #N/A | 0 | #N/A | #N/A | #N/A | #N/A
1 | 10 | 21 | 7 | #N/A | #N/A | 0 | 0 | 0 | 0 | 0 | 0 | 0 | #N/A | #N/A | 0 | 0 | 0 | 0 | 0 | #N/A | #N/A | 0 | #N/A | #N/A | #N/A | #N/A
1 | 10 | 22 | 7 | #N/A | #N/A | 0 | 0 | 0 | 0 | 0 | 0 | 0 | #N/A | #N/A | 0 | 0 | 0 | 0 | 0 | #N/A | #N/A | 0 | #N/A | #N/A | #N/A | #N/A
1 | 10 | 23 | 7 | #N/A | #N/A | 0 | 0 | 0 | 0 | 0 | 0 | 0 | #N/A | #N/A | 0 | 0 | 0 | 0 | 0 | #N/A | #N/A | 0 | #N/A | #N/A | #N/A | #N/A
1 | 10 | 24 | 7 | #N/A | #N/A | 0 | 0 | 0 | 0 | 0 | 0 | 0 | #N/A | #N/A | 0 | 0 | 0 | 0 | 0 | #N/A | #N/A | 0 | #N/A | #N/A | #N/A | #N/A
1 | 11 | 1 | 1 | #N/A | #N/A | 0 | 0 | 0 | 0 | 0 | 0 | 0 | #N/A | #N/A | 0 | 0 | 0 | 0 | 0 | #N/A | #N/A | 0 | #N/A | #N/A | #N/A | #N/A
1 | 11 | 2 | 1 | #N/A | #N/A | 0 | 0 | 0 | 0 | 0 | 0 | 0 | #N/A | #N/A | 0 | 0 | 0 | 0 | 0 | #N/A | #N/A | 0 | #N/A | #N/A | #N/A | #N/A
1 | 11 | 3 | 1 | #N/A | #N/A | 0 | 0 | 0 | 0 | 0 | 0 | 0 | #N/A | #N/A | 0 | 0 | 0 | 0 | 0 | #N/A | #N/A | 0 | #N/A | #N/A | #N/A | #N/A
1 | 11 | 4 | 1 | #N/A | #N/A | 0 | 0 | 0 | 0 | 0 | 0 | 0 | #N/A | #N/A | 0 | 0 | 0 | 0 | 0 | #N/A | #N/A | 0 | #N/A | #N/A | #N/A | #N/A
1 | 11 | 5 | 1 | #N/A | #N/A | 0 | 0 | 0 | 0 | 0 | 0 | 0 | #N/A | #N/A | 0 | 0 | 0 | 0 | 0 | #N/A | #N/A | 0 | #N/A | #N/A | #N/A | #N/A
1 | 11 | 6 | 1 | #N/A | #N/A | 1 | 0 | 0 | 0 | 0 | 0 | 0 | #N/A | #N/A | 0 | 0 | 0 | 0 | 0 | #N/A | #N/A | 0 | #N/A | #N/A | #N/A | #N/A
1 | 11 | 7 | 1 | #N/A | #N/A | 1 | 0 | 0 | 0 | 0 | 0 | 0 | #N/A | #N/A | 0 | 0 | 0 | 0 | 0 | #N/A | #N/A | 0 | #N/A | #N/A | #N/A | #N/A
1 | 11 | 8 | 1 | #N/A | #N/A | 1 | 0 | 0 | 0 | 0 | 0 | 0 | #N/A | #N/A | 0 | 0 | 0 | 0 | 0 | #N/A | #N/A | 0 | #N/A | #N/A | #N/A | #N/A
1 | 11 | 9 | 1 | #N/A | #N/A | 1 | 0 | 0 | 0 | 0 | 0 | 0 | #N/A | #N/A | 0 | 0 | 0 | 0 | 0 | #N/A | #N/A | 0 | #N/A | #N/A | #N/A | #N/A
1 | 11 | 10 | 1 | #N/A | #N/A | 1 | 0 | 0 | 0 | 0 | 0 | 0 | #N/A | #N/A | 0 | 0 | 0 | 0 | 0 | #N/A | #N/A | 0 | #N/A | #N/A | #N/A | #N/A
1 | 11 | 11 | 1 | #N/A | #N/A | 1 | 0 | 0 | 0 | 0 | 0 | 0 | #N/A | #N/A | 0 | 0 | 0 | 0 | 0 | #N/A | #N/A | 0 | #N/A | #N/A | #N/A | #N/A
1 | 11 | 12 | 1 | #N/A | #N/A | 1 | 0 | 0 | 0 | 0 | 0 | 0 | #N/A | #N/A | 0 | 0 | 0 | 0 | 0 | #N/A | #N/A | 0 | #N/A | #N/A | #N/A | #N/A
1 | 11 | 13 | 1 | #N/A | #N/A | 1 | 0 | 0 | 0 | 0 | 0 | 0 | #N/A | #N/A | 0 | 0 | 0 | 0 | 0 | #N/A | #N/A | 0 | #N/A | #N/A | #N/A | #N/A
1 | 11 | 14 | 1 | #N/A | #N/A | 1 | 0 | 0 | 0 | 0 | 0 | 0 | #N/A | #N/A | 0 | 0 | 0 | 0 | 0 | #N/A | #N/A | 0 | #N/A | #N/A | #N/A | #N/A
1 | 11 | 15 | 1 | #N/A | #N/A | 1 | 0 | 0 | 0 | 0 | 0 | 0 | #N/A | #N/A | 0 | 0 | 0 | 0 | 0 | #N/A | #N/A | 0 | #N/A | #N/A | #N/A | #N/A
1 | 11 | 16 | 1 | #N/A | #N/A | 1 | 0 | 0 | 0 | 0 | 0 | 0 | #N/A | #N/A | 0 | 0 | 0 | 0 | 0 | #N/A | #N/A | 0 | #N/A | #N/A | #N/A | #N/A
1 | 11 | 17 | 1 | #N/A | #N/A | 1 | 1 | 0 | 0 | 0 | 0 | 0 | #N/A | #N/A | 0 | 0 | 0 | 0 | 0 | #N/A | #N/A | 0 | #N/A | #N/A | #N/A | #N/A
1 | 11 | 18 | 1 | #N/A | #N/A | 1 | 1 | 0 | 0 | 0 | 0 | 0 | #N/A | #N/A | 0 | 0 | 0 | 0 | 0 | #N/A | #N/A | 0 | #N/A | #N/A | #N/A | #N/A
1 | 11 | 19 | 1 | #N/A | #N/A | 1 | 0 | 0 | 0 | 0 | 0 | 0 | #N/A | #N/A | 0 | 0 | 0 | 0 | 0 | #N/A | #N/A | 0 | #N/A | #N/A | #N/A | #N/A
1 | 11 | 20 | 1 | #N/A | #N/A | 1 | 0 | 0 | 0 | 0 | 0 | 0 | #N/A | #N/A | 0 | 0 | 0 | 0 | 0 | #N/A | #N/A | 0 | #N/A | #N/A | #N/A | #N/A
1 | 11 | 21 | 1 | #N/A | #N/A | 1 | 0 | 0 | 0 | 0 | 0 | 0 | #N/A | #N/A | 0 | 0 | 0 | 0 | 0 | #N/A | #N/A | 0 | #N/A | #N/A | #N/A | #N/A
1 | 11 | 22 | 1 | #N/A | #N/A | 1 | 0 | 0 | 0 | 0 | 0 | 0 | #N/A | #N/A | 0 | 0 | 0 | 0 | 0 | #N/A | #N/A | 0 | #N/A | #N/A | #N/A | #N/A
1 | 11 | 23 | 1 | #N/A | #N/A | 0 | 0 | 0 | 0 | 0 | 0 | 0 | #N/A | #N/A | 0 | 0 | 0 | 0 | 0 | #N/A | #N/A | 0 | #N/A | #N/A | #N/A | #N/A
1 | 11 | 24 | 1 | #N/A | #N/A | 0 | 0 | 0 | 0 | 0 | 0 | 0 | #N/A | #N/A | 0 | 0 | 0 | 0 | 0 | #N/A | #N/A | 0 | #N/A | #N/A | #N/A | #N/A
1 | 12 | 1 | 2 | #N/A | #N/A | 0 | 0 | 0 | 0 | 0 | 0 | 0 | #N/A | #N/A | 0 | 0 | 0 | 0 | 0 | #N/A | #N/A | 0 | #N/A | #N/A | #N/A | #N/A
1 | 12 | 2 | 2 | #N/A | #N/A | 0 | 0 | 0 | 0 | 0 | 0 | 0 | #N/A | #N/A | 0 | 0 | 0 | 0 | 0 | #N/A | #N/A | 0 | #N/A | #N/A | #N/A | #N/A
1 | 12 | 3 | 2 | #N/A | #N/A | 0 | 0 | 0 | 0 | 0 | 0 | 0 | #N/A | #N/A | 0 | 0 | 0 | 0 | 0 | #N/A | #N/A | 0 | #N/A | #N/A | #N/A | #N/A
1 | 12 | 4 | 2 | #N/A | #N/A | 0 | 0 | 0 | 0 | 0 | 0 | 0 | #N/A | #N/A | 0 | 0 | 0 | 0 | 0 | #N/A | #N/A | 0 | #N/A | #N/A | #N/A | #N/A
1 | 12 | 5 | 2 | #N/A | #N/A | 0 | 0 | 0 | 0 | 0 | 0 | 0 | #N/A | #N/A | 0 | 0 | 0 | 0 | 0 | #N/A | #N/A | 0 | #N/A | #N/A | #N/A | #N/A
1 | 12 | 6 | 2 | #N/A | #N/A | 1 | 0 | 0 | 0 | 0 | 0 | 0 | #N/A | #N/A | 0 | 0 | 0 | 0 | 0 | #N/A | #N/A | 0 | #N/A | #N/A | #N/A | #N/A
1 | 12 | 7 | 2 | #N/A | #N/A | 1 | 0 | 0 | 0 | 0 | 0 | 0 | #N/A | #N/A | 0 | 0 | 0 | 0 | 0 | #N/A | #N/A | 0 | #N/A | #N/A | #N/A | #N/A
1 | 12 | 8 | 2 | #N/A | #N/A | 1 | 0 | 0 | 0 | 0 | 0 | 0 | #N/A | #N/A | 0 | 0 | 0 | 0 | 0 | #N/A | #N/A | 0 | #N/A | #N/A | #N/A | #N/A
1 | 12 | 9 | 2 | #N/A | #N/A | 1 | 0 | 0 | 0 | 0 | 0 | 0 | #N/A | #N/A | 0 | 0 | 0 | 0 | 0 | #N/A | #N/A | 0 | #N/A | #N/A | #N/A | #N/A
1 | 12 | 10 | 2 | #N/A | #N/A | 1 | 0 | 0 | 0 | 0 | 0 | 0 | #N/A | #N/A | 0 | 0 | 0 | 0 | 0 | #N/A | #N/A | 0 | #N/A | #N/A | #N/A | #N/A
1 | 12 | 11 | 2 | #N/A | #N/A | 1 | 0 | 0 | 0 | 0 | 0 | 0 | #N/A | #N/A | 0 | 0 | 0 | 0 | 0 | #N/A | #N/A | 0 | #N/A | #N/A | #N/A | #N/A
1 | 12 | 12 | 2 | #N/A | #N/A | 1 | 0 | 0 | 0 | 0 | 0 | 0 | #N/A | #N/A | 0 | 0 | 0 | 0 | 0 | #N/A | #N/A | 0 | #N/A | #N/A | #N/A | #N/A
1 | 12 | 13 | 2 | #N/A | #N/A | 1 | 0 | 0 | 0 | 0 | 0 | 0 | #N/A | #N/A | 0 | 0 | 0 | 0 | 0 | #N/A | #N/A | 0 | #N/A | #N/A | #N/A | #N/A
1 | 12 | 14 | 2 | #N/A | #N/A | 1 | 0 | 0 | 0 | 0 | 0 | 0 | #N/A | #N/A | 0 | 0 | 0 | 0 | 0 | #N/A | #N/A | 0 | #N/A | #N/A | #N/A | #N/A
1 | 12 | 15 | 2 | #N/A | #N/A | 1 | 0 | 0 | 0 | 0 | 0 | 0 | #N/A | #N/A | 0 | 0 | 0 | 0 | 0 | #N/A | #N/A | 0 | #N/A | #N/A | #N/A | #N/A
1 | 12 | 16 | 2 | #N/A | #N/A | 1 | 0 | 0 | 0 | 0 | 0 | 0 | #N/A | #N/A | 0 | 0 | 0 | 0 | 0 | #N/A | #N/A | 0 | #N/A | #N/A | #N/A | #N/A
1 | 12 | 17 | 2 | #N/A | #N/A | 1 | 1 | 0 | 0 | 0 | 0 | 0 | #N/A | #N/A | 0 | 0 | 0 | 0 | 0 | #N/A | #N/A | 0 | #N/A | #N/A | #N/A | #N/A
1 | 12 | 18 | 2 | #N/A | #N/A | 1 | 1 | 0 | 0 | 0 | 0 | 0 | #N/A | #N/A | 0 | 0 | 0 | 0 | 0 | #N/A | #N/A | 0 | #N/A | #N/A | #N/A | #N/A
1 | 12 | 19 | 2 | #N/A | #N/A | 1 | 0 | 0 | 0 | 0 | 0 | 0 | #N/A | #N/A | 0 | 0 | 0 | 0 | 0 | #N/A | #N/A | 0 | #N/A | #N/A | #N/A | #N/A
1 | 12 | 20 | 2 | #N/A | #N/A | 1 | 0 | 0 | 0 | 0 | 0 | 0 | #N/A | #N/A | 0 | 0 | 0 | 0 | 0 | #N/A | #N/A | 0 | #N/A | #N/A | #N/A | #N/A
1 | 12 | 21 | 2 | #N/A | #N/A | 1 | 0 | 0 | 0 | 0 | 0 | 0 | #N/A | #N/A | 0 | 0 | 0 | 0 | 0 | #N/A | #N/A | 0 | #N/A | #N/A | #N/A | #N/A
1 | 12 | 22 | 2 | #N/A | #N/A | 1 | 0 | 0 | 0 | 0 | 0 | 0 | #N/A | #N/A | 0 | 0 | 0 | 0 | 0 | #N/A | #N/A | 0 | #N/A | #N/A | #N/A | #N/A
1 | 12 | 23 | 2 | #N/A | #N/A | 0 | 0 | 0 | 0 | 0 | 0 | 0 | #N/A | #N/A | 0 | 0 | 0 | 0 | 0 | #N/A | #N/A | 0 | #N/A | #N/A | #N/A | #N/A
1 | 12 | 24 | 2 | #N/A | #N/A | 0 | 0 | 0 | 0 | 0 | 0 | 0 | #N/A | #N/A | 0 | 0 | 0 | 0 | 0 | #N/A | #N/A | 0 | #N/A | #N/A | #N/A | #N/A
1 | 13 | 1 | 3 | #N/A | #N/A | 0 | 0 | 0 | 0 | 0 | 0 | 0 | #N/A | #N/A | 0 | 0 | 0 | 0 | 0 | #N/A | #N/A | 0 | #N/A | #N/A | #N/A | #N/A
1 | 13 | 2 | 3 | #N/A | #N/A | 0 | 0 | 0 | 0 | 0 | 0 | 0 | #N/A | #N/A | 0 | 0 | 0 | 0 | 0 | #N/A | #N/A | 0 | #N/A | #N/A | #N/A | #N/A
1 | 13 | 3 | 3 | #N/A | #N/A | 0 | 0 | 0 | 0 | 0 | 0 | 0 | #N/A | #N/A | 0 | 0 | 0 | 0 | 0 | #N/A | #N/A | 0 | #N/A | #N/A | #N/A | #N/A
1 | 13 | 4 | 3 | #N/A | #N/A | 0 | 0 | 0 | 0 | 0 | 0 | 0 | #N/A | #N/A | 0 | 0 | 0 | 0 | 0 | #N/A | #N/A | 0 | #N/A | #N/A | #N/A | #N/A
1 | 13 | 5 | 3 | #N/A | #N/A | 0 | 0 | 0 | 0 | 0 | 0 | 0 | #N/A | #N/A | 0 | 0 | 0 | 0 | 0 | #N/A | #N/A | 0 | #N/A | #N/A | #N/A | #N/A
1 | 13 | 6 | 3 | #N/A | #N/A | 1 | 0 | 0 | 0 | 0 | 0 | 0 | #N/A | #N/A | 0 | 0 | 0 | 0 | 0 | #N/A | #N/A | 0 | #N/A | #N/A | #N/A | #N/A
1 | 13 | 7 | 3 | #N/A | #N/A | 1 | 0 | 0 | 0 | 0 | 0 | 0 | #N/A | #N/A | 0 | 0 | 0 | 0 | 0 | #N/A | #N/A | 0 | #N/A | #N/A | #N/A | #N/A
1 | 13 | 8 | 3 | #N/A | #N/A | 1 | 0 | 0 | 0 | 0 | 0 | 0 | #N/A | #N/A | 0 | 0 | 0 | 0 | 0 | #N/A | #N/A | 0 | #N/A | #N/A | #N/A | #N/A
1 | 13 | 9 | 3 | #N/A | #N/A | 1 | 0 | 0 | 0 | 0 | 0 | 0 | #N/A | #N/A | 0 | 0 | 0 | 0 | 0 | #N/A | #N/A | 0 | #N/A | #N/A | #N/A | #N/A
1 | 13 | 10 | 3 | #N/A | #N/A | 1 | 0 | 0 | 0 | 0 | 0 | 0 | #N/A | #N/A | 0 | 0 | 0 | 0 | 0 | #N/A | #N/A | 0 | #N/A | #N/A | #N/A | #N/A
1 | 13 | 11 | 3 | #N/A | #N/A | 1 | 0 | 0 | 0 | 0 | 0 | 0 | #N/A | #N/A | 0 | 0 | 0 | 0 | 0 | #N/A | #N/A | 0 | #N/A | #N/A | #N/A | #N/A
1 | 13 | 12 | 3 | #N/A | #N/A | 1 | 0 | 0 | 0 | 0 | 0 | 0 | #N/A | #N/A | 0 | 0 | 0 | 0 | 0 | #N/A | #N/A | 0 | #N/A | #N/A | #N/A | #N/A
1 | 13 | 13 | 3 | #N/A | #N/A | 1 | 0 | 0 | 0 | 0 | 0 | 0 | #N/A | #N/A | 0 | 0 | 0 | 0 | 0 | #N/A | #N/A | 0 | #N/A | #N/A | #N/A | #N/A
1 | 13 | 14 | 3 | #N/A | #N/A | 1 | 0 | 0 | 0 | 0 | 0 | 0 | #N/A | #N/A | 0 | 0 | 0 | 0 | 0 | #N/A | #N/A | 0 | #N/A | #N/A | #N/A | #N/A
1 | 13 | 15 | 3 | #N/A | #N/A | 1 | 0 | 0 | 0 | 0 | 0 | 0 | #N/A | #N/A | 0 | 0 | 0 | 0 | 0 | #N/A | #N/A | 0 | #N/A | #N/A | #N/A | #N/A
1 | 13 | 16 | 3 | #N/A | #N/A | 1 | 0 | 0 | 0 | 0 | 0 | 0 | #N/A | #N/A | 0 | 0 | 0 | 0 | 0 | #N/A | #N/A | 0 | #N/A | #N/A | #N/A | #N/A
1 | 13 | 17 | 3 | #N/A | #N/A | 1 | 1 | 0 | 0 | 0 | 0 | 0 | #N/A | #N/A | 0 | 0 | 0 | 0 | 0 | #N/A | #N/A | 0 | #N/A | #N/A | #N/A | #N/A
1 | 13 | 18 | 3 | #N/A | #N/A | 1 | 1 | 0 | 0 | 0 | 0 | 0 | #N/A | #N/A | 0 | 0 | 0 | 0 | 0 | #N/A | #N/A | 0 | #N/A | #N/A | #N/A | #N/A
1 | 13 | 19 | 3 | #N/A | #N/A | 1 | 0 | 0 | 0 | 0 | 0 | 0 | #N/A | #N/A | 0 | 0 | 0 | 0 | 0 | #N/A | #N/A | 0 | #N/A | #N/A | #N/A | #N/A
1 | 13 | 20 | 3 | #N/A | #N/A | 1 | 0 | 0 | 0 | 0 | 0 | 0 | #N/A | #N/A | 0 | 0 | 0 | 0 | 0 | #N/A | #N/A | 0 | #N/A | #N/A | #N/A | #N/A
1 | 13 | 21 | 3 | #N/A | #N/A | 1 | 0 | 0 | 0 | 0 | 0 | 0 | #N/A | #N/A | 0 | 0 | 0 | 0 | 0 | #N/A | #N/A | 0 | #N/A | #N/A | #N/A | #N/A
1 | 13 | 22 | 3 | #N/A | #N/A | 1 | 0 | 0 | 0 | 0 | 0 | 0 | #N/A | #N/A | 0 | 0 | 0 | 0 | 0 | #N/A | #N/A | 0 | #N/A | #N/A | #N/A | #N/A
1 | 13 | 23 | 3 | #N/A | #N/A | 0 | 0 | 0 | 0 | 0 | 0 | 0 | #N/A | #N/A | 0 | 0 | 0 | 0 | 0 | #N/A | #N/A | 0 | #N/A | #N/A | #N/A | #N/A
1 | 13 | 24 | 3 | #N/A | #N/A | 0 | 0 | 0 | 0 | 0 | 0 | 0 | #N/A | #N/A | 0 | 0 | 0 | 0 | 0 | #N/A | #N/A | 0 | #N/A | #N/A | #N/A | #N/A
1 | 14 | 1 | 4 | #N/A | #N/A | 0 | 0 | 0 | 0 | 0 | 0 | 0 | #N/A | #N/A | 0 | 0 | 0 | 0 | 0 | #N/A | #N/A | 0 | #N/A | #N/A | #N/A | #N/A
1 | 14 | 2 | 4 | #N/A | #N/A | 0 | 0 | 0 | 0 | 0 | 0 | 0 | #N/A | #N/A | 0 | 0 | 0 | 0 | 0 | #N/A | #N/A | 0 | #N/A | #N/A | #N/A | #N/A
1 | 14 | 3 | 4 | #N/A | #N/A | 0 | 0 | 0 | 0 | 0 | 0 | 0 | #N/A | #N/A | 0 | 0 | 0 | 0 | 0 | #N/A | #N/A | 0 | #N/A | #N/A | #N/A | #N/A
1 | 14 | 4 | 4 | #N/A | #N/A | 0 | 0 | 0 | 0 | 0 | 0 | 0 | #N/A | #N/A | 0 | 0 | 0 | 0 | 0 | #N/A | #N/A | 0 | #N/A | #N/A | #N/A | #N/A
1 | 14 | 5 | 4 | #N/A | #N/A | 0 | 0 | 0 | 0 | 0 | 0 | 0 | #N/A | #N/A | 0 | 0 | 0 | 0 | 0 | #N/A | #N/A | 0 | #N/A | #N/A | #N/A | #N/A
1 | 14 | 6 | 4 | #N/A | #N/A | 1 | 0 | 0 | 0 | 0 | 0 | 0 | #N/A | #N/A | 0 | 0 | 0 | 0 | 0 | #N/A | #N/A | 0 | #N/A | #N/A | #N/A | #N/A
1 | 14 | 7 | 4 | #N/A | #N/A | 1 | 0 | 0 | 0 | 0 | 0 | 0 | #N/A | #N/A | 0 | 0 | 0 | 0 | 0 | #N/A | #N/A | 0 | #N/A | #N/A | #N/A | #N/A
1 | 14 | 8 | 4 | #N/A | #N/A | 1 | 0 | 0 | 0 | 0 | 0 | 0 | #N/A | #N/A | 0 | 0 | 0 | 0 | 0 | #N/A | #N/A | 0 | #N/A | #N/A | #N/A | #N/A
1 | 14 | 9 | 4 | #N/A | #N/A | 1 | 0 | 0 | 0 | 0 | 0 | 0 | #N/A | #N/A | 0 | 0 | 0 | 0 | 0 | #N/A | #N/A | 0 | #N/A | #N/A | #N/A | #N/A
1 | 14 | 10 | 4 | #N/A | #N/A | 1 | 0 | 0 | 0 | 0 | 0 | 0 | #N/A | #N/A | 0 | 0 | 0 | 0 | 0 | #N/A | #N/A | 0 | #N/A | #N/A | #N/A | #N/A
1 | 14 | 11 | 4 | #N/A | #N/A | 1 | 0 | 0 | 0 | 0 | 0 | 0 | #N/A | #N/A | 0 | 0 | 0 | 0 | 0 | #N/A | #N/A | 0 | #N/A | #N/A | #N/A | #N/A
1 | 14 | 12 | 4 | #N/A | #N/A | 1 | 0 | 0 | 0 | 0 | 0 | 0 | #N/A | #N/A | 0 | 0 | 0 | 0 | 0 | #N/A | #N/A | 0 | #N/A | #N/A | #N/A | #N/A
1 | 14 | 13 | 4 | #N/A | #N/A | 1 | 0 | 0 | 0 | 0 | 0 | 0 | #N/A | #N/A | 0 | 0 | 0 | 0 | 0 | #N/A | #N/A | 0 | #N/A | #N/A | #N/A | #N/A
1 | 14 | 14 | 4 | #N/A | #N/A | 1 | 0 | 0 | 0 | 0 | 0 | 0 | #N/A | #N/A | 0 | 0 | 0 | 0 | 0 | #N/A | #N/A | 0 | #N/A | #N/A | #N/A | #N/A
1 | 14 | 15 | 4 | #N/A | #N/A | 1 | 0 | 0 | 0 | 0 | 0 | 0 | #N/A | #N/A | 0 | 0 | 0 | 0 | 0 | #N/A | #N/A | 0 | #N/A | #N/A | #N/A | #N/A
1 | 14 | 16 | 4 | #N/A | #N/A | 1 | 0 | 0 | 0 | 0 | 0 | 0 | #N/A | #N/A | 0 | 0 | 0 | 0 | 0 | #N/A | #N/A | 0 | #N/A | #N/A | #N/A | #N/A
1 | 14 | 17 | 4 | #N/A | #N/A | 1 | 1 | 0 | 0 | 0 | 0 | 0 | #N/A | #N/A | 0 | 0 | 0 | 0 | 0 | #N/A | #N/A | 0 | #N/A | #N/A | #N/A | #N/A
1 | 14 | 18 | 4 | #N/A | #N/A | 1 | 1 | 0 | 0 | 0 | 0 | 0 | #N/A | #N/A | 0 | 0 | 0 | 0 | 0 | #N/A | #N/A | 0 | #N/A | #N/A | #N/A | #N/A
1 | 14 | 19 | 4 | #N/A | #N/A | 1 | 0 | 0 | 0 | 0 | 0 | 0 | #N/A | #N/A | 0 | 0 | 0 | 0 | 0 | #N/A | #N/A | 0 | #N/A | #N/A | #N/A | #N/A
1 | 14 | 20 | 4 | #N/A | #N/A | 1 | 0 | 0 | 0 | 0 | 0 | 0 | #N/A | #N/A | 0 | 0 | 0 | 0 | 0 | #N/A | #N/A | 0 | #N/A | #N/A | #N/A | #N/A
1 | 14 | 21 | 4 | #N/A | #N/A | 1 | 0 | 0 | 0 | 0 | 0 | 0 | #N/A | #N/A | 0 | 0 | 0 | 0 | 0 | #N/A | #N/A | 0 | #N/A | #N/A | #N/A | #N/A
1 | 14 | 22 | 4 | #N/A | #N/A | 1 | 0 | 0 | 0 | 0 | 0 | 0 | #N/A | #N/A | 0 | 0 | 0 | 0 | 0 | #N/A | #N/A | 0 | #N/A | #N/A | #N/A | #N/A
1 | 14 | 23 | 4 | #N/A | #N/A | 0 | 0 | 0 | 0 | 0 | 0 | 0 | #N/A | #N/A | 0 | 0 | 0 | 0 | 0 | #N/A | #N/A | 0 | #N/A | #N/A | #N/A | #N/A
1 | 14 | 24 | 4 | #N/A | #N/A | 0 | 0 | 0 | 0 | 0 | 0 | 0 | #N/A | #N/A | 0 | 0 | 0 | 0 | 0 | #N/A | #N/A | 0 | #N/A | #N/A | #N/A | #N/A
1 | 15 | 1 | 5 | #N/A | #N/A | 0 | 0 | 0 | 0 | 0 | 0 | 0 | #N/A | #N/A | 0 | 0 | 0 | 0 | 0 | #N/A | #N/A | 0 | #N/A | #N/A | #N/A | #N/A
1 | 15 | 2 | 5 | #N/A | #N/A | 0 | 0 | 0 | 0 | 0 | 0 | 0 | #N/A | #N/A | 0 | 0 | 0 | 0 | 0 | #N/A | #N/A | 0 | #N/A | #N/A | #N/A | #N/A
1 | 15 | 3 | 5 | #N/A | #N/A | 0 | 0 | 0 | 0 | 0 | 0 | 0 | #N/A | #N/A | 0 | 0 | 0 | 0 | 0 | #N/A | #N/A | 0 | #N/A | #N/A | #N/A | #N/A
1 | 15 | 4 | 5 | #N/A | #N/A | 0 | 0 | 0 | 0 | 0 | 0 | 0 | #N/A | #N/A | 0 | 0 | 0 | 0 | 0 | #N/A | #N/A | 0 | #N/A | #N/A | #N/A | #N/A
1 | 15 | 5 | 5 | #N/A | #N/A | 0 | 0 | 0 | 0 | 0 | 0 | 0 | #N/A | #N/A | 0 | 0 | 0 | 0 | 0 | #N/A | #N/A | 0 | #N/A | #N/A | #N/A | #N/A
1 | 15 | 6 | 5 | #N/A | #N/A | 1 | 0 | 0 | 0 | 0 | 0 | 0 | #N/A | #N/A | 0 | 0 | 0 | 0 | 0 | #N/A | #N/A | 0 | #N/A | #N/A | #N/A | #N/A
1 | 15 | 7 | 5 | #N/A | #N/A | 1 | 0 | 0 | 0 | 0 | 0 | 0 | #N/A | #N/A | 0 | 0 | 0 | 0 | 0 | #N/A | #N/A | 0 | #N/A | #N/A | #N/A | #N/A
1 | 15 | 8 | 5 | #N/A | #N/A | 1 | 0 | 0 | 0 | 0 | 0 | 0 | #N/A | #N/A | 0 | 0 | 0 | 0 | 0 | #N/A | #N/A | 0 | #N/A | #N/A | #N/A | #N/A
1 | 15 | 9 | 5 | #N/A | #N/A | 1 | 0 | 0 | 0 | 0 | 0 | 0 | #N/A | #N/A | 0 | 0 | 0 | 0 | 0 | #N/A | #N/A | 0 | #N/A | #N/A | #N/A | #N/A
1 | 15 | 10 | 5 | #N/A | #N/A | 1 | 0 | 0 | 0 | 0 | 0 | 0 | #N/A | #N/A | 0 | 0 | 0 | 0 | 0 | #N/A | #N/A | 0 | #N/A | #N/A | #N/A | #N/A
1 | 15 | 11 | 5 | #N/A | #N/A | 1 | 0 | 0 | 0 | 0 | 0 | 0 | #N/A | #N/A | 0 | 0 | 0 | 0 | 0 | #N/A | #N/A | 0 | #N/A | #N/A | #N/A | #N/A
1 | 15 | 12 | 5 | #N/A | #N/A | 1 | 0 | 0 | 0 | 0 | 0 | 0 | #N/A | #N/A | 0 | 0 | 0 | 0 | 0 | #N/A | #N/A | 0 | #N/A | #N/A | #N/A | #N/A
1 | 15 | 13 | 5 | #N/A | #N/A | 1 | 0 | 0 | 0 | 0 | 0 | 0 | #N/A | #N/A | 0 | 0 | 0 | 0 | 0 | #N/A | #N/A | 0 | #N/A | #N/A | #N/A | #N/A
1 | 15 | 14 | 5 | #N/A | #N/A | 1 | 0 | 0 | 0 | 0 | 0 | 0 | #N/A | #N/A | 0 | 0 | 0 | 0 | 0 | #N/A | #N/A | 0 | #N/A | #N/A | #N/A | #N/A
1 | 15 | 15 | 5 | #N/A | #N/A | 1 | 0 | 0 | 0 | 0 | 0 | 0 | #N/A | #N/A | 0 | 0 | 0 | 0 | 0 | #N/A | #N/A | 0 | #N/A | #N/A | #N/A | #N/A
1 | 15 | 16 | 5 | #N/A | #N/A | 1 | 0 | 0 | 0 | 0 | 0 | 0 | #N/A | #N/A | 0 | 0 | 0 | 0 | 0 | #N/A | #N/A | 0 | #N/A | #N/A | #N/A | #N/A
1 | 15 | 17 | 5 | #N/A | #N/A | 1 | 1 | 0 | 0 | 0 | 0 | 0 | #N/A | #N/A | 0 | 0 | 0 | 0 | 0 | #N/A | #N/A | 0 | #N/A | #N/A | #N/A | #N/A
1 | 15 | 18 | 5 | #N/A | #N/A | 1 | 1 | 0 | 0 | 0 | 0 | 0 | #N/A | #N/A | 0 | 0 | 0 | 0 | 0 | #N/A | #N/A | 0 | #N/A | #N/A | #N/A | #N/A
1 | 15 | 19 | 5 | #N/A | #N/A | 1 | 0 | 0 | 0 | 0 | 0 | 0 | #N/A | #N/A | 0 | 0 | 0 | 0 | 0 | #N/A | #N/A | 0 | #N/A | #N/A | #N/A | #N/A
1 | 15 | 20 | 5 | #N/A | #N/A | 1 | 0 | 0 | 0 | 0 | 0 | 0 | #N/A | #N/A | 0 | 0 | 0 | 0 | 0 | #N/A | #N/A | 0 | #N/A | #N/A | #N/A | #N/A
1 | 15 | 21 | 5 | #N/A | #N/A | 1 | 0 | 0 | 0 | 0 | 0 | 0 | #N/A | #N/A | 0 | 0 | 0 | 0 | 0 | #N/A | #N/A | 0 | #N/A | #N/A | #N/A | #N/A
1 | 15 | 22 | 5 | #N/A | #N/A | 1 | 0 | 0 | 0 | 0 | 0 | 0 | #N/A | #N/A | 0 | 0 | 0 | 0 | 0 | #N/A | #N/A | 0 | #N/A | #N/A | #N/A | #N/A
1 | 15 | 23 | 5 | #N/A | #N/A | 0 | 0 | 0 | 0 | 0 | 0 | 0 | #N/A | #N/A | 0 | 0 | 0 | 0 | 0 | #N/A | #N/A | 0 | #N/A | #N/A | #N/A | #N/A
1 | 15 | 24 | 5 | #N/A | #N/A | 0 | 0 | 0 | 0 | 0 | 0 | 0 | #N/A | #N/A | 0 | 0 | 0 | 0 | 0 | #N/A | #N/A | 0 | #N/A | #N/A | #N/A | #N/A
1 | 16 | 1 | 6 | #N/A | #N/A | 0 | 0 | 0 | 0 | 0 | 0 | 0 | #N/A | #N/A | 0 | 0 | 0 | 0 | 0 | #N/A | #N/A | 0 | #N/A | #N/A | #N/A | #N/A
1 | 16 | 2 | 6 | #N/A | #N/A | 0 | 0 | 0 | 0 | 0 | 0 | 0 | #N/A | #N/A | 0 | 0 | 0 | 0 | 0 | #N/A | #N/A | 0 | #N/A | #N/A | #N/A | #N/A
1 | 16 | 3 | 6 | #N/A | #N/A | 0 | 0 | 0 | 0 | 0 | 0 | 0 | #N/A | #N/A | 0 | 0 | 0 | 0 | 0 | #N/A | #N/A | 0 | #N/A | #N/A | #N/A | #N/A
1 | 16 | 4 | 6 | #N/A | #N/A | 0 | 0 | 0 | 0 | 0 | 0 | 0 | #N/A | #N/A | 0 | 0 | 0 | 0 | 0 | #N/A | #N/A | 0 | #N/A | #N/A | #N/A | #N/A
1 | 16 | 5 | 6 | #N/A | #N/A | 0 | 0 | 0 | 0 | 0 | 0 | 0 | #N/A | #N/A | 0 | 0 | 0 | 0 | 0 | #N/A | #N/A | 0 | #N/A | #N/A | #N/A | #N/A
1 | 16 | 6 | 6 | #N/A | #N/A | 0 | 0 | 0 | 0 | 0 | 0 | 0 | #N/A | #N/A | 0 | 0 | 0 | 0 | 0 | #N/A | #N/A | 0 | #N/A | #N/A | #N/A | #N/A
1 | 16 | 7 | 6 | #N/A | #N/A | 0 | 0 | 0 | 0 | 0 | 0 | 0 | #N/A | #N/A | 0 | 0 | 0 | 0 | 0 | #N/A | #N/A | 0 | #N/A | #N/A | #N/A | #N/A
1 | 16 | 8 | 6 | #N/A | #N/A | 0 | 0 | 0 | 0 | 0 | 0 | 0 | #N/A | #N/A | 0 | 0 | 0 | 0 | 0 | #N/A | #N/A | 0 | #N/A | #N/A | #N/A | #N/A
1 | 16 | 9 | 6 | #N/A | #N/A | 0 | 0 | 0 | 0 | 0 | 0 | 0 | #N/A | #N/A | 0 | 0 | 0 | 0 | 0 | #N/A | #N/A | 0 | #N/A | #N/A | #N/A | #N/A
1 | 16 | 10 | 6 | #N/A | #N/A | 0 | 0 | 0 | 0 | 0 | 0 | 0 | #N/A | #N/A | 0 | 0 | 0 | 0 | 0 | #N/A | #N/A | 0 | #N/A | #N/A | #N/A | #N/A
1 | 16 | 11 | 6 | #N/A | #N/A | 0 | 0 | 0 | 0 | 0 | 0 | 0 | #N/A | #N/A | 0 | 0 | 0 | 0 | 0 | #N/A | #N/A | 0 | #N/A | #N/A | #N/A | #N/A
1 | 16 | 12 | 6 | #N/A | #N/A | 0 | 0 | 0 | 0 | 0 | 0 | 0 | #N/A | #N/A | 0 | 0 | 0 | 0 | 0 | #N/A | #N/A | 0 | #N/A | #N/A | #N/A | #N/A
1 | 16 | 13 | 6 | #N/A | #N/A | 0 | 0 | 0 | 0 | 0 | 0 | 0 | #N/A | #N/A | 0 | 0 | 0 | 0 | 0 | #N/A | #N/A | 0 | #N/A | #N/A | #N/A | #N/A
1 | 16 | 14 | 6 | #N/A | #N/A | 0 | 0 | 0 | 0 | 0 | 0 | 0 | #N/A | #N/A | 0 | 0 | 0 | 0 | 0 | #N/A | #N/A | 0 | #N/A | #N/A | #N/A | #N/A
1 | 16 | 15 | 6 | #N/A | #N/A | 0 | 0 | 0 | 0 | 0 | 0 | 0 | #N/A | #N/A | 0 | 0 | 0 | 0 | 0 | #N/A | #N/A | 0 | #N/A | #N/A | #N/A | #N/A
1 | 16 | 16 | 6 | #N/A | #N/A | 0 | 0 | 0 | 0 | 0 | 0 | 0 | #N/A | #N/A | 0 | 0 | 0 | 0 | 0 | #N/A | #N/A | 0 | #N/A | #N/A | #N/A | #N/A
1 | 16 | 17 | 6 | #N/A | #N/A | 0 | 0 | 0 | 0 | 0 | 0 | 0 | #N/A | #N/A | 0 | 0 | 0 | 0 | 0 | #N/A | #N/A | 0 | #N/A | #N/A | #N/A | #N/A
1 | 16 | 18 | 6 | #N/A | #N/A | 0 | 0 | 0 | 0 | 0 | 0 | 0 | #N/A | #N/A | 0 | 0 | 0 | 0 | 0 | #N/A | #N/A | 0 | #N/A | #N/A | #N/A | #N/A
1 | 16 | 19 | 6 | #N/A | #N/A | 0 | 0 | 0 | 0 | 0 | 0 | 0 | #N/A | #N/A | 0 | 0 | 0 | 0 | 0 | #N/A | #N/A | 0 | #N/A | #N/A | #N/A | #N/A
1 | 16 | 20 | 6 | #N/A | #N/A | 0 | 0 | 0 | 0 | 0 | 0 | 0 | #N/A | #N/A | 0 | 0 | 0 | 0 | 0 | #N/A | #N/A | 0 | #N/A | #N/A | #N/A | #N/A
1 | 16 | 21 | 6 | #N/A | #N/A | 0 | 0 | 0 | 0 | 0 | 0 | 0 | #N/A | #N/A | 0 | 0 | 0 | 0 | 0 | #N/A | #N/A | 0 | #N/A | #N/A | #N/A | #N/A
1 | 16 | 22 | 6 | #N/A | #N/A | 0 | 0 | 0 | 0 | 0 | 0 | 0 | #N/A | #N/A | 0 | 0 | 0 | 0 | 0 | #N/A | #N/A | 0 | #N/A | #N/A | #N/A | #N/A
1 | 16 | 23 | 6 | #N/A | #N/A | 0 | 0 | 0 | 0 | 0 | 0 | 0 | #N/A | #N/A | 0 | 0 | 0 | 0 | 0 | #N/A | #N/A | 0 | #N/A | #N/A | #N/A | #N/A
1 | 16 | 24 | 6 | #N/A | #N/A | 0 | 0 | 0 | 0 | 0 | 0 | 0 | #N/A | #N/A | 0 | 0 | 0 | 0 | 0 | #N/A | #N/A | 0 | #N/A | #N/A | #N/A | #N/A
1 | 17 | 1 | 7 | #N/A | #N/A | 0 | 0 | 0 | 0 | 0 | 0 | 0 | #N/A | #N/A | 0 | 0 | 0 | 0 | 0 | #N/A | #N/A | 0 | #N/A | #N/A | #N/A | #N/A
1 | 17 | 2 | 7 | #N/A | #N/A | 0 | 0 | 0 | 0 | 0 | 0 | 0 | #N/A | #N/A | 0 | 0 | 0 | 0 | 0 | #N/A | #N/A | 0 | #N/A | #N/A | #N/A | #N/A
1 | 17 | 3 | 7 | #N/A | #N/A | 0 | 0 | 0 | 0 | 0 | 0 | 0 | #N/A | #N/A | 0 | 0 | 0 | 0 | 0 | #N/A | #N/A | 0 | #N/A | #N/A | #N/A | #N/A
1 | 17 | 4 | 7 | #N/A | #N/A | 0 | 0 | 0 | 0 | 0 | 0 | 0 | #N/A | #N/A | 0 | 0 | 0 | 0 | 0 | #N/A | #N/A | 0 | #N/A | #N/A | #N/A | #N/A
1 | 17 | 5 | 7 | #N/A | #N/A | 0 | 0 | 0 | 0 | 0 | 0 | 0 | #N/A | #N/A | 0 | 0 | 0 | 0 | 0 | #N/A | #N/A | 0 | #N/A | #N/A | #N/A | #N/A
1 | 17 | 6 | 7 | #N/A | #N/A | 0 | 0 | 0 | 0 | 0 | 0 | 0 | #N/A | #N/A | 0 | 0 | 0 | 0 | 0 | #N/A | #N/A | 0 | #N/A | #N/A | #N/A | #N/A
1 | 17 | 7 | 7 | #N/A | #N/A | 0 | 0 | 0 | 0 | 0 | 0 | 0 | #N/A | #N/A | 0 | 0 | 0 | 0 | 0 | #N/A | #N/A | 0 | #N/A | #N/A | #N/A | #N/A
1 | 17 | 8 | 7 | #N/A | #N/A | 0 | 0 | 0 | 0 | 0 | 0 | 0 | #N/A | #N/A | 0 | 0 | 0 | 0 | 0 | #N/A | #N/A | 0 | #N/A | #N/A | #N/A | #N/A
1 | 17 | 9 | 7 | #N/A | #N/A | 0 | 0 | 0 | 0 | 0 | 0 | 0 | #N/A | #N/A | 0 | 0 | 0 | 0 | 0 | #N/A | #N/A | 0 | #N/A | #N/A | #N/A | #N/A
1 | 17 | 10 | 7 | #N/A | #N/A | 0 | 0 | 0 | 0 | 0 | 0 | 0 | #N/A | #N/A | 0 | 0 | 0 | 0 | 0 | #N/A | #N/A | 0 | #N/A | #N/A | #N/A | #N/A
1 | 17 | 11 | 7 | #N/A | #N/A | 0 | 0 | 0 | 0 | 0 | 0 | 0 | #N/A | #N/A | 0 | 0 | 0 | 0 | 0 | #N/A | #N/A | 0 | #N/A | #N/A | #N/A | #N/A
1 | 17 | 12 | 7 | #N/A | #N/A | 0 | 0 | 0 | 0 | 0 | 0 | 0 | #N/A | #N/A | 0 | 0 | 0 | 0 | 0 | #N/A | #N/A | 0 | #N/A | #N/A | #N/A | #N/A
1 | 17 | 13 | 7 | #N/A | #N/A | 0 | 0 | 0 | 0 | 0 | 0 | 0 | #N/A | #N/A | 0 | 0 | 0 | 0 | 0 | #N/A | #N/A | 0 | #N/A | #N/A | #N/A | #N/A
1 | 17 | 14 | 7 | #N/A | #N/A | 0 | 0 | 0 | 0 | 0 | 0 | 0 | #N/A | #N/A | 0 | 0 | 0 | 0 | 0 | #N/A | #N/A | 0 | #N/A | #N/A | #N/A | #N/A
1 | 17 | 15 | 7 | #N/A | #N/A | 0 | 0 | 0 | 0 | 0 | 0 | 0 | #N/A | #N/A | 0 | 0 | 0 | 0 | 0 | #N/A | #N/A | 0 | #N/A | #N/A | #N/A | #N/A
1 | 17 | 16 | 7 | #N/A | #N/A | 0 | 0 | 0 | 0 | 0 | 0 | 0 | #N/A | #N/A | 0 | 0 | 0 | 0 | 0 | #N/A | #N/A | 0 | #N/A | #N/A | #N/A | #N/A
1 | 17 | 17 | 7 | #N/A | #N/A | 0 | 0 | 0 | 0 | 0 | 0 | 0 | #N/A | #N/A | 0 | 0 | 0 | 0 | 0 | #N/A | #N/A | 0 | #N/A | #N/A | #N/A | #N/A
1 | 17 | 18 | 7 | #N/A | #N/A | 0 | 0 | 0 | 0 | 0 | 0 | 0 | #N/A | #N/A | 0 | 0 | 0 | 0 | 0 | #N/A | #N/A | 0 | #N/A | #N/A | #N/A | #N/A
1 | 17 | 19 | 7 | #N/A | #N/A | 0 | 0 | 0 | 0 | 0 | 0 | 0 | #N/A | #N/A | 0 | 0 | 0 | 0 | 0 | #N/A | #N/A | 0 | #N/A | #N/A | #N/A | #N/A
1 | 17 | 20 | 7 | #N/A | #N/A | 0 | 0 | 0 | 0 | 0 | 0 | 0 | #N/A | #N/A | 0 | 0 | 0 | 0 | 0 | #N/A | #N/A | 0 | #N/A | #N/A | #N/A | #N/A
1 | 17 | 21 | 7 | #N/A | #N/A | 0 | 0 | 0 | 0 | 0 | 0 | 0 | #N/A | #N/A | 0 | 0 | 0 | 0 | 0 | #N/A | #N/A | 0 | #N/A | #N/A | #N/A | #N/A
1 | 17 | 22 | 7 | #N/A | #N/A | 0 | 0 | 0 | 0 | 0 | 0 | 0 | #N/A | #N/A | 0 | 0 | 0 | 0 | 0 | #N/A | #N/A | 0 | #N/A | #N/A | #N/A | #N/A
1 | 17 | 23 | 7 | #N/A | #N/A | 0 | 0 | 0 | 0 | 0 | 0 | 0 | #N/A | #N/A | 0 | 0 | 0 | 0 | 0 | #N/A | #N/A | 0 | #N/A | #N/A | #N/A | #N/A
1 | 17 | 24 | 7 | #N/A | #N/A | 0 | 0 | 0 | 0 | 0 | 0 | 0 | #N/A | #N/A | 0 | 0 | 0 | 0 | 0 | #N/A | #N/A | 0 | #N/A | #N/A | #N/A | #N/A
1 | 18 | 1 | 8 | #N/A | #N/A | 0 | 0 | 0 | 0 | 0 | 0 | 0 | #N/A | #N/A | 0 | 0 | 0 | 0 | 0 | #N/A | #N/A | 0 | #N/A | #N/A | #N/A | #N/A
1 | 18 | 2 | 8 | #N/A | #N/A | 0 | 0 | 0 | 0 | 0 | 0 | 0 | #N/A | #N/A | 0 | 0 | 0 | 0 | 0 | #N/A | #N/A | 0 | #N/A | #N/A | #N/A | #N/A
1 | 18 | 3 | 8 | #N/A | #N/A | 0 | 0 | 0 | 0 | 0 | 0 | 0 | #N/A | #N/A | 0 | 0 | 0 | 0 | 0 | #N/A | #N/A | 0 | #N/A | #N/A | #N/A | #N/A
1 | 18 | 4 | 8 | #N/A | #N/A | 0 | 0 | 0 | 0 | 0 | 0 | 0 | #N/A | #N/A | 0 | 0 | 0 | 0 | 0 | #N/A | #N/A | 0 | #N/A | #N/A | #N/A | #N/A
1 | 18 | 5 | 8 | #N/A | #N/A | 0 | 0 | 0 | 0 | 0 | 0 | 0 | #N/A | #N/A | 0 | 0 | 0 | 0 | 0 | #N/A | #N/A | 0 | #N/A | #N/A | #N/A | #N/A
1 | 18 | 6 | 8 | #N/A | #N/A | 0 | 0 | 0 | 0 | 0 | 0 | 0 | #N/A | #N/A | 0 | 0 | 0 | 0 | 0 | #N/A | #N/A | 0 | #N/A | #N/A | #N/A | #N/A
1 | 18 | 7 | 8 | #N/A | #N/A | 0 | 0 | 0 | 0 | 0 | 0 | 0 | #N/A | #N/A | 0 | 0 | 0 | 0 | 0 | #N/A | #N/A | 0 | #N/A | #N/A | #N/A | #N/A
1 | 18 | 8 | 8 | #N/A | #N/A | 0 | 0 | 0 | 0 | 0 | 0 | 0 | #N/A | #N/A | 0 | 0 | 0 | 0 | 0 | #N/A | #N/A | 0 | #N/A | #N/A | #N/A | #N/A
1 | 18 | 9 | 8 | #N/A | #N/A | 0 | 0 | 0 | 0 | 0 | 0 | 0 | #N/A | #N/A | 0 | 0 | 0 | 0 | 0 | #N/A | #N/A | 0 | #N/A | #N/A | #N/A | #N/A
1 | 18 | 10 | 8 | #N/A | #N/A | 0 | 0 | 0 | 0 | 0 | 0 | 0 | #N/A | #N/A | 0 | 0 | 0 | 0 | 0 | #N/A | #N/A | 0 | #N/A | #N/A | #N/A | #N/A
1 | 18 | 11 | 8 | #N/A | #N/A | 0 | 0 | 0 | 0 | 0 | 0 | 0 | #N/A | #N/A | 0 | 0 | 0 | 0 | 0 | #N/A | #N/A | 0 | #N/A | #N/A | #N/A | #N/A
1 | 18 | 12 | 8 | #N/A | #N/A | 0 | 0 | 0 | 0 | 0 | 0 | 0 | #N/A | #N/A | 0 | 0 | 0 | 0 | 0 | #N/A | #N/A | 0 | #N/A | #N/A | #N/A | #N/A
1 | 18 | 13 | 8 | #N/A | #N/A | 0 | 0 | 0 | 0 | 0 | 0 | 0 | #N/A | #N/A | 0 | 0 | 0 | 0 | 0 | #N/A | #N/A | 0 | #N/A | #N/A | #N/A | #N/A
1 | 18 | 14 | 8 | #N/A | #N/A | 0 | 0 | 0 | 0 | 0 | 0 | 0 | #N/A | #N/A | 0 | 0 | 0 | 0 | 0 | #N/A | #N/A | 0 | #N/A | #N/A | #N/A | #N/A
1 | 18 | 15 | 8 | #N/A | #N/A | 0 | 0 | 0 | 0 | 0 | 0 | 0 | #N/A | #N/A | 0 | 0 | 0 | 0 | 0 | #N/A | #N/A | 0 | #N/A | #N/A | #N/A | #N/A
1 | 18 | 16 | 8 | #N/A | #N/A | 0 | 0 | 0 | 0 | 0 | 0 | 0 | #N/A | #N/A | 0 | 0 | 0 | 0 | 0 | #N/A | #N/A | 0 | #N/A | #N/A | #N/A | #N/A
1 | 18 | 17 | 8 | #N/A | #N/A | 0 | 0 | 0 | 0 | 0 | 0 | 0 | #N/A | #N/A | 0 | 0 | 0 | 0 | 0 | #N/A | #N/A | 0 | #N/A | #N/A | #N/A | #N/A
1 | 18 | 18 | 8 | #N/A | #N/A | 0 | 0 | 0 | 0 | 0 | 0 | 0 | #N/A | #N/A | 0 | 0 | 0 | 0 | 0 | #N/A | #N/A | 0 | #N/A | #N/A | #N/A | #N/A
1 | 18 | 19 | 8 | #N/A | #N/A | 0 | 0 | 0 | 0 | 0 | 0 | 0 | #N/A | #N/A | 0 | 0 | 0 | 0 | 0 | #N/A | #N/A | 0 | #N/A | #N/A | #N/A | #N/A
1 | 18 | 20 | 8 | #N/A | #N/A | 0 | 0 | 0 | 0 | 0 | 0 | 0 | #N/A | #N/A | 0 | 0 | 0 | 0 | 0 | #N/A | #N/A | 0 | #N/A | #N/A | #N/A | #N/A
1 | 18 | 21 | 8 | #N/A | #N/A | 0 | 0 | 0 | 0 | 0 | 0 | 0 | #N/A | #N/A | 0 | 0 | 0 | 0 | 0 | #N/A | #N/A | 0 | #N/A | #N/A | #N/A | #N/A
1 | 18 | 22 | 8 | #N/A | #N/A | 0 | 0 | 0 | 0 | 0 | 0 | 0 | #N/A | #N/A | 0 | 0 | 0 | 0 | 0 | #N/A | #N/A | 0 | #N/A | #N/A | #N/A | #N/A
1 | 18 | 23 | 8 | #N/A | #N/A | 0 | 0 | 0 | 0 | 0 | 0 | 0 | #N/A | #N/A | 0 | 0 | 0 | 0 | 0 | #N/A | #N/A | 0 | #N/A | #N/A | #N/A | #N/A
1 | 18 | 24 | 8 | #N/A | #N/A | 0 | 0 | 0 | 0 | 0 | 0 | 0 | #N/A | #N/A | 0 | 0 | 0 | 0 | 0 | #N/A | #N/A | 0 | #N/A | #N/A | #N/A | #N/A
1 | 19 | 1 | 2 | #N/A | #N/A | 0 | 0 | 0 | 0 | 0 | 0 | 0 | #N/A | #N/A | 0 | 0 | 0 | 0 | 0 | #N/A | #N/A | 0 | #N/A | #N/A | #N/A | #N/A
1 | 19 | 2 | 2 | #N/A | #N/A | 0 | 0 | 0 | 0 | 0 | 0 | 0 | #N/A | #N/A | 0 | 0 | 0 | 0 | 0 | #N/A | #N/A | 0 | #N/A | #N/A | #N/A | #N/A
1 | 19 | 3 | 2 | #N/A | #N/A | 0 | 0 | 0 | 0 | 0 | 0 | 0 | #N/A | #N/A | 0 | 0 | 0 | 0 | 0 | #N/A | #N/A | 0 | #N/A | #N/A | #N/A | #N/A
1 | 19 | 4 | 2 | #N/A | #N/A | 0 | 0 | 0 | 0 | 0 | 0 | 0 | #N/A | #N/A | 0 | 0 | 0 | 0 | 0 | #N/A | #N/A | 0 | #N/A | #N/A | #N/A | #N/A
1 | 19 | 5 | 2 | #N/A | #N/A | 0 | 0 | 0 | 0 | 0 | 0 | 0 | #N/A | #N/A | 0 | 0 | 0 | 0 | 0 | #N/A | #N/A | 0 | #N/A | #N/A | #N/A | #N/A
1 | 19 | 6 | 2 | #N/A | #N/A | 1 | 0 | 0 | 0 | 0 | 0 | 0 | #N/A | #N/A | 0 | 0 | 0 | 0 | 0 | #N/A | #N/A | 0 | #N/A | #N/A | #N/A | #N/A
1 | 19 | 7 | 2 | #N/A | #N/A | 1 | 0 | 0 | 0 | 0 | 0 | 0 | #N/A | #N/A | 0 | 0 | 0 | 0 | 0 | #N/A | #N/A | 0 | #N/A | #N/A | #N/A | #N/A
1 | 19 | 8 | 2 | #N/A | #N/A | 1 | 0 | 0 | 0 | 0 | 0 | 0 | #N/A | #N/A | 0 | 0 | 0 | 0 | 0 | #N/A | #N/A | 0 | #N/A | #N/A | #N/A | #N/A
1 | 19 | 9 | 2 | #N/A | #N/A | 1 | 0 | 0 | 0 | 0 | 0 | 0 | #N/A | #N/A | 0 | 0 | 0 | 0 | 0 | #N/A | #N/A | 0 | #N/A | #N/A | #N/A | #N/A
1 | 19 | 10 | 2 | #N/A | #N/A | 1 | 0 | 0 | 0 | 0 | 0 | 0 | #N/A | #N/A | 0 | 0 | 0 | 0 | 0 | #N/A | #N/A | 0 | #N/A | #N/A | #N/A | #N/A
1 | 19 | 11 | 2 | #N/A | #N/A | 1 | 0 | 0 | 0 | 0 | 0 | 0 | #N/A | #N/A | 0 | 0 | 0 | 0 | 0 | #N/A | #N/A | 0 | #N/A | #N/A | #N/A | #N/A
1 | 19 | 12 | 2 | #N/A | #N/A | 1 | 0 | 0 | 0 | 0 | 0 | 0 | #N/A | #N/A | 0 | 0 | 0 | 0 | 0 | #N/A | #N/A | 0 | #N/A | #N/A | #N/A | #N/A
1 | 19 | 13 | 2 | #N/A | #N/A | 1 | 0 | 0 | 0 | 0 | 0 | 0 | #N/A | #N/A | 0 | 0 | 0 | 0 | 0 | #N/A | #N/A | 0 | #N/A | #N/A | #N/A | #N/A
1 | 19 | 14 | 2 | #N/A | #N/A | 1 | 0 | 0 | 0 | 0 | 0 | 0 | #N/A | #N/A | 0 | 0 | 0 | 0 | 0 | #N/A | #N/A | 0 | #N/A | #N/A | #N/A | #N/A
1 | 19 | 15 | 2 | #N/A | #N/A | 1 | 0 | 0 | 0 | 0 | 0 | 0 | #N/A | #N/A | 0 | 0 | 0 | 0 | 0 | #N/A | #N/A | 0 | #N/A | #N/A | #N/A | #N/A
1 | 19 | 16 | 2 | #N/A | #N/A | 1 | 0 | 0 | 0 | 0 | 0 | 0 | #N/A | #N/A | 0 | 0 | 0 | 0 | 0 | #N/A | #N/A | 0 | #N/A | #N/A | #N/A | #N/A
1 | 19 | 17 | 2 | #N/A | #N/A | 1 | 1 | 0 | 0 | 0 | 0 | 0 | #N/A | #N/A | 0 | 0 | 0 | 0 | 0 | #N/A | #N/A | 0 | #N/A | #N/A | #N/A | #N/A
1 | 19 | 18 | 2 | #N/A | #N/A | 1 | 1 | 0 | 0 | 0 | 0 | 0 | #N/A | #N/A | 0 | 0 | 0 | 0 | 0 | #N/A | #N/A | 0 | #N/A | #N/A | #N/A | #N/A
1 | 19 | 19 | 2 | #N/A | #N/A | 1 | 0 | 0 | 0 | 0 | 0 | 0 | #N/A | #N/A | 0 | 0 | 0 | 0 | 0 | #N/A | #N/A | 0 | #N/A | #N/A | #N/A | #N/A
1 | 19 | 20 | 2 | #N/A | #N/A | 1 | 0 | 0 | 0 | 0 | 0 | 0 | #N/A | #N/A | 0 | 0 | 0 | 0 | 0 | #N/A | #N/A | 0 | #N/A | #N/A | #N/A | #N/A
1 | 19 | 21 | 2 | #N/A | #N/A | 1 | 0 | 0 | 0 | 0 | 0 | 0 | #N/A | #N/A | 0 | 0 | 0 | 0 | 0 | #N/A | #N/A | 0 | #N/A | #N/A | #N/A | #N/A
1 | 19 | 22 | 2 | #N/A | #N/A | 1 | 0 | 0 | 0 | 0 | 0 | 0 | #N/A | #N/A | 0 | 0 | 0 | 0 | 0 | #N/A | #N/A | 0 | #N/A | #N/A | #N/A | #N/A
1 | 19 | 23 | 2 | #N/A | #N/A | 0 | 0 | 0 | 0 | 0 | 0 | 0 | #N/A | #N/A | 0 | 0 | 0 | 0 | 0 | #N/A | #N/A | 0 | #N/A | #N/A | #N/A | #N/A
1 | 19 | 24 | 2 | #N/A | #N/A | 0 | 0 | 0 | 0 | 0 | 0 | 0 | #N/A | #N/A | 0 | 0 | 0 | 0 | 0 | #N/A | #N/A | 0 | #N/A | #N/A | #N/A | #N/A
1 | 20 | 1 | 3 | #N/A | #N/A | 0 | 0 | 0 | 0 | 0 | 0 | 0 | #N/A | #N/A | 0 | 0 | 0 | 0 | 0 | #N/A | #N/A | 0 | #N/A | #N/A | #N/A | #N/A
1 | 20 | 2 | 3 | #N/A | #N/A | 0 | 0 | 0 | 0 | 0 | 0 | 0 | #N/A | #N/A | 0 | 0 | 0 | 0 | 0 | #N/A | #N/A | 0 | #N/A | #N/A | #N/A | #N/A
1 | 20 | 3 | 3 | #N/A | #N/A | 0 | 0 | 0 | 0 | 0 | 0 | 0 | #N/A | #N/A | 0 | 0 | 0 | 0 | 0 | #N/A | #N/A | 0 | #N/A | #N/A | #N/A | #N/A
1 | 20 | 4 | 3 | #N/A | #N/A | 0 | 0 | 0 | 0 | 0 | 0 | 0 | #N/A | #N/A | 0 | 0 | 0 | 0 | 0 | #N/A | #N/A | 0 | #N/A | #N/A | #N/A | #N/A
1 | 20 | 5 | 3 | #N/A | #N/A | 0 | 0 | 0 | 0 | 0 | 0 | 0 | #N/A | #N/A | 0 | 0 | 0 | 0 | 0 | #N/A | #N/A | 0 | #N/A | #N/A | #N/A | #N/A
1 | 20 | 6 | 3 | #N/A | #N/A | 1 | 0 | 0 | 0 | 0 | 0 | 0 | #N/A | #N/A | 0 | 0 | 0 | 0 | 0 | #N/A | #N/A | 0 | #N/A | #N/A | #N/A | #N/A
1 | 20 | 7 | 3 | #N/A | #N/A | 1 | 0 | 0 | 0 | 0 | 0 | 0 | #N/A | #N/A | 0 | 0 | 0 | 0 | 0 | #N/A | #N/A | 0 | #N/A | #N/A | #N/A | #N/A
1 | 20 | 8 | 3 | #N/A | #N/A | 1 | 0 | 0 | 0 | 0 | 0 | 0 | #N/A | #N/A | 0 | 0 | 0 | 0 | 0 | #N/A | #N/A | 0 | #N/A | #N/A | #N/A | #N/A
1 | 20 | 9 | 3 | #N/A | #N/A | 1 | 0 | 0 | 0 | 0 | 0 | 0 | #N/A | #N/A | 0 | 0 | 0 | 0 | 0 | #N/A | #N/A | 0 | #N/A | #N/A | #N/A | #N/A
1 | 20 | 10 | 3 | #N/A | #N/A | 1 | 0 | 0 | 0 | 0 | 0 | 0 | #N/A | #N/A | 0 | 0 | 0 | 0 | 0 | #N/A | #N/A | 0 | #N/A | #N/A | #N/A | #N/A
1 | 20 | 11 | 3 | #N/A | #N/A | 1 | 0 | 0 | 0 | 0 | 0 | 0 | #N/A | #N/A | 0 | 0 | 0 | 0 | 0 | #N/A | #N/A | 0 | #N/A | #N/A | #N/A | #N/A
1 | 20 | 12 | 3 | #N/A | #N/A | 1 | 0 | 0 | 0 | 0 | 0 | 0 | #N/A | #N/A | 0 | 0 | 0 | 0 | 0 | #N/A | #N/A | 0 | #N/A | #N/A | #N/A | #N/A
1 | 20 | 13 | 3 | #N/A | #N/A | 1 | 0 | 0 | 0 | 0 | 0 | 0 | #N/A | #N/A | 0 | 0 | 0 | 0 | 0 | #N/A | #N/A | 0 | #N/A | #N/A | #N/A | #N/A
1 | 20 | 14 | 3 | #N/A | #N/A | 1 | 0 | 0 | 0 | 0 | 0 | 0 | #N/A | #N/A | 0 | 0 | 0 | 0 | 0 | #N/A | #N/A | 0 | #N/A | #N/A | #N/A | #N/A
1 | 20 | 15 | 3 | #N/A | #N/A | 1 | 0 | 0 | 0 | 0 | 0 | 0 | #N/A | #N/A | 0 | 0 | 0 | 0 | 0 | #N/A | #N/A | 0 | #N/A | #N/A | #N/A | #N/A
1 | 20 | 16 | 3 | #N/A | #N/A | 1 | 0 | 0 | 0 | 0 | 0 | 0 | #N/A | #N/A | 0 | 0 | 0 | 0 | 0 | #N/A | #N/A | 0 | #N/A | #N/A | #N/A | #N/A
1 | 20 | 17 | 3 | #N/A | #N/A | 1 | 1 | 0 | 0 | 0 | 0 | 0 | #N/A | #N/A | 0 | 0 | 0 | 0 | 0 | #N/A | #N/A | 0 | #N/A | #N/A | #N/A | #N/A
1 | 20 | 18 | 3 | #N/A | #N/A | 1 | 1 | 0 | 0 | 0 | 0 | 0 | #N/A | #N/A | 0 | 0 | 0 | 0 | 0 | #N/A | #N/A | 0 | #N/A | #N/A | #N/A | #N/A
1 | 20 | 19 | 3 | #N/A | #N/A | 1 | 0 | 0 | 0 | 0 | 0 | 0 | #N/A | #N/A | 0 | 0 | 0 | 0 | 0 | #N/A | #N/A | 0 | #N/A | #N/A | #N/A | #N/A
1 | 20 | 20 | 3 | #N/A | #N/A | 1 | 0 | 0 | 0 | 0 | 0 | 0 | #N/A | #N/A | 0 | 0 | 0 | 0 | 0 | #N/A | #N/A | 0 | #N/A | #N/A | #N/A | #N/A
1 | 20 | 21 | 3 | #N/A | #N/A | 1 | 0 | 0 | 0 | 0 | 0 | 0 | #N/A | #N/A | 0 | 0 | 0 | 0 | 0 | #N/A | #N/A | 0 | #N/A | #N/A | #N/A | #N/A
1 | 20 | 22 | 3 | #N/A | #N/A | 1 | 0 | 0 | 0 | 0 | 0 | 0 | #N/A | #N/A | 0 | 0 | 0 | 0 | 0 | #N/A | #N/A | 0 | #N/A | #N/A | #N/A | #N/A
1 | 20 | 23 | 3 | #N/A | #N/A | 0 | 0 | 0 | 0 | 0 | 0 | 0 | #N/A | #N/A | 0 | 0 | 0 | 0 | 0 | #N/A | #N/A | 0 | #N/A | #N/A | #N/A | #N/A
1 | 20 | 24 | 3 | #N/A | #N/A | 0 | 0 | 0 | 0 | 0 | 0 | 0 | #N/A | #N/A | 0 | 0 | 0 | 0 | 0 | #N/A | #N/A | 0 | #N/A | #N/A | #N/A | #N/A
1 | 21 | 1 | 4 | #N/A | #N/A | 0 | 0 | 0 | 0 | 0 | 0 | 0 | #N/A | #N/A | 0 | 0 | 0 | 0 | 0 | #N/A | #N/A | 0 | #N/A | #N/A | #N/A | #N/A
1 | 21 | 2 | 4 | #N/A | #N/A | 0 | 0 | 0 | 0 | 0 | 0 | 0 | #N/A | #N/A | 0 | 0 | 0 | 0 | 0 | #N/A | #N/A | 0 | #N/A | #N/A | #N/A | #N/A
1 | 21 | 3 | 4 | #N/A | #N/A | 0 | 0 | 0 | 0 | 0 | 0 | 0 | #N/A | #N/A | 0 | 0 | 0 | 0 | 0 | #N/A | #N/A | 0 | #N/A | #N/A | #N/A | #N/A
1 | 21 | 4 | 4 | #N/A | #N/A | 0 | 0 | 0 | 0 | 0 | 0 | 0 | #N/A | #N/A | 0 | 0 | 0 | 0 | 0 | #N/A | #N/A | 0 | #N/A | #N/A | #N/A | #N/A
1 | 21 | 5 | 4 | #N/A | #N/A | 0 | 0 | 0 | 0 | 0 | 0 | 0 | #N/A | #N/A | 0 | 0 | 0 | 0 | 0 | #N/A | #N/A | 0 | #N/A | #N/A | #N/A | #N/A
1 | 21 | 6 | 4 | #N/A | #N/A | 1 | 0 | 0 | 0 | 0 | 0 | 0 | #N/A | #N/A | 0 | 0 | 0 | 0 | 0 | #N/A | #N/A | 0 | #N/A | #N/A | #N/A | #N/A
1 | 21 | 7 | 4 | #N/A | #N/A | 1 | 0 | 0 | 0 | 0 | 0 | 0 | #N/A | #N/A | 0 | 0 | 0 | 0 | 0 | #N/A | #N/A | 0 | #N/A | #N/A | #N/A | #N/A
1 | 21 | 8 | 4 | #N/A | #N/A | 1 | 0 | 0 | 0 | 0 | 0 | 0 | #N/A | #N/A | 0 | 0 | 0 | 0 | 0 | #N/A | #N/A | 0 | #N/A | #N/A | #N/A | #N/A
1 | 21 | 9 | 4 | #N/A | #N/A | 1 | 0 | 0 | 0 | 0 | 0 | 0 | #N/A | #N/A | 0 | 0 | 0 | 0 | 0 | #N/A | #N/A | 0 | #N/A | #N/A | #N/A | #N/A
1 | 21 | 10 | 4 | #N/A | #N/A | 1 | 0 | 0 | 0 | 0 | 0 | 0 | #N/A | #N/A | 0 | 0 | 0 | 0 | 0 | #N/A | #N/A | 0 | #N/A | #N/A | #N/A | #N/A
1 | 21 | 11 | 4 | #N/A | #N/A | 1 | 0 | 0 | 0 | 0 | 0 | 0 | #N/A | #N/A | 0 | 0 | 0 | 0 | 0 | #N/A | #N/A | 0 | #N/A | #N/A | #N/A | #N/A
1 | 21 | 12 | 4 | #N/A | #N/A | 1 | 0 | 0 | 0 | 0 | 0 | 0 | #N/A | #N/A | 0 | 0 | 0 | 0 | 0 | #N/A | #N/A | 0 | #N/A | #N/A | #N/A | #N/A
1 | 21 | 13 | 4 | #N/A | #N/A | 1 | 0 | 0 | 0 | 0 | 0 | 0 | #N/A | #N/A | 0 | 0 | 0 | 0 | 0 | #N/A | #N/A | 0 | #N/A | #N/A | #N/A | #N/A
1 | 21 | 14 | 4 | #N/A | #N/A | 1 | 0 | 0 | 0 | 0 | 0 | 0 | #N/A | #N/A | 0 | 0 | 0 | 0 | 0 | #N/A | #N/A | 0 | #N/A | #N/A | #N/A | #N/A
1 | 21 | 15 | 4 | #N/A | #N/A | 1 | 0 | 0 | 0 | 0 | 0 | 0 | #N/A | #N/A | 0 | 0 | 0 | 0 | 0 | #N/A | #N/A | 0 | #N/A | #N/A | #N/A | #N/A
1 | 21 | 16 | 4 | #N/A | #N/A | 1 | 0 | 0 | 0 | 0 | 0 | 0 | #N/A | #N/A | 0 | 0 | 0 | 0 | 0 | #N/A | #N/A | 0 | #N/A | #N/A | #N/A | #N/A
1 | 21 | 17 | 4 | #N/A | #N/A | 1 | 1 | 0 | 0 | 0 | 0 | 0 | #N/A | #N/A | 0 | 0 | 0 | 0 | 0 | #N/A | #N/A | 0 | #N/A | #N/A | #N/A | #N/A
1 | 21 | 18 | 4 | #N/A | #N/A | 1 | 1 | 0 | 0 | 0 | 0 | 0 | #N/A | #N/A | 0 | 0 | 0 | 0 | 0 | #N/A | #N/A | 0 | #N/A | #N/A | #N/A | #N/A
1 | 21 | 19 | 4 | #N/A | #N/A | 1 | 0 | 0 | 0 | 0 | 0 | 0 | #N/A | #N/A | 0 | 0 | 0 | 0 | 0 | #N/A | #N/A | 0 | #N/A | #N/A | #N/A | #N/A
1 | 21 | 20 | 4 | #N/A | #N/A | 1 | 0 | 0 | 0 | 0 | 0 | 0 | #N/A | #N/A | 0 | 0 | 0 | 0 | 0 | #N/A | #N/A | 0 | #N/A | #N/A | #N/A | #N/A
1 | 21 | 21 | 4 | #N/A | #N/A | 1 | 0 | 0 | 0 | 0 | 0 | 0 | #N/A | #N/A | 0 | 0 | 0 | 0 | 0 | #N/A | #N/A | 0 | #N/A | #N/A | #N/A | #N/A
1 | 21 | 22 | 4 | #N/A | #N/A | 1 | 0 | 0 | 0 | 0 | 0 | 0 | #N/A | #N/A | 0 | 0 | 0 | 0 | 0 | #N/A | #N/A | 0 | #N/A | #N/A | #N/A | #N/A
1 | 21 | 23 | 4 | #N/A | #N/A | 0 | 0 | 0 | 0 | 0 | 0 | 0 | #N/A | #N/A | 0 | 0 | 0 | 0 | 0 | #N/A | #N/A | 0 | #N/A | #N/A | #N/A | #N/A
1 | 21 | 24 | 4 | #N/A | #N/A | 0 | 0 | 0 | 0 | 0 | 0 | 0 | #N/A | #N/A | 0 | 0 | 0 | 0 | 0 | #N/A | #N/A | 0 | #N/A | #N/A | #N/A | #N/A
1 | 22 | 1 | 5 | #N/A | #N/A | 0 | 0 | 0 | 0 | 0 | 0 | 0 | #N/A | #N/A | 0 | 0 | 0 | 0 | 0 | #N/A | #N/A | 0 | #N/A | #N/A | #N/A | #N/A
1 | 22 | 2 | 5 | #N/A | #N/A | 0 | 0 | 0 | 0 | 0 | 0 | 0 | #N/A | #N/A | 0 | 0 | 0 | 0 | 0 | #N/A | #N/A | 0 | #N/A | #N/A | #N/A | #N/A
1 | 22 | 3 | 5 | #N/A | #N/A | 0 | 0 | 0 | 0 | 0 | 0 | 0 | #N/A | #N/A | 0 | 0 | 0 | 0 | 0 | #N/A | #N/A | 0 | #N/A | #N/A | #N/A | #N/A
1 | 22 | 4 | 5 | #N/A | #N/A | 0 | 0 | 0 | 0 | 0 | 0 | 0 | #N/A | #N/A | 0 | 0 | 0 | 0 | 0 | #N/A | #N/A | 0 | #N/A | #N/A | #N/A | #N/A
1 | 22 | 5 | 5 | #N/A | #N/A | 0 | 0 | 0 | 0 | 0 | 0 | 0 | #N/A | #N/A | 0 | 0 | 0 | 0 | 0 | #N/A | #N/A | 0 | #N/A | #N/A | #N/A | #N/A
1 | 22 | 6 | 5 | #N/A | #N/A | 1 | 0 | 0 | 0 | 0 | 0 | 0 | #N/A | #N/A | 0 | 0 | 0 | 0 | 0 | #N/A | #N/A | 0 | #N/A | #N/A | #N/A | #N/A
1 | 22 | 7 | 5 | #N/A | #N/A | 1 | 0 | 0 | 0 | 0 | 0 | 0 | #N/A | #N/A | 0 | 0 | 0 | 0 | 0 | #N/A | #N/A | 0 | #N/A | #N/A | #N/A | #N/A
1 | 22 | 8 | 5 | #N/A | #N/A | 1 | 0 | 0 | 0 | 0 | 0 | 0 | #N/A | #N/A | 0 | 0 | 0 | 0 | 0 | #N/A | #N/A | 0 | #N/A | #N/A | #N/A | #N/A
1 | 22 | 9 | 5 | #N/A | #N/A | 1 | 0 | 0 | 0 | 0 | 0 | 0 | #N/A | #N/A | 0 | 0 | 0 | 0 | 0 | #N/A | #N/A | 0 | #N/A | #N/A | #N/A | #N/A
1 | 22 | 10 | 5 | #N/A | #N/A | 1 | 0 | 0 | 0 | 0 | 0 | 0 | #N/A | #N/A | 0 | 0 | 0 | 0 | 0 | #N/A | #N/A | 0 | #N/A | #N/A | #N/A | #N/A
1 | 22 | 11 | 5 | #N/A | #N/A | 1 | 0 | 0 | 0 | 0 | 0 | 0 | #N/A | #N/A | 0 | 0 | 0 | 0 | 0 | #N/A | #N/A | 0 | #N/A | #N/A | #N/A | #N/A
1 | 22 | 12 | 5 | #N/A | #N/A | 1 | 0 | 0 | 0 | 0 | 0 | 0 | #N/A | #N/A | 0 | 0 | 0 | 0 | 0 | #N/A | #N/A | 0 | #N/A | #N/A | #N/A | #N/A
1 | 22 | 13 | 5 | #N/A | #N/A | 1 | 0 | 0 | 0 | 0 | 0 | 0 | #N/A | #N/A | 0 | 0 | 0 | 0 | 0 | #N/A | #N/A | 0 | #N/A | #N/A | #N/A | #N/A
1 | 22 | 14 | 5 | #N/A | #N/A | 1 | 0 | 0 | 0 | 0 | 0 | 0 | #N/A | #N/A | 0 | 0 | 0 | 0 | 0 | #N/A | #N/A | 0 | #N/A | #N/A | #N/A | #N/A
1 | 22 | 15 | 5 | #N/A | #N/A | 1 | 0 | 0 | 0 | 0 | 0 | 0 | #N/A | #N/A | 0 | 0 | 0 | 0 | 0 | #N/A | #N/A | 0 | #N/A | #N/A | #N/A | #N/A
1 | 22 | 16 | 5 | #N/A | #N/A | 1 | 0 | 0 | 0 | 0 | 0 | 0 | #N/A | #N/A | 0 | 0 | 0 | 0 | 0 | #N/A | #N/A | 0 | #N/A | #N/A | #N/A | #N/A
1 | 22 | 17 | 5 | #N/A | #N/A | 1 | 1 | 0 | 0 | 0 | 0 | 0 | #N/A | #N/A | 0 | 0 | 0 | 0 | 0 | #N/A | #N/A | 0 | #N/A | #N/A | #N/A | #N/A
1 | 22 | 18 | 5 | #N/A | #N/A | 1 | 1 | 0 | 0 | 0 | 0 | 0 | #N/A | #N/A | 0 | 0 | 0 | 0 | 0 | #N/A | #N/A | 0 | #N/A | #N/A | #N/A | #N/A
1 | 22 | 19 | 5 | #N/A | #N/A | 1 | 0 | 0 | 0 | 0 | 0 | 0 | #N/A | #N/A | 0 | 0 | 0 | 0 | 0 | #N/A | #N/A | 0 | #N/A | #N/A | #N/A | #N/A
1 | 22 | 20 | 5 | #N/A | #N/A | 1 | 0 | 0 | 0 | 0 | 0 | 0 | #N/A | #N/A | 0 | 0 | 0 | 0 | 0 | #N/A | #N/A | 0 | #N/A | #N/A | #N/A | #N/A
1 | 22 | 21 | 5 | #N/A | #N/A | 1 | 0 | 0 | 0 | 0 | 0 | 0 | #N/A | #N/A | 0 | 0 | 0 | 0 | 0 | #N/A | #N/A | 0 | #N/A | #N/A | #N/A | #N/A
1 | 22 | 22 | 5 | #N/A | #N/A | 1 | 0 | 0 | 0 | 0 | 0 | 0 | #N/A | #N/A | 0 | 0 | 0 | 0 | 0 | #N/A | #N/A | 0 | #N/A | #N/A | #N/A | #N/A
1 | 22 | 23 | 5 | #N/A | #N/A | 0 | 0 | 0 | 0 | 0 | 0 | 0 | #N/A | #N/A | 0 | 0 | 0 | 0 | 0 | #N/A | #N/A | 0 | #N/A | #N/A | #N/A | #N/A
1 | 22 | 24 | 5 | #N/A | #N/A | 0 | 0 | 0 | 0 | 0 | 0 | 0 | #N/A | #N/A | 0 | 0 | 0 | 0 | 0 | #N/A | #N/A | 0 | #N/A | #N/A | #N/A | #N/A
1 | 23 | 1 | 6 | #N/A | #N/A | 0 | 0 | 0 | 0 | 0 | 0 | 0 | #N/A | #N/A | 0 | 0 | 0 | 0 | 0 | #N/A | #N/A | 0 | #N/A | #N/A | #N/A | #N/A
1 | 23 | 2 | 6 | #N/A | #N/A | 0 | 0 | 0 | 0 | 0 | 0 | 0 | #N/A | #N/A | 0 | 0 | 0 | 0 | 0 | #N/A | #N/A | 0 | #N/A | #N/A | #N/A | #N/A
1 | 23 | 3 | 6 | #N/A | #N/A | 0 | 0 | 0 | 0 | 0 | 0 | 0 | #N/A | #N/A | 0 | 0 | 0 | 0 | 0 | #N/A | #N/A | 0 | #N/A | #N/A | #N/A | #N/A
1 | 23 | 4 | 6 | #N/A | #N/A | 0 | 0 | 0 | 0 | 0 | 0 | 0 | #N/A | #N/A | 0 | 0 | 0 | 0 | 0 | #N/A | #N/A | 0 | #N/A | #N/A | #N/A | #N/A
1 | 23 | 5 | 6 | #N/A | #N/A | 0 | 0 | 0 | 0 | 0 | 0 | 0 | #N/A | #N/A | 0 | 0 | 0 | 0 | 0 | #N/A | #N/A | 0 | #N/A | #N/A | #N/A | #N/A
1 | 23 | 6 | 6 | #N/A | #N/A | 0 | 0 | 0 | 0 | 0 | 0 | 0 | #N/A | #N/A | 0 | 0 | 0 | 0 | 0 | #N/A | #N/A | 0 | #N/A | #N/A | #N/A | #N/A
1 | 23 | 7 | 6 | #N/A | #N/A | 0 | 0 | 0 | 0 | 0 | 0 | 0 | #N/A | #N/A | 0 | 0 | 0 | 0 | 0 | #N/A | #N/A | 0 | #N/A | #N/A | #N/A | #N/A
1 | 23 | 8 | 6 | #N/A | #N/A | 0 | 0 | 0 | 0 | 0 | 0 | 0 | #N/A | #N/A | 0 | 0 | 0 | 0 | 0 | #N/A | #N/A | 0 | #N/A | #N/A | #N/A | #N/A
1 | 23 | 9 | 6 | #N/A | #N/A | 0 | 0 | 0 | 0 | 0 | 0 | 0 | #N/A | #N/A | 0 | 0 | 0 | 0 | 0 | #N/A | #N/A | 0 | #N/A | #N/A | #N/A | #N/A
1 | 23 | 10 | 6 | #N/A | #N/A | 0 | 0 | 0 | 0 | 0 | 0 | 0 | #N/A | #N/A | 0 | 0 | 0 | 0 | 0 | #N/A | #N/A | 0 | #N/A | #N/A | #N/A | #N/A
1 | 23 | 11 | 6 | #N/A | #N/A | 0 | 0 | 0 | 0 | 0 | 0 | 0 | #N/A | #N/A | 0 | 0 | 0 | 0 | 0 | #N/A | #N/A | 0 | #N/A | #N/A | #N/A | #N/A
1 | 23 | 12 | 6 | #N/A | #N/A | 0 | 0 | 0 | 0 | 0 | 0 | 0 | #N/A | #N/A | 0 | 0 | 0 | 0 | 0 | #N/A | #N/A | 0 | #N/A | #N/A | #N/A | #N/A
1 | 23 | 13 | 6 | #N/A | #N/A | 0 | 0 | 0 | 0 | 0 | 0 | 0 | #N/A | #N/A | 0 | 0 | 0 | 0 | 0 | #N/A | #N/A | 0 | #N/A | #N/A | #N/A | #N/A
1 | 23 | 14 | 6 | #N/A | #N/A | 0 | 0 | 0 | 0 | 0 | 0 | 0 | #N/A | #N/A | 0 | 0 | 0 | 0 | 0 | #N/A | #N/A | 0 | #N/A | #N/A | #N/A | #N/A
1 | 23 | 15 | 6 | #N/A | #N/A | 0 | 0 | 0 | 0 | 0 | 0 | 0 | #N/A | #N/A | 0 | 0 | 0 | 0 | 0 | #N/A | #N/A | 0 | #N/A | #N/A | #N/A | #N/A
1 | 23 | 16 | 6 | #N/A | #N/A | 0 | 0 | 0 | 0 | 0 | 0 | 0 | #N/A | #N/A | 0 | 0 | 0 | 0 | 0 | #N/A | #N/A | 0 | #N/A | #N/A | #N/A | #N/A
1 | 23 | 17 | 6 | #N/A | #N/A | 0 | 0 | 0 | 0 | 0 | 0 | 0 | #N/A | #N/A | 0 | 0 | 0 | 0 | 0 | #N/A | #N/A | 0 | #N/A | #N/A | #N/A | #N/A
1 | 23 | 18 | 6 | #N/A | #N/A | 0 | 0 | 0 | 0 | 0 | 0 | 0 | #N/A | #N/A | 0 | 0 | 0 | 0 | 0 | #N/A | #N/A | 0 | #N/A | #N/A | #N/A | #N/A
1 | 23 | 19 | 6 | #N/A | #N/A | 0 | 0 | 0 | 0 | 0 | 0 | 0 | #N/A | #N/A | 0 | 0 | 0 | 0 | 0 | #N/A | #N/A | 0 | #N/A | #N/A | #N/A | #N/A
1 | 23 | 20 | 6 | #N/A | #N/A | 0 | 0 | 0 | 0 | 0 | 0 | 0 | #N/A | #N/A | 0 | 0 | 0 | 0 | 0 | #N/A | #N/A | 0 | #N/A | #N/A | #N/A | #N/A
1 | 23 | 21 | 6 | #N/A | #N/A | 0 | 0 | 0 | 0 | 0 | 0 | 0 | #N/A | #N/A | 0 | 0 | 0 | 0 | 0 | #N/A | #N/A | 0 | #N/A | #N/A | #N/A | #N/A
1 | 23 | 22 | 6 | #N/A | #N/A | 0 | 0 | 0 | 0 | 0 | 0 | 0 | #N/A | #N/A | 0 | 0 | 0 | 0 | 0 | #N/A | #N/A | 0 | #N/A | #N/A | #N/A | #N/A
1 | 23 | 23 | 6 | #N/A | #N/A | 0 | 0 | 0 | 0 | 0 | 0 | 0 | #N/A | #N/A | 0 | 0 | 0 | 0 | 0 | #N/A | #N/A | 0 | #N/A | #N/A | #N/A | #N/A
1 | 23 | 24 | 6 | #N/A | #N/A | 0 | 0 | 0 | 0 | 0 | 0 | 0 | #N/A | #N/A | 0 | 0 | 0 | 0 | 0 | #N/A | #N/A | 0 | #N/A | #N/A | #N/A | #N/A
1 | 24 | 1 | 7 | #N/A | #N/A | 0 | 0 | 0 | 0 | 0 | 0 | 0 | #N/A | #N/A | 0 | 0 | 0 | 0 | 0 | #N/A | #N/A | 0 | #N/A | #N/A | #N/A | #N/A
1 | 24 | 2 | 7 | #N/A | #N/A | 0 | 0 | 0 | 0 | 0 | 0 | 0 | #N/A | #N/A | 0 | 0 | 0 | 0 | 0 | #N/A | #N/A | 0 | #N/A | #N/A | #N/A | #N/A
1 | 24 | 3 | 7 | #N/A | #N/A | 0 | 0 | 0 | 0 | 0 | 0 | 0 | #N/A | #N/A | 0 | 0 | 0 | 0 | 0 | #N/A | #N/A | 0 | #N/A | #N/A | #N/A | #N/A
1 | 24 | 4 | 7 | #N/A | #N/A | 0 | 0 | 0 | 0 | 0 | 0 | 0 | #N/A | #N/A | 0 | 0 | 0 | 0 | 0 | #N/A | #N/A | 0 | #N/A | #N/A | #N/A | #N/A
1 | 24 | 5 | 7 | #N/A | #N/A | 0 | 0 | 0 | 0 | 0 | 0 | 0 | #N/A | #N/A | 0 | 0 | 0 | 0 | 0 | #N/A | #N/A | 0 | #N/A | #N/A | #N/A | #N/A
1 | 24 | 6 | 7 | #N/A | #N/A | 0 | 0 | 0 | 0 | 0 | 0 | 0 | #N/A | #N/A | 0 | 0 | 0 | 0 | 0 | #N/A | #N/A | 0 | #N/A | #N/A | #N/A | #N/A
1 | 24 | 7 | 7 | #N/A | #N/A | 0 | 0 | 0 | 0 | 0 | 0 | 0 | #N/A | #N/A | 0 | 0 | 0 | 0 | 0 | #N/A | #N/A | 0 | #N/A | #N/A | #N/A | #N/A
1 | 24 | 8 | 7 | #N/A | #N/A | 0 | 0 | 0 | 0 | 0 | 0 | 0 | #N/A | #N/A | 0 | 0 | 0 | 0 | 0 | #N/A | #N/A | 0 | #N/A | #N/A | #N/A | #N/A
1 | 24 | 9 | 7 | #N/A | #N/A | 0 | 0 | 0 | 0 | 0 | 0 | 0 | #N/A | #N/A | 0 | 0 | 0 | 0 | 0 | #N/A | #N/A | 0 | #N/A | #N/A | #N/A | #N/A
1 | 24 | 10 | 7 | #N/A | #N/A | 0 | 0 | 0 | 0 | 0 | 0 | 0 | #N/A | #N/A | 0 | 0 | 0 | 0 | 0 | #N/A | #N/A | 0 | #N/A | #N/A | #N/A | #N/A
1 | 24 | 11 | 7 | #N/A | #N/A | 0 | 0 | 0 | 0 | 0 | 0 | 0 | #N/A | #N/A | 0 | 0 | 0 | 0 | 0 | #N/A | #N/A | 0 | #N/A | #N/A | #N/A | #N/A
1 | 24 | 12 | 7 | #N/A | #N/A | 0 | 0 | 0 | 0 | 0 | 0 | 0 | #N/A | #N/A | 0 | 0 | 0 | 0 | 0 | #N/A | #N/A | 0 | #N/A | #N/A | #N/A | #N/A
1 | 24 | 13 | 7 | #N/A | #N/A | 0 | 0 | 0 | 0 | 0 | 0 | 0 | #N/A | #N/A | 0 | 0 | 0 | 0 | 0 | #N/A | #N/A | 0 | #N/A | #N/A | #N/A | #N/A
1 | 24 | 14 | 7 | #N/A | #N/A | 0 | 0 | 0 | 0 | 0 | 0 | 0 | #N/A | #N/A | 0 | 0 | 0 | 0 | 0 | #N/A | #N/A | 0 | #N/A | #N/A | #N/A | #N/A
1 | 24 | 15 | 7 | #N/A | #N/A | 0 | 0 | 0 | 0 | 0 | 0 | 0 | #N/A | #N/A | 0 | 0 | 0 | 0 | 0 | #N/A | #N/A | 0 | #N/A | #N/A | #N/A | #N/A
1 | 24 | 16 | 7 | #N/A | #N/A | 0 | 0 | 0 | 0 | 0 | 0 | 0 | #N/A | #N/A | 0 | 0 | 0 | 0 | 0 | #N/A | #N/A | 0 | #N/A | #N/A | #N/A | #N/A
1 | 24 | 17 | 7 | #N/A | #N/A | 0 | 0 | 0 | 0 | 0 | 0 | 0 | #N/A | #N/A | 0 | 0 | 0 | 0 | 0 | #N/A | #N/A | 0 | #N/A | #N/A | #N/A | #N/A
1 | 24 | 18 | 7 | #N/A | #N/A | 0 | 0 | 0 | 0 | 0 | 0 | 0 | #N/A | #N/A | 0 | 0 | 0 | 0 | 0 | #N/A | #N/A | 0 | #N/A | #N/A | #N/A | #N/A
1 | 24 | 19 | 7 | #N/A | #N/A | 0 | 0 | 0 | 0 | 0 | 0 | 0 | #N/A | #N/A | 0 | 0 | 0 | 0 | 0 | #N/A | #N/A | 0 | #N/A | #N/A | #N/A | #N/A
1 | 24 | 20 | 7 | #N/A | #N/A | 0 | 0 | 0 | 0 | 0 | 0 | 0 | #N/A | #N/A | 0 | 0 | 0 | 0 | 0 | #N/A | #N/A | 0 | #N/A | #N/A | #N/A | #N/A
1 | 24 | 21 | 7 | #N/A | #N/A | 0 | 0 | 0 | 0 | 0 | 0 | 0 | #N/A | #N/A | 0 | 0 | 0 | 0 | 0 | #N/A | #N/A | 0 | #N/A | #N/A | #N/A | #N/A
1 | 24 | 22 | 7 | #N/A | #N/A | 0 | 0 | 0 | 0 | 0 | 0 | 0 | #N/A | #N/A | 0 | 0 | 0 | 0 | 0 | #N/A | #N/A | 0 | #N/A | #N/A | #N/A | #N/A
1 | 24 | 23 | 7 | #N/A | #N/A | 0 | 0 | 0 | 0 | 0 | 0 | 0 | #N/A | #N/A | 0 | 0 | 0 | 0 | 0 | #N/A | #N/A | 0 | #N/A | #N/A | #N/A | #N/A
1 | 24 | 24 | 7 | #N/A | #N/A | 0 | 0 | 0 | 0 | 0 | 0 | 0 | #N/A | #N/A | 0 | 0 | 0 | 0 | 0 | #N/A | #N/A | 0 | #N/A | #N/A | #N/A | #N/A
1 | 25 | 1 | 1 | #N/A | #N/A | 0 | 0 | 0 | 0 | 0 | 0 | 0 | #N/A | #N/A | 0 | 0 | 0 | 0 | 0 | #N/A | #N/A | 0 | #N/A | #N/A | #N/A | #N/A
1 | 25 | 2 | 1 | #N/A | #N/A | 0 | 0 | 0 | 0 | 0 | 0 | 0 | #N/A | #N/A | 0 | 0 | 0 | 0 | 0 | #N/A | #N/A | 0 | #N/A | #N/A | #N/A | #N/A
1 | 25 | 3 | 1 | #N/A | #N/A | 0 | 0 | 0 | 0 | 0 | 0 | 0 | #N/A | #N/A | 0 | 0 | 0 | 0 | 0 | #N/A | #N/A | 0 | #N/A | #N/A | #N/A | #N/A
1 | 25 | 4 | 1 | #N/A | #N/A | 0 | 0 | 0 | 0 | 0 | 0 | 0 | #N/A | #N/A | 0 | 0 | 0 | 0 | 0 | #N/A | #N/A | 0 | #N/A | #N/A | #N/A | #N/A
1 | 25 | 5 | 1 | #N/A | #N/A | 0 | 0 | 0 | 0 | 0 | 0 | 0 | #N/A | #N/A | 0 | 0 | 0 | 0 | 0 | #N/A | #N/A | 0 | #N/A | #N/A | #N/A | #N/A
1 | 25 | 6 | 1 | #N/A | #N/A | 1 | 0 | 0 | 0 | 0 | 0 | 0 | #N/A | #N/A | 0 | 0 | 0 | 0 | 0 | #N/A | #N/A | 0 | #N/A | #N/A | #N/A | #N/A
1 | 25 | 7 | 1 | #N/A | #N/A | 1 | 0 | 0 | 0 | 0 | 0 | 0 | #N/A | #N/A | 0 | 0 | 0 | 0 | 0 | #N/A | #N/A | 0 | #N/A | #N/A | #N/A | #N/A
1 | 25 | 8 | 1 | #N/A | #N/A | 1 | 0 | 0 | 0 | 0 | 0 | 0 | #N/A | #N/A | 0 | 0 | 0 | 0 | 0 | #N/A | #N/A | 0 | #N/A | #N/A | #N/A | #N/A
1 | 25 | 9 | 1 | #N/A | #N/A | 1 | 0 | 0 | 0 | 0 | 0 | 0 | #N/A | #N/A | 0 | 0 | 0 | 0 | 0 | #N/A | #N/A | 0 | #N/A | #N/A | #N/A | #N/A
1 | 25 | 10 | 1 | #N/A | #N/A | 1 | 0 | 0 | 0 | 0 | 0 | 0 | #N/A | #N/A | 0 | 0 | 0 | 0 | 0 | #N/A | #N/A | 0 | #N/A | #N/A | #N/A | #N/A
1 | 25 | 11 | 1 | #N/A | #N/A | 1 | 0 | 0 | 0 | 0 | 0 | 0 | #N/A | #N/A | 0 | 0 | 0 | 0 | 0 | #N/A | #N/A | 0 | #N/A | #N/A | #N/A | #N/A
1 | 25 | 12 | 1 | #N/A | #N/A | 1 | 0 | 0 | 0 | 0 | 0 | 0 | #N/A | #N/A | 0 | 0 | 0 | 0 | 0 | #N/A | #N/A | 0 | #N/A | #N/A | #N/A | #N/A
1 | 25 | 13 | 1 | #N/A | #N/A | 1 | 0 | 0 | 0 | 0 | 0 | 0 | #N/A | #N/A | 0 | 0 | 0 | 0 | 0 | #N/A | #N/A | 0 | #N/A | #N/A | #N/A | #N/A
1 | 25 | 14 | 1 | #N/A | #N/A | 1 | 0 | 0 | 0 | 0 | 0 | 0 | #N/A | #N/A | 0 | 0 | 0 | 0 | 0 | #N/A | #N/A | 0 | #N/A | #N/A | #N/A | #N/A
1 | 25 | 15 | 1 | #N/A | #N/A | 1 | 0 | 0 | 0 | 0 | 0 | 0 | #N/A | #N/A | 0 | 0 | 0 | 0 | 0 | #N/A | #N/A | 0 | #N/A | #N/A | #N/A | #N/A
1 | 25 | 16 | 1 | #N/A | #N/A | 1 | 0 | 0 | 0 | 0 | 0 | 0 | #N/A | #N/A | 0 | 0 | 0 | 0 | 0 | #N/A | #N/A | 0 | #N/A | #N/A | #N/A | #N/A
1 | 25 | 17 | 1 | #N/A | #N/A | 1 | 1 | 0 | 0 | 0 | 0 | 0 | #N/A | #N/A | 0 | 0 | 0 | 0 | 0 | #N/A | #N/A | 0 | #N/A | #N/A | #N/A | #N/A
1 | 25 | 18 | 1 | #N/A | #N/A | 1 | 1 | 0 | 0 | 0 | 0 | 0 | #N/A | #N/A | 0 | 0 | 0 | 0 | 0 | #N/A | #N/A | 0 | #N/A | #N/A | #N/A | #N/A
1 | 25 | 19 | 1 | #N/A | #N/A | 1 | 0 | 0 | 0 | 0 | 0 | 0 | #N/A | #N/A | 0 | 0 | 0 | 0 | 0 | #N/A | #N/A | 0 | #N/A | #N/A | #N/A | #N/A
1 | 25 | 20 | 1 | #N/A | #N/A | 1 | 0 | 0 | 0 | 0 | 0 | 0 | #N/A | #N/A | 0 | 0 | 0 | 0 | 0 | #N/A | #N/A | 0 | #N/A | #N/A | #N/A | #N/A
1 | 25 | 21 | 1 | #N/A | #N/A | 1 | 0 | 0 | 0 | 0 | 0 | 0 | #N/A | #N/A | 0 | 0 | 0 | 0 | 0 | #N/A | #N/A | 0 | #N/A | #N/A | #N/A | #N/A
1 | 25 | 22 | 1 | #N/A | #N/A | 1 | 0 | 0 | 0 | 0 | 0 | 0 | #N/A | #N/A | 0 | 0 | 0 | 0 | 0 | #N/A | #N/A | 0 | #N/A | #N/A | #N/A | #N/A
1 | 25 | 23 | 1 | #N/A | #N/A | 0 | 0 | 0 | 0 | 0 | 0 | 0 | #N/A | #N/A | 0 | 0 | 0 | 0 | 0 | #N/A | #N/A | 0 | #N/A | #N/A | #N/A | #N/A
1 | 25 | 24 | 1 | #N/A | #N/A | 0 | 0 | 0 | 0 | 0 | 0 | 0 | #N/A | #N/A | 0 | 0 | 0 | 0 | 0 | #N/A | #N/A | 0 | #N/A | #N/A | #N/A | #N/A
1 | 26 | 1 | 2 | #N/A | #N/A | 0 | 0 | 0 | 0 | 0 | 0 | 0 | #N/A | #N/A | 0 | 0 | 0 | 0 | 0 | #N/A | #N/A | 0 | #N/A | #N/A | #N/A | #N/A
1 | 26 | 2 | 2 | #N/A | #N/A | 0 | 0 | 0 | 0 | 0 | 0 | 0 | #N/A | #N/A | 0 | 0 | 0 | 0 | 0 | #N/A | #N/A | 0 | #N/A | #N/A | #N/A | #N/A
1 | 26 | 3 | 2 | #N/A | #N/A | 0 | 0 | 0 | 0 | 0 | 0 | 0 | #N/A | #N/A | 0 | 0 | 0 | 0 | 0 | #N/A | #N/A | 0 | #N/A | #N/A | #N/A | #N/A
1 | 26 | 4 | 2 | #N/A | #N/A | 0 | 0 | 0 | 0 | 0 | 0 | 0 | #N/A | #N/A | 0 | 0 | 0 | 0 | 0 | #N/A | #N/A | 0 | #N/A | #N/A | #N/A | #N/A
1 | 26 | 5 | 2 | #N/A | #N/A | 0 | 0 | 0 | 0 | 0 | 0 | 0 | #N/A | #N/A | 0 | 0 | 0 | 0 | 0 | #N/A | #N/A | 0 | #N/A | #N/A | #N/A | #N/A
1 | 26 | 6 | 2 | #N/A | #N/A | 1 | 0 | 0 | 0 | 0 | 0 | 0 | #N/A | #N/A | 0 | 0 | 0 | 0 | 0 | #N/A | #N/A | 0 | #N/A | #N/A | #N/A | #N/A
1 | 26 | 7 | 2 | #N/A | #N/A | 1 | 0 | 0 | 0 | 0 | 0 | 0 | #N/A | #N/A | 0 | 0 | 0 | 0 | 0 | #N/A | #N/A | 0 | #N/A | #N/A | #N/A | #N/A
1 | 26 | 8 | 2 | #N/A | #N/A | 1 | 0 | 0 | 0 | 0 | 0 | 0 | #N/A | #N/A | 0 | 0 | 0 | 0 | 0 | #N/A | #N/A | 0 | #N/A | #N/A | #N/A | #N/A
1 | 26 | 9 | 2 | #N/A | #N/A | 1 | 0 | 0 | 0 | 0 | 0 | 0 | #N/A | #N/A | 0 | 0 | 0 | 0 | 0 | #N/A | #N/A | 0 | #N/A | #N/A | #N/A | #N/A
1 | 26 | 10 | 2 | #N/A | #N/A | 1 | 0 | 0 | 0 | 0 | 0 | 0 | #N/A | #N/A | 0 | 0 | 0 | 0 | 0 | #N/A | #N/A | 0 | #N/A | #N/A | #N/A | #N/A
1 | 26 | 11 | 2 | #N/A | #N/A | 1 | 0 | 0 | 0 | 0 | 0 | 0 | #N/A | #N/A | 0 | 0 | 0 | 0 | 0 | #N/A | #N/A | 0 | #N/A | #N/A | #N/A | #N/A
1 | 26 | 12 | 2 | #N/A | #N/A | 1 | 0 | 0 | 0 | 0 | 0 | 0 | #N/A | #N/A | 0 | 0 | 0 | 0 | 0 | #N/A | #N/A | 0 | #N/A | #N/A | #N/A | #N/A
1 | 26 | 13 | 2 | #N/A | #N/A | 1 | 0 | 0 | 0 | 0 | 0 | 0 | #N/A | #N/A | 0 | 0 | 0 | 0 | 0 | #N/A | #N/A | 0 | #N/A | #N/A | #N/A | #N/A
1 | 26 | 14 | 2 | #N/A | #N/A | 1 | 0 | 0 | 0 | 0 | 0 | 0 | #N/A | #N/A | 0 | 0 | 0 | 0 | 0 | #N/A | #N/A | 0 | #N/A | #N/A | #N/A | #N/A
1 | 26 | 15 | 2 | #N/A | #N/A | 1 | 0 | 0 | 0 | 0 | 0 | 0 | #N/A | #N/A | 0 | 0 | 0 | 0 | 0 | #N/A | #N/A | 0 | #N/A | #N/A | #N/A | #N/A
1 | 26 | 16 | 2 | #N/A | #N/A | 1 | 0 | 0 | 0 | 0 | 0 | 0 | #N/A | #N/A | 0 | 0 | 0 | 0 | 0 | #N/A | #N/A | 0 | #N/A | #N/A | #N/A | #N/A
1 | 26 | 17 | 2 | #N/A | #N/A | 1 | 1 | 0 | 0 | 0 | 0 | 0 | #N/A | #N/A | 0 | 0 | 0 | 0 | 0 | #N/A | #N/A | 0 | #N/A | #N/A | #N/A | #N/A
1 | 26 | 18 | 2 | #N/A | #N/A | 1 | 1 | 0 | 0 | 0 | 0 | 0 | #N/A | #N/A | 0 | 0 | 0 | 0 | 0 | #N/A | #N/A | 0 | #N/A | #N/A | #N/A | #N/A
1 | 26 | 19 | 2 | #N/A | #N/A | 1 | 0 | 0 | 0 | 0 | 0 | 0 | #N/A | #N/A | 0 | 0 | 0 | 0 | 0 | #N/A | #N/A | 0 | #N/A | #N/A | #N/A | #N/A
1 | 26 | 20 | 2 | #N/A | #N/A | 1 | 0 | 0 | 0 | 0 | 0 | 0 | #N/A | #N/A | 0 | 0 | 0 | 0 | 0 | #N/A | #N/A | 0 | #N/A | #N/A | #N/A | #N/A
1 | 26 | 21 | 2 | #N/A | #N/A | 1 | 0 | 0 | 0 | 0 | 0 | 0 | #N/A | #N/A | 0 | 0 | 0 | 0 | 0 | #N/A | #N/A | 0 | #N/A | #N/A | #N/A | #N/A
1 | 26 | 22 | 2 | #N/A | #N/A | 1 | 0 | 0 | 0 | 0 | 0 | 0 | #N/A | #N/A | 0 | 0 | 0 | 0 | 0 | #N/A | #N/A | 0 | #N/A | #N/A | #N/A | #N/A
1 | 26 | 23 | 2 | #N/A | #N/A | 0 | 0 | 0 | 0 | 0 | 0 | 0 | #N/A | #N/A | 0 | 0 | 0 | 0 | 0 | #N/A | #N/A | 0 | #N/A | #N/A | #N/A | #N/A
1 | 26 | 24 | 2 | #N/A | #N/A | 0 | 0 | 0 | 0 | 0 | 0 | 0 | #N/A | #N/A | 0 | 0 | 0 | 0 | 0 | #N/A | #N/A | 0 | #N/A | #N/A | #N/A | #N/A
1 | 27 | 1 | 3 | #N/A | #N/A | 0 | 0 | 0 | 0 | 0 | 0 | 0 | #N/A | #N/A | 0 | 0 | 0 | 0 | 0 | #N/A | #N/A | 0 | #N/A | #N/A | #N/A | #N/A
1 | 27 | 2 | 3 | #N/A | #N/A | 0 | 0 | 0 | 0 | 0 | 0 | 0 | #N/A | #N/A | 0 | 0 | 0 | 0 | 0 | #N/A | #N/A | 0 | #N/A | #N/A | #N/A | #N/A
1 | 27 | 3 | 3 | #N/A | #N/A | 0 | 0 | 0 | 0 | 0 | 0 | 0 | #N/A | #N/A | 0 | 0 | 0 | 0 | 0 | #N/A | #N/A | 0 | #N/A | #N/A | #N/A | #N/A
1 | 27 | 4 | 3 | #N/A | #N/A | 0 | 0 | 0 | 0 | 0 | 0 | 0 | #N/A | #N/A | 0 | 0 | 0 | 0 | 0 | #N/A | #N/A | 0 | #N/A | #N/A | #N/A | #N/A
1 | 27 | 5 | 3 | #N/A | #N/A | 0 | 0 | 0 | 0 | 0 | 0 | 0 | #N/A | #N/A | 0 | 0 | 0 | 0 | 0 | #N/A | #N/A | 0 | #N/A | #N/A | #N/A | #N/A
1 | 27 | 6 | 3 | #N/A | #N/A | 1 | 0 | 0 | 0 | 0 | 0 | 0 | #N/A | #N/A | 0 | 0 | 0 | 0 | 0 | #N/A | #N/A | 0 | #N/A | #N/A | #N/A | #N/A
1 | 27 | 7 | 3 | #N/A | #N/A | 1 | 0 | 0 | 0 | 0 | 0 | 0 | #N/A | #N/A | 0 | 0 | 0 | 0 | 0 | #N/A | #N/A | 0 | #N/A | #N/A | #N/A | #N/A
1 | 27 | 8 | 3 | #N/A | #N/A | 1 | 0 | 0 | 0 | 0 | 0 | 0 | #N/A | #N/A | 0 | 0 | 0 | 0 | 0 | #N/A | #N/A | 0 | #N/A | #N/A | #N/A | #N/A
1 | 27 | 9 | 3 | #N/A | #N/A | 1 | 0 | 0 | 0 | 0 | 0 | 0 | #N/A | #N/A | 0 | 0 | 0 | 0 | 0 | #N/A | #N/A | 0 | #N/A | #N/A | #N/A | #N/A
1 | 27 | 10 | 3 | #N/A | #N/A | 1 | 0 | 0 | 0 | 0 | 0 | 0 | #N/A | #N/A | 0 | 0 | 0 | 0 | 0 | #N/A | #N/A | 0 | #N/A | #N/A | #N/A | #N/A
1 | 27 | 11 | 3 | #N/A | #N/A | 1 | 0 | 0 | 0 | 0 | 0 | 0 | #N/A | #N/A | 0 | 0 | 0 | 0 | 0 | #N/A | #N/A | 0 | #N/A | #N/A | #N/A | #N/A
1 | 27 | 12 | 3 | #N/A | #N/A | 1 | 0 | 0 | 0 | 0 | 0 | 0 | #N/A | #N/A | 0 | 0 | 0 | 0 | 0 | #N/A | #N/A | 0 | #N/A | #N/A | #N/A | #N/A
1 | 27 | 13 | 3 | #N/A | #N/A | 1 | 0 | 0 | 0 | 0 | 0 | 0 | #N/A | #N/A | 0 | 0 | 0 | 0 | 0 | #N/A | #N/A | 0 | #N/A | #N/A | #N/A | #N/A
1 | 27 | 14 | 3 | #N/A | #N/A | 1 | 0 | 0 | 0 | 0 | 0 | 0 | #N/A | #N/A | 0 | 0 | 0 | 0 | 0 | #N/A | #N/A | 0 | #N/A | #N/A | #N/A | #N/A
1 | 27 | 15 | 3 | #N/A | #N/A | 1 | 0 | 0 | 0 | 0 | 0 | 0 | #N/A | #N/A | 0 | 0 | 0 | 0 | 0 | #N/A | #N/A | 0 | #N/A | #N/A | #N/A | #N/A
1 | 27 | 16 | 3 | #N/A | #N/A | 1 | 0 | 0 | 0 | 0 | 0 | 0 | #N/A | #N/A | 0 | 0 | 0 | 0 | 0 | #N/A | #N/A | 0 | #N/A | #N/A | #N/A | #N/A
1 | 27 | 17 | 3 | #N/A | #N/A | 1 | 1 | 0 | 0 | 0 | 0 | 0 | #N/A | #N/A | 0 | 0 | 0 | 0 | 0 | #N/A | #N/A | 0 | #N/A | #N/A | #N/A | #N/A
1 | 27 | 18 | 3 | #N/A | #N/A | 1 | 1 | 0 | 0 | 0 | 0 | 0 | #N/A | #N/A | 0 | 0 | 0 | 0 | 0 | #N/A | #N/A | 0 | #N/A | #N/A | #N/A | #N/A
1 | 27 | 19 | 3 | #N/A | #N/A | 1 | 0 | 0 | 0 | 0 | 0 | 0 | #N/A | #N/A | 0 | 0 | 0 | 0 | 0 | #N/A | #N/A | 0 | #N/A | #N/A | #N/A | #N/A
1 | 27 | 20 | 3 | #N/A | #N/A | 1 | 0 | 0 | 0 | 0 | 0 | 0 | #N/A | #N/A | 0 | 0 | 0 | 0 | 0 | #N/A | #N/A | 0 | #N/A | #N/A | #N/A | #N/A
1 | 27 | 21 | 3 | #N/A | #N/A | 1 | 0 | 0 | 0 | 0 | 0 | 0 | #N/A | #N/A | 0 | 0 | 0 | 0 | 0 | #N/A | #N/A | 0 | #N/A | #N/A | #N/A | #N/A
1 | 27 | 22 | 3 | #N/A | #N/A | 1 | 0 | 0 | 0 | 0 | 0 | 0 | #N/A | #N/A | 0 | 0 | 0 | 0 | 0 | #N/A | #N/A | 0 | #N/A | #N/A | #N/A | #N/A
1 | 27 | 23 | 3 | #N/A | #N/A | 0 | 0 | 0 | 0 | 0 | 0 | 0 | #N/A | #N/A | 0 | 0 | 0 | 0 | 0 | #N/A | #N/A | 0 | #N/A | #N/A | #N/A | #N/A
1 | 27 | 24 | 3 | #N/A | #N/A | 0 | 0 | 0 | 0 | 0 | 0 | 0 | #N/A | #N/A | 0 | 0 | 0 | 0 | 0 | #N/A | #N/A | 0 | #N/A | #N/A | #N/A | #N/A
1 | 28 | 1 | 4 | #N/A | #N/A | 0 | 0 | 0 | 0 | 0 | 0 | 0 | #N/A | #N/A | 0 | 0 | 0 | 0 | 0 | #N/A | #N/A | 0 | #N/A | #N/A | #N/A | #N/A
1 | 28 | 2 | 4 | #N/A | #N/A | 0 | 0 | 0 | 0 | 0 | 0 | 0 | #N/A | #N/A | 0 | 0 | 0 | 0 | 0 | #N/A | #N/A | 0 | #N/A | #N/A | #N/A | #N/A
1 | 28 | 3 | 4 | #N/A | #N/A | 0 | 0 | 0 | 0 | 0 | 0 | 0 | #N/A | #N/A | 0 | 0 | 0 | 0 | 0 | #N/A | #N/A | 0 | #N/A | #N/A | #N/A | #N/A
1 | 28 | 4 | 4 | #N/A | #N/A | 0 | 0 | 0 | 0 | 0 | 0 | 0 | #N/A | #N/A | 0 | 0 | 0 | 0 | 0 | #N/A | #N/A | 0 | #N/A | #N/A | #N/A | #N/A
1 | 28 | 5 | 4 | #N/A | #N/A | 0 | 0 | 0 | 0 | 0 | 0 | 0 | #N/A | #N/A | 0 | 0 | 0 | 0 | 0 | #N/A | #N/A | 0 | #N/A | #N/A | #N/A | #N/A
1 | 28 | 6 | 4 | #N/A | #N/A | 1 | 0 | 0 | 0 | 0 | 0 | 0 | #N/A | #N/A | 0 | 0 | 0 | 0 | 0 | #N/A | #N/A | 0 | #N/A | #N/A | #N/A | #N/A
1 | 28 | 7 | 4 | #N/A | #N/A | 1 | 0 | 0 | 0 | 0 | 0 | 0 | #N/A | #N/A | 0 | 0 | 0 | 0 | 0 | #N/A | #N/A | 0 | #N/A | #N/A | #N/A | #N/A
1 | 28 | 8 | 4 | #N/A | #N/A | 1 | 0 | 0 | 0 | 0 | 0 | 0 | #N/A | #N/A | 0 | 0 | 0 | 0 | 0 | #N/A | #N/A | 0 | #N/A | #N/A | #N/A | #N/A
1 | 28 | 9 | 4 | #N/A | #N/A | 1 | 0 | 0 | 0 | 0 | 0 | 0 | #N/A | #N/A | 0 | 0 | 0 | 0 | 0 | #N/A | #N/A | 0 | #N/A | #N/A | #N/A | #N/A
1 | 28 | 10 | 4 | #N/A | #N/A | 1 | 0 | 0 | 0 | 0 | 0 | 0 | #N/A | #N/A | 0 | 0 | 0 | 0 | 0 | #N/A | #N/A | 0 | #N/A | #N/A | #N/A | #N/A
1 | 28 | 11 | 4 | #N/A | #N/A | 1 | 0 | 0 | 0 | 0 | 0 | 0 | #N/A | #N/A | 0 | 0 | 0 | 0 | 0 | #N/A | #N/A | 0 | #N/A | #N/A | #N/A | #N/A
1 | 28 | 12 | 4 | #N/A | #N/A | 1 | 0 | 0 | 0 | 0 | 0 | 0 | #N/A | #N/A | 0 | 0 | 0 | 0 | 0 | #N/A | #N/A | 0 | #N/A | #N/A | #N/A | #N/A
1 | 28 | 13 | 4 | #N/A | #N/A | 1 | 0 | 0 | 0 | 0 | 0 | 0 | #N/A | #N/A | 0 | 0 | 0 | 0 | 0 | #N/A | #N/A | 0 | #N/A | #N/A | #N/A | #N/A
1 | 28 | 14 | 4 | #N/A | #N/A | 1 | 0 | 0 | 0 | 0 | 0 | 0 | #N/A | #N/A | 0 | 0 | 0 | 0 | 0 | #N/A | #N/A | 0 | #N/A | #N/A | #N/A | #N/A
1 | 28 | 15 | 4 | #N/A | #N/A | 1 | 0 | 0 | 0 | 0 | 0 | 0 | #N/A | #N/A | 0 | 0 | 0 | 0 | 0 | #N/A | #N/A | 0 | #N/A | #N/A | #N/A | #N/A
1 | 28 | 16 | 4 | #N/A | #N/A | 1 | 0 | 0 | 0 | 0 | 0 | 0 | #N/A | #N/A | 0 | 0 | 0 | 0 | 0 | #N/A | #N/A | 0 | #N/A | #N/A | #N/A | #N/A
1 | 28 | 17 | 4 | #N/A | #N/A | 1 | 1 | 0 | 0 | 0 | 0 | 0 | #N/A | #N/A | 0 | 0 | 0 | 0 | 0 | #N/A | #N/A | 0 | #N/A | #N/A | #N/A | #N/A
1 | 28 | 18 | 4 | #N/A | #N/A | 1 | 1 | 0 | 0 | 0 | 0 | 0 | #N/A | #N/A | 0 | 0 | 0 | 0 | 0 | #N/A | #N/A | 0 | #N/A | #N/A | #N/A | #N/A
1 | 28 | 19 | 4 | #N/A | #N/A | 1 | 0 | 0 | 0 | 0 | 0 | 0 | #N/A | #N/A | 0 | 0 | 0 | 0 | 0 | #N/A | #N/A | 0 | #N/A | #N/A | #N/A | #N/A
1 | 28 | 20 | 4 | #N/A | #N/A | 1 | 0 | 0 | 0 | 0 | 0 | 0 | #N/A | #N/A | 0 | 0 | 0 | 0 | 0 | #N/A | #N/A | 0 | #N/A | #N/A | #N/A | #N/A
1 | 28 | 21 | 4 | #N/A | #N/A | 1 | 0 | 0 | 0 | 0 | 0 | 0 | #N/A | #N/A | 0 | 0 | 0 | 0 | 0 | #N/A | #N/A | 0 | #N/A | #N/A | #N/A | #N/A
1 | 28 | 22 | 4 | #N/A | #N/A | 1 | 0 | 0 | 0 | 0 | 0 | 0 | #N/A | #N/A | 0 | 0 | 0 | 0 | 0 | #N/A | #N/A | 0 | #N/A | #N/A | #N/A | #N/A
1 | 28 | 23 | 4 | #N/A | #N/A | 0 | 0 | 0 | 0 | 0 | 0 | 0 | #N/A | #N/A | 0 | 0 | 0 | 0 | 0 | #N/A | #N/A | 0 | #N/A | #N/A | #N/A | #N/A
1 | 28 | 24 | 4 | #N/A | #N/A | 0 | 0 | 0 | 0 | 0 | 0 | 0 | #N/A | #N/A | 0 | 0 | 0 | 0 | 0 | #N/A | #N/A | 0 | #N/A | #N/A | #N/A | #N/A
1 | 29 | 1 | 5 | #N/A | #N/A | 0 | 0 | 0 | 0 | 0 | 0 | 0 | #N/A | #N/A | 0 | 0 | 0 | 0 | 0 | #N/A | #N/A | 0 | #N/A | #N/A | #N/A | #N/A
1 | 29 | 2 | 5 | #N/A | #N/A | 0 | 0 | 0 | 0 | 0 | 0 | 0 | #N/A | #N/A | 0 | 0 | 0 | 0 | 0 | #N/A | #N/A | 0 | #N/A | #N/A | #N/A | #N/A
1 | 29 | 3 | 5 | #N/A | #N/A | 0 | 0 | 0 | 0 | 0 | 0 | 0 | #N/A | #N/A | 0 | 0 | 0 | 0 | 0 | #N/A | #N/A | 0 | #N/A | #N/A | #N/A | #N/A
1 | 29 | 4 | 5 | #N/A | #N/A | 0 | 0 | 0 | 0 | 0 | 0 | 0 | #N/A | #N/A | 0 | 0 | 0 | 0 | 0 | #N/A | #N/A | 0 | #N/A | #N/A | #N/A | #N/A
1 | 29 | 5 | 5 | #N/A | #N/A | 0 | 0 | 0 | 0 | 0 | 0 | 0 | #N/A | #N/A | 0 | 0 | 0 | 0 | 0 | #N/A | #N/A | 0 | #N/A | #N/A | #N/A | #N/A
1 | 29 | 6 | 5 | #N/A | #N/A | 1 | 0 | 0 | 0 | 0 | 0 | 0 | #N/A | #N/A | 0 | 0 | 0 | 0 | 0 | #N/A | #N/A | 0 | #N/A | #N/A | #N/A | #N/A
1 | 29 | 7 | 5 | #N/A | #N/A | 1 | 0 | 0 | 0 | 0 | 0 | 0 | #N/A | #N/A | 0 | 0 | 0 | 0 | 0 | #N/A | #N/A | 0 | #N/A | #N/A | #N/A | #N/A
1 | 29 | 8 | 5 | #N/A | #N/A | 1 | 0 | 0 | 0 | 0 | 0 | 0 | #N/A | #N/A | 0 | 0 | 0 | 0 | 0 | #N/A | #N/A | 0 | #N/A | #N/A | #N/A | #N/A
1 | 29 | 9 | 5 | #N/A | #N/A | 1 | 0 | 0 | 0 | 0 | 0 | 0 | #N/A | #N/A | 0 | 0 | 0 | 0 | 0 | #N/A | #N/A | 0 | #N/A | #N/A | #N/A | #N/A
1 | 29 | 10 | 5 | #N/A | #N/A | 1 | 0 | 0 | 0 | 0 | 0 | 0 | #N/A | #N/A | 0 | 0 | 0 | 0 | 0 | #N/A | #N/A | 0 | #N/A | #N/A | #N/A | #N/A
1 | 29 | 11 | 5 | #N/A | #N/A | 1 | 0 | 0 | 0 | 0 | 0 | 0 | #N/A | #N/A | 0 | 0 | 0 | 0 | 0 | #N/A | #N/A | 0 | #N/A | #N/A | #N/A | #N/A
1 | 29 | 12 | 5 | #N/A | #N/A | 1 | 0 | 0 | 0 | 0 | 0 | 0 | #N/A | #N/A | 0 | 0 | 0 | 0 | 0 | #N/A | #N/A | 0 | #N/A | #N/A | #N/A | #N/A
1 | 29 | 13 | 5 | #N/A | #N/A | 1 | 0 | 0 | 0 | 0 | 0 | 0 | #N/A | #N/A | 0 | 0 | 0 | 0 | 0 | #N/A | #N/A | 0 | #N/A | #N/A | #N/A | #N/A
1 | 29 | 14 | 5 | #N/A | #N/A | 1 | 0 | 0 | 0 | 0 | 0 | 0 | #N/A | #N/A | 0 | 0 | 0 | 0 | 0 | #N/A | #N/A | 0 | #N/A | #N/A | #N/A | #N/A
1 | 29 | 15 | 5 | #N/A | #N/A | 1 | 0 | 0 | 0 | 0 | 0 | 0 | #N/A | #N/A | 0 | 0 | 0 | 0 | 0 | #N/A | #N/A | 0 | #N/A | #N/A | #N/A | #N/A
1 | 29 | 16 | 5 | #N/A | #N/A | 1 | 0 | 0 | 0 | 0 | 0 | 0 | #N/A | #N/A | 0 | 0 | 0 | 0 | 0 | #N/A | #N/A | 0 | #N/A | #N/A | #N/A | #N/A
1 | 29 | 17 | 5 | #N/A | #N/A | 1 | 1 | 0 | 0 | 0 | 0 | 0 | #N/A | #N/A | 0 | 0 | 0 | 0 | 0 | #N/A | #N/A | 0 | #N/A | #N/A | #N/A | #N/A
1 | 29 | 18 | 5 | #N/A | #N/A | 1 | 1 | 0 | 0 | 0 | 0 | 0 | #N/A | #N/A | 0 | 0 | 0 | 0 | 0 | #N/A | #N/A | 0 | #N/A | #N/A | #N/A | #N/A
1 | 29 | 19 | 5 | #N/A | #N/A | 1 | 0 | 0 | 0 | 0 | 0 | 0 | #N/A | #N/A | 0 | 0 | 0 | 0 | 0 | #N/A | #N/A | 0 | #N/A | #N/A | #N/A | #N/A
1 | 29 | 20 | 5 | #N/A | #N/A | 1 | 0 | 0 | 0 | 0 | 0 | 0 | #N/A | #N/A | 0 | 0 | 0 | 0 | 0 | #N/A | #N/A | 0 | #N/A | #N/A | #N/A | #N/A
1 | 29 | 21 | 5 | #N/A | #N/A | 1 | 0 | 0 | 0 | 0 | 0 | 0 | #N/A | #N/A | 0 | 0 | 0 | 0 | 0 | #N/A | #N/A | 0 | #N/A | #N/A | #N/A | #N/A
1 | 29 | 22 | 5 | #N/A | #N/A | 1 | 0 | 0 | 0 | 0 | 0 | 0 | #N/A | #N/A | 0 | 0 | 0 | 0 | 0 | #N/A | #N/A | 0 | #N/A | #N/A | #N/A | #N/A
1 | 29 | 23 | 5 | #N/A | #N/A | 0 | 0 | 0 | 0 | 0 | 0 | 0 | #N/A | #N/A | 0 | 0 | 0 | 0 | 0 | #N/A | #N/A | 0 | #N/A | #N/A | #N/A | #N/A
1 | 29 | 24 | 5 | #N/A | #N/A | 0 | 0 | 0 | 0 | 0 | 0 | 0 | #N/A | #N/A | 0 | 0 | 0 | 0 | 0 | #N/A | #N/A | 0 | #N/A | #N/A | #N/A | #N/A
1 | 30 | 1 | 6 | #N/A | #N/A | 0 | 0 | 0 | 0 | 0 | 0 | 0 | #N/A | #N/A | 0 | 0 | 0 | 0 | 0 | #N/A | #N/A | 0 | #N/A | #N/A | #N/A | #N/A
1 | 30 | 2 | 6 | #N/A | #N/A | 0 | 0 | 0 | 0 | 0 | 0 | 0 | #N/A | #N/A | 0 | 0 | 0 | 0 | 0 | #N/A | #N/A | 0 | #N/A | #N/A | #N/A | #N/A
1 | 30 | 3 | 6 | #N/A | #N/A | 0 | 0 | 0 | 0 | 0 | 0 | 0 | #N/A | #N/A | 0 | 0 | 0 | 0 | 0 | #N/A | #N/A | 0 | #N/A | #N/A | #N/A | #N/A
1 | 30 | 4 | 6 | #N/A | #N/A | 0 | 0 | 0 | 0 | 0 | 0 | 0 | #N/A | #N/A | 0 | 0 | 0 | 0 | 0 | #N/A | #N/A | 0 | #N/A | #N/A | #N/A | #N/A
1 | 30 | 5 | 6 | #N/A | #N/A | 0 | 0 | 0 | 0 | 0 | 0 | 0 | #N/A | #N/A | 0 | 0 | 0 | 0 | 0 | #N/A | #N/A | 0 | #N/A | #N/A | #N/A | #N/A
1 | 30 | 6 | 6 | #N/A | #N/A | 0 | 0 | 0 | 0 | 0 | 0 | 0 | #N/A | #N/A | 0 | 0 | 0 | 0 | 0 | #N/A | #N/A | 0 | #N/A | #N/A | #N/A | #N/A
1 | 30 | 7 | 6 | #N/A | #N/A | 0 | 0 | 0 | 0 | 0 | 0 | 0 | #N/A | #N/A | 0 | 0 | 0 | 0 | 0 | #N/A | #N/A | 0 | #N/A | #N/A | #N/A | #N/A
1 | 30 | 8 | 6 | #N/A | #N/A | 0 | 0 | 0 | 0 | 0 | 0 | 0 | #N/A | #N/A | 0 | 0 | 0 | 0 | 0 | #N/A | #N/A | 0 | #N/A | #N/A | #N/A | #N/A
1 | 30 | 9 | 6 | #N/A | #N/A | 0 | 0 | 0 | 0 | 0 | 0 | 0 | #N/A | #N/A | 0 | 0 | 0 | 0 | 0 | #N/A | #N/A | 0 | #N/A | #N/A | #N/A | #N/A
1 | 30 | 10 | 6 | #N/A | #N/A | 0 | 0 | 0 | 0 | 0 | 0 | 0 | #N/A | #N/A | 0 | 0 | 0 | 0 | 0 | #N/A | #N/A | 0 | #N/A | #N/A | #N/A | #N/A
1 | 30 | 11 | 6 | #N/A | #N/A | 0 | 0 | 0 | 0 | 0 | 0 | 0 | #N/A | #N/A | 0 | 0 | 0 | 0 | 0 | #N/A | #N/A | 0 | #N/A | #N/A | #N/A | #N/A
1 | 30 | 12 | 6 | #N/A | #N/A | 0 | 0 | 0 | 0 | 0 | 0 | 0 | #N/A | #N/A | 0 | 0 | 0 | 0 | 0 | #N/A | #N/A | 0 | #N/A | #N/A | #N/A | #N/A
1 | 30 | 13 | 6 | #N/A | #N/A | 0 | 0 | 0 | 0 | 0 | 0 | 0 | #N/A | #N/A | 0 | 0 | 0 | 0 | 0 | #N/A | #N/A | 0 | #N/A | #N/A | #N/A | #N/A
1 | 30 | 14 | 6 | #N/A | #N/A | 0 | 0 | 0 | 0 | 0 | 0 | 0 | #N/A | #N/A | 0 | 0 | 0 | 0 | 0 | #N/A | #N/A | 0 | #N/A | #N/A | #N/A | #N/A
1 | 30 | 15 | 6 | #N/A | #N/A | 0 | 0 | 0 | 0 | 0 | 0 | 0 | #N/A | #N/A | 0 | 0 | 0 | 0 | 0 | #N/A | #N/A | 0 | #N/A | #N/A | #N/A | #N/A
1 | 30 | 16 | 6 | #N/A | #N/A | 0 | 0 | 0 | 0 | 0 | 0 | 0 | #N/A | #N/A | 0 | 0 | 0 | 0 | 0 | #N/A | #N/A | 0 | #N/A | #N/A | #N/A | #N/A
1 | 30 | 17 | 6 | #N/A | #N/A | 0 | 0 | 0 | 0 | 0 | 0 | 0 | #N/A | #N/A | 0 | 0 | 0 | 0 | 0 | #N/A | #N/A | 0 | #N/A | #N/A | #N/A | #N/A
1 | 30 | 18 | 6 | #N/A | #N/A | 0 | 0 | 0 | 0 | 0 | 0 | 0 | #N/A | #N/A | 0 | 0 | 0 | 0 | 0 | #N/A | #N/A | 0 | #N/A | #N/A | #N/A | #N/A
1 | 30 | 19 | 6 | #N/A | #N/A | 0 | 0 | 0 | 0 | 0 | 0 | 0 | #N/A | #N/A | 0 | 0 | 0 | 0 | 0 | #N/A | #N/A | 0 | #N/A | #N/A | #N/A | #N/A
1 | 30 | 20 | 6 | #N/A | #N/A | 0 | 0 | 0 | 0 | 0 | 0 | 0 | #N/A | #N/A | 0 | 0 | 0 | 0 | 0 | #N/A | #N/A | 0 | #N/A | #N/A | #N/A | #N/A
1 | 30 | 21 | 6 | #N/A | #N/A | 0 | 0 | 0 | 0 | 0 | 0 | 0 | #N/A | #N/A | 0 | 0 | 0 | 0 | 0 | #N/A | #N/A | 0 | #N/A | #N/A | #N/A | #N/A
1 | 30 | 22 | 6 | #N/A | #N/A | 0 | 0 | 0 | 0 | 0 | 0 | 0 | #N/A | #N/A | 0 | 0 | 0 | 0 | 0 | #N/A | #N/A | 0 | #N/A | #N/A | #N/A | #N/A
1 | 30 | 23 | 6 | #N/A | #N/A | 0 | 0 | 0 | 0 | 0 | 0 | 0 | #N/A | #N/A | 0 | 0 | 0 | 0 | 0 | #N/A | #N/A | 0 | #N/A | #N/A | #N/A | #N/A
1 | 30 | 24 | 6 | #N/A | #N/A | 0 | 0 | 0 | 0 | 0 | 0 | 0 | #N/A | #N/A | 0 | 0 | 0 | 0 | 0 | #N/A | #N/A | 0 | #N/A | #N/A | #N/A | #N/A
1 | 31 | 1 | 7 | #N/A | #N/A | 0 | 0 | 0 | 0 | 0 | 0 | 0 | #N/A | #N/A | 0 | 0 | 0 | 0 | 0 | #N/A | #N/A | 0 | #N/A | #N/A | #N/A | #N/A
1 | 31 | 2 | 7 | #N/A | #N/A | 0 | 0 | 0 | 0 | 0 | 0 | 0 | #N/A | #N/A | 0 | 0 | 0 | 0 | 0 | #N/A | #N/A | 0 | #N/A | #N/A | #N/A | #N/A
1 | 31 | 3 | 7 | #N/A | #N/A | 0 | 0 | 0 | 0 | 0 | 0 | 0 | #N/A | #N/A | 0 | 0 | 0 | 0 | 0 | #N/A | #N/A | 0 | #N/A | #N/A | #N/A | #N/A
1 | 31 | 4 | 7 | #N/A | #N/A | 0 | 0 | 0 | 0 | 0 | 0 | 0 | #N/A | #N/A | 0 | 0 | 0 | 0 | 0 | #N/A | #N/A | 0 | #N/A | #N/A | #N/A | #N/A
1 | 31 | 5 | 7 | #N/A | #N/A | 0 | 0 | 0 | 0 | 0 | 0 | 0 | #N/A | #N/A | 0 | 0 | 0 | 0 | 0 | #N/A | #N/A | 0 | #N/A | #N/A | #N/A | #N/A
1 | 31 | 6 | 7 | #N/A | #N/A | 0 | 0 | 0 | 0 | 0 | 0 | 0 | #N/A | #N/A | 0 | 0 | 0 | 0 | 0 | #N/A | #N/A | 0 | #N/A | #N/A | #N/A | #N/A
1 | 31 | 7 | 7 | #N/A | #N/A | 0 | 0 | 0 | 0 | 0 | 0 | 0 | #N/A | #N/A | 0 | 0 | 0 | 0 | 0 | #N/A | #N/A | 0 | #N/A | #N/A | #N/A | #N/A
1 | 31 | 8 | 7 | #N/A | #N/A | 0 | 0 | 0 | 0 | 0 | 0 | 0 | #N/A | #N/A | 0 | 0 | 0 | 0 | 0 | #N/A | #N/A | 0 | #N/A | #N/A | #N/A | #N/A
1 | 31 | 9 | 7 | #N/A | #N/A | 0 | 0 | 0 | 0 | 0 | 0 | 0 | #N/A | #N/A | 0 | 0 | 0 | 0 | 0 | #N/A | #N/A | 0 | #N/A | #N/A | #N/A | #N/A
1 | 31 | 10 | 7 | #N/A | #N/A | 0 | 0 | 0 | 0 | 0 | 0 | 0 | #N/A | #N/A | 0 | 0 | 0 | 0 | 0 | #N/A | #N/A | 0 | #N/A | #N/A | #N/A | #N/A
1 | 31 | 11 | 7 | #N/A | #N/A | 0 | 0 | 0 | 0 | 0 | 0 | 0 | #N/A | #N/A | 0 | 0 | 0 | 0 | 0 | #N/A | #N/A | 0 | #N/A | #N/A | #N/A | #N/A
1 | 31 | 12 | 7 | #N/A | #N/A | 0 | 0 | 0 | 0 | 0 | 0 | 0 | #N/A | #N/A | 0 | 0 | 0 | 0 | 0 | #N/A | #N/A | 0 | #N/A | #N/A | #N/A | #N/A
1 | 31 | 13 | 7 | #N/A | #N/A | 0 | 0 | 0 | 0 | 0 | 0 | 0 | #N/A | #N/A | 0 | 0 | 0 | 0 | 0 | #N/A | #N/A | 0 | #N/A | #N/A | #N/A | #N/A
1 | 31 | 14 | 7 | #N/A | #N/A | 0 | 0 | 0 | 0 | 0 | 0 | 0 | #N/A | #N/A | 0 | 0 | 0 | 0 | 0 | #N/A | #N/A | 0 | #N/A | #N/A | #N/A | #N/A
1 | 31 | 15 | 7 | #N/A | #N/A | 0 | 0 | 0 | 0 | 0 | 0 | 0 | #N/A | #N/A | 0 | 0 | 0 | 0 | 0 | #N/A | #N/A | 0 | #N/A | #N/A | #N/A | #N/A
1 | 31 | 16 | 7 | #N/A | #N/A | 0 | 0 | 0 | 0 | 0 | 0 | 0 | #N/A | #N/A | 0 | 0 | 0 | 0 | 0 | #N/A | #N/A | 0 | #N/A | #N/A | #N/A | #N/A
1 | 31 | 17 | 7 | #N/A | #N/A | 0 | 0 | 0 | 0 | 0 | 0 | 0 | #N/A | #N/A | 0 | 0 | 0 | 0 | 0 | #N/A | #N/A | 0 | #N/A | #N/A | #N/A | #N/A
1 | 31 | 18 | 7 | #N/A | #N/A | 0 | 0 | 0 | 0 | 0 | 0 | 0 | #N/A | #N/A | 0 | 0 | 0 | 0 | 0 | #N/A | #N/A | 0 | #N/A | #N/A | #N/A | #N/A
1 | 31 | 19 | 7 | #N/A | #N/A | 0 | 0 | 0 | 0 | 0 | 0 | 0 | #N/A | #N/A | 0 | 0 | 0 | 0 | 0 | #N/A | #N/A | 0 | #N/A | #N/A | #N/A | #N/A
1 | 31 | 20 | 7 | #N/A | #N/A | 0 | 0 | 0 | 0 | 0 | 0 | 0 | #N/A | #N/A | 0 | 0 | 0 | 0 | 0 | #N/A | #N/A | 0 | #N/A | #N/A | #N/A | #N/A
1 | 31 | 21 | 7 | #N/A | #N/A | 0 | 0 | 0 | 0 | 0 | 0 | 0 | #N/A | #N/A | 0 | 0 | 0 | 0 | 0 | #N/A | #N/A | 0 | #N/A | #N/A | #N/A | #N/A
1 | 31 | 22 | 7 | #N/A | #N/A | 0 | 0 | 0 | 0 | 0 | 0 | 0 | #N/A | #N/A | 0 | 0 | 0 | 0 | 0 | #N/A | #N/A | 0 | #N/A | #N/A | #N/A | #N/A
1 | 31 | 23 | 7 | #N/A | #N/A | 0 | 0 | 0 | 0 | 0 | 0 | 0 | #N/A | #N/A | 0 | 0 | 0 | 0 | 0 | #N/A | #N/A | 0 | #N/A | #N/A | #N/A | #N/A
1 | 31 | 24 | 7 | #N/A | #N/A | 0 | 0 | 0 | 0 | 0 | 0 | 0 | #N/A | #N/A | 0 | 0 | 0 | 0 | 0 | #N/A | #N/A | 0 | #N/A | #N/A | #N/A | #N/A
2 | 1 | 1 | 1 | #N/A | #N/A | 0 | 0 | 0 | 0 | 0 | 0 | 0 | #N/A | #N/A | 0 | 0 | 0 | 0 | 0 | #N/A | #N/A | 0 | #N/A | #N/A | #N/A | #N/A
2 | 1 | 2 | 1 | #N/A | #N/A | 0 | 0 | 0 | 0 | 0 | 0 | 0 | #N/A | #N/A | 0 | 0 | 0 | 0 | 0 | #N/A | #N/A | 0 | #N/A | #N/A | #N/A | #N/A
2 | 1 | 3 | 1 | #N/A | #N/A | 0 | 0 | 0 | 0 | 0 | 0 | 0 | #N/A | #N/A | 0 | 0 | 0 | 0 | 0 | #N/A | #N/A | 0 | #N/A | #N/A | #N/A | #N/A
2 | 1 | 4 | 1 | #N/A | #N/A | 0 | 0 | 0 | 0 | 0 | 0 | 0 | #N/A | #N/A | 0 | 0 | 0 | 0 | 0 | #N/A | #N/A | 0 | #N/A | #N/A | #N/A | #N/A
2 | 1 | 5 | 1 | #N/A | #N/A | 0 | 0 | 0 | 0 | 0 | 0 | 0 | #N/A | #N/A | 0 | 0 | 0 | 0 | 0 | #N/A | #N/A | 0 | #N/A | #N/A | #N/A | #N/A
2 | 1 | 6 | 1 | #N/A | #N/A | 1 | 0 | 0 | 0 | 0 | 0 | 0 | #N/A | #N/A | 0 | 0 | 0 | 0 | 0 | #N/A | #N/A | 0 | #N/A | #N/A | #N/A | #N/A
2 | 1 | 7 | 1 | #N/A | #N/A | 1 | 0 | 0 | 0 | 0 | 0 | 0 | #N/A | #N/A | 0 | 0 | 0 | 0 | 0 | #N/A | #N/A | 0 | #N/A | #N/A | #N/A | #N/A
2 | 1 | 8 | 1 | #N/A | #N/A | 1 | 0 | 0 | 0 | 0 | 0 | 0 | #N/A | #N/A | 0 | 0 | 0 | 0 | 0 | #N/A | #N/A | 0 | #N/A | #N/A | #N/A | #N/A
2 | 1 | 9 | 1 | #N/A | #N/A | 1 | 0 | 0 | 0 | 0 | 0 | 0 | #N/A | #N/A | 0 | 0 | 0 | 0 | 0 | #N/A | #N/A | 0 | #N/A | #N/A | #N/A | #N/A
2 | 1 | 10 | 1 | #N/A | #N/A | 1 | 0 | 0 | 0 | 0 | 0 | 0 | #N/A | #N/A | 0 | 0 | 0 | 0 | 0 | #N/A | #N/A | 0 | #N/A | #N/A | #N/A | #N/A
2 | 1 | 11 | 1 | #N/A | #N/A | 1 | 0 | 0 | 0 | 0 | 0 | 0 | #N/A | #N/A | 0 | 0 | 0 | 0 | 0 | #N/A | #N/A | 0 | #N/A | #N/A | #N/A | #N/A
2 | 1 | 12 | 1 | #N/A | #N/A | 1 | 0 | 0 | 0 | 0 | 0 | 0 | #N/A | #N/A | 0 | 0 | 0 | 0 | 0 | #N/A | #N/A | 0 | #N/A | #N/A | #N/A | #N/A
2 | 1 | 13 | 1 | #N/A | #N/A | 1 | 0 | 0 | 0 | 0 | 0 | 0 | #N/A | #N/A | 0 | 0 | 0 | 0 | 0 | #N/A | #N/A | 0 | #N/A | #N/A | #N/A | #N/A
2 | 1 | 14 | 1 | #N/A | #N/A | 1 | 0 | 0 | 0 | 0 | 0 | 0 | #N/A | #N/A | 0 | 0 | 0 | 0 | 0 | #N/A | #N/A | 0 | #N/A | #N/A | #N/A | #N/A
2 | 1 | 15 | 1 | #N/A | #N/A | 1 | 0 | 0 | 0 | 0 | 0 | 0 | #N/A | #N/A | 0 | 0 | 0 | 0 | 0 | #N/A | #N/A | 0 | #N/A | #N/A | #N/A | #N/A
2 | 1 | 16 | 1 | #N/A | #N/A | 1 | 0 | 0 | 0 | 0 | 0 | 0 | #N/A | #N/A | 0 | 0 | 0 | 0 | 0 | #N/A | #N/A | 0 | #N/A | #N/A | #N/A | #N/A
2 | 1 | 17 | 1 | #N/A | #N/A | 1 | 1 | 0 | 0 | 0 | 0 | 0 | #N/A | #N/A | 0 | 0 | 0 | 0 | 0 | #N/A | #N/A | 0 | #N/A | #N/A | #N/A | #N/A
2 | 1 | 18 | 1 | #N/A | #N/A | 1 | 1 | 0 | 0 | 0 | 0 | 0 | #N/A | #N/A | 0 | 0 | 0 | 0 | 0 | #N/A | #N/A | 0 | #N/A | #N/A | #N/A | #N/A
2 | 1 | 19 | 1 | #N/A | #N/A | 1 | 0 | 0 | 0 | 0 | 0 | 0 | #N/A | #N/A | 0 | 0 | 0 | 0 | 0 | #N/A | #N/A | 0 | #N/A | #N/A | #N/A | #N/A
2 | 1 | 20 | 1 | #N/A | #N/A | 1 | 0 | 0 | 0 | 0 | 0 | 0 | #N/A | #N/A | 0 | 0 | 0 | 0 | 0 | #N/A | #N/A | 0 | #N/A | #N/A | #N/A | #N/A
2 | 1 | 21 | 1 | #N/A | #N/A | 1 | 0 | 0 | 0 | 0 | 0 | 0 | #N/A | #N/A | 0 | 0 | 0 | 0 | 0 | #N/A | #N/A | 0 | #N/A | #N/A | #N/A | #N/A
2 | 1 | 22 | 1 | #N/A | #N/A | 1 | 0 | 0 | 0 | 0 | 0 | 0 | #N/A | #N/A | 0 | 0 | 0 | 0 | 0 | #N/A | #N/A | 0 | #N/A | #N/A | #N/A | #N/A
2 | 1 | 23 | 1 | #N/A | #N/A | 0 | 0 | 0 | 0 | 0 | 0 | 0 | #N/A | #N/A | 0 | 0 | 0 | 0 | 0 | #N/A | #N/A | 0 | #N/A | #N/A | #N/A | #N/A
2 | 1 | 24 | 1 | #N/A | #N/A | 0 | 0 | 0 | 0 | 0 | 0 | 0 | #N/A | #N/A | 0 | 0 | 0 | 0 | 0 | #N/A | #N/A | 0 | #N/A | #N/A | #N/A | #N/A
2 | 2 | 1 | 2 | #N/A | #N/A | 0 | 0 | 0 | 0 | 0 | 0 | 0 | #N/A | #N/A | 0 | 0 | 0 | 0 | 0 | #N/A | #N/A | 0 | #N/A | #N/A | #N/A | #N/A
2 | 2 | 2 | 2 | #N/A | #N/A | 0 | 0 | 0 | 0 | 0 | 0 | 0 | #N/A | #N/A | 0 | 0 | 0 | 0 | 0 | #N/A | #N/A | 0 | #N/A | #N/A | #N/A | #N/A
2 | 2 | 3 | 2 | #N/A | #N/A | 0 | 0 | 0 | 0 | 0 | 0 | 0 | #N/A | #N/A | 0 | 0 | 0 | 0 | 0 | #N/A | #N/A | 0 | #N/A | #N/A | #N/A | #N/A
2 | 2 | 4 | 2 | #N/A | #N/A | 0 | 0 | 0 | 0 | 0 | 0 | 0 | #N/A | #N/A | 0 | 0 | 0 | 0 | 0 | #N/A | #N/A | 0 | #N/A | #N/A | #N/A | #N/A
2 | 2 | 5 | 2 | #N/A | #N/A | 0 | 0 | 0 | 0 | 0 | 0 | 0 | #N/A | #N/A | 0 | 0 | 0 | 0 | 0 | #N/A | #N/A | 0 | #N/A | #N/A | #N/A | #N/A
2 | 2 | 6 | 2 | #N/A | #N/A | 1 | 0 | 0 | 0 | 0 | 0 | 0 | #N/A | #N/A | 0 | 0 | 0 | 0 | 0 | #N/A | #N/A | 0 | #N/A | #N/A | #N/A | #N/A
2 | 2 | 7 | 2 | #N/A | #N/A | 1 | 0 | 0 | 0 | 0 | 0 | 0 | #N/A | #N/A | 0 | 0 | 0 | 0 | 0 | #N/A | #N/A | 0 | #N/A | #N/A | #N/A | #N/A
2 | 2 | 8 | 2 | #N/A | #N/A | 1 | 0 | 0 | 0 | 0 | 0 | 0 | #N/A | #N/A | 0 | 0 | 0 | 0 | 0 | #N/A | #N/A | 0 | #N/A | #N/A | #N/A | #N/A
2 | 2 | 9 | 2 | #N/A | #N/A | 1 | 0 | 0 | 0 | 0 | 0 | 0 | #N/A | #N/A | 0 | 0 | 0 | 0 | 0 | #N/A | #N/A | 0 | #N/A | #N/A | #N/A | #N/A
2 | 2 | 10 | 2 | #N/A | #N/A | 1 | 0 | 0 | 0 | 0 | 0 | 0 | #N/A | #N/A | 0 | 0 | 0 | 0 | 0 | #N/A | #N/A | 0 | #N/A | #N/A | #N/A | #N/A
2 | 2 | 11 | 2 | #N/A | #N/A | 1 | 0 | 0 | 0 | 0 | 0 | 0 | #N/A | #N/A | 0 | 0 | 0 | 0 | 0 | #N/A | #N/A | 0 | #N/A | #N/A | #N/A | #N/A
2 | 2 | 12 | 2 | #N/A | #N/A | 1 | 0 | 0 | 0 | 0 | 0 | 0 | #N/A | #N/A | 0 | 0 | 0 | 0 | 0 | #N/A | #N/A | 0 | #N/A | #N/A | #N/A | #N/A
2 | 2 | 13 | 2 | #N/A | #N/A | 1 | 0 | 0 | 0 | 0 | 0 | 0 | #N/A | #N/A | 0 | 0 | 0 | 0 | 0 | #N/A | #N/A | 0 | #N/A | #N/A | #N/A | #N/A
2 | 2 | 14 | 2 | #N/A | #N/A | 1 | 0 | 0 | 0 | 0 | 0 | 0 | #N/A | #N/A | 0 | 0 | 0 | 0 | 0 | #N/A | #N/A | 0 | #N/A | #N/A | #N/A | #N/A
2 | 2 | 15 | 2 | #N/A | #N/A | 1 | 0 | 0 | 0 | 0 | 0 | 0 | #N/A | #N/A | 0 | 0 | 0 | 0 | 0 | #N/A | #N/A | 0 | #N/A | #N/A | #N/A | #N/A
2 | 2 | 16 | 2 | #N/A | #N/A | 1 | 0 | 0 | 0 | 0 | 0 | 0 | #N/A | #N/A | 0 | 0 | 0 | 0 | 0 | #N/A | #N/A | 0 | #N/A | #N/A | #N/A | #N/A
2 | 2 | 17 | 2 | #N/A | #N/A | 1 | 1 | 0 | 0 | 0 | 0 | 0 | #N/A | #N/A | 0 | 0 | 0 | 0 | 0 | #N/A | #N/A | 0 | #N/A | #N/A | #N/A | #N/A
2 | 2 | 18 | 2 | #N/A | #N/A | 1 | 1 | 0 | 0 | 0 | 0 | 0 | #N/A | #N/A | 0 | 0 | 0 | 0 | 0 | #N/A | #N/A | 0 | #N/A | #N/A | #N/A | #N/A
2 | 2 | 19 | 2 | #N/A | #N/A | 1 | 0 | 0 | 0 | 0 | 0 | 0 | #N/A | #N/A | 0 | 0 | 0 | 0 | 0 | #N/A | #N/A | 0 | #N/A | #N/A | #N/A | #N/A
2 | 2 | 20 | 2 | #N/A | #N/A | 1 | 0 | 0 | 0 | 0 | 0 | 0 | #N/A | #N/A | 0 | 0 | 0 | 0 | 0 | #N/A | #N/A | 0 | #N/A | #N/A | #N/A | #N/A
2 | 2 | 21 | 2 | #N/A | #N/A | 1 | 0 | 0 | 0 | 0 | 0 | 0 | #N/A | #N/A | 0 | 0 | 0 | 0 | 0 | #N/A | #N/A | 0 | #N/A | #N/A | #N/A | #N/A
2 | 2 | 22 | 2 | #N/A | #N/A | 1 | 0 | 0 | 0 | 0 | 0 | 0 | #N/A | #N/A | 0 | 0 | 0 | 0 | 0 | #N/A | #N/A | 0 | #N/A | #N/A | #N/A | #N/A
2 | 2 | 23 | 2 | #N/A | #N/A | 0 | 0 | 0 | 0 | 0 | 0 | 0 | #N/A | #N/A | 0 | 0 | 0 | 0 | 0 | #N/A | #N/A | 0 | #N/A | #N/A | #N/A | #N/A
2 | 2 | 24 | 2 | #N/A | #N/A | 0 | 0 | 0 | 0 | 0 | 0 | 0 | #N/A | #N/A | 0 | 0 | 0 | 0 | 0 | #N/A | #N/A | 0 | #N/A | #N/A | #N/A | #N/A
2 | 3 | 1 | 3 | #N/A | #N/A | 0 | 0 | 0 | 0 | 0 | 0 | 0 | #N/A | #N/A | 0 | 0 | 0 | 0 | 0 | #N/A | #N/A | 0 | #N/A | #N/A | #N/A | #N/A
2 | 3 | 2 | 3 | #N/A | #N/A | 0 | 0 | 0 | 0 | 0 | 0 | 0 | #N/A | #N/A | 0 | 0 | 0 | 0 | 0 | #N/A | #N/A | 0 | #N/A | #N/A | #N/A | #N/A
2 | 3 | 3 | 3 | #N/A | #N/A | 0 | 0 | 0 | 0 | 0 | 0 | 0 | #N/A | #N/A | 0 | 0 | 0 | 0 | 0 | #N/A | #N/A | 0 | #N/A | #N/A | #N/A | #N/A
2 | 3 | 4 | 3 | #N/A | #N/A | 0 | 0 | 0 | 0 | 0 | 0 | 0 | #N/A | #N/A | 0 | 0 | 0 | 0 | 0 | #N/A | #N/A | 0 | #N/A | #N/A | #N/A | #N/A
2 | 3 | 5 | 3 | #N/A | #N/A | 0 | 0 | 0 | 0 | 0 | 0 | 0 | #N/A | #N/A | 0 | 0 | 0 | 0 | 0 | #N/A | #N/A | 0 | #N/A | #N/A | #N/A | #N/A
2 | 3 | 6 | 3 | #N/A | #N/A | 1 | 0 | 0 | 0 | 0 | 0 | 0 | #N/A | #N/A | 0 | 0 | 0 | 0 | 0 | #N/A | #N/A | 0 | #N/A | #N/A | #N/A | #N/A
2 | 3 | 7 | 3 | #N/A | #N/A | 1 | 0 | 0 | 0 | 0 | 0 | 0 | #N/A | #N/A | 0 | 0 | 0 | 0 | 0 | #N/A | #N/A | 0 | #N/A | #N/A | #N/A | #N/A
2 | 3 | 8 | 3 | #N/A | #N/A | 1 | 0 | 0 | 0 | 0 | 0 | 0 | #N/A | #N/A | 0 | 0 | 0 | 0 | 0 | #N/A | #N/A | 0 | #N/A | #N/A | #N/A | #N/A
2 | 3 | 9 | 3 | #N/A | #N/A | 1 | 0 | 0 | 0 | 0 | 0 | 0 | #N/A | #N/A | 0 | 0 | 0 | 0 | 0 | #N/A | #N/A | 0 | #N/A | #N/A | #N/A | #N/A
2 | 3 | 10 | 3 | #N/A | #N/A | 1 | 0 | 0 | 0 | 0 | 0 | 0 | #N/A | #N/A | 0 | 0 | 0 | 0 | 0 | #N/A | #N/A | 0 | #N/A | #N/A | #N/A | #N/A
2 | 3 | 11 | 3 | #N/A | #N/A | 1 | 0 | 0 | 0 | 0 | 0 | 0 | #N/A | #N/A | 0 | 0 | 0 | 0 | 0 | #N/A | #N/A | 0 | #N/A | #N/A | #N/A | #N/A
2 | 3 | 12 | 3 | #N/A | #N/A | 1 | 0 | 0 | 0 | 0 | 0 | 0 | #N/A | #N/A | 0 | 0 | 0 | 0 | 0 | #N/A | #N/A | 0 | #N/A | #N/A | #N/A | #N/A
2 | 3 | 13 | 3 | #N/A | #N/A | 1 | 0 | 0 | 0 | 0 | 0 | 0 | #N/A | #N/A | 0 | 0 | 0 | 0 | 0 | #N/A | #N/A | 0 | #N/A | #N/A | #N/A | #N/A
2 | 3 | 14 | 3 | #N/A | #N/A | 1 | 0 | 0 | 0 | 0 | 0 | 0 | #N/A | #N/A | 0 | 0 | 0 | 0 | 0 | #N/A | #N/A | 0 | #N/A | #N/A | #N/A | #N/A
2 | 3 | 15 | 3 | #N/A | #N/A | 1 | 0 | 0 | 0 | 0 | 0 | 0 | #N/A | #N/A | 0 | 0 | 0 | 0 | 0 | #N/A | #N/A | 0 | #N/A | #N/A | #N/A | #N/A
2 | 3 | 16 | 3 | #N/A | #N/A | 1 | 0 | 0 | 0 | 0 | 0 | 0 | #N/A | #N/A | 0 | 0 | 0 | 0 | 0 | #N/A | #N/A | 0 | #N/A | #N/A | #N/A | #N/A
2 | 3 | 17 | 3 | #N/A | #N/A | 1 | 1 | 0 | 0 | 0 | 0 | 0 | #N/A | #N/A | 0 | 0 | 0 | 0 | 0 | #N/A | #N/A | 0 | #N/A | #N/A | #N/A | #N/A
2 | 3 | 18 | 3 | #N/A | #N/A | 1 | 1 | 0 | 0 | 0 | 0 | 0 | #N/A | #N/A | 0 | 0 | 0 | 0 | 0 | #N/A | #N/A | 0 | #N/A | #N/A | #N/A | #N/A
2 | 3 | 19 | 3 | #N/A | #N/A | 1 | 0 | 0 | 0 | 0 | 0 | 0 | #N/A | #N/A | 0 | 0 | 0 | 0 | 0 | #N/A | #N/A | 0 | #N/A | #N/A | #N/A | #N/A
2 | 3 | 20 | 3 | #N/A | #N/A | 1 | 0 | 0 | 0 | 0 | 0 | 0 | #N/A | #N/A | 0 | 0 | 0 | 0 | 0 | #N/A | #N/A | 0 | #N/A | #N/A | #N/A | #N/A
2 | 3 | 21 | 3 | #N/A | #N/A | 1 | 0 | 0 | 0 | 0 | 0 | 0 | #N/A | #N/A | 0 | 0 | 0 | 0 | 0 | #N/A | #N/A | 0 | #N/A | #N/A | #N/A | #N/A
2 | 3 | 22 | 3 | #N/A | #N/A | 1 | 0 | 0 | 0 | 0 | 0 | 0 | #N/A | #N/A | 0 | 0 | 0 | 0 | 0 | #N/A | #N/A | 0 | #N/A | #N/A | #N/A | #N/A
2 | 3 | 23 | 3 | #N/A | #N/A | 0 | 0 | 0 | 0 | 0 | 0 | 0 | #N/A | #N/A | 0 | 0 | 0 | 0 | 0 | #N/A | #N/A | 0 | #N/A | #N/A | #N/A | #N/A
2 | 3 | 24 | 3 | #N/A | #N/A | 0 | 0 | 0 | 0 | 0 | 0 | 0 | #N/A | #N/A | 0 | 0 | 0 | 0 | 0 | #N/A | #N/A | 0 | #N/A | #N/A | #N/A | #N/A
2 | 4 | 1 | 4 | #N/A | #N/A | 0 | 0 | 0 | 0 | 0 | 0 | 0 | #N/A | #N/A | 0 | 0 | 0 | 0 | 0 | #N/A | #N/A | 0 | #N/A | #N/A | #N/A | #N/A
2 | 4 | 2 | 4 | #N/A | #N/A | 0 | 0 | 0 | 0 | 0 | 0 | 0 | #N/A | #N/A | 0 | 0 | 0 | 0 | 0 | #N/A | #N/A | 0 | #N/A | #N/A | #N/A | #N/A
2 | 4 | 3 | 4 | #N/A | #N/A | 0 | 0 | 0 | 0 | 0 | 0 | 0 | #N/A | #N/A | 0 | 0 | 0 | 0 | 0 | #N/A | #N/A | 0 | #N/A | #N/A | #N/A | #N/A
2 | 4 | 4 | 4 | #N/A | #N/A | 0 | 0 | 0 | 0 | 0 | 0 | 0 | #N/A | #N/A | 0 | 0 | 0 | 0 | 0 | #N/A | #N/A | 0 | #N/A | #N/A | #N/A | #N/A
2 | 4 | 5 | 4 | #N/A | #N/A | 0 | 0 | 0 | 0 | 0 | 0 | 0 | #N/A | #N/A | 0 | 0 | 0 | 0 | 0 | #N/A | #N/A | 0 | #N/A | #N/A | #N/A | #N/A
2 | 4 | 6 | 4 | #N/A | #N/A | 1 | 0 | 0 | 0 | 0 | 0 | 0 | #N/A | #N/A | 0 | 0 | 0 | 0 | 0 | #N/A | #N/A | 0 | #N/A | #N/A | #N/A | #N/A
2 | 4 | 7 | 4 | #N/A | #N/A | 1 | 0 | 0 | 0 | 0 | 0 | 0 | #N/A | #N/A | 0 | 0 | 0 | 0 | 0 | #N/A | #N/A | 0 | #N/A | #N/A | #N/A | #N/A
2 | 4 | 8 | 4 | #N/A | #N/A | 1 | 0 | 0 | 0 | 0 | 0 | 0 | #N/A | #N/A | 0 | 0 | 0 | 0 | 0 | #N/A | #N/A | 0 | #N/A | #N/A | #N/A | #N/A
2 | 4 | 9 | 4 | #N/A | #N/A | 1 | 0 | 0 | 0 | 0 | 0 | 0 | #N/A | #N/A | 0 | 0 | 0 | 0 | 0 | #N/A | #N/A | 0 | #N/A | #N/A | #N/A | #N/A
2 | 4 | 10 | 4 | #N/A | #N/A | 1 | 0 | 0 | 0 | 0 | 0 | 0 | #N/A | #N/A | 0 | 0 | 0 | 0 | 0 | #N/A | #N/A | 0 | #N/A | #N/A | #N/A | #N/A
2 | 4 | 11 | 4 | #N/A | #N/A | 1 | 0 | 0 | 0 | 0 | 0 | 0 | #N/A | #N/A | 0 | 0 | 0 | 0 | 0 | #N/A | #N/A | 0 | #N/A | #N/A | #N/A | #N/A
2 | 4 | 12 | 4 | #N/A | #N/A | 1 | 0 | 0 | 0 | 0 | 0 | 0 | #N/A | #N/A | 0 | 0 | 0 | 0 | 0 | #N/A | #N/A | 0 | #N/A | #N/A | #N/A | #N/A
2 | 4 | 13 | 4 | #N/A | #N/A | 1 | 0 | 0 | 0 | 0 | 0 | 0 | #N/A | #N/A | 0 | 0 | 0 | 0 | 0 | #N/A | #N/A | 0 | #N/A | #N/A | #N/A | #N/A
2 | 4 | 14 | 4 | #N/A | #N/A | 1 | 0 | 0 | 0 | 0 | 0 | 0 | #N/A | #N/A | 0 | 0 | 0 | 0 | 0 | #N/A | #N/A | 0 | #N/A | #N/A | #N/A | #N/A
2 | 4 | 15 | 4 | #N/A | #N/A | 1 | 0 | 0 | 0 | 0 | 0 | 0 | #N/A | #N/A | 0 | 0 | 0 | 0 | 0 | #N/A | #N/A | 0 | #N/A | #N/A | #N/A | #N/A
2 | 4 | 16 | 4 | #N/A | #N/A | 1 | 0 | 0 | 0 | 0 | 0 | 0 | #N/A | #N/A | 0 | 0 | 0 | 0 | 0 | #N/A | #N/A | 0 | #N/A | #N/A | #N/A | #N/A
2 | 4 | 17 | 4 | #N/A | #N/A | 1 | 1 | 0 | 0 | 0 | 0 | 0 | #N/A | #N/A | 0 | 0 | 0 | 0 | 0 | #N/A | #N/A | 0 | #N/A | #N/A | #N/A | #N/A
2 | 4 | 18 | 4 | #N/A | #N/A | 1 | 1 | 0 | 0 | 0 | 0 | 0 | #N/A | #N/A | 0 | 0 | 0 | 0 | 0 | #N/A | #N/A | 0 | #N/A | #N/A | #N/A | #N/A
2 | 4 | 19 | 4 | #N/A | #N/A | 1 | 0 | 0 | 0 | 0 | 0 | 0 | #N/A | #N/A | 0 | 0 | 0 | 0 | 0 | #N/A | #N/A | 0 | #N/A | #N/A | #N/A | #N/A
2 | 4 | 20 | 4 | #N/A | #N/A | 1 | 0 | 0 | 0 | 0 | 0 | 0 | #N/A | #N/A | 0 | 0 | 0 | 0 | 0 | #N/A | #N/A | 0 | #N/A | #N/A | #N/A | #N/A
2 | 4 | 21 | 4 | #N/A | #N/A | 1 | 0 | 0 | 0 | 0 | 0 | 0 | #N/A | #N/A | 0 | 0 | 0 | 0 | 0 | #N/A | #N/A | 0 | #N/A | #N/A | #N/A | #N/A
2 | 4 | 22 | 4 | #N/A | #N/A | 1 | 0 | 0 | 0 | 0 | 0 | 0 | #N/A | #N/A | 0 | 0 | 0 | 0 | 0 | #N/A | #N/A | 0 | #N/A | #N/A | #N/A | #N/A
2 | 4 | 23 | 4 | #N/A | #N/A | 0 | 0 | 0 | 0 | 0 | 0 | 0 | #N/A | #N/A | 0 | 0 | 0 | 0 | 0 | #N/A | #N/A | 0 | #N/A | #N/A | #N/A | #N/A
2 | 4 | 24 | 4 | #N/A | #N/A | 0 | 0 | 0 | 0 | 0 | 0 | 0 | #N/A | #N/A | 0 | 0 | 0 | 0 | 0 | #N/A | #N/A | 0 | #N/A | #N/A | #N/A | #N/A
2 | 5 | 1 | 5 | #N/A | #N/A | 0 | 0 | 0 | 0 | 0 | 0 | 0 | #N/A | #N/A | 0 | 0 | 0 | 0 | 0 | #N/A | #N/A | 0 | #N/A | #N/A | #N/A | #N/A
2 | 5 | 2 | 5 | #N/A | #N/A | 0 | 0 | 0 | 0 | 0 | 0 | 0 | #N/A | #N/A | 0 | 0 | 0 | 0 | 0 | #N/A | #N/A | 0 | #N/A | #N/A | #N/A | #N/A
2 | 5 | 3 | 5 | #N/A | #N/A | 0 | 0 | 0 | 0 | 0 | 0 | 0 | #N/A | #N/A | 0 | 0 | 0 | 0 | 0 | #N/A | #N/A | 0 | #N/A | #N/A | #N/A | #N/A
2 | 5 | 4 | 5 | #N/A | #N/A | 0 | 0 | 0 | 0 | 0 | 0 | 0 | #N/A | #N/A | 0 | 0 | 0 | 0 | 0 | #N/A | #N/A | 0 | #N/A | #N/A | #N/A | #N/A
2 | 5 | 5 | 5 | #N/A | #N/A | 0 | 0 | 0 | 0 | 0 | 0 | 0 | #N/A | #N/A | 0 | 0 | 0 | 0 | 0 | #N/A | #N/A | 0 | #N/A | #N/A | #N/A | #N/A
2 | 5 | 6 | 5 | #N/A | #N/A | 1 | 0 | 0 | 0 | 0 | 0 | 0 | #N/A | #N/A | 0 | 0 | 0 | 0 | 0 | #N/A | #N/A | 0 | #N/A | #N/A | #N/A | #N/A
2 | 5 | 7 | 5 | #N/A | #N/A | 1 | 0 | 0 | 0 | 0 | 0 | 0 | #N/A | #N/A | 0 | 0 | 0 | 0 | 0 | #N/A | #N/A | 0 | #N/A | #N/A | #N/A | #N/A
2 | 5 | 8 | 5 | #N/A | #N/A | 1 | 0 | 0 | 0 | 0 | 0 | 0 | #N/A | #N/A | 0 | 0 | 0 | 0 | 0 | #N/A | #N/A | 0 | #N/A | #N/A | #N/A | #N/A
2 | 5 | 9 | 5 | #N/A | #N/A | 1 | 0 | 0 | 0 | 0 | 0 | 0 | #N/A | #N/A | 0 | 0 | 0 | 0 | 0 | #N/A | #N/A | 0 | #N/A | #N/A | #N/A | #N/A
2 | 5 | 10 | 5 | #N/A | #N/A | 1 | 0 | 0 | 0 | 0 | 0 | 0 | #N/A | #N/A | 0 | 0 | 0 | 0 | 0 | #N/A | #N/A | 0 | #N/A | #N/A | #N/A | #N/A
2 | 5 | 11 | 5 | #N/A | #N/A | 1 | 0 | 0 | 0 | 0 | 0 | 0 | #N/A | #N/A | 0 | 0 | 0 | 0 | 0 | #N/A | #N/A | 0 | #N/A | #N/A | #N/A | #N/A
2 | 5 | 12 | 5 | #N/A | #N/A | 1 | 0 | 0 | 0 | 0 | 0 | 0 | #N/A | #N/A | 0 | 0 | 0 | 0 | 0 | #N/A | #N/A | 0 | #N/A | #N/A | #N/A | #N/A
2 | 5 | 13 | 5 | #N/A | #N/A | 1 | 0 | 0 | 0 | 0 | 0 | 0 | #N/A | #N/A | 0 | 0 | 0 | 0 | 0 | #N/A | #N/A | 0 | #N/A | #N/A | #N/A | #N/A
2 | 5 | 14 | 5 | #N/A | #N/A | 1 | 0 | 0 | 0 | 0 | 0 | 0 | #N/A | #N/A | 0 | 0 | 0 | 0 | 0 | #N/A | #N/A | 0 | #N/A | #N/A | #N/A | #N/A
2 | 5 | 15 | 5 | #N/A | #N/A | 1 | 0 | 0 | 0 | 0 | 0 | 0 | #N/A | #N/A | 0 | 0 | 0 | 0 | 0 | #N/A | #N/A | 0 | #N/A | #N/A | #N/A | #N/A
2 | 5 | 16 | 5 | #N/A | #N/A | 1 | 0 | 0 | 0 | 0 | 0 | 0 | #N/A | #N/A | 0 | 0 | 0 | 0 | 0 | #N/A | #N/A | 0 | #N/A | #N/A | #N/A | #N/A
2 | 5 | 17 | 5 | #N/A | #N/A | 1 | 1 | 0 | 0 | 0 | 0 | 0 | #N/A | #N/A | 0 | 0 | 0 | 0 | 0 | #N/A | #N/A | 0 | #N/A | #N/A | #N/A | #N/A
2 | 5 | 18 | 5 | #N/A | #N/A | 1 | 1 | 0 | 0 | 0 | 0 | 0 | #N/A | #N/A | 0 | 0 | 0 | 0 | 0 | #N/A | #N/A | 0 | #N/A | #N/A | #N/A | #N/A
2 | 5 | 19 | 5 | #N/A | #N/A | 1 | 0 | 0 | 0 | 0 | 0 | 0 | #N/A | #N/A | 0 | 0 | 0 | 0 | 0 | #N/A | #N/A | 0 | #N/A | #N/A | #N/A | #N/A
2 | 5 | 20 | 5 | #N/A | #N/A | 1 | 0 | 0 | 0 | 0 | 0 | 0 | #N/A | #N/A | 0 | 0 | 0 | 0 | 0 | #N/A | #N/A | 0 | #N/A | #N/A | #N/A | #N/A
2 | 5 | 21 | 5 | #N/A | #N/A | 1 | 0 | 0 | 0 | 0 | 0 | 0 | #N/A | #N/A | 0 | 0 | 0 | 0 | 0 | #N/A | #N/A | 0 | #N/A | #N/A | #N/A | #N/A
2 | 5 | 22 | 5 | #N/A | #N/A | 1 | 0 | 0 | 0 | 0 | 0 | 0 | #N/A | #N/A | 0 | 0 | 0 | 0 | 0 | #N/A | #N/A | 0 | #N/A | #N/A | #N/A | #N/A
2 | 5 | 23 | 5 | #N/A | #N/A | 0 | 0 | 0 | 0 | 0 | 0 | 0 | #N/A | #N/A | 0 | 0 | 0 | 0 | 0 | #N/A | #N/A | 0 | #N/A | #N/A | #N/A | #N/A
2 | 5 | 24 | 5 | #N/A | #N/A | 0 | 0 | 0 | 0 | 0 | 0 | 0 | #N/A | #N/A | 0 | 0 | 0 | 0 | 0 | #N/A | #N/A | 0 | #N/A | #N/A | #N/A | #N/A
2 | 6 | 1 | 6 | #N/A | #N/A | 0 | 0 | 0 | 0 | 0 | 0 | 0 | #N/A | #N/A | 0 | 0 | 0 | 0 | 0 | #N/A | #N/A | 0 | #N/A | #N/A | #N/A | #N/A
2 | 6 | 2 | 6 | #N/A | #N/A | 0 | 0 | 0 | 0 | 0 | 0 | 0 | #N/A | #N/A | 0 | 0 | 0 | 0 | 0 | #N/A | #N/A | 0 | #N/A | #N/A | #N/A | #N/A
2 | 6 | 3 | 6 | #N/A | #N/A | 0 | 0 | 0 | 0 | 0 | 0 | 0 | #N/A | #N/A | 0 | 0 | 0 | 0 | 0 | #N/A | #N/A | 0 | #N/A | #N/A | #N/A | #N/A
2 | 6 | 4 | 6 | #N/A | #N/A | 0 | 0 | 0 | 0 | 0 | 0 | 0 | #N/A | #N/A | 0 | 0 | 0 | 0 | 0 | #N/A | #N/A | 0 | #N/A | #N/A | #N/A | #N/A
2 | 6 | 5 | 6 | #N/A | #N/A | 0 | 0 | 0 | 0 | 0 | 0 | 0 | #N/A | #N/A | 0 | 0 | 0 | 0 | 0 | #N/A | #N/A | 0 | #N/A | #N/A | #N/A | #N/A
2 | 6 | 6 | 6 | #N/A | #N/A | 0 | 0 | 0 | 0 | 0 | 0 | 0 | #N/A | #N/A | 0 | 0 | 0 | 0 | 0 | #N/A | #N/A | 0 | #N/A | #N/A | #N/A | #N/A
2 | 6 | 7 | 6 | #N/A | #N/A | 0 | 0 | 0 | 0 | 0 | 0 | 0 | #N/A | #N/A | 0 | 0 | 0 | 0 | 0 | #N/A | #N/A | 0 | #N/A | #N/A | #N/A | #N/A
2 | 6 | 8 | 6 | #N/A | #N/A | 0 | 0 | 0 | 0 | 0 | 0 | 0 | #N/A | #N/A | 0 | 0 | 0 | 0 | 0 | #N/A | #N/A | 0 | #N/A | #N/A | #N/A | #N/A
2 | 6 | 9 | 6 | #N/A | #N/A | 0 | 0 | 0 | 0 | 0 | 0 | 0 | #N/A | #N/A | 0 | 0 | 0 | 0 | 0 | #N/A | #N/A | 0 | #N/A | #N/A | #N/A | #N/A
2 | 6 | 10 | 6 | #N/A | #N/A | 0 | 0 | 0 | 0 | 0 | 0 | 0 | #N/A | #N/A | 0 | 0 | 0 | 0 | 0 | #N/A | #N/A | 0 | #N/A | #N/A | #N/A | #N/A
2 | 6 | 11 | 6 | #N/A | #N/A | 0 | 0 | 0 | 0 | 0 | 0 | 0 | #N/A | #N/A | 0 | 0 | 0 | 0 | 0 | #N/A | #N/A | 0 | #N/A | #N/A | #N/A | #N/A
2 | 6 | 12 | 6 | #N/A | #N/A | 0 | 0 | 0 | 0 | 0 | 0 | 0 | #N/A | #N/A | 0 | 0 | 0 | 0 | 0 | #N/A | #N/A | 0 | #N/A | #N/A | #N/A | #N/A
2 | 6 | 13 | 6 | #N/A | #N/A | 0 | 0 | 0 | 0 | 0 | 0 | 0 | #N/A | #N/A | 0 | 0 | 0 | 0 | 0 | #N/A | #N/A | 0 | #N/A | #N/A | #N/A | #N/A
2 | 6 | 14 | 6 | #N/A | #N/A | 0 | 0 | 0 | 0 | 0 | 0 | 0 | #N/A | #N/A | 0 | 0 | 0 | 0 | 0 | #N/A | #N/A | 0 | #N/A | #N/A | #N/A | #N/A
2 | 6 | 15 | 6 | #N/A | #N/A | 0 | 0 | 0 | 0 | 0 | 0 | 0 | #N/A | #N/A | 0 | 0 | 0 | 0 | 0 | #N/A | #N/A | 0 | #N/A | #N/A | #N/A | #N/A
2 | 6 | 16 | 6 | #N/A | #N/A | 0 | 0 | 0 | 0 | 0 | 0 | 0 | #N/A | #N/A | 0 | 0 | 0 | 0 | 0 | #N/A | #N/A | 0 | #N/A | #N/A | #N/A | #N/A
2 | 6 | 17 | 6 | #N/A | #N/A | 0 | 0 | 0 | 0 | 0 | 0 | 0 | #N/A | #N/A | 0 | 0 | 0 | 0 | 0 | #N/A | #N/A | 0 | #N/A | #N/A | #N/A | #N/A
2 | 6 | 18 | 6 | #N/A | #N/A | 0 | 0 | 0 | 0 | 0 | 0 | 0 | #N/A | #N/A | 0 | 0 | 0 | 0 | 0 | #N/A | #N/A | 0 | #N/A | #N/A | #N/A | #N/A
2 | 6 | 19 | 6 | #N/A | #N/A | 0 | 0 | 0 | 0 | 0 | 0 | 0 | #N/A | #N/A | 0 | 0 | 0 | 0 | 0 | #N/A | #N/A | 0 | #N/A | #N/A | #N/A | #N/A
2 | 6 | 20 | 6 | #N/A | #N/A | 0 | 0 | 0 | 0 | 0 | 0 | 0 | #N/A | #N/A | 0 | 0 | 0 | 0 | 0 | #N/A | #N/A | 0 | #N/A | #N/A | #N/A | #N/A
2 | 6 | 21 | 6 | #N/A | #N/A | 0 | 0 | 0 | 0 | 0 | 0 | 0 | #N/A | #N/A | 0 | 0 | 0 | 0 | 0 | #N/A | #N/A | 0 | #N/A | #N/A | #N/A | #N/A
2 | 6 | 22 | 6 | #N/A | #N/A | 0 | 0 | 0 | 0 | 0 | 0 | 0 | #N/A | #N/A | 0 | 0 | 0 | 0 | 0 | #N/A | #N/A | 0 | #N/A | #N/A | #N/A | #N/A
2 | 6 | 23 | 6 | #N/A | #N/A | 0 | 0 | 0 | 0 | 0 | 0 | 0 | #N/A | #N/A | 0 | 0 | 0 | 0 | 0 | #N/A | #N/A | 0 | #N/A | #N/A | #N/A | #N/A
2 | 6 | 24 | 6 | #N/A | #N/A | 0 | 0 | 0 | 0 | 0 | 0 | 0 | #N/A | #N/A | 0 | 0 | 0 | 0 | 0 | #N/A | #N/A | 0 | #N/A | #N/A | #N/A | #N/A
2 | 7 | 1 | 7 | #N/A | #N/A | 0 | 0 | 0 | 0 | 0 | 0 | 0 | #N/A | #N/A | 0 | 0 | 0 | 0 | 0 | #N/A | #N/A | 0 | #N/A | #N/A | #N/A | #N/A
2 | 7 | 2 | 7 | #N/A | #N/A | 0 | 0 | 0 | 0 | 0 | 0 | 0 | #N/A | #N/A | 0 | 0 | 0 | 0 | 0 | #N/A | #N/A | 0 | #N/A | #N/A | #N/A | #N/A
2 | 7 | 3 | 7 | #N/A | #N/A | 0 | 0 | 0 | 0 | 0 | 0 | 0 | #N/A | #N/A | 0 | 0 | 0 | 0 | 0 | #N/A | #N/A | 0 | #N/A | #N/A | #N/A | #N/A
2 | 7 | 4 | 7 | #N/A | #N/A | 0 | 0 | 0 | 0 | 0 | 0 | 0 | #N/A | #N/A | 0 | 0 | 0 | 0 | 0 | #N/A | #N/A | 0 | #N/A | #N/A | #N/A | #N/A
2 | 7 | 5 | 7 | #N/A | #N/A | 0 | 0 | 0 | 0 | 0 | 0 | 0 | #N/A | #N/A | 0 | 0 | 0 | 0 | 0 | #N/A | #N/A | 0 | #N/A | #N/A | #N/A | #N/A
2 | 7 | 6 | 7 | #N/A | #N/A | 0 | 0 | 0 | 0 | 0 | 0 | 0 | #N/A | #N/A | 0 | 0 | 0 | 0 | 0 | #N/A | #N/A | 0 | #N/A | #N/A | #N/A | #N/A
2 | 7 | 7 | 7 | #N/A | #N/A | 0 | 0 | 0 | 0 | 0 | 0 | 0 | #N/A | #N/A | 0 | 0 | 0 | 0 | 0 | #N/A | #N/A | 0 | #N/A | #N/A | #N/A | #N/A
2 | 7 | 8 | 7 | #N/A | #N/A | 0 | 0 | 0 | 0 | 0 | 0 | 0 | #N/A | #N/A | 0 | 0 | 0 | 0 | 0 | #N/A | #N/A | 0 | #N/A | #N/A | #N/A | #N/A
2 | 7 | 9 | 7 | #N/A | #N/A | 0 | 0 | 0 | 0 | 0 | 0 | 0 | #N/A | #N/A | 0 | 0 | 0 | 0 | 0 | #N/A | #N/A | 0 | #N/A | #N/A | #N/A | #N/A
2 | 7 | 10 | 7 | #N/A | #N/A | 0 | 0 | 0 | 0 | 0 | 0 | 0 | #N/A | #N/A | 0 | 0 | 0 | 0 | 0 | #N/A | #N/A | 0 | #N/A | #N/A | #N/A | #N/A
2 | 7 | 11 | 7 | #N/A | #N/A | 0 | 0 | 0 | 0 | 0 | 0 | 0 | #N/A | #N/A | 0 | 0 | 0 | 0 | 0 | #N/A | #N/A | 0 | #N/A | #N/A | #N/A | #N/A
2 | 7 | 12 | 7 | #N/A | #N/A | 0 | 0 | 0 | 0 | 0 | 0 | 0 | #N/A | #N/A | 0 | 0 | 0 | 0 | 0 | #N/A | #N/A | 0 | #N/A | #N/A | #N/A | #N/A
2 | 7 | 13 | 7 | #N/A | #N/A | 0 | 0 | 0 | 0 | 0 | 0 | 0 | #N/A | #N/A | 0 | 0 | 0 | 0 | 0 | #N/A | #N/A | 0 | #N/A | #N/A | #N/A | #N/A
2 | 7 | 14 | 7 | #N/A | #N/A | 0 | 0 | 0 | 0 | 0 | 0 | 0 | #N/A | #N/A | 0 | 0 | 0 | 0 | 0 | #N/A | #N/A | 0 | #N/A | #N/A | #N/A | #N/A
2 | 7 | 15 | 7 | #N/A | #N/A | 0 | 0 | 0 | 0 | 0 | 0 | 0 | #N/A | #N/A | 0 | 0 | 0 | 0 | 0 | #N/A | #N/A | 0 | #N/A | #N/A | #N/A | #N/A
2 | 7 | 16 | 7 | #N/A | #N/A | 0 | 0 | 0 | 0 | 0 | 0 | 0 | #N/A | #N/A | 0 | 0 | 0 | 0 | 0 | #N/A | #N/A | 0 | #N/A | #N/A | #N/A | #N/A
2 | 7 | 17 | 7 | #N/A | #N/A | 0 | 0 | 0 | 0 | 0 | 0 | 0 | #N/A | #N/A | 0 | 0 | 0 | 0 | 0 | #N/A | #N/A | 0 | #N/A | #N/A | #N/A | #N/A
2 | 7 | 18 | 7 | #N/A | #N/A | 0 | 0 | 0 | 0 | 0 | 0 | 0 | #N/A | #N/A | 0 | 0 | 0 | 0 | 0 | #N/A | #N/A | 0 | #N/A | #N/A | #N/A | #N/A
2 | 7 | 19 | 7 | #N/A | #N/A | 0 | 0 | 0 | 0 | 0 | 0 | 0 | #N/A | #N/A | 0 | 0 | 0 | 0 | 0 | #N/A | #N/A | 0 | #N/A | #N/A | #N/A | #N/A
2 | 7 | 20 | 7 | #N/A | #N/A | 0 | 0 | 0 | 0 | 0 | 0 | 0 | #N/A | #N/A | 0 | 0 | 0 | 0 | 0 | #N/A | #N/A | 0 | #N/A | #N/A | #N/A | #N/A
2 | 7 | 21 | 7 | #N/A | #N/A | 0 | 0 | 0 | 0 | 0 | 0 | 0 | #N/A | #N/A | 0 | 0 | 0 | 0 | 0 | #N/A | #N/A | 0 | #N/A | #N/A | #N/A | #N/A
2 | 7 | 22 | 7 | #N/A | #N/A | 0 | 0 | 0 | 0 | 0 | 0 | 0 | #N/A | #N/A | 0 | 0 | 0 | 0 | 0 | #N/A | #N/A | 0 | #N/A | #N/A | #N/A | #N/A
2 | 7 | 23 | 7 | #N/A | #N/A | 0 | 0 | 0 | 0 | 0 | 0 | 0 | #N/A | #N/A | 0 | 0 | 0 | 0 | 0 | #N/A | #N/A | 0 | #N/A | #N/A | #N/A | #N/A
2 | 7 | 24 | 7 | #N/A | #N/A | 0 | 0 | 0 | 0 | 0 | 0 | 0 | #N/A | #N/A | 0 | 0 | 0 | 0 | 0 | #N/A | #N/A | 0 | #N/A | #N/A | #N/A | #N/A
2 | 8 | 1 | 1 | #N/A | #N/A | 0 | 0 | 0 | 0 | 0 | 0 | 0 | #N/A | #N/A | 0 | 0 | 0 | 0 | 0 | #N/A | #N/A | 0 | #N/A | #N/A | #N/A | #N/A
2 | 8 | 2 | 1 | #N/A | #N/A | 0 | 0 | 0 | 0 | 0 | 0 | 0 | #N/A | #N/A | 0 | 0 | 0 | 0 | 0 | #N/A | #N/A | 0 | #N/A | #N/A | #N/A | #N/A
2 | 8 | 3 | 1 | #N/A | #N/A | 0 | 0 | 0 | 0 | 0 | 0 | 0 | #N/A | #N/A | 0 | 0 | 0 | 0 | 0 | #N/A | #N/A | 0 | #N/A | #N/A | #N/A | #N/A
2 | 8 | 4 | 1 | #N/A | #N/A | 0 | 0 | 0 | 0 | 0 | 0 | 0 | #N/A | #N/A | 0 | 0 | 0 | 0 | 0 | #N/A | #N/A | 0 | #N/A | #N/A | #N/A | #N/A
2 | 8 | 5 | 1 | #N/A | #N/A | 0 | 0 | 0 | 0 | 0 | 0 | 0 | #N/A | #N/A | 0 | 0 | 0 | 0 | 0 | #N/A | #N/A | 0 | #N/A | #N/A | #N/A | #N/A
2 | 8 | 6 | 1 | #N/A | #N/A | 1 | 0 | 0 | 0 | 0 | 0 | 0 | #N/A | #N/A | 0 | 0 | 0 | 0 | 0 | #N/A | #N/A | 0 | #N/A | #N/A | #N/A | #N/A
2 | 8 | 7 | 1 | #N/A | #N/A | 1 | 0 | 0 | 0 | 0 | 0 | 0 | #N/A | #N/A | 0 | 0 | 0 | 0 | 0 | #N/A | #N/A | 0 | #N/A | #N/A | #N/A | #N/A
2 | 8 | 8 | 1 | #N/A | #N/A | 1 | 0 | 0 | 0 | 0 | 0 | 0 | #N/A | #N/A | 0 | 0 | 0 | 0 | 0 | #N/A | #N/A | 0 | #N/A | #N/A | #N/A | #N/A
2 | 8 | 9 | 1 | #N/A | #N/A | 1 | 0 | 0 | 0 | 0 | 0 | 0 | #N/A | #N/A | 0 | 0 | 0 | 0 | 0 | #N/A | #N/A | 0 | #N/A | #N/A | #N/A | #N/A
2 | 8 | 10 | 1 | #N/A | #N/A | 1 | 0 | 0 | 0 | 0 | 0 | 0 | #N/A | #N/A | 0 | 0 | 0 | 0 | 0 | #N/A | #N/A | 0 | #N/A | #N/A | #N/A | #N/A
2 | 8 | 11 | 1 | #N/A | #N/A | 1 | 0 | 0 | 0 | 0 | 0 | 0 | #N/A | #N/A | 0 | 0 | 0 | 0 | 0 | #N/A | #N/A | 0 | #N/A | #N/A | #N/A | #N/A
2 | 8 | 12 | 1 | #N/A | #N/A | 1 | 0 | 0 | 0 | 0 | 0 | 0 | #N/A | #N/A | 0 | 0 | 0 | 0 | 0 | #N/A | #N/A | 0 | #N/A | #N/A | #N/A | #N/A
2 | 8 | 13 | 1 | #N/A | #N/A | 1 | 0 | 0 | 0 | 0 | 0 | 0 | #N/A | #N/A | 0 | 0 | 0 | 0 | 0 | #N/A | #N/A | 0 | #N/A | #N/A | #N/A | #N/A
2 | 8 | 14 | 1 | #N/A | #N/A | 1 | 0 | 0 | 0 | 0 | 0 | 0 | #N/A | #N/A | 0 | 0 | 0 | 0 | 0 | #N/A | #N/A | 0 | #N/A | #N/A | #N/A | #N/A
2 | 8 | 15 | 1 | #N/A | #N/A | 1 | 0 | 0 | 0 | 0 | 0 | 0 | #N/A | #N/A | 0 | 0 | 0 | 0 | 0 | #N/A | #N/A | 0 | #N/A | #N/A | #N/A | #N/A
2 | 8 | 16 | 1 | #N/A | #N/A | 1 | 0 | 0 | 0 | 0 | 0 | 0 | #N/A | #N/A | 0 | 0 | 0 | 0 | 0 | #N/A | #N/A | 0 | #N/A | #N/A | #N/A | #N/A
2 | 8 | 17 | 1 | #N/A | #N/A | 1 | 1 | 0 | 0 | 0 | 0 | 0 | #N/A | #N/A | 0 | 0 | 0 | 0 | 0 | #N/A | #N/A | 0 | #N/A | #N/A | #N/A | #N/A
2 | 8 | 18 | 1 | #N/A | #N/A | 1 | 1 | 0 | 0 | 0 | 0 | 0 | #N/A | #N/A | 0 | 0 | 0 | 0 | 0 | #N/A | #N/A | 0 | #N/A | #N/A | #N/A | #N/A
2 | 8 | 19 | 1 | #N/A | #N/A | 1 | 0 | 0 | 0 | 0 | 0 | 0 | #N/A | #N/A | 0 | 0 | 0 | 0 | 0 | #N/A | #N/A | 0 | #N/A | #N/A | #N/A | #N/A
2 | 8 | 20 | 1 | #N/A | #N/A | 1 | 0 | 0 | 0 | 0 | 0 | 0 | #N/A | #N/A | 0 | 0 | 0 | 0 | 0 | #N/A | #N/A | 0 | #N/A | #N/A | #N/A | #N/A
2 | 8 | 21 | 1 | #N/A | #N/A | 1 | 0 | 0 | 0 | 0 | 0 | 0 | #N/A | #N/A | 0 | 0 | 0 | 0 | 0 | #N/A | #N/A | 0 | #N/A | #N/A | #N/A | #N/A
2 | 8 | 22 | 1 | #N/A | #N/A | 1 | 0 | 0 | 0 | 0 | 0 | 0 | #N/A | #N/A | 0 | 0 | 0 | 0 | 0 | #N/A | #N/A | 0 | #N/A | #N/A | #N/A | #N/A
2 | 8 | 23 | 1 | #N/A | #N/A | 0 | 0 | 0 | 0 | 0 | 0 | 0 | #N/A | #N/A | 0 | 0 | 0 | 0 | 0 | #N/A | #N/A | 0 | #N/A | #N/A | #N/A | #N/A
2 | 8 | 24 | 1 | #N/A | #N/A | 0 | 0 | 0 | 0 | 0 | 0 | 0 | #N/A | #N/A | 0 | 0 | 0 | 0 | 0 | #N/A | #N/A | 0 | #N/A | #N/A | #N/A | #N/A
2 | 9 | 1 | 2 | #N/A | #N/A | 0 | 0 | 0 | 0 | 0 | 0 | 0 | #N/A | #N/A | 0 | 0 | 0 | 0 | 0 | #N/A | #N/A | 0 | #N/A | #N/A | #N/A | #N/A
2 | 9 | 2 | 2 | #N/A | #N/A | 0 | 0 | 0 | 0 | 0 | 0 | 0 | #N/A | #N/A | 0 | 0 | 0 | 0 | 0 | #N/A | #N/A | 0 | #N/A | #N/A | #N/A | #N/A
2 | 9 | 3 | 2 | #N/A | #N/A | 0 | 0 | 0 | 0 | 0 | 0 | 0 | #N/A | #N/A | 0 | 0 | 0 | 0 | 0 | #N/A | #N/A | 0 | #N/A | #N/A | #N/A | #N/A
2 | 9 | 4 | 2 | #N/A | #N/A | 0 | 0 | 0 | 0 | 0 | 0 | 0 | #N/A | #N/A | 0 | 0 | 0 | 0 | 0 | #N/A | #N/A | 0 | #N/A | #N/A | #N/A | #N/A
2 | 9 | 5 | 2 | #N/A | #N/A | 0 | 0 | 0 | 0 | 0 | 0 | 0 | #N/A | #N/A | 0 | 0 | 0 | 0 | 0 | #N/A | #N/A | 0 | #N/A | #N/A | #N/A | #N/A
2 | 9 | 6 | 2 | #N/A | #N/A | 1 | 0 | 0 | 0 | 0 | 0 | 0 | #N/A | #N/A | 0 | 0 | 0 | 0 | 0 | #N/A | #N/A | 0 | #N/A | #N/A | #N/A | #N/A
2 | 9 | 7 | 2 | #N/A | #N/A | 1 | 0 | 0 | 0 | 0 | 0 | 0 | #N/A | #N/A | 0 | 0 | 0 | 0 | 0 | #N/A | #N/A | 0 | #N/A | #N/A | #N/A | #N/A
2 | 9 | 8 | 2 | #N/A | #N/A | 1 | 0 | 0 | 0 | 0 | 0 | 0 | #N/A | #N/A | 0 | 0 | 0 | 0 | 0 | #N/A | #N/A | 0 | #N/A | #N/A | #N/A | #N/A
2 | 9 | 9 | 2 | #N/A | #N/A | 1 | 0 | 0 | 0 | 0 | 0 | 0 | #N/A | #N/A | 0 | 0 | 0 | 0 | 0 | #N/A | #N/A | 0 | #N/A | #N/A | #N/A | #N/A
2 | 9 | 10 | 2 | #N/A | #N/A | 1 | 0 | 0 | 0 | 0 | 0 | 0 | #N/A | #N/A | 0 | 0 | 0 | 0 | 0 | #N/A | #N/A | 0 | #N/A | #N/A | #N/A | #N/A
2 | 9 | 11 | 2 | #N/A | #N/A | 1 | 0 | 0 | 0 | 0 | 0 | 0 | #N/A | #N/A | 0 | 0 | 0 | 0 | 0 | #N/A | #N/A | 0 | #N/A | #N/A | #N/A | #N/A
2 | 9 | 12 | 2 | #N/A | #N/A | 1 | 0 | 0 | 0 | 0 | 0 | 0 | #N/A | #N/A | 0 | 0 | 0 | 0 | 0 | #N/A | #N/A | 0 | #N/A | #N/A | #N/A | #N/A
2 | 9 | 13 | 2 | #N/A | #N/A | 1 | 0 | 0 | 0 | 0 | 0 | 0 | #N/A | #N/A | 0 | 0 | 0 | 0 | 0 | #N/A | #N/A | 0 | #N/A | #N/A | #N/A | #N/A
2 | 9 | 14 | 2 | #N/A | #N/A | 1 | 0 | 0 | 0 | 0 | 0 | 0 | #N/A | #N/A | 0 | 0 | 0 | 0 | 0 | #N/A | #N/A | 0 | #N/A | #N/A | #N/A | #N/A
2 | 9 | 15 | 2 | #N/A | #N/A | 1 | 0 | 0 | 0 | 0 | 0 | 0 | #N/A | #N/A | 0 | 0 | 0 | 0 | 0 | #N/A | #N/A | 0 | #N/A | #N/A | #N/A | #N/A
2 | 9 | 16 | 2 | #N/A | #N/A | 1 | 0 | 0 | 0 | 0 | 0 | 0 | #N/A | #N/A | 0 | 0 | 0 | 0 | 0 | #N/A | #N/A | 0 | #N/A | #N/A | #N/A | #N/A
2 | 9 | 17 | 2 | #N/A | #N/A | 1 | 1 | 0 | 0 | 0 | 0 | 0 | #N/A | #N/A | 0 | 0 | 0 | 0 | 0 | #N/A | #N/A | 0 | #N/A | #N/A | #N/A | #N/A
2 | 9 | 18 | 2 | #N/A | #N/A | 1 | 1 | 0 | 0 | 0 | 0 | 0 | #N/A | #N/A | 0 | 0 | 0 | 0 | 0 | #N/A | #N/A | 0 | #N/A | #N/A | #N/A | #N/A
2 | 9 | 19 | 2 | #N/A | #N/A | 1 | 0 | 0 | 0 | 0 | 0 | 0 | #N/A | #N/A | 0 | 0 | 0 | 0 | 0 | #N/A | #N/A | 0 | #N/A | #N/A | #N/A | #N/A
2 | 9 | 20 | 2 | #N/A | #N/A | 1 | 0 | 0 | 0 | 0 | 0 | 0 | #N/A | #N/A | 0 | 0 | 0 | 0 | 0 | #N/A | #N/A | 0 | #N/A | #N/A | #N/A | #N/A
2 | 9 | 21 | 2 | #N/A | #N/A | 1 | 0 | 0 | 0 | 0 | 0 | 0 | #N/A | #N/A | 0 | 0 | 0 | 0 | 0 | #N/A | #N/A | 0 | #N/A | #N/A | #N/A | #N/A
2 | 9 | 22 | 2 | #N/A | #N/A | 1 | 0 | 0 | 0 | 0 | 0 | 0 | #N/A | #N/A | 0 | 0 | 0 | 0 | 0 | #N/A | #N/A | 0 | #N/A | #N/A | #N/A | #N/A
2 | 9 | 23 | 2 | #N/A | #N/A | 0 | 0 | 0 | 0 | 0 | 0 | 0 | #N/A | #N/A | 0 | 0 | 0 | 0 | 0 | #N/A | #N/A | 0 | #N/A | #N/A | #N/A | #N/A
2 | 9 | 24 | 2 | #N/A | #N/A | 0 | 0 | 0 | 0 | 0 | 0 | 0 | #N/A | #N/A | 0 | 0 | 0 | 0 | 0 | #N/A | #N/A | 0 | #N/A | #N/A | #N/A | #N/A
2 | 10 | 1 | 3 | #N/A | #N/A | 0 | 0 | 0 | 0 | 0 | 0 | 0 | #N/A | #N/A | 0 | 0 | 0 | 0 | 0 | #N/A | #N/A | 0 | #N/A | #N/A | #N/A | #N/A
2 | 10 | 2 | 3 | #N/A | #N/A | 0 | 0 | 0 | 0 | 0 | 0 | 0 | #N/A | #N/A | 0 | 0 | 0 | 0 | 0 | #N/A | #N/A | 0 | #N/A | #N/A | #N/A | #N/A
2 | 10 | 3 | 3 | #N/A | #N/A | 0 | 0 | 0 | 0 | 0 | 0 | 0 | #N/A | #N/A | 0 | 0 | 0 | 0 | 0 | #N/A | #N/A | 0 | #N/A | #N/A | #N/A | #N/A
2 | 10 | 4 | 3 | #N/A | #N/A | 0 | 0 | 0 | 0 | 0 | 0 | 0 | #N/A | #N/A | 0 | 0 | 0 | 0 | 0 | #N/A | #N/A | 0 | #N/A | #N/A | #N/A | #N/A
2 | 10 | 5 | 3 | #N/A | #N/A | 0 | 0 | 0 | 0 | 0 | 0 | 0 | #N/A | #N/A | 0 | 0 | 0 | 0 | 0 | #N/A | #N/A | 0 | #N/A | #N/A | #N/A | #N/A
2 | 10 | 6 | 3 | #N/A | #N/A | 1 | 0 | 0 | 0 | 0 | 0 | 0 | #N/A | #N/A | 0 | 0 | 0 | 0 | 0 | #N/A | #N/A | 0 | #N/A | #N/A | #N/A | #N/A
2 | 10 | 7 | 3 | #N/A | #N/A | 1 | 0 | 0 | 0 | 0 | 0 | 0 | #N/A | #N/A | 0 | 0 | 0 | 0 | 0 | #N/A | #N/A | 0 | #N/A | #N/A | #N/A | #N/A
2 | 10 | 8 | 3 | #N/A | #N/A | 1 | 0 | 0 | 0 | 0 | 0 | 0 | #N/A | #N/A | 0 | 0 | 0 | 0 | 0 | #N/A | #N/A | 0 | #N/A | #N/A | #N/A | #N/A
2 | 10 | 9 | 3 | #N/A | #N/A | 1 | 0 | 0 | 0 | 0 | 0 | 0 | #N/A | #N/A | 0 | 0 | 0 | 0 | 0 | #N/A | #N/A | 0 | #N/A | #N/A | #N/A | #N/A
2 | 10 | 10 | 3 | #N/A | #N/A | 1 | 0 | 0 | 0 | 0 | 0 | 0 | #N/A | #N/A | 0 | 0 | 0 | 0 | 0 | #N/A | #N/A | 0 | #N/A | #N/A | #N/A | #N/A
2 | 10 | 11 | 3 | #N/A | #N/A | 1 | 0 | 0 | 0 | 0 | 0 | 0 | #N/A | #N/A | 0 | 0 | 0 | 0 | 0 | #N/A | #N/A | 0 | #N/A | #N/A | #N/A | #N/A
2 | 10 | 12 | 3 | #N/A | #N/A | 1 | 0 | 0 | 0 | 0 | 0 | 0 | #N/A | #N/A | 0 | 0 | 0 | 0 | 0 | #N/A | #N/A | 0 | #N/A | #N/A | #N/A | #N/A
2 | 10 | 13 | 3 | #N/A | #N/A | 1 | 0 | 0 | 0 | 0 | 0 | 0 | #N/A | #N/A | 0 | 0 | 0 | 0 | 0 | #N/A | #N/A | 0 | #N/A | #N/A | #N/A | #N/A
2 | 10 | 14 | 3 | #N/A | #N/A | 1 | 0 | 0 | 0 | 0 | 0 | 0 | #N/A | #N/A | 0 | 0 | 0 | 0 | 0 | #N/A | #N/A | 0 | #N/A | #N/A | #N/A | #N/A
2 | 10 | 15 | 3 | #N/A | #N/A | 1 | 0 | 0 | 0 | 0 | 0 | 0 | #N/A | #N/A | 0 | 0 | 0 | 0 | 0 | #N/A | #N/A | 0 | #N/A | #N/A | #N/A | #N/A
2 | 10 | 16 | 3 | #N/A | #N/A | 1 | 0 | 0 | 0 | 0 | 0 | 0 | #N/A | #N/A | 0 | 0 | 0 | 0 | 0 | #N/A | #N/A | 0 | #N/A | #N/A | #N/A | #N/A
2 | 10 | 17 | 3 | #N/A | #N/A | 1 | 1 | 0 | 0 | 0 | 0 | 0 | #N/A | #N/A | 0 | 0 | 0 | 0 | 0 | #N/A | #N/A | 0 | #N/A | #N/A | #N/A | #N/A
2 | 10 | 18 | 3 | #N/A | #N/A | 1 | 1 | 0 | 0 | 0 | 0 | 0 | #N/A | #N/A | 0 | 0 | 0 | 0 | 0 | #N/A | #N/A | 0 | #N/A | #N/A | #N/A | #N/A
2 | 10 | 19 | 3 | #N/A | #N/A | 1 | 0 | 0 | 0 | 0 | 0 | 0 | #N/A | #N/A | 0 | 0 | 0 | 0 | 0 | #N/A | #N/A | 0 | #N/A | #N/A | #N/A | #N/A
2 | 10 | 20 | 3 | #N/A | #N/A | 1 | 0 | 0 | 0 | 0 | 0 | 0 | #N/A | #N/A | 0 | 0 | 0 | 0 | 0 | #N/A | #N/A | 0 | #N/A | #N/A | #N/A | #N/A
2 | 10 | 21 | 3 | #N/A | #N/A | 1 | 0 | 0 | 0 | 0 | 0 | 0 | #N/A | #N/A | 0 | 0 | 0 | 0 | 0 | #N/A | #N/A | 0 | #N/A | #N/A | #N/A | #N/A
2 | 10 | 22 | 3 | #N/A | #N/A | 1 | 0 | 0 | 0 | 0 | 0 | 0 | #N/A | #N/A | 0 | 0 | 0 | 0 | 0 | #N/A | #N/A | 0 | #N/A | #N/A | #N/A | #N/A
2 | 10 | 23 | 3 | #N/A | #N/A | 0 | 0 | 0 | 0 | 0 | 0 | 0 | #N/A | #N/A | 0 | 0 | 0 | 0 | 0 | #N/A | #N/A | 0 | #N/A | #N/A | #N/A | #N/A
2 | 10 | 24 | 3 | #N/A | #N/A | 0 | 0 | 0 | 0 | 0 | 0 | 0 | #N/A | #N/A | 0 | 0 | 0 | 0 | 0 | #N/A | #N/A | 0 | #N/A | #N/A | #N/A | #N/A
2 | 11 | 1 | 4 | #N/A | #N/A | 0 | 0 | 0 | 0 | 0 | 0 | 0 | #N/A | #N/A | 0 | 0 | 0 | 0 | 0 | #N/A | #N/A | 0 | #N/A | #N/A | #N/A | #N/A
2 | 11 | 2 | 4 | #N/A | #N/A | 0 | 0 | 0 | 0 | 0 | 0 | 0 | #N/A | #N/A | 0 | 0 | 0 | 0 | 0 | #N/A | #N/A | 0 | #N/A | #N/A | #N/A | #N/A
2 | 11 | 3 | 4 | #N/A | #N/A | 0 | 0 | 0 | 0 | 0 | 0 | 0 | #N/A | #N/A | 0 | 0 | 0 | 0 | 0 | #N/A | #N/A | 0 | #N/A | #N/A | #N/A | #N/A
2 | 11 | 4 | 4 | #N/A | #N/A | 0 | 0 | 0 | 0 | 0 | 0 | 0 | #N/A | #N/A | 0 | 0 | 0 | 0 | 0 | #N/A | #N/A | 0 | #N/A | #N/A | #N/A | #N/A
2 | 11 | 5 | 4 | #N/A | #N/A | 0 | 0 | 0 | 0 | 0 | 0 | 0 | #N/A | #N/A | 0 | 0 | 0 | 0 | 0 | #N/A | #N/A | 0 | #N/A | #N/A | #N/A | #N/A
2 | 11 | 6 | 4 | #N/A | #N/A | 1 | 0 | 0 | 0 | 0 | 0 | 0 | #N/A | #N/A | 0 | 0 | 0 | 0 | 0 | #N/A | #N/A | 0 | #N/A | #N/A | #N/A | #N/A
2 | 11 | 7 | 4 | #N/A | #N/A | 1 | 0 | 0 | 0 | 0 | 0 | 0 | #N/A | #N/A | 0 | 0 | 0 | 0 | 0 | #N/A | #N/A | 0 | #N/A | #N/A | #N/A | #N/A
2 | 11 | 8 | 4 | #N/A | #N/A | 1 | 0 | 0 | 0 | 0 | 0 | 0 | #N/A | #N/A | 0 | 0 | 0 | 0 | 0 | #N/A | #N/A | 0 | #N/A | #N/A | #N/A | #N/A
2 | 11 | 9 | 4 | #N/A | #N/A | 1 | 0 | 0 | 0 | 0 | 0 | 0 | #N/A | #N/A | 0 | 0 | 0 | 0 | 0 | #N/A | #N/A | 0 | #N/A | #N/A | #N/A | #N/A
2 | 11 | 10 | 4 | #N/A | #N/A | 1 | 0 | 0 | 0 | 0 | 0 | 0 | #N/A | #N/A | 0 | 0 | 0 | 0 | 0 | #N/A | #N/A | 0 | #N/A | #N/A | #N/A | #N/A
2 | 11 | 11 | 4 | #N/A | #N/A | 1 | 0 | 0 | 0 | 0 | 0 | 0 | #N/A | #N/A | 0 | 0 | 0 | 0 | 0 | #N/A | #N/A | 0 | #N/A | #N/A | #N/A | #N/A
2 | 11 | 12 | 4 | #N/A | #N/A | 1 | 0 | 0 | 0 | 0 | 0 | 0 | #N/A | #N/A | 0 | 0 | 0 | 0 | 0 | #N/A | #N/A | 0 | #N/A | #N/A | #N/A | #N/A
2 | 11 | 13 | 4 | #N/A | #N/A | 1 | 0 | 0 | 0 | 0 | 0 | 0 | #N/A | #N/A | 0 | 0 | 0 | 0 | 0 | #N/A | #N/A | 0 | #N/A | #N/A | #N/A | #N/A
2 | 11 | 14 | 4 | #N/A | #N/A | 1 | 0 | 0 | 0 | 0 | 0 | 0 | #N/A | #N/A | 0 | 0 | 0 | 0 | 0 | #N/A | #N/A | 0 | #N/A | #N/A | #N/A | #N/A
2 | 11 | 15 | 4 | #N/A | #N/A | 1 | 0 | 0 | 0 | 0 | 0 | 0 | #N/A | #N/A | 0 | 0 | 0 | 0 | 0 | #N/A | #N/A | 0 | #N/A | #N/A | #N/A | #N/A
2 | 11 | 16 | 4 | #N/A | #N/A | 1 | 0 | 0 | 0 | 0 | 0 | 0 | #N/A | #N/A | 0 | 0 | 0 | 0 | 0 | #N/A | #N/A | 0 | #N/A | #N/A | #N/A | #N/A
2 | 11 | 17 | 4 | #N/A | #N/A | 1 | 1 | 0 | 0 | 0 | 0 | 0 | #N/A | #N/A | 0 | 0 | 0 | 0 | 0 | #N/A | #N/A | 0 | #N/A | #N/A | #N/A | #N/A
2 | 11 | 18 | 4 | #N/A | #N/A | 1 | 1 | 0 | 0 | 0 | 0 | 0 | #N/A | #N/A | 0 | 0 | 0 | 0 | 0 | #N/A | #N/A | 0 | #N/A | #N/A | #N/A | #N/A
2 | 11 | 19 | 4 | #N/A | #N/A | 1 | 0 | 0 | 0 | 0 | 0 | 0 | #N/A | #N/A | 0 | 0 | 0 | 0 | 0 | #N/A | #N/A | 0 | #N/A | #N/A | #N/A | #N/A
2 | 11 | 20 | 4 | #N/A | #N/A | 1 | 0 | 0 | 0 | 0 | 0 | 0 | #N/A | #N/A | 0 | 0 | 0 | 0 | 0 | #N/A | #N/A | 0 | #N/A | #N/A | #N/A | #N/A
2 | 11 | 21 | 4 | #N/A | #N/A | 1 | 0 | 0 | 0 | 0 | 0 | 0 | #N/A | #N/A | 0 | 0 | 0 | 0 | 0 | #N/A | #N/A | 0 | #N/A | #N/A | #N/A | #N/A
2 | 11 | 22 | 4 | #N/A | #N/A | 1 | 0 | 0 | 0 | 0 | 0 | 0 | #N/A | #N/A | 0 | 0 | 0 | 0 | 0 | #N/A | #N/A | 0 | #N/A | #N/A | #N/A | #N/A
2 | 11 | 23 | 4 | #N/A | #N/A | 0 | 0 | 0 | 0 | 0 | 0 | 0 | #N/A | #N/A | 0 | 0 | 0 | 0 | 0 | #N/A | #N/A | 0 | #N/A | #N/A | #N/A | #N/A
2 | 11 | 24 | 4 | #N/A | #N/A | 0 | 0 | 0 | 0 | 0 | 0 | 0 | #N/A | #N/A | 0 | 0 | 0 | 0 | 0 | #N/A | #N/A | 0 | #N/A | #N/A | #N/A | #N/A
2 | 12 | 1 | 5 | #N/A | #N/A | 0 | 0 | 0 | 0 | 0 | 0 | 0 | #N/A | #N/A | 0 | 0 | 0 | 0 | 0 | #N/A | #N/A | 0 | #N/A | #N/A | #N/A | #N/A
2 | 12 | 2 | 5 | #N/A | #N/A | 0 | 0 | 0 | 0 | 0 | 0 | 0 | #N/A | #N/A | 0 | 0 | 0 | 0 | 0 | #N/A | #N/A | 0 | #N/A | #N/A | #N/A | #N/A
2 | 12 | 3 | 5 | #N/A | #N/A | 0 | 0 | 0 | 0 | 0 | 0 | 0 | #N/A | #N/A | 0 | 0 | 0 | 0 | 0 | #N/A | #N/A | 0 | #N/A | #N/A | #N/A | #N/A
2 | 12 | 4 | 5 | #N/A | #N/A | 0 | 0 | 0 | 0 | 0 | 0 | 0 | #N/A | #N/A | 0 | 0 | 0 | 0 | 0 | #N/A | #N/A | 0 | #N/A | #N/A | #N/A | #N/A
2 | 12 | 5 | 5 | #N/A | #N/A | 0 | 0 | 0 | 0 | 0 | 0 | 0 | #N/A | #N/A | 0 | 0 | 0 | 0 | 0 | #N/A | #N/A | 0 | #N/A | #N/A | #N/A | #N/A
2 | 12 | 6 | 5 | #N/A | #N/A | 1 | 0 | 0 | 0 | 0 | 0 | 0 | #N/A | #N/A | 0 | 0 | 0 | 0 | 0 | #N/A | #N/A | 0 | #N/A | #N/A | #N/A | #N/A
2 | 12 | 7 | 5 | #N/A | #N/A | 1 | 0 | 0 | 0 | 0 | 0 | 0 | #N/A | #N/A | 0 | 0 | 0 | 0 | 0 | #N/A | #N/A | 0 | #N/A | #N/A | #N/A | #N/A
2 | 12 | 8 | 5 | #N/A | #N/A | 1 | 0 | 0 | 0 | 0 | 0 | 0 | #N/A | #N/A | 0 | 0 | 0 | 0 | 0 | #N/A | #N/A | 0 | #N/A | #N/A | #N/A | #N/A
2 | 12 | 9 | 5 | #N/A | #N/A | 1 | 0 | 0 | 0 | 0 | 0 | 0 | #N/A | #N/A | 0 | 0 | 0 | 0 | 0 | #N/A | #N/A | 0 | #N/A | #N/A | #N/A | #N/A
2 | 12 | 10 | 5 | #N/A | #N/A | 1 | 0 | 0 | 0 | 0 | 0 | 0 | #N/A | #N/A | 0 | 0 | 0 | 0 | 0 | #N/A | #N/A | 0 | #N/A | #N/A | #N/A | #N/A
2 | 12 | 11 | 5 | #N/A | #N/A | 1 | 0 | 0 | 0 | 0 | 0 | 0 | #N/A | #N/A | 0 | 0 | 0 | 0 | 0 | #N/A | #N/A | 0 | #N/A | #N/A | #N/A | #N/A
2 | 12 | 12 | 5 | #N/A | #N/A | 1 | 0 | 0 | 0 | 0 | 0 | 0 | #N/A | #N/A | 0 | 0 | 0 | 0 | 0 | #N/A | #N/A | 0 | #N/A | #N/A | #N/A | #N/A
2 | 12 | 13 | 5 | #N/A | #N/A | 1 | 0 | 0 | 0 | 0 | 0 | 0 | #N/A | #N/A | 0 | 0 | 0 | 0 | 0 | #N/A | #N/A | 0 | #N/A | #N/A | #N/A | #N/A
2 | 12 | 14 | 5 | #N/A | #N/A | 1 | 0 | 0 | 0 | 0 | 0 | 0 | #N/A | #N/A | 0 | 0 | 0 | 0 | 0 | #N/A | #N/A | 0 | #N/A | #N/A | #N/A | #N/A
2 | 12 | 15 | 5 | #N/A | #N/A | 1 | 0 | 0 | 0 | 0 | 0 | 0 | #N/A | #N/A | 0 | 0 | 0 | 0 | 0 | #N/A | #N/A | 0 | #N/A | #N/A | #N/A | #N/A
2 | 12 | 16 | 5 | #N/A | #N/A | 1 | 0 | 0 | 0 | 0 | 0 | 0 | #N/A | #N/A | 0 | 0 | 0 | 0 | 0 | #N/A | #N/A | 0 | #N/A | #N/A | #N/A | #N/A
2 | 12 | 17 | 5 | #N/A | #N/A | 1 | 1 | 0 | 0 | 0 | 0 | 0 | #N/A | #N/A | 0 | 0 | 0 | 0 | 0 | #N/A | #N/A | 0 | #N/A | #N/A | #N/A | #N/A
2 | 12 | 18 | 5 | #N/A | #N/A | 1 | 1 | 0 | 0 | 0 | 0 | 0 | #N/A | #N/A | 0 | 0 | 0 | 0 | 0 | #N/A | #N/A | 0 | #N/A | #N/A | #N/A | #N/A
2 | 12 | 19 | 5 | #N/A | #N/A | 1 | 0 | 0 | 0 | 0 | 0 | 0 | #N/A | #N/A | 0 | 0 | 0 | 0 | 0 | #N/A | #N/A | 0 | #N/A | #N/A | #N/A | #N/A
2 | 12 | 20 | 5 | #N/A | #N/A | 1 | 0 | 0 | 0 | 0 | 0 | 0 | #N/A | #N/A | 0 | 0 | 0 | 0 | 0 | #N/A | #N/A | 0 | #N/A | #N/A | #N/A | #N/A
2 | 12 | 21 | 5 | #N/A | #N/A | 1 | 0 | 0 | 0 | 0 | 0 | 0 | #N/A | #N/A | 0 | 0 | 0 | 0 | 0 | #N/A | #N/A | 0 | #N/A | #N/A | #N/A | #N/A
2 | 12 | 22 | 5 | #N/A | #N/A | 1 | 0 | 0 | 0 | 0 | 0 | 0 | #N/A | #N/A | 0 | 0 | 0 | 0 | 0 | #N/A | #N/A | 0 | #N/A | #N/A | #N/A | #N/A
2 | 12 | 23 | 5 | #N/A | #N/A | 0 | 0 | 0 | 0 | 0 | 0 | 0 | #N/A | #N/A | 0 | 0 | 0 | 0 | 0 | #N/A | #N/A | 0 | #N/A | #N/A | #N/A | #N/A
2 | 12 | 24 | 5 | #N/A | #N/A | 0 | 0 | 0 | 0 | 0 | 0 | 0 | #N/A | #N/A | 0 | 0 | 0 | 0 | 0 | #N/A | #N/A | 0 | #N/A | #N/A | #N/A | #N/A
2 | 13 | 1 | 6 | #N/A | #N/A | 0 | 0 | 0 | 0 | 0 | 0 | 0 | #N/A | #N/A | 0 | 0 | 0 | 0 | 0 | #N/A | #N/A | 0 | #N/A | #N/A | #N/A | #N/A
2 | 13 | 2 | 6 | #N/A | #N/A | 0 | 0 | 0 | 0 | 0 | 0 | 0 | #N/A | #N/A | 0 | 0 | 0 | 0 | 0 | #N/A | #N/A | 0 | #N/A | #N/A | #N/A | #N/A
2 | 13 | 3 | 6 | #N/A | #N/A | 0 | 0 | 0 | 0 | 0 | 0 | 0 | #N/A | #N/A | 0 | 0 | 0 | 0 | 0 | #N/A | #N/A | 0 | #N/A | #N/A | #N/A | #N/A
2 | 13 | 4 | 6 | #N/A | #N/A | 0 | 0 | 0 | 0 | 0 | 0 | 0 | #N/A | #N/A | 0 | 0 | 0 | 0 | 0 | #N/A | #N/A | 0 | #N/A | #N/A | #N/A | #N/A
2 | 13 | 5 | 6 | #N/A | #N/A | 0 | 0 | 0 | 0 | 0 | 0 | 0 | #N/A | #N/A | 0 | 0 | 0 | 0 | 0 | #N/A | #N/A | 0 | #N/A | #N/A | #N/A | #N/A
2 | 13 | 6 | 6 | #N/A | #N/A | 0 | 0 | 0 | 0 | 0 | 0 | 0 | #N/A | #N/A | 0 | 0 | 0 | 0 | 0 | #N/A | #N/A | 0 | #N/A | #N/A | #N/A | #N/A
2 | 13 | 7 | 6 | #N/A | #N/A | 0 | 0 | 0 | 0 | 0 | 0 | 0 | #N/A | #N/A | 0 | 0 | 0 | 0 | 0 | #N/A | #N/A | 0 | #N/A | #N/A | #N/A | #N/A
2 | 13 | 8 | 6 | #N/A | #N/A | 0 | 0 | 0 | 0 | 0 | 0 | 0 | #N/A | #N/A | 0 | 0 | 0 | 0 | 0 | #N/A | #N/A | 0 | #N/A | #N/A | #N/A | #N/A
2 | 13 | 9 | 6 | #N/A | #N/A | 0 | 0 | 0 | 0 | 0 | 0 | 0 | #N/A | #N/A | 0 | 0 | 0 | 0 | 0 | #N/A | #N/A | 0 | #N/A | #N/A | #N/A | #N/A
2 | 13 | 10 | 6 | #N/A | #N/A | 0 | 0 | 0 | 0 | 0 | 0 | 0 | #N/A | #N/A | 0 | 0 | 0 | 0 | 0 | #N/A | #N/A | 0 | #N/A | #N/A | #N/A | #N/A
2 | 13 | 11 | 6 | #N/A | #N/A | 0 | 0 | 0 | 0 | 0 | 0 | 0 | #N/A | #N/A | 0 | 0 | 0 | 0 | 0 | #N/A | #N/A | 0 | #N/A | #N/A | #N/A | #N/A
2 | 13 | 12 | 6 | #N/A | #N/A | 0 | 0 | 0 | 0 | 0 | 0 | 0 | #N/A | #N/A | 0 | 0 | 0 | 0 | 0 | #N/A | #N/A | 0 | #N/A | #N/A | #N/A | #N/A
2 | 13 | 13 | 6 | #N/A | #N/A | 0 | 0 | 0 | 0 | 0 | 0 | 0 | #N/A | #N/A | 0 | 0 | 0 | 0 | 0 | #N/A | #N/A | 0 | #N/A | #N/A | #N/A | #N/A
2 | 13 | 14 | 6 | #N/A | #N/A | 0 | 0 | 0 | 0 | 0 | 0 | 0 | #N/A | #N/A | 0 | 0 | 0 | 0 | 0 | #N/A | #N/A | 0 | #N/A | #N/A | #N/A | #N/A
2 | 13 | 15 | 6 | #N/A | #N/A | 0 | 0 | 0 | 0 | 0 | 0 | 0 | #N/A | #N/A | 0 | 0 | 0 | 0 | 0 | #N/A | #N/A | 0 | #N/A | #N/A | #N/A | #N/A
2 | 13 | 16 | 6 | #N/A | #N/A | 0 | 0 | 0 | 0 | 0 | 0 | 0 | #N/A | #N/A | 0 | 0 | 0 | 0 | 0 | #N/A | #N/A | 0 | #N/A | #N/A | #N/A | #N/A
2 | 13 | 17 | 6 | #N/A | #N/A | 0 | 0 | 0 | 0 | 0 | 0 | 0 | #N/A | #N/A | 0 | 0 | 0 | 0 | 0 | #N/A | #N/A | 0 | #N/A | #N/A | #N/A | #N/A
2 | 13 | 18 | 6 | #N/A | #N/A | 0 | 0 | 0 | 0 | 0 | 0 | 0 | #N/A | #N/A | 0 | 0 | 0 | 0 | 0 | #N/A | #N/A | 0 | #N/A | #N/A | #N/A | #N/A
2 | 13 | 19 | 6 | #N/A | #N/A | 0 | 0 | 0 | 0 | 0 | 0 | 0 | #N/A | #N/A | 0 | 0 | 0 | 0 | 0 | #N/A | #N/A | 0 | #N/A | #N/A | #N/A | #N/A
2 | 13 | 20 | 6 | #N/A | #N/A | 0 | 0 | 0 | 0 | 0 | 0 | 0 | #N/A | #N/A | 0 | 0 | 0 | 0 | 0 | #N/A | #N/A | 0 | #N/A | #N/A | #N/A | #N/A
2 | 13 | 21 | 6 | #N/A | #N/A | 0 | 0 | 0 | 0 | 0 | 0 | 0 | #N/A | #N/A | 0 | 0 | 0 | 0 | 0 | #N/A | #N/A | 0 | #N/A | #N/A | #N/A | #N/A
2 | 13 | 22 | 6 | #N/A | #N/A | 0 | 0 | 0 | 0 | 0 | 0 | 0 | #N/A | #N/A | 0 | 0 | 0 | 0 | 0 | #N/A | #N/A | 0 | #N/A | #N/A | #N/A | #N/A
2 | 13 | 23 | 6 | #N/A | #N/A | 0 | 0 | 0 | 0 | 0 | 0 | 0 | #N/A | #N/A | 0 | 0 | 0 | 0 | 0 | #N/A | #N/A | 0 | #N/A | #N/A | #N/A | #N/A
2 | 13 | 24 | 6 | #N/A | #N/A | 0 | 0 | 0 | 0 | 0 | 0 | 0 | #N/A | #N/A | 0 | 0 | 0 | 0 | 0 | #N/A | #N/A | 0 | #N/A | #N/A | #N/A | #N/A
2 | 14 | 1 | 7 | #N/A | #N/A | 0 | 0 | 0 | 0 | 0 | 0 | 0 | #N/A | #N/A | 0 | 0 | 0 | 0 | 0 | #N/A | #N/A | 0 | #N/A | #N/A | #N/A | #N/A
2 | 14 | 2 | 7 | #N/A | #N/A | 0 | 0 | 0 | 0 | 0 | 0 | 0 | #N/A | #N/A | 0 | 0 | 0 | 0 | 0 | #N/A | #N/A | 0 | #N/A | #N/A | #N/A | #N/A
2 | 14 | 3 | 7 | #N/A | #N/A | 0 | 0 | 0 | 0 | 0 | 0 | 0 | #N/A | #N/A | 0 | 0 | 0 | 0 | 0 | #N/A | #N/A | 0 | #N/A | #N/A | #N/A | #N/A
2 | 14 | 4 | 7 | #N/A | #N/A | 0 | 0 | 0 | 0 | 0 | 0 | 0 | #N/A | #N/A | 0 | 0 | 0 | 0 | 0 | #N/A | #N/A | 0 | #N/A | #N/A | #N/A | #N/A
2 | 14 | 5 | 7 | #N/A | #N/A | 0 | 0 | 0 | 0 | 0 | 0 | 0 | #N/A | #N/A | 0 | 0 | 0 | 0 | 0 | #N/A | #N/A | 0 | #N/A | #N/A | #N/A | #N/A
2 | 14 | 6 | 7 | #N/A | #N/A | 0 | 0 | 0 | 0 | 0 | 0 | 0 | #N/A | #N/A | 0 | 0 | 0 | 0 | 0 | #N/A | #N/A | 0 | #N/A | #N/A | #N/A | #N/A
2 | 14 | 7 | 7 | #N/A | #N/A | 0 | 0 | 0 | 0 | 0 | 0 | 0 | #N/A | #N/A | 0 | 0 | 0 | 0 | 0 | #N/A | #N/A | 0 | #N/A | #N/A | #N/A | #N/A
2 | 14 | 8 | 7 | #N/A | #N/A | 0 | 0 | 0 | 0 | 0 | 0 | 0 | #N/A | #N/A | 0 | 0 | 0 | 0 | 0 | #N/A | #N/A | 0 | #N/A | #N/A | #N/A | #N/A
2 | 14 | 9 | 7 | #N/A | #N/A | 0 | 0 | 0 | 0 | 0 | 0 | 0 | #N/A | #N/A | 0 | 0 | 0 | 0 | 0 | #N/A | #N/A | 0 | #N/A | #N/A | #N/A | #N/A
2 | 14 | 10 | 7 | #N/A | #N/A | 0 | 0 | 0 | 0 | 0 | 0 | 0 | #N/A | #N/A | 0 | 0 | 0 | 0 | 0 | #N/A | #N/A | 0 | #N/A | #N/A | #N/A | #N/A
2 | 14 | 11 | 7 | #N/A | #N/A | 0 | 0 | 0 | 0 | 0 | 0 | 0 | #N/A | #N/A | 0 | 0 | 0 | 0 | 0 | #N/A | #N/A | 0 | #N/A | #N/A | #N/A | #N/A
2 | 14 | 12 | 7 | #N/A | #N/A | 0 | 0 | 0 | 0 | 0 | 0 | 0 | #N/A | #N/A | 0 | 0 | 0 | 0 | 0 | #N/A | #N/A | 0 | #N/A | #N/A | #N/A | #N/A
2 | 14 | 13 | 7 | #N/A | #N/A | 0 | 0 | 0 | 0 | 0 | 0 | 0 | #N/A | #N/A | 0 | 0 | 0 | 0 | 0 | #N/A | #N/A | 0 | #N/A | #N/A | #N/A | #N/A
2 | 14 | 14 | 7 | #N/A | #N/A | 0 | 0 | 0 | 0 | 0 | 0 | 0 | #N/A | #N/A | 0 | 0 | 0 | 0 | 0 | #N/A | #N/A | 0 | #N/A | #N/A | #N/A | #N/A
2 | 14 | 15 | 7 | #N/A | #N/A | 0 | 0 | 0 | 0 | 0 | 0 | 0 | #N/A | #N/A | 0 | 0 | 0 | 0 | 0 | #N/A | #N/A | 0 | #N/A | #N/A | #N/A | #N/A
2 | 14 | 16 | 7 | #N/A | #N/A | 0 | 0 | 0 | 0 | 0 | 0 | 0 | #N/A | #N/A | 0 | 0 | 0 | 0 | 0 | #N/A | #N/A | 0 | #N/A | #N/A | #N/A | #N/A
2 | 14 | 17 | 7 | #N/A | #N/A | 0 | 0 | 0 | 0 | 0 | 0 | 0 | #N/A | #N/A | 0 | 0 | 0 | 0 | 0 | #N/A | #N/A | 0 | #N/A | #N/A | #N/A | #N/A
2 | 14 | 18 | 7 | #N/A | #N/A | 0 | 0 | 0 | 0 | 0 | 0 | 0 | #N/A | #N/A | 0 | 0 | 0 | 0 | 0 | #N/A | #N/A | 0 | #N/A | #N/A | #N/A | #N/A
2 | 14 | 19 | 7 | #N/A | #N/A | 0 | 0 | 0 | 0 | 0 | 0 | 0 | #N/A | #N/A | 0 | 0 | 0 | 0 | 0 | #N/A | #N/A | 0 | #N/A | #N/A | #N/A | #N/A
2 | 14 | 20 | 7 | #N/A | #N/A | 0 | 0 | 0 | 0 | 0 | 0 | 0 | #N/A | #N/A | 0 | 0 | 0 | 0 | 0 | #N/A | #N/A | 0 | #N/A | #N/A | #N/A | #N/A
2 | 14 | 21 | 7 | #N/A | #N/A | 0 | 0 | 0 | 0 | 0 | 0 | 0 | #N/A | #N/A | 0 | 0 | 0 | 0 | 0 | #N/A | #N/A | 0 | #N/A | #N/A | #N/A | #N/A
2 | 14 | 22 | 7 | #N/A | #N/A | 0 | 0 | 0 | 0 | 0 | 0 | 0 | #N/A | #N/A | 0 | 0 | 0 | 0 | 0 | #N/A | #N/A | 0 | #N/A | #N/A | #N/A | #N/A
2 | 14 | 23 | 7 | #N/A | #N/A | 0 | 0 | 0 | 0 | 0 | 0 | 0 | #N/A | #N/A | 0 | 0 | 0 | 0 | 0 | #N/A | #N/A | 0 | #N/A | #N/A | #N/A | #N/A
2 | 14 | 24 | 7 | #N/A | #N/A | 0 | 0 | 0 | 0 | 0 | 0 | 0 | #N/A | #N/A | 0 | 0 | 0 | 0 | 0 | #N/A | #N/A | 0 | #N/A | #N/A | #N/A | #N/A
2 | 15 | 1 | 8 | #N/A | #N/A | 0 | 0 | 0 | 0 | 0 | 0 | 0 | #N/A | #N/A | 0 | 0 | 0 | 0 | 0 | #N/A | #N/A | 0 | #N/A | #N/A | #N/A | #N/A
2 | 15 | 2 | 8 | #N/A | #N/A | 0 | 0 | 0 | 0 | 0 | 0 | 0 | #N/A | #N/A | 0 | 0 | 0 | 0 | 0 | #N/A | #N/A | 0 | #N/A | #N/A | #N/A | #N/A
2 | 15 | 3 | 8 | #N/A | #N/A | 0 | 0 | 0 | 0 | 0 | 0 | 0 | #N/A | #N/A | 0 | 0 | 0 | 0 | 0 | #N/A | #N/A | 0 | #N/A | #N/A | #N/A | #N/A
2 | 15 | 4 | 8 | #N/A | #N/A | 0 | 0 | 0 | 0 | 0 | 0 | 0 | #N/A | #N/A | 0 | 0 | 0 | 0 | 0 | #N/A | #N/A | 0 | #N/A | #N/A | #N/A | #N/A
2 | 15 | 5 | 8 | #N/A | #N/A | 0 | 0 | 0 | 0 | 0 | 0 | 0 | #N/A | #N/A | 0 | 0 | 0 | 0 | 0 | #N/A | #N/A | 0 | #N/A | #N/A | #N/A | #N/A
2 | 15 | 6 | 8 | #N/A | #N/A | 0 | 0 | 0 | 0 | 0 | 0 | 0 | #N/A | #N/A | 0 | 0 | 0 | 0 | 0 | #N/A | #N/A | 0 | #N/A | #N/A | #N/A | #N/A
2 | 15 | 7 | 8 | #N/A | #N/A | 0 | 0 | 0 | 0 | 0 | 0 | 0 | #N/A | #N/A | 0 | 0 | 0 | 0 | 0 | #N/A | #N/A | 0 | #N/A | #N/A | #N/A | #N/A
2 | 15 | 8 | 8 | #N/A | #N/A | 0 | 0 | 0 | 0 | 0 | 0 | 0 | #N/A | #N/A | 0 | 0 | 0 | 0 | 0 | #N/A | #N/A | 0 | #N/A | #N/A | #N/A | #N/A
2 | 15 | 9 | 8 | #N/A | #N/A | 0 | 0 | 0 | 0 | 0 | 0 | 0 | #N/A | #N/A | 0 | 0 | 0 | 0 | 0 | #N/A | #N/A | 0 | #N/A | #N/A | #N/A | #N/A
2 | 15 | 10 | 8 | #N/A | #N/A | 0 | 0 | 0 | 0 | 0 | 0 | 0 | #N/A | #N/A | 0 | 0 | 0 | 0 | 0 | #N/A | #N/A | 0 | #N/A | #N/A | #N/A | #N/A
2 | 15 | 11 | 8 | #N/A | #N/A | 0 | 0 | 0 | 0 | 0 | 0 | 0 | #N/A | #N/A | 0 | 0 | 0 | 0 | 0 | #N/A | #N/A | 0 | #N/A | #N/A | #N/A | #N/A
2 | 15 | 12 | 8 | #N/A | #N/A | 0 | 0 | 0 | 0 | 0 | 0 | 0 | #N/A | #N/A | 0 | 0 | 0 | 0 | 0 | #N/A | #N/A | 0 | #N/A | #N/A | #N/A | #N/A
2 | 15 | 13 | 8 | #N/A | #N/A | 0 | 0 | 0 | 0 | 0 | 0 | 0 | #N/A | #N/A | 0 | 0 | 0 | 0 | 0 | #N/A | #N/A | 0 | #N/A | #N/A | #N/A | #N/A
2 | 15 | 14 | 8 | #N/A | #N/A | 0 | 0 | 0 | 0 | 0 | 0 | 0 | #N/A | #N/A | 0 | 0 | 0 | 0 | 0 | #N/A | #N/A | 0 | #N/A | #N/A | #N/A | #N/A
2 | 15 | 15 | 8 | #N/A | #N/A | 0 | 0 | 0 | 0 | 0 | 0 | 0 | #N/A | #N/A | 0 | 0 | 0 | 0 | 0 | #N/A | #N/A | 0 | #N/A | #N/A | #N/A | #N/A
2 | 15 | 16 | 8 | #N/A | #N/A | 0 | 0 | 0 | 0 | 0 | 0 | 0 | #N/A | #N/A | 0 | 0 | 0 | 0 | 0 | #N/A | #N/A | 0 | #N/A | #N/A | #N/A | #N/A
2 | 15 | 17 | 8 | #N/A | #N/A | 0 | 0 | 0 | 0 | 0 | 0 | 0 | #N/A | #N/A | 0 | 0 | 0 | 0 | 0 | #N/A | #N/A | 0 | #N/A | #N/A | #N/A | #N/A
2 | 15 | 18 | 8 | #N/A | #N/A | 0 | 0 | 0 | 0 | 0 | 0 | 0 | #N/A | #N/A | 0 | 0 | 0 | 0 | 0 | #N/A | #N/A | 0 | #N/A | #N/A | #N/A | #N/A
2 | 15 | 19 | 8 | #N/A | #N/A | 0 | 0 | 0 | 0 | 0 | 0 | 0 | #N/A | #N/A | 0 | 0 | 0 | 0 | 0 | #N/A | #N/A | 0 | #N/A | #N/A | #N/A | #N/A
2 | 15 | 20 | 8 | #N/A | #N/A | 0 | 0 | 0 | 0 | 0 | 0 | 0 | #N/A | #N/A | 0 | 0 | 0 | 0 | 0 | #N/A | #N/A | 0 | #N/A | #N/A | #N/A | #N/A
2 | 15 | 21 | 8 | #N/A | #N/A | 0 | 0 | 0 | 0 | 0 | 0 | 0 | #N/A | #N/A | 0 | 0 | 0 | 0 | 0 | #N/A | #N/A | 0 | #N/A | #N/A | #N/A | #N/A
2 | 15 | 22 | 8 | #N/A | #N/A | 0 | 0 | 0 | 0 | 0 | 0 | 0 | #N/A | #N/A | 0 | 0 | 0 | 0 | 0 | #N/A | #N/A | 0 | #N/A | #N/A | #N/A | #N/A
2 | 15 | 23 | 8 | #N/A | #N/A | 0 | 0 | 0 | 0 | 0 | 0 | 0 | #N/A | #N/A | 0 | 0 | 0 | 0 | 0 | #N/A | #N/A | 0 | #N/A | #N/A | #N/A | #N/A
2 | 15 | 24 | 8 | #N/A | #N/A | 0 | 0 | 0 | 0 | 0 | 0 | 0 | #N/A | #N/A | 0 | 0 | 0 | 0 | 0 | #N/A | #N/A | 0 | #N/A | #N/A | #N/A | #N/A
2 | 16 | 1 | 2 | #N/A | #N/A | 0 | 0 | 0 | 0 | 0 | 0 | 0 | #N/A | #N/A | 0 | 0 | 0 | 0 | 0 | #N/A | #N/A | 0 | #N/A | #N/A | #N/A | #N/A
2 | 16 | 2 | 2 | #N/A | #N/A | 0 | 0 | 0 | 0 | 0 | 0 | 0 | #N/A | #N/A | 0 | 0 | 0 | 0 | 0 | #N/A | #N/A | 0 | #N/A | #N/A | #N/A | #N/A
2 | 16 | 3 | 2 | #N/A | #N/A | 0 | 0 | 0 | 0 | 0 | 0 | 0 | #N/A | #N/A | 0 | 0 | 0 | 0 | 0 | #N/A | #N/A | 0 | #N/A | #N/A | #N/A | #N/A
2 | 16 | 4 | 2 | #N/A | #N/A | 0 | 0 | 0 | 0 | 0 | 0 | 0 | #N/A | #N/A | 0 | 0 | 0 | 0 | 0 | #N/A | #N/A | 0 | #N/A | #N/A | #N/A | #N/A
2 | 16 | 5 | 2 | #N/A | #N/A | 0 | 0 | 0 | 0 | 0 | 0 | 0 | #N/A | #N/A | 0 | 0 | 0 | 0 | 0 | #N/A | #N/A | 0 | #N/A | #N/A | #N/A | #N/A
2 | 16 | 6 | 2 | #N/A | #N/A | 1 | 0 | 0 | 0 | 0 | 0 | 0 | #N/A | #N/A | 0 | 0 | 0 | 0 | 0 | #N/A | #N/A | 0 | #N/A | #N/A | #N/A | #N/A
2 | 16 | 7 | 2 | #N/A | #N/A | 1 | 0 | 0 | 0 | 0 | 0 | 0 | #N/A | #N/A | 0 | 0 | 0 | 0 | 0 | #N/A | #N/A | 0 | #N/A | #N/A | #N/A | #N/A
2 | 16 | 8 | 2 | #N/A | #N/A | 1 | 0 | 0 | 0 | 0 | 0 | 0 | #N/A | #N/A | 0 | 0 | 0 | 0 | 0 | #N/A | #N/A | 0 | #N/A | #N/A | #N/A | #N/A
2 | 16 | 9 | 2 | #N/A | #N/A | 1 | 0 | 0 | 0 | 0 | 0 | 0 | #N/A | #N/A | 0 | 0 | 0 | 0 | 0 | #N/A | #N/A | 0 | #N/A | #N/A | #N/A | #N/A
2 | 16 | 10 | 2 | #N/A | #N/A | 1 | 0 | 0 | 0 | 0 | 0 | 0 | #N/A | #N/A | 0 | 0 | 0 | 0 | 0 | #N/A | #N/A | 0 | #N/A | #N/A | #N/A | #N/A
2 | 16 | 11 | 2 | #N/A | #N/A | 1 | 0 | 0 | 0 | 0 | 0 | 0 | #N/A | #N/A | 0 | 0 | 0 | 0 | 0 | #N/A | #N/A | 0 | #N/A | #N/A | #N/A | #N/A
2 | 16 | 12 | 2 | #N/A | #N/A | 1 | 0 | 0 | 0 | 0 | 0 | 0 | #N/A | #N/A | 0 | 0 | 0 | 0 | 0 | #N/A | #N/A | 0 | #N/A | #N/A | #N/A | #N/A
2 | 16 | 13 | 2 | #N/A | #N/A | 1 | 0 | 0 | 0 | 0 | 0 | 0 | #N/A | #N/A | 0 | 0 | 0 | 0 | 0 | #N/A | #N/A | 0 | #N/A | #N/A | #N/A | #N/A
2 | 16 | 14 | 2 | #N/A | #N/A | 1 | 0 | 0 | 0 | 0 | 0 | 0 | #N/A | #N/A | 0 | 0 | 0 | 0 | 0 | #N/A | #N/A | 0 | #N/A | #N/A | #N/A | #N/A
2 | 16 | 15 | 2 | #N/A | #N/A | 1 | 0 | 0 | 0 | 0 | 0 | 0 | #N/A | #N/A | 0 | 0 | 0 | 0 | 0 | #N/A | #N/A | 0 | #N/A | #N/A | #N/A | #N/A
2 | 16 | 16 | 2 | #N/A | #N/A | 1 | 0 | 0 | 0 | 0 | 0 | 0 | #N/A | #N/A | 0 | 0 | 0 | 0 | 0 | #N/A | #N/A | 0 | #N/A | #N/A | #N/A | #N/A
2 | 16 | 17 | 2 | #N/A | #N/A | 1 | 1 | 0 | 0 | 0 | 0 | 0 | #N/A | #N/A | 0 | 0 | 0 | 0 | 0 | #N/A | #N/A | 0 | #N/A | #N/A | #N/A | #N/A
2 | 16 | 18 | 2 | #N/A | #N/A | 1 | 1 | 0 | 0 | 0 | 0 | 0 | #N/A | #N/A | 0 | 0 | 0 | 0 | 0 | #N/A | #N/A | 0 | #N/A | #N/A | #N/A | #N/A
2 | 16 | 19 | 2 | #N/A | #N/A | 1 | 0 | 0 | 0 | 0 | 0 | 0 | #N/A | #N/A | 0 | 0 | 0 | 0 | 0 | #N/A | #N/A | 0 | #N/A | #N/A | #N/A | #N/A
2 | 16 | 20 | 2 | #N/A | #N/A | 1 | 0 | 0 | 0 | 0 | 0 | 0 | #N/A | #N/A | 0 | 0 | 0 | 0 | 0 | #N/A | #N/A | 0 | #N/A | #N/A | #N/A | #N/A
2 | 16 | 21 | 2 | #N/A | #N/A | 1 | 0 | 0 | 0 | 0 | 0 | 0 | #N/A | #N/A | 0 | 0 | 0 | 0 | 0 | #N/A | #N/A | 0 | #N/A | #N/A | #N/A | #N/A
2 | 16 | 22 | 2 | #N/A | #N/A | 1 | 0 | 0 | 0 | 0 | 0 | 0 | #N/A | #N/A | 0 | 0 | 0 | 0 | 0 | #N/A | #N/A | 0 | #N/A | #N/A | #N/A | #N/A
2 | 16 | 23 | 2 | #N/A | #N/A | 0 | 0 | 0 | 0 | 0 | 0 | 0 | #N/A | #N/A | 0 | 0 | 0 | 0 | 0 | #N/A | #N/A | 0 | #N/A | #N/A | #N/A | #N/A
2 | 16 | 24 | 2 | #N/A | #N/A | 0 | 0 | 0 | 0 | 0 | 0 | 0 | #N/A | #N/A | 0 | 0 | 0 | 0 | 0 | #N/A | #N/A | 0 | #N/A | #N/A | #N/A | #N/A
2 | 17 | 1 | 3 | #N/A | #N/A | 0 | 0 | 0 | 0 | 0 | 0 | 0 | #N/A | #N/A | 0 | 0 | 0 | 0 | 0 | #N/A | #N/A | 0 | #N/A | #N/A | #N/A | #N/A
2 | 17 | 2 | 3 | #N/A | #N/A | 0 | 0 | 0 | 0 | 0 | 0 | 0 | #N/A | #N/A | 0 | 0 | 0 | 0 | 0 | #N/A | #N/A | 0 | #N/A | #N/A | #N/A | #N/A
2 | 17 | 3 | 3 | #N/A | #N/A | 0 | 0 | 0 | 0 | 0 | 0 | 0 | #N/A | #N/A | 0 | 0 | 0 | 0 | 0 | #N/A | #N/A | 0 | #N/A | #N/A | #N/A | #N/A
2 | 17 | 4 | 3 | #N/A | #N/A | 0 | 0 | 0 | 0 | 0 | 0 | 0 | #N/A | #N/A | 0 | 0 | 0 | 0 | 0 | #N/A | #N/A | 0 | #N/A | #N/A | #N/A | #N/A
2 | 17 | 5 | 3 | #N/A | #N/A | 0 | 0 | 0 | 0 | 0 | 0 | 0 | #N/A | #N/A | 0 | 0 | 0 | 0 | 0 | #N/A | #N/A | 0 | #N/A | #N/A | #N/A | #N/A
2 | 17 | 6 | 3 | #N/A | #N/A | 1 | 0 | 0 | 0 | 0 | 0 | 0 | #N/A | #N/A | 0 | 0 | 0 | 0 | 0 | #N/A | #N/A | 0 | #N/A | #N/A | #N/A | #N/A
2 | 17 | 7 | 3 | #N/A | #N/A | 1 | 0 | 0 | 0 | 0 | 0 | 0 | #N/A | #N/A | 0 | 0 | 0 | 0 | 0 | #N/A | #N/A | 0 | #N/A | #N/A | #N/A | #N/A
2 | 17 | 8 | 3 | #N/A | #N/A | 1 | 0 | 0 | 0 | 0 | 0 | 0 | #N/A | #N/A | 0 | 0 | 0 | 0 | 0 | #N/A | #N/A | 0 | #N/A | #N/A | #N/A | #N/A
2 | 17 | 9 | 3 | #N/A | #N/A | 1 | 0 | 0 | 0 | 0 | 0 | 0 | #N/A | #N/A | 0 | 0 | 0 | 0 | 0 | #N/A | #N/A | 0 | #N/A | #N/A | #N/A | #N/A
2 | 17 | 10 | 3 | #N/A | #N/A | 1 | 0 | 0 | 0 | 0 | 0 | 0 | #N/A | #N/A | 0 | 0 | 0 | 0 | 0 | #N/A | #N/A | 0 | #N/A | #N/A | #N/A | #N/A
2 | 17 | 11 | 3 | #N/A | #N/A | 1 | 0 | 0 | 0 | 0 | 0 | 0 | #N/A | #N/A | 0 | 0 | 0 | 0 | 0 | #N/A | #N/A | 0 | #N/A | #N/A | #N/A | #N/A
2 | 17 | 12 | 3 | #N/A | #N/A | 1 | 0 | 0 | 0 | 0 | 0 | 0 | #N/A | #N/A | 0 | 0 | 0 | 0 | 0 | #N/A | #N/A | 0 | #N/A | #N/A | #N/A | #N/A
2 | 17 | 13 | 3 | #N/A | #N/A | 1 | 0 | 0 | 0 | 0 | 0 | 0 | #N/A | #N/A | 0 | 0 | 0 | 0 | 0 | #N/A | #N/A | 0 | #N/A | #N/A | #N/A | #N/A
2 | 17 | 14 | 3 | #N/A | #N/A | 1 | 0 | 0 | 0 | 0 | 0 | 0 | #N/A | #N/A | 0 | 0 | 0 | 0 | 0 | #N/A | #N/A | 0 | #N/A | #N/A | #N/A | #N/A
2 | 17 | 15 | 3 | #N/A | #N/A | 1 | 0 | 0 | 0 | 0 | 0 | 0 | #N/A | #N/A | 0 | 0 | 0 | 0 | 0 | #N/A | #N/A | 0 | #N/A | #N/A | #N/A | #N/A
2 | 17 | 16 | 3 | #N/A | #N/A | 1 | 0 | 0 | 0 | 0 | 0 | 0 | #N/A | #N/A | 0 | 0 | 0 | 0 | 0 | #N/A | #N/A | 0 | #N/A | #N/A | #N/A | #N/A
2 | 17 | 17 | 3 | #N/A | #N/A | 1 | 1 | 0 | 0 | 0 | 0 | 0 | #N/A | #N/A | 0 | 0 | 0 | 0 | 0 | #N/A | #N/A | 0 | #N/A | #N/A | #N/A | #N/A
2 | 17 | 18 | 3 | #N/A | #N/A | 1 | 1 | 0 | 0 | 0 | 0 | 0 | #N/A | #N/A | 0 | 0 | 0 | 0 | 0 | #N/A | #N/A | 0 | #N/A | #N/A | #N/A | #N/A
2 | 17 | 19 | 3 | #N/A | #N/A | 1 | 0 | 0 | 0 | 0 | 0 | 0 | #N/A | #N/A | 0 | 0 | 0 | 0 | 0 | #N/A | #N/A | 0 | #N/A | #N/A | #N/A | #N/A
2 | 17 | 20 | 3 | #N/A | #N/A | 1 | 0 | 0 | 0 | 0 | 0 | 0 | #N/A | #N/A | 0 | 0 | 0 | 0 | 0 | #N/A | #N/A | 0 | #N/A | #N/A | #N/A | #N/A
2 | 17 | 21 | 3 | #N/A | #N/A | 1 | 0 | 0 | 0 | 0 | 0 | 0 | #N/A | #N/A | 0 | 0 | 0 | 0 | 0 | #N/A | #N/A | 0 | #N/A | #N/A | #N/A | #N/A
2 | 17 | 22 | 3 | #N/A | #N/A | 1 | 0 | 0 | 0 | 0 | 0 | 0 | #N/A | #N/A | 0 | 0 | 0 | 0 | 0 | #N/A | #N/A | 0 | #N/A | #N/A | #N/A | #N/A
2 | 17 | 23 | 3 | #N/A | #N/A | 0 | 0 | 0 | 0 | 0 | 0 | 0 | #N/A | #N/A | 0 | 0 | 0 | 0 | 0 | #N/A | #N/A | 0 | #N/A | #N/A | #N/A | #N/A
2 | 17 | 24 | 3 | #N/A | #N/A | 0 | 0 | 0 | 0 | 0 | 0 | 0 | #N/A | #N/A | 0 | 0 | 0 | 0 | 0 | #N/A | #N/A | 0 | #N/A | #N/A | #N/A | #N/A
2 | 18 | 1 | 4 | #N/A | #N/A | 0 | 0 | 0 | 0 | 0 | 0 | 0 | #N/A | #N/A | 0 | 0 | 0 | 0 | 0 | #N/A | #N/A | 0 | #N/A | #N/A | #N/A | #N/A
2 | 18 | 2 | 4 | #N/A | #N/A | 0 | 0 | 0 | 0 | 0 | 0 | 0 | #N/A | #N/A | 0 | 0 | 0 | 0 | 0 | #N/A | #N/A | 0 | #N/A | #N/A | #N/A | #N/A
2 | 18 | 3 | 4 | #N/A | #N/A | 0 | 0 | 0 | 0 | 0 | 0 | 0 | #N/A | #N/A | 0 | 0 | 0 | 0 | 0 | #N/A | #N/A | 0 | #N/A | #N/A | #N/A | #N/A
2 | 18 | 4 | 4 | #N/A | #N/A | 0 | 0 | 0 | 0 | 0 | 0 | 0 | #N/A | #N/A | 0 | 0 | 0 | 0 | 0 | #N/A | #N/A | 0 | #N/A | #N/A | #N/A | #N/A
2 | 18 | 5 | 4 | #N/A | #N/A | 0 | 0 | 0 | 0 | 0 | 0 | 0 | #N/A | #N/A | 0 | 0 | 0 | 0 | 0 | #N/A | #N/A | 0 | #N/A | #N/A | #N/A | #N/A
2 | 18 | 6 | 4 | #N/A | #N/A | 1 | 0 | 0 | 0 | 0 | 0 | 0 | #N/A | #N/A | 0 | 0 | 0 | 0 | 0 | #N/A | #N/A | 0 | #N/A | #N/A | #N/A | #N/A
2 | 18 | 7 | 4 | #N/A | #N/A | 1 | 0 | 0 | 0 | 0 | 0 | 0 | #N/A | #N/A | 0 | 0 | 0 | 0 | 0 | #N/A | #N/A | 0 | #N/A | #N/A | #N/A | #N/A
2 | 18 | 8 | 4 | #N/A | #N/A | 1 | 0 | 0 | 0 | 0 | 0 | 0 | #N/A | #N/A | 0 | 0 | 0 | 0 | 0 | #N/A | #N/A | 0 | #N/A | #N/A | #N/A | #N/A
2 | 18 | 9 | 4 | #N/A | #N/A | 1 | 0 | 0 | 0 | 0 | 0 | 0 | #N/A | #N/A | 0 | 0 | 0 | 0 | 0 | #N/A | #N/A | 0 | #N/A | #N/A | #N/A | #N/A
2 | 18 | 10 | 4 | #N/A | #N/A | 1 | 0 | 0 | 0 | 0 | 0 | 0 | #N/A | #N/A | 0 | 0 | 0 | 0 | 0 | #N/A | #N/A | 0 | #N/A | #N/A | #N/A | #N/A
2 | 18 | 11 | 4 | #N/A | #N/A | 1 | 0 | 0 | 0 | 0 | 0 | 0 | #N/A | #N/A | 0 | 0 | 0 | 0 | 0 | #N/A | #N/A | 0 | #N/A | #N/A | #N/A | #N/A
2 | 18 | 12 | 4 | #N/A | #N/A | 1 | 0 | 0 | 0 | 0 | 0 | 0 | #N/A | #N/A | 0 | 0 | 0 | 0 | 0 | #N/A | #N/A | 0 | #N/A | #N/A | #N/A | #N/A
2 | 18 | 13 | 4 | #N/A | #N/A | 1 | 0 | 0 | 0 | 0 | 0 | 0 | #N/A | #N/A | 0 | 0 | 0 | 0 | 0 | #N/A | #N/A | 0 | #N/A | #N/A | #N/A | #N/A
2 | 18 | 14 | 4 | #N/A | #N/A | 1 | 0 | 0 | 0 | 0 | 0 | 0 | #N/A | #N/A | 0 | 0 | 0 | 0 | 0 | #N/A | #N/A | 0 | #N/A | #N/A | #N/A | #N/A
2 | 18 | 15 | 4 | #N/A | #N/A | 1 | 0 | 0 | 0 | 0 | 0 | 0 | #N/A | #N/A | 0 | 0 | 0 | 0 | 0 | #N/A | #N/A | 0 | #N/A | #N/A | #N/A | #N/A
2 | 18 | 16 | 4 | #N/A | #N/A | 1 | 0 | 0 | 0 | 0 | 0 | 0 | #N/A | #N/A | 0 | 0 | 0 | 0 | 0 | #N/A | #N/A | 0 | #N/A | #N/A | #N/A | #N/A
2 | 18 | 17 | 4 | #N/A | #N/A | 1 | 1 | 0 | 0 | 0 | 0 | 0 | #N/A | #N/A | 0 | 0 | 0 | 0 | 0 | #N/A | #N/A | 0 | #N/A | #N/A | #N/A | #N/A
2 | 18 | 18 | 4 | #N/A | #N/A | 1 | 1 | 0 | 0 | 0 | 0 | 0 | #N/A | #N/A | 0 | 0 | 0 | 0 | 0 | #N/A | #N/A | 0 | #N/A | #N/A | #N/A | #N/A
2 | 18 | 19 | 4 | #N/A | #N/A | 1 | 0 | 0 | 0 | 0 | 0 | 0 | #N/A | #N/A | 0 | 0 | 0 | 0 | 0 | #N/A | #N/A | 0 | #N/A | #N/A | #N/A | #N/A
2 | 18 | 20 | 4 | #N/A | #N/A | 1 | 0 | 0 | 0 | 0 | 0 | 0 | #N/A | #N/A | 0 | 0 | 0 | 0 | 0 | #N/A | #N/A | 0 | #N/A | #N/A | #N/A | #N/A
2 | 18 | 21 | 4 | #N/A | #N/A | 1 | 0 | 0 | 0 | 0 | 0 | 0 | #N/A | #N/A | 0 | 0 | 0 | 0 | 0 | #N/A | #N/A | 0 | #N/A | #N/A | #N/A | #N/A
2 | 18 | 22 | 4 | #N/A | #N/A | 1 | 0 | 0 | 0 | 0 | 0 | 0 | #N/A | #N/A | 0 | 0 | 0 | 0 | 0 | #N/A | #N/A | 0 | #N/A | #N/A | #N/A | #N/A
2 | 18 | 23 | 4 | #N/A | #N/A | 0 | 0 | 0 | 0 | 0 | 0 | 0 | #N/A | #N/A | 0 | 0 | 0 | 0 | 0 | #N/A | #N/A | 0 | #N/A | #N/A | #N/A | #N/A
2 | 18 | 24 | 4 | #N/A | #N/A | 0 | 0 | 0 | 0 | 0 | 0 | 0 | #N/A | #N/A | 0 | 0 | 0 | 0 | 0 | #N/A | #N/A | 0 | #N/A | #N/A | #N/A | #N/A
2 | 19 | 1 | 5 | #N/A | #N/A | 0 | 0 | 0 | 0 | 0 | 0 | 0 | #N/A | #N/A | 0 | 0 | 0 | 0 | 0 | #N/A | #N/A | 0 | #N/A | #N/A | #N/A | #N/A
2 | 19 | 2 | 5 | #N/A | #N/A | 0 | 0 | 0 | 0 | 0 | 0 | 0 | #N/A | #N/A | 0 | 0 | 0 | 0 | 0 | #N/A | #N/A | 0 | #N/A | #N/A | #N/A | #N/A
2 | 19 | 3 | 5 | #N/A | #N/A | 0 | 0 | 0 | 0 | 0 | 0 | 0 | #N/A | #N/A | 0 | 0 | 0 | 0 | 0 | #N/A | #N/A | 0 | #N/A | #N/A | #N/A | #N/A
2 | 19 | 4 | 5 | #N/A | #N/A | 0 | 0 | 0 | 0 | 0 | 0 | 0 | #N/A | #N/A | 0 | 0 | 0 | 0 | 0 | #N/A | #N/A | 0 | #N/A | #N/A | #N/A | #N/A
2 | 19 | 5 | 5 | #N/A | #N/A | 0 | 0 | 0 | 0 | 0 | 0 | 0 | #N/A | #N/A | 0 | 0 | 0 | 0 | 0 | #N/A | #N/A | 0 | #N/A | #N/A | #N/A | #N/A
2 | 19 | 6 | 5 | #N/A | #N/A | 1 | 0 | 0 | 0 | 0 | 0 | 0 | #N/A | #N/A | 0 | 0 | 0 | 0 | 0 | #N/A | #N/A | 0 | #N/A | #N/A | #N/A | #N/A
2 | 19 | 7 | 5 | #N/A | #N/A | 1 | 0 | 0 | 0 | 0 | 0 | 0 | #N/A | #N/A | 0 | 0 | 0 | 0 | 0 | #N/A | #N/A | 0 | #N/A | #N/A | #N/A | #N/A
2 | 19 | 8 | 5 | #N/A | #N/A | 1 | 0 | 0 | 0 | 0 | 0 | 0 | #N/A | #N/A | 0 | 0 | 0 | 0 | 0 | #N/A | #N/A | 0 | #N/A | #N/A | #N/A | #N/A
2 | 19 | 9 | 5 | #N/A | #N/A | 1 | 0 | 0 | 0 | 0 | 0 | 0 | #N/A | #N/A | 0 | 0 | 0 | 0 | 0 | #N/A | #N/A | 0 | #N/A | #N/A | #N/A | #N/A
2 | 19 | 10 | 5 | #N/A | #N/A | 1 | 0 | 0 | 0 | 0 | 0 | 0 | #N/A | #N/A | 0 | 0 | 0 | 0 | 0 | #N/A | #N/A | 0 | #N/A | #N/A | #N/A | #N/A
2 | 19 | 11 | 5 | #N/A | #N/A | 1 | 0 | 0 | 0 | 0 | 0 | 0 | #N/A | #N/A | 0 | 0 | 0 | 0 | 0 | #N/A | #N/A | 0 | #N/A | #N/A | #N/A | #N/A
2 | 19 | 12 | 5 | #N/A | #N/A | 1 | 0 | 0 | 0 | 0 | 0 | 0 | #N/A | #N/A | 0 | 0 | 0 | 0 | 0 | #N/A | #N/A | 0 | #N/A | #N/A | #N/A | #N/A
2 | 19 | 13 | 5 | #N/A | #N/A | 1 | 0 | 0 | 0 | 0 | 0 | 0 | #N/A | #N/A | 0 | 0 | 0 | 0 | 0 | #N/A | #N/A | 0 | #N/A | #N/A | #N/A | #N/A
2 | 19 | 14 | 5 | #N/A | #N/A | 1 | 0 | 0 | 0 | 0 | 0 | 0 | #N/A | #N/A | 0 | 0 | 0 | 0 | 0 | #N/A | #N/A | 0 | #N/A | #N/A | #N/A | #N/A
2 | 19 | 15 | 5 | #N/A | #N/A | 1 | 0 | 0 | 0 | 0 | 0 | 0 | #N/A | #N/A | 0 | 0 | 0 | 0 | 0 | #N/A | #N/A | 0 | #N/A | #N/A | #N/A | #N/A
2 | 19 | 16 | 5 | #N/A | #N/A | 1 | 0 | 0 | 0 | 0 | 0 | 0 | #N/A | #N/A | 0 | 0 | 0 | 0 | 0 | #N/A | #N/A | 0 | #N/A | #N/A | #N/A | #N/A
2 | 19 | 17 | 5 | #N/A | #N/A | 1 | 1 | 0 | 0 | 0 | 0 | 0 | #N/A | #N/A | 0 | 0 | 0 | 0 | 0 | #N/A | #N/A | 0 | #N/A | #N/A | #N/A | #N/A
2 | 19 | 18 | 5 | #N/A | #N/A | 1 | 1 | 0 | 0 | 0 | 0 | 0 | #N/A | #N/A | 0 | 0 | 0 | 0 | 0 | #N/A | #N/A | 0 | #N/A | #N/A | #N/A | #N/A
2 | 19 | 19 | 5 | #N/A | #N/A | 1 | 0 | 0 | 0 | 0 | 0 | 0 | #N/A | #N/A | 0 | 0 | 0 | 0 | 0 | #N/A | #N/A | 0 | #N/A | #N/A | #N/A | #N/A
2 | 19 | 20 | 5 | #N/A | #N/A | 1 | 0 | 0 | 0 | 0 | 0 | 0 | #N/A | #N/A | 0 | 0 | 0 | 0 | 0 | #N/A | #N/A | 0 | #N/A | #N/A | #N/A | #N/A
2 | 19 | 21 | 5 | #N/A | #N/A | 1 | 0 | 0 | 0 | 0 | 0 | 0 | #N/A | #N/A | 0 | 0 | 0 | 0 | 0 | #N/A | #N/A | 0 | #N/A | #N/A | #N/A | #N/A
2 | 19 | 22 | 5 | #N/A | #N/A | 1 | 0 | 0 | 0 | 0 | 0 | 0 | #N/A | #N/A | 0 | 0 | 0 | 0 | 0 | #N/A | #N/A | 0 | #N/A | #N/A | #N/A | #N/A
2 | 19 | 23 | 5 | #N/A | #N/A | 0 | 0 | 0 | 0 | 0 | 0 | 0 | #N/A | #N/A | 0 | 0 | 0 | 0 | 0 | #N/A | #N/A | 0 | #N/A | #N/A | #N/A | #N/A
2 | 19 | 24 | 5 | #N/A | #N/A | 0 | 0 | 0 | 0 | 0 | 0 | 0 | #N/A | #N/A | 0 | 0 | 0 | 0 | 0 | #N/A | #N/A | 0 | #N/A | #N/A | #N/A | #N/A
2 | 20 | 1 | 6 | #N/A | #N/A | 0 | 0 | 0 | 0 | 0 | 0 | 0 | #N/A | #N/A | 0 | 0 | 0 | 0 | 0 | #N/A | #N/A | 0 | #N/A | #N/A | #N/A | #N/A
2 | 20 | 2 | 6 | #N/A | #N/A | 0 | 0 | 0 | 0 | 0 | 0 | 0 | #N/A | #N/A | 0 | 0 | 0 | 0 | 0 | #N/A | #N/A | 0 | #N/A | #N/A | #N/A | #N/A
2 | 20 | 3 | 6 | #N/A | #N/A | 0 | 0 | 0 | 0 | 0 | 0 | 0 | #N/A | #N/A | 0 | 0 | 0 | 0 | 0 | #N/A | #N/A | 0 | #N/A | #N/A | #N/A | #N/A
2 | 20 | 4 | 6 | #N/A | #N/A | 0 | 0 | 0 | 0 | 0 | 0 | 0 | #N/A | #N/A | 0 | 0 | 0 | 0 | 0 | #N/A | #N/A | 0 | #N/A | #N/A | #N/A | #N/A
2 | 20 | 5 | 6 | #N/A | #N/A | 0 | 0 | 0 | 0 | 0 | 0 | 0 | #N/A | #N/A | 0 | 0 | 0 | 0 | 0 | #N/A | #N/A | 0 | #N/A | #N/A | #N/A | #N/A
2 | 20 | 6 | 6 | #N/A | #N/A | 0 | 0 | 0 | 0 | 0 | 0 | 0 | #N/A | #N/A | 0 | 0 | 0 | 0 | 0 | #N/A | #N/A | 0 | #N/A | #N/A | #N/A | #N/A
2 | 20 | 7 | 6 | #N/A | #N/A | 0 | 0 | 0 | 0 | 0 | 0 | 0 | #N/A | #N/A | 0 | 0 | 0 | 0 | 0 | #N/A | #N/A | 0 | #N/A | #N/A | #N/A | #N/A
2 | 20 | 8 | 6 | #N/A | #N/A | 0 | 0 | 0 | 0 | 0 | 0 | 0 | #N/A | #N/A | 0 | 0 | 0 | 0 | 0 | #N/A | #N/A | 0 | #N/A | #N/A | #N/A | #N/A
2 | 20 | 9 | 6 | #N/A | #N/A | 0 | 0 | 0 | 0 | 0 | 0 | 0 | #N/A | #N/A | 0 | 0 | 0 | 0 | 0 | #N/A | #N/A | 0 | #N/A | #N/A | #N/A | #N/A
2 | 20 | 10 | 6 | #N/A | #N/A | 0 | 0 | 0 | 0 | 0 | 0 | 0 | #N/A | #N/A | 0 | 0 | 0 | 0 | 0 | #N/A | #N/A | 0 | #N/A | #N/A | #N/A | #N/A
2 | 20 | 11 | 6 | #N/A | #N/A | 0 | 0 | 0 | 0 | 0 | 0 | 0 | #N/A | #N/A | 0 | 0 | 0 | 0 | 0 | #N/A | #N/A | 0 | #N/A | #N/A | #N/A | #N/A
2 | 20 | 12 | 6 | #N/A | #N/A | 0 | 0 | 0 | 0 | 0 | 0 | 0 | #N/A | #N/A | 0 | 0 | 0 | 0 | 0 | #N/A | #N/A | 0 | #N/A | #N/A | #N/A | #N/A
2 | 20 | 13 | 6 | #N/A | #N/A | 0 | 0 | 0 | 0 | 0 | 0 | 0 | #N/A | #N/A | 0 | 0 | 0 | 0 | 0 | #N/A | #N/A | 0 | #N/A | #N/A | #N/A | #N/A
2 | 20 | 14 | 6 | #N/A | #N/A | 0 | 0 | 0 | 0 | 0 | 0 | 0 | #N/A | #N/A | 0 | 0 | 0 | 0 | 0 | #N/A | #N/A | 0 | #N/A | #N/A | #N/A | #N/A
2 | 20 | 15 | 6 | #N/A | #N/A | 0 | 0 | 0 | 0 | 0 | 0 | 0 | #N/A | #N/A | 0 | 0 | 0 | 0 | 0 | #N/A | #N/A | 0 | #N/A | #N/A | #N/A | #N/A
2 | 20 | 16 | 6 | #N/A | #N/A | 0 | 0 | 0 | 0 | 0 | 0 | 0 | #N/A | #N/A | 0 | 0 | 0 | 0 | 0 | #N/A | #N/A | 0 | #N/A | #N/A | #N/A | #N/A
2 | 20 | 17 | 6 | #N/A | #N/A | 0 | 0 | 0 | 0 | 0 | 0 | 0 | #N/A | #N/A | 0 | 0 | 0 | 0 | 0 | #N/A | #N/A | 0 | #N/A | #N/A | #N/A | #N/A
2 | 20 | 18 | 6 | #N/A | #N/A | 0 | 0 | 0 | 0 | 0 | 0 | 0 | #N/A | #N/A | 0 | 0 | 0 | 0 | 0 | #N/A | #N/A | 0 | #N/A | #N/A | #N/A | #N/A
2 | 20 | 19 | 6 | #N/A | #N/A | 0 | 0 | 0 | 0 | 0 | 0 | 0 | #N/A | #N/A | 0 | 0 | 0 | 0 | 0 | #N/A | #N/A | 0 | #N/A | #N/A | #N/A | #N/A
2 | 20 | 20 | 6 | #N/A | #N/A | 0 | 0 | 0 | 0 | 0 | 0 | 0 | #N/A | #N/A | 0 | 0 | 0 | 0 | 0 | #N/A | #N/A | 0 | #N/A | #N/A | #N/A | #N/A
2 | 20 | 21 | 6 | #N/A | #N/A | 0 | 0 | 0 | 0 | 0 | 0 | 0 | #N/A | #N/A | 0 | 0 | 0 | 0 | 0 | #N/A | #N/A | 0 | #N/A | #N/A | #N/A | #N/A
2 | 20 | 22 | 6 | #N/A | #N/A | 0 | 0 | 0 | 0 | 0 | 0 | 0 | #N/A | #N/A | 0 | 0 | 0 | 0 | 0 | #N/A | #N/A | 0 | #N/A | #N/A | #N/A | #N/A
2 | 20 | 23 | 6 | #N/A | #N/A | 0 | 0 | 0 | 0 | 0 | 0 | 0 | #N/A | #N/A | 0 | 0 | 0 | 0 | 0 | #N/A | #N/A | 0 | #N/A | #N/A | #N/A | #N/A
2 | 20 | 24 | 6 | #N/A | #N/A | 0 | 0 | 0 | 0 | 0 | 0 | 0 | #N/A | #N/A | 0 | 0 | 0 | 0 | 0 | #N/A | #N/A | 0 | #N/A | #N/A | #N/A | #N/A
2 | 21 | 1 | 7 | #N/A | #N/A | 0 | 0 | 0 | 0 | 0 | 0 | 0 | #N/A | #N/A | 0 | 0 | 0 | 0 | 0 | #N/A | #N/A | 0 | #N/A | #N/A | #N/A | #N/A
2 | 21 | 2 | 7 | #N/A | #N/A | 0 | 0 | 0 | 0 | 0 | 0 | 0 | #N/A | #N/A | 0 | 0 | 0 | 0 | 0 | #N/A | #N/A | 0 | #N/A | #N/A | #N/A | #N/A
2 | 21 | 3 | 7 | #N/A | #N/A | 0 | 0 | 0 | 0 | 0 | 0 | 0 | #N/A | #N/A | 0 | 0 | 0 | 0 | 0 | #N/A | #N/A | 0 | #N/A | #N/A | #N/A | #N/A
2 | 21 | 4 | 7 | #N/A | #N/A | 0 | 0 | 0 | 0 | 0 | 0 | 0 | #N/A | #N/A | 0 | 0 | 0 | 0 | 0 | #N/A | #N/A | 0 | #N/A | #N/A | #N/A | #N/A
2 | 21 | 5 | 7 | #N/A | #N/A | 0 | 0 | 0 | 0 | 0 | 0 | 0 | #N/A | #N/A | 0 | 0 | 0 | 0 | 0 | #N/A | #N/A | 0 | #N/A | #N/A | #N/A | #N/A
2 | 21 | 6 | 7 | #N/A | #N/A | 0 | 0 | 0 | 0 | 0 | 0 | 0 | #N/A | #N/A | 0 | 0 | 0 | 0 | 0 | #N/A | #N/A | 0 | #N/A | #N/A | #N/A | #N/A
2 | 21 | 7 | 7 | #N/A | #N/A | 0 | 0 | 0 | 0 | 0 | 0 | 0 | #N/A | #N/A | 0 | 0 | 0 | 0 | 0 | #N/A | #N/A | 0 | #N/A | #N/A | #N/A | #N/A
2 | 21 | 8 | 7 | #N/A | #N/A | 0 | 0 | 0 | 0 | 0 | 0 | 0 | #N/A | #N/A | 0 | 0 | 0 | 0 | 0 | #N/A | #N/A | 0 | #N/A | #N/A | #N/A | #N/A
2 | 21 | 9 | 7 | #N/A | #N/A | 0 | 0 | 0 | 0 | 0 | 0 | 0 | #N/A | #N/A | 0 | 0 | 0 | 0 | 0 | #N/A | #N/A | 0 | #N/A | #N/A | #N/A | #N/A
2 | 21 | 10 | 7 | #N/A | #N/A | 0 | 0 | 0 | 0 | 0 | 0 | 0 | #N/A | #N/A | 0 | 0 | 0 | 0 | 0 | #N/A | #N/A | 0 | #N/A | #N/A | #N/A | #N/A
2 | 21 | 11 | 7 | #N/A | #N/A | 0 | 0 | 0 | 0 | 0 | 0 | 0 | #N/A | #N/A | 0 | 0 | 0 | 0 | 0 | #N/A | #N/A | 0 | #N/A | #N/A | #N/A | #N/A
2 | 21 | 12 | 7 | #N/A | #N/A | 0 | 0 | 0 | 0 | 0 | 0 | 0 | #N/A | #N/A | 0 | 0 | 0 | 0 | 0 | #N/A | #N/A | 0 | #N/A | #N/A | #N/A | #N/A
2 | 21 | 13 | 7 | #N/A | #N/A | 0 | 0 | 0 | 0 | 0 | 0 | 0 | #N/A | #N/A | 0 | 0 | 0 | 0 | 0 | #N/A | #N/A | 0 | #N/A | #N/A | #N/A | #N/A
2 | 21 | 14 | 7 | #N/A | #N/A | 0 | 0 | 0 | 0 | 0 | 0 | 0 | #N/A | #N/A | 0 | 0 | 0 | 0 | 0 | #N/A | #N/A | 0 | #N/A | #N/A | #N/A | #N/A
2 | 21 | 15 | 7 | #N/A | #N/A | 0 | 0 | 0 | 0 | 0 | 0 | 0 | #N/A | #N/A | 0 | 0 | 0 | 0 | 0 | #N/A | #N/A | 0 | #N/A | #N/A | #N/A | #N/A
2 | 21 | 16 | 7 | #N/A | #N/A | 0 | 0 | 0 | 0 | 0 | 0 | 0 | #N/A | #N/A | 0 | 0 | 0 | 0 | 0 | #N/A | #N/A | 0 | #N/A | #N/A | #N/A | #N/A
2 | 21 | 17 | 7 | #N/A | #N/A | 0 | 0 | 0 | 0 | 0 | 0 | 0 | #N/A | #N/A | 0 | 0 | 0 | 0 | 0 | #N/A | #N/A | 0 | #N/A | #N/A | #N/A | #N/A
2 | 21 | 18 | 7 | #N/A | #N/A | 0 | 0 | 0 | 0 | 0 | 0 | 0 | #N/A | #N/A | 0 | 0 | 0 | 0 | 0 | #N/A | #N/A | 0 | #N/A | #N/A | #N/A | #N/A
2 | 21 | 19 | 7 | #N/A | #N/A | 0 | 0 | 0 | 0 | 0 | 0 | 0 | #N/A | #N/A | 0 | 0 | 0 | 0 | 0 | #N/A | #N/A | 0 | #N/A | #N/A | #N/A | #N/A
2 | 21 | 20 | 7 | #N/A | #N/A | 0 | 0 | 0 | 0 | 0 | 0 | 0 | #N/A | #N/A | 0 | 0 | 0 | 0 | 0 | #N/A | #N/A | 0 | #N/A | #N/A | #N/A | #N/A
2 | 21 | 21 | 7 | #N/A | #N/A | 0 | 0 | 0 | 0 | 0 | 0 | 0 | #N/A | #N/A | 0 | 0 | 0 | 0 | 0 | #N/A | #N/A | 0 | #N/A | #N/A | #N/A | #N/A
2 | 21 | 22 | 7 | #N/A | #N/A | 0 | 0 | 0 | 0 | 0 | 0 | 0 | #N/A | #N/A | 0 | 0 | 0 | 0 | 0 | #N/A | #N/A | 0 | #N/A | #N/A | #N/A | #N/A
2 | 21 | 23 | 7 | #N/A | #N/A | 0 | 0 | 0 | 0 | 0 | 0 | 0 | #N/A | #N/A | 0 | 0 | 0 | 0 | 0 | #N/A | #N/A | 0 | #N/A | #N/A | #N/A | #N/A
2 | 21 | 24 | 7 | #N/A | #N/A | 0 | 0 | 0 | 0 | 0 | 0 | 0 | #N/A | #N/A | 0 | 0 | 0 | 0 | 0 | #N/A | #N/A | 0 | #N/A | #N/A | #N/A | #N/A
2 | 22 | 1 | 1 | #N/A | #N/A | 0 | 0 | 0 | 0 | 0 | 0 | 0 | #N/A | #N/A | 0 | 0 | 0 | 0 | 0 | #N/A | #N/A | 0 | #N/A | #N/A | #N/A | #N/A
2 | 22 | 2 | 1 | #N/A | #N/A | 0 | 0 | 0 | 0 | 0 | 0 | 0 | #N/A | #N/A | 0 | 0 | 0 | 0 | 0 | #N/A | #N/A | 0 | #N/A | #N/A | #N/A | #N/A
2 | 22 | 3 | 1 | #N/A | #N/A | 0 | 0 | 0 | 0 | 0 | 0 | 0 | #N/A | #N/A | 0 | 0 | 0 | 0 | 0 | #N/A | #N/A | 0 | #N/A | #N/A | #N/A | #N/A
2 | 22 | 4 | 1 | #N/A | #N/A | 0 | 0 | 0 | 0 | 0 | 0 | 0 | #N/A | #N/A | 0 | 0 | 0 | 0 | 0 | #N/A | #N/A | 0 | #N/A | #N/A | #N/A | #N/A
2 | 22 | 5 | 1 | #N/A | #N/A | 0 | 0 | 0 | 0 | 0 | 0 | 0 | #N/A | #N/A | 0 | 0 | 0 | 0 | 0 | #N/A | #N/A | 0 | #N/A | #N/A | #N/A | #N/A
2 | 22 | 6 | 1 | #N/A | #N/A | 1 | 0 | 0 | 0 | 0 | 0 | 0 | #N/A | #N/A | 0 | 0 | 0 | 0 | 0 | #N/A | #N/A | 0 | #N/A | #N/A | #N/A | #N/A
2 | 22 | 7 | 1 | #N/A | #N/A | 1 | 0 | 0 | 0 | 0 | 0 | 0 | #N/A | #N/A | 0 | 0 | 0 | 0 | 0 | #N/A | #N/A | 0 | #N/A | #N/A | #N/A | #N/A
2 | 22 | 8 | 1 | #N/A | #N/A | 1 | 0 | 0 | 0 | 0 | 0 | 0 | #N/A | #N/A | 0 | 0 | 0 | 0 | 0 | #N/A | #N/A | 0 | #N/A | #N/A | #N/A | #N/A
2 | 22 | 9 | 1 | #N/A | #N/A | 1 | 0 | 0 | 0 | 0 | 0 | 0 | #N/A | #N/A | 0 | 0 | 0 | 0 | 0 | #N/A | #N/A | 0 | #N/A | #N/A | #N/A | #N/A
2 | 22 | 10 | 1 | #N/A | #N/A | 1 | 0 | 0 | 0 | 0 | 0 | 0 | #N/A | #N/A | 0 | 0 | 0 | 0 | 0 | #N/A | #N/A | 0 | #N/A | #N/A | #N/A | #N/A
2 | 22 | 11 | 1 | #N/A | #N/A | 1 | 0 | 0 | 0 | 0 | 0 | 0 | #N/A | #N/A | 0 | 0 | 0 | 0 | 0 | #N/A | #N/A | 0 | #N/A | #N/A | #N/A | #N/A
2 | 22 | 12 | 1 | #N/A | #N/A | 1 | 0 | 0 | 0 | 0 | 0 | 0 | #N/A | #N/A | 0 | 0 | 0 | 0 | 0 | #N/A | #N/A | 0 | #N/A | #N/A | #N/A | #N/A
2 | 22 | 13 | 1 | #N/A | #N/A | 1 | 0 | 0 | 0 | 0 | 0 | 0 | #N/A | #N/A | 0 | 0 | 0 | 0 | 0 | #N/A | #N/A | 0 | #N/A | #N/A | #N/A | #N/A
2 | 22 | 14 | 1 | #N/A | #N/A | 1 | 0 | 0 | 0 | 0 | 0 | 0 | #N/A | #N/A | 0 | 0 | 0 | 0 | 0 | #N/A | #N/A | 0 | #N/A | #N/A | #N/A | #N/A
2 | 22 | 15 | 1 | #N/A | #N/A | 1 | 0 | 0 | 0 | 0 | 0 | 0 | #N/A | #N/A | 0 | 0 | 0 | 0 | 0 | #N/A | #N/A | 0 | #N/A | #N/A | #N/A | #N/A
2 | 22 | 16 | 1 | #N/A | #N/A | 1 | 0 | 0 | 0 | 0 | 0 | 0 | #N/A | #N/A | 0 | 0 | 0 | 0 | 0 | #N/A | #N/A | 0 | #N/A | #N/A | #N/A | #N/A
2 | 22 | 17 | 1 | #N/A | #N/A | 1 | 1 | 0 | 0 | 0 | 0 | 0 | #N/A | #N/A | 0 | 0 | 0 | 0 | 0 | #N/A | #N/A | 0 | #N/A | #N/A | #N/A | #N/A
2 | 22 | 18 | 1 | #N/A | #N/A | 1 | 1 | 0 | 0 | 0 | 0 | 0 | #N/A | #N/A | 0 | 0 | 0 | 0 | 0 | #N/A | #N/A | 0 | #N/A | #N/A | #N/A | #N/A
2 | 22 | 19 | 1 | #N/A | #N/A | 1 | 0 | 0 | 0 | 0 | 0 | 0 | #N/A | #N/A | 0 | 0 | 0 | 0 | 0 | #N/A | #N/A | 0 | #N/A | #N/A | #N/A | #N/A
2 | 22 | 20 | 1 | #N/A | #N/A | 1 | 0 | 0 | 0 | 0 | 0 | 0 | #N/A | #N/A | 0 | 0 | 0 | 0 | 0 | #N/A | #N/A | 0 | #N/A | #N/A | #N/A | #N/A
2 | 22 | 21 | 1 | #N/A | #N/A | 1 | 0 | 0 | 0 | 0 | 0 | 0 | #N/A | #N/A | 0 | 0 | 0 | 0 | 0 | #N/A | #N/A | 0 | #N/A | #N/A | #N/A | #N/A
2 | 22 | 22 | 1 | #N/A | #N/A | 1 | 0 | 0 | 0 | 0 | 0 | 0 | #N/A | #N/A | 0 | 0 | 0 | 0 | 0 | #N/A | #N/A | 0 | #N/A | #N/A | #N/A | #N/A
2 | 22 | 23 | 1 | #N/A | #N/A | 0 | 0 | 0 | 0 | 0 | 0 | 0 | #N/A | #N/A | 0 | 0 | 0 | 0 | 0 | #N/A | #N/A | 0 | #N/A | #N/A | #N/A | #N/A
2 | 22 | 24 | 1 | #N/A | #N/A | 0 | 0 | 0 | 0 | 0 | 0 | 0 | #N/A | #N/A | 0 | 0 | 0 | 0 | 0 | #N/A | #N/A | 0 | #N/A | #N/A | #N/A | #N/A
2 | 23 | 1 | 2 | #N/A | #N/A | 0 | 0 | 0 | 0 | 0 | 0 | 0 | #N/A | #N/A | 0 | 0 | 0 | 0 | 0 | #N/A | #N/A | 0 | #N/A | #N/A | #N/A | #N/A
2 | 23 | 2 | 2 | #N/A | #N/A | 0 | 0 | 0 | 0 | 0 | 0 | 0 | #N/A | #N/A | 0 | 0 | 0 | 0 | 0 | #N/A | #N/A | 0 | #N/A | #N/A | #N/A | #N/A
2 | 23 | 3 | 2 | #N/A | #N/A | 0 | 0 | 0 | 0 | 0 | 0 | 0 | #N/A | #N/A | 0 | 0 | 0 | 0 | 0 | #N/A | #N/A | 0 | #N/A | #N/A | #N/A | #N/A
2 | 23 | 4 | 2 | #N/A | #N/A | 0 | 0 | 0 | 0 | 0 | 0 | 0 | #N/A | #N/A | 0 | 0 | 0 | 0 | 0 | #N/A | #N/A | 0 | #N/A | #N/A | #N/A | #N/A
2 | 23 | 5 | 2 | #N/A | #N/A | 0 | 0 | 0 | 0 | 0 | 0 | 0 | #N/A | #N/A | 0 | 0 | 0 | 0 | 0 | #N/A | #N/A | 0 | #N/A | #N/A | #N/A | #N/A
2 | 23 | 6 | 2 | #N/A | #N/A | 1 | 0 | 0 | 0 | 0 | 0 | 0 | #N/A | #N/A | 0 | 0 | 0 | 0 | 0 | #N/A | #N/A | 0 | #N/A | #N/A | #N/A | #N/A
2 | 23 | 7 | 2 | #N/A | #N/A | 1 | 0 | 0 | 0 | 0 | 0 | 0 | #N/A | #N/A | 0 | 0 | 0 | 0 | 0 | #N/A | #N/A | 0 | #N/A | #N/A | #N/A | #N/A
2 | 23 | 8 | 2 | #N/A | #N/A | 1 | 0 | 0 | 0 | 0 | 0 | 0 | #N/A | #N/A | 0 | 0 | 0 | 0 | 0 | #N/A | #N/A | 0 | #N/A | #N/A | #N/A | #N/A
2 | 23 | 9 | 2 | #N/A | #N/A | 1 | 0 | 0 | 0 | 0 | 0 | 0 | #N/A | #N/A | 0 | 0 | 0 | 0 | 0 | #N/A | #N/A | 0 | #N/A | #N/A | #N/A | #N/A
2 | 23 | 10 | 2 | #N/A | #N/A | 1 | 0 | 0 | 0 | 0 | 0 | 0 | #N/A | #N/A | 0 | 0 | 0 | 0 | 0 | #N/A | #N/A | 0 | #N/A | #N/A | #N/A | #N/A
2 | 23 | 11 | 2 | #N/A | #N/A | 1 | 0 | 0 | 0 | 0 | 0 | 0 | #N/A | #N/A | 0 | 0 | 0 | 0 | 0 | #N/A | #N/A | 0 | #N/A | #N/A | #N/A | #N/A
2 | 23 | 12 | 2 | #N/A | #N/A | 1 | 0 | 0 | 0 | 0 | 0 | 0 | #N/A | #N/A | 0 | 0 | 0 | 0 | 0 | #N/A | #N/A | 0 | #N/A | #N/A | #N/A | #N/A
2 | 23 | 13 | 2 | #N/A | #N/A | 1 | 0 | 0 | 0 | 0 | 0 | 0 | #N/A | #N/A | 0 | 0 | 0 | 0 | 0 | #N/A | #N/A | 0 | #N/A | #N/A | #N/A | #N/A
2 | 23 | 14 | 2 | #N/A | #N/A | 1 | 0 | 0 | 0 | 0 | 0 | 0 | #N/A | #N/A | 0 | 0 | 0 | 0 | 0 | #N/A | #N/A | 0 | #N/A | #N/A | #N/A | #N/A
2 | 23 | 15 | 2 | #N/A | #N/A | 1 | 0 | 0 | 0 | 0 | 0 | 0 | #N/A | #N/A | 0 | 0 | 0 | 0 | 0 | #N/A | #N/A | 0 | #N/A | #N/A | #N/A | #N/A
2 | 23 | 16 | 2 | #N/A | #N/A | 1 | 0 | 0 | 0 | 0 | 0 | 0 | #N/A | #N/A | 0 | 0 | 0 | 0 | 0 | #N/A | #N/A | 0 | #N/A | #N/A | #N/A | #N/A
2 | 23 | 17 | 2 | #N/A | #N/A | 1 | 1 | 0 | 0 | 0 | 0 | 0 | #N/A | #N/A | 0 | 0 | 0 | 0 | 0 | #N/A | #N/A | 0 | #N/A | #N/A | #N/A | #N/A
2 | 23 | 18 | 2 | #N/A | #N/A | 1 | 1 | 0 | 0 | 0 | 0 | 0 | #N/A | #N/A | 0 | 0 | 0 | 0 | 0 | #N/A | #N/A | 0 | #N/A | #N/A | #N/A | #N/A
2 | 23 | 19 | 2 | #N/A | #N/A | 1 | 0 | 0 | 0 | 0 | 0 | 0 | #N/A | #N/A | 0 | 0 | 0 | 0 | 0 | #N/A | #N/A | 0 | #N/A | #N/A | #N/A | #N/A
2 | 23 | 20 | 2 | #N/A | #N/A | 1 | 0 | 0 | 0 | 0 | 0 | 0 | #N/A | #N/A | 0 | 0 | 0 | 0 | 0 | #N/A | #N/A | 0 | #N/A | #N/A | #N/A | #N/A
2 | 23 | 21 | 2 | #N/A | #N/A | 1 | 0 | 0 | 0 | 0 | 0 | 0 | #N/A | #N/A | 0 | 0 | 0 | 0 | 0 | #N/A | #N/A | 0 | #N/A | #N/A | #N/A | #N/A
2 | 23 | 22 | 2 | #N/A | #N/A | 1 | 0 | 0 | 0 | 0 | 0 | 0 | #N/A | #N/A | 0 | 0 | 0 | 0 | 0 | #N/A | #N/A | 0 | #N/A | #N/A | #N/A | #N/A
2 | 23 | 23 | 2 | #N/A | #N/A | 0 | 0 | 0 | 0 | 0 | 0 | 0 | #N/A | #N/A | 0 | 0 | 0 | 0 | 0 | #N/A | #N/A | 0 | #N/A | #N/A | #N/A | #N/A
2 | 23 | 24 | 2 | #N/A | #N/A | 0 | 0 | 0 | 0 | 0 | 0 | 0 | #N/A | #N/A | 0 | 0 | 0 | 0 | 0 | #N/A | #N/A | 0 | #N/A | #N/A | #N/A | #N/A
2 | 24 | 1 | 3 | #N/A | #N/A | 0 | 0 | 0 | 0 | 0 | 0 | 0 | #N/A | #N/A | 0 | 0 | 0 | 0 | 0 | #N/A | #N/A | 0 | #N/A | #N/A | #N/A | #N/A
2 | 24 | 2 | 3 | #N/A | #N/A | 0 | 0 | 0 | 0 | 0 | 0 | 0 | #N/A | #N/A | 0 | 0 | 0 | 0 | 0 | #N/A | #N/A | 0 | #N/A | #N/A | #N/A | #N/A
2 | 24 | 3 | 3 | #N/A | #N/A | 0 | 0 | 0 | 0 | 0 | 0 | 0 | #N/A | #N/A | 0 | 0 | 0 | 0 | 0 | #N/A | #N/A | 0 | #N/A | #N/A | #N/A | #N/A
2 | 24 | 4 | 3 | #N/A | #N/A | 0 | 0 | 0 | 0 | 0 | 0 | 0 | #N/A | #N/A | 0 | 0 | 0 | 0 | 0 | #N/A | #N/A | 0 | #N/A | #N/A | #N/A | #N/A
2 | 24 | 5 | 3 | #N/A | #N/A | 0 | 0 | 0 | 0 | 0 | 0 | 0 | #N/A | #N/A | 0 | 0 | 0 | 0 | 0 | #N/A | #N/A | 0 | #N/A | #N/A | #N/A | #N/A
2 | 24 | 6 | 3 | #N/A | #N/A | 1 | 0 | 0 | 0 | 0 | 0 | 0 | #N/A | #N/A | 0 | 0 | 0 | 0 | 0 | #N/A | #N/A | 0 | #N/A | #N/A | #N/A | #N/A
2 | 24 | 7 | 3 | #N/A | #N/A | 1 | 0 | 0 | 0 | 0 | 0 | 0 | #N/A | #N/A | 0 | 0 | 0 | 0 | 0 | #N/A | #N/A | 0 | #N/A | #N/A | #N/A | #N/A
2 | 24 | 8 | 3 | #N/A | #N/A | 1 | 0 | 0 | 0 | 0 | 0 | 0 | #N/A | #N/A | 0 | 0 | 0 | 0 | 0 | #N/A | #N/A | 0 | #N/A | #N/A | #N/A | #N/A
2 | 24 | 9 | 3 | #N/A | #N/A | 1 | 0 | 0 | 0 | 0 | 0 | 0 | #N/A | #N/A | 0 | 0 | 0 | 0 | 0 | #N/A | #N/A | 0 | #N/A | #N/A | #N/A | #N/A
2 | 24 | 10 | 3 | #N/A | #N/A | 1 | 0 | 0 | 0 | 0 | 0 | 0 | #N/A | #N/A | 0 | 0 | 0 | 0 | 0 | #N/A | #N/A | 0 | #N/A | #N/A | #N/A | #N/A
2 | 24 | 11 | 3 | #N/A | #N/A | 1 | 0 | 0 | 0 | 0 | 0 | 0 | #N/A | #N/A | 0 | 0 | 0 | 0 | 0 | #N/A | #N/A | 0 | #N/A | #N/A | #N/A | #N/A
2 | 24 | 12 | 3 | #N/A | #N/A | 1 | 0 | 0 | 0 | 0 | 0 | 0 | #N/A | #N/A | 0 | 0 | 0 | 0 | 0 | #N/A | #N/A | 0 | #N/A | #N/A | #N/A | #N/A
2 | 24 | 13 | 3 | #N/A | #N/A | 1 | 0 | 0 | 0 | 0 | 0 | 0 | #N/A | #N/A | 0 | 0 | 0 | 0 | 0 | #N/A | #N/A | 0 | #N/A | #N/A | #N/A | #N/A
2 | 24 | 14 | 3 | #N/A | #N/A | 1 | 0 | 0 | 0 | 0 | 0 | 0 | #N/A | #N/A | 0 | 0 | 0 | 0 | 0 | #N/A | #N/A | 0 | #N/A | #N/A | #N/A | #N/A
2 | 24 | 15 | 3 | #N/A | #N/A | 1 | 0 | 0 | 0 | 0 | 0 | 0 | #N/A | #N/A | 0 | 0 | 0 | 0 | 0 | #N/A | #N/A | 0 | #N/A | #N/A | #N/A | #N/A
2 | 24 | 16 | 3 | #N/A | #N/A | 1 | 0 | 0 | 0 | 0 | 0 | 0 | #N/A | #N/A | 0 | 0 | 0 | 0 | 0 | #N/A | #N/A | 0 | #N/A | #N/A | #N/A | #N/A
2 | 24 | 17 | 3 | #N/A | #N/A | 1 | 1 | 0 | 0 | 0 | 0 | 0 | #N/A | #N/A | 0 | 0 | 0 | 0 | 0 | #N/A | #N/A | 0 | #N/A | #N/A | #N/A | #N/A
2 | 24 | 18 | 3 | #N/A | #N/A | 1 | 1 | 0 | 0 | 0 | 0 | 0 | #N/A | #N/A | 0 | 0 | 0 | 0 | 0 | #N/A | #N/A | 0 | #N/A | #N/A | #N/A | #N/A
2 | 24 | 19 | 3 | #N/A | #N/A | 1 | 0 | 0 | 0 | 0 | 0 | 0 | #N/A | #N/A | 0 | 0 | 0 | 0 | 0 | #N/A | #N/A | 0 | #N/A | #N/A | #N/A | #N/A
2 | 24 | 20 | 3 | #N/A | #N/A | 1 | 0 | 0 | 0 | 0 | 0 | 0 | #N/A | #N/A | 0 | 0 | 0 | 0 | 0 | #N/A | #N/A | 0 | #N/A | #N/A | #N/A | #N/A
2 | 24 | 21 | 3 | #N/A | #N/A | 1 | 0 | 0 | 0 | 0 | 0 | 0 | #N/A | #N/A | 0 | 0 | 0 | 0 | 0 | #N/A | #N/A | 0 | #N/A | #N/A | #N/A | #N/A
2 | 24 | 22 | 3 | #N/A | #N/A | 1 | 0 | 0 | 0 | 0 | 0 | 0 | #N/A | #N/A | 0 | 0 | 0 | 0 | 0 | #N/A | #N/A | 0 | #N/A | #N/A | #N/A | #N/A
2 | 24 | 23 | 3 | #N/A | #N/A | 0 | 0 | 0 | 0 | 0 | 0 | 0 | #N/A | #N/A | 0 | 0 | 0 | 0 | 0 | #N/A | #N/A | 0 | #N/A | #N/A | #N/A | #N/A
2 | 24 | 24 | 3 | #N/A | #N/A | 0 | 0 | 0 | 0 | 0 | 0 | 0 | #N/A | #N/A | 0 | 0 | 0 | 0 | 0 | #N/A | #N/A | 0 | #N/A | #N/A | #N/A | #N/A
2 | 25 | 1 | 4 | #N/A | #N/A | 0 | 0 | 0 | 0 | 0 | 0 | 0 | #N/A | #N/A | 0 | 0 | 0 | 0 | 0 | #N/A | #N/A | 0 | #N/A | #N/A | #N/A | #N/A
2 | 25 | 2 | 4 | #N/A | #N/A | 0 | 0 | 0 | 0 | 0 | 0 | 0 | #N/A | #N/A | 0 | 0 | 0 | 0 | 0 | #N/A | #N/A | 0 | #N/A | #N/A | #N/A | #N/A
2 | 25 | 3 | 4 | #N/A | #N/A | 0 | 0 | 0 | 0 | 0 | 0 | 0 | #N/A | #N/A | 0 | 0 | 0 | 0 | 0 | #N/A | #N/A | 0 | #N/A | #N/A | #N/A | #N/A
2 | 25 | 4 | 4 | #N/A | #N/A | 0 | 0 | 0 | 0 | 0 | 0 | 0 | #N/A | #N/A | 0 | 0 | 0 | 0 | 0 | #N/A | #N/A | 0 | #N/A | #N/A | #N/A | #N/A
2 | 25 | 5 | 4 | #N/A | #N/A | 0 | 0 | 0 | 0 | 0 | 0 | 0 | #N/A | #N/A | 0 | 0 | 0 | 0 | 0 | #N/A | #N/A | 0 | #N/A | #N/A | #N/A | #N/A
2 | 25 | 6 | 4 | #N/A | #N/A | 1 | 0 | 0 | 0 | 0 | 0 | 0 | #N/A | #N/A | 0 | 0 | 0 | 0 | 0 | #N/A | #N/A | 0 | #N/A | #N/A | #N/A | #N/A
2 | 25 | 7 | 4 | #N/A | #N/A | 1 | 0 | 0 | 0 | 0 | 0 | 0 | #N/A | #N/A | 0 | 0 | 0 | 0 | 0 | #N/A | #N/A | 0 | #N/A | #N/A | #N/A | #N/A
2 | 25 | 8 | 4 | #N/A | #N/A | 1 | 0 | 0 | 0 | 0 | 0 | 0 | #N/A | #N/A | 0 | 0 | 0 | 0 | 0 | #N/A | #N/A | 0 | #N/A | #N/A | #N/A | #N/A
2 | 25 | 9 | 4 | #N/A | #N/A | 1 | 0 | 0 | 0 | 0 | 0 | 0 | #N/A | #N/A | 0 | 0 | 0 | 0 | 0 | #N/A | #N/A | 0 | #N/A | #N/A | #N/A | #N/A
2 | 25 | 10 | 4 | #N/A | #N/A | 1 | 0 | 0 | 0 | 0 | 0 | 0 | #N/A | #N/A | 0 | 0 | 0 | 0 | 0 | #N/A | #N/A | 0 | #N/A | #N/A | #N/A | #N/A
2 | 25 | 11 | 4 | #N/A | #N/A | 1 | 0 | 0 | 0 | 0 | 0 | 0 | #N/A | #N/A | 0 | 0 | 0 | 0 | 0 | #N/A | #N/A | 0 | #N/A | #N/A | #N/A | #N/A
2 | 25 | 12 | 4 | #N/A | #N/A | 1 | 0 | 0 | 0 | 0 | 0 | 0 | #N/A | #N/A | 0 | 0 | 0 | 0 | 0 | #N/A | #N/A | 0 | #N/A | #N/A | #N/A | #N/A
2 | 25 | 13 | 4 | #N/A | #N/A | 1 | 0 | 0 | 0 | 0 | 0 | 0 | #N/A | #N/A | 0 | 0 | 0 | 0 | 0 | #N/A | #N/A | 0 | #N/A | #N/A | #N/A | #N/A
2 | 25 | 14 | 4 | #N/A | #N/A | 1 | 0 | 0 | 0 | 0 | 0 | 0 | #N/A | #N/A | 0 | 0 | 0 | 0 | 0 | #N/A | #N/A | 0 | #N/A | #N/A | #N/A | #N/A
2 | 25 | 15 | 4 | #N/A | #N/A | 1 | 0 | 0 | 0 | 0 | 0 | 0 | #N/A | #N/A | 0 | 0 | 0 | 0 | 0 | #N/A | #N/A | 0 | #N/A | #N/A | #N/A | #N/A
2 | 25 | 16 | 4 | #N/A | #N/A | 1 | 0 | 0 | 0 | 0 | 0 | 0 | #N/A | #N/A | 0 | 0 | 0 | 0 | 0 | #N/A | #N/A | 0 | #N/A | #N/A | #N/A | #N/A
2 | 25 | 17 | 4 | #N/A | #N/A | 1 | 1 | 0 | 0 | 0 | 0 | 0 | #N/A | #N/A | 0 | 0 | 0 | 0 | 0 | #N/A | #N/A | 0 | #N/A | #N/A | #N/A | #N/A
2 | 25 | 18 | 4 | #N/A | #N/A | 1 | 1 | 0 | 0 | 0 | 0 | 0 | #N/A | #N/A | 0 | 0 | 0 | 0 | 0 | #N/A | #N/A | 0 | #N/A | #N/A | #N/A | #N/A
2 | 25 | 19 | 4 | #N/A | #N/A | 1 | 0 | 0 | 0 | 0 | 0 | 0 | #N/A | #N/A | 0 | 0 | 0 | 0 | 0 | #N/A | #N/A | 0 | #N/A | #N/A | #N/A | #N/A
2 | 25 | 20 | 4 | #N/A | #N/A | 1 | 0 | 0 | 0 | 0 | 0 | 0 | #N/A | #N/A | 0 | 0 | 0 | 0 | 0 | #N/A | #N/A | 0 | #N/A | #N/A | #N/A | #N/A
2 | 25 | 21 | 4 | #N/A | #N/A | 1 | 0 | 0 | 0 | 0 | 0 | 0 | #N/A | #N/A | 0 | 0 | 0 | 0 | 0 | #N/A | #N/A | 0 | #N/A | #N/A | #N/A | #N/A
2 | 25 | 22 | 4 | #N/A | #N/A | 1 | 0 | 0 | 0 | 0 | 0 | 0 | #N/A | #N/A | 0 | 0 | 0 | 0 | 0 | #N/A | #N/A | 0 | #N/A | #N/A | #N/A | #N/A
2 | 25 | 23 | 4 | #N/A | #N/A | 0 | 0 | 0 | 0 | 0 | 0 | 0 | #N/A | #N/A | 0 | 0 | 0 | 0 | 0 | #N/A | #N/A | 0 | #N/A | #N/A | #N/A | #N/A
2 | 25 | 24 | 4 | #N/A | #N/A | 0 | 0 | 0 | 0 | 0 | 0 | 0 | #N/A | #N/A | 0 | 0 | 0 | 0 | 0 | #N/A | #N/A | 0 | #N/A | #N/A | #N/A | #N/A
2 | 26 | 1 | 5 | #N/A | #N/A | 0 | 0 | 0 | 0 | 0 | 0 | 0 | #N/A | #N/A | 0 | 0 | 0 | 0 | 0 | #N/A | #N/A | 0 | #N/A | #N/A | #N/A | #N/A
2 | 26 | 2 | 5 | #N/A | #N/A | 0 | 0 | 0 | 0 | 0 | 0 | 0 | #N/A | #N/A | 0 | 0 | 0 | 0 | 0 | #N/A | #N/A | 0 | #N/A | #N/A | #N/A | #N/A
2 | 26 | 3 | 5 | #N/A | #N/A | 0 | 0 | 0 | 0 | 0 | 0 | 0 | #N/A | #N/A | 0 | 0 | 0 | 0 | 0 | #N/A | #N/A | 0 | #N/A | #N/A | #N/A | #N/A
2 | 26 | 4 | 5 | #N/A | #N/A | 0 | 0 | 0 | 0 | 0 | 0 | 0 | #N/A | #N/A | 0 | 0 | 0 | 0 | 0 | #N/A | #N/A | 0 | #N/A | #N/A | #N/A | #N/A
2 | 26 | 5 | 5 | #N/A | #N/A | 0 | 0 | 0 | 0 | 0 | 0 | 0 | #N/A | #N/A | 0 | 0 | 0 | 0 | 0 | #N/A | #N/A | 0 | #N/A | #N/A | #N/A | #N/A
2 | 26 | 6 | 5 | #N/A | #N/A | 1 | 0 | 0 | 0 | 0 | 0 | 0 | #N/A | #N/A | 0 | 0 | 0 | 0 | 0 | #N/A | #N/A | 0 | #N/A | #N/A | #N/A | #N/A
2 | 26 | 7 | 5 | #N/A | #N/A | 1 | 0 | 0 | 0 | 0 | 0 | 0 | #N/A | #N/A | 0 | 0 | 0 | 0 | 0 | #N/A | #N/A | 0 | #N/A | #N/A | #N/A | #N/A
2 | 26 | 8 | 5 | #N/A | #N/A | 1 | 0 | 0 | 0 | 0 | 0 | 0 | #N/A | #N/A | 0 | 0 | 0 | 0 | 0 | #N/A | #N/A | 0 | #N/A | #N/A | #N/A | #N/A
2 | 26 | 9 | 5 | #N/A | #N/A | 1 | 0 | 0 | 0 | 0 | 0 | 0 | #N/A | #N/A | 0 | 0 | 0 | 0 | 0 | #N/A | #N/A | 0 | #N/A | #N/A | #N/A | #N/A
2 | 26 | 10 | 5 | #N/A | #N/A | 1 | 0 | 0 | 0 | 0 | 0 | 0 | #N/A | #N/A | 0 | 0 | 0 | 0 | 0 | #N/A | #N/A | 0 | #N/A | #N/A | #N/A | #N/A
2 | 26 | 11 | 5 | #N/A | #N/A | 1 | 0 | 0 | 0 | 0 | 0 | 0 | #N/A | #N/A | 0 | 0 | 0 | 0 | 0 | #N/A | #N/A | 0 | #N/A | #N/A | #N/A | #N/A
2 | 26 | 12 | 5 | #N/A | #N/A | 1 | 0 | 0 | 0 | 0 | 0 | 0 | #N/A | #N/A | 0 | 0 | 0 | 0 | 0 | #N/A | #N/A | 0 | #N/A | #N/A | #N/A | #N/A
2 | 26 | 13 | 5 | #N/A | #N/A | 1 | 0 | 0 | 0 | 0 | 0 | 0 | #N/A | #N/A | 0 | 0 | 0 | 0 | 0 | #N/A | #N/A | 0 | #N/A | #N/A | #N/A | #N/A
2 | 26 | 14 | 5 | #N/A | #N/A | 1 | 0 | 0 | 0 | 0 | 0 | 0 | #N/A | #N/A | 0 | 0 | 0 | 0 | 0 | #N/A | #N/A | 0 | #N/A | #N/A | #N/A | #N/A
2 | 26 | 15 | 5 | #N/A | #N/A | 1 | 0 | 0 | 0 | 0 | 0 | 0 | #N/A | #N/A | 0 | 0 | 0 | 0 | 0 | #N/A | #N/A | 0 | #N/A | #N/A | #N/A | #N/A
2 | 26 | 16 | 5 | #N/A | #N/A | 1 | 0 | 0 | 0 | 0 | 0 | 0 | #N/A | #N/A | 0 | 0 | 0 | 0 | 0 | #N/A | #N/A | 0 | #N/A | #N/A | #N/A | #N/A
2 | 26 | 17 | 5 | #N/A | #N/A | 1 | 1 | 0 | 0 | 0 | 0 | 0 | #N/A | #N/A | 0 | 0 | 0 | 0 | 0 | #N/A | #N/A | 0 | #N/A | #N/A | #N/A | #N/A
2 | 26 | 18 | 5 | #N/A | #N/A | 1 | 1 | 0 | 0 | 0 | 0 | 0 | #N/A | #N/A | 0 | 0 | 0 | 0 | 0 | #N/A | #N/A | 0 | #N/A | #N/A | #N/A | #N/A
2 | 26 | 19 | 5 | #N/A | #N/A | 1 | 0 | 0 | 0 | 0 | 0 | 0 | #N/A | #N/A | 0 | 0 | 0 | 0 | 0 | #N/A | #N/A | 0 | #N/A | #N/A | #N/A | #N/A
2 | 26 | 20 | 5 | #N/A | #N/A | 1 | 0 | 0 | 0 | 0 | 0 | 0 | #N/A | #N/A | 0 | 0 | 0 | 0 | 0 | #N/A | #N/A | 0 | #N/A | #N/A | #N/A | #N/A
2 | 26 | 21 | 5 | #N/A | #N/A | 1 | 0 | 0 | 0 | 0 | 0 | 0 | #N/A | #N/A | 0 | 0 | 0 | 0 | 0 | #N/A | #N/A | 0 | #N/A | #N/A | #N/A | #N/A
2 | 26 | 22 | 5 | #N/A | #N/A | 1 | 0 | 0 | 0 | 0 | 0 | 0 | #N/A | #N/A | 0 | 0 | 0 | 0 | 0 | #N/A | #N/A | 0 | #N/A | #N/A | #N/A | #N/A
2 | 26 | 23 | 5 | #N/A | #N/A | 0 | 0 | 0 | 0 | 0 | 0 | 0 | #N/A | #N/A | 0 | 0 | 0 | 0 | 0 | #N/A | #N/A | 0 | #N/A | #N/A | #N/A | #N/A
2 | 26 | 24 | 5 | #N/A | #N/A | 0 | 0 | 0 | 0 | 0 | 0 | 0 | #N/A | #N/A | 0 | 0 | 0 | 0 | 0 | #N/A | #N/A | 0 | #N/A | #N/A | #N/A | #N/A
2 | 27 | 1 | 6 | #N/A | #N/A | 0 | 0 | 0 | 0 | 0 | 0 | 0 | #N/A | #N/A | 0 | 0 | 0 | 0 | 0 | #N/A | #N/A | 0 | #N/A | #N/A | #N/A | #N/A
2 | 27 | 2 | 6 | #N/A | #N/A | 0 | 0 | 0 | 0 | 0 | 0 | 0 | #N/A | #N/A | 0 | 0 | 0 | 0 | 0 | #N/A | #N/A | 0 | #N/A | #N/A | #N/A | #N/A
2 | 27 | 3 | 6 | #N/A | #N/A | 0 | 0 | 0 | 0 | 0 | 0 | 0 | #N/A | #N/A | 0 | 0 | 0 | 0 | 0 | #N/A | #N/A | 0 | #N/A | #N/A | #N/A | #N/A
2 | 27 | 4 | 6 | #N/A | #N/A | 0 | 0 | 0 | 0 | 0 | 0 | 0 | #N/A | #N/A | 0 | 0 | 0 | 0 | 0 | #N/A | #N/A | 0 | #N/A | #N/A | #N/A | #N/A
2 | 27 | 5 | 6 | #N/A | #N/A | 0 | 0 | 0 | 0 | 0 | 0 | 0 | #N/A | #N/A | 0 | 0 | 0 | 0 | 0 | #N/A | #N/A | 0 | #N/A | #N/A | #N/A | #N/A
2 | 27 | 6 | 6 | #N/A | #N/A | 0 | 0 | 0 | 0 | 0 | 0 | 0 | #N/A | #N/A | 0 | 0 | 0 | 0 | 0 | #N/A | #N/A | 0 | #N/A | #N/A | #N/A | #N/A
2 | 27 | 7 | 6 | #N/A | #N/A | 0 | 0 | 0 | 0 | 0 | 0 | 0 | #N/A | #N/A | 0 | 0 | 0 | 0 | 0 | #N/A | #N/A | 0 | #N/A | #N/A | #N/A | #N/A
2 | 27 | 8 | 6 | #N/A | #N/A | 0 | 0 | 0 | 0 | 0 | 0 | 0 | #N/A | #N/A | 0 | 0 | 0 | 0 | 0 | #N/A | #N/A | 0 | #N/A | #N/A | #N/A | #N/A
2 | 27 | 9 | 6 | #N/A | #N/A | 0 | 0 | 0 | 0 | 0 | 0 | 0 | #N/A | #N/A | 0 | 0 | 0 | 0 | 0 | #N/A | #N/A | 0 | #N/A | #N/A | #N/A | #N/A
2 | 27 | 10 | 6 | #N/A | #N/A | 0 | 0 | 0 | 0 | 0 | 0 | 0 | #N/A | #N/A | 0 | 0 | 0 | 0 | 0 | #N/A | #N/A | 0 | #N/A | #N/A | #N/A | #N/A
2 | 27 | 11 | 6 | #N/A | #N/A | 0 | 0 | 0 | 0 | 0 | 0 | 0 | #N/A | #N/A | 0 | 0 | 0 | 0 | 0 | #N/A | #N/A | 0 | #N/A | #N/A | #N/A | #N/A
2 | 27 | 12 | 6 | #N/A | #N/A | 0 | 0 | 0 | 0 | 0 | 0 | 0 | #N/A | #N/A | 0 | 0 | 0 | 0 | 0 | #N/A | #N/A | 0 | #N/A | #N/A | #N/A | #N/A
2 | 27 | 13 | 6 | #N/A | #N/A | 0 | 0 | 0 | 0 | 0 | 0 | 0 | #N/A | #N/A | 0 | 0 | 0 | 0 | 0 | #N/A | #N/A | 0 | #N/A | #N/A | #N/A | #N/A
2 | 27 | 14 | 6 | #N/A | #N/A | 0 | 0 | 0 | 0 | 0 | 0 | 0 | #N/A | #N/A | 0 | 0 | 0 | 0 | 0 | #N/A | #N/A | 0 | #N/A | #N/A | #N/A | #N/A
2 | 27 | 15 | 6 | #N/A | #N/A | 0 | 0 | 0 | 0 | 0 | 0 | 0 | #N/A | #N/A | 0 | 0 | 0 | 0 | 0 | #N/A | #N/A | 0 | #N/A | #N/A | #N/A | #N/A
2 | 27 | 16 | 6 | #N/A | #N/A | 0 | 0 | 0 | 0 | 0 | 0 | 0 | #N/A | #N/A | 0 | 0 | 0 | 0 | 0 | #N/A | #N/A | 0 | #N/A | #N/A | #N/A | #N/A
2 | 27 | 17 | 6 | #N/A | #N/A | 0 | 0 | 0 | 0 | 0 | 0 | 0 | #N/A | #N/A | 0 | 0 | 0 | 0 | 0 | #N/A | #N/A | 0 | #N/A | #N/A | #N/A | #N/A
2 | 27 | 18 | 6 | #N/A | #N/A | 0 | 0 | 0 | 0 | 0 | 0 | 0 | #N/A | #N/A | 0 | 0 | 0 | 0 | 0 | #N/A | #N/A | 0 | #N/A | #N/A | #N/A | #N/A
2 | 27 | 19 | 6 | #N/A | #N/A | 0 | 0 | 0 | 0 | 0 | 0 | 0 | #N/A | #N/A | 0 | 0 | 0 | 0 | 0 | #N/A | #N/A | 0 | #N/A | #N/A | #N/A | #N/A
2 | 27 | 20 | 6 | #N/A | #N/A | 0 | 0 | 0 | 0 | 0 | 0 | 0 | #N/A | #N/A | 0 | 0 | 0 | 0 | 0 | #N/A | #N/A | 0 | #N/A | #N/A | #N/A | #N/A
2 | 27 | 21 | 6 | #N/A | #N/A | 0 | 0 | 0 | 0 | 0 | 0 | 0 | #N/A | #N/A | 0 | 0 | 0 | 0 | 0 | #N/A | #N/A | 0 | #N/A | #N/A | #N/A | #N/A
2 | 27 | 22 | 6 | #N/A | #N/A | 0 | 0 | 0 | 0 | 0 | 0 | 0 | #N/A | #N/A | 0 | 0 | 0 | 0 | 0 | #N/A | #N/A | 0 | #N/A | #N/A | #N/A | #N/A
2 | 27 | 23 | 6 | #N/A | #N/A | 0 | 0 | 0 | 0 | 0 | 0 | 0 | #N/A | #N/A | 0 | 0 | 0 | 0 | 0 | #N/A | #N/A | 0 | #N/A | #N/A | #N/A | #N/A
2 | 27 | 24 | 6 | #N/A | #N/A | 0 | 0 | 0 | 0 | 0 | 0 | 0 | #N/A | #N/A | 0 | 0 | 0 | 0 | 0 | #N/A | #N/A | 0 | #N/A | #N/A | #N/A | #N/A
2 | 28 | 1 | 7 | #N/A | #N/A | 0 | 0 | 0 | 0 | 0 | 0 | 0 | #N/A | #N/A | 0 | 0 | 0 | 0 | 0 | #N/A | #N/A | 0 | #N/A | #N/A | #N/A | #N/A
2 | 28 | 2 | 7 | #N/A | #N/A | 0 | 0 | 0 | 0 | 0 | 0 | 0 | #N/A | #N/A | 0 | 0 | 0 | 0 | 0 | #N/A | #N/A | 0 | #N/A | #N/A | #N/A | #N/A
2 | 28 | 3 | 7 | #N/A | #N/A | 0 | 0 | 0 | 0 | 0 | 0 | 0 | #N/A | #N/A | 0 | 0 | 0 | 0 | 0 | #N/A | #N/A | 0 | #N/A | #N/A | #N/A | #N/A
2 | 28 | 4 | 7 | #N/A | #N/A | 0 | 0 | 0 | 0 | 0 | 0 | 0 | #N/A | #N/A | 0 | 0 | 0 | 0 | 0 | #N/A | #N/A | 0 | #N/A | #N/A | #N/A | #N/A
2 | 28 | 5 | 7 | #N/A | #N/A | 0 | 0 | 0 | 0 | 0 | 0 | 0 | #N/A | #N/A | 0 | 0 | 0 | 0 | 0 | #N/A | #N/A | 0 | #N/A | #N/A | #N/A | #N/A
2 | 28 | 6 | 7 | #N/A | #N/A | 0 | 0 | 0 | 0 | 0 | 0 | 0 | #N/A | #N/A | 0 | 0 | 0 | 0 | 0 | #N/A | #N/A | 0 | #N/A | #N/A | #N/A | #N/A
2 | 28 | 7 | 7 | #N/A | #N/A | 0 | 0 | 0 | 0 | 0 | 0 | 0 | #N/A | #N/A | 0 | 0 | 0 | 0 | 0 | #N/A | #N/A | 0 | #N/A | #N/A | #N/A | #N/A
2 | 28 | 8 | 7 | #N/A | #N/A | 0 | 0 | 0 | 0 | 0 | 0 | 0 | #N/A | #N/A | 0 | 0 | 0 | 0 | 0 | #N/A | #N/A | 0 | #N/A | #N/A | #N/A | #N/A
2 | 28 | 9 | 7 | #N/A | #N/A | 0 | 0 | 0 | 0 | 0 | 0 | 0 | #N/A | #N/A | 0 | 0 | 0 | 0 | 0 | #N/A | #N/A | 0 | #N/A | #N/A | #N/A | #N/A
2 | 28 | 10 | 7 | #N/A | #N/A | 0 | 0 | 0 | 0 | 0 | 0 | 0 | #N/A | #N/A | 0 | 0 | 0 | 0 | 0 | #N/A | #N/A | 0 | #N/A | #N/A | #N/A | #N/A
2 | 28 | 11 | 7 | #N/A | #N/A | 0 | 0 | 0 | 0 | 0 | 0 | 0 | #N/A | #N/A | 0 | 0 | 0 | 0 | 0 | #N/A | #N/A | 0 | #N/A | #N/A | #N/A | #N/A
2 | 28 | 12 | 7 | #N/A | #N/A | 0 | 0 | 0 | 0 | 0 | 0 | 0 | #N/A | #N/A | 0 | 0 | 0 | 0 | 0 | #N/A | #N/A | 0 | #N/A | #N/A | #N/A | #N/A
2 | 28 | 13 | 7 | #N/A | #N/A | 0 | 0 | 0 | 0 | 0 | 0 | 0 | #N/A | #N/A | 0 | 0 | 0 | 0 | 0 | #N/A | #N/A | 0 | #N/A | #N/A | #N/A | #N/A
2 | 28 | 14 | 7 | #N/A | #N/A | 0 | 0 | 0 | 0 | 0 | 0 | 0 | #N/A | #N/A | 0 | 0 | 0 | 0 | 0 | #N/A | #N/A | 0 | #N/A | #N/A | #N/A | #N/A
2 | 28 | 15 | 7 | #N/A | #N/A | 0 | 0 | 0 | 0 | 0 | 0 | 0 | #N/A | #N/A | 0 | 0 | 0 | 0 | 0 | #N/A | #N/A | 0 | #N/A | #N/A | #N/A | #N/A
2 | 28 | 16 | 7 | #N/A | #N/A | 0 | 0 | 0 | 0 | 0 | 0 | 0 | #N/A | #N/A | 0 | 0 | 0 | 0 | 0 | #N/A | #N/A | 0 | #N/A | #N/A | #N/A | #N/A
2 | 28 | 17 | 7 | #N/A | #N/A | 0 | 0 | 0 | 0 | 0 | 0 | 0 | #N/A | #N/A | 0 | 0 | 0 | 0 | 0 | #N/A | #N/A | 0 | #N/A | #N/A | #N/A | #N/A
2 | 28 | 18 | 7 | #N/A | #N/A | 0 | 0 | 0 | 0 | 0 | 0 | 0 | #N/A | #N/A | 0 | 0 | 0 | 0 | 0 | #N/A | #N/A | 0 | #N/A | #N/A | #N/A | #N/A
2 | 28 | 19 | 7 | #N/A | #N/A | 0 | 0 | 0 | 0 | 0 | 0 | 0 | #N/A | #N/A | 0 | 0 | 0 | 0 | 0 | #N/A | #N/A | 0 | #N/A | #N/A | #N/A | #N/A
2 | 28 | 20 | 7 | #N/A | #N/A | 0 | 0 | 0 | 0 | 0 | 0 | 0 | #N/A | #N/A | 0 | 0 | 0 | 0 | 0 | #N/A | #N/A | 0 | #N/A | #N/A | #N/A | #N/A
2 | 28 | 21 | 7 | #N/A | #N/A | 0 | 0 | 0 | 0 | 0 | 0 | 0 | #N/A | #N/A | 0 | 0 | 0 | 0 | 0 | #N/A | #N/A | 0 | #N/A | #N/A | #N/A | #N/A
2 | 28 | 22 | 7 | #N/A | #N/A | 0 | 0 | 0 | 0 | 0 | 0 | 0 | #N/A | #N/A | 0 | 0 | 0 | 0 | 0 | #N/A | #N/A | 0 | #N/A | #N/A | #N/A | #N/A
2 | 28 | 23 | 7 | #N/A | #N/A | 0 | 0 | 0 | 0 | 0 | 0 | 0 | #N/A | #N/A | 0 | 0 | 0 | 0 | 0 | #N/A | #N/A | 0 | #N/A | #N/A | #N/A | #N/A
2 | 28 | 24 | 7 | #N/A | #N/A | 0 | 0 | 0 | 0 | 0 | 0 | 0 | #N/A | #N/A | 0 | 0 | 0 | 0 | 0 | #N/A | #N/A | 0 | #N/A | #N/A | #N/A | #N/A
3 | 1 | 1 | 1 | #N/A | #N/A | 0 | 0 | 0 | 0 | 0 | 0 | 0 | #N/A | #N/A | 0 | 0 | 0 | 0 | 0 | #N/A | #N/A | 0 | #N/A | #N/A | #N/A | #N/A
3 | 1 | 2 | 1 | #N/A | #N/A | 0 | 0 | 0 | 0 | 0 | 0 | 0 | #N/A | #N/A | 0 | 0 | 0 | 0 | 0 | #N/A | #N/A | 0 | #N/A | #N/A | #N/A | #N/A
3 | 1 | 3 | 1 | #N/A | #N/A | 0 | 0 | 0 | 0 | 0 | 0 | 0 | #N/A | #N/A | 0 | 0 | 0 | 0 | 0 | #N/A | #N/A | 0 | #N/A | #N/A | #N/A | #N/A
3 | 1 | 4 | 1 | #N/A | #N/A | 0 | 0 | 0 | 0 | 0 | 0 | 0 | #N/A | #N/A | 0 | 0 | 0 | 0 | 0 | #N/A | #N/A | 0 | #N/A | #N/A | #N/A | #N/A
3 | 1 | 5 | 1 | #N/A | #N/A | 0 | 0 | 0 | 0 | 0 | 0 | 0 | #N/A | #N/A | 0 | 0 | 0 | 0 | 0 | #N/A | #N/A | 0 | #N/A | #N/A | #N/A | #N/A
3 | 1 | 6 | 1 | #N/A | #N/A | 1 | 0 | 0 | 0 | 0 | 0 | 0 | #N/A | #N/A | 0 | 0 | 0 | 0 | 0 | #N/A | #N/A | 0 | #N/A | #N/A | #N/A | #N/A
3 | 1 | 7 | 1 | #N/A | #N/A | 1 | 0 | 0 | 0 | 0 | 0 | 0 | #N/A | #N/A | 0 | 0 | 0 | 0 | 0 | #N/A | #N/A | 0 | #N/A | #N/A | #N/A | #N/A
3 | 1 | 8 | 1 | #N/A | #N/A | 1 | 0 | 0 | 0 | 0 | 0 | 0 | #N/A | #N/A | 0 | 0 | 0 | 0 | 0 | #N/A | #N/A | 0 | #N/A | #N/A | #N/A | #N/A
3 | 1 | 9 | 1 | #N/A | #N/A | 1 | 0 | 0 | 0 | 0 | 0 | 0 | #N/A | #N/A | 0 | 0 | 0 | 0 | 0 | #N/A | #N/A | 0 | #N/A | #N/A | #N/A | #N/A
3 | 1 | 10 | 1 | #N/A | #N/A | 1 | 0 | 0 | 0 | 0 | 0 | 0 | #N/A | #N/A | 0 | 0 | 0 | 0 | 0 | #N/A | #N/A | 0 | #N/A | #N/A | #N/A | #N/A
3 | 1 | 11 | 1 | #N/A | #N/A | 1 | 0 | 0 | 0 | 0 | 0 | 0 | #N/A | #N/A | 0 | 0 | 0 | 0 | 0 | #N/A | #N/A | 0 | #N/A | #N/A | #N/A | #N/A
3 | 1 | 12 | 1 | #N/A | #N/A | 1 | 0 | 0 | 0 | 0 | 0 | 0 | #N/A | #N/A | 0 | 0 | 0 | 0 | 0 | #N/A | #N/A | 0 | #N/A | #N/A | #N/A | #N/A
3 | 1 | 13 | 1 | #N/A | #N/A | 1 | 0 | 0 | 0 | 0 | 0 | 0 | #N/A | #N/A | 0 | 0 | 0 | 0 | 0 | #N/A | #N/A | 0 | #N/A | #N/A | #N/A | #N/A
3 | 1 | 14 | 1 | #N/A | #N/A | 1 | 0 | 0 | 0 | 0 | 0 | 0 | #N/A | #N/A | 0 | 0 | 0 | 0 | 0 | #N/A | #N/A | 0 | #N/A | #N/A | #N/A | #N/A
3 | 1 | 15 | 1 | #N/A | #N/A | 1 | 0 | 0 | 0 | 0 | 0 | 0 | #N/A | #N/A | 0 | 0 | 0 | 0 | 0 | #N/A | #N/A | 0 | #N/A | #N/A | #N/A | #N/A
3 | 1 | 16 | 1 | #N/A | #N/A | 1 | 0 | 0 | 0 | 0 | 0 | 0 | #N/A | #N/A | 0 | 0 | 0 | 0 | 0 | #N/A | #N/A | 0 | #N/A | #N/A | #N/A | #N/A
3 | 1 | 17 | 1 | #N/A | #N/A | 1 | 1 | 0 | 0 | 0 | 0 | 0 | #N/A | #N/A | 0 | 0 | 0 | 0 | 0 | #N/A | #N/A | 0 | #N/A | #N/A | #N/A | #N/A
3 | 1 | 18 | 1 | #N/A | #N/A | 1 | 1 | 0 | 0 | 0 | 0 | 0 | #N/A | #N/A | 0 | 0 | 0 | 0 | 0 | #N/A | #N/A | 0 | #N/A | #N/A | #N/A | #N/A
3 | 1 | 19 | 1 | #N/A | #N/A | 1 | 0 | 0 | 0 | 0 | 0 | 0 | #N/A | #N/A | 0 | 0 | 0 | 0 | 0 | #N/A | #N/A | 0 | #N/A | #N/A | #N/A | #N/A
3 | 1 | 20 | 1 | #N/A | #N/A | 1 | 0 | 0 | 0 | 0 | 0 | 0 | #N/A | #N/A | 0 | 0 | 0 | 0 | 0 | #N/A | #N/A | 0 | #N/A | #N/A | #N/A | #N/A
3 | 1 | 21 | 1 | #N/A | #N/A | 1 | 0 | 0 | 0 | 0 | 0 | 0 | #N/A | #N/A | 0 | 0 | 0 | 0 | 0 | #N/A | #N/A | 0 | #N/A | #N/A | #N/A | #N/A
3 | 1 | 22 | 1 | #N/A | #N/A | 1 | 0 | 0 | 0 | 0 | 0 | 0 | #N/A | #N/A | 0 | 0 | 0 | 0 | 0 | #N/A | #N/A | 0 | #N/A | #N/A | #N/A | #N/A
3 | 1 | 23 | 1 | #N/A | #N/A | 0 | 0 | 0 | 0 | 0 | 0 | 0 | #N/A | #N/A | 0 | 0 | 0 | 0 | 0 | #N/A | #N/A | 0 | #N/A | #N/A | #N/A | #N/A
3 | 1 | 24 | 1 | #N/A | #N/A | 0 | 0 | 0 | 0 | 0 | 0 | 0 | #N/A | #N/A | 0 | 0 | 0 | 0 | 0 | #N/A | #N/A | 0 | #N/A | #N/A | #N/A | #N/A
3 | 2 | 1 | 2 | #N/A | #N/A | 0 | 0 | 0 | 0 | 0 | 0 | 0 | #N/A | #N/A | 0 | 0 | 0 | 0 | 0 | #N/A | #N/A | 0 | #N/A | #N/A | #N/A | #N/A
3 | 2 | 2 | 2 | #N/A | #N/A | 0 | 0 | 0 | 0 | 0 | 0 | 0 | #N/A | #N/A | 0 | 0 | 0 | 0 | 0 | #N/A | #N/A | 0 | #N/A | #N/A | #N/A | #N/A
3 | 2 | 3 | 2 | #N/A | #N/A | 0 | 0 | 0 | 0 | 0 | 0 | 0 | #N/A | #N/A | 0 | 0 | 0 | 0 | 0 | #N/A | #N/A | 0 | #N/A | #N/A | #N/A | #N/A
3 | 2 | 4 | 2 | #N/A | #N/A | 0 | 0 | 0 | 0 | 0 | 0 | 0 | #N/A | #N/A | 0 | 0 | 0 | 0 | 0 | #N/A | #N/A | 0 | #N/A | #N/A | #N/A | #N/A
3 | 2 | 5 | 2 | #N/A | #N/A | 0 | 0 | 0 | 0 | 0 | 0 | 0 | #N/A | #N/A | 0 | 0 | 0 | 0 | 0 | #N/A | #N/A | 0 | #N/A | #N/A | #N/A | #N/A
3 | 2 | 6 | 2 | #N/A | #N/A | 1 | 0 | 0 | 0 | 0 | 0 | 0 | #N/A | #N/A | 0 | 0 | 0 | 0 | 0 | #N/A | #N/A | 0 | #N/A | #N/A | #N/A | #N/A
3 | 2 | 7 | 2 | #N/A | #N/A | 1 | 0 | 0 | 0 | 0 | 0 | 0 | #N/A | #N/A | 0 | 0 | 0 | 0 | 0 | #N/A | #N/A | 0 | #N/A | #N/A | #N/A | #N/A
3 | 2 | 8 | 2 | #N/A | #N/A | 1 | 0 | 0 | 0 | 0 | 0 | 0 | #N/A | #N/A | 0 | 0 | 0 | 0 | 0 | #N/A | #N/A | 0 | #N/A | #N/A | #N/A | #N/A
3 | 2 | 9 | 2 | #N/A | #N/A | 1 | 0 | 0 | 0 | 0 | 0 | 0 | #N/A | #N/A | 0 | 0 | 0 | 0 | 0 | #N/A | #N/A | 0 | #N/A | #N/A | #N/A | #N/A
3 | 2 | 10 | 2 | #N/A | #N/A | 1 | 0 | 0 | 0 | 0 | 0 | 0 | #N/A | #N/A | 0 | 0 | 0 | 0 | 0 | #N/A | #N/A | 0 | #N/A | #N/A | #N/A | #N/A
3 | 2 | 11 | 2 | #N/A | #N/A | 1 | 0 | 0 | 0 | 0 | 0 | 0 | #N/A | #N/A | 0 | 0 | 0 | 0 | 0 | #N/A | #N/A | 0 | #N/A | #N/A | #N/A | #N/A
3 | 2 | 12 | 2 | #N/A | #N/A | 1 | 0 | 0 | 0 | 0 | 0 | 0 | #N/A | #N/A | 0 | 0 | 0 | 0 | 0 | #N/A | #N/A | 0 | #N/A | #N/A | #N/A | #N/A
3 | 2 | 13 | 2 | #N/A | #N/A | 1 | 0 | 0 | 0 | 0 | 0 | 0 | #N/A | #N/A | 0 | 0 | 0 | 0 | 0 | #N/A | #N/A | 0 | #N/A | #N/A | #N/A | #N/A
3 | 2 | 14 | 2 | #N/A | #N/A | 1 | 0 | 0 | 0 | 0 | 0 | 0 | #N/A | #N/A | 0 | 0 | 0 | 0 | 0 | #N/A | #N/A | 0 | #N/A | #N/A | #N/A | #N/A
3 | 2 | 15 | 2 | #N/A | #N/A | 1 | 0 | 0 | 0 | 0 | 0 | 0 | #N/A | #N/A | 0 | 0 | 0 | 0 | 0 | #N/A | #N/A | 0 | #N/A | #N/A | #N/A | #N/A
3 | 2 | 16 | 2 | #N/A | #N/A | 1 | 0 | 0 | 0 | 0 | 0 | 0 | #N/A | #N/A | 0 | 0 | 0 | 0 | 0 | #N/A | #N/A | 0 | #N/A | #N/A | #N/A | #N/A
3 | 2 | 17 | 2 | #N/A | #N/A | 1 | 1 | 0 | 0 | 0 | 0 | 0 | #N/A | #N/A | 0 | 0 | 0 | 0 | 0 | #N/A | #N/A | 0 | #N/A | #N/A | #N/A | #N/A
3 | 2 | 18 | 2 | #N/A | #N/A | 1 | 1 | 0 | 0 | 0 | 0 | 0 | #N/A | #N/A | 0 | 0 | 0 | 0 | 0 | #N/A | #N/A | 0 | #N/A | #N/A | #N/A | #N/A
3 | 2 | 19 | 2 | #N/A | #N/A | 1 | 0 | 0 | 0 | 0 | 0 | 0 | #N/A | #N/A | 0 | 0 | 0 | 0 | 0 | #N/A | #N/A | 0 | #N/A | #N/A | #N/A | #N/A
3 | 2 | 20 | 2 | #N/A | #N/A | 1 | 0 | 0 | 0 | 0 | 0 | 0 | #N/A | #N/A | 0 | 0 | 0 | 0 | 0 | #N/A | #N/A | 0 | #N/A | #N/A | #N/A | #N/A
3 | 2 | 21 | 2 | #N/A | #N/A | 1 | 0 | 0 | 0 | 0 | 0 | 0 | #N/A | #N/A | 0 | 0 | 0 | 0 | 0 | #N/A | #N/A | 0 | #N/A | #N/A | #N/A | #N/A
3 | 2 | 22 | 2 | #N/A | #N/A | 1 | 0 | 0 | 0 | 0 | 0 | 0 | #N/A | #N/A | 0 | 0 | 0 | 0 | 0 | #N/A | #N/A | 0 | #N/A | #N/A | #N/A | #N/A
3 | 2 | 23 | 2 | #N/A | #N/A | 0 | 0 | 0 | 0 | 0 | 0 | 0 | #N/A | #N/A | 0 | 0 | 0 | 0 | 0 | #N/A | #N/A | 0 | #N/A | #N/A | #N/A | #N/A
3 | 2 | 24 | 2 | #N/A | #N/A | 0 | 0 | 0 | 0 | 0 | 0 | 0 | #N/A | #N/A | 0 | 0 | 0 | 0 | 0 | #N/A | #N/A | 0 | #N/A | #N/A | #N/A | #N/A
3 | 3 | 1 | 3 | #N/A | #N/A | 0 | 0 | 0 | 0 | 0 | 0 | 0 | #N/A | #N/A | 0 | 0 | 0 | 0 | 0 | #N/A | #N/A | 0 | #N/A | #N/A | #N/A | #N/A
3 | 3 | 2 | 3 | #N/A | #N/A | 0 | 0 | 0 | 0 | 0 | 0 | 0 | #N/A | #N/A | 0 | 0 | 0 | 0 | 0 | #N/A | #N/A | 0 | #N/A | #N/A | #N/A | #N/A
3 | 3 | 3 | 3 | #N/A | #N/A | 0 | 0 | 0 | 0 | 0 | 0 | 0 | #N/A | #N/A | 0 | 0 | 0 | 0 | 0 | #N/A | #N/A | 0 | #N/A | #N/A | #N/A | #N/A
3 | 3 | 4 | 3 | #N/A | #N/A | 0 | 0 | 0 | 0 | 0 | 0 | 0 | #N/A | #N/A | 0 | 0 | 0 | 0 | 0 | #N/A | #N/A | 0 | #N/A | #N/A | #N/A | #N/A
3 | 3 | 5 | 3 | #N/A | #N/A | 0 | 0 | 0 | 0 | 0 | 0 | 0 | #N/A | #N/A | 0 | 0 | 0 | 0 | 0 | #N/A | #N/A | 0 | #N/A | #N/A | #N/A | #N/A
3 | 3 | 6 | 3 | #N/A | #N/A | 1 | 0 | 0 | 0 | 0 | 0 | 0 | #N/A | #N/A | 0 | 0 | 0 | 0 | 0 | #N/A | #N/A | 0 | #N/A | #N/A | #N/A | #N/A
3 | 3 | 7 | 3 | #N/A | #N/A | 1 | 0 | 0 | 0 | 0 | 0 | 0 | #N/A | #N/A | 0 | 0 | 0 | 0 | 0 | #N/A | #N/A | 0 | #N/A | #N/A | #N/A | #N/A
3 | 3 | 8 | 3 | #N/A | #N/A | 1 | 0 | 0 | 0 | 0 | 0 | 0 | #N/A | #N/A | 0 | 0 | 0 | 0 | 0 | #N/A | #N/A | 0 | #N/A | #N/A | #N/A | #N/A
3 | 3 | 9 | 3 | #N/A | #N/A | 1 | 0 | 0 | 0 | 0 | 0 | 0 | #N/A | #N/A | 0 | 0 | 0 | 0 | 0 | #N/A | #N/A | 0 | #N/A | #N/A | #N/A | #N/A
3 | 3 | 10 | 3 | #N/A | #N/A | 1 | 0 | 0 | 0 | 0 | 0 | 0 | #N/A | #N/A | 0 | 0 | 0 | 0 | 0 | #N/A | #N/A | 0 | #N/A | #N/A | #N/A | #N/A
3 | 3 | 11 | 3 | #N/A | #N/A | 1 | 0 | 0 | 0 | 0 | 0 | 0 | #N/A | #N/A | 0 | 0 | 0 | 0 | 0 | #N/A | #N/A | 0 | #N/A | #N/A | #N/A | #N/A
3 | 3 | 12 | 3 | #N/A | #N/A | 1 | 0 | 0 | 0 | 0 | 0 | 0 | #N/A | #N/A | 0 | 0 | 0 | 0 | 0 | #N/A | #N/A | 0 | #N/A | #N/A | #N/A | #N/A
3 | 3 | 13 | 3 | #N/A | #N/A | 1 | 0 | 0 | 0 | 0 | 0 | 0 | #N/A | #N/A | 0 | 0 | 0 | 0 | 0 | #N/A | #N/A | 0 | #N/A | #N/A | #N/A | #N/A
3 | 3 | 14 | 3 | #N/A | #N/A | 1 | 0 | 0 | 0 | 0 | 0 | 0 | #N/A | #N/A | 0 | 0 | 0 | 0 | 0 | #N/A | #N/A | 0 | #N/A | #N/A | #N/A | #N/A
3 | 3 | 15 | 3 | #N/A | #N/A | 1 | 0 | 0 | 0 | 0 | 0 | 0 | #N/A | #N/A | 0 | 0 | 0 | 0 | 0 | #N/A | #N/A | 0 | #N/A | #N/A | #N/A | #N/A
3 | 3 | 16 | 3 | #N/A | #N/A | 1 | 0 | 0 | 0 | 0 | 0 | 0 | #N/A | #N/A | 0 | 0 | 0 | 0 | 0 | #N/A | #N/A | 0 | #N/A | #N/A | #N/A | #N/A
3 | 3 | 17 | 3 | #N/A | #N/A | 1 | 1 | 0 | 0 | 0 | 0 | 0 | #N/A | #N/A | 0 | 0 | 0 | 0 | 0 | #N/A | #N/A | 0 | #N/A | #N/A | #N/A | #N/A
3 | 3 | 18 | 3 | #N/A | #N/A | 1 | 1 | 0 | 0 | 0 | 0 | 0 | #N/A | #N/A | 0 | 0 | 0 | 0 | 0 | #N/A | #N/A | 0 | #N/A | #N/A | #N/A | #N/A
3 | 3 | 19 | 3 | #N/A | #N/A | 1 | 0 | 0 | 0 | 0 | 0 | 0 | #N/A | #N/A | 0 | 0 | 0 | 0 | 0 | #N/A | #N/A | 0 | #N/A | #N/A | #N/A | #N/A
3 | 3 | 20 | 3 | #N/A | #N/A | 1 | 0 | 0 | 0 | 0 | 0 | 0 | #N/A | #N/A | 0 | 0 | 0 | 0 | 0 | #N/A | #N/A | 0 | #N/A | #N/A | #N/A | #N/A
3 | 3 | 21 | 3 | #N/A | #N/A | 1 | 0 | 0 | 0 | 0 | 0 | 0 | #N/A | #N/A | 0 | 0 | 0 | 0 | 0 | #N/A | #N/A | 0 | #N/A | #N/A | #N/A | #N/A
3 | 3 | 22 | 3 | #N/A | #N/A | 1 | 0 | 0 | 0 | 0 | 0 | 0 | #N/A | #N/A | 0 | 0 | 0 | 0 | 0 | #N/A | #N/A | 0 | #N/A | #N/A | #N/A | #N/A
3 | 3 | 23 | 3 | #N/A | #N/A | 0 | 0 | 0 | 0 | 0 | 0 | 0 | #N/A | #N/A | 0 | 0 | 0 | 0 | 0 | #N/A | #N/A | 0 | #N/A | #N/A | #N/A | #N/A
3 | 3 | 24 | 3 | #N/A | #N/A | 0 | 0 | 0 | 0 | 0 | 0 | 0 | #N/A | #N/A | 0 | 0 | 0 | 0 | 0 | #N/A | #N/A | 0 | #N/A | #N/A | #N/A | #N/A
3 | 4 | 1 | 4 | #N/A | #N/A | 0 | 0 | 0 | 0 | 0 | 0 | 0 | #N/A | #N/A | 0 | 0 | 0 | 0 | 0 | #N/A | #N/A | 0 | #N/A | #N/A | #N/A | #N/A
3 | 4 | 2 | 4 | #N/A | #N/A | 0 | 0 | 0 | 0 | 0 | 0 | 0 | #N/A | #N/A | 0 | 0 | 0 | 0 | 0 | #N/A | #N/A | 0 | #N/A | #N/A | #N/A | #N/A
3 | 4 | 3 | 4 | #N/A | #N/A | 0 | 0 | 0 | 0 | 0 | 0 | 0 | #N/A | #N/A | 0 | 0 | 0 | 0 | 0 | #N/A | #N/A | 0 | #N/A | #N/A | #N/A | #N/A
3 | 4 | 4 | 4 | #N/A | #N/A | 0 | 0 | 0 | 0 | 0 | 0 | 0 | #N/A | #N/A | 0 | 0 | 0 | 0 | 0 | #N/A | #N/A | 0 | #N/A | #N/A | #N/A | #N/A
3 | 4 | 5 | 4 | #N/A | #N/A | 0 | 0 | 0 | 0 | 0 | 0 | 0 | #N/A | #N/A | 0 | 0 | 0 | 0 | 0 | #N/A | #N/A | 0 | #N/A | #N/A | #N/A | #N/A
3 | 4 | 6 | 4 | #N/A | #N/A | 1 | 0 | 0 | 0 | 0 | 0 | 0 | #N/A | #N/A | 0 | 0 | 0 | 0 | 0 | #N/A | #N/A | 0 | #N/A | #N/A | #N/A | #N/A
3 | 4 | 7 | 4 | #N/A | #N/A | 1 | 0 | 0 | 0 | 0 | 0 | 0 | #N/A | #N/A | 0 | 0 | 0 | 0 | 0 | #N/A | #N/A | 0 | #N/A | #N/A | #N/A | #N/A
3 | 4 | 8 | 4 | #N/A | #N/A | 1 | 0 | 0 | 0 | 0 | 0 | 0 | #N/A | #N/A | 0 | 0 | 0 | 0 | 0 | #N/A | #N/A | 0 | #N/A | #N/A | #N/A | #N/A
3 | 4 | 9 | 4 | #N/A | #N/A | 1 | 0 | 0 | 0 | 0 | 0 | 0 | #N/A | #N/A | 0 | 0 | 0 | 0 | 0 | #N/A | #N/A | 0 | #N/A | #N/A | #N/A | #N/A
3 | 4 | 10 | 4 | #N/A | #N/A | 1 | 0 | 0 | 0 | 0 | 0 | 0 | #N/A | #N/A | 0 | 0 | 0 | 0 | 0 | #N/A | #N/A | 0 | #N/A | #N/A | #N/A | #N/A
3 | 4 | 11 | 4 | #N/A | #N/A | 1 | 0 | 0 | 0 | 0 | 0 | 0 | #N/A | #N/A | 0 | 0 | 0 | 0 | 0 | #N/A | #N/A | 0 | #N/A | #N/A | #N/A | #N/A
3 | 4 | 12 | 4 | #N/A | #N/A | 1 | 0 | 0 | 0 | 0 | 0 | 0 | #N/A | #N/A | 0 | 0 | 0 | 0 | 0 | #N/A | #N/A | 0 | #N/A | #N/A | #N/A | #N/A
3 | 4 | 13 | 4 | #N/A | #N/A | 1 | 0 | 0 | 0 | 0 | 0 | 0 | #N/A | #N/A | 0 | 0 | 0 | 0 | 0 | #N/A | #N/A | 0 | #N/A | #N/A | #N/A | #N/A
3 | 4 | 14 | 4 | #N/A | #N/A | 1 | 0 | 0 | 0 | 0 | 0 | 0 | #N/A | #N/A | 0 | 0 | 0 | 0 | 0 | #N/A | #N/A | 0 | #N/A | #N/A | #N/A | #N/A
3 | 4 | 15 | 4 | #N/A | #N/A | 1 | 0 | 0 | 0 | 0 | 0 | 0 | #N/A | #N/A | 0 | 0 | 0 | 0 | 0 | #N/A | #N/A | 0 | #N/A | #N/A | #N/A | #N/A
3 | 4 | 16 | 4 | #N/A | #N/A | 1 | 0 | 0 | 0 | 0 | 0 | 0 | #N/A | #N/A | 0 | 0 | 0 | 0 | 0 | #N/A | #N/A | 0 | #N/A | #N/A | #N/A | #N/A
3 | 4 | 17 | 4 | #N/A | #N/A | 1 | 1 | 0 | 0 | 0 | 0 | 0 | #N/A | #N/A | 0 | 0 | 0 | 0 | 0 | #N/A | #N/A | 0 | #N/A | #N/A | #N/A | #N/A
3 | 4 | 18 | 4 | #N/A | #N/A | 1 | 1 | 0 | 0 | 0 | 0 | 0 | #N/A | #N/A | 0 | 0 | 0 | 0 | 0 | #N/A | #N/A | 0 | #N/A | #N/A | #N/A | #N/A
3 | 4 | 19 | 4 | #N/A | #N/A | 1 | 0 | 0 | 0 | 0 | 0 | 0 | #N/A | #N/A | 0 | 0 | 0 | 0 | 0 | #N/A | #N/A | 0 | #N/A | #N/A | #N/A | #N/A
3 | 4 | 20 | 4 | #N/A | #N/A | 1 | 0 | 0 | 0 | 0 | 0 | 0 | #N/A | #N/A | 0 | 0 | 0 | 0 | 0 | #N/A | #N/A | 0 | #N/A | #N/A | #N/A | #N/A
3 | 4 | 21 | 4 | #N/A | #N/A | 1 | 0 | 0 | 0 | 0 | 0 | 0 | #N/A | #N/A | 0 | 0 | 0 | 0 | 0 | #N/A | #N/A | 0 | #N/A | #N/A | #N/A | #N/A
3 | 4 | 22 | 4 | #N/A | #N/A | 1 | 0 | 0 | 0 | 0 | 0 | 0 | #N/A | #N/A | 0 | 0 | 0 | 0 | 0 | #N/A | #N/A | 0 | #N/A | #N/A | #N/A | #N/A
3 | 4 | 23 | 4 | #N/A | #N/A | 0 | 0 | 0 | 0 | 0 | 0 | 0 | #N/A | #N/A | 0 | 0 | 0 | 0 | 0 | #N/A | #N/A | 0 | #N/A | #N/A | #N/A | #N/A
3 | 4 | 24 | 4 | #N/A | #N/A | 0 | 0 | 0 | 0 | 0 | 0 | 0 | #N/A | #N/A | 0 | 0 | 0 | 0 | 0 | #N/A | #N/A | 0 | #N/A | #N/A | #N/A | #N/A
3 | 5 | 1 | 5 | #N/A | #N/A | 0 | 0 | 0 | 0 | 0 | 0 | 0 | #N/A | #N/A | 0 | 0 | 0 | 0 | 0 | #N/A | #N/A | 0 | #N/A | #N/A | #N/A | #N/A
3 | 5 | 2 | 5 | #N/A | #N/A | 0 | 0 | 0 | 0 | 0 | 0 | 0 | #N/A | #N/A | 0 | 0 | 0 | 0 | 0 | #N/A | #N/A | 0 | #N/A | #N/A | #N/A | #N/A
3 | 5 | 3 | 5 | #N/A | #N/A | 0 | 0 | 0 | 0 | 0 | 0 | 0 | #N/A | #N/A | 0 | 0 | 0 | 0 | 0 | #N/A | #N/A | 0 | #N/A | #N/A | #N/A | #N/A
3 | 5 | 4 | 5 | #N/A | #N/A | 0 | 0 | 0 | 0 | 0 | 0 | 0 | #N/A | #N/A | 0 | 0 | 0 | 0 | 0 | #N/A | #N/A | 0 | #N/A | #N/A | #N/A | #N/A
3 | 5 | 5 | 5 | #N/A | #N/A | 0 | 0 | 0 | 0 | 0 | 0 | 0 | #N/A | #N/A | 0 | 0 | 0 | 0 | 0 | #N/A | #N/A | 0 | #N/A | #N/A | #N/A | #N/A
3 | 5 | 6 | 5 | #N/A | #N/A | 1 | 0 | 0 | 0 | 0 | 0 | 0 | #N/A | #N/A | 0 | 0 | 0 | 0 | 0 | #N/A | #N/A | 0 | #N/A | #N/A | #N/A | #N/A
3 | 5 | 7 | 5 | #N/A | #N/A | 1 | 0 | 0 | 0 | 0 | 0 | 0 | #N/A | #N/A | 0 | 0 | 0 | 0 | 0 | #N/A | #N/A | 0 | #N/A | #N/A | #N/A | #N/A
3 | 5 | 8 | 5 | #N/A | #N/A | 1 | 0 | 0 | 0 | 0 | 0 | 0 | #N/A | #N/A | 0 | 0 | 0 | 0 | 0 | #N/A | #N/A | 0 | #N/A | #N/A | #N/A | #N/A
3 | 5 | 9 | 5 | #N/A | #N/A | 1 | 0 | 0 | 0 | 0 | 0 | 0 | #N/A | #N/A | 0 | 0 | 0 | 0 | 0 | #N/A | #N/A | 0 | #N/A | #N/A | #N/A | #N/A
3 | 5 | 10 | 5 | #N/A | #N/A | 1 | 0 | 0 | 0 | 0 | 0 | 0 | #N/A | #N/A | 0 | 0 | 0 | 0 | 0 | #N/A | #N/A | 0 | #N/A | #N/A | #N/A | #N/A
3 | 5 | 11 | 5 | #N/A | #N/A | 1 | 0 | 0 | 0 | 0 | 0 | 0 | #N/A | #N/A | 0 | 0 | 0 | 0 | 0 | #N/A | #N/A | 0 | #N/A | #N/A | #N/A | #N/A
3 | 5 | 12 | 5 | #N/A | #N/A | 1 | 0 | 0 | 0 | 0 | 0 | 0 | #N/A | #N/A | 0 | 0 | 0 | 0 | 0 | #N/A | #N/A | 0 | #N/A | #N/A | #N/A | #N/A
3 | 5 | 13 | 5 | #N/A | #N/A | 1 | 0 | 0 | 0 | 0 | 0 | 0 | #N/A | #N/A | 0 | 0 | 0 | 0 | 0 | #N/A | #N/A | 0 | #N/A | #N/A | #N/A | #N/A
3 | 5 | 14 | 5 | #N/A | #N/A | 1 | 0 | 0 | 0 | 0 | 0 | 0 | #N/A | #N/A | 0 | 0 | 0 | 0 | 0 | #N/A | #N/A | 0 | #N/A | #N/A | #N/A | #N/A
3 | 5 | 15 | 5 | #N/A | #N/A | 1 | 0 | 0 | 0 | 0 | 0 | 0 | #N/A | #N/A | 0 | 0 | 0 | 0 | 0 | #N/A | #N/A | 0 | #N/A | #N/A | #N/A | #N/A
3 | 5 | 16 | 5 | #N/A | #N/A | 1 | 0 | 0 | 0 | 0 | 0 | 0 | #N/A | #N/A | 0 | 0 | 0 | 0 | 0 | #N/A | #N/A | 0 | #N/A | #N/A | #N/A | #N/A
3 | 5 | 17 | 5 | #N/A | #N/A | 1 | 1 | 0 | 0 | 0 | 0 | 0 | #N/A | #N/A | 0 | 0 | 0 | 0 | 0 | #N/A | #N/A | 0 | #N/A | #N/A | #N/A | #N/A
3 | 5 | 18 | 5 | #N/A | #N/A | 1 | 1 | 0 | 0 | 0 | 0 | 0 | #N/A | #N/A | 0 | 0 | 0 | 0 | 0 | #N/A | #N/A | 0 | #N/A | #N/A | #N/A | #N/A
3 | 5 | 19 | 5 | #N/A | #N/A | 1 | 0 | 0 | 0 | 0 | 0 | 0 | #N/A | #N/A | 0 | 0 | 0 | 0 | 0 | #N/A | #N/A | 0 | #N/A | #N/A | #N/A | #N/A
3 | 5 | 20 | 5 | #N/A | #N/A | 1 | 0 | 0 | 0 | 0 | 0 | 0 | #N/A | #N/A | 0 | 0 | 0 | 0 | 0 | #N/A | #N/A | 0 | #N/A | #N/A | #N/A | #N/A
3 | 5 | 21 | 5 | #N/A | #N/A | 1 | 0 | 0 | 0 | 0 | 0 | 0 | #N/A | #N/A | 0 | 0 | 0 | 0 | 0 | #N/A | #N/A | 0 | #N/A | #N/A | #N/A | #N/A
3 | 5 | 22 | 5 | #N/A | #N/A | 1 | 0 | 0 | 0 | 0 | 0 | 0 | #N/A | #N/A | 0 | 0 | 0 | 0 | 0 | #N/A | #N/A | 0 | #N/A | #N/A | #N/A | #N/A
3 | 5 | 23 | 5 | #N/A | #N/A | 0 | 0 | 0 | 0 | 0 | 0 | 0 | #N/A | #N/A | 0 | 0 | 0 | 0 | 0 | #N/A | #N/A | 0 | #N/A | #N/A | #N/A | #N/A
3 | 5 | 24 | 5 | #N/A | #N/A | 0 | 0 | 0 | 0 | 0 | 0 | 0 | #N/A | #N/A | 0 | 0 | 0 | 0 | 0 | #N/A | #N/A | 0 | #N/A | #N/A | #N/A | #N/A
3 | 6 | 1 | 6 | #N/A | #N/A | 0 | 0 | 0 | 0 | 0 | 0 | 0 | #N/A | #N/A | 0 | 0 | 0 | 0 | 0 | #N/A | #N/A | 0 | #N/A | #N/A | #N/A | #N/A
3 | 6 | 2 | 6 | #N/A | #N/A | 0 | 0 | 0 | 0 | 0 | 0 | 0 | #N/A | #N/A | 0 | 0 | 0 | 0 | 0 | #N/A | #N/A | 0 | #N/A | #N/A | #N/A | #N/A
3 | 6 | 3 | 6 | #N/A | #N/A | 0 | 0 | 0 | 0 | 0 | 0 | 0 | #N/A | #N/A | 0 | 0 | 0 | 0 | 0 | #N/A | #N/A | 0 | #N/A | #N/A | #N/A | #N/A
3 | 6 | 4 | 6 | #N/A | #N/A | 0 | 0 | 0 | 0 | 0 | 0 | 0 | #N/A | #N/A | 0 | 0 | 0 | 0 | 0 | #N/A | #N/A | 0 | #N/A | #N/A | #N/A | #N/A
3 | 6 | 5 | 6 | #N/A | #N/A | 0 | 0 | 0 | 0 | 0 | 0 | 0 | #N/A | #N/A | 0 | 0 | 0 | 0 | 0 | #N/A | #N/A | 0 | #N/A | #N/A | #N/A | #N/A
3 | 6 | 6 | 6 | #N/A | #N/A | 0 | 0 | 0 | 0 | 0 | 0 | 0 | #N/A | #N/A | 0 | 0 | 0 | 0 | 0 | #N/A | #N/A | 0 | #N/A | #N/A | #N/A | #N/A
3 | 6 | 7 | 6 | #N/A | #N/A | 0 | 0 | 0 | 0 | 0 | 0 | 0 | #N/A | #N/A | 0 | 0 | 0 | 0 | 0 | #N/A | #N/A | 0 | #N/A | #N/A | #N/A | #N/A
3 | 6 | 8 | 6 | #N/A | #N/A | 0 | 0 | 0 | 0 | 0 | 0 | 0 | #N/A | #N/A | 0 | 0 | 0 | 0 | 0 | #N/A | #N/A | 0 | #N/A | #N/A | #N/A | #N/A
3 | 6 | 9 | 6 | #N/A | #N/A | 0 | 0 | 0 | 0 | 0 | 0 | 0 | #N/A | #N/A | 0 | 0 | 0 | 0 | 0 | #N/A | #N/A | 0 | #N/A | #N/A | #N/A | #N/A
3 | 6 | 10 | 6 | #N/A | #N/A | 0 | 0 | 0 | 0 | 0 | 0 | 0 | #N/A | #N/A | 0 | 0 | 0 | 0 | 0 | #N/A | #N/A | 0 | #N/A | #N/A | #N/A | #N/A
3 | 6 | 11 | 6 | #N/A | #N/A | 0 | 0 | 0 | 0 | 0 | 0 | 0 | #N/A | #N/A | 0 | 0 | 0 | 0 | 0 | #N/A | #N/A | 0 | #N/A | #N/A | #N/A | #N/A
3 | 6 | 12 | 6 | #N/A | #N/A | 0 | 0 | 0 | 0 | 0 | 0 | 0 | #N/A | #N/A | 0 | 0 | 0 | 0 | 0 | #N/A | #N/A | 0 | #N/A | #N/A | #N/A | #N/A
3 | 6 | 13 | 6 | #N/A | #N/A | 0 | 0 | 0 | 0 | 0 | 0 | 0 | #N/A | #N/A | 0 | 0 | 0 | 0 | 0 | #N/A | #N/A | 0 | #N/A | #N/A | #N/A | #N/A
3 | 6 | 14 | 6 | #N/A | #N/A | 0 | 0 | 0 | 0 | 0 | 0 | 0 | #N/A | #N/A | 0 | 0 | 0 | 0 | 0 | #N/A | #N/A | 0 | #N/A | #N/A | #N/A | #N/A
3 | 6 | 15 | 6 | #N/A | #N/A | 0 | 0 | 0 | 0 | 0 | 0 | 0 | #N/A | #N/A | 0 | 0 | 0 | 0 | 0 | #N/A | #N/A | 0 | #N/A | #N/A | #N/A | #N/A
3 | 6 | 16 | 6 | #N/A | #N/A | 0 | 0 | 0 | 0 | 0 | 0 | 0 | #N/A | #N/A | 0 | 0 | 0 | 0 | 0 | #N/A | #N/A | 0 | #N/A | #N/A | #N/A | #N/A
3 | 6 | 17 | 6 | #N/A | #N/A | 0 | 0 | 0 | 0 | 0 | 0 | 0 | #N/A | #N/A | 0 | 0 | 0 | 0 | 0 | #N/A | #N/A | 0 | #N/A | #N/A | #N/A | #N/A
3 | 6 | 18 | 6 | #N/A | #N/A | 0 | 0 | 0 | 0 | 0 | 0 | 0 | #N/A | #N/A | 0 | 0 | 0 | 0 | 0 | #N/A | #N/A | 0 | #N/A | #N/A | #N/A | #N/A
3 | 6 | 19 | 6 | #N/A | #N/A | 0 | 0 | 0 | 0 | 0 | 0 | 0 | #N/A | #N/A | 0 | 0 | 0 | 0 | 0 | #N/A | #N/A | 0 | #N/A | #N/A | #N/A | #N/A
3 | 6 | 20 | 6 | #N/A | #N/A | 0 | 0 | 0 | 0 | 0 | 0 | 0 | #N/A | #N/A | 0 | 0 | 0 | 0 | 0 | #N/A | #N/A | 0 | #N/A | #N/A | #N/A | #N/A
3 | 6 | 21 | 6 | #N/A | #N/A | 0 | 0 | 0 | 0 | 0 | 0 | 0 | #N/A | #N/A | 0 | 0 | 0 | 0 | 0 | #N/A | #N/A | 0 | #N/A | #N/A | #N/A | #N/A
3 | 6 | 22 | 6 | #N/A | #N/A | 0 | 0 | 0 | 0 | 0 | 0 | 0 | #N/A | #N/A | 0 | 0 | 0 | 0 | 0 | #N/A | #N/A | 0 | #N/A | #N/A | #N/A | #N/A
3 | 6 | 23 | 6 | #N/A | #N/A | 0 | 0 | 0 | 0 | 0 | 0 | 0 | #N/A | #N/A | 0 | 0 | 0 | 0 | 0 | #N/A | #N/A | 0 | #N/A | #N/A | #N/A | #N/A
3 | 6 | 24 | 6 | #N/A | #N/A | 0 | 0 | 0 | 0 | 0 | 0 | 0 | #N/A | #N/A | 0 | 0 | 0 | 0 | 0 | #N/A | #N/A | 0 | #N/A | #N/A | #N/A | #N/A
3 | 7 | 1 | 7 | #N/A | #N/A | 0 | 0 | 0 | 0 | 0 | 0 | 0 | #N/A | #N/A | 0 | 0 | 0 | 0 | 0 | #N/A | #N/A | 0 | #N/A | #N/A | #N/A | #N/A
3 | 7 | 2 | 7 | #N/A | #N/A | 0 | 0 | 0 | 0 | 0 | 0 | 0 | #N/A | #N/A | 0 | 0 | 0 | 0 | 0 | #N/A | #N/A | 0 | #N/A | #N/A | #N/A | #N/A
3 | 7 | 3 | 7 | #N/A | #N/A | 0 | 0 | 0 | 0 | 0 | 0 | 0 | #N/A | #N/A | 0 | 0 | 0 | 0 | 0 | #N/A | #N/A | 0 | #N/A | #N/A | #N/A | #N/A
3 | 7 | 4 | 7 | #N/A | #N/A | 0 | 0 | 0 | 0 | 0 | 0 | 0 | #N/A | #N/A | 0 | 0 | 0 | 0 | 0 | #N/A | #N/A | 0 | #N/A | #N/A | #N/A | #N/A
3 | 7 | 5 | 7 | #N/A | #N/A | 0 | 0 | 0 | 0 | 0 | 0 | 0 | #N/A | #N/A | 0 | 0 | 0 | 0 | 0 | #N/A | #N/A | 0 | #N/A | #N/A | #N/A | #N/A
3 | 7 | 6 | 7 | #N/A | #N/A | 0 | 0 | 0 | 0 | 0 | 0 | 0 | #N/A | #N/A | 0 | 0 | 0 | 0 | 0 | #N/A | #N/A | 0 | #N/A | #N/A | #N/A | #N/A
3 | 7 | 7 | 7 | #N/A | #N/A | 0 | 0 | 0 | 0 | 0 | 0 | 0 | #N/A | #N/A | 0 | 0 | 0 | 0 | 0 | #N/A | #N/A | 0 | #N/A | #N/A | #N/A | #N/A
3 | 7 | 8 | 7 | #N/A | #N/A | 0 | 0 | 0 | 0 | 0 | 0 | 0 | #N/A | #N/A | 0 | 0 | 0 | 0 | 0 | #N/A | #N/A | 0 | #N/A | #N/A | #N/A | #N/A
3 | 7 | 9 | 7 | #N/A | #N/A | 0 | 0 | 0 | 0 | 0 | 0 | 0 | #N/A | #N/A | 0 | 0 | 0 | 0 | 0 | #N/A | #N/A | 0 | #N/A | #N/A | #N/A | #N/A
3 | 7 | 10 | 7 | #N/A | #N/A | 0 | 0 | 0 | 0 | 0 | 0 | 0 | #N/A | #N/A | 0 | 0 | 0 | 0 | 0 | #N/A | #N/A | 0 | #N/A | #N/A | #N/A | #N/A
3 | 7 | 11 | 7 | #N/A | #N/A | 0 | 0 | 0 | 0 | 0 | 0 | 0 | #N/A | #N/A | 0 | 0 | 0 | 0 | 0 | #N/A | #N/A | 0 | #N/A | #N/A | #N/A | #N/A
3 | 7 | 12 | 7 | #N/A | #N/A | 0 | 0 | 0 | 0 | 0 | 0 | 0 | #N/A | #N/A | 0 | 0 | 0 | 0 | 0 | #N/A | #N/A | 0 | #N/A | #N/A | #N/A | #N/A
3 | 7 | 13 | 7 | #N/A | #N/A | 0 | 0 | 0 | 0 | 0 | 0 | 0 | #N/A | #N/A | 0 | 0 | 0 | 0 | 0 | #N/A | #N/A | 0 | #N/A | #N/A | #N/A | #N/A
3 | 7 | 14 | 7 | #N/A | #N/A | 0 | 0 | 0 | 0 | 0 | 0 | 0 | #N/A | #N/A | 0 | 0 | 0 | 0 | 0 | #N/A | #N/A | 0 | #N/A | #N/A | #N/A | #N/A
3 | 7 | 15 | 7 | #N/A | #N/A | 0 | 0 | 0 | 0 | 0 | 0 | 0 | #N/A | #N/A | 0 | 0 | 0 | 0 | 0 | #N/A | #N/A | 0 | #N/A | #N/A | #N/A | #N/A
3 | 7 | 16 | 7 | #N/A | #N/A | 0 | 0 | 0 | 0 | 0 | 0 | 0 | #N/A | #N/A | 0 | 0 | 0 | 0 | 0 | #N/A | #N/A | 0 | #N/A | #N/A | #N/A | #N/A
3 | 7 | 17 | 7 | #N/A | #N/A | 0 | 0 | 0 | 0 | 0 | 0 | 0 | #N/A | #N/A | 0 | 0 | 0 | 0 | 0 | #N/A | #N/A | 0 | #N/A | #N/A | #N/A | #N/A
3 | 7 | 18 | 7 | #N/A | #N/A | 0 | 0 | 0 | 0 | 0 | 0 | 0 | #N/A | #N/A | 0 | 0 | 0 | 0 | 0 | #N/A | #N/A | 0 | #N/A | #N/A | #N/A | #N/A
3 | 7 | 19 | 7 | #N/A | #N/A | 0 | 0 | 0 | 0 | 0 | 0 | 0 | #N/A | #N/A | 0 | 0 | 0 | 0 | 0 | #N/A | #N/A | 0 | #N/A | #N/A | #N/A | #N/A
3 | 7 | 20 | 7 | #N/A | #N/A | 0 | 0 | 0 | 0 | 0 | 0 | 0 | #N/A | #N/A | 0 | 0 | 0 | 0 | 0 | #N/A | #N/A | 0 | #N/A | #N/A | #N/A | #N/A
3 | 7 | 21 | 7 | #N/A | #N/A | 0 | 0 | 0 | 0 | 0 | 0 | 0 | #N/A | #N/A | 0 | 0 | 0 | 0 | 0 | #N/A | #N/A | 0 | #N/A | #N/A | #N/A | #N/A
3 | 7 | 22 | 7 | #N/A | #N/A | 0 | 0 | 0 | 0 | 0 | 0 | 0 | #N/A | #N/A | 0 | 0 | 0 | 0 | 0 | #N/A | #N/A | 0 | #N/A | #N/A | #N/A | #N/A
3 | 7 | 23 | 7 | #N/A | #N/A | 0 | 0 | 0 | 0 | 0 | 0 | 0 | #N/A | #N/A | 0 | 0 | 0 | 0 | 0 | #N/A | #N/A | 0 | #N/A | #N/A | #N/A | #N/A
3 | 7 | 24 | 7 | #N/A | #N/A | 0 | 0 | 0 | 0 | 0 | 0 | 0 | #N/A | #N/A | 0 | 0 | 0 | 0 | 0 | #N/A | #N/A | 0 | #N/A | #N/A | #N/A | #N/A
3 | 8 | 1 | 1 | #N/A | #N/A | 0 | 0 | 0 | 0 | 0 | 0 | 0 | #N/A | #N/A | 0 | 0 | 0 | 0 | 0 | #N/A | #N/A | 0 | #N/A | #N/A | #N/A | #N/A
3 | 8 | 2 | 1 | #N/A | #N/A | 0 | 0 | 0 | 0 | 0 | 0 | 0 | #N/A | #N/A | 0 | 0 | 0 | 0 | 0 | #N/A | #N/A | 0 | #N/A | #N/A | #N/A | #N/A
3 | 8 | 3 | 1 | #N/A | #N/A | 0 | 0 | 0 | 0 | 0 | 0 | 0 | #N/A | #N/A | 0 | 0 | 0 | 0 | 0 | #N/A | #N/A | 0 | #N/A | #N/A | #N/A | #N/A
3 | 8 | 4 | 1 | #N/A | #N/A | 0 | 0 | 0 | 0 | 0 | 0 | 0 | #N/A | #N/A | 0 | 0 | 0 | 0 | 0 | #N/A | #N/A | 0 | #N/A | #N/A | #N/A | #N/A
3 | 8 | 5 | 1 | #N/A | #N/A | 0 | 0 | 0 | 0 | 0 | 0 | 0 | #N/A | #N/A | 0 | 0 | 0 | 0 | 0 | #N/A | #N/A | 0 | #N/A | #N/A | #N/A | #N/A
3 | 8 | 6 | 1 | #N/A | #N/A | 1 | 0 | 0 | 0 | 0 | 0 | 0 | #N/A | #N/A | 0 | 0 | 0 | 0 | 0 | #N/A | #N/A | 0 | #N/A | #N/A | #N/A | #N/A
3 | 8 | 7 | 1 | #N/A | #N/A | 1 | 0 | 0 | 0 | 0 | 0 | 0 | #N/A | #N/A | 0 | 0 | 0 | 0 | 0 | #N/A | #N/A | 0 | #N/A | #N/A | #N/A | #N/A
3 | 8 | 8 | 1 | #N/A | #N/A | 1 | 0 | 0 | 0 | 0 | 0 | 0 | #N/A | #N/A | 0 | 0 | 0 | 0 | 0 | #N/A | #N/A | 0 | #N/A | #N/A | #N/A | #N/A
3 | 8 | 9 | 1 | #N/A | #N/A | 1 | 0 | 0 | 0 | 0 | 0 | 0 | #N/A | #N/A | 0 | 0 | 0 | 0 | 0 | #N/A | #N/A | 0 | #N/A | #N/A | #N/A | #N/A
3 | 8 | 10 | 1 | #N/A | #N/A | 1 | 0 | 0 | 0 | 0 | 0 | 0 | #N/A | #N/A | 0 | 0 | 0 | 0 | 0 | #N/A | #N/A | 0 | #N/A | #N/A | #N/A | #N/A
3 | 8 | 11 | 1 | #N/A | #N/A | 1 | 0 | 0 | 0 | 0 | 0 | 0 | #N/A | #N/A | 0 | 0 | 0 | 0 | 0 | #N/A | #N/A | 0 | #N/A | #N/A | #N/A | #N/A
3 | 8 | 12 | 1 | #N/A | #N/A | 1 | 0 | 0 | 0 | 0 | 0 | 0 | #N/A | #N/A | 0 | 0 | 0 | 0 | 0 | #N/A | #N/A | 0 | #N/A | #N/A | #N/A | #N/A
3 | 8 | 13 | 1 | #N/A | #N/A | 1 | 0 | 0 | 0 | 0 | 0 | 0 | #N/A | #N/A | 0 | 0 | 0 | 0 | 0 | #N/A | #N/A | 0 | #N/A | #N/A | #N/A | #N/A
3 | 8 | 14 | 1 | #N/A | #N/A | 1 | 0 | 0 | 0 | 0 | 0 | 0 | #N/A | #N/A | 0 | 0 | 0 | 0 | 0 | #N/A | #N/A | 0 | #N/A | #N/A | #N/A | #N/A
3 | 8 | 15 | 1 | #N/A | #N/A | 1 | 0 | 0 | 0 | 0 | 0 | 0 | #N/A | #N/A | 0 | 0 | 0 | 0 | 0 | #N/A | #N/A | 0 | #N/A | #N/A | #N/A | #N/A
3 | 8 | 16 | 1 | #N/A | #N/A | 1 | 0 | 0 | 0 | 0 | 0 | 0 | #N/A | #N/A | 0 | 0 | 0 | 0 | 0 | #N/A | #N/A | 0 | #N/A | #N/A | #N/A | #N/A
3 | 8 | 17 | 1 | #N/A | #N/A | 1 | 1 | 0 | 0 | 0 | 0 | 0 | #N/A | #N/A | 0 | 0 | 0 | 0 | 0 | #N/A | #N/A | 0 | #N/A | #N/A | #N/A | #N/A
3 | 8 | 18 | 1 | #N/A | #N/A | 1 | 1 | 0 | 0 | 0 | 0 | 0 | #N/A | #N/A | 0 | 0 | 0 | 0 | 0 | #N/A | #N/A | 0 | #N/A | #N/A | #N/A | #N/A
3 | 8 | 19 | 1 | #N/A | #N/A | 1 | 0 | 0 | 0 | 0 | 0 | 0 | #N/A | #N/A | 0 | 0 | 0 | 0 | 0 | #N/A | #N/A | 0 | #N/A | #N/A | #N/A | #N/A
3 | 8 | 20 | 1 | #N/A | #N/A | 1 | 0 | 0 | 0 | 0 | 0 | 0 | #N/A | #N/A | 0 | 0 | 0 | 0 | 0 | #N/A | #N/A | 0 | #N/A | #N/A | #N/A | #N/A
3 | 8 | 21 | 1 | #N/A | #N/A | 1 | 0 | 0 | 0 | 0 | 0 | 0 | #N/A | #N/A | 0 | 0 | 0 | 0 | 0 | #N/A | #N/A | 0 | #N/A | #N/A | #N/A | #N/A
3 | 8 | 22 | 1 | #N/A | #N/A | 1 | 0 | 0 | 0 | 0 | 0 | 0 | #N/A | #N/A | 0 | 0 | 0 | 0 | 0 | #N/A | #N/A | 0 | #N/A | #N/A | #N/A | #N/A
3 | 8 | 23 | 1 | #N/A | #N/A | 0 | 0 | 0 | 0 | 0 | 0 | 0 | #N/A | #N/A | 0 | 0 | 0 | 0 | 0 | #N/A | #N/A | 0 | #N/A | #N/A | #N/A | #N/A
3 | 8 | 24 | 1 | #N/A | #N/A | 0 | 0 | 0 | 0 | 0 | 0 | 0 | #N/A | #N/A | 0 | 0 | 0 | 0 | 0 | #N/A | #N/A | 0 | #N/A | #N/A | #N/A | #N/A
3 | 9 | 1 | 2 | #N/A | #N/A | 0 | 0 | 0 | 0 | 0 | 0 | 0 | #N/A | #N/A | 0 | 0 | 0 | 0 | 0 | #N/A | #N/A | 0 | #N/A | #N/A | #N/A | #N/A
3 | 9 | 2 | 2 | #N/A | #N/A | 0 | 0 | 0 | 0 | 0 | 0 | 0 | #N/A | #N/A | 0 | 0 | 0 | 0 | 0 | #N/A | #N/A | 0 | #N/A | #N/A | #N/A | #N/A
3 | 9 | 3 | 2 | #N/A | #N/A | 0 | 0 | 0 | 0 | 0 | 0 | 0 | #N/A | #N/A | 0 | 0 | 0 | 0 | 0 | #N/A | #N/A | 0 | #N/A | #N/A | #N/A | #N/A
3 | 9 | 4 | 2 | #N/A | #N/A | 0 | 0 | 0 | 0 | 0 | 0 | 0 | #N/A | #N/A | 0 | 0 | 0 | 0 | 0 | #N/A | #N/A | 0 | #N/A | #N/A | #N/A | #N/A
3 | 9 | 5 | 2 | #N/A | #N/A | 0 | 0 | 0 | 0 | 0 | 0 | 0 | #N/A | #N/A | 0 | 0 | 0 | 0 | 0 | #N/A | #N/A | 0 | #N/A | #N/A | #N/A | #N/A
3 | 9 | 6 | 2 | #N/A | #N/A | 1 | 0 | 0 | 0 | 0 | 0 | 0 | #N/A | #N/A | 0 | 0 | 0 | 0 | 0 | #N/A | #N/A | 0 | #N/A | #N/A | #N/A | #N/A
3 | 9 | 7 | 2 | #N/A | #N/A | 1 | 0 | 0 | 0 | 0 | 0 | 0 | #N/A | #N/A | 0 | 0 | 0 | 0 | 0 | #N/A | #N/A | 0 | #N/A | #N/A | #N/A | #N/A
3 | 9 | 8 | 2 | #N/A | #N/A | 1 | 0 | 0 | 0 | 0 | 0 | 0 | #N/A | #N/A | 0 | 0 | 0 | 0 | 0 | #N/A | #N/A | 0 | #N/A | #N/A | #N/A | #N/A
3 | 9 | 9 | 2 | #N/A | #N/A | 1 | 0 | 0 | 0 | 0 | 0 | 0 | #N/A | #N/A | 0 | 0 | 0 | 0 | 0 | #N/A | #N/A | 0 | #N/A | #N/A | #N/A | #N/A
3 | 9 | 10 | 2 | #N/A | #N/A | 1 | 0 | 0 | 0 | 0 | 0 | 0 | #N/A | #N/A | 0 | 0 | 0 | 0 | 0 | #N/A | #N/A | 0 | #N/A | #N/A | #N/A | #N/A
3 | 9 | 11 | 2 | #N/A | #N/A | 1 | 0 | 0 | 0 | 0 | 0 | 0 | #N/A | #N/A | 0 | 0 | 0 | 0 | 0 | #N/A | #N/A | 0 | #N/A | #N/A | #N/A | #N/A
3 | 9 | 12 | 2 | #N/A | #N/A | 1 | 0 | 0 | 0 | 0 | 0 | 0 | #N/A | #N/A | 0 | 0 | 0 | 0 | 0 | #N/A | #N/A | 0 | #N/A | #N/A | #N/A | #N/A
3 | 9 | 13 | 2 | #N/A | #N/A | 1 | 0 | 0 | 0 | 0 | 0 | 0 | #N/A | #N/A | 0 | 0 | 0 | 0 | 0 | #N/A | #N/A | 0 | #N/A | #N/A | #N/A | #N/A
3 | 9 | 14 | 2 | #N/A | #N/A | 1 | 0 | 0 | 0 | 0 | 0 | 0 | #N/A | #N/A | 0 | 0 | 0 | 0 | 0 | #N/A | #N/A | 0 | #N/A | #N/A | #N/A | #N/A
3 | 9 | 15 | 2 | #N/A | #N/A | 1 | 0 | 0 | 0 | 0 | 0 | 0 | #N/A | #N/A | 0 | 0 | 0 | 0 | 0 | #N/A | #N/A | 0 | #N/A | #N/A | #N/A | #N/A
3 | 9 | 16 | 2 | #N/A | #N/A | 1 | 0 | 0 | 0 | 0 | 0 | 0 | #N/A | #N/A | 0 | 0 | 0 | 0 | 0 | #N/A | #N/A | 0 | #N/A | #N/A | #N/A | #N/A
3 | 9 | 17 | 2 | #N/A | #N/A | 1 | 1 | 0 | 0 | 0 | 0 | 0 | #N/A | #N/A | 0 | 0 | 0 | 0 | 0 | #N/A | #N/A | 0 | #N/A | #N/A | #N/A | #N/A
3 | 9 | 18 | 2 | #N/A | #N/A | 1 | 1 | 0 | 0 | 0 | 0 | 0 | #N/A | #N/A | 0 | 0 | 0 | 0 | 0 | #N/A | #N/A | 0 | #N/A | #N/A | #N/A | #N/A
3 | 9 | 19 | 2 | #N/A | #N/A | 1 | 0 | 0 | 0 | 0 | 0 | 0 | #N/A | #N/A | 0 | 0 | 0 | 0 | 0 | #N/A | #N/A | 0 | #N/A | #N/A | #N/A | #N/A
3 | 9 | 20 | 2 | #N/A | #N/A | 1 | 0 | 0 | 0 | 0 | 0 | 0 | #N/A | #N/A | 0 | 0 | 0 | 0 | 0 | #N/A | #N/A | 0 | #N/A | #N/A | #N/A | #N/A
3 | 9 | 21 | 2 | #N/A | #N/A | 1 | 0 | 0 | 0 | 0 | 0 | 0 | #N/A | #N/A | 0 | 0 | 0 | 0 | 0 | #N/A | #N/A | 0 | #N/A | #N/A | #N/A | #N/A
3 | 9 | 22 | 2 | #N/A | #N/A | 1 | 0 | 0 | 0 | 0 | 0 | 0 | #N/A | #N/A | 0 | 0 | 0 | 0 | 0 | #N/A | #N/A | 0 | #N/A | #N/A | #N/A | #N/A
3 | 9 | 23 | 2 | #N/A | #N/A | 0 | 0 | 0 | 0 | 0 | 0 | 0 | #N/A | #N/A | 0 | 0 | 0 | 0 | 0 | #N/A | #N/A | 0 | #N/A | #N/A | #N/A | #N/A
3 | 9 | 24 | 2 | #N/A | #N/A | 0 | 0 | 0 | 0 | 0 | 0 | 0 | #N/A | #N/A | 0 | 0 | 0 | 0 | 0 | #N/A | #N/A | 0 | #N/A | #N/A | #N/A | #N/A
3 | 10 | 1 | 3 | #N/A | #N/A | 0 | 0 | 0 | 0 | 0 | 0 | 0 | #N/A | #N/A | 0 | 0 | 0 | 0 | 0 | #N/A | #N/A | 0 | #N/A | #N/A | #N/A | #N/A
3 | 10 | 2 | 3 | #N/A | #N/A | 0 | 0 | 0 | 0 | 0 | 0 | 0 | #N/A | #N/A | 0 | 0 | 0 | 0 | 0 | #N/A | #N/A | 0 | #N/A | #N/A | #N/A | #N/A
3 | 10 | 3 | 3 | #N/A | #N/A | 0 | 0 | 0 | 0 | 0 | 0 | 0 | #N/A | #N/A | 0 | 0 | 0 | 0 | 0 | #N/A | #N/A | 0 | #N/A | #N/A | #N/A | #N/A
3 | 10 | 4 | 3 | #N/A | #N/A | 0 | 0 | 0 | 0 | 0 | 0 | 0 | #N/A | #N/A | 0 | 0 | 0 | 0 | 0 | #N/A | #N/A | 0 | #N/A | #N/A | #N/A | #N/A
3 | 10 | 5 | 3 | #N/A | #N/A | 0 | 0 | 0 | 0 | 0 | 0 | 0 | #N/A | #N/A | 0 | 0 | 0 | 0 | 0 | #N/A | #N/A | 0 | #N/A | #N/A | #N/A | #N/A
3 | 10 | 6 | 3 | #N/A | #N/A | 1 | 0 | 0 | 0 | 0 | 0 | 0 | #N/A | #N/A | 0 | 0 | 0 | 0 | 0 | #N/A | #N/A | 0 | #N/A | #N/A | #N/A | #N/A
3 | 10 | 7 | 3 | #N/A | #N/A | 1 | 0 | 0 | 0 | 0 | 0 | 0 | #N/A | #N/A | 0 | 0 | 0 | 0 | 0 | #N/A | #N/A | 0 | #N/A | #N/A | #N/A | #N/A
3 | 10 | 8 | 3 | #N/A | #N/A | 1 | 0 | 0 | 0 | 0 | 0 | 0 | #N/A | #N/A | 0 | 0 | 0 | 0 | 0 | #N/A | #N/A | 0 | #N/A | #N/A | #N/A | #N/A
3 | 10 | 9 | 3 | #N/A | #N/A | 1 | 0 | 0 | 0 | 0 | 0 | 0 | #N/A | #N/A | 0 | 0 | 0 | 0 | 0 | #N/A | #N/A | 0 | #N/A | #N/A | #N/A | #N/A
3 | 10 | 10 | 3 | #N/A | #N/A | 1 | 0 | 0 | 0 | 0 | 0 | 0 | #N/A | #N/A | 0 | 0 | 0 | 0 | 0 | #N/A | #N/A | 0 | #N/A | #N/A | #N/A | #N/A
3 | 10 | 11 | 3 | #N/A | #N/A | 1 | 0 | 0 | 0 | 0 | 0 | 0 | #N/A | #N/A | 0 | 0 | 0 | 0 | 0 | #N/A | #N/A | 0 | #N/A | #N/A | #N/A | #N/A
3 | 10 | 12 | 3 | #N/A | #N/A | 1 | 0 | 0 | 0 | 0 | 0 | 0 | #N/A | #N/A | 0 | 0 | 0 | 0 | 0 | #N/A | #N/A | 0 | #N/A | #N/A | #N/A | #N/A
3 | 10 | 13 | 3 | #N/A | #N/A | 1 | 0 | 0 | 0 | 0 | 0 | 0 | #N/A | #N/A | 0 | 0 | 0 | 0 | 0 | #N/A | #N/A | 0 | #N/A | #N/A | #N/A | #N/A
3 | 10 | 14 | 3 | #N/A | #N/A | 1 | 0 | 0 | 0 | 0 | 0 | 0 | #N/A | #N/A | 0 | 0 | 0 | 0 | 0 | #N/A | #N/A | 0 | #N/A | #N/A | #N/A | #N/A
3 | 10 | 15 | 3 | #N/A | #N/A | 1 | 0 | 0 | 0 | 0 | 0 | 0 | #N/A | #N/A | 0 | 0 | 0 | 0 | 0 | #N/A | #N/A | 0 | #N/A | #N/A | #N/A | #N/A
3 | 10 | 16 | 3 | #N/A | #N/A | 1 | 0 | 0 | 0 | 0 | 0 | 0 | #N/A | #N/A | 0 | 0 | 0 | 0 | 0 | #N/A | #N/A | 0 | #N/A | #N/A | #N/A | #N/A
3 | 10 | 17 | 3 | #N/A | #N/A | 1 | 1 | 0 | 0 | 0 | 0 | 0 | #N/A | #N/A | 0 | 0 | 0 | 0 | 0 | #N/A | #N/A | 0 | #N/A | #N/A | #N/A | #N/A
3 | 10 | 18 | 3 | #N/A | #N/A | 1 | 1 | 0 | 0 | 0 | 0 | 0 | #N/A | #N/A | 0 | 0 | 0 | 0 | 0 | #N/A | #N/A | 0 | #N/A | #N/A | #N/A | #N/A
3 | 10 | 19 | 3 | #N/A | #N/A | 1 | 0 | 0 | 0 | 0 | 0 | 0 | #N/A | #N/A | 0 | 0 | 0 | 0 | 0 | #N/A | #N/A | 0 | #N/A | #N/A | #N/A | #N/A
3 | 10 | 20 | 3 | #N/A | #N/A | 1 | 0 | 0 | 0 | 0 | 0 | 0 | #N/A | #N/A | 0 | 0 | 0 | 0 | 0 | #N/A | #N/A | 0 | #N/A | #N/A | #N/A | #N/A
3 | 10 | 21 | 3 | #N/A | #N/A | 1 | 0 | 0 | 0 | 0 | 0 | 0 | #N/A | #N/A | 0 | 0 | 0 | 0 | 0 | #N/A | #N/A | 0 | #N/A | #N/A | #N/A | #N/A
3 | 10 | 22 | 3 | #N/A | #N/A | 1 | 0 | 0 | 0 | 0 | 0 | 0 | #N/A | #N/A | 0 | 0 | 0 | 0 | 0 | #N/A | #N/A | 0 | #N/A | #N/A | #N/A | #N/A
3 | 10 | 23 | 3 | #N/A | #N/A | 0 | 0 | 0 | 0 | 0 | 0 | 0 | #N/A | #N/A | 0 | 0 | 0 | 0 | 0 | #N/A | #N/A | 0 | #N/A | #N/A | #N/A | #N/A
3 | 10 | 24 | 3 | #N/A | #N/A | 0 | 0 | 0 | 0 | 0 | 0 | 0 | #N/A | #N/A | 0 | 0 | 0 | 0 | 0 | #N/A | #N/A | 0 | #N/A | #N/A | #N/A | #N/A
3 | 11 | 1 | 4 | #N/A | #N/A | 0 | 0 | 0 | 0 | 0 | 0 | 0 | #N/A | #N/A | 0 | 0 | 0 | 0 | 0 | #N/A | #N/A | 0 | #N/A | #N/A | #N/A | #N/A
3 | 11 | 2 | 4 | #N/A | #N/A | 0 | 0 | 0 | 0 | 0 | 0 | 0 | #N/A | #N/A | 0 | 0 | 0 | 0 | 0 | #N/A | #N/A | 0 | #N/A | #N/A | #N/A | #N/A
3 | 11 | 3 | 4 | #N/A | #N/A | 0 | 0 | 0 | 0 | 0 | 0 | 0 | #N/A | #N/A | 0 | 0 | 0 | 0 | 0 | #N/A | #N/A | 0 | #N/A | #N/A | #N/A | #N/A
3 | 11 | 4 | 4 | #N/A | #N/A | 0 | 0 | 0 | 0 | 0 | 0 | 0 | #N/A | #N/A | 0 | 0 | 0 | 0 | 0 | #N/A | #N/A | 0 | #N/A | #N/A | #N/A | #N/A
3 | 11 | 5 | 4 | #N/A | #N/A | 0 | 0 | 0 | 0 | 0 | 0 | 0 | #N/A | #N/A | 0 | 0 | 0 | 0 | 0 | #N/A | #N/A | 0 | #N/A | #N/A | #N/A | #N/A
3 | 11 | 6 | 4 | #N/A | #N/A | 1 | 0 | 0 | 0 | 0 | 0 | 0 | #N/A | #N/A | 0 | 0 | 0 | 0 | 0 | #N/A | #N/A | 0 | #N/A | #N/A | #N/A | #N/A
3 | 11 | 7 | 4 | #N/A | #N/A | 1 | 0 | 0 | 0 | 0 | 0 | 0 | #N/A | #N/A | 0 | 0 | 0 | 0 | 0 | #N/A | #N/A | 0 | #N/A | #N/A | #N/A | #N/A
3 | 11 | 8 | 4 | #N/A | #N/A | 1 | 0 | 0 | 0 | 0 | 0 | 0 | #N/A | #N/A | 0 | 0 | 0 | 0 | 0 | #N/A | #N/A | 0 | #N/A | #N/A | #N/A | #N/A
3 | 11 | 9 | 4 | #N/A | #N/A | 1 | 0 | 0 | 0 | 0 | 0 | 0 | #N/A | #N/A | 0 | 0 | 0 | 0 | 0 | #N/A | #N/A | 0 | #N/A | #N/A | #N/A | #N/A
3 | 11 | 10 | 4 | #N/A | #N/A | 1 | 0 | 0 | 0 | 0 | 0 | 0 | #N/A | #N/A | 0 | 0 | 0 | 0 | 0 | #N/A | #N/A | 0 | #N/A | #N/A | #N/A | #N/A
3 | 11 | 11 | 4 | #N/A | #N/A | 1 | 0 | 0 | 0 | 0 | 0 | 0 | #N/A | #N/A | 0 | 0 | 0 | 0 | 0 | #N/A | #N/A | 0 | #N/A | #N/A | #N/A | #N/A
3 | 11 | 12 | 4 | #N/A | #N/A | 1 | 0 | 0 | 0 | 0 | 0 | 0 | #N/A | #N/A | 0 | 0 | 0 | 0 | 0 | #N/A | #N/A | 0 | #N/A | #N/A | #N/A | #N/A
3 | 11 | 13 | 4 | #N/A | #N/A | 1 | 0 | 0 | 0 | 0 | 0 | 0 | #N/A | #N/A | 0 | 0 | 0 | 0 | 0 | #N/A | #N/A | 0 | #N/A | #N/A | #N/A | #N/A
3 | 11 | 14 | 4 | #N/A | #N/A | 1 | 0 | 0 | 0 | 0 | 0 | 0 | #N/A | #N/A | 0 | 0 | 0 | 0 | 0 | #N/A | #N/A | 0 | #N/A | #N/A | #N/A | #N/A
3 | 11 | 15 | 4 | #N/A | #N/A | 1 | 0 | 0 | 0 | 0 | 0 | 0 | #N/A | #N/A | 0 | 0 | 0 | 0 | 0 | #N/A | #N/A | 0 | #N/A | #N/A | #N/A | #N/A
3 | 11 | 16 | 4 | #N/A | #N/A | 1 | 0 | 0 | 0 | 0 | 0 | 0 | #N/A | #N/A | 0 | 0 | 0 | 0 | 0 | #N/A | #N/A | 0 | #N/A | #N/A | #N/A | #N/A
3 | 11 | 17 | 4 | #N/A | #N/A | 1 | 1 | 0 | 0 | 0 | 0 | 0 | #N/A | #N/A | 0 | 0 | 0 | 0 | 0 | #N/A | #N/A | 0 | #N/A | #N/A | #N/A | #N/A
3 | 11 | 18 | 4 | #N/A | #N/A | 1 | 1 | 0 | 0 | 0 | 0 | 0 | #N/A | #N/A | 0 | 0 | 0 | 0 | 0 | #N/A | #N/A | 0 | #N/A | #N/A | #N/A | #N/A
3 | 11 | 19 | 4 | #N/A | #N/A | 1 | 0 | 0 | 0 | 0 | 0 | 0 | #N/A | #N/A | 0 | 0 | 0 | 0 | 0 | #N/A | #N/A | 0 | #N/A | #N/A | #N/A | #N/A
3 | 11 | 20 | 4 | #N/A | #N/A | 1 | 0 | 0 | 0 | 0 | 0 | 0 | #N/A | #N/A | 0 | 0 | 0 | 0 | 0 | #N/A | #N/A | 0 | #N/A | #N/A | #N/A | #N/A
3 | 11 | 21 | 4 | #N/A | #N/A | 1 | 0 | 0 | 0 | 0 | 0 | 0 | #N/A | #N/A | 0 | 0 | 0 | 0 | 0 | #N/A | #N/A | 0 | #N/A | #N/A | #N/A | #N/A
3 | 11 | 22 | 4 | #N/A | #N/A | 1 | 0 | 0 | 0 | 0 | 0 | 0 | #N/A | #N/A | 0 | 0 | 0 | 0 | 0 | #N/A | #N/A | 0 | #N/A | #N/A | #N/A | #N/A
3 | 11 | 23 | 4 | #N/A | #N/A | 0 | 0 | 0 | 0 | 0 | 0 | 0 | #N/A | #N/A | 0 | 0 | 0 | 0 | 0 | #N/A | #N/A | 0 | #N/A | #N/A | #N/A | #N/A
3 | 11 | 24 | 4 | #N/A | #N/A | 0 | 0 | 0 | 0 | 0 | 0 | 0 | #N/A | #N/A | 0 | 0 | 0 | 0 | 0 | #N/A | #N/A | 0 | #N/A | #N/A | #N/A | #N/A
3 | 12 | 1 | 5 | #N/A | #N/A | 0 | 0 | 0 | 0 | 0 | 0 | 0 | #N/A | #N/A | 0 | 0 | 0 | 0 | 0 | #N/A | #N/A | 0 | #N/A | #N/A | #N/A | #N/A
3 | 12 | 2 | 5 | #N/A | #N/A | 0 | 0 | 0 | 0 | 0 | 0 | 0 | #N/A | #N/A | 0 | 0 | 0 | 0 | 0 | #N/A | #N/A | 0 | #N/A | #N/A | #N/A | #N/A
3 | 12 | 3 | 5 | #N/A | #N/A | 0 | 0 | 0 | 0 | 0 | 0 | 0 | #N/A | #N/A | 0 | 0 | 0 | 0 | 0 | #N/A | #N/A | 0 | #N/A | #N/A | #N/A | #N/A
3 | 12 | 4 | 5 | #N/A | #N/A | 0 | 0 | 0 | 0 | 0 | 0 | 0 | #N/A | #N/A | 0 | 0 | 0 | 0 | 0 | #N/A | #N/A | 0 | #N/A | #N/A | #N/A | #N/A
3 | 12 | 5 | 5 | #N/A | #N/A | 0 | 0 | 0 | 0 | 0 | 0 | 0 | #N/A | #N/A | 0 | 0 | 0 | 0 | 0 | #N/A | #N/A | 0 | #N/A | #N/A | #N/A | #N/A
3 | 12 | 6 | 5 | #N/A | #N/A | 1 | 0 | 0 | 0 | 0 | 0 | 0 | #N/A | #N/A | 0 | 0 | 0 | 0 | 0 | #N/A | #N/A | 0 | #N/A | #N/A | #N/A | #N/A
3 | 12 | 7 | 5 | #N/A | #N/A | 1 | 0 | 0 | 0 | 0 | 0 | 0 | #N/A | #N/A | 0 | 0 | 0 | 0 | 0 | #N/A | #N/A | 0 | #N/A | #N/A | #N/A | #N/A
3 | 12 | 8 | 5 | #N/A | #N/A | 1 | 0 | 0 | 0 | 0 | 0 | 0 | #N/A | #N/A | 0 | 0 | 0 | 0 | 0 | #N/A | #N/A | 0 | #N/A | #N/A | #N/A | #N/A
3 | 12 | 9 | 5 | #N/A | #N/A | 1 | 0 | 0 | 0 | 0 | 0 | 0 | #N/A | #N/A | 0 | 0 | 0 | 0 | 0 | #N/A | #N/A | 0 | #N/A | #N/A | #N/A | #N/A
3 | 12 | 10 | 5 | #N/A | #N/A | 1 | 0 | 0 | 0 | 0 | 0 | 0 | #N/A | #N/A | 0 | 0 | 0 | 0 | 0 | #N/A | #N/A | 0 | #N/A | #N/A | #N/A | #N/A
3 | 12 | 11 | 5 | #N/A | #N/A | 1 | 0 | 0 | 0 | 0 | 0 | 0 | #N/A | #N/A | 0 | 0 | 0 | 0 | 0 | #N/A | #N/A | 0 | #N/A | #N/A | #N/A | #N/A
3 | 12 | 12 | 5 | #N/A | #N/A | 1 | 0 | 0 | 0 | 0 | 0 | 0 | #N/A | #N/A | 0 | 0 | 0 | 0 | 0 | #N/A | #N/A | 0 | #N/A | #N/A | #N/A | #N/A
3 | 12 | 13 | 5 | #N/A | #N/A | 1 | 0 | 0 | 0 | 0 | 0 | 0 | #N/A | #N/A | 0 | 0 | 0 | 0 | 0 | #N/A | #N/A | 0 | #N/A | #N/A | #N/A | #N/A
3 | 12 | 14 | 5 | #N/A | #N/A | 1 | 0 | 0 | 0 | 0 | 0 | 0 | #N/A | #N/A | 0 | 0 | 0 | 0 | 0 | #N/A | #N/A | 0 | #N/A | #N/A | #N/A | #N/A
3 | 12 | 15 | 5 | #N/A | #N/A | 1 | 0 | 0 | 0 | 0 | 0 | 0 | #N/A | #N/A | 0 | 0 | 0 | 0 | 0 | #N/A | #N/A | 0 | #N/A | #N/A | #N/A | #N/A
3 | 12 | 16 | 5 | #N/A | #N/A | 1 | 0 | 0 | 0 | 0 | 0 | 0 | #N/A | #N/A | 0 | 0 | 0 | 0 | 0 | #N/A | #N/A | 0 | #N/A | #N/A | #N/A | #N/A
3 | 12 | 17 | 5 | #N/A | #N/A | 1 | 1 | 0 | 0 | 0 | 0 | 0 | #N/A | #N/A | 0 | 0 | 0 | 0 | 0 | #N/A | #N/A | 0 | #N/A | #N/A | #N/A | #N/A
3 | 12 | 18 | 5 | #N/A | #N/A | 1 | 1 | 0 | 0 | 0 | 0 | 0 | #N/A | #N/A | 0 | 0 | 0 | 0 | 0 | #N/A | #N/A | 0 | #N/A | #N/A | #N/A | #N/A
3 | 12 | 19 | 5 | #N/A | #N/A | 1 | 0 | 0 | 0 | 0 | 0 | 0 | #N/A | #N/A | 0 | 0 | 0 | 0 | 0 | #N/A | #N/A | 0 | #N/A | #N/A | #N/A | #N/A
3 | 12 | 20 | 5 | #N/A | #N/A | 1 | 0 | 0 | 0 | 0 | 0 | 0 | #N/A | #N/A | 0 | 0 | 0 | 0 | 0 | #N/A | #N/A | 0 | #N/A | #N/A | #N/A | #N/A
3 | 12 | 21 | 5 | #N/A | #N/A | 1 | 0 | 0 | 0 | 0 | 0 | 0 | #N/A | #N/A | 0 | 0 | 0 | 0 | 0 | #N/A | #N/A | 0 | #N/A | #N/A | #N/A | #N/A
3 | 12 | 22 | 5 | #N/A | #N/A | 1 | 0 | 0 | 0 | 0 | 0 | 0 | #N/A | #N/A | 0 | 0 | 0 | 0 | 0 | #N/A | #N/A | 0 | #N/A | #N/A | #N/A | #N/A
3 | 12 | 23 | 5 | #N/A | #N/A | 0 | 0 | 0 | 0 | 0 | 0 | 0 | #N/A | #N/A | 0 | 0 | 0 | 0 | 0 | #N/A | #N/A | 0 | #N/A | #N/A | #N/A | #N/A
3 | 12 | 24 | 5 | #N/A | #N/A | 0 | 0 | 0 | 0 | 0 | 0 | 0 | #N/A | #N/A | 0 | 0 | 0 | 0 | 0 | #N/A | #N/A | 0 | #N/A | #N/A | #N/A | #N/A
3 | 13 | 1 | 6 | #N/A | #N/A | 0 | 0 | 0 | 0 | 0 | 0 | 0 | #N/A | #N/A | 0 | 0 | 0 | 0 | 0 | #N/A | #N/A | 0 | #N/A | #N/A | #N/A | #N/A
3 | 13 | 2 | 6 | #N/A | #N/A | 0 | 0 | 0 | 0 | 0 | 0 | 0 | #N/A | #N/A | 0 | 0 | 0 | 0 | 0 | #N/A | #N/A | 0 | #N/A | #N/A | #N/A | #N/A
3 | 13 | 3 | 6 | #N/A | #N/A | 0 | 0 | 0 | 0 | 0 | 0 | 0 | #N/A | #N/A | 0 | 0 | 0 | 0 | 0 | #N/A | #N/A | 0 | #N/A | #N/A | #N/A | #N/A
3 | 13 | 4 | 6 | #N/A | #N/A | 0 | 0 | 0 | 0 | 0 | 0 | 0 | #N/A | #N/A | 0 | 0 | 0 | 0 | 0 | #N/A | #N/A | 0 | #N/A | #N/A | #N/A | #N/A
3 | 13 | 5 | 6 | #N/A | #N/A | 0 | 0 | 0 | 0 | 0 | 0 | 0 | #N/A | #N/A | 0 | 0 | 0 | 0 | 0 | #N/A | #N/A | 0 | #N/A | #N/A | #N/A | #N/A
3 | 13 | 6 | 6 | #N/A | #N/A | 0 | 0 | 0 | 0 | 0 | 0 | 0 | #N/A | #N/A | 0 | 0 | 0 | 0 | 0 | #N/A | #N/A | 0 | #N/A | #N/A | #N/A | #N/A
3 | 13 | 7 | 6 | #N/A | #N/A | 0 | 0 | 0 | 0 | 0 | 0 | 0 | #N/A | #N/A | 0 | 0 | 0 | 0 | 0 | #N/A | #N/A | 0 | #N/A | #N/A | #N/A | #N/A
3 | 13 | 8 | 6 | #N/A | #N/A | 0 | 0 | 0 | 0 | 0 | 0 | 0 | #N/A | #N/A | 0 | 0 | 0 | 0 | 0 | #N/A | #N/A | 0 | #N/A | #N/A | #N/A | #N/A
3 | 13 | 9 | 6 | #N/A | #N/A | 0 | 0 | 0 | 0 | 0 | 0 | 0 | #N/A | #N/A | 0 | 0 | 0 | 0 | 0 | #N/A | #N/A | 0 | #N/A | #N/A | #N/A | #N/A
3 | 13 | 10 | 6 | #N/A | #N/A | 0 | 0 | 0 | 0 | 0 | 0 | 0 | #N/A | #N/A | 0 | 0 | 0 | 0 | 0 | #N/A | #N/A | 0 | #N/A | #N/A | #N/A | #N/A
3 | 13 | 11 | 6 | #N/A | #N/A | 0 | 0 | 0 | 0 | 0 | 0 | 0 | #N/A | #N/A | 0 | 0 | 0 | 0 | 0 | #N/A | #N/A | 0 | #N/A | #N/A | #N/A | #N/A
3 | 13 | 12 | 6 | #N/A | #N/A | 0 | 0 | 0 | 0 | 0 | 0 | 0 | #N/A | #N/A | 0 | 0 | 0 | 0 | 0 | #N/A | #N/A | 0 | #N/A | #N/A | #N/A | #N/A
3 | 13 | 13 | 6 | #N/A | #N/A | 0 | 0 | 0 | 0 | 0 | 0 | 0 | #N/A | #N/A | 0 | 0 | 0 | 0 | 0 | #N/A | #N/A | 0 | #N/A | #N/A | #N/A | #N/A
3 | 13 | 14 | 6 | #N/A | #N/A | 0 | 0 | 0 | 0 | 0 | 0 | 0 | #N/A | #N/A | 0 | 0 | 0 | 0 | 0 | #N/A | #N/A | 0 | #N/A | #N/A | #N/A | #N/A
3 | 13 | 15 | 6 | #N/A | #N/A | 0 | 0 | 0 | 0 | 0 | 0 | 0 | #N/A | #N/A | 0 | 0 | 0 | 0 | 0 | #N/A | #N/A | 0 | #N/A | #N/A | #N/A | #N/A
3 | 13 | 16 | 6 | #N/A | #N/A | 0 | 0 | 0 | 0 | 0 | 0 | 0 | #N/A | #N/A | 0 | 0 | 0 | 0 | 0 | #N/A | #N/A | 0 | #N/A | #N/A | #N/A | #N/A
3 | 13 | 17 | 6 | #N/A | #N/A | 0 | 0 | 0 | 0 | 0 | 0 | 0 | #N/A | #N/A | 0 | 0 | 0 | 0 | 0 | #N/A | #N/A | 0 | #N/A | #N/A | #N/A | #N/A
3 | 13 | 18 | 6 | #N/A | #N/A | 0 | 0 | 0 | 0 | 0 | 0 | 0 | #N/A | #N/A | 0 | 0 | 0 | 0 | 0 | #N/A | #N/A | 0 | #N/A | #N/A | #N/A | #N/A
3 | 13 | 19 | 6 | #N/A | #N/A | 0 | 0 | 0 | 0 | 0 | 0 | 0 | #N/A | #N/A | 0 | 0 | 0 | 0 | 0 | #N/A | #N/A | 0 | #N/A | #N/A | #N/A | #N/A
3 | 13 | 20 | 6 | #N/A | #N/A | 0 | 0 | 0 | 0 | 0 | 0 | 0 | #N/A | #N/A | 0 | 0 | 0 | 0 | 0 | #N/A | #N/A | 0 | #N/A | #N/A | #N/A | #N/A
3 | 13 | 21 | 6 | #N/A | #N/A | 0 | 0 | 0 | 0 | 0 | 0 | 0 | #N/A | #N/A | 0 | 0 | 0 | 0 | 0 | #N/A | #N/A | 0 | #N/A | #N/A | #N/A | #N/A
3 | 13 | 22 | 6 | #N/A | #N/A | 0 | 0 | 0 | 0 | 0 | 0 | 0 | #N/A | #N/A | 0 | 0 | 0 | 0 | 0 | #N/A | #N/A | 0 | #N/A | #N/A | #N/A | #N/A
3 | 13 | 23 | 6 | #N/A | #N/A | 0 | 0 | 0 | 0 | 0 | 0 | 0 | #N/A | #N/A | 0 | 0 | 0 | 0 | 0 | #N/A | #N/A | 0 | #N/A | #N/A | #N/A | #N/A
3 | 13 | 24 | 6 | #N/A | #N/A | 0 | 0 | 0 | 0 | 0 | 0 | 0 | #N/A | #N/A | 0 | 0 | 0 | 0 | 0 | #N/A | #N/A | 0 | #N/A | #N/A | #N/A | #N/A
3 | 14 | 1 | 7 | #N/A | #N/A | 0 | 0 | 0 | 0 | 0 | 0 | 0 | #N/A | #N/A | 0 | 0 | 0 | 0 | 0 | #N/A | #N/A | 0 | #N/A | #N/A | #N/A | #N/A
3 | 14 | 2 | 7 | #N/A | #N/A | 0 | 0 | 0 | 0 | 0 | 0 | 0 | #N/A | #N/A | 0 | 0 | 0 | 0 | 0 | #N/A | #N/A | 0 | #N/A | #N/A | #N/A | #N/A
3 | 14 | 3 | 7 | #N/A | #N/A | 0 | 0 | 0 | 0 | 0 | 0 | 0 | #N/A | #N/A | 0 | 0 | 0 | 0 | 0 | #N/A | #N/A | 0 | #N/A | #N/A | #N/A | #N/A
3 | 14 | 4 | 7 | #N/A | #N/A | 0 | 0 | 0 | 0 | 0 | 0 | 0 | #N/A | #N/A | 0 | 0 | 0 | 0 | 0 | #N/A | #N/A | 0 | #N/A | #N/A | #N/A | #N/A
3 | 14 | 5 | 7 | #N/A | #N/A | 0 | 0 | 0 | 0 | 0 | 0 | 0 | #N/A | #N/A | 0 | 0 | 0 | 0 | 0 | #N/A | #N/A | 0 | #N/A | #N/A | #N/A | #N/A
3 | 14 | 6 | 7 | #N/A | #N/A | 0 | 0 | 0 | 0 | 0 | 0 | 0 | #N/A | #N/A | 0 | 0 | 0 | 0 | 0 | #N/A | #N/A | 0 | #N/A | #N/A | #N/A | #N/A
3 | 14 | 7 | 7 | #N/A | #N/A | 0 | 0 | 0 | 0 | 0 | 0 | 0 | #N/A | #N/A | 0 | 0 | 0 | 0 | 0 | #N/A | #N/A | 0 | #N/A | #N/A | #N/A | #N/A
3 | 14 | 8 | 7 | #N/A | #N/A | 0 | 0 | 0 | 0 | 0 | 0 | 0 | #N/A | #N/A | 0 | 0 | 0 | 0 | 0 | #N/A | #N/A | 0 | #N/A | #N/A | #N/A | #N/A
3 | 14 | 9 | 7 | #N/A | #N/A | 0 | 0 | 0 | 0 | 0 | 0 | 0 | #N/A | #N/A | 0 | 0 | 0 | 0 | 0 | #N/A | #N/A | 0 | #N/A | #N/A | #N/A | #N/A
3 | 14 | 10 | 7 | #N/A | #N/A | 0 | 0 | 0 | 0 | 0 | 0 | 0 | #N/A | #N/A | 0 | 0 | 0 | 0 | 0 | #N/A | #N/A | 0 | #N/A | #N/A | #N/A | #N/A
3 | 14 | 11 | 7 | #N/A | #N/A | 0 | 0 | 0 | 0 | 0 | 0 | 0 | #N/A | #N/A | 0 | 0 | 0 | 0 | 0 | #N/A | #N/A | 0 | #N/A | #N/A | #N/A | #N/A
3 | 14 | 12 | 7 | #N/A | #N/A | 0 | 0 | 0 | 0 | 0 | 0 | 0 | #N/A | #N/A | 0 | 0 | 0 | 0 | 0 | #N/A | #N/A | 0 | #N/A | #N/A | #N/A | #N/A
3 | 14 | 13 | 7 | #N/A | #N/A | 0 | 0 | 0 | 0 | 0 | 0 | 0 | #N/A | #N/A | 0 | 0 | 0 | 0 | 0 | #N/A | #N/A | 0 | #N/A | #N/A | #N/A | #N/A
3 | 14 | 14 | 7 | #N/A | #N/A | 0 | 0 | 0 | 0 | 0 | 0 | 0 | #N/A | #N/A | 0 | 0 | 0 | 0 | 0 | #N/A | #N/A | 0 | #N/A | #N/A | #N/A | #N/A
3 | 14 | 15 | 7 | #N/A | #N/A | 0 | 0 | 0 | 0 | 0 | 0 | 0 | #N/A | #N/A | 0 | 0 | 0 | 0 | 0 | #N/A | #N/A | 0 | #N/A | #N/A | #N/A | #N/A
3 | 14 | 16 | 7 | #N/A | #N/A | 0 | 0 | 0 | 0 | 0 | 0 | 0 | #N/A | #N/A | 0 | 0 | 0 | 0 | 0 | #N/A | #N/A | 0 | #N/A | #N/A | #N/A | #N/A
3 | 14 | 17 | 7 | #N/A | #N/A | 0 | 0 | 0 | 0 | 0 | 0 | 0 | #N/A | #N/A | 0 | 0 | 0 | 0 | 0 | #N/A | #N/A | 0 | #N/A | #N/A | #N/A | #N/A
3 | 14 | 18 | 7 | #N/A | #N/A | 0 | 0 | 0 | 0 | 0 | 0 | 0 | #N/A | #N/A | 0 | 0 | 0 | 0 | 0 | #N/A | #N/A | 0 | #N/A | #N/A | #N/A | #N/A
3 | 14 | 19 | 7 | #N/A | #N/A | 0 | 0 | 0 | 0 | 0 | 0 | 0 | #N/A | #N/A | 0 | 0 | 0 | 0 | 0 | #N/A | #N/A | 0 | #N/A | #N/A | #N/A | #N/A
3 | 14 | 20 | 7 | #N/A | #N/A | 0 | 0 | 0 | 0 | 0 | 0 | 0 | #N/A | #N/A | 0 | 0 | 0 | 0 | 0 | #N/A | #N/A | 0 | #N/A | #N/A | #N/A | #N/A
3 | 14 | 21 | 7 | #N/A | #N/A | 0 | 0 | 0 | 0 | 0 | 0 | 0 | #N/A | #N/A | 0 | 0 | 0 | 0 | 0 | #N/A | #N/A | 0 | #N/A | #N/A | #N/A | #N/A
3 | 14 | 22 | 7 | #N/A | #N/A | 0 | 0 | 0 | 0 | 0 | 0 | 0 | #N/A | #N/A | 0 | 0 | 0 | 0 | 0 | #N/A | #N/A | 0 | #N/A | #N/A | #N/A | #N/A
3 | 14 | 23 | 7 | #N/A | #N/A | 0 | 0 | 0 | 0 | 0 | 0 | 0 | #N/A | #N/A | 0 | 0 | 0 | 0 | 0 | #N/A | #N/A | 0 | #N/A | #N/A | #N/A | #N/A
3 | 14 | 24 | 7 | #N/A | #N/A | 0 | 0 | 0 | 0 | 0 | 0 | 0 | #N/A | #N/A | 0 | 0 | 0 | 0 | 0 | #N/A | #N/A | 0 | #N/A | #N/A | #N/A | #N/A
3 | 15 | 1 | 1 | #N/A | #N/A | 0 | 0 | 0 | 0 | 0 | 0 | 0 | #N/A | #N/A | 0 | 0 | 0 | 0 | 0 | #N/A | #N/A | 0 | #N/A | #N/A | #N/A | #N/A
3 | 15 | 2 | 1 | #N/A | #N/A | 0 | 0 | 0 | 0 | 0 | 0 | 0 | #N/A | #N/A | 0 | 0 | 0 | 0 | 0 | #N/A | #N/A | 0 | #N/A | #N/A | #N/A | #N/A
3 | 15 | 3 | 1 | #N/A | #N/A | 0 | 0 | 0 | 0 | 0 | 0 | 0 | #N/A | #N/A | 0 | 0 | 0 | 0 | 0 | #N/A | #N/A | 0 | #N/A | #N/A | #N/A | #N/A
3 | 15 | 4 | 1 | #N/A | #N/A | 0 | 0 | 0 | 0 | 0 | 0 | 0 | #N/A | #N/A | 0 | 0 | 0 | 0 | 0 | #N/A | #N/A | 0 | #N/A | #N/A | #N/A | #N/A
3 | 15 | 5 | 1 | #N/A | #N/A | 0 | 0 | 0 | 0 | 0 | 0 | 0 | #N/A | #N/A | 0 | 0 | 0 | 0 | 0 | #N/A | #N/A | 0 | #N/A | #N/A | #N/A | #N/A
3 | 15 | 6 | 1 | #N/A | #N/A | 1 | 0 | 0 | 0 | 0 | 0 | 0 | #N/A | #N/A | 0 | 0 | 0 | 0 | 0 | #N/A | #N/A | 0 | #N/A | #N/A | #N/A | #N/A
3 | 15 | 7 | 1 | #N/A | #N/A | 1 | 0 | 0 | 0 | 0 | 0 | 0 | #N/A | #N/A | 0 | 0 | 0 | 0 | 0 | #N/A | #N/A | 0 | #N/A | #N/A | #N/A | #N/A
3 | 15 | 8 | 1 | #N/A | #N/A | 1 | 0 | 0 | 0 | 0 | 0 | 0 | #N/A | #N/A | 0 | 0 | 0 | 0 | 0 | #N/A | #N/A | 0 | #N/A | #N/A | #N/A | #N/A
3 | 15 | 9 | 1 | #N/A | #N/A | 1 | 0 | 0 | 0 | 0 | 0 | 0 | #N/A | #N/A | 0 | 0 | 0 | 0 | 0 | #N/A | #N/A | 0 | #N/A | #N/A | #N/A | #N/A
3 | 15 | 10 | 1 | #N/A | #N/A | 1 | 0 | 0 | 0 | 0 | 0 | 0 | #N/A | #N/A | 0 | 0 | 0 | 0 | 0 | #N/A | #N/A | 0 | #N/A | #N/A | #N/A | #N/A
3 | 15 | 11 | 1 | #N/A | #N/A | 1 | 0 | 0 | 0 | 0 | 0 | 0 | #N/A | #N/A | 0 | 0 | 0 | 0 | 0 | #N/A | #N/A | 0 | #N/A | #N/A | #N/A | #N/A
3 | 15 | 12 | 1 | #N/A | #N/A | 1 | 0 | 0 | 0 | 0 | 0 | 0 | #N/A | #N/A | 0 | 0 | 0 | 0 | 0 | #N/A | #N/A | 0 | #N/A | #N/A | #N/A | #N/A
3 | 15 | 13 | 1 | #N/A | #N/A | 1 | 0 | 0 | 0 | 0 | 0 | 0 | #N/A | #N/A | 0 | 0 | 0 | 0 | 0 | #N/A | #N/A | 0 | #N/A | #N/A | #N/A | #N/A
3 | 15 | 14 | 1 | #N/A | #N/A | 1 | 0 | 0 | 0 | 0 | 0 | 0 | #N/A | #N/A | 0 | 0 | 0 | 0 | 0 | #N/A | #N/A | 0 | #N/A | #N/A | #N/A | #N/A
3 | 15 | 15 | 1 | #N/A | #N/A | 1 | 0 | 0 | 0 | 0 | 0 | 0 | #N/A | #N/A | 0 | 0 | 0 | 0 | 0 | #N/A | #N/A | 0 | #N/A | #N/A | #N/A | #N/A
3 | 15 | 16 | 1 | #N/A | #N/A | 1 | 0 | 0 | 0 | 0 | 0 | 0 | #N/A | #N/A | 0 | 0 | 0 | 0 | 0 | #N/A | #N/A | 0 | #N/A | #N/A | #N/A | #N/A
3 | 15 | 17 | 1 | #N/A | #N/A | 1 | 1 | 0 | 0 | 0 | 0 | 0 | #N/A | #N/A | 0 | 0 | 0 | 0 | 0 | #N/A | #N/A | 0 | #N/A | #N/A | #N/A | #N/A
3 | 15 | 18 | 1 | #N/A | #N/A | 1 | 1 | 0 | 0 | 0 | 0 | 0 | #N/A | #N/A | 0 | 0 | 0 | 0 | 0 | #N/A | #N/A | 0 | #N/A | #N/A | #N/A | #N/A
3 | 15 | 19 | 1 | #N/A | #N/A | 1 | 0 | 0 | 0 | 0 | 0 | 0 | #N/A | #N/A | 0 | 0 | 0 | 0 | 0 | #N/A | #N/A | 0 | #N/A | #N/A | #N/A | #N/A
3 | 15 | 20 | 1 | #N/A | #N/A | 1 | 0 | 0 | 0 | 0 | 0 | 0 | #N/A | #N/A | 0 | 0 | 0 | 0 | 0 | #N/A | #N/A | 0 | #N/A | #N/A | #N/A | #N/A
3 | 15 | 21 | 1 | #N/A | #N/A | 1 | 0 | 0 | 0 | 0 | 0 | 0 | #N/A | #N/A | 0 | 0 | 0 | 0 | 0 | #N/A | #N/A | 0 | #N/A | #N/A | #N/A | #N/A
3 | 15 | 22 | 1 | #N/A | #N/A | 1 | 0 | 0 | 0 | 0 | 0 | 0 | #N/A | #N/A | 0 | 0 | 0 | 0 | 0 | #N/A | #N/A | 0 | #N/A | #N/A | #N/A | #N/A
3 | 15 | 23 | 1 | #N/A | #N/A | 0 | 0 | 0 | 0 | 0 | 0 | 0 | #N/A | #N/A | 0 | 0 | 0 | 0 | 0 | #N/A | #N/A | 0 | #N/A | #N/A | #N/A | #N/A
3 | 15 | 24 | 1 | #N/A | #N/A | 0 | 0 | 0 | 0 | 0 | 0 | 0 | #N/A | #N/A | 0 | 0 | 0 | 0 | 0 | #N/A | #N/A | 0 | #N/A | #N/A | #N/A | #N/A
3 | 16 | 1 | 2 | #N/A | #N/A | 0 | 0 | 0 | 0 | 0 | 0 | 0 | #N/A | #N/A | 0 | 0 | 0 | 0 | 0 | #N/A | #N/A | 0 | #N/A | #N/A | #N/A | #N/A
3 | 16 | 2 | 2 | #N/A | #N/A | 0 | 0 | 0 | 0 | 0 | 0 | 0 | #N/A | #N/A | 0 | 0 | 0 | 0 | 0 | #N/A | #N/A | 0 | #N/A | #N/A | #N/A | #N/A
3 | 16 | 3 | 2 | #N/A | #N/A | 0 | 0 | 0 | 0 | 0 | 0 | 0 | #N/A | #N/A | 0 | 0 | 0 | 0 | 0 | #N/A | #N/A | 0 | #N/A | #N/A | #N/A | #N/A
3 | 16 | 4 | 2 | #N/A | #N/A | 0 | 0 | 0 | 0 | 0 | 0 | 0 | #N/A | #N/A | 0 | 0 | 0 | 0 | 0 | #N/A | #N/A | 0 | #N/A | #N/A | #N/A | #N/A
3 | 16 | 5 | 2 | #N/A | #N/A | 0 | 0 | 0 | 0 | 0 | 0 | 0 | #N/A | #N/A | 0 | 0 | 0 | 0 | 0 | #N/A | #N/A | 0 | #N/A | #N/A | #N/A | #N/A
3 | 16 | 6 | 2 | #N/A | #N/A | 1 | 0 | 0 | 0 | 0 | 0 | 0 | #N/A | #N/A | 0 | 0 | 0 | 0 | 0 | #N/A | #N/A | 0 | #N/A | #N/A | #N/A | #N/A
3 | 16 | 7 | 2 | #N/A | #N/A | 1 | 0 | 0 | 0 | 0 | 0 | 0 | #N/A | #N/A | 0 | 0 | 0 | 0 | 0 | #N/A | #N/A | 0 | #N/A | #N/A | #N/A | #N/A
3 | 16 | 8 | 2 | #N/A | #N/A | 1 | 0 | 0 | 0 | 0 | 0 | 0 | #N/A | #N/A | 0 | 0 | 0 | 0 | 0 | #N/A | #N/A | 0 | #N/A | #N/A | #N/A | #N/A
3 | 16 | 9 | 2 | #N/A | #N/A | 1 | 0 | 0 | 0 | 0 | 0 | 0 | #N/A | #N/A | 0 | 0 | 0 | 0 | 0 | #N/A | #N/A | 0 | #N/A | #N/A | #N/A | #N/A
3 | 16 | 10 | 2 | #N/A | #N/A | 1 | 0 | 0 | 0 | 0 | 0 | 0 | #N/A | #N/A | 0 | 0 | 0 | 0 | 0 | #N/A | #N/A | 0 | #N/A | #N/A | #N/A | #N/A
3 | 16 | 11 | 2 | #N/A | #N/A | 1 | 0 | 0 | 0 | 0 | 0 | 0 | #N/A | #N/A | 0 | 0 | 0 | 0 | 0 | #N/A | #N/A | 0 | #N/A | #N/A | #N/A | #N/A
3 | 16 | 12 | 2 | #N/A | #N/A | 1 | 0 | 0 | 0 | 0 | 0 | 0 | #N/A | #N/A | 0 | 0 | 0 | 0 | 0 | #N/A | #N/A | 0 | #N/A | #N/A | #N/A | #N/A
3 | 16 | 13 | 2 | #N/A | #N/A | 1 | 0 | 0 | 0 | 0 | 0 | 0 | #N/A | #N/A | 0 | 0 | 0 | 0 | 0 | #N/A | #N/A | 0 | #N/A | #N/A | #N/A | #N/A
3 | 16 | 14 | 2 | #N/A | #N/A | 1 | 0 | 0 | 0 | 0 | 0 | 0 | #N/A | #N/A | 0 | 0 | 0 | 0 | 0 | #N/A | #N/A | 0 | #N/A | #N/A | #N/A | #N/A
3 | 16 | 15 | 2 | #N/A | #N/A | 1 | 0 | 0 | 0 | 0 | 0 | 0 | #N/A | #N/A | 0 | 0 | 0 | 0 | 0 | #N/A | #N/A | 0 | #N/A | #N/A | #N/A | #N/A
3 | 16 | 16 | 2 | #N/A | #N/A | 1 | 0 | 0 | 0 | 0 | 0 | 0 | #N/A | #N/A | 0 | 0 | 0 | 0 | 0 | #N/A | #N/A | 0 | #N/A | #N/A | #N/A | #N/A
3 | 16 | 17 | 2 | #N/A | #N/A | 1 | 1 | 0 | 0 | 0 | 0 | 0 | #N/A | #N/A | 0 | 0 | 0 | 0 | 0 | #N/A | #N/A | 0 | #N/A | #N/A | #N/A | #N/A
3 | 16 | 18 | 2 | #N/A | #N/A | 1 | 1 | 0 | 0 | 0 | 0 | 0 | #N/A | #N/A | 0 | 0 | 0 | 0 | 0 | #N/A | #N/A | 0 | #N/A | #N/A | #N/A | #N/A
3 | 16 | 19 | 2 | #N/A | #N/A | 1 | 0 | 0 | 0 | 0 | 0 | 0 | #N/A | #N/A | 0 | 0 | 0 | 0 | 0 | #N/A | #N/A | 0 | #N/A | #N/A | #N/A | #N/A
3 | 16 | 20 | 2 | #N/A | #N/A | 1 | 0 | 0 | 0 | 0 | 0 | 0 | #N/A | #N/A | 0 | 0 | 0 | 0 | 0 | #N/A | #N/A | 0 | #N/A | #N/A | #N/A | #N/A
3 | 16 | 21 | 2 | #N/A | #N/A | 1 | 0 | 0 | 0 | 0 | 0 | 0 | #N/A | #N/A | 0 | 0 | 0 | 0 | 0 | #N/A | #N/A | 0 | #N/A | #N/A | #N/A | #N/A
3 | 16 | 22 | 2 | #N/A | #N/A | 1 | 0 | 0 | 0 | 0 | 0 | 0 | #N/A | #N/A | 0 | 0 | 0 | 0 | 0 | #N/A | #N/A | 0 | #N/A | #N/A | #N/A | #N/A
3 | 16 | 23 | 2 | #N/A | #N/A | 0 | 0 | 0 | 0 | 0 | 0 | 0 | #N/A | #N/A | 0 | 0 | 0 | 0 | 0 | #N/A | #N/A | 0 | #N/A | #N/A | #N/A | #N/A
3 | 16 | 24 | 2 | #N/A | #N/A | 0 | 0 | 0 | 0 | 0 | 0 | 0 | #N/A | #N/A | 0 | 0 | 0 | 0 | 0 | #N/A | #N/A | 0 | #N/A | #N/A | #N/A | #N/A
3 | 17 | 1 | 3 | #N/A | #N/A | 0 | 0 | 0 | 0 | 0 | 0 | 0 | #N/A | #N/A | 0 | 0 | 0 | 0 | 0 | #N/A | #N/A | 0 | #N/A | #N/A | #N/A | #N/A
3 | 17 | 2 | 3 | #N/A | #N/A | 0 | 0 | 0 | 0 | 0 | 0 | 0 | #N/A | #N/A | 0 | 0 | 0 | 0 | 0 | #N/A | #N/A | 0 | #N/A | #N/A | #N/A | #N/A
3 | 17 | 3 | 3 | #N/A | #N/A | 0 | 0 | 0 | 0 | 0 | 0 | 0 | #N/A | #N/A | 0 | 0 | 0 | 0 | 0 | #N/A | #N/A | 0 | #N/A | #N/A | #N/A | #N/A
3 | 17 | 4 | 3 | #N/A | #N/A | 0 | 0 | 0 | 0 | 0 | 0 | 0 | #N/A | #N/A | 0 | 0 | 0 | 0 | 0 | #N/A | #N/A | 0 | #N/A | #N/A | #N/A | #N/A
3 | 17 | 5 | 3 | #N/A | #N/A | 0 | 0 | 0 | 0 | 0 | 0 | 0 | #N/A | #N/A | 0 | 0 | 0 | 0 | 0 | #N/A | #N/A | 0 | #N/A | #N/A | #N/A | #N/A
3 | 17 | 6 | 3 | #N/A | #N/A | 1 | 0 | 0 | 0 | 0 | 0 | 0 | #N/A | #N/A | 0 | 0 | 0 | 0 | 0 | #N/A | #N/A | 0 | #N/A | #N/A | #N/A | #N/A
3 | 17 | 7 | 3 | #N/A | #N/A | 1 | 0 | 0 | 0 | 0 | 0 | 0 | #N/A | #N/A | 0 | 0 | 0 | 0 | 0 | #N/A | #N/A | 0 | #N/A | #N/A | #N/A | #N/A
3 | 17 | 8 | 3 | #N/A | #N/A | 1 | 0 | 0 | 0 | 0 | 0 | 0 | #N/A | #N/A | 0 | 0 | 0 | 0 | 0 | #N/A | #N/A | 0 | #N/A | #N/A | #N/A | #N/A
3 | 17 | 9 | 3 | #N/A | #N/A | 1 | 0 | 0 | 0 | 0 | 0 | 0 | #N/A | #N/A | 0 | 0 | 0 | 0 | 0 | #N/A | #N/A | 0 | #N/A | #N/A | #N/A | #N/A
3 | 17 | 10 | 3 | #N/A | #N/A | 1 | 0 | 0 | 0 | 0 | 0 | 0 | #N/A | #N/A | 0 | 0 | 0 | 0 | 0 | #N/A | #N/A | 0 | #N/A | #N/A | #N/A | #N/A
3 | 17 | 11 | 3 | #N/A | #N/A | 1 | 0 | 0 | 0 | 0 | 0 | 0 | #N/A | #N/A | 0 | 0 | 0 | 0 | 0 | #N/A | #N/A | 0 | #N/A | #N/A | #N/A | #N/A
3 | 17 | 12 | 3 | #N/A | #N/A | 1 | 0 | 0 | 0 | 0 | 0 | 0 | #N/A | #N/A | 0 | 0 | 0 | 0 | 0 | #N/A | #N/A | 0 | #N/A | #N/A | #N/A | #N/A
3 | 17 | 13 | 3 | #N/A | #N/A | 1 | 0 | 0 | 0 | 0 | 0 | 0 | #N/A | #N/A | 0 | 0 | 0 | 0 | 0 | #N/A | #N/A | 0 | #N/A | #N/A | #N/A | #N/A
3 | 17 | 14 | 3 | #N/A | #N/A | 1 | 0 | 0 | 0 | 0 | 0 | 0 | #N/A | #N/A | 0 | 0 | 0 | 0 | 0 | #N/A | #N/A | 0 | #N/A | #N/A | #N/A | #N/A
3 | 17 | 15 | 3 | #N/A | #N/A | 1 | 0 | 0 | 0 | 0 | 0 | 0 | #N/A | #N/A | 0 | 0 | 0 | 0 | 0 | #N/A | #N/A | 0 | #N/A | #N/A | #N/A | #N/A
3 | 17 | 16 | 3 | #N/A | #N/A | 1 | 0 | 0 | 0 | 0 | 0 | 0 | #N/A | #N/A | 0 | 0 | 0 | 0 | 0 | #N/A | #N/A | 0 | #N/A | #N/A | #N/A | #N/A
3 | 17 | 17 | 3 | #N/A | #N/A | 1 | 1 | 0 | 0 | 0 | 0 | 0 | #N/A | #N/A | 0 | 0 | 0 | 0 | 0 | #N/A | #N/A | 0 | #N/A | #N/A | #N/A | #N/A
3 | 17 | 18 | 3 | #N/A | #N/A | 1 | 1 | 0 | 0 | 0 | 0 | 0 | #N/A | #N/A | 0 | 0 | 0 | 0 | 0 | #N/A | #N/A | 0 | #N/A | #N/A | #N/A | #N/A
3 | 17 | 19 | 3 | #N/A | #N/A | 1 | 0 | 0 | 0 | 0 | 0 | 0 | #N/A | #N/A | 0 | 0 | 0 | 0 | 0 | #N/A | #N/A | 0 | #N/A | #N/A | #N/A | #N/A
3 | 17 | 20 | 3 | #N/A | #N/A | 1 | 0 | 0 | 0 | 0 | 0 | 0 | #N/A | #N/A | 0 | 0 | 0 | 0 | 0 | #N/A | #N/A | 0 | #N/A | #N/A | #N/A | #N/A
3 | 17 | 21 | 3 | #N/A | #N/A | 1 | 0 | 0 | 0 | 0 | 0 | 0 | #N/A | #N/A | 0 | 0 | 0 | 0 | 0 | #N/A | #N/A | 0 | #N/A | #N/A | #N/A | #N/A
3 | 17 | 22 | 3 | #N/A | #N/A | 1 | 0 | 0 | 0 | 0 | 0 | 0 | #N/A | #N/A | 0 | 0 | 0 | 0 | 0 | #N/A | #N/A | 0 | #N/A | #N/A | #N/A | #N/A
3 | 17 | 23 | 3 | #N/A | #N/A | 0 | 0 | 0 | 0 | 0 | 0 | 0 | #N/A | #N/A | 0 | 0 | 0 | 0 | 0 | #N/A | #N/A | 0 | #N/A | #N/A | #N/A | #N/A
3 | 17 | 24 | 3 | #N/A | #N/A | 0 | 0 | 0 | 0 | 0 | 0 | 0 | #N/A | #N/A | 0 | 0 | 0 | 0 | 0 | #N/A | #N/A | 0 | #N/A | #N/A | #N/A | #N/A
3 | 18 | 1 | 4 | #N/A | #N/A | 0 | 0 | 0 | 0 | 0 | 0 | 0 | #N/A | #N/A | 0 | 0 | 0 | 0 | 0 | #N/A | #N/A | 0 | #N/A | #N/A | #N/A | #N/A
3 | 18 | 2 | 4 | #N/A | #N/A | 0 | 0 | 0 | 0 | 0 | 0 | 0 | #N/A | #N/A | 0 | 0 | 0 | 0 | 0 | #N/A | #N/A | 0 | #N/A | #N/A | #N/A | #N/A
3 | 18 | 3 | 4 | #N/A | #N/A | 0 | 0 | 0 | 0 | 0 | 0 | 0 | #N/A | #N/A | 0 | 0 | 0 | 0 | 0 | #N/A | #N/A | 0 | #N/A | #N/A | #N/A | #N/A
3 | 18 | 4 | 4 | #N/A | #N/A | 0 | 0 | 0 | 0 | 0 | 0 | 0 | #N/A | #N/A | 0 | 0 | 0 | 0 | 0 | #N/A | #N/A | 0 | #N/A | #N/A | #N/A | #N/A
3 | 18 | 5 | 4 | #N/A | #N/A | 0 | 0 | 0 | 0 | 0 | 0 | 0 | #N/A | #N/A | 0 | 0 | 0 | 0 | 0 | #N/A | #N/A | 0 | #N/A | #N/A | #N/A | #N/A
3 | 18 | 6 | 4 | #N/A | #N/A | 1 | 0 | 0 | 0 | 0 | 0 | 0 | #N/A | #N/A | 0 | 0 | 0 | 0 | 0 | #N/A | #N/A | 0 | #N/A | #N/A | #N/A | #N/A
3 | 18 | 7 | 4 | #N/A | #N/A | 1 | 0 | 0 | 0 | 0 | 0 | 0 | #N/A | #N/A | 0 | 0 | 0 | 0 | 0 | #N/A | #N/A | 0 | #N/A | #N/A | #N/A | #N/A
3 | 18 | 8 | 4 | #N/A | #N/A | 1 | 0 | 0 | 0 | 0 | 0 | 0 | #N/A | #N/A | 0 | 0 | 0 | 0 | 0 | #N/A | #N/A | 0 | #N/A | #N/A | #N/A | #N/A
3 | 18 | 9 | 4 | #N/A | #N/A | 1 | 0 | 0 | 0 | 0 | 0 | 0 | #N/A | #N/A | 0 | 0 | 0 | 0 | 0 | #N/A | #N/A | 0 | #N/A | #N/A | #N/A | #N/A
3 | 18 | 10 | 4 | #N/A | #N/A | 1 | 0 | 0 | 0 | 0 | 0 | 0 | #N/A | #N/A | 0 | 0 | 0 | 0 | 0 | #N/A | #N/A | 0 | #N/A | #N/A | #N/A | #N/A
3 | 18 | 11 | 4 | #N/A | #N/A | 1 | 0 | 0 | 0 | 0 | 0 | 0 | #N/A | #N/A | 0 | 0 | 0 | 0 | 0 | #N/A | #N/A | 0 | #N/A | #N/A | #N/A | #N/A
3 | 18 | 12 | 4 | #N/A | #N/A | 1 | 0 | 0 | 0 | 0 | 0 | 0 | #N/A | #N/A | 0 | 0 | 0 | 0 | 0 | #N/A | #N/A | 0 | #N/A | #N/A | #N/A | #N/A
3 | 18 | 13 | 4 | #N/A | #N/A | 1 | 0 | 0 | 0 | 0 | 0 | 0 | #N/A | #N/A | 0 | 0 | 0 | 0 | 0 | #N/A | #N/A | 0 | #N/A | #N/A | #N/A | #N/A
3 | 18 | 14 | 4 | #N/A | #N/A | 1 | 0 | 0 | 0 | 0 | 0 | 0 | #N/A | #N/A | 0 | 0 | 0 | 0 | 0 | #N/A | #N/A | 0 | #N/A | #N/A | #N/A | #N/A
3 | 18 | 15 | 4 | #N/A | #N/A | 1 | 0 | 0 | 0 | 0 | 0 | 0 | #N/A | #N/A | 0 | 0 | 0 | 0 | 0 | #N/A | #N/A | 0 | #N/A | #N/A | #N/A | #N/A
3 | 18 | 16 | 4 | #N/A | #N/A | 1 | 0 | 0 | 0 | 0 | 0 | 0 | #N/A | #N/A | 0 | 0 | 0 | 0 | 0 | #N/A | #N/A | 0 | #N/A | #N/A | #N/A | #N/A
3 | 18 | 17 | 4 | #N/A | #N/A | 1 | 1 | 0 | 0 | 0 | 0 | 0 | #N/A | #N/A | 0 | 0 | 0 | 0 | 0 | #N/A | #N/A | 0 | #N/A | #N/A | #N/A | #N/A
3 | 18 | 18 | 4 | #N/A | #N/A | 1 | 1 | 0 | 0 | 0 | 0 | 0 | #N/A | #N/A | 0 | 0 | 0 | 0 | 0 | #N/A | #N/A | 0 | #N/A | #N/A | #N/A | #N/A
3 | 18 | 19 | 4 | #N/A | #N/A | 1 | 0 | 0 | 0 | 0 | 0 | 0 | #N/A | #N/A | 0 | 0 | 0 | 0 | 0 | #N/A | #N/A | 0 | #N/A | #N/A | #N/A | #N/A
3 | 18 | 20 | 4 | #N/A | #N/A | 1 | 0 | 0 | 0 | 0 | 0 | 0 | #N/A | #N/A | 0 | 0 | 0 | 0 | 0 | #N/A | #N/A | 0 | #N/A | #N/A | #N/A | #N/A
3 | 18 | 21 | 4 | #N/A | #N/A | 1 | 0 | 0 | 0 | 0 | 0 | 0 | #N/A | #N/A | 0 | 0 | 0 | 0 | 0 | #N/A | #N/A | 0 | #N/A | #N/A | #N/A | #N/A
3 | 18 | 22 | 4 | #N/A | #N/A | 1 | 0 | 0 | 0 | 0 | 0 | 0 | #N/A | #N/A | 0 | 0 | 0 | 0 | 0 | #N/A | #N/A | 0 | #N/A | #N/A | #N/A | #N/A
3 | 18 | 23 | 4 | #N/A | #N/A | 0 | 0 | 0 | 0 | 0 | 0 | 0 | #N/A | #N/A | 0 | 0 | 0 | 0 | 0 | #N/A | #N/A | 0 | #N/A | #N/A | #N/A | #N/A
3 | 18 | 24 | 4 | #N/A | #N/A | 0 | 0 | 0 | 0 | 0 | 0 | 0 | #N/A | #N/A | 0 | 0 | 0 | 0 | 0 | #N/A | #N/A | 0 | #N/A | #N/A | #N/A | #N/A
3 | 19 | 1 | 5 | #N/A | #N/A | 0 | 0 | 0 | 0 | 0 | 0 | 0 | #N/A | #N/A | 0 | 0 | 0 | 0 | 0 | #N/A | #N/A | 0 | #N/A | #N/A | #N/A | #N/A
3 | 19 | 2 | 5 | #N/A | #N/A | 0 | 0 | 0 | 0 | 0 | 0 | 0 | #N/A | #N/A | 0 | 0 | 0 | 0 | 0 | #N/A | #N/A | 0 | #N/A | #N/A | #N/A | #N/A
3 | 19 | 3 | 5 | #N/A | #N/A | 0 | 0 | 0 | 0 | 0 | 0 | 0 | #N/A | #N/A | 0 | 0 | 0 | 0 | 0 | #N/A | #N/A | 0 | #N/A | #N/A | #N/A | #N/A
3 | 19 | 4 | 5 | #N/A | #N/A | 0 | 0 | 0 | 0 | 0 | 0 | 0 | #N/A | #N/A | 0 | 0 | 0 | 0 | 0 | #N/A | #N/A | 0 | #N/A | #N/A | #N/A | #N/A
3 | 19 | 5 | 5 | #N/A | #N/A | 0 | 0 | 0 | 0 | 0 | 0 | 0 | #N/A | #N/A | 0 | 0 | 0 | 0 | 0 | #N/A | #N/A | 0 | #N/A | #N/A | #N/A | #N/A
3 | 19 | 6 | 5 | #N/A | #N/A | 1 | 0 | 0 | 0 | 0 | 0 | 0 | #N/A | #N/A | 0 | 0 | 0 | 0 | 0 | #N/A | #N/A | 0 | #N/A | #N/A | #N/A | #N/A
3 | 19 | 7 | 5 | #N/A | #N/A | 1 | 0 | 0 | 0 | 0 | 0 | 0 | #N/A | #N/A | 0 | 0 | 0 | 0 | 0 | #N/A | #N/A | 0 | #N/A | #N/A | #N/A | #N/A
3 | 19 | 8 | 5 | #N/A | #N/A | 1 | 0 | 0 | 0 | 0 | 0 | 0 | #N/A | #N/A | 0 | 0 | 0 | 0 | 0 | #N/A | #N/A | 0 | #N/A | #N/A | #N/A | #N/A
3 | 19 | 9 | 5 | #N/A | #N/A | 1 | 0 | 0 | 0 | 0 | 0 | 0 | #N/A | #N/A | 0 | 0 | 0 | 0 | 0 | #N/A | #N/A | 0 | #N/A | #N/A | #N/A | #N/A
3 | 19 | 10 | 5 | #N/A | #N/A | 1 | 0 | 0 | 0 | 0 | 0 | 0 | #N/A | #N/A | 0 | 0 | 0 | 0 | 0 | #N/A | #N/A | 0 | #N/A | #N/A | #N/A | #N/A
3 | 19 | 11 | 5 | #N/A | #N/A | 1 | 0 | 0 | 0 | 0 | 0 | 0 | #N/A | #N/A | 0 | 0 | 0 | 0 | 0 | #N/A | #N/A | 0 | #N/A | #N/A | #N/A | #N/A
3 | 19 | 12 | 5 | #N/A | #N/A | 1 | 0 | 0 | 0 | 0 | 0 | 0 | #N/A | #N/A | 0 | 0 | 0 | 0 | 0 | #N/A | #N/A | 0 | #N/A | #N/A | #N/A | #N/A
3 | 19 | 13 | 5 | #N/A | #N/A | 1 | 0 | 0 | 0 | 0 | 0 | 0 | #N/A | #N/A | 0 | 0 | 0 | 0 | 0 | #N/A | #N/A | 0 | #N/A | #N/A | #N/A | #N/A
3 | 19 | 14 | 5 | #N/A | #N/A | 1 | 0 | 0 | 0 | 0 | 0 | 0 | #N/A | #N/A | 0 | 0 | 0 | 0 | 0 | #N/A | #N/A | 0 | #N/A | #N/A | #N/A | #N/A
3 | 19 | 15 | 5 | #N/A | #N/A | 1 | 0 | 0 | 0 | 0 | 0 | 0 | #N/A | #N/A | 0 | 0 | 0 | 0 | 0 | #N/A | #N/A | 0 | #N/A | #N/A | #N/A | #N/A
3 | 19 | 16 | 5 | #N/A | #N/A | 1 | 0 | 0 | 0 | 0 | 0 | 0 | #N/A | #N/A | 0 | 0 | 0 | 0 | 0 | #N/A | #N/A | 0 | #N/A | #N/A | #N/A | #N/A
3 | 19 | 17 | 5 | #N/A | #N/A | 1 | 1 | 0 | 0 | 0 | 0 | 0 | #N/A | #N/A | 0 | 0 | 0 | 0 | 0 | #N/A | #N/A | 0 | #N/A | #N/A | #N/A | #N/A
3 | 19 | 18 | 5 | #N/A | #N/A | 1 | 1 | 0 | 0 | 0 | 0 | 0 | #N/A | #N/A | 0 | 0 | 0 | 0 | 0 | #N/A | #N/A | 0 | #N/A | #N/A | #N/A | #N/A
3 | 19 | 19 | 5 | #N/A | #N/A | 1 | 0 | 0 | 0 | 0 | 0 | 0 | #N/A | #N/A | 0 | 0 | 0 | 0 | 0 | #N/A | #N/A | 0 | #N/A | #N/A | #N/A | #N/A
3 | 19 | 20 | 5 | #N/A | #N/A | 1 | 0 | 0 | 0 | 0 | 0 | 0 | #N/A | #N/A | 0 | 0 | 0 | 0 | 0 | #N/A | #N/A | 0 | #N/A | #N/A | #N/A | #N/A
3 | 19 | 21 | 5 | #N/A | #N/A | 1 | 0 | 0 | 0 | 0 | 0 | 0 | #N/A | #N/A | 0 | 0 | 0 | 0 | 0 | #N/A | #N/A | 0 | #N/A | #N/A | #N/A | #N/A
3 | 19 | 22 | 5 | #N/A | #N/A | 1 | 0 | 0 | 0 | 0 | 0 | 0 | #N/A | #N/A | 0 | 0 | 0 | 0 | 0 | #N/A | #N/A | 0 | #N/A | #N/A | #N/A | #N/A
3 | 19 | 23 | 5 | #N/A | #N/A | 0 | 0 | 0 | 0 | 0 | 0 | 0 | #N/A | #N/A | 0 | 0 | 0 | 0 | 0 | #N/A | #N/A | 0 | #N/A | #N/A | #N/A | #N/A
3 | 19 | 24 | 5 | #N/A | #N/A | 0 | 0 | 0 | 0 | 0 | 0 | 0 | #N/A | #N/A | 0 | 0 | 0 | 0 | 0 | #N/A | #N/A | 0 | #N/A | #N/A | #N/A | #N/A
3 | 20 | 1 | 6 | #N/A | #N/A | 0 | 0 | 0 | 0 | 0 | 0 | 0 | #N/A | #N/A | 0 | 0 | 0 | 0 | 0 | #N/A | #N/A | 0 | #N/A | #N/A | #N/A | #N/A
3 | 20 | 2 | 6 | #N/A | #N/A | 0 | 0 | 0 | 0 | 0 | 0 | 0 | #N/A | #N/A | 0 | 0 | 0 | 0 | 0 | #N/A | #N/A | 0 | #N/A | #N/A | #N/A | #N/A
3 | 20 | 3 | 6 | #N/A | #N/A | 0 | 0 | 0 | 0 | 0 | 0 | 0 | #N/A | #N/A | 0 | 0 | 0 | 0 | 0 | #N/A | #N/A | 0 | #N/A | #N/A | #N/A | #N/A
3 | 20 | 4 | 6 | #N/A | #N/A | 0 | 0 | 0 | 0 | 0 | 0 | 0 | #N/A | #N/A | 0 | 0 | 0 | 0 | 0 | #N/A | #N/A | 0 | #N/A | #N/A | #N/A | #N/A
3 | 20 | 5 | 6 | #N/A | #N/A | 0 | 0 | 0 | 0 | 0 | 0 | 0 | #N/A | #N/A | 0 | 0 | 0 | 0 | 0 | #N/A | #N/A | 0 | #N/A | #N/A | #N/A | #N/A
3 | 20 | 6 | 6 | #N/A | #N/A | 0 | 0 | 0 | 0 | 0 | 0 | 0 | #N/A | #N/A | 0 | 0 | 0 | 0 | 0 | #N/A | #N/A | 0 | #N/A | #N/A | #N/A | #N/A
3 | 20 | 7 | 6 | #N/A | #N/A | 0 | 0 | 0 | 0 | 0 | 0 | 0 | #N/A | #N/A | 0 | 0 | 0 | 0 | 0 | #N/A | #N/A | 0 | #N/A | #N/A | #N/A | #N/A
3 | 20 | 8 | 6 | #N/A | #N/A | 0 | 0 | 0 | 0 | 0 | 0 | 0 | #N/A | #N/A | 0 | 0 | 0 | 0 | 0 | #N/A | #N/A | 0 | #N/A | #N/A | #N/A | #N/A
3 | 20 | 9 | 6 | #N/A | #N/A | 0 | 0 | 0 | 0 | 0 | 0 | 0 | #N/A | #N/A | 0 | 0 | 0 | 0 | 0 | #N/A | #N/A | 0 | #N/A | #N/A | #N/A | #N/A
3 | 20 | 10 | 6 | #N/A | #N/A | 0 | 0 | 0 | 0 | 0 | 0 | 0 | #N/A | #N/A | 0 | 0 | 0 | 0 | 0 | #N/A | #N/A | 0 | #N/A | #N/A | #N/A | #N/A
3 | 20 | 11 | 6 | #N/A | #N/A | 0 | 0 | 0 | 0 | 0 | 0 | 0 | #N/A | #N/A | 0 | 0 | 0 | 0 | 0 | #N/A | #N/A | 0 | #N/A | #N/A | #N/A | #N/A
3 | 20 | 12 | 6 | #N/A | #N/A | 0 | 0 | 0 | 0 | 0 | 0 | 0 | #N/A | #N/A | 0 | 0 | 0 | 0 | 0 | #N/A | #N/A | 0 | #N/A | #N/A | #N/A | #N/A
3 | 20 | 13 | 6 | #N/A | #N/A | 0 | 0 | 0 | 0 | 0 | 0 | 0 | #N/A | #N/A | 0 | 0 | 0 | 0 | 0 | #N/A | #N/A | 0 | #N/A | #N/A | #N/A | #N/A
3 | 20 | 14 | 6 | #N/A | #N/A | 0 | 0 | 0 | 0 | 0 | 0 | 0 | #N/A | #N/A | 0 | 0 | 0 | 0 | 0 | #N/A | #N/A | 0 | #N/A | #N/A | #N/A | #N/A
3 | 20 | 15 | 6 | #N/A | #N/A | 0 | 0 | 0 | 0 | 0 | 0 | 0 | #N/A | #N/A | 0 | 0 | 0 | 0 | 0 | #N/A | #N/A | 0 | #N/A | #N/A | #N/A | #N/A
3 | 20 | 16 | 6 | #N/A | #N/A | 0 | 0 | 0 | 0 | 0 | 0 | 0 | #N/A | #N/A | 0 | 0 | 0 | 0 | 0 | #N/A | #N/A | 0 | #N/A | #N/A | #N/A | #N/A
3 | 20 | 17 | 6 | #N/A | #N/A | 0 | 0 | 0 | 0 | 0 | 0 | 0 | #N/A | #N/A | 0 | 0 | 0 | 0 | 0 | #N/A | #N/A | 0 | #N/A | #N/A | #N/A | #N/A
3 | 20 | 18 | 6 | #N/A | #N/A | 0 | 0 | 0 | 0 | 0 | 0 | 0 | #N/A | #N/A | 0 | 0 | 0 | 0 | 0 | #N/A | #N/A | 0 | #N/A | #N/A | #N/A | #N/A
3 | 20 | 19 | 6 | #N/A | #N/A | 0 | 0 | 0 | 0 | 0 | 0 | 0 | #N/A | #N/A | 0 | 0 | 0 | 0 | 0 | #N/A | #N/A | 0 | #N/A | #N/A | #N/A | #N/A
3 | 20 | 20 | 6 | #N/A | #N/A | 0 | 0 | 0 | 0 | 0 | 0 | 0 | #N/A | #N/A | 0 | 0 | 0 | 0 | 0 | #N/A | #N/A | 0 | #N/A | #N/A | #N/A | #N/A
3 | 20 | 21 | 6 | #N/A | #N/A | 0 | 0 | 0 | 0 | 0 | 0 | 0 | #N/A | #N/A | 0 | 0 | 0 | 0 | 0 | #N/A | #N/A | 0 | #N/A | #N/A | #N/A | #N/A
3 | 20 | 22 | 6 | #N/A | #N/A | 0 | 0 | 0 | 0 | 0 | 0 | 0 | #N/A | #N/A | 0 | 0 | 0 | 0 | 0 | #N/A | #N/A | 0 | #N/A | #N/A | #N/A | #N/A
3 | 20 | 23 | 6 | #N/A | #N/A | 0 | 0 | 0 | 0 | 0 | 0 | 0 | #N/A | #N/A | 0 | 0 | 0 | 0 | 0 | #N/A | #N/A | 0 | #N/A | #N/A | #N/A | #N/A
3 | 20 | 24 | 6 | #N/A | #N/A | 0 | 0 | 0 | 0 | 0 | 0 | 0 | #N/A | #N/A | 0 | 0 | 0 | 0 | 0 | #N/A | #N/A | 0 | #N/A | #N/A | #N/A | #N/A
3 | 21 | 1 | 7 | #N/A | #N/A | 0 | 0 | 0 | 0 | 0 | 0 | 0 | #N/A | #N/A | 0 | 0 | 0 | 0 | 0 | #N/A | #N/A | 0 | #N/A | #N/A | #N/A | #N/A
3 | 21 | 2 | 7 | #N/A | #N/A | 0 | 0 | 0 | 0 | 0 | 0 | 0 | #N/A | #N/A | 0 | 0 | 0 | 0 | 0 | #N/A | #N/A | 0 | #N/A | #N/A | #N/A | #N/A
3 | 21 | 3 | 7 | #N/A | #N/A | 0 | 0 | 0 | 0 | 0 | 0 | 0 | #N/A | #N/A | 0 | 0 | 0 | 0 | 0 | #N/A | #N/A | 0 | #N/A | #N/A | #N/A | #N/A
3 | 21 | 4 | 7 | #N/A | #N/A | 0 | 0 | 0 | 0 | 0 | 0 | 0 | #N/A | #N/A | 0 | 0 | 0 | 0 | 0 | #N/A | #N/A | 0 | #N/A | #N/A | #N/A | #N/A
3 | 21 | 5 | 7 | #N/A | #N/A | 0 | 0 | 0 | 0 | 0 | 0 | 0 | #N/A | #N/A | 0 | 0 | 0 | 0 | 0 | #N/A | #N/A | 0 | #N/A | #N/A | #N/A | #N/A
3 | 21 | 6 | 7 | #N/A | #N/A | 0 | 0 | 0 | 0 | 0 | 0 | 0 | #N/A | #N/A | 0 | 0 | 0 | 0 | 0 | #N/A | #N/A | 0 | #N/A | #N/A | #N/A | #N/A
3 | 21 | 7 | 7 | #N/A | #N/A | 0 | 0 | 0 | 0 | 0 | 0 | 0 | #N/A | #N/A | 0 | 0 | 0 | 0 | 0 | #N/A | #N/A | 0 | #N/A | #N/A | #N/A | #N/A
3 | 21 | 8 | 7 | #N/A | #N/A | 0 | 0 | 0 | 0 | 0 | 0 | 0 | #N/A | #N/A | 0 | 0 | 0 | 0 | 0 | #N/A | #N/A | 0 | #N/A | #N/A | #N/A | #N/A
3 | 21 | 9 | 7 | #N/A | #N/A | 0 | 0 | 0 | 0 | 0 | 0 | 0 | #N/A | #N/A | 0 | 0 | 0 | 0 | 0 | #N/A | #N/A | 0 | #N/A | #N/A | #N/A | #N/A
3 | 21 | 10 | 7 | #N/A | #N/A | 0 | 0 | 0 | 0 | 0 | 0 | 0 | #N/A | #N/A | 0 | 0 | 0 | 0 | 0 | #N/A | #N/A | 0 | #N/A | #N/A | #N/A | #N/A
3 | 21 | 11 | 7 | #N/A | #N/A | 0 | 0 | 0 | 0 | 0 | 0 | 0 | #N/A | #N/A | 0 | 0 | 0 | 0 | 0 | #N/A | #N/A | 0 | #N/A | #N/A | #N/A | #N/A
3 | 21 | 12 | 7 | #N/A | #N/A | 0 | 0 | 0 | 0 | 0 | 0 | 0 | #N/A | #N/A | 0 | 0 | 0 | 0 | 0 | #N/A | #N/A | 0 | #N/A | #N/A | #N/A | #N/A
3 | 21 | 13 | 7 | #N/A | #N/A | 0 | 0 | 0 | 0 | 0 | 0 | 0 | #N/A | #N/A | 0 | 0 | 0 | 0 | 0 | #N/A | #N/A | 0 | #N/A | #N/A | #N/A | #N/A
3 | 21 | 14 | 7 | #N/A | #N/A | 0 | 0 | 0 | 0 | 0 | 0 | 0 | #N/A | #N/A | 0 | 0 | 0 | 0 | 0 | #N/A | #N/A | 0 | #N/A | #N/A | #N/A | #N/A
3 | 21 | 15 | 7 | #N/A | #N/A | 0 | 0 | 0 | 0 | 0 | 0 | 0 | #N/A | #N/A | 0 | 0 | 0 | 0 | 0 | #N/A | #N/A | 0 | #N/A | #N/A | #N/A | #N/A
3 | 21 | 16 | 7 | #N/A | #N/A | 0 | 0 | 0 | 0 | 0 | 0 | 0 | #N/A | #N/A | 0 | 0 | 0 | 0 | 0 | #N/A | #N/A | 0 | #N/A | #N/A | #N/A | #N/A
3 | 21 | 17 | 7 | #N/A | #N/A | 0 | 0 | 0 | 0 | 0 | 0 | 0 | #N/A | #N/A | 0 | 0 | 0 | 0 | 0 | #N/A | #N/A | 0 | #N/A | #N/A | #N/A | #N/A
3 | 21 | 18 | 7 | #N/A | #N/A | 0 | 0 | 0 | 0 | 0 | 0 | 0 | #N/A | #N/A | 0 | 0 | 0 | 0 | 0 | #N/A | #N/A | 0 | #N/A | #N/A | #N/A | #N/A
3 | 21 | 19 | 7 | #N/A | #N/A | 0 | 0 | 0 | 0 | 0 | 0 | 0 | #N/A | #N/A | 0 | 0 | 0 | 0 | 0 | #N/A | #N/A | 0 | #N/A | #N/A | #N/A | #N/A
3 | 21 | 20 | 7 | #N/A | #N/A | 0 | 0 | 0 | 0 | 0 | 0 | 0 | #N/A | #N/A | 0 | 0 | 0 | 0 | 0 | #N/A | #N/A | 0 | #N/A | #N/A | #N/A | #N/A
3 | 21 | 21 | 7 | #N/A | #N/A | 0 | 0 | 0 | 0 | 0 | 0 | 0 | #N/A | #N/A | 0 | 0 | 0 | 0 | 0 | #N/A | #N/A | 0 | #N/A | #N/A | #N/A | #N/A
3 | 21 | 22 | 7 | #N/A | #N/A | 0 | 0 | 0 | 0 | 0 | 0 | 0 | #N/A | #N/A | 0 | 0 | 0 | 0 | 0 | #N/A | #N/A | 0 | #N/A | #N/A | #N/A | #N/A
3 | 21 | 23 | 7 | #N/A | #N/A | 0 | 0 | 0 | 0 | 0 | 0 | 0 | #N/A | #N/A | 0 | 0 | 0 | 0 | 0 | #N/A | #N/A | 0 | #N/A | #N/A | #N/A | #N/A
3 | 21 | 24 | 7 | #N/A | #N/A | 0 | 0 | 0 | 0 | 0 | 0 | 0 | #N/A | #N/A | 0 | 0 | 0 | 0 | 0 | #N/A | #N/A | 0 | #N/A | #N/A | #N/A | #N/A
3 | 22 | 1 | 1 | #N/A | #N/A | 0 | 0 | 0 | 0 | 0 | 0 | 0 | #N/A | #N/A | 0 | 0 | 0 | 0 | 0 | #N/A | #N/A | 0 | #N/A | #N/A | #N/A | #N/A
3 | 22 | 2 | 1 | #N/A | #N/A | 0 | 0 | 0 | 0 | 0 | 0 | 0 | #N/A | #N/A | 0 | 0 | 0 | 0 | 0 | #N/A | #N/A | 0 | #N/A | #N/A | #N/A | #N/A
3 | 22 | 3 | 1 | #N/A | #N/A | 0 | 0 | 0 | 0 | 0 | 0 | 0 | #N/A | #N/A | 0 | 0 | 0 | 0 | 0 | #N/A | #N/A | 0 | #N/A | #N/A | #N/A | #N/A
3 | 22 | 4 | 1 | #N/A | #N/A | 0 | 0 | 0 | 0 | 0 | 0 | 0 | #N/A | #N/A | 0 | 0 | 0 | 0 | 0 | #N/A | #N/A | 0 | #N/A | #N/A | #N/A | #N/A
3 | 22 | 5 | 1 | #N/A | #N/A | 0 | 0 | 0 | 0 | 0 | 0 | 0 | #N/A | #N/A | 0 | 0 | 0 | 0 | 0 | #N/A | #N/A | 0 | #N/A | #N/A | #N/A | #N/A
3 | 22 | 6 | 1 | #N/A | #N/A | 1 | 0 | 0 | 0 | 0 | 0 | 0 | #N/A | #N/A | 0 | 0 | 0 | 0 | 0 | #N/A | #N/A | 0 | #N/A | #N/A | #N/A | #N/A
3 | 22 | 7 | 1 | #N/A | #N/A | 1 | 0 | 0 | 0 | 0 | 0 | 0 | #N/A | #N/A | 0 | 0 | 0 | 0 | 0 | #N/A | #N/A | 0 | #N/A | #N/A | #N/A | #N/A
3 | 22 | 8 | 1 | #N/A | #N/A | 1 | 0 | 0 | 0 | 0 | 0 | 0 | #N/A | #N/A | 0 | 0 | 0 | 0 | 0 | #N/A | #N/A | 0 | #N/A | #N/A | #N/A | #N/A
3 | 22 | 9 | 1 | #N/A | #N/A | 1 | 0 | 0 | 0 | 0 | 0 | 0 | #N/A | #N/A | 0 | 0 | 0 | 0 | 0 | #N/A | #N/A | 0 | #N/A | #N/A | #N/A | #N/A
3 | 22 | 10 | 1 | #N/A | #N/A | 1 | 0 | 0 | 0 | 0 | 0 | 0 | #N/A | #N/A | 0 | 0 | 0 | 0 | 0 | #N/A | #N/A | 0 | #N/A | #N/A | #N/A | #N/A
3 | 22 | 11 | 1 | #N/A | #N/A | 1 | 0 | 0 | 0 | 0 | 0 | 0 | #N/A | #N/A | 0 | 0 | 0 | 0 | 0 | #N/A | #N/A | 0 | #N/A | #N/A | #N/A | #N/A
3 | 22 | 12 | 1 | #N/A | #N/A | 1 | 0 | 0 | 0 | 0 | 0 | 0 | #N/A | #N/A | 0 | 0 | 0 | 0 | 0 | #N/A | #N/A | 0 | #N/A | #N/A | #N/A | #N/A
3 | 22 | 13 | 1 | #N/A | #N/A | 1 | 0 | 0 | 0 | 0 | 0 | 0 | #N/A | #N/A | 0 | 0 | 0 | 0 | 0 | #N/A | #N/A | 0 | #N/A | #N/A | #N/A | #N/A
3 | 22 | 14 | 1 | #N/A | #N/A | 1 | 0 | 0 | 0 | 0 | 0 | 0 | #N/A | #N/A | 0 | 0 | 0 | 0 | 0 | #N/A | #N/A | 0 | #N/A | #N/A | #N/A | #N/A
3 | 22 | 15 | 1 | #N/A | #N/A | 1 | 0 | 0 | 0 | 0 | 0 | 0 | #N/A | #N/A | 0 | 0 | 0 | 0 | 0 | #N/A | #N/A | 0 | #N/A | #N/A | #N/A | #N/A
3 | 22 | 16 | 1 | #N/A | #N/A | 1 | 0 | 0 | 0 | 0 | 0 | 0 | #N/A | #N/A | 0 | 0 | 0 | 0 | 0 | #N/A | #N/A | 0 | #N/A | #N/A | #N/A | #N/A
3 | 22 | 17 | 1 | #N/A | #N/A | 1 | 1 | 0 | 0 | 0 | 0 | 0 | #N/A | #N/A | 0 | 0 | 0 | 0 | 0 | #N/A | #N/A | 0 | #N/A | #N/A | #N/A | #N/A
3 | 22 | 18 | 1 | #N/A | #N/A | 1 | 1 | 0 | 0 | 0 | 0 | 0 | #N/A | #N/A | 0 | 0 | 0 | 0 | 0 | #N/A | #N/A | 0 | #N/A | #N/A | #N/A | #N/A
3 | 22 | 19 | 1 | #N/A | #N/A | 1 | 0 | 0 | 0 | 0 | 0 | 0 | #N/A | #N/A | 0 | 0 | 0 | 0 | 0 | #N/A | #N/A | 0 | #N/A | #N/A | #N/A | #N/A
3 | 22 | 20 | 1 | #N/A | #N/A | 1 | 0 | 0 | 0 | 0 | 0 | 0 | #N/A | #N/A | 0 | 0 | 0 | 0 | 0 | #N/A | #N/A | 0 | #N/A | #N/A | #N/A | #N/A
3 | 22 | 21 | 1 | #N/A | #N/A | 1 | 0 | 0 | 0 | 0 | 0 | 0 | #N/A | #N/A | 0 | 0 | 0 | 0 | 0 | #N/A | #N/A | 0 | #N/A | #N/A | #N/A | #N/A
3 | 22 | 22 | 1 | #N/A | #N/A | 1 | 0 | 0 | 0 | 0 | 0 | 0 | #N/A | #N/A | 0 | 0 | 0 | 0 | 0 | #N/A | #N/A | 0 | #N/A | #N/A | #N/A | #N/A
3 | 22 | 23 | 1 | #N/A | #N/A | 0 | 0 | 0 | 0 | 0 | 0 | 0 | #N/A | #N/A | 0 | 0 | 0 | 0 | 0 | #N/A | #N/A | 0 | #N/A | #N/A | #N/A | #N/A
3 | 22 | 24 | 1 | #N/A | #N/A | 0 | 0 | 0 | 0 | 0 | 0 | 0 | #N/A | #N/A | 0 | 0 | 0 | 0 | 0 | #N/A | #N/A | 0 | #N/A | #N/A | #N/A | #N/A
3 | 23 | 1 | 2 | #N/A | #N/A | 0 | 0 | 0 | 0 | 0 | 0 | 0 | #N/A | #N/A | 0 | 0 | 0 | 0 | 0 | #N/A | #N/A | 0 | #N/A | #N/A | #N/A | #N/A
3 | 23 | 2 | 2 | #N/A | #N/A | 0 | 0 | 0 | 0 | 0 | 0 | 0 | #N/A | #N/A | 0 | 0 | 0 | 0 | 0 | #N/A | #N/A | 0 | #N/A | #N/A | #N/A | #N/A
3 | 23 | 3 | 2 | #N/A | #N/A | 0 | 0 | 0 | 0 | 0 | 0 | 0 | #N/A | #N/A | 0 | 0 | 0 | 0 | 0 | #N/A | #N/A | 0 | #N/A | #N/A | #N/A | #N/A
3 | 23 | 4 | 2 | #N/A | #N/A | 0 | 0 | 0 | 0 | 0 | 0 | 0 | #N/A | #N/A | 0 | 0 | 0 | 0 | 0 | #N/A | #N/A | 0 | #N/A | #N/A | #N/A | #N/A
3 | 23 | 5 | 2 | #N/A | #N/A | 0 | 0 | 0 | 0 | 0 | 0 | 0 | #N/A | #N/A | 0 | 0 | 0 | 0 | 0 | #N/A | #N/A | 0 | #N/A | #N/A | #N/A | #N/A
3 | 23 | 6 | 2 | #N/A | #N/A | 1 | 0 | 0 | 0 | 0 | 0 | 0 | #N/A | #N/A | 0 | 0 | 0 | 0 | 0 | #N/A | #N/A | 0 | #N/A | #N/A | #N/A | #N/A
3 | 23 | 7 | 2 | #N/A | #N/A | 1 | 0 | 0 | 0 | 0 | 0 | 0 | #N/A | #N/A | 0 | 0 | 0 | 0 | 0 | #N/A | #N/A | 0 | #N/A | #N/A | #N/A | #N/A
3 | 23 | 8 | 2 | #N/A | #N/A | 1 | 0 | 0 | 0 | 0 | 0 | 0 | #N/A | #N/A | 0 | 0 | 0 | 0 | 0 | #N/A | #N/A | 0 | #N/A | #N/A | #N/A | #N/A
3 | 23 | 9 | 2 | #N/A | #N/A | 1 | 0 | 0 | 0 | 0 | 0 | 0 | #N/A | #N/A | 0 | 0 | 0 | 0 | 0 | #N/A | #N/A | 0 | #N/A | #N/A | #N/A | #N/A
3 | 23 | 10 | 2 | #N/A | #N/A | 1 | 0 | 0 | 0 | 0 | 0 | 0 | #N/A | #N/A | 0 | 0 | 0 | 0 | 0 | #N/A | #N/A | 0 | #N/A | #N/A | #N/A | #N/A
3 | 23 | 11 | 2 | #N/A | #N/A | 1 | 0 | 0 | 0 | 0 | 0 | 0 | #N/A | #N/A | 0 | 0 | 0 | 0 | 0 | #N/A | #N/A | 0 | #N/A | #N/A | #N/A | #N/A
3 | 23 | 12 | 2 | #N/A | #N/A | 1 | 0 | 0 | 0 | 0 | 0 | 0 | #N/A | #N/A | 0 | 0 | 0 | 0 | 0 | #N/A | #N/A | 0 | #N/A | #N/A | #N/A | #N/A
3 | 23 | 13 | 2 | #N/A | #N/A | 1 | 0 | 0 | 0 | 0 | 0 | 0 | #N/A | #N/A | 0 | 0 | 0 | 0 | 0 | #N/A | #N/A | 0 | #N/A | #N/A | #N/A | #N/A
3 | 23 | 14 | 2 | #N/A | #N/A | 1 | 0 | 0 | 0 | 0 | 0 | 0 | #N/A | #N/A | 0 | 0 | 0 | 0 | 0 | #N/A | #N/A | 0 | #N/A | #N/A | #N/A | #N/A
3 | 23 | 15 | 2 | #N/A | #N/A | 1 | 0 | 0 | 0 | 0 | 0 | 0 | #N/A | #N/A | 0 | 0 | 0 | 0 | 0 | #N/A | #N/A | 0 | #N/A | #N/A | #N/A | #N/A
3 | 23 | 16 | 2 | #N/A | #N/A | 1 | 0 | 0 | 0 | 0 | 0 | 0 | #N/A | #N/A | 0 | 0 | 0 | 0 | 0 | #N/A | #N/A | 0 | #N/A | #N/A | #N/A | #N/A
3 | 23 | 17 | 2 | #N/A | #N/A | 1 | 1 | 0 | 0 | 0 | 0 | 0 | #N/A | #N/A | 0 | 0 | 0 | 0 | 0 | #N/A | #N/A | 0 | #N/A | #N/A | #N/A | #N/A
3 | 23 | 18 | 2 | #N/A | #N/A | 1 | 1 | 0 | 0 | 0 | 0 | 0 | #N/A | #N/A | 0 | 0 | 0 | 0 | 0 | #N/A | #N/A | 0 | #N/A | #N/A | #N/A | #N/A
3 | 23 | 19 | 2 | #N/A | #N/A | 1 | 0 | 0 | 0 | 0 | 0 | 0 | #N/A | #N/A | 0 | 0 | 0 | 0 | 0 | #N/A | #N/A | 0 | #N/A | #N/A | #N/A | #N/A
3 | 23 | 20 | 2 | #N/A | #N/A | 1 | 0 | 0 | 0 | 0 | 0 | 0 | #N/A | #N/A | 0 | 0 | 0 | 0 | 0 | #N/A | #N/A | 0 | #N/A | #N/A | #N/A | #N/A
3 | 23 | 21 | 2 | #N/A | #N/A | 1 | 0 | 0 | 0 | 0 | 0 | 0 | #N/A | #N/A | 0 | 0 | 0 | 0 | 0 | #N/A | #N/A | 0 | #N/A | #N/A | #N/A | #N/A
3 | 23 | 22 | 2 | #N/A | #N/A | 1 | 0 | 0 | 0 | 0 | 0 | 0 | #N/A | #N/A | 0 | 0 | 0 | 0 | 0 | #N/A | #N/A | 0 | #N/A | #N/A | #N/A | #N/A
3 | 23 | 23 | 2 | #N/A | #N/A | 0 | 0 | 0 | 0 | 0 | 0 | 0 | #N/A | #N/A | 0 | 0 | 0 | 0 | 0 | #N/A | #N/A | 0 | #N/A | #N/A | #N/A | #N/A
3 | 23 | 24 | 2 | #N/A | #N/A | 0 | 0 | 0 | 0 | 0 | 0 | 0 | #N/A | #N/A | 0 | 0 | 0 | 0 | 0 | #N/A | #N/A | 0 | #N/A | #N/A | #N/A | #N/A
3 | 24 | 1 | 3 | #N/A | #N/A | 0 | 0 | 0 | 0 | 0 | 0 | 0 | #N/A | #N/A | 0 | 0 | 0 | 0 | 0 | #N/A | #N/A | 0 | #N/A | #N/A | #N/A | #N/A
3 | 24 | 2 | 3 | #N/A | #N/A | 0 | 0 | 0 | 0 | 0 | 0 | 0 | #N/A | #N/A | 0 | 0 | 0 | 0 | 0 | #N/A | #N/A | 0 | #N/A | #N/A | #N/A | #N/A
3 | 24 | 3 | 3 | #N/A | #N/A | 0 | 0 | 0 | 0 | 0 | 0 | 0 | #N/A | #N/A | 0 | 0 | 0 | 0 | 0 | #N/A | #N/A | 0 | #N/A | #N/A | #N/A | #N/A
3 | 24 | 4 | 3 | #N/A | #N/A | 0 | 0 | 0 | 0 | 0 | 0 | 0 | #N/A | #N/A | 0 | 0 | 0 | 0 | 0 | #N/A | #N/A | 0 | #N/A | #N/A | #N/A | #N/A
3 | 24 | 5 | 3 | #N/A | #N/A | 0 | 0 | 0 | 0 | 0 | 0 | 0 | #N/A | #N/A | 0 | 0 | 0 | 0 | 0 | #N/A | #N/A | 0 | #N/A | #N/A | #N/A | #N/A
3 | 24 | 6 | 3 | #N/A | #N/A | 1 | 0 | 0 | 0 | 0 | 0 | 0 | #N/A | #N/A | 0 | 0 | 0 | 0 | 0 | #N/A | #N/A | 0 | #N/A | #N/A | #N/A | #N/A
3 | 24 | 7 | 3 | #N/A | #N/A | 1 | 0 | 0 | 0 | 0 | 0 | 0 | #N/A | #N/A | 0 | 0 | 0 | 0 | 0 | #N/A | #N/A | 0 | #N/A | #N/A | #N/A | #N/A
3 | 24 | 8 | 3 | #N/A | #N/A | 1 | 0 | 0 | 0 | 0 | 0 | 0 | #N/A | #N/A | 0 | 0 | 0 | 0 | 0 | #N/A | #N/A | 0 | #N/A | #N/A | #N/A | #N/A
3 | 24 | 9 | 3 | #N/A | #N/A | 1 | 0 | 0 | 0 | 0 | 0 | 0 | #N/A | #N/A | 0 | 0 | 0 | 0 | 0 | #N/A | #N/A | 0 | #N/A | #N/A | #N/A | #N/A
3 | 24 | 10 | 3 | #N/A | #N/A | 1 | 0 | 0 | 0 | 0 | 0 | 0 | #N/A | #N/A | 0 | 0 | 0 | 0 | 0 | #N/A | #N/A | 0 | #N/A | #N/A | #N/A | #N/A
3 | 24 | 11 | 3 | #N/A | #N/A | 1 | 0 | 0 | 0 | 0 | 0 | 0 | #N/A | #N/A | 0 | 0 | 0 | 0 | 0 | #N/A | #N/A | 0 | #N/A | #N/A | #N/A | #N/A
3 | 24 | 12 | 3 | #N/A | #N/A | 1 | 0 | 0 | 0 | 0 | 0 | 0 | #N/A | #N/A | 0 | 0 | 0 | 0 | 0 | #N/A | #N/A | 0 | #N/A | #N/A | #N/A | #N/A
3 | 24 | 13 | 3 | #N/A | #N/A | 1 | 0 | 0 | 0 | 0 | 0 | 0 | #N/A | #N/A | 0 | 0 | 0 | 0 | 0 | #N/A | #N/A | 0 | #N/A | #N/A | #N/A | #N/A
3 | 24 | 14 | 3 | #N/A | #N/A | 1 | 0 | 0 | 0 | 0 | 0 | 0 | #N/A | #N/A | 0 | 0 | 0 | 0 | 0 | #N/A | #N/A | 0 | #N/A | #N/A | #N/A | #N/A
3 | 24 | 15 | 3 | #N/A | #N/A | 1 | 0 | 0 | 0 | 0 | 0 | 0 | #N/A | #N/A | 0 | 0 | 0 | 0 | 0 | #N/A | #N/A | 0 | #N/A | #N/A | #N/A | #N/A
3 | 24 | 16 | 3 | #N/A | #N/A | 1 | 0 | 0 | 0 | 0 | 0 | 0 | #N/A | #N/A | 0 | 0 | 0 | 0 | 0 | #N/A | #N/A | 0 | #N/A | #N/A | #N/A | #N/A
3 | 24 | 17 | 3 | #N/A | #N/A | 1 | 1 | 0 | 0 | 0 | 0 | 0 | #N/A | #N/A | 0 | 0 | 0 | 0 | 0 | #N/A | #N/A | 0 | #N/A | #N/A | #N/A | #N/A
3 | 24 | 18 | 3 | #N/A | #N/A | 1 | 1 | 0 | 0 | 0 | 0 | 0 | #N/A | #N/A | 0 | 0 | 0 | 0 | 0 | #N/A | #N/A | 0 | #N/A | #N/A | #N/A | #N/A
3 | 24 | 19 | 3 | #N/A | #N/A | 1 | 0 | 0 | 0 | 0 | 0 | 0 | #N/A | #N/A | 0 | 0 | 0 | 0 | 0 | #N/A | #N/A | 0 | #N/A | #N/A | #N/A | #N/A
3 | 24 | 20 | 3 | #N/A | #N/A | 1 | 0 | 0 | 0 | 0 | 0 | 0 | #N/A | #N/A | 0 | 0 | 0 | 0 | 0 | #N/A | #N/A | 0 | #N/A | #N/A | #N/A | #N/A
3 | 24 | 21 | 3 | #N/A | #N/A | 1 | 0 | 0 | 0 | 0 | 0 | 0 | #N/A | #N/A | 0 | 0 | 0 | 0 | 0 | #N/A | #N/A | 0 | #N/A | #N/A | #N/A | #N/A
3 | 24 | 22 | 3 | #N/A | #N/A | 1 | 0 | 0 | 0 | 0 | 0 | 0 | #N/A | #N/A | 0 | 0 | 0 | 0 | 0 | #N/A | #N/A | 0 | #N/A | #N/A | #N/A | #N/A
3 | 24 | 23 | 3 | #N/A | #N/A | 0 | 0 | 0 | 0 | 0 | 0 | 0 | #N/A | #N/A | 0 | 0 | 0 | 0 | 0 | #N/A | #N/A | 0 | #N/A | #N/A | #N/A | #N/A
3 | 24 | 24 | 3 | #N/A | #N/A | 0 | 0 | 0 | 0 | 0 | 0 | 0 | #N/A | #N/A | 0 | 0 | 0 | 0 | 0 | #N/A | #N/A | 0 | #N/A | #N/A | #N/A | #N/A
3 | 25 | 1 | 4 | #N/A | #N/A | 0 | 0 | 0 | 0 | 0 | 0 | 0 | #N/A | #N/A | 0 | 0 | 0 | 0 | 0 | #N/A | #N/A | 0 | #N/A | #N/A | #N/A | #N/A
3 | 25 | 2 | 4 | #N/A | #N/A | 0 | 0 | 0 | 0 | 0 | 0 | 0 | #N/A | #N/A | 0 | 0 | 0 | 0 | 0 | #N/A | #N/A | 0 | #N/A | #N/A | #N/A | #N/A
3 | 25 | 3 | 4 | #N/A | #N/A | 0 | 0 | 0 | 0 | 0 | 0 | 0 | #N/A | #N/A | 0 | 0 | 0 | 0 | 0 | #N/A | #N/A | 0 | #N/A | #N/A | #N/A | #N/A
3 | 25 | 4 | 4 | #N/A | #N/A | 0 | 0 | 0 | 0 | 0 | 0 | 0 | #N/A | #N/A | 0 | 0 | 0 | 0 | 0 | #N/A | #N/A | 0 | #N/A | #N/A | #N/A | #N/A
3 | 25 | 5 | 4 | #N/A | #N/A | 0 | 0 | 0 | 0 | 0 | 0 | 0 | #N/A | #N/A | 0 | 0 | 0 | 0 | 0 | #N/A | #N/A | 0 | #N/A | #N/A | #N/A | #N/A
3 | 25 | 6 | 4 | #N/A | #N/A | 1 | 0 | 0 | 0 | 0 | 0 | 0 | #N/A | #N/A | 0 | 0 | 0 | 0 | 0 | #N/A | #N/A | 0 | #N/A | #N/A | #N/A | #N/A
3 | 25 | 7 | 4 | #N/A | #N/A | 1 | 0 | 0 | 0 | 0 | 0 | 0 | #N/A | #N/A | 0 | 0 | 0 | 0 | 0 | #N/A | #N/A | 0 | #N/A | #N/A | #N/A | #N/A
3 | 25 | 8 | 4 | #N/A | #N/A | 1 | 0 | 0 | 0 | 0 | 0 | 0 | #N/A | #N/A | 0 | 0 | 0 | 0 | 0 | #N/A | #N/A | 0 | #N/A | #N/A | #N/A | #N/A
3 | 25 | 9 | 4 | #N/A | #N/A | 1 | 0 | 0 | 0 | 0 | 0 | 0 | #N/A | #N/A | 0 | 0 | 0 | 0 | 0 | #N/A | #N/A | 0 | #N/A | #N/A | #N/A | #N/A
3 | 25 | 10 | 4 | #N/A | #N/A | 1 | 0 | 0 | 0 | 0 | 0 | 0 | #N/A | #N/A | 0 | 0 | 0 | 0 | 0 | #N/A | #N/A | 0 | #N/A | #N/A | #N/A | #N/A
3 | 25 | 11 | 4 | #N/A | #N/A | 1 | 0 | 0 | 0 | 0 | 0 | 0 | #N/A | #N/A | 0 | 0 | 0 | 0 | 0 | #N/A | #N/A | 0 | #N/A | #N/A | #N/A | #N/A
3 | 25 | 12 | 4 | #N/A | #N/A | 1 | 0 | 0 | 0 | 0 | 0 | 0 | #N/A | #N/A | 0 | 0 | 0 | 0 | 0 | #N/A | #N/A | 0 | #N/A | #N/A | #N/A | #N/A
3 | 25 | 13 | 4 | #N/A | #N/A | 1 | 0 | 0 | 0 | 0 | 0 | 0 | #N/A | #N/A | 0 | 0 | 0 | 0 | 0 | #N/A | #N/A | 0 | #N/A | #N/A | #N/A | #N/A
3 | 25 | 14 | 4 | #N/A | #N/A | 1 | 0 | 0 | 0 | 0 | 0 | 0 | #N/A | #N/A | 0 | 0 | 0 | 0 | 0 | #N/A | #N/A | 0 | #N/A | #N/A | #N/A | #N/A
3 | 25 | 15 | 4 | #N/A | #N/A | 1 | 0 | 0 | 0 | 0 | 0 | 0 | #N/A | #N/A | 0 | 0 | 0 | 0 | 0 | #N/A | #N/A | 0 | #N/A | #N/A | #N/A | #N/A
3 | 25 | 16 | 4 | #N/A | #N/A | 1 | 0 | 0 | 0 | 0 | 0 | 0 | #N/A | #N/A | 0 | 0 | 0 | 0 | 0 | #N/A | #N/A | 0 | #N/A | #N/A | #N/A | #N/A
3 | 25 | 17 | 4 | #N/A | #N/A | 1 | 1 | 0 | 0 | 0 | 0 | 0 | #N/A | #N/A | 0 | 0 | 0 | 0 | 0 | #N/A | #N/A | 0 | #N/A | #N/A | #N/A | #N/A
3 | 25 | 18 | 4 | #N/A | #N/A | 1 | 1 | 0 | 0 | 0 | 0 | 0 | #N/A | #N/A | 0 | 0 | 0 | 0 | 0 | #N/A | #N/A | 0 | #N/A | #N/A | #N/A | #N/A
3 | 25 | 19 | 4 | #N/A | #N/A | 1 | 0 | 0 | 0 | 0 | 0 | 0 | #N/A | #N/A | 0 | 0 | 0 | 0 | 0 | #N/A | #N/A | 0 | #N/A | #N/A | #N/A | #N/A
3 | 25 | 20 | 4 | #N/A | #N/A | 1 | 0 | 0 | 0 | 0 | 0 | 0 | #N/A | #N/A | 0 | 0 | 0 | 0 | 0 | #N/A | #N/A | 0 | #N/A | #N/A | #N/A | #N/A
3 | 25 | 21 | 4 | #N/A | #N/A | 1 | 0 | 0 | 0 | 0 | 0 | 0 | #N/A | #N/A | 0 | 0 | 0 | 0 | 0 | #N/A | #N/A | 0 | #N/A | #N/A | #N/A | #N/A
3 | 25 | 22 | 4 | #N/A | #N/A | 1 | 0 | 0 | 0 | 0 | 0 | 0 | #N/A | #N/A | 0 | 0 | 0 | 0 | 0 | #N/A | #N/A | 0 | #N/A | #N/A | #N/A | #N/A
3 | 25 | 23 | 4 | #N/A | #N/A | 0 | 0 | 0 | 0 | 0 | 0 | 0 | #N/A | #N/A | 0 | 0 | 0 | 0 | 0 | #N/A | #N/A | 0 | #N/A | #N/A | #N/A | #N/A
3 | 25 | 24 | 4 | #N/A | #N/A | 0 | 0 | 0 | 0 | 0 | 0 | 0 | #N/A | #N/A | 0 | 0 | 0 | 0 | 0 | #N/A | #N/A | 0 | #N/A | #N/A | #N/A | #N/A
3 | 26 | 1 | 5 | #N/A | #N/A | 0 | 0 | 0 | 0 | 0 | 0 | 0 | #N/A | #N/A | 0 | 0 | 0 | 0 | 0 | #N/A | #N/A | 0 | #N/A | #N/A | #N/A | #N/A
3 | 26 | 2 | 5 | #N/A | #N/A | 0 | 0 | 0 | 0 | 0 | 0 | 0 | #N/A | #N/A | 0 | 0 | 0 | 0 | 0 | #N/A | #N/A | 0 | #N/A | #N/A | #N/A | #N/A
3 | 26 | 3 | 5 | #N/A | #N/A | 0 | 0 | 0 | 0 | 0 | 0 | 0 | #N/A | #N/A | 0 | 0 | 0 | 0 | 0 | #N/A | #N/A | 0 | #N/A | #N/A | #N/A | #N/A
3 | 26 | 4 | 5 | #N/A | #N/A | 0 | 0 | 0 | 0 | 0 | 0 | 0 | #N/A | #N/A | 0 | 0 | 0 | 0 | 0 | #N/A | #N/A | 0 | #N/A | #N/A | #N/A | #N/A
3 | 26 | 5 | 5 | #N/A | #N/A | 0 | 0 | 0 | 0 | 0 | 0 | 0 | #N/A | #N/A | 0 | 0 | 0 | 0 | 0 | #N/A | #N/A | 0 | #N/A | #N/A | #N/A | #N/A
3 | 26 | 6 | 5 | #N/A | #N/A | 1 | 0 | 0 | 0 | 0 | 0 | 0 | #N/A | #N/A | 0 | 0 | 0 | 0 | 0 | #N/A | #N/A | 0 | #N/A | #N/A | #N/A | #N/A
3 | 26 | 7 | 5 | #N/A | #N/A | 1 | 0 | 0 | 0 | 0 | 0 | 0 | #N/A | #N/A | 0 | 0 | 0 | 0 | 0 | #N/A | #N/A | 0 | #N/A | #N/A | #N/A | #N/A
3 | 26 | 8 | 5 | #N/A | #N/A | 1 | 0 | 0 | 0 | 0 | 0 | 0 | #N/A | #N/A | 0 | 0 | 0 | 0 | 0 | #N/A | #N/A | 0 | #N/A | #N/A | #N/A | #N/A
3 | 26 | 9 | 5 | #N/A | #N/A | 1 | 0 | 0 | 0 | 0 | 0 | 0 | #N/A | #N/A | 0 | 0 | 0 | 0 | 0 | #N/A | #N/A | 0 | #N/A | #N/A | #N/A | #N/A
3 | 26 | 10 | 5 | #N/A | #N/A | 1 | 0 | 0 | 0 | 0 | 0 | 0 | #N/A | #N/A | 0 | 0 | 0 | 0 | 0 | #N/A | #N/A | 0 | #N/A | #N/A | #N/A | #N/A
3 | 26 | 11 | 5 | #N/A | #N/A | 1 | 0 | 0 | 0 | 0 | 0 | 0 | #N/A | #N/A | 0 | 0 | 0 | 0 | 0 | #N/A | #N/A | 0 | #N/A | #N/A | #N/A | #N/A
3 | 26 | 12 | 5 | #N/A | #N/A | 1 | 0 | 0 | 0 | 0 | 0 | 0 | #N/A | #N/A | 0 | 0 | 0 | 0 | 0 | #N/A | #N/A | 0 | #N/A | #N/A | #N/A | #N/A
3 | 26 | 13 | 5 | #N/A | #N/A | 1 | 0 | 0 | 0 | 0 | 0 | 0 | #N/A | #N/A | 0 | 0 | 0 | 0 | 0 | #N/A | #N/A | 0 | #N/A | #N/A | #N/A | #N/A
3 | 26 | 14 | 5 | #N/A | #N/A | 1 | 0 | 0 | 0 | 0 | 0 | 0 | #N/A | #N/A | 0 | 0 | 0 | 0 | 0 | #N/A | #N/A | 0 | #N/A | #N/A | #N/A | #N/A
3 | 26 | 15 | 5 | #N/A | #N/A | 1 | 0 | 0 | 0 | 0 | 0 | 0 | #N/A | #N/A | 0 | 0 | 0 | 0 | 0 | #N/A | #N/A | 0 | #N/A | #N/A | #N/A | #N/A
3 | 26 | 16 | 5 | #N/A | #N/A | 1 | 0 | 0 | 0 | 0 | 0 | 0 | #N/A | #N/A | 0 | 0 | 0 | 0 | 0 | #N/A | #N/A | 0 | #N/A | #N/A | #N/A | #N/A
3 | 26 | 17 | 5 | #N/A | #N/A | 1 | 1 | 0 | 0 | 0 | 0 | 0 | #N/A | #N/A | 0 | 0 | 0 | 0 | 0 | #N/A | #N/A | 0 | #N/A | #N/A | #N/A | #N/A
3 | 26 | 18 | 5 | #N/A | #N/A | 1 | 1 | 0 | 0 | 0 | 0 | 0 | #N/A | #N/A | 0 | 0 | 0 | 0 | 0 | #N/A | #N/A | 0 | #N/A | #N/A | #N/A | #N/A
3 | 26 | 19 | 5 | #N/A | #N/A | 1 | 0 | 0 | 0 | 0 | 0 | 0 | #N/A | #N/A | 0 | 0 | 0 | 0 | 0 | #N/A | #N/A | 0 | #N/A | #N/A | #N/A | #N/A
3 | 26 | 20 | 5 | #N/A | #N/A | 1 | 0 | 0 | 0 | 0 | 0 | 0 | #N/A | #N/A | 0 | 0 | 0 | 0 | 0 | #N/A | #N/A | 0 | #N/A | #N/A | #N/A | #N/A
3 | 26 | 21 | 5 | #N/A | #N/A | 1 | 0 | 0 | 0 | 0 | 0 | 0 | #N/A | #N/A | 0 | 0 | 0 | 0 | 0 | #N/A | #N/A | 0 | #N/A | #N/A | #N/A | #N/A
3 | 26 | 22 | 5 | #N/A | #N/A | 1 | 0 | 0 | 0 | 0 | 0 | 0 | #N/A | #N/A | 0 | 0 | 0 | 0 | 0 | #N/A | #N/A | 0 | #N/A | #N/A | #N/A | #N/A
3 | 26 | 23 | 5 | #N/A | #N/A | 0 | 0 | 0 | 0 | 0 | 0 | 0 | #N/A | #N/A | 0 | 0 | 0 | 0 | 0 | #N/A | #N/A | 0 | #N/A | #N/A | #N/A | #N/A
3 | 26 | 24 | 5 | #N/A | #N/A | 0 | 0 | 0 | 0 | 0 | 0 | 0 | #N/A | #N/A | 0 | 0 | 0 | 0 | 0 | #N/A | #N/A | 0 | #N/A | #N/A | #N/A | #N/A
3 | 27 | 1 | 6 | #N/A | #N/A | 0 | 0 | 0 | 0 | 0 | 0 | 0 | #N/A | #N/A | 0 | 0 | 0 | 0 | 0 | #N/A | #N/A | 0 | #N/A | #N/A | #N/A | #N/A
3 | 27 | 2 | 6 | #N/A | #N/A | 0 | 0 | 0 | 0 | 0 | 0 | 0 | #N/A | #N/A | 0 | 0 | 0 | 0 | 0 | #N/A | #N/A | 0 | #N/A | #N/A | #N/A | #N/A
3 | 27 | 3 | 6 | #N/A | #N/A | 0 | 0 | 0 | 0 | 0 | 0 | 0 | #N/A | #N/A | 0 | 0 | 0 | 0 | 0 | #N/A | #N/A | 0 | #N/A | #N/A | #N/A | #N/A
3 | 27 | 4 | 6 | #N/A | #N/A | 0 | 0 | 0 | 0 | 0 | 0 | 0 | #N/A | #N/A | 0 | 0 | 0 | 0 | 0 | #N/A | #N/A | 0 | #N/A | #N/A | #N/A | #N/A
3 | 27 | 5 | 6 | #N/A | #N/A | 0 | 0 | 0 | 0 | 0 | 0 | 0 | #N/A | #N/A | 0 | 0 | 0 | 0 | 0 | #N/A | #N/A | 0 | #N/A | #N/A | #N/A | #N/A
3 | 27 | 6 | 6 | #N/A | #N/A | 0 | 0 | 0 | 0 | 0 | 0 | 0 | #N/A | #N/A | 0 | 0 | 0 | 0 | 0 | #N/A | #N/A | 0 | #N/A | #N/A | #N/A | #N/A
3 | 27 | 7 | 6 | #N/A | #N/A | 0 | 0 | 0 | 0 | 0 | 0 | 0 | #N/A | #N/A | 0 | 0 | 0 | 0 | 0 | #N/A | #N/A | 0 | #N/A | #N/A | #N/A | #N/A
3 | 27 | 8 | 6 | #N/A | #N/A | 0 | 0 | 0 | 0 | 0 | 0 | 0 | #N/A | #N/A | 0 | 0 | 0 | 0 | 0 | #N/A | #N/A | 0 | #N/A | #N/A | #N/A | #N/A
3 | 27 | 9 | 6 | #N/A | #N/A | 0 | 0 | 0 | 0 | 0 | 0 | 0 | #N/A | #N/A | 0 | 0 | 0 | 0 | 0 | #N/A | #N/A | 0 | #N/A | #N/A | #N/A | #N/A
3 | 27 | 10 | 6 | #N/A | #N/A | 0 | 0 | 0 | 0 | 0 | 0 | 0 | #N/A | #N/A | 0 | 0 | 0 | 0 | 0 | #N/A | #N/A | 0 | #N/A | #N/A | #N/A | #N/A
3 | 27 | 11 | 6 | #N/A | #N/A | 0 | 0 | 0 | 0 | 0 | 0 | 0 | #N/A | #N/A | 0 | 0 | 0 | 0 | 0 | #N/A | #N/A | 0 | #N/A | #N/A | #N/A | #N/A
3 | 27 | 12 | 6 | #N/A | #N/A | 0 | 0 | 0 | 0 | 0 | 0 | 0 | #N/A | #N/A | 0 | 0 | 0 | 0 | 0 | #N/A | #N/A | 0 | #N/A | #N/A | #N/A | #N/A
3 | 27 | 13 | 6 | #N/A | #N/A | 0 | 0 | 0 | 0 | 0 | 0 | 0 | #N/A | #N/A | 0 | 0 | 0 | 0 | 0 | #N/A | #N/A | 0 | #N/A | #N/A | #N/A | #N/A
3 | 27 | 14 | 6 | #N/A | #N/A | 0 | 0 | 0 | 0 | 0 | 0 | 0 | #N/A | #N/A | 0 | 0 | 0 | 0 | 0 | #N/A | #N/A | 0 | #N/A | #N/A | #N/A | #N/A
3 | 27 | 15 | 6 | #N/A | #N/A | 0 | 0 | 0 | 0 | 0 | 0 | 0 | #N/A | #N/A | 0 | 0 | 0 | 0 | 0 | #N/A | #N/A | 0 | #N/A | #N/A | #N/A | #N/A
3 | 27 | 16 | 6 | #N/A | #N/A | 0 | 0 | 0 | 0 | 0 | 0 | 0 | #N/A | #N/A | 0 | 0 | 0 | 0 | 0 | #N/A | #N/A | 0 | #N/A | #N/A | #N/A | #N/A
3 | 27 | 17 | 6 | #N/A | #N/A | 0 | 0 | 0 | 0 | 0 | 0 | 0 | #N/A | #N/A | 0 | 0 | 0 | 0 | 0 | #N/A | #N/A | 0 | #N/A | #N/A | #N/A | #N/A
3 | 27 | 18 | 6 | #N/A | #N/A | 0 | 0 | 0 | 0 | 0 | 0 | 0 | #N/A | #N/A | 0 | 0 | 0 | 0 | 0 | #N/A | #N/A | 0 | #N/A | #N/A | #N/A | #N/A
3 | 27 | 19 | 6 | #N/A | #N/A | 0 | 0 | 0 | 0 | 0 | 0 | 0 | #N/A | #N/A | 0 | 0 | 0 | 0 | 0 | #N/A | #N/A | 0 | #N/A | #N/A | #N/A | #N/A
3 | 27 | 20 | 6 | #N/A | #N/A | 0 | 0 | 0 | 0 | 0 | 0 | 0 | #N/A | #N/A | 0 | 0 | 0 | 0 | 0 | #N/A | #N/A | 0 | #N/A | #N/A | #N/A | #N/A
3 | 27 | 21 | 6 | #N/A | #N/A | 0 | 0 | 0 | 0 | 0 | 0 | 0 | #N/A | #N/A | 0 | 0 | 0 | 0 | 0 | #N/A | #N/A | 0 | #N/A | #N/A | #N/A | #N/A
3 | 27 | 22 | 6 | #N/A | #N/A | 0 | 0 | 0 | 0 | 0 | 0 | 0 | #N/A | #N/A | 0 | 0 | 0 | 0 | 0 | #N/A | #N/A | 0 | #N/A | #N/A | #N/A | #N/A
3 | 27 | 23 | 6 | #N/A | #N/A | 0 | 0 | 0 | 0 | 0 | 0 | 0 | #N/A | #N/A | 0 | 0 | 0 | 0 | 0 | #N/A | #N/A | 0 | #N/A | #N/A | #N/A | #N/A
3 | 27 | 24 | 6 | #N/A | #N/A | 0 | 0 | 0 | 0 | 0 | 0 | 0 | #N/A | #N/A | 0 | 0 | 0 | 0 | 0 | #N/A | #N/A | 0 | #N/A | #N/A | #N/A | #N/A
3 | 28 | 1 | 7 | #N/A | #N/A | 0 | 0 | 0 | 0 | 0 | 0 | 0 | #N/A | #N/A | 0 | 0 | 0 | 0 | 0 | #N/A | #N/A | 0 | #N/A | #N/A | #N/A | #N/A
3 | 28 | 2 | 7 | #N/A | #N/A | 0 | 0 | 0 | 0 | 0 | 0 | 0 | #N/A | #N/A | 0 | 0 | 0 | 0 | 0 | #N/A | #N/A | 0 | #N/A | #N/A | #N/A | #N/A
3 | 28 | 3 | 7 | #N/A | #N/A | 0 | 0 | 0 | 0 | 0 | 0 | 0 | #N/A | #N/A | 0 | 0 | 0 | 0 | 0 | #N/A | #N/A | 0 | #N/A | #N/A | #N/A | #N/A
3 | 28 | 4 | 7 | #N/A | #N/A | 0 | 0 | 0 | 0 | 0 | 0 | 0 | #N/A | #N/A | 0 | 0 | 0 | 0 | 0 | #N/A | #N/A | 0 | #N/A | #N/A | #N/A | #N/A
3 | 28 | 5 | 7 | #N/A | #N/A | 0 | 0 | 0 | 0 | 0 | 0 | 0 | #N/A | #N/A | 0 | 0 | 0 | 0 | 0 | #N/A | #N/A | 0 | #N/A | #N/A | #N/A | #N/A
3 | 28 | 6 | 7 | #N/A | #N/A | 0 | 0 | 0 | 0 | 0 | 0 | 0 | #N/A | #N/A | 0 | 0 | 0 | 0 | 0 | #N/A | #N/A | 0 | #N/A | #N/A | #N/A | #N/A
3 | 28 | 7 | 7 | #N/A | #N/A | 0 | 0 | 0 | 0 | 0 | 0 | 0 | #N/A | #N/A | 0 | 0 | 0 | 0 | 0 | #N/A | #N/A | 0 | #N/A | #N/A | #N/A | #N/A
3 | 28 | 8 | 7 | #N/A | #N/A | 0 | 0 | 0 | 0 | 0 | 0 | 0 | #N/A | #N/A | 0 | 0 | 0 | 0 | 0 | #N/A | #N/A | 0 | #N/A | #N/A | #N/A | #N/A
3 | 28 | 9 | 7 | #N/A | #N/A | 0 | 0 | 0 | 0 | 0 | 0 | 0 | #N/A | #N/A | 0 | 0 | 0 | 0 | 0 | #N/A | #N/A | 0 | #N/A | #N/A | #N/A | #N/A
3 | 28 | 10 | 7 | #N/A | #N/A | 0 | 0 | 0 | 0 | 0 | 0 | 0 | #N/A | #N/A | 0 | 0 | 0 | 0 | 0 | #N/A | #N/A | 0 | #N/A | #N/A | #N/A | #N/A
3 | 28 | 11 | 7 | #N/A | #N/A | 0 | 0 | 0 | 0 | 0 | 0 | 0 | #N/A | #N/A | 0 | 0 | 0 | 0 | 0 | #N/A | #N/A | 0 | #N/A | #N/A | #N/A | #N/A
3 | 28 | 12 | 7 | #N/A | #N/A | 0 | 0 | 0 | 0 | 0 | 0 | 0 | #N/A | #N/A | 0 | 0 | 0 | 0 | 0 | #N/A | #N/A | 0 | #N/A | #N/A | #N/A | #N/A
3 | 28 | 13 | 7 | #N/A | #N/A | 0 | 0 | 0 | 0 | 0 | 0 | 0 | #N/A | #N/A | 0 | 0 | 0 | 0 | 0 | #N/A | #N/A | 0 | #N/A | #N/A | #N/A | #N/A
3 | 28 | 14 | 7 | #N/A | #N/A | 0 | 0 | 0 | 0 | 0 | 0 | 0 | #N/A | #N/A | 0 | 0 | 0 | 0 | 0 | #N/A | #N/A | 0 | #N/A | #N/A | #N/A | #N/A
3 | 28 | 15 | 7 | #N/A | #N/A | 0 | 0 | 0 | 0 | 0 | 0 | 0 | #N/A | #N/A | 0 | 0 | 0 | 0 | 0 | #N/A | #N/A | 0 | #N/A | #N/A | #N/A | #N/A
3 | 28 | 16 | 7 | #N/A | #N/A | 0 | 0 | 0 | 0 | 0 | 0 | 0 | #N/A | #N/A | 0 | 0 | 0 | 0 | 0 | #N/A | #N/A | 0 | #N/A | #N/A | #N/A | #N/A
3 | 28 | 17 | 7 | #N/A | #N/A | 0 | 0 | 0 | 0 | 0 | 0 | 0 | #N/A | #N/A | 0 | 0 | 0 | 0 | 0 | #N/A | #N/A | 0 | #N/A | #N/A | #N/A | #N/A
3 | 28 | 18 | 7 | #N/A | #N/A | 0 | 0 | 0 | 0 | 0 | 0 | 0 | #N/A | #N/A | 0 | 0 | 0 | 0 | 0 | #N/A | #N/A | 0 | #N/A | #N/A | #N/A | #N/A
3 | 28 | 19 | 7 | #N/A | #N/A | 0 | 0 | 0 | 0 | 0 | 0 | 0 | #N/A | #N/A | 0 | 0 | 0 | 0 | 0 | #N/A | #N/A | 0 | #N/A | #N/A | #N/A | #N/A
3 | 28 | 20 | 7 | #N/A | #N/A | 0 | 0 | 0 | 0 | 0 | 0 | 0 | #N/A | #N/A | 0 | 0 | 0 | 0 | 0 | #N/A | #N/A | 0 | #N/A | #N/A | #N/A | #N/A
3 | 28 | 21 | 7 | #N/A | #N/A | 0 | 0 | 0 | 0 | 0 | 0 | 0 | #N/A | #N/A | 0 | 0 | 0 | 0 | 0 | #N/A | #N/A | 0 | #N/A | #N/A | #N/A | #N/A
3 | 28 | 22 | 7 | #N/A | #N/A | 0 | 0 | 0 | 0 | 0 | 0 | 0 | #N/A | #N/A | 0 | 0 | 0 | 0 | 0 | #N/A | #N/A | 0 | #N/A | #N/A | #N/A | #N/A
3 | 28 | 23 | 7 | #N/A | #N/A | 0 | 0 | 0 | 0 | 0 | 0 | 0 | #N/A | #N/A | 0 | 0 | 0 | 0 | 0 | #N/A | #N/A | 0 | #N/A | #N/A | #N/A | #N/A
3 | 28 | 24 | 7 | #N/A | #N/A | 0 | 0 | 0 | 0 | 0 | 0 | 0 | #N/A | #N/A | 0 | 0 | 0 | 0 | 0 | #N/A | #N/A | 0 | #N/A | #N/A | #N/A | #N/A
3 | 29 | 1 | 1 | #N/A | #N/A | 0 | 0 | 0 | 0 | 0 | 0 | 0 | #N/A | #N/A | 0 | 0 | 0 | 0 | 0 | #N/A | #N/A | 0 | #N/A | #N/A | #N/A | #N/A
3 | 29 | 2 | 1 | #N/A | #N/A | 0 | 0 | 0 | 0 | 0 | 0 | 0 | #N/A | #N/A | 0 | 0 | 0 | 0 | 0 | #N/A | #N/A | 0 | #N/A | #N/A | #N/A | #N/A
3 | 29 | 3 | 1 | #N/A | #N/A | 0 | 0 | 0 | 0 | 0 | 0 | 0 | #N/A | #N/A | 0 | 0 | 0 | 0 | 0 | #N/A | #N/A | 0 | #N/A | #N/A | #N/A | #N/A
3 | 29 | 4 | 1 | #N/A | #N/A | 0 | 0 | 0 | 0 | 0 | 0 | 0 | #N/A | #N/A | 0 | 0 | 0 | 0 | 0 | #N/A | #N/A | 0 | #N/A | #N/A | #N/A | #N/A
3 | 29 | 5 | 1 | #N/A | #N/A | 0 | 0 | 0 | 0 | 0 | 0 | 0 | #N/A | #N/A | 0 | 0 | 0 | 0 | 0 | #N/A | #N/A | 0 | #N/A | #N/A | #N/A | #N/A
3 | 29 | 6 | 1 | #N/A | #N/A | 1 | 0 | 0 | 0 | 0 | 0 | 0 | #N/A | #N/A | 0 | 0 | 0 | 0 | 0 | #N/A | #N/A | 0 | #N/A | #N/A | #N/A | #N/A
3 | 29 | 7 | 1 | #N/A | #N/A | 1 | 0 | 0 | 0 | 0 | 0 | 0 | #N/A | #N/A | 0 | 0 | 0 | 0 | 0 | #N/A | #N/A | 0 | #N/A | #N/A | #N/A | #N/A
3 | 29 | 8 | 1 | #N/A | #N/A | 1 | 0 | 0 | 0 | 0 | 0 | 0 | #N/A | #N/A | 0 | 0 | 0 | 0 | 0 | #N/A | #N/A | 0 | #N/A | #N/A | #N/A | #N/A
3 | 29 | 9 | 1 | #N/A | #N/A | 1 | 0 | 0 | 0 | 0 | 0 | 0 | #N/A | #N/A | 0 | 0 | 0 | 0 | 0 | #N/A | #N/A | 0 | #N/A | #N/A | #N/A | #N/A
3 | 29 | 10 | 1 | #N/A | #N/A | 1 | 0 | 0 | 0 | 0 | 0 | 0 | #N/A | #N/A | 0 | 0 | 0 | 0 | 0 | #N/A | #N/A | 0 | #N/A | #N/A | #N/A | #N/A
3 | 29 | 11 | 1 | #N/A | #N/A | 1 | 0 | 0 | 0 | 0 | 0 | 0 | #N/A | #N/A | 0 | 0 | 0 | 0 | 0 | #N/A | #N/A | 0 | #N/A | #N/A | #N/A | #N/A
3 | 29 | 12 | 1 | #N/A | #N/A | 1 | 0 | 0 | 0 | 0 | 0 | 0 | #N/A | #N/A | 0 | 0 | 0 | 0 | 0 | #N/A | #N/A | 0 | #N/A | #N/A | #N/A | #N/A
3 | 29 | 13 | 1 | #N/A | #N/A | 1 | 0 | 0 | 0 | 0 | 0 | 0 | #N/A | #N/A | 0 | 0 | 0 | 0 | 0 | #N/A | #N/A | 0 | #N/A | #N/A | #N/A | #N/A
3 | 29 | 14 | 1 | #N/A | #N/A | 1 | 0 | 0 | 0 | 0 | 0 | 0 | #N/A | #N/A | 0 | 0 | 0 | 0 | 0 | #N/A | #N/A | 0 | #N/A | #N/A | #N/A | #N/A
3 | 29 | 15 | 1 | #N/A | #N/A | 1 | 0 | 0 | 0 | 0 | 0 | 0 | #N/A | #N/A | 0 | 0 | 0 | 0 | 0 | #N/A | #N/A | 0 | #N/A | #N/A | #N/A | #N/A
3 | 29 | 16 | 1 | #N/A | #N/A | 1 | 0 | 0 | 0 | 0 | 0 | 0 | #N/A | #N/A | 0 | 0 | 0 | 0 | 0 | #N/A | #N/A | 0 | #N/A | #N/A | #N/A | #N/A
3 | 29 | 17 | 1 | #N/A | #N/A | 1 | 1 | 0 | 0 | 0 | 0 | 0 | #N/A | #N/A | 0 | 0 | 0 | 0 | 0 | #N/A | #N/A | 0 | #N/A | #N/A | #N/A | #N/A
3 | 29 | 18 | 1 | #N/A | #N/A | 1 | 1 | 0 | 0 | 0 | 0 | 0 | #N/A | #N/A | 0 | 0 | 0 | 0 | 0 | #N/A | #N/A | 0 | #N/A | #N/A | #N/A | #N/A
3 | 29 | 19 | 1 | #N/A | #N/A | 1 | 0 | 0 | 0 | 0 | 0 | 0 | #N/A | #N/A | 0 | 0 | 0 | 0 | 0 | #N/A | #N/A | 0 | #N/A | #N/A | #N/A | #N/A
3 | 29 | 20 | 1 | #N/A | #N/A | 1 | 0 | 0 | 0 | 0 | 0 | 0 | #N/A | #N/A | 0 | 0 | 0 | 0 | 0 | #N/A | #N/A | 0 | #N/A | #N/A | #N/A | #N/A
3 | 29 | 21 | 1 | #N/A | #N/A | 1 | 0 | 0 | 0 | 0 | 0 | 0 | #N/A | #N/A | 0 | 0 | 0 | 0 | 0 | #N/A | #N/A | 0 | #N/A | #N/A | #N/A | #N/A
3 | 29 | 22 | 1 | #N/A | #N/A | 1 | 0 | 0 | 0 | 0 | 0 | 0 | #N/A | #N/A | 0 | 0 | 0 | 0 | 0 | #N/A | #N/A | 0 | #N/A | #N/A | #N/A | #N/A
3 | 29 | 23 | 1 | #N/A | #N/A | 0 | 0 | 0 | 0 | 0 | 0 | 0 | #N/A | #N/A | 0 | 0 | 0 | 0 | 0 | #N/A | #N/A | 0 | #N/A | #N/A | #N/A | #N/A
3 | 29 | 24 | 1 | #N/A | #N/A | 0 | 0 | 0 | 0 | 0 | 0 | 0 | #N/A | #N/A | 0 | 0 | 0 | 0 | 0 | #N/A | #N/A | 0 | #N/A | #N/A | #N/A | #N/A
3 | 30 | 1 | 2 | #N/A | #N/A | 0 | 0 | 0 | 0 | 0 | 0 | 0 | #N/A | #N/A | 0 | 0 | 0 | 0 | 0 | #N/A | #N/A | 0 | #N/A | #N/A | #N/A | #N/A
3 | 30 | 2 | 2 | #N/A | #N/A | 0 | 0 | 0 | 0 | 0 | 0 | 0 | #N/A | #N/A | 0 | 0 | 0 | 0 | 0 | #N/A | #N/A | 0 | #N/A | #N/A | #N/A | #N/A
3 | 30 | 3 | 2 | #N/A | #N/A | 0 | 0 | 0 | 0 | 0 | 0 | 0 | #N/A | #N/A | 0 | 0 | 0 | 0 | 0 | #N/A | #N/A | 0 | #N/A | #N/A | #N/A | #N/A
3 | 30 | 4 | 2 | #N/A | #N/A | 0 | 0 | 0 | 0 | 0 | 0 | 0 | #N/A | #N/A | 0 | 0 | 0 | 0 | 0 | #N/A | #N/A | 0 | #N/A | #N/A | #N/A | #N/A
3 | 30 | 5 | 2 | #N/A | #N/A | 0 | 0 | 0 | 0 | 0 | 0 | 0 | #N/A | #N/A | 0 | 0 | 0 | 0 | 0 | #N/A | #N/A | 0 | #N/A | #N/A | #N/A | #N/A
3 | 30 | 6 | 2 | #N/A | #N/A | 1 | 0 | 0 | 0 | 0 | 0 | 0 | #N/A | #N/A | 0 | 0 | 0 | 0 | 0 | #N/A | #N/A | 0 | #N/A | #N/A | #N/A | #N/A
3 | 30 | 7 | 2 | #N/A | #N/A | 1 | 0 | 0 | 0 | 0 | 0 | 0 | #N/A | #N/A | 0 | 0 | 0 | 0 | 0 | #N/A | #N/A | 0 | #N/A | #N/A | #N/A | #N/A
3 | 30 | 8 | 2 | #N/A | #N/A | 1 | 0 | 0 | 0 | 0 | 0 | 0 | #N/A | #N/A | 0 | 0 | 0 | 0 | 0 | #N/A | #N/A | 0 | #N/A | #N/A | #N/A | #N/A
3 | 30 | 9 | 2 | #N/A | #N/A | 1 | 0 | 0 | 0 | 0 | 0 | 0 | #N/A | #N/A | 0 | 0 | 0 | 0 | 0 | #N/A | #N/A | 0 | #N/A | #N/A | #N/A | #N/A
3 | 30 | 10 | 2 | #N/A | #N/A | 1 | 0 | 0 | 0 | 0 | 0 | 0 | #N/A | #N/A | 0 | 0 | 0 | 0 | 0 | #N/A | #N/A | 0 | #N/A | #N/A | #N/A | #N/A
3 | 30 | 11 | 2 | #N/A | #N/A | 1 | 0 | 0 | 0 | 0 | 0 | 0 | #N/A | #N/A | 0 | 0 | 0 | 0 | 0 | #N/A | #N/A | 0 | #N/A | #N/A | #N/A | #N/A
3 | 30 | 12 | 2 | #N/A | #N/A | 1 | 0 | 0 | 0 | 0 | 0 | 0 | #N/A | #N/A | 0 | 0 | 0 | 0 | 0 | #N/A | #N/A | 0 | #N/A | #N/A | #N/A | #N/A
3 | 30 | 13 | 2 | #N/A | #N/A | 1 | 0 | 0 | 0 | 0 | 0 | 0 | #N/A | #N/A | 0 | 0 | 0 | 0 | 0 | #N/A | #N/A | 0 | #N/A | #N/A | #N/A | #N/A
3 | 30 | 14 | 2 | #N/A | #N/A | 1 | 0 | 0 | 0 | 0 | 0 | 0 | #N/A | #N/A | 0 | 0 | 0 | 0 | 0 | #N/A | #N/A | 0 | #N/A | #N/A | #N/A | #N/A
3 | 30 | 15 | 2 | #N/A | #N/A | 1 | 0 | 0 | 0 | 0 | 0 | 0 | #N/A | #N/A | 0 | 0 | 0 | 0 | 0 | #N/A | #N/A | 0 | #N/A | #N/A | #N/A | #N/A
3 | 30 | 16 | 2 | #N/A | #N/A | 1 | 0 | 0 | 0 | 0 | 0 | 0 | #N/A | #N/A | 0 | 0 | 0 | 0 | 0 | #N/A | #N/A | 0 | #N/A | #N/A | #N/A | #N/A
3 | 30 | 17 | 2 | #N/A | #N/A | 1 | 1 | 0 | 0 | 0 | 0 | 0 | #N/A | #N/A | 0 | 0 | 0 | 0 | 0 | #N/A | #N/A | 0 | #N/A | #N/A | #N/A | #N/A
3 | 30 | 18 | 2 | #N/A | #N/A | 1 | 1 | 0 | 0 | 0 | 0 | 0 | #N/A | #N/A | 0 | 0 | 0 | 0 | 0 | #N/A | #N/A | 0 | #N/A | #N/A | #N/A | #N/A
3 | 30 | 19 | 2 | #N/A | #N/A | 1 | 0 | 0 | 0 | 0 | 0 | 0 | #N/A | #N/A | 0 | 0 | 0 | 0 | 0 | #N/A | #N/A | 0 | #N/A | #N/A | #N/A | #N/A
3 | 30 | 20 | 2 | #N/A | #N/A | 1 | 0 | 0 | 0 | 0 | 0 | 0 | #N/A | #N/A | 0 | 0 | 0 | 0 | 0 | #N/A | #N/A | 0 | #N/A | #N/A | #N/A | #N/A
3 | 30 | 21 | 2 | #N/A | #N/A | 1 | 0 | 0 | 0 | 0 | 0 | 0 | #N/A | #N/A | 0 | 0 | 0 | 0 | 0 | #N/A | #N/A | 0 | #N/A | #N/A | #N/A | #N/A
3 | 30 | 22 | 2 | #N/A | #N/A | 1 | 0 | 0 | 0 | 0 | 0 | 0 | #N/A | #N/A | 0 | 0 | 0 | 0 | 0 | #N/A | #N/A | 0 | #N/A | #N/A | #N/A | #N/A
3 | 30 | 23 | 2 | #N/A | #N/A | 0 | 0 | 0 | 0 | 0 | 0 | 0 | #N/A | #N/A | 0 | 0 | 0 | 0 | 0 | #N/A | #N/A | 0 | #N/A | #N/A | #N/A | #N/A
3 | 30 | 24 | 2 | #N/A | #N/A | 0 | 0 | 0 | 0 | 0 | 0 | 0 | #N/A | #N/A | 0 | 0 | 0 | 0 | 0 | #N/A | #N/A | 0 | #N/A | #N/A | #N/A | #N/A
3 | 31 | 1 | 3 | #N/A | #N/A | 0 | 0 | 0 | 0 | 0 | 0 | 0 | #N/A | #N/A | 0 | 0 | 0 | 0 | 0 | #N/A | #N/A | 0 | #N/A | #N/A | #N/A | #N/A
3 | 31 | 2 | 3 | #N/A | #N/A | 0 | 0 | 0 | 0 | 0 | 0 | 0 | #N/A | #N/A | 0 | 0 | 0 | 0 | 0 | #N/A | #N/A | 0 | #N/A | #N/A | #N/A | #N/A
3 | 31 | 3 | 3 | #N/A | #N/A | 0 | 0 | 0 | 0 | 0 | 0 | 0 | #N/A | #N/A | 0 | 0 | 0 | 0 | 0 | #N/A | #N/A | 0 | #N/A | #N/A | #N/A | #N/A
3 | 31 | 4 | 3 | #N/A | #N/A | 0 | 0 | 0 | 0 | 0 | 0 | 0 | #N/A | #N/A | 0 | 0 | 0 | 0 | 0 | #N/A | #N/A | 0 | #N/A | #N/A | #N/A | #N/A
3 | 31 | 5 | 3 | #N/A | #N/A | 0 | 0 | 0 | 0 | 0 | 0 | 0 | #N/A | #N/A | 0 | 0 | 0 | 0 | 0 | #N/A | #N/A | 0 | #N/A | #N/A | #N/A | #N/A
3 | 31 | 6 | 3 | #N/A | #N/A | 1 | 0 | 0 | 0 | 0 | 0 | 0 | #N/A | #N/A | 0 | 0 | 0 | 0 | 0 | #N/A | #N/A | 0 | #N/A | #N/A | #N/A | #N/A
3 | 31 | 7 | 3 | #N/A | #N/A | 1 | 0 | 0 | 0 | 0 | 0 | 0 | #N/A | #N/A | 0 | 0 | 0 | 0 | 0 | #N/A | #N/A | 0 | #N/A | #N/A | #N/A | #N/A
3 | 31 | 8 | 3 | #N/A | #N/A | 1 | 0 | 0 | 0 | 0 | 0 | 0 | #N/A | #N/A | 0 | 0 | 0 | 0 | 0 | #N/A | #N/A | 0 | #N/A | #N/A | #N/A | #N/A
3 | 31 | 9 | 3 | #N/A | #N/A | 1 | 0 | 0 | 0 | 0 | 0 | 0 | #N/A | #N/A | 0 | 0 | 0 | 0 | 0 | #N/A | #N/A | 0 | #N/A | #N/A | #N/A | #N/A
3 | 31 | 10 | 3 | #N/A | #N/A | 1 | 0 | 0 | 0 | 0 | 0 | 0 | #N/A | #N/A | 0 | 0 | 0 | 0 | 0 | #N/A | #N/A | 0 | #N/A | #N/A | #N/A | #N/A
3 | 31 | 11 | 3 | #N/A | #N/A | 1 | 0 | 0 | 0 | 0 | 0 | 0 | #N/A | #N/A | 0 | 0 | 0 | 0 | 0 | #N/A | #N/A | 0 | #N/A | #N/A | #N/A | #N/A
3 | 31 | 12 | 3 | #N/A | #N/A | 1 | 0 | 0 | 0 | 0 | 0 | 0 | #N/A | #N/A | 0 | 0 | 0 | 0 | 0 | #N/A | #N/A | 0 | #N/A | #N/A | #N/A | #N/A
3 | 31 | 13 | 3 | #N/A | #N/A | 1 | 0 | 0 | 0 | 0 | 0 | 0 | #N/A | #N/A | 0 | 0 | 0 | 0 | 0 | #N/A | #N/A | 0 | #N/A | #N/A | #N/A | #N/A
3 | 31 | 14 | 3 | #N/A | #N/A | 1 | 0 | 0 | 0 | 0 | 0 | 0 | #N/A | #N/A | 0 | 0 | 0 | 0 | 0 | #N/A | #N/A | 0 | #N/A | #N/A | #N/A | #N/A
3 | 31 | 15 | 3 | #N/A | #N/A | 1 | 0 | 0 | 0 | 0 | 0 | 0 | #N/A | #N/A | 0 | 0 | 0 | 0 | 0 | #N/A | #N/A | 0 | #N/A | #N/A | #N/A | #N/A
3 | 31 | 16 | 3 | #N/A | #N/A | 1 | 0 | 0 | 0 | 0 | 0 | 0 | #N/A | #N/A | 0 | 0 | 0 | 0 | 0 | #N/A | #N/A | 0 | #N/A | #N/A | #N/A | #N/A
3 | 31 | 17 | 3 | #N/A | #N/A | 1 | 1 | 0 | 0 | 0 | 0 | 0 | #N/A | #N/A | 0 | 0 | 0 | 0 | 0 | #N/A | #N/A | 0 | #N/A | #N/A | #N/A | #N/A
3 | 31 | 18 | 3 | #N/A | #N/A | 1 | 1 | 0 | 0 | 0 | 0 | 0 | #N/A | #N/A | 0 | 0 | 0 | 0 | 0 | #N/A | #N/A | 0 | #N/A | #N/A | #N/A | #N/A
3 | 31 | 19 | 3 | #N/A | #N/A | 1 | 0 | 0 | 0 | 0 | 0 | 0 | #N/A | #N/A | 0 | 0 | 0 | 0 | 0 | #N/A | #N/A | 0 | #N/A | #N/A | #N/A | #N/A
3 | 31 | 20 | 3 | #N/A | #N/A | 1 | 0 | 0 | 0 | 0 | 0 | 0 | #N/A | #N/A | 0 | 0 | 0 | 0 | 0 | #N/A | #N/A | 0 | #N/A | #N/A | #N/A | #N/A
3 | 31 | 21 | 3 | #N/A | #N/A | 1 | 0 | 0 | 0 | 0 | 0 | 0 | #N/A | #N/A | 0 | 0 | 0 | 0 | 0 | #N/A | #N/A | 0 | #N/A | #N/A | #N/A | #N/A
3 | 31 | 22 | 3 | #N/A | #N/A | 1 | 0 | 0 | 0 | 0 | 0 | 0 | #N/A | #N/A | 0 | 0 | 0 | 0 | 0 | #N/A | #N/A | 0 | #N/A | #N/A | #N/A | #N/A
3 | 31 | 23 | 3 | #N/A | #N/A | 0 | 0 | 0 | 0 | 0 | 0 | 0 | #N/A | #N/A | 0 | 0 | 0 | 0 | 0 | #N/A | #N/A | 0 | #N/A | #N/A | #N/A | #N/A
3 | 31 | 24 | 3 | #N/A | #N/A | 0 | 0 | 0 | 0 | 0 | 0 | 0 | #N/A | #N/A | 0 | 0 | 0 | 0 | 0 | #N/A | #N/A | 0 | #N/A | #N/A | #N/A | #N/A
4 | 1 | 1 | 4 | #N/A | #N/A | 0 | 0 | 0 | 0 | 0 | 0 | 0 | #N/A | #N/A | 0 | 0 | 0 | 0 | 0 | #N/A | #N/A | 0 | #N/A | #N/A | #N/A | #N/A
4 | 1 | 2 | 4 | #N/A | #N/A | 0 | 0 | 0 | 0 | 0 | 0 | 0 | #N/A | #N/A | 0 | 0 | 0 | 0 | 0 | #N/A | #N/A | 0 | #N/A | #N/A | #N/A | #N/A
4 | 1 | 3 | 4 | #N/A | #N/A | 0 | 0 | 0 | 0 | 0 | 0 | 0 | #N/A | #N/A | 0 | 0 | 0 | 0 | 0 | #N/A | #N/A | 0 | #N/A | #N/A | #N/A | #N/A
4 | 1 | 4 | 4 | #N/A | #N/A | 0 | 0 | 0 | 0 | 0 | 0 | 0 | #N/A | #N/A | 0 | 0 | 0 | 0 | 0 | #N/A | #N/A | 0 | #N/A | #N/A | #N/A | #N/A
4 | 1 | 5 | 4 | #N/A | #N/A | 0 | 0 | 0 | 0 | 0 | 0 | 0 | #N/A | #N/A | 0 | 0 | 0 | 0 | 0 | #N/A | #N/A | 0 | #N/A | #N/A | #N/A | #N/A
4 | 1 | 6 | 4 | #N/A | #N/A | 1 | 0 | 0 | 0 | 0 | 0 | 0 | #N/A | #N/A | 0 | 0 | 0 | 0 | 0 | #N/A | #N/A | 0 | #N/A | #N/A | #N/A | #N/A
4 | 1 | 7 | 4 | #N/A | #N/A | 1 | 0 | 0 | 0 | 0 | 0 | 0 | #N/A | #N/A | 0 | 0 | 0 | 0 | 0 | #N/A | #N/A | 0 | #N/A | #N/A | #N/A | #N/A
4 | 1 | 8 | 4 | #N/A | #N/A | 1 | 0 | 0 | 0 | 0 | 0 | 0 | #N/A | #N/A | 0 | 0 | 0 | 0 | 0 | #N/A | #N/A | 0 | #N/A | #N/A | #N/A | #N/A
4 | 1 | 9 | 4 | #N/A | #N/A | 1 | 0 | 0 | 0 | 0 | 0 | 0 | #N/A | #N/A | 0 | 0 | 0 | 0 | 0 | #N/A | #N/A | 0 | #N/A | #N/A | #N/A | #N/A
4 | 1 | 10 | 4 | #N/A | #N/A | 1 | 0 | 0 | 0 | 0 | 0 | 0 | #N/A | #N/A | 0 | 0 | 0 | 0 | 0 | #N/A | #N/A | 0 | #N/A | #N/A | #N/A | #N/A
4 | 1 | 11 | 4 | #N/A | #N/A | 1 | 0 | 0 | 0 | 0 | 0 | 0 | #N/A | #N/A | 0 | 0 | 0 | 0 | 0 | #N/A | #N/A | 0 | #N/A | #N/A | #N/A | #N/A
4 | 1 | 12 | 4 | #N/A | #N/A | 1 | 0 | 0 | 0 | 0 | 0 | 0 | #N/A | #N/A | 0 | 0 | 0 | 0 | 0 | #N/A | #N/A | 0 | #N/A | #N/A | #N/A | #N/A
4 | 1 | 13 | 4 | #N/A | #N/A | 1 | 0 | 0 | 0 | 0 | 0 | 0 | #N/A | #N/A | 0 | 0 | 0 | 0 | 0 | #N/A | #N/A | 0 | #N/A | #N/A | #N/A | #N/A
4 | 1 | 14 | 4 | #N/A | #N/A | 1 | 0 | 0 | 0 | 0 | 0 | 0 | #N/A | #N/A | 0 | 0 | 0 | 0 | 0 | #N/A | #N/A | 0 | #N/A | #N/A | #N/A | #N/A
4 | 1 | 15 | 4 | #N/A | #N/A | 1 | 0 | 0 | 0 | 0 | 0 | 0 | #N/A | #N/A | 0 | 0 | 0 | 0 | 0 | #N/A | #N/A | 0 | #N/A | #N/A | #N/A | #N/A
4 | 1 | 16 | 4 | #N/A | #N/A | 1 | 0 | 0 | 0 | 0 | 0 | 0 | #N/A | #N/A | 0 | 0 | 0 | 0 | 0 | #N/A | #N/A | 0 | #N/A | #N/A | #N/A | #N/A
4 | 1 | 17 | 4 | #N/A | #N/A | 1 | 1 | 0 | 0 | 0 | 0 | 0 | #N/A | #N/A | 0 | 0 | 0 | 0 | 0 | #N/A | #N/A | 0 | #N/A | #N/A | #N/A | #N/A
4 | 1 | 18 | 4 | #N/A | #N/A | 1 | 1 | 0 | 0 | 0 | 0 | 0 | #N/A | #N/A | 0 | 0 | 0 | 0 | 0 | #N/A | #N/A | 0 | #N/A | #N/A | #N/A | #N/A
4 | 1 | 19 | 4 | #N/A | #N/A | 1 | 0 | 0 | 0 | 0 | 0 | 0 | #N/A | #N/A | 0 | 0 | 0 | 0 | 0 | #N/A | #N/A | 0 | #N/A | #N/A | #N/A | #N/A
4 | 1 | 20 | 4 | #N/A | #N/A | 1 | 0 | 0 | 0 | 0 | 0 | 0 | #N/A | #N/A | 0 | 0 | 0 | 0 | 0 | #N/A | #N/A | 0 | #N/A | #N/A | #N/A | #N/A
4 | 1 | 21 | 4 | #N/A | #N/A | 1 | 0 | 0 | 0 | 0 | 0 | 0 | #N/A | #N/A | 0 | 0 | 0 | 0 | 0 | #N/A | #N/A | 0 | #N/A | #N/A | #N/A | #N/A
4 | 1 | 22 | 4 | #N/A | #N/A | 1 | 0 | 0 | 0 | 0 | 0 | 0 | #N/A | #N/A | 0 | 0 | 0 | 0 | 0 | #N/A | #N/A | 0 | #N/A | #N/A | #N/A | #N/A
4 | 1 | 23 | 4 | #N/A | #N/A | 0 | 0 | 0 | 0 | 0 | 0 | 0 | #N/A | #N/A | 0 | 0 | 0 | 0 | 0 | #N/A | #N/A | 0 | #N/A | #N/A | #N/A | #N/A
4 | 1 | 24 | 4 | #N/A | #N/A | 0 | 0 | 0 | 0 | 0 | 0 | 0 | #N/A | #N/A | 0 | 0 | 0 | 0 | 0 | #N/A | #N/A | 0 | #N/A | #N/A | #N/A | #N/A
4 | 2 | 1 | 5 | #N/A | #N/A | 0 | 0 | 0 | 0 | 0 | 0 | 0 | #N/A | #N/A | 0 | 0 | 0 | 0 | 0 | #N/A | #N/A | 0 | #N/A | #N/A | #N/A | #N/A
4 | 2 | 2 | 5 | #N/A | #N/A | 0 | 0 | 0 | 0 | 0 | 0 | 0 | #N/A | #N/A | 0 | 0 | 0 | 0 | 0 | #N/A | #N/A | 0 | #N/A | #N/A | #N/A | #N/A
4 | 2 | 3 | 5 | #N/A | #N/A | 0 | 0 | 0 | 0 | 0 | 0 | 0 | #N/A | #N/A | 0 | 0 | 0 | 0 | 0 | #N/A | #N/A | 0 | #N/A | #N/A | #N/A | #N/A
4 | 2 | 4 | 5 | #N/A | #N/A | 0 | 0 | 0 | 0 | 0 | 0 | 0 | #N/A | #N/A | 0 | 0 | 0 | 0 | 0 | #N/A | #N/A | 0 | #N/A | #N/A | #N/A | #N/A
4 | 2 | 5 | 5 | #N/A | #N/A | 0 | 0 | 0 | 0 | 0 | 0 | 0 | #N/A | #N/A | 0 | 0 | 0 | 0 | 0 | #N/A | #N/A | 0 | #N/A | #N/A | #N/A | #N/A
4 | 2 | 6 | 5 | #N/A | #N/A | 1 | 0 | 0 | 0 | 0 | 0 | 0 | #N/A | #N/A | 0 | 0 | 0 | 0 | 0 | #N/A | #N/A | 0 | #N/A | #N/A | #N/A | #N/A
4 | 2 | 7 | 5 | #N/A | #N/A | 1 | 0 | 0 | 0 | 0 | 0 | 0 | #N/A | #N/A | 0 | 0 | 0 | 0 | 0 | #N/A | #N/A | 0 | #N/A | #N/A | #N/A | #N/A
4 | 2 | 8 | 5 | #N/A | #N/A | 1 | 0 | 0 | 0 | 0 | 0 | 0 | #N/A | #N/A | 0 | 0 | 0 | 0 | 0 | #N/A | #N/A | 0 | #N/A | #N/A | #N/A | #N/A
4 | 2 | 9 | 5 | #N/A | #N/A | 1 | 0 | 0 | 0 | 0 | 0 | 0 | #N/A | #N/A | 0 | 0 | 0 | 0 | 0 | #N/A | #N/A | 0 | #N/A | #N/A | #N/A | #N/A
4 | 2 | 10 | 5 | #N/A | #N/A | 1 | 0 | 0 | 0 | 0 | 0 | 0 | #N/A | #N/A | 0 | 0 | 0 | 0 | 0 | #N/A | #N/A | 0 | #N/A | #N/A | #N/A | #N/A
4 | 2 | 11 | 5 | #N/A | #N/A | 1 | 0 | 0 | 0 | 0 | 0 | 0 | #N/A | #N/A | 0 | 0 | 0 | 0 | 0 | #N/A | #N/A | 0 | #N/A | #N/A | #N/A | #N/A
4 | 2 | 12 | 5 | #N/A | #N/A | 1 | 0 | 0 | 0 | 0 | 0 | 0 | #N/A | #N/A | 0 | 0 | 0 | 0 | 0 | #N/A | #N/A | 0 | #N/A | #N/A | #N/A | #N/A
4 | 2 | 13 | 5 | #N/A | #N/A | 1 | 0 | 0 | 0 | 0 | 0 | 0 | #N/A | #N/A | 0 | 0 | 0 | 0 | 0 | #N/A | #N/A | 0 | #N/A | #N/A | #N/A | #N/A
4 | 2 | 14 | 5 | #N/A | #N/A | 1 | 0 | 0 | 0 | 0 | 0 | 0 | #N/A | #N/A | 0 | 0 | 0 | 0 | 0 | #N/A | #N/A | 0 | #N/A | #N/A | #N/A | #N/A
4 | 2 | 15 | 5 | #N/A | #N/A | 1 | 0 | 0 | 0 | 0 | 0 | 0 | #N/A | #N/A | 0 | 0 | 0 | 0 | 0 | #N/A | #N/A | 0 | #N/A | #N/A | #N/A | #N/A
4 | 2 | 16 | 5 | #N/A | #N/A | 1 | 0 | 0 | 0 | 0 | 0 | 0 | #N/A | #N/A | 0 | 0 | 0 | 0 | 0 | #N/A | #N/A | 0 | #N/A | #N/A | #N/A | #N/A
4 | 2 | 17 | 5 | #N/A | #N/A | 1 | 1 | 0 | 0 | 0 | 0 | 0 | #N/A | #N/A | 0 | 0 | 0 | 0 | 0 | #N/A | #N/A | 0 | #N/A | #N/A | #N/A | #N/A
4 | 2 | 18 | 5 | #N/A | #N/A | 1 | 1 | 0 | 0 | 0 | 0 | 0 | #N/A | #N/A | 0 | 0 | 0 | 0 | 0 | #N/A | #N/A | 0 | #N/A | #N/A | #N/A | #N/A
4 | 2 | 19 | 5 | #N/A | #N/A | 1 | 0 | 0 | 0 | 0 | 0 | 0 | #N/A | #N/A | 0 | 0 | 0 | 0 | 0 | #N/A | #N/A | 0 | #N/A | #N/A | #N/A | #N/A
4 | 2 | 20 | 5 | #N/A | #N/A | 1 | 0 | 0 | 0 | 0 | 0 | 0 | #N/A | #N/A | 0 | 0 | 0 | 0 | 0 | #N/A | #N/A | 0 | #N/A | #N/A | #N/A | #N/A
4 | 2 | 21 | 5 | #N/A | #N/A | 1 | 0 | 0 | 0 | 0 | 0 | 0 | #N/A | #N/A | 0 | 0 | 0 | 0 | 0 | #N/A | #N/A | 0 | #N/A | #N/A | #N/A | #N/A
4 | 2 | 22 | 5 | #N/A | #N/A | 1 | 0 | 0 | 0 | 0 | 0 | 0 | #N/A | #N/A | 0 | 0 | 0 | 0 | 0 | #N/A | #N/A | 0 | #N/A | #N/A | #N/A | #N/A
4 | 2 | 23 | 5 | #N/A | #N/A | 0 | 0 | 0 | 0 | 0 | 0 | 0 | #N/A | #N/A | 0 | 0 | 0 | 0 | 0 | #N/A | #N/A | 0 | #N/A | #N/A | #N/A | #N/A
4 | 2 | 24 | 5 | #N/A | #N/A | 0 | 0 | 0 | 0 | 0 | 0 | 0 | #N/A | #N/A | 0 | 0 | 0 | 0 | 0 | #N/A | #N/A | 0 | #N/A | #N/A | #N/A | #N/A
4 | 3 | 1 | 6 | #N/A | #N/A | 0 | 0 | 0 | 0 | 0 | 0 | 0 | #N/A | #N/A | 0 | 0 | 0 | 0 | 0 | #N/A | #N/A | 0 | #N/A | #N/A | #N/A | #N/A
4 | 3 | 2 | 6 | #N/A | #N/A | 0 | 0 | 0 | 0 | 0 | 0 | 0 | #N/A | #N/A | 0 | 0 | 0 | 0 | 0 | #N/A | #N/A | 0 | #N/A | #N/A | #N/A | #N/A
4 | 3 | 3 | 6 | #N/A | #N/A | 0 | 0 | 0 | 0 | 0 | 0 | 0 | #N/A | #N/A | 0 | 0 | 0 | 0 | 0 | #N/A | #N/A | 0 | #N/A | #N/A | #N/A | #N/A
4 | 3 | 4 | 6 | #N/A | #N/A | 0 | 0 | 0 | 0 | 0 | 0 | 0 | #N/A | #N/A | 0 | 0 | 0 | 0 | 0 | #N/A | #N/A | 0 | #N/A | #N/A | #N/A | #N/A
4 | 3 | 5 | 6 | #N/A | #N/A | 0 | 0 | 0 | 0 | 0 | 0 | 0 | #N/A | #N/A | 0 | 0 | 0 | 0 | 0 | #N/A | #N/A | 0 | #N/A | #N/A | #N/A | #N/A
4 | 3 | 6 | 6 | #N/A | #N/A | 0 | 0 | 0 | 0 | 0 | 0 | 0 | #N/A | #N/A | 0 | 0 | 0 | 0 | 0 | #N/A | #N/A | 0 | #N/A | #N/A | #N/A | #N/A
4 | 3 | 7 | 6 | #N/A | #N/A | 0 | 0 | 0 | 0 | 0 | 0 | 0 | #N/A | #N/A | 0 | 0 | 0 | 0 | 0 | #N/A | #N/A | 0 | #N/A | #N/A | #N/A | #N/A
4 | 3 | 8 | 6 | #N/A | #N/A | 0 | 0 | 0 | 0 | 0 | 0 | 0 | #N/A | #N/A | 0 | 0 | 0 | 0 | 0 | #N/A | #N/A | 0 | #N/A | #N/A | #N/A | #N/A
4 | 3 | 9 | 6 | #N/A | #N/A | 0 | 0 | 0 | 0 | 0 | 0 | 0 | #N/A | #N/A | 0 | 0 | 0 | 0 | 0 | #N/A | #N/A | 0 | #N/A | #N/A | #N/A | #N/A
4 | 3 | 10 | 6 | #N/A | #N/A | 0 | 0 | 0 | 0 | 0 | 0 | 0 | #N/A | #N/A | 0 | 0 | 0 | 0 | 0 | #N/A | #N/A | 0 | #N/A | #N/A | #N/A | #N/A
4 | 3 | 11 | 6 | #N/A | #N/A | 0 | 0 | 0 | 0 | 0 | 0 | 0 | #N/A | #N/A | 0 | 0 | 0 | 0 | 0 | #N/A | #N/A | 0 | #N/A | #N/A | #N/A | #N/A
4 | 3 | 12 | 6 | #N/A | #N/A | 0 | 0 | 0 | 0 | 0 | 0 | 0 | #N/A | #N/A | 0 | 0 | 0 | 0 | 0 | #N/A | #N/A | 0 | #N/A | #N/A | #N/A | #N/A
4 | 3 | 13 | 6 | #N/A | #N/A | 0 | 0 | 0 | 0 | 0 | 0 | 0 | #N/A | #N/A | 0 | 0 | 0 | 0 | 0 | #N/A | #N/A | 0 | #N/A | #N/A | #N/A | #N/A
4 | 3 | 14 | 6 | #N/A | #N/A | 0 | 0 | 0 | 0 | 0 | 0 | 0 | #N/A | #N/A | 0 | 0 | 0 | 0 | 0 | #N/A | #N/A | 0 | #N/A | #N/A | #N/A | #N/A
4 | 3 | 15 | 6 | #N/A | #N/A | 0 | 0 | 0 | 0 | 0 | 0 | 0 | #N/A | #N/A | 0 | 0 | 0 | 0 | 0 | #N/A | #N/A | 0 | #N/A | #N/A | #N/A | #N/A
4 | 3 | 16 | 6 | #N/A | #N/A | 0 | 0 | 0 | 0 | 0 | 0 | 0 | #N/A | #N/A | 0 | 0 | 0 | 0 | 0 | #N/A | #N/A | 0 | #N/A | #N/A | #N/A | #N/A
4 | 3 | 17 | 6 | #N/A | #N/A | 0 | 0 | 0 | 0 | 0 | 0 | 0 | #N/A | #N/A | 0 | 0 | 0 | 0 | 0 | #N/A | #N/A | 0 | #N/A | #N/A | #N/A | #N/A
4 | 3 | 18 | 6 | #N/A | #N/A | 0 | 0 | 0 | 0 | 0 | 0 | 0 | #N/A | #N/A | 0 | 0 | 0 | 0 | 0 | #N/A | #N/A | 0 | #N/A | #N/A | #N/A | #N/A
4 | 3 | 19 | 6 | #N/A | #N/A | 0 | 0 | 0 | 0 | 0 | 0 | 0 | #N/A | #N/A | 0 | 0 | 0 | 0 | 0 | #N/A | #N/A | 0 | #N/A | #N/A | #N/A | #N/A
4 | 3 | 20 | 6 | #N/A | #N/A | 0 | 0 | 0 | 0 | 0 | 0 | 0 | #N/A | #N/A | 0 | 0 | 0 | 0 | 0 | #N/A | #N/A | 0 | #N/A | #N/A | #N/A | #N/A
4 | 3 | 21 | 6 | #N/A | #N/A | 0 | 0 | 0 | 0 | 0 | 0 | 0 | #N/A | #N/A | 0 | 0 | 0 | 0 | 0 | #N/A | #N/A | 0 | #N/A | #N/A | #N/A | #N/A
4 | 3 | 22 | 6 | #N/A | #N/A | 0 | 0 | 0 | 0 | 0 | 0 | 0 | #N/A | #N/A | 0 | 0 | 0 | 0 | 0 | #N/A | #N/A | 0 | #N/A | #N/A | #N/A | #N/A
4 | 3 | 23 | 6 | #N/A | #N/A | 0 | 0 | 0 | 0 | 0 | 0 | 0 | #N/A | #N/A | 0 | 0 | 0 | 0 | 0 | #N/A | #N/A | 0 | #N/A | #N/A | #N/A | #N/A
4 | 3 | 24 | 6 | #N/A | #N/A | 0 | 0 | 0 | 0 | 0 | 0 | 0 | #N/A | #N/A | 0 | 0 | 0 | 0 | 0 | #N/A | #N/A | 0 | #N/A | #N/A | #N/A | #N/A
4 | 4 | 1 | 7 | #N/A | #N/A | 0 | 0 | 0 | 0 | 0 | 0 | 0 | #N/A | #N/A | 0 | 0 | 0 | 0 | 0 | #N/A | #N/A | 0 | #N/A | #N/A | #N/A | #N/A
4 | 4 | 2 | 7 | #N/A | #N/A | 0 | 0 | 0 | 0 | 0 | 0 | 0 | #N/A | #N/A | 0 | 0 | 0 | 0 | 0 | #N/A | #N/A | 0 | #N/A | #N/A | #N/A | #N/A
4 | 4 | 3 | 7 | #N/A | #N/A | 0 | 0 | 0 | 0 | 0 | 0 | 0 | #N/A | #N/A | 0 | 0 | 0 | 0 | 0 | #N/A | #N/A | 0 | #N/A | #N/A | #N/A | #N/A
4 | 4 | 4 | 7 | #N/A | #N/A | 0 | 0 | 0 | 0 | 0 | 0 | 0 | #N/A | #N/A | 0 | 0 | 0 | 0 | 0 | #N/A | #N/A | 0 | #N/A | #N/A | #N/A | #N/A
4 | 4 | 5 | 7 | #N/A | #N/A | 0 | 0 | 0 | 0 | 0 | 0 | 0 | #N/A | #N/A | 0 | 0 | 0 | 0 | 0 | #N/A | #N/A | 0 | #N/A | #N/A | #N/A | #N/A
4 | 4 | 6 | 7 | #N/A | #N/A | 0 | 0 | 0 | 0 | 0 | 0 | 0 | #N/A | #N/A | 0 | 0 | 0 | 0 | 0 | #N/A | #N/A | 0 | #N/A | #N/A | #N/A | #N/A
4 | 4 | 7 | 7 | #N/A | #N/A | 0 | 0 | 0 | 0 | 0 | 0 | 0 | #N/A | #N/A | 0 | 0 | 0 | 0 | 0 | #N/A | #N/A | 0 | #N/A | #N/A | #N/A | #N/A
4 | 4 | 8 | 7 | #N/A | #N/A | 0 | 0 | 0 | 0 | 0 | 0 | 0 | #N/A | #N/A | 0 | 0 | 0 | 0 | 0 | #N/A | #N/A | 0 | #N/A | #N/A | #N/A | #N/A
4 | 4 | 9 | 7 | #N/A | #N/A | 0 | 0 | 0 | 0 | 0 | 0 | 0 | #N/A | #N/A | 0 | 0 | 0 | 0 | 0 | #N/A | #N/A | 0 | #N/A | #N/A | #N/A | #N/A
4 | 4 | 10 | 7 | #N/A | #N/A | 0 | 0 | 0 | 0 | 0 | 0 | 0 | #N/A | #N/A | 0 | 0 | 0 | 0 | 0 | #N/A | #N/A | 0 | #N/A | #N/A | #N/A | #N/A
4 | 4 | 11 | 7 | #N/A | #N/A | 0 | 0 | 0 | 0 | 0 | 0 | 0 | #N/A | #N/A | 0 | 0 | 0 | 0 | 0 | #N/A | #N/A | 0 | #N/A | #N/A | #N/A | #N/A
4 | 4 | 12 | 7 | #N/A | #N/A | 0 | 0 | 0 | 0 | 0 | 0 | 0 | #N/A | #N/A | 0 | 0 | 0 | 0 | 0 | #N/A | #N/A | 0 | #N/A | #N/A | #N/A | #N/A
4 | 4 | 13 | 7 | #N/A | #N/A | 0 | 0 | 0 | 0 | 0 | 0 | 0 | #N/A | #N/A | 0 | 0 | 0 | 0 | 0 | #N/A | #N/A | 0 | #N/A | #N/A | #N/A | #N/A
4 | 4 | 14 | 7 | #N/A | #N/A | 0 | 0 | 0 | 0 | 0 | 0 | 0 | #N/A | #N/A | 0 | 0 | 0 | 0 | 0 | #N/A | #N/A | 0 | #N/A | #N/A | #N/A | #N/A
4 | 4 | 15 | 7 | #N/A | #N/A | 0 | 0 | 0 | 0 | 0 | 0 | 0 | #N/A | #N/A | 0 | 0 | 0 | 0 | 0 | #N/A | #N/A | 0 | #N/A | #N/A | #N/A | #N/A
4 | 4 | 16 | 7 | #N/A | #N/A | 0 | 0 | 0 | 0 | 0 | 0 | 0 | #N/A | #N/A | 0 | 0 | 0 | 0 | 0 | #N/A | #N/A | 0 | #N/A | #N/A | #N/A | #N/A
4 | 4 | 17 | 7 | #N/A | #N/A | 0 | 0 | 0 | 0 | 0 | 0 | 0 | #N/A | #N/A | 0 | 0 | 0 | 0 | 0 | #N/A | #N/A | 0 | #N/A | #N/A | #N/A | #N/A
4 | 4 | 18 | 7 | #N/A | #N/A | 0 | 0 | 0 | 0 | 0 | 0 | 0 | #N/A | #N/A | 0 | 0 | 0 | 0 | 0 | #N/A | #N/A | 0 | #N/A | #N/A | #N/A | #N/A
4 | 4 | 19 | 7 | #N/A | #N/A | 0 | 0 | 0 | 0 | 0 | 0 | 0 | #N/A | #N/A | 0 | 0 | 0 | 0 | 0 | #N/A | #N/A | 0 | #N/A | #N/A | #N/A | #N/A
4 | 4 | 20 | 7 | #N/A | #N/A | 0 | 0 | 0 | 0 | 0 | 0 | 0 | #N/A | #N/A | 0 | 0 | 0 | 0 | 0 | #N/A | #N/A | 0 | #N/A | #N/A | #N/A | #N/A
4 | 4 | 21 | 7 | #N/A | #N/A | 0 | 0 | 0 | 0 | 0 | 0 | 0 | #N/A | #N/A | 0 | 0 | 0 | 0 | 0 | #N/A | #N/A | 0 | #N/A | #N/A | #N/A | #N/A
4 | 4 | 22 | 7 | #N/A | #N/A | 0 | 0 | 0 | 0 | 0 | 0 | 0 | #N/A | #N/A | 0 | 0 | 0 | 0 | 0 | #N/A | #N/A | 0 | #N/A | #N/A | #N/A | #N/A
4 | 4 | 23 | 7 | #N/A | #N/A | 0 | 0 | 0 | 0 | 0 | 0 | 0 | #N/A | #N/A | 0 | 0 | 0 | 0 | 0 | #N/A | #N/A | 0 | #N/A | #N/A | #N/A | #N/A
4 | 4 | 24 | 7 | #N/A | #N/A | 0 | 0 | 0 | 0 | 0 | 0 | 0 | #N/A | #N/A | 0 | 0 | 0 | 0 | 0 | #N/A | #N/A | 0 | #N/A | #N/A | #N/A | #N/A
4 | 5 | 1 | 1 | #N/A | #N/A | 0 | 0 | 0 | 0 | 0 | 0 | 0 | #N/A | #N/A | 0 | 0 | 0 | 0 | 0 | #N/A | #N/A | 0 | #N/A | #N/A | #N/A | #N/A
4 | 5 | 2 | 1 | #N/A | #N/A | 0 | 0 | 0 | 0 | 0 | 0 | 0 | #N/A | #N/A | 0 | 0 | 0 | 0 | 0 | #N/A | #N/A | 0 | #N/A | #N/A | #N/A | #N/A
4 | 5 | 3 | 1 | #N/A | #N/A | 0 | 0 | 0 | 0 | 0 | 0 | 0 | #N/A | #N/A | 0 | 0 | 0 | 0 | 0 | #N/A | #N/A | 0 | #N/A | #N/A | #N/A | #N/A
4 | 5 | 4 | 1 | #N/A | #N/A | 0 | 0 | 0 | 0 | 0 | 0 | 0 | #N/A | #N/A | 0 | 0 | 0 | 0 | 0 | #N/A | #N/A | 0 | #N/A | #N/A | #N/A | #N/A
4 | 5 | 5 | 1 | #N/A | #N/A | 0 | 0 | 0 | 0 | 0 | 0 | 0 | #N/A | #N/A | 0 | 0 | 0 | 0 | 0 | #N/A | #N/A | 0 | #N/A | #N/A | #N/A | #N/A
4 | 5 | 6 | 1 | #N/A | #N/A | 1 | 0 | 0 | 0 | 0 | 0 | 0 | #N/A | #N/A | 0 | 0 | 0 | 0 | 0 | #N/A | #N/A | 0 | #N/A | #N/A | #N/A | #N/A
4 | 5 | 7 | 1 | #N/A | #N/A | 1 | 0 | 0 | 0 | 0 | 0 | 0 | #N/A | #N/A | 0 | 0 | 0 | 0 | 0 | #N/A | #N/A | 0 | #N/A | #N/A | #N/A | #N/A
4 | 5 | 8 | 1 | #N/A | #N/A | 1 | 0 | 0 | 0 | 0 | 0 | 0 | #N/A | #N/A | 0 | 0 | 0 | 0 | 0 | #N/A | #N/A | 0 | #N/A | #N/A | #N/A | #N/A
4 | 5 | 9 | 1 | #N/A | #N/A | 1 | 0 | 0 | 0 | 0 | 0 | 0 | #N/A | #N/A | 0 | 0 | 0 | 0 | 0 | #N/A | #N/A | 0 | #N/A | #N/A | #N/A | #N/A
4 | 5 | 10 | 1 | #N/A | #N/A | 1 | 0 | 0 | 0 | 0 | 0 | 0 | #N/A | #N/A | 0 | 0 | 0 | 0 | 0 | #N/A | #N/A | 0 | #N/A | #N/A | #N/A | #N/A
4 | 5 | 11 | 1 | #N/A | #N/A | 1 | 0 | 0 | 0 | 0 | 0 | 0 | #N/A | #N/A | 0 | 0 | 0 | 0 | 0 | #N/A | #N/A | 0 | #N/A | #N/A | #N/A | #N/A
4 | 5 | 12 | 1 | #N/A | #N/A | 1 | 0 | 0 | 0 | 0 | 0 | 0 | #N/A | #N/A | 0 | 0 | 0 | 0 | 0 | #N/A | #N/A | 0 | #N/A | #N/A | #N/A | #N/A
4 | 5 | 13 | 1 | #N/A | #N/A | 1 | 0 | 0 | 0 | 0 | 0 | 0 | #N/A | #N/A | 0 | 0 | 0 | 0 | 0 | #N/A | #N/A | 0 | #N/A | #N/A | #N/A | #N/A
4 | 5 | 14 | 1 | #N/A | #N/A | 1 | 0 | 0 | 0 | 0 | 0 | 0 | #N/A | #N/A | 0 | 0 | 0 | 0 | 0 | #N/A | #N/A | 0 | #N/A | #N/A | #N/A | #N/A
4 | 5 | 15 | 1 | #N/A | #N/A | 1 | 0 | 0 | 0 | 0 | 0 | 0 | #N/A | #N/A | 0 | 0 | 0 | 0 | 0 | #N/A | #N/A | 0 | #N/A | #N/A | #N/A | #N/A
4 | 5 | 16 | 1 | #N/A | #N/A | 1 | 0 | 0 | 0 | 0 | 0 | 0 | #N/A | #N/A | 0 | 0 | 0 | 0 | 0 | #N/A | #N/A | 0 | #N/A | #N/A | #N/A | #N/A
4 | 5 | 17 | 1 | #N/A | #N/A | 1 | 1 | 0 | 0 | 0 | 0 | 0 | #N/A | #N/A | 0 | 0 | 0 | 0 | 0 | #N/A | #N/A | 0 | #N/A | #N/A | #N/A | #N/A
4 | 5 | 18 | 1 | #N/A | #N/A | 1 | 1 | 0 | 0 | 0 | 0 | 0 | #N/A | #N/A | 0 | 0 | 0 | 0 | 0 | #N/A | #N/A | 0 | #N/A | #N/A | #N/A | #N/A
4 | 5 | 19 | 1 | #N/A | #N/A | 1 | 0 | 0 | 0 | 0 | 0 | 0 | #N/A | #N/A | 0 | 0 | 0 | 0 | 0 | #N/A | #N/A | 0 | #N/A | #N/A | #N/A | #N/A
4 | 5 | 20 | 1 | #N/A | #N/A | 1 | 0 | 0 | 0 | 0 | 0 | 0 | #N/A | #N/A | 0 | 0 | 0 | 0 | 0 | #N/A | #N/A | 0 | #N/A | #N/A | #N/A | #N/A
4 | 5 | 21 | 1 | #N/A | #N/A | 1 | 0 | 0 | 0 | 0 | 0 | 0 | #N/A | #N/A | 0 | 0 | 0 | 0 | 0 | #N/A | #N/A | 0 | #N/A | #N/A | #N/A | #N/A
4 | 5 | 22 | 1 | #N/A | #N/A | 1 | 0 | 0 | 0 | 0 | 0 | 0 | #N/A | #N/A | 0 | 0 | 0 | 0 | 0 | #N/A | #N/A | 0 | #N/A | #N/A | #N/A | #N/A
4 | 5 | 23 | 1 | #N/A | #N/A | 0 | 0 | 0 | 0 | 0 | 0 | 0 | #N/A | #N/A | 0 | 0 | 0 | 0 | 0 | #N/A | #N/A | 0 | #N/A | #N/A | #N/A | #N/A
4 | 5 | 24 | 1 | #N/A | #N/A | 0 | 0 | 0 | 0 | 0 | 0 | 0 | #N/A | #N/A | 0 | 0 | 0 | 0 | 0 | #N/A | #N/A | 0 | #N/A | #N/A | #N/A | #N/A
4 | 6 | 1 | 2 | #N/A | #N/A | 0 | 0 | 0 | 0 | 0 | 0 | 0 | #N/A | #N/A | 0 | 0 | 0 | 0 | 0 | #N/A | #N/A | 0 | #N/A | #N/A | #N/A | #N/A
4 | 6 | 2 | 2 | #N/A | #N/A | 0 | 0 | 0 | 0 | 0 | 0 | 0 | #N/A | #N/A | 0 | 0 | 0 | 0 | 0 | #N/A | #N/A | 0 | #N/A | #N/A | #N/A | #N/A
4 | 6 | 3 | 2 | #N/A | #N/A | 0 | 0 | 0 | 0 | 0 | 0 | 0 | #N/A | #N/A | 0 | 0 | 0 | 0 | 0 | #N/A | #N/A | 0 | #N/A | #N/A | #N/A | #N/A
4 | 6 | 4 | 2 | #N/A | #N/A | 0 | 0 | 0 | 0 | 0 | 0 | 0 | #N/A | #N/A | 0 | 0 | 0 | 0 | 0 | #N/A | #N/A | 0 | #N/A | #N/A | #N/A | #N/A
4 | 6 | 5 | 2 | #N/A | #N/A | 0 | 0 | 0 | 0 | 0 | 0 | 0 | #N/A | #N/A | 0 | 0 | 0 | 0 | 0 | #N/A | #N/A | 0 | #N/A | #N/A | #N/A | #N/A
4 | 6 | 6 | 2 | #N/A | #N/A | 1 | 0 | 0 | 0 | 0 | 0 | 0 | #N/A | #N/A | 0 | 0 | 0 | 0 | 0 | #N/A | #N/A | 0 | #N/A | #N/A | #N/A | #N/A
4 | 6 | 7 | 2 | #N/A | #N/A | 1 | 0 | 0 | 0 | 0 | 0 | 0 | #N/A | #N/A | 0 | 0 | 0 | 0 | 0 | #N/A | #N/A | 0 | #N/A | #N/A | #N/A | #N/A
4 | 6 | 8 | 2 | #N/A | #N/A | 1 | 0 | 0 | 0 | 0 | 0 | 0 | #N/A | #N/A | 0 | 0 | 0 | 0 | 0 | #N/A | #N/A | 0 | #N/A | #N/A | #N/A | #N/A
4 | 6 | 9 | 2 | #N/A | #N/A | 1 | 0 | 0 | 0 | 0 | 0 | 0 | #N/A | #N/A | 0 | 0 | 0 | 0 | 0 | #N/A | #N/A | 0 | #N/A | #N/A | #N/A | #N/A
4 | 6 | 10 | 2 | #N/A | #N/A | 1 | 0 | 0 | 0 | 0 | 0 | 0 | #N/A | #N/A | 0 | 0 | 0 | 0 | 0 | #N/A | #N/A | 0 | #N/A | #N/A | #N/A | #N/A
4 | 6 | 11 | 2 | #N/A | #N/A | 1 | 0 | 0 | 0 | 0 | 0 | 0 | #N/A | #N/A | 0 | 0 | 0 | 0 | 0 | #N/A | #N/A | 0 | #N/A | #N/A | #N/A | #N/A
4 | 6 | 12 | 2 | #N/A | #N/A | 1 | 0 | 0 | 0 | 0 | 0 | 0 | #N/A | #N/A | 0 | 0 | 0 | 0 | 0 | #N/A | #N/A | 0 | #N/A | #N/A | #N/A | #N/A
4 | 6 | 13 | 2 | #N/A | #N/A | 1 | 0 | 0 | 0 | 0 | 0 | 0 | #N/A | #N/A | 0 | 0 | 0 | 0 | 0 | #N/A | #N/A | 0 | #N/A | #N/A | #N/A | #N/A
4 | 6 | 14 | 2 | #N/A | #N/A | 1 | 0 | 0 | 0 | 0 | 0 | 0 | #N/A | #N/A | 0 | 0 | 0 | 0 | 0 | #N/A | #N/A | 0 | #N/A | #N/A | #N/A | #N/A
4 | 6 | 15 | 2 | #N/A | #N/A | 1 | 0 | 0 | 0 | 0 | 0 | 0 | #N/A | #N/A | 0 | 0 | 0 | 0 | 0 | #N/A | #N/A | 0 | #N/A | #N/A | #N/A | #N/A
4 | 6 | 16 | 2 | #N/A | #N/A | 1 | 0 | 0 | 0 | 0 | 0 | 0 | #N/A | #N/A | 0 | 0 | 0 | 0 | 0 | #N/A | #N/A | 0 | #N/A | #N/A | #N/A | #N/A
4 | 6 | 17 | 2 | #N/A | #N/A | 1 | 1 | 0 | 0 | 0 | 0 | 0 | #N/A | #N/A | 0 | 0 | 0 | 0 | 0 | #N/A | #N/A | 0 | #N/A | #N/A | #N/A | #N/A
4 | 6 | 18 | 2 | #N/A | #N/A | 1 | 1 | 0 | 0 | 0 | 0 | 0 | #N/A | #N/A | 0 | 0 | 0 | 0 | 0 | #N/A | #N/A | 0 | #N/A | #N/A | #N/A | #N/A
4 | 6 | 19 | 2 | #N/A | #N/A | 1 | 0 | 0 | 0 | 0 | 0 | 0 | #N/A | #N/A | 0 | 0 | 0 | 0 | 0 | #N/A | #N/A | 0 | #N/A | #N/A | #N/A | #N/A
4 | 6 | 20 | 2 | #N/A | #N/A | 1 | 0 | 0 | 0 | 0 | 0 | 0 | #N/A | #N/A | 0 | 0 | 0 | 0 | 0 | #N/A | #N/A | 0 | #N/A | #N/A | #N/A | #N/A
4 | 6 | 21 | 2 | #N/A | #N/A | 1 | 0 | 0 | 0 | 0 | 0 | 0 | #N/A | #N/A | 0 | 0 | 0 | 0 | 0 | #N/A | #N/A | 0 | #N/A | #N/A | #N/A | #N/A
4 | 6 | 22 | 2 | #N/A | #N/A | 1 | 0 | 0 | 0 | 0 | 0 | 0 | #N/A | #N/A | 0 | 0 | 0 | 0 | 0 | #N/A | #N/A | 0 | #N/A | #N/A | #N/A | #N/A
4 | 6 | 23 | 2 | #N/A | #N/A | 0 | 0 | 0 | 0 | 0 | 0 | 0 | #N/A | #N/A | 0 | 0 | 0 | 0 | 0 | #N/A | #N/A | 0 | #N/A | #N/A | #N/A | #N/A
4 | 6 | 24 | 2 | #N/A | #N/A | 0 | 0 | 0 | 0 | 0 | 0 | 0 | #N/A | #N/A | 0 | 0 | 0 | 0 | 0 | #N/A | #N/A | 0 | #N/A | #N/A | #N/A | #N/A
4 | 7 | 1 | 3 | #N/A | #N/A | 0 | 0 | 0 | 0 | 0 | 0 | 0 | #N/A | #N/A | 0 | 0 | 0 | 0 | 0 | #N/A | #N/A | 0 | #N/A | #N/A | #N/A | #N/A
4 | 7 | 2 | 3 | #N/A | #N/A | 0 | 0 | 0 | 0 | 0 | 0 | 0 | #N/A | #N/A | 0 | 0 | 0 | 0 | 0 | #N/A | #N/A | 0 | #N/A | #N/A | #N/A | #N/A
4 | 7 | 3 | 3 | #N/A | #N/A | 0 | 0 | 0 | 0 | 0 | 0 | 0 | #N/A | #N/A | 0 | 0 | 0 | 0 | 0 | #N/A | #N/A | 0 | #N/A | #N/A | #N/A | #N/A
4 | 7 | 4 | 3 | #N/A | #N/A | 0 | 0 | 0 | 0 | 0 | 0 | 0 | #N/A | #N/A | 0 | 0 | 0 | 0 | 0 | #N/A | #N/A | 0 | #N/A | #N/A | #N/A | #N/A
4 | 7 | 5 | 3 | #N/A | #N/A | 0 | 0 | 0 | 0 | 0 | 0 | 0 | #N/A | #N/A | 0 | 0 | 0 | 0 | 0 | #N/A | #N/A | 0 | #N/A | #N/A | #N/A | #N/A
4 | 7 | 6 | 3 | #N/A | #N/A | 1 | 0 | 0 | 0 | 0 | 0 | 0 | #N/A | #N/A | 0 | 0 | 0 | 0 | 0 | #N/A | #N/A | 0 | #N/A | #N/A | #N/A | #N/A
4 | 7 | 7 | 3 | #N/A | #N/A | 1 | 0 | 0 | 0 | 0 | 0 | 0 | #N/A | #N/A | 0 | 0 | 0 | 0 | 0 | #N/A | #N/A | 0 | #N/A | #N/A | #N/A | #N/A
4 | 7 | 8 | 3 | #N/A | #N/A | 1 | 0 | 0 | 0 | 0 | 0 | 0 | #N/A | #N/A | 0 | 0 | 0 | 0 | 0 | #N/A | #N/A | 0 | #N/A | #N/A | #N/A | #N/A
4 | 7 | 9 | 3 | #N/A | #N/A | 1 | 0 | 0 | 0 | 0 | 0 | 0 | #N/A | #N/A | 0 | 0 | 0 | 0 | 0 | #N/A | #N/A | 0 | #N/A | #N/A | #N/A | #N/A
4 | 7 | 10 | 3 | #N/A | #N/A | 1 | 0 | 0 | 0 | 0 | 0 | 0 | #N/A | #N/A | 0 | 0 | 0 | 0 | 0 | #N/A | #N/A | 0 | #N/A | #N/A | #N/A | #N/A
4 | 7 | 11 | 3 | #N/A | #N/A | 1 | 0 | 0 | 0 | 0 | 0 | 0 | #N/A | #N/A | 0 | 0 | 0 | 0 | 0 | #N/A | #N/A | 0 | #N/A | #N/A | #N/A | #N/A
4 | 7 | 12 | 3 | #N/A | #N/A | 1 | 0 | 0 | 0 | 0 | 0 | 0 | #N/A | #N/A | 0 | 0 | 0 | 0 | 0 | #N/A | #N/A | 0 | #N/A | #N/A | #N/A | #N/A
4 | 7 | 13 | 3 | #N/A | #N/A | 1 | 0 | 0 | 0 | 0 | 0 | 0 | #N/A | #N/A | 0 | 0 | 0 | 0 | 0 | #N/A | #N/A | 0 | #N/A | #N/A | #N/A | #N/A
4 | 7 | 14 | 3 | #N/A | #N/A | 1 | 0 | 0 | 0 | 0 | 0 | 0 | #N/A | #N/A | 0 | 0 | 0 | 0 | 0 | #N/A | #N/A | 0 | #N/A | #N/A | #N/A | #N/A
4 | 7 | 15 | 3 | #N/A | #N/A | 1 | 0 | 0 | 0 | 0 | 0 | 0 | #N/A | #N/A | 0 | 0 | 0 | 0 | 0 | #N/A | #N/A | 0 | #N/A | #N/A | #N/A | #N/A
4 | 7 | 16 | 3 | #N/A | #N/A | 1 | 0 | 0 | 0 | 0 | 0 | 0 | #N/A | #N/A | 0 | 0 | 0 | 0 | 0 | #N/A | #N/A | 0 | #N/A | #N/A | #N/A | #N/A
4 | 7 | 17 | 3 | #N/A | #N/A | 1 | 1 | 0 | 0 | 0 | 0 | 0 | #N/A | #N/A | 0 | 0 | 0 | 0 | 0 | #N/A | #N/A | 0 | #N/A | #N/A | #N/A | #N/A
4 | 7 | 18 | 3 | #N/A | #N/A | 1 | 1 | 0 | 0 | 0 | 0 | 0 | #N/A | #N/A | 0 | 0 | 0 | 0 | 0 | #N/A | #N/A | 0 | #N/A | #N/A | #N/A | #N/A
4 | 7 | 19 | 3 | #N/A | #N/A | 1 | 0 | 0 | 0 | 0 | 0 | 0 | #N/A | #N/A | 0 | 0 | 0 | 0 | 0 | #N/A | #N/A | 0 | #N/A | #N/A | #N/A | #N/A
4 | 7 | 20 | 3 | #N/A | #N/A | 1 | 0 | 0 | 0 | 0 | 0 | 0 | #N/A | #N/A | 0 | 0 | 0 | 0 | 0 | #N/A | #N/A | 0 | #N/A | #N/A | #N/A | #N/A
4 | 7 | 21 | 3 | #N/A | #N/A | 1 | 0 | 0 | 0 | 0 | 0 | 0 | #N/A | #N/A | 0 | 0 | 0 | 0 | 0 | #N/A | #N/A | 0 | #N/A | #N/A | #N/A | #N/A
4 | 7 | 22 | 3 | #N/A | #N/A | 1 | 0 | 0 | 0 | 0 | 0 | 0 | #N/A | #N/A | 0 | 0 | 0 | 0 | 0 | #N/A | #N/A | 0 | #N/A | #N/A | #N/A | #N/A
4 | 7 | 23 | 3 | #N/A | #N/A | 0 | 0 | 0 | 0 | 0 | 0 | 0 | #N/A | #N/A | 0 | 0 | 0 | 0 | 0 | #N/A | #N/A | 0 | #N/A | #N/A | #N/A | #N/A
4 | 7 | 24 | 3 | #N/A | #N/A | 0 | 0 | 0 | 0 | 0 | 0 | 0 | #N/A | #N/A | 0 | 0 | 0 | 0 | 0 | #N/A | #N/A | 0 | #N/A | #N/A | #N/A | #N/A
4 | 8 | 1 | 4 | #N/A | #N/A | 0 | 0 | 0 | 0 | 0 | 0 | 0 | #N/A | #N/A | 0 | 0 | 0 | 0 | 0 | #N/A | #N/A | 0 | #N/A | #N/A | #N/A | #N/A
4 | 8 | 2 | 4 | #N/A | #N/A | 0 | 0 | 0 | 0 | 0 | 0 | 0 | #N/A | #N/A | 0 | 0 | 0 | 0 | 0 | #N/A | #N/A | 0 | #N/A | #N/A | #N/A | #N/A
4 | 8 | 3 | 4 | #N/A | #N/A | 0 | 0 | 0 | 0 | 0 | 0 | 0 | #N/A | #N/A | 0 | 0 | 0 | 0 | 0 | #N/A | #N/A | 0 | #N/A | #N/A | #N/A | #N/A
4 | 8 | 4 | 4 | #N/A | #N/A | 0 | 0 | 0 | 0 | 0 | 0 | 0 | #N/A | #N/A | 0 | 0 | 0 | 0 | 0 | #N/A | #N/A | 0 | #N/A | #N/A | #N/A | #N/A
4 | 8 | 5 | 4 | #N/A | #N/A | 0 | 0 | 0 | 0 | 0 | 0 | 0 | #N/A | #N/A | 0 | 0 | 0 | 0 | 0 | #N/A | #N/A | 0 | #N/A | #N/A | #N/A | #N/A
4 | 8 | 6 | 4 | #N/A | #N/A | 1 | 0 | 0 | 0 | 0 | 0 | 0 | #N/A | #N/A | 0 | 0 | 0 | 0 | 0 | #N/A | #N/A | 0 | #N/A | #N/A | #N/A | #N/A
4 | 8 | 7 | 4 | #N/A | #N/A | 1 | 0 | 0 | 0 | 0 | 0 | 0 | #N/A | #N/A | 0 | 0 | 0 | 0 | 0 | #N/A | #N/A | 0 | #N/A | #N/A | #N/A | #N/A
4 | 8 | 8 | 4 | #N/A | #N/A | 1 | 0 | 0 | 0 | 0 | 0 | 0 | #N/A | #N/A | 0 | 0 | 0 | 0 | 0 | #N/A | #N/A | 0 | #N/A | #N/A | #N/A | #N/A
4 | 8 | 9 | 4 | #N/A | #N/A | 1 | 0 | 0 | 0 | 0 | 0 | 0 | #N/A | #N/A | 0 | 0 | 0 | 0 | 0 | #N/A | #N/A | 0 | #N/A | #N/A | #N/A | #N/A
4 | 8 | 10 | 4 | #N/A | #N/A | 1 | 0 | 0 | 0 | 0 | 0 | 0 | #N/A | #N/A | 0 | 0 | 0 | 0 | 0 | #N/A | #N/A | 0 | #N/A | #N/A | #N/A | #N/A
4 | 8 | 11 | 4 | #N/A | #N/A | 1 | 0 | 0 | 0 | 0 | 0 | 0 | #N/A | #N/A | 0 | 0 | 0 | 0 | 0 | #N/A | #N/A | 0 | #N/A | #N/A | #N/A | #N/A
4 | 8 | 12 | 4 | #N/A | #N/A | 1 | 0 | 0 | 0 | 0 | 0 | 0 | #N/A | #N/A | 0 | 0 | 0 | 0 | 0 | #N/A | #N/A | 0 | #N/A | #N/A | #N/A | #N/A
4 | 8 | 13 | 4 | #N/A | #N/A | 1 | 0 | 0 | 0 | 0 | 0 | 0 | #N/A | #N/A | 0 | 0 | 0 | 0 | 0 | #N/A | #N/A | 0 | #N/A | #N/A | #N/A | #N/A
4 | 8 | 14 | 4 | #N/A | #N/A | 1 | 0 | 0 | 0 | 0 | 0 | 0 | #N/A | #N/A | 0 | 0 | 0 | 0 | 0 | #N/A | #N/A | 0 | #N/A | #N/A | #N/A | #N/A
4 | 8 | 15 | 4 | #N/A | #N/A | 1 | 0 | 0 | 0 | 0 | 0 | 0 | #N/A | #N/A | 0 | 0 | 0 | 0 | 0 | #N/A | #N/A | 0 | #N/A | #N/A | #N/A | #N/A
4 | 8 | 16 | 4 | #N/A | #N/A | 1 | 0 | 0 | 0 | 0 | 0 | 0 | #N/A | #N/A | 0 | 0 | 0 | 0 | 0 | #N/A | #N/A | 0 | #N/A | #N/A | #N/A | #N/A
4 | 8 | 17 | 4 | #N/A | #N/A | 1 | 1 | 0 | 0 | 0 | 0 | 0 | #N/A | #N/A | 0 | 0 | 0 | 0 | 0 | #N/A | #N/A | 0 | #N/A | #N/A | #N/A | #N/A
4 | 8 | 18 | 4 | #N/A | #N/A | 1 | 1 | 0 | 0 | 0 | 0 | 0 | #N/A | #N/A | 0 | 0 | 0 | 0 | 0 | #N/A | #N/A | 0 | #N/A | #N/A | #N/A | #N/A
4 | 8 | 19 | 4 | #N/A | #N/A | 1 | 0 | 0 | 0 | 0 | 0 | 0 | #N/A | #N/A | 0 | 0 | 0 | 0 | 0 | #N/A | #N/A | 0 | #N/A | #N/A | #N/A | #N/A
4 | 8 | 20 | 4 | #N/A | #N/A | 1 | 0 | 0 | 0 | 0 | 0 | 0 | #N/A | #N/A | 0 | 0 | 0 | 0 | 0 | #N/A | #N/A | 0 | #N/A | #N/A | #N/A | #N/A
4 | 8 | 21 | 4 | #N/A | #N/A | 1 | 0 | 0 | 0 | 0 | 0 | 0 | #N/A | #N/A | 0 | 0 | 0 | 0 | 0 | #N/A | #N/A | 0 | #N/A | #N/A | #N/A | #N/A
4 | 8 | 22 | 4 | #N/A | #N/A | 1 | 0 | 0 | 0 | 0 | 0 | 0 | #N/A | #N/A | 0 | 0 | 0 | 0 | 0 | #N/A | #N/A | 0 | #N/A | #N/A | #N/A | #N/A
4 | 8 | 23 | 4 | #N/A | #N/A | 0 | 0 | 0 | 0 | 0 | 0 | 0 | #N/A | #N/A | 0 | 0 | 0 | 0 | 0 | #N/A | #N/A | 0 | #N/A | #N/A | #N/A | #N/A
4 | 8 | 24 | 4 | #N/A | #N/A | 0 | 0 | 0 | 0 | 0 | 0 | 0 | #N/A | #N/A | 0 | 0 | 0 | 0 | 0 | #N/A | #N/A | 0 | #N/A | #N/A | #N/A | #N/A
4 | 9 | 1 | 5 | #N/A | #N/A | 0 | 0 | 0 | 0 | 0 | 0 | 0 | #N/A | #N/A | 0 | 0 | 0 | 0 | 0 | #N/A | #N/A | 0 | #N/A | #N/A | #N/A | #N/A
4 | 9 | 2 | 5 | #N/A | #N/A | 0 | 0 | 0 | 0 | 0 | 0 | 0 | #N/A | #N/A | 0 | 0 | 0 | 0 | 0 | #N/A | #N/A | 0 | #N/A | #N/A | #N/A | #N/A
4 | 9 | 3 | 5 | #N/A | #N/A | 0 | 0 | 0 | 0 | 0 | 0 | 0 | #N/A | #N/A | 0 | 0 | 0 | 0 | 0 | #N/A | #N/A | 0 | #N/A | #N/A | #N/A | #N/A
4 | 9 | 4 | 5 | #N/A | #N/A | 0 | 0 | 0 | 0 | 0 | 0 | 0 | #N/A | #N/A | 0 | 0 | 0 | 0 | 0 | #N/A | #N/A | 0 | #N/A | #N/A | #N/A | #N/A
4 | 9 | 5 | 5 | #N/A | #N/A | 0 | 0 | 0 | 0 | 0 | 0 | 0 | #N/A | #N/A | 0 | 0 | 0 | 0 | 0 | #N/A | #N/A | 0 | #N/A | #N/A | #N/A | #N/A
4 | 9 | 6 | 5 | #N/A | #N/A | 1 | 0 | 0 | 0 | 0 | 0 | 0 | #N/A | #N/A | 0 | 0 | 0 | 0 | 0 | #N/A | #N/A | 0 | #N/A | #N/A | #N/A | #N/A
4 | 9 | 7 | 5 | #N/A | #N/A | 1 | 0 | 0 | 0 | 0 | 0 | 0 | #N/A | #N/A | 0 | 0 | 0 | 0 | 0 | #N/A | #N/A | 0 | #N/A | #N/A | #N/A | #N/A
4 | 9 | 8 | 5 | #N/A | #N/A | 1 | 0 | 0 | 0 | 0 | 0 | 0 | #N/A | #N/A | 0 | 0 | 0 | 0 | 0 | #N/A | #N/A | 0 | #N/A | #N/A | #N/A | #N/A
4 | 9 | 9 | 5 | #N/A | #N/A | 1 | 0 | 0 | 0 | 0 | 0 | 0 | #N/A | #N/A | 0 | 0 | 0 | 0 | 0 | #N/A | #N/A | 0 | #N/A | #N/A | #N/A | #N/A
4 | 9 | 10 | 5 | #N/A | #N/A | 1 | 0 | 0 | 0 | 0 | 0 | 0 | #N/A | #N/A | 0 | 0 | 0 | 0 | 0 | #N/A | #N/A | 0 | #N/A | #N/A | #N/A | #N/A
4 | 9 | 11 | 5 | #N/A | #N/A | 1 | 0 | 0 | 0 | 0 | 0 | 0 | #N/A | #N/A | 0 | 0 | 0 | 0 | 0 | #N/A | #N/A | 0 | #N/A | #N/A | #N/A | #N/A
4 | 9 | 12 | 5 | #N/A | #N/A | 1 | 0 | 0 | 0 | 0 | 0 | 0 | #N/A | #N/A | 0 | 0 | 0 | 0 | 0 | #N/A | #N/A | 0 | #N/A | #N/A | #N/A | #N/A
4 | 9 | 13 | 5 | #N/A | #N/A | 1 | 0 | 0 | 0 | 0 | 0 | 0 | #N/A | #N/A | 0 | 0 | 0 | 0 | 0 | #N/A | #N/A | 0 | #N/A | #N/A | #N/A | #N/A
4 | 9 | 14 | 5 | #N/A | #N/A | 1 | 0 | 0 | 0 | 0 | 0 | 0 | #N/A | #N/A | 0 | 0 | 0 | 0 | 0 | #N/A | #N/A | 0 | #N/A | #N/A | #N/A | #N/A
4 | 9 | 15 | 5 | #N/A | #N/A | 1 | 0 | 0 | 0 | 0 | 0 | 0 | #N/A | #N/A | 0 | 0 | 0 | 0 | 0 | #N/A | #N/A | 0 | #N/A | #N/A | #N/A | #N/A
4 | 9 | 16 | 5 | #N/A | #N/A | 1 | 0 | 0 | 0 | 0 | 0 | 0 | #N/A | #N/A | 0 | 0 | 0 | 0 | 0 | #N/A | #N/A | 0 | #N/A | #N/A | #N/A | #N/A
4 | 9 | 17 | 5 | #N/A | #N/A | 1 | 1 | 0 | 0 | 0 | 0 | 0 | #N/A | #N/A | 0 | 0 | 0 | 0 | 0 | #N/A | #N/A | 0 | #N/A | #N/A | #N/A | #N/A
4 | 9 | 18 | 5 | #N/A | #N/A | 1 | 1 | 0 | 0 | 0 | 0 | 0 | #N/A | #N/A | 0 | 0 | 0 | 0 | 0 | #N/A | #N/A | 0 | #N/A | #N/A | #N/A | #N/A
4 | 9 | 19 | 5 | #N/A | #N/A | 1 | 0 | 0 | 0 | 0 | 0 | 0 | #N/A | #N/A | 0 | 0 | 0 | 0 | 0 | #N/A | #N/A | 0 | #N/A | #N/A | #N/A | #N/A
4 | 9 | 20 | 5 | #N/A | #N/A | 1 | 0 | 0 | 0 | 0 | 0 | 0 | #N/A | #N/A | 0 | 0 | 0 | 0 | 0 | #N/A | #N/A | 0 | #N/A | #N/A | #N/A | #N/A
4 | 9 | 21 | 5 | #N/A | #N/A | 1 | 0 | 0 | 0 | 0 | 0 | 0 | #N/A | #N/A | 0 | 0 | 0 | 0 | 0 | #N/A | #N/A | 0 | #N/A | #N/A | #N/A | #N/A
4 | 9 | 22 | 5 | #N/A | #N/A | 1 | 0 | 0 | 0 | 0 | 0 | 0 | #N/A | #N/A | 0 | 0 | 0 | 0 | 0 | #N/A | #N/A | 0 | #N/A | #N/A | #N/A | #N/A
4 | 9 | 23 | 5 | #N/A | #N/A | 0 | 0 | 0 | 0 | 0 | 0 | 0 | #N/A | #N/A | 0 | 0 | 0 | 0 | 0 | #N/A | #N/A | 0 | #N/A | #N/A | #N/A | #N/A
4 | 9 | 24 | 5 | #N/A | #N/A | 0 | 0 | 0 | 0 | 0 | 0 | 0 | #N/A | #N/A | 0 | 0 | 0 | 0 | 0 | #N/A | #N/A | 0 | #N/A | #N/A | #N/A | #N/A
4 | 10 | 1 | 6 | #N/A | #N/A | 0 | 0 | 0 | 0 | 0 | 0 | 0 | #N/A | #N/A | 0 | 0 | 0 | 0 | 0 | #N/A | #N/A | 0 | #N/A | #N/A | #N/A | #N/A
4 | 10 | 2 | 6 | #N/A | #N/A | 0 | 0 | 0 | 0 | 0 | 0 | 0 | #N/A | #N/A | 0 | 0 | 0 | 0 | 0 | #N/A | #N/A | 0 | #N/A | #N/A | #N/A | #N/A
4 | 10 | 3 | 6 | #N/A | #N/A | 0 | 0 | 0 | 0 | 0 | 0 | 0 | #N/A | #N/A | 0 | 0 | 0 | 0 | 0 | #N/A | #N/A | 0 | #N/A | #N/A | #N/A | #N/A
4 | 10 | 4 | 6 | #N/A | #N/A | 0 | 0 | 0 | 0 | 0 | 0 | 0 | #N/A | #N/A | 0 | 0 | 0 | 0 | 0 | #N/A | #N/A | 0 | #N/A | #N/A | #N/A | #N/A
4 | 10 | 5 | 6 | #N/A | #N/A | 0 | 0 | 0 | 0 | 0 | 0 | 0 | #N/A | #N/A | 0 | 0 | 0 | 0 | 0 | #N/A | #N/A | 0 | #N/A | #N/A | #N/A | #N/A
4 | 10 | 6 | 6 | #N/A | #N/A | 0 | 0 | 0 | 0 | 0 | 0 | 0 | #N/A | #N/A | 0 | 0 | 0 | 0 | 0 | #N/A | #N/A | 0 | #N/A | #N/A | #N/A | #N/A
4 | 10 | 7 | 6 | #N/A | #N/A | 0 | 0 | 0 | 0 | 0 | 0 | 0 | #N/A | #N/A | 0 | 0 | 0 | 0 | 0 | #N/A | #N/A | 0 | #N/A | #N/A | #N/A | #N/A
4 | 10 | 8 | 6 | #N/A | #N/A | 0 | 0 | 0 | 0 | 0 | 0 | 0 | #N/A | #N/A | 0 | 0 | 0 | 0 | 0 | #N/A | #N/A | 0 | #N/A | #N/A | #N/A | #N/A
4 | 10 | 9 | 6 | #N/A | #N/A | 0 | 0 | 0 | 0 | 0 | 0 | 0 | #N/A | #N/A | 0 | 0 | 0 | 0 | 0 | #N/A | #N/A | 0 | #N/A | #N/A | #N/A | #N/A
4 | 10 | 10 | 6 | #N/A | #N/A | 0 | 0 | 0 | 0 | 0 | 0 | 0 | #N/A | #N/A | 0 | 0 | 0 | 0 | 0 | #N/A | #N/A | 0 | #N/A | #N/A | #N/A | #N/A
4 | 10 | 11 | 6 | #N/A | #N/A | 0 | 0 | 0 | 0 | 0 | 0 | 0 | #N/A | #N/A | 0 | 0 | 0 | 0 | 0 | #N/A | #N/A | 0 | #N/A | #N/A | #N/A | #N/A
4 | 10 | 12 | 6 | #N/A | #N/A | 0 | 0 | 0 | 0 | 0 | 0 | 0 | #N/A | #N/A | 0 | 0 | 0 | 0 | 0 | #N/A | #N/A | 0 | #N/A | #N/A | #N/A | #N/A
4 | 10 | 13 | 6 | #N/A | #N/A | 0 | 0 | 0 | 0 | 0 | 0 | 0 | #N/A | #N/A | 0 | 0 | 0 | 0 | 0 | #N/A | #N/A | 0 | #N/A | #N/A | #N/A | #N/A
4 | 10 | 14 | 6 | #N/A | #N/A | 0 | 0 | 0 | 0 | 0 | 0 | 0 | #N/A | #N/A | 0 | 0 | 0 | 0 | 0 | #N/A | #N/A | 0 | #N/A | #N/A | #N/A | #N/A
4 | 10 | 15 | 6 | #N/A | #N/A | 0 | 0 | 0 | 0 | 0 | 0 | 0 | #N/A | #N/A | 0 | 0 | 0 | 0 | 0 | #N/A | #N/A | 0 | #N/A | #N/A | #N/A | #N/A
4 | 10 | 16 | 6 | #N/A | #N/A | 0 | 0 | 0 | 0 | 0 | 0 | 0 | #N/A | #N/A | 0 | 0 | 0 | 0 | 0 | #N/A | #N/A | 0 | #N/A | #N/A | #N/A | #N/A
4 | 10 | 17 | 6 | #N/A | #N/A | 0 | 0 | 0 | 0 | 0 | 0 | 0 | #N/A | #N/A | 0 | 0 | 0 | 0 | 0 | #N/A | #N/A | 0 | #N/A | #N/A | #N/A | #N/A
4 | 10 | 18 | 6 | #N/A | #N/A | 0 | 0 | 0 | 0 | 0 | 0 | 0 | #N/A | #N/A | 0 | 0 | 0 | 0 | 0 | #N/A | #N/A | 0 | #N/A | #N/A | #N/A | #N/A
4 | 10 | 19 | 6 | #N/A | #N/A | 0 | 0 | 0 | 0 | 0 | 0 | 0 | #N/A | #N/A | 0 | 0 | 0 | 0 | 0 | #N/A | #N/A | 0 | #N/A | #N/A | #N/A | #N/A
4 | 10 | 20 | 6 | #N/A | #N/A | 0 | 0 | 0 | 0 | 0 | 0 | 0 | #N/A | #N/A | 0 | 0 | 0 | 0 | 0 | #N/A | #N/A | 0 | #N/A | #N/A | #N/A | #N/A
4 | 10 | 21 | 6 | #N/A | #N/A | 0 | 0 | 0 | 0 | 0 | 0 | 0 | #N/A | #N/A | 0 | 0 | 0 | 0 | 0 | #N/A | #N/A | 0 | #N/A | #N/A | #N/A | #N/A
4 | 10 | 22 | 6 | #N/A | #N/A | 0 | 0 | 0 | 0 | 0 | 0 | 0 | #N/A | #N/A | 0 | 0 | 0 | 0 | 0 | #N/A | #N/A | 0 | #N/A | #N/A | #N/A | #N/A
4 | 10 | 23 | 6 | #N/A | #N/A | 0 | 0 | 0 | 0 | 0 | 0 | 0 | #N/A | #N/A | 0 | 0 | 0 | 0 | 0 | #N/A | #N/A | 0 | #N/A | #N/A | #N/A | #N/A
4 | 10 | 24 | 6 | #N/A | #N/A | 0 | 0 | 0 | 0 | 0 | 0 | 0 | #N/A | #N/A | 0 | 0 | 0 | 0 | 0 | #N/A | #N/A | 0 | #N/A | #N/A | #N/A | #N/A
4 | 11 | 1 | 7 | #N/A | #N/A | 0 | 0 | 0 | 0 | 0 | 0 | 0 | #N/A | #N/A | 0 | 0 | 0 | 0 | 0 | #N/A | #N/A | 0 | #N/A | #N/A | #N/A | #N/A
4 | 11 | 2 | 7 | #N/A | #N/A | 0 | 0 | 0 | 0 | 0 | 0 | 0 | #N/A | #N/A | 0 | 0 | 0 | 0 | 0 | #N/A | #N/A | 0 | #N/A | #N/A | #N/A | #N/A
4 | 11 | 3 | 7 | #N/A | #N/A | 0 | 0 | 0 | 0 | 0 | 0 | 0 | #N/A | #N/A | 0 | 0 | 0 | 0 | 0 | #N/A | #N/A | 0 | #N/A | #N/A | #N/A | #N/A
4 | 11 | 4 | 7 | #N/A | #N/A | 0 | 0 | 0 | 0 | 0 | 0 | 0 | #N/A | #N/A | 0 | 0 | 0 | 0 | 0 | #N/A | #N/A | 0 | #N/A | #N/A | #N/A | #N/A
4 | 11 | 5 | 7 | #N/A | #N/A | 0 | 0 | 0 | 0 | 0 | 0 | 0 | #N/A | #N/A | 0 | 0 | 0 | 0 | 0 | #N/A | #N/A | 0 | #N/A | #N/A | #N/A | #N/A
4 | 11 | 6 | 7 | #N/A | #N/A | 0 | 0 | 0 | 0 | 0 | 0 | 0 | #N/A | #N/A | 0 | 0 | 0 | 0 | 0 | #N/A | #N/A | 0 | #N/A | #N/A | #N/A | #N/A
4 | 11 | 7 | 7 | #N/A | #N/A | 0 | 0 | 0 | 0 | 0 | 0 | 0 | #N/A | #N/A | 0 | 0 | 0 | 0 | 0 | #N/A | #N/A | 0 | #N/A | #N/A | #N/A | #N/A
4 | 11 | 8 | 7 | #N/A | #N/A | 0 | 0 | 0 | 0 | 0 | 0 | 0 | #N/A | #N/A | 0 | 0 | 0 | 0 | 0 | #N/A | #N/A | 0 | #N/A | #N/A | #N/A | #N/A
4 | 11 | 9 | 7 | #N/A | #N/A | 0 | 0 | 0 | 0 | 0 | 0 | 0 | #N/A | #N/A | 0 | 0 | 0 | 0 | 0 | #N/A | #N/A | 0 | #N/A | #N/A | #N/A | #N/A
4 | 11 | 10 | 7 | #N/A | #N/A | 0 | 0 | 0 | 0 | 0 | 0 | 0 | #N/A | #N/A | 0 | 0 | 0 | 0 | 0 | #N/A | #N/A | 0 | #N/A | #N/A | #N/A | #N/A
4 | 11 | 11 | 7 | #N/A | #N/A | 0 | 0 | 0 | 0 | 0 | 0 | 0 | #N/A | #N/A | 0 | 0 | 0 | 0 | 0 | #N/A | #N/A | 0 | #N/A | #N/A | #N/A | #N/A
4 | 11 | 12 | 7 | #N/A | #N/A | 0 | 0 | 0 | 0 | 0 | 0 | 0 | #N/A | #N/A | 0 | 0 | 0 | 0 | 0 | #N/A | #N/A | 0 | #N/A | #N/A | #N/A | #N/A
4 | 11 | 13 | 7 | #N/A | #N/A | 0 | 0 | 0 | 0 | 0 | 0 | 0 | #N/A | #N/A | 0 | 0 | 0 | 0 | 0 | #N/A | #N/A | 0 | #N/A | #N/A | #N/A | #N/A
4 | 11 | 14 | 7 | #N/A | #N/A | 0 | 0 | 0 | 0 | 0 | 0 | 0 | #N/A | #N/A | 0 | 0 | 0 | 0 | 0 | #N/A | #N/A | 0 | #N/A | #N/A | #N/A | #N/A
4 | 11 | 15 | 7 | #N/A | #N/A | 0 | 0 | 0 | 0 | 0 | 0 | 0 | #N/A | #N/A | 0 | 0 | 0 | 0 | 0 | #N/A | #N/A | 0 | #N/A | #N/A | #N/A | #N/A
4 | 11 | 16 | 7 | #N/A | #N/A | 0 | 0 | 0 | 0 | 0 | 0 | 0 | #N/A | #N/A | 0 | 0 | 0 | 0 | 0 | #N/A | #N/A | 0 | #N/A | #N/A | #N/A | #N/A
4 | 11 | 17 | 7 | #N/A | #N/A | 0 | 0 | 0 | 0 | 0 | 0 | 0 | #N/A | #N/A | 0 | 0 | 0 | 0 | 0 | #N/A | #N/A | 0 | #N/A | #N/A | #N/A | #N/A
4 | 11 | 18 | 7 | #N/A | #N/A | 0 | 0 | 0 | 0 | 0 | 0 | 0 | #N/A | #N/A | 0 | 0 | 0 | 0 | 0 | #N/A | #N/A | 0 | #N/A | #N/A | #N/A | #N/A
4 | 11 | 19 | 7 | #N/A | #N/A | 0 | 0 | 0 | 0 | 0 | 0 | 0 | #N/A | #N/A | 0 | 0 | 0 | 0 | 0 | #N/A | #N/A | 0 | #N/A | #N/A | #N/A | #N/A
4 | 11 | 20 | 7 | #N/A | #N/A | 0 | 0 | 0 | 0 | 0 | 0 | 0 | #N/A | #N/A | 0 | 0 | 0 | 0 | 0 | #N/A | #N/A | 0 | #N/A | #N/A | #N/A | #N/A
4 | 11 | 21 | 7 | #N/A | #N/A | 0 | 0 | 0 | 0 | 0 | 0 | 0 | #N/A | #N/A | 0 | 0 | 0 | 0 | 0 | #N/A | #N/A | 0 | #N/A | #N/A | #N/A | #N/A
4 | 11 | 22 | 7 | #N/A | #N/A | 0 | 0 | 0 | 0 | 0 | 0 | 0 | #N/A | #N/A | 0 | 0 | 0 | 0 | 0 | #N/A | #N/A | 0 | #N/A | #N/A | #N/A | #N/A
4 | 11 | 23 | 7 | #N/A | #N/A | 0 | 0 | 0 | 0 | 0 | 0 | 0 | #N/A | #N/A | 0 | 0 | 0 | 0 | 0 | #N/A | #N/A | 0 | #N/A | #N/A | #N/A | #N/A
4 | 11 | 24 | 7 | #N/A | #N/A | 0 | 0 | 0 | 0 | 0 | 0 | 0 | #N/A | #N/A | 0 | 0 | 0 | 0 | 0 | #N/A | #N/A | 0 | #N/A | #N/A | #N/A | #N/A
4 | 12 | 1 | 1 | #N/A | #N/A | 0 | 0 | 0 | 0 | 0 | 0 | 0 | #N/A | #N/A | 0 | 0 | 0 | 0 | 0 | #N/A | #N/A | 0 | #N/A | #N/A | #N/A | #N/A
4 | 12 | 2 | 1 | #N/A | #N/A | 0 | 0 | 0 | 0 | 0 | 0 | 0 | #N/A | #N/A | 0 | 0 | 0 | 0 | 0 | #N/A | #N/A | 0 | #N/A | #N/A | #N/A | #N/A
4 | 12 | 3 | 1 | #N/A | #N/A | 0 | 0 | 0 | 0 | 0 | 0 | 0 | #N/A | #N/A | 0 | 0 | 0 | 0 | 0 | #N/A | #N/A | 0 | #N/A | #N/A | #N/A | #N/A
4 | 12 | 4 | 1 | #N/A | #N/A | 0 | 0 | 0 | 0 | 0 | 0 | 0 | #N/A | #N/A | 0 | 0 | 0 | 0 | 0 | #N/A | #N/A | 0 | #N/A | #N/A | #N/A | #N/A
4 | 12 | 5 | 1 | #N/A | #N/A | 0 | 0 | 0 | 0 | 0 | 0 | 0 | #N/A | #N/A | 0 | 0 | 0 | 0 | 0 | #N/A | #N/A | 0 | #N/A | #N/A | #N/A | #N/A
4 | 12 | 6 | 1 | #N/A | #N/A | 1 | 0 | 0 | 0 | 0 | 0 | 0 | #N/A | #N/A | 0 | 0 | 0 | 0 | 0 | #N/A | #N/A | 0 | #N/A | #N/A | #N/A | #N/A
4 | 12 | 7 | 1 | #N/A | #N/A | 1 | 0 | 0 | 0 | 0 | 0 | 0 | #N/A | #N/A | 0 | 0 | 0 | 0 | 0 | #N/A | #N/A | 0 | #N/A | #N/A | #N/A | #N/A
4 | 12 | 8 | 1 | #N/A | #N/A | 1 | 0 | 0 | 0 | 0 | 0 | 0 | #N/A | #N/A | 0 | 0 | 0 | 0 | 0 | #N/A | #N/A | 0 | #N/A | #N/A | #N/A | #N/A
4 | 12 | 9 | 1 | #N/A | #N/A | 1 | 0 | 0 | 0 | 0 | 0 | 0 | #N/A | #N/A | 0 | 0 | 0 | 0 | 0 | #N/A | #N/A | 0 | #N/A | #N/A | #N/A | #N/A
4 | 12 | 10 | 1 | #N/A | #N/A | 1 | 0 | 0 | 0 | 0 | 0 | 0 | #N/A | #N/A | 0 | 0 | 0 | 0 | 0 | #N/A | #N/A | 0 | #N/A | #N/A | #N/A | #N/A
4 | 12 | 11 | 1 | #N/A | #N/A | 1 | 0 | 0 | 0 | 0 | 0 | 0 | #N/A | #N/A | 0 | 0 | 0 | 0 | 0 | #N/A | #N/A | 0 | #N/A | #N/A | #N/A | #N/A
4 | 12 | 12 | 1 | #N/A | #N/A | 1 | 0 | 0 | 0 | 0 | 0 | 0 | #N/A | #N/A | 0 | 0 | 0 | 0 | 0 | #N/A | #N/A | 0 | #N/A | #N/A | #N/A | #N/A
4 | 12 | 13 | 1 | #N/A | #N/A | 1 | 0 | 0 | 0 | 0 | 0 | 0 | #N/A | #N/A | 0 | 0 | 0 | 0 | 0 | #N/A | #N/A | 0 | #N/A | #N/A | #N/A | #N/A
4 | 12 | 14 | 1 | #N/A | #N/A | 1 | 0 | 0 | 0 | 0 | 0 | 0 | #N/A | #N/A | 0 | 0 | 0 | 0 | 0 | #N/A | #N/A | 0 | #N/A | #N/A | #N/A | #N/A
4 | 12 | 15 | 1 | #N/A | #N/A | 1 | 0 | 0 | 0 | 0 | 0 | 0 | #N/A | #N/A | 0 | 0 | 0 | 0 | 0 | #N/A | #N/A | 0 | #N/A | #N/A | #N/A | #N/A
4 | 12 | 16 | 1 | #N/A | #N/A | 1 | 0 | 0 | 0 | 0 | 0 | 0 | #N/A | #N/A | 0 | 0 | 0 | 0 | 0 | #N/A | #N/A | 0 | #N/A | #N/A | #N/A | #N/A
4 | 12 | 17 | 1 | #N/A | #N/A | 1 | 1 | 0 | 0 | 0 | 0 | 0 | #N/A | #N/A | 0 | 0 | 0 | 0 | 0 | #N/A | #N/A | 0 | #N/A | #N/A | #N/A | #N/A
4 | 12 | 18 | 1 | #N/A | #N/A | 1 | 1 | 0 | 0 | 0 | 0 | 0 | #N/A | #N/A | 0 | 0 | 0 | 0 | 0 | #N/A | #N/A | 0 | #N/A | #N/A | #N/A | #N/A
4 | 12 | 19 | 1 | #N/A | #N/A | 1 | 0 | 0 | 0 | 0 | 0 | 0 | #N/A | #N/A | 0 | 0 | 0 | 0 | 0 | #N/A | #N/A | 0 | #N/A | #N/A | #N/A | #N/A
4 | 12 | 20 | 1 | #N/A | #N/A | 1 | 0 | 0 | 0 | 0 | 0 | 0 | #N/A | #N/A | 0 | 0 | 0 | 0 | 0 | #N/A | #N/A | 0 | #N/A | #N/A | #N/A | #N/A
4 | 12 | 21 | 1 | #N/A | #N/A | 1 | 0 | 0 | 0 | 0 | 0 | 0 | #N/A | #N/A | 0 | 0 | 0 | 0 | 0 | #N/A | #N/A | 0 | #N/A | #N/A | #N/A | #N/A
4 | 12 | 22 | 1 | #N/A | #N/A | 1 | 0 | 0 | 0 | 0 | 0 | 0 | #N/A | #N/A | 0 | 0 | 0 | 0 | 0 | #N/A | #N/A | 0 | #N/A | #N/A | #N/A | #N/A
4 | 12 | 23 | 1 | #N/A | #N/A | 0 | 0 | 0 | 0 | 0 | 0 | 0 | #N/A | #N/A | 0 | 0 | 0 | 0 | 0 | #N/A | #N/A | 0 | #N/A | #N/A | #N/A | #N/A
4 | 12 | 24 | 1 | #N/A | #N/A | 0 | 0 | 0 | 0 | 0 | 0 | 0 | #N/A | #N/A | 0 | 0 | 0 | 0 | 0 | #N/A | #N/A | 0 | #N/A | #N/A | #N/A | #N/A
4 | 13 | 1 | 2 | #N/A | #N/A | 0 | 0 | 0 | 0 | 0 | 0 | 0 | #N/A | #N/A | 0 | 0 | 0 | 0 | 0 | #N/A | #N/A | 0 | #N/A | #N/A | #N/A | #N/A
4 | 13 | 2 | 2 | #N/A | #N/A | 0 | 0 | 0 | 0 | 0 | 0 | 0 | #N/A | #N/A | 0 | 0 | 0 | 0 | 0 | #N/A | #N/A | 0 | #N/A | #N/A | #N/A | #N/A
4 | 13 | 3 | 2 | #N/A | #N/A | 0 | 0 | 0 | 0 | 0 | 0 | 0 | #N/A | #N/A | 0 | 0 | 0 | 0 | 0 | #N/A | #N/A | 0 | #N/A | #N/A | #N/A | #N/A
4 | 13 | 4 | 2 | #N/A | #N/A | 0 | 0 | 0 | 0 | 0 | 0 | 0 | #N/A | #N/A | 0 | 0 | 0 | 0 | 0 | #N/A | #N/A | 0 | #N/A | #N/A | #N/A | #N/A
4 | 13 | 5 | 2 | #N/A | #N/A | 0 | 0 | 0 | 0 | 0 | 0 | 0 | #N/A | #N/A | 0 | 0 | 0 | 0 | 0 | #N/A | #N/A | 0 | #N/A | #N/A | #N/A | #N/A
4 | 13 | 6 | 2 | #N/A | #N/A | 1 | 0 | 0 | 0 | 0 | 0 | 0 | #N/A | #N/A | 0 | 0 | 0 | 0 | 0 | #N/A | #N/A | 0 | #N/A | #N/A | #N/A | #N/A
4 | 13 | 7 | 2 | #N/A | #N/A | 1 | 0 | 0 | 0 | 0 | 0 | 0 | #N/A | #N/A | 0 | 0 | 0 | 0 | 0 | #N/A | #N/A | 0 | #N/A | #N/A | #N/A | #N/A
4 | 13 | 8 | 2 | #N/A | #N/A | 1 | 0 | 0 | 0 | 0 | 0 | 0 | #N/A | #N/A | 0 | 0 | 0 | 0 | 0 | #N/A | #N/A | 0 | #N/A | #N/A | #N/A | #N/A
4 | 13 | 9 | 2 | #N/A | #N/A | 1 | 0 | 0 | 0 | 0 | 0 | 0 | #N/A | #N/A | 0 | 0 | 0 | 0 | 0 | #N/A | #N/A | 0 | #N/A | #N/A | #N/A | #N/A
4 | 13 | 10 | 2 | #N/A | #N/A | 1 | 0 | 0 | 0 | 0 | 0 | 0 | #N/A | #N/A | 0 | 0 | 0 | 0 | 0 | #N/A | #N/A | 0 | #N/A | #N/A | #N/A | #N/A
4 | 13 | 11 | 2 | #N/A | #N/A | 1 | 0 | 0 | 0 | 0 | 0 | 0 | #N/A | #N/A | 0 | 0 | 0 | 0 | 0 | #N/A | #N/A | 0 | #N/A | #N/A | #N/A | #N/A
4 | 13 | 12 | 2 | #N/A | #N/A | 1 | 0 | 0 | 0 | 0 | 0 | 0 | #N/A | #N/A | 0 | 0 | 0 | 0 | 0 | #N/A | #N/A | 0 | #N/A | #N/A | #N/A | #N/A
4 | 13 | 13 | 2 | #N/A | #N/A | 1 | 0 | 0 | 0 | 0 | 0 | 0 | #N/A | #N/A | 0 | 0 | 0 | 0 | 0 | #N/A | #N/A | 0 | #N/A | #N/A | #N/A | #N/A
4 | 13 | 14 | 2 | #N/A | #N/A | 1 | 0 | 0 | 0 | 0 | 0 | 0 | #N/A | #N/A | 0 | 0 | 0 | 0 | 0 | #N/A | #N/A | 0 | #N/A | #N/A | #N/A | #N/A
4 | 13 | 15 | 2 | #N/A | #N/A | 1 | 0 | 0 | 0 | 0 | 0 | 0 | #N/A | #N/A | 0 | 0 | 0 | 0 | 0 | #N/A | #N/A | 0 | #N/A | #N/A | #N/A | #N/A
4 | 13 | 16 | 2 | #N/A | #N/A | 1 | 0 | 0 | 0 | 0 | 0 | 0 | #N/A | #N/A | 0 | 0 | 0 | 0 | 0 | #N/A | #N/A | 0 | #N/A | #N/A | #N/A | #N/A
4 | 13 | 17 | 2 | #N/A | #N/A | 1 | 1 | 0 | 0 | 0 | 0 | 0 | #N/A | #N/A | 0 | 0 | 0 | 0 | 0 | #N/A | #N/A | 0 | #N/A | #N/A | #N/A | #N/A
4 | 13 | 18 | 2 | #N/A | #N/A | 1 | 1 | 0 | 0 | 0 | 0 | 0 | #N/A | #N/A | 0 | 0 | 0 | 0 | 0 | #N/A | #N/A | 0 | #N/A | #N/A | #N/A | #N/A
4 | 13 | 19 | 2 | #N/A | #N/A | 1 | 0 | 0 | 0 | 0 | 0 | 0 | #N/A | #N/A | 0 | 0 | 0 | 0 | 0 | #N/A | #N/A | 0 | #N/A | #N/A | #N/A | #N/A
4 | 13 | 20 | 2 | #N/A | #N/A | 1 | 0 | 0 | 0 | 0 | 0 | 0 | #N/A | #N/A | 0 | 0 | 0 | 0 | 0 | #N/A | #N/A | 0 | #N/A | #N/A | #N/A | #N/A
4 | 13 | 21 | 2 | #N/A | #N/A | 1 | 0 | 0 | 0 | 0 | 0 | 0 | #N/A | #N/A | 0 | 0 | 0 | 0 | 0 | #N/A | #N/A | 0 | #N/A | #N/A | #N/A | #N/A
4 | 13 | 22 | 2 | #N/A | #N/A | 1 | 0 | 0 | 0 | 0 | 0 | 0 | #N/A | #N/A | 0 | 0 | 0 | 0 | 0 | #N/A | #N/A | 0 | #N/A | #N/A | #N/A | #N/A
4 | 13 | 23 | 2 | #N/A | #N/A | 0 | 0 | 0 | 0 | 0 | 0 | 0 | #N/A | #N/A | 0 | 0 | 0 | 0 | 0 | #N/A | #N/A | 0 | #N/A | #N/A | #N/A | #N/A
4 | 13 | 24 | 2 | #N/A | #N/A | 0 | 0 | 0 | 0 | 0 | 0 | 0 | #N/A | #N/A | 0 | 0 | 0 | 0 | 0 | #N/A | #N/A | 0 | #N/A | #N/A | #N/A | #N/A
4 | 14 | 1 | 3 | #N/A | #N/A | 0 | 0 | 0 | 0 | 0 | 0 | 0 | #N/A | #N/A | 0 | 0 | 0 | 0 | 0 | #N/A | #N/A | 0 | #N/A | #N/A | #N/A | #N/A
4 | 14 | 2 | 3 | #N/A | #N/A | 0 | 0 | 0 | 0 | 0 | 0 | 0 | #N/A | #N/A | 0 | 0 | 0 | 0 | 0 | #N/A | #N/A | 0 | #N/A | #N/A | #N/A | #N/A
4 | 14 | 3 | 3 | #N/A | #N/A | 0 | 0 | 0 | 0 | 0 | 0 | 0 | #N/A | #N/A | 0 | 0 | 0 | 0 | 0 | #N/A | #N/A | 0 | #N/A | #N/A | #N/A | #N/A
4 | 14 | 4 | 3 | #N/A | #N/A | 0 | 0 | 0 | 0 | 0 | 0 | 0 | #N/A | #N/A | 0 | 0 | 0 | 0 | 0 | #N/A | #N/A | 0 | #N/A | #N/A | #N/A | #N/A
4 | 14 | 5 | 3 | #N/A | #N/A | 0 | 0 | 0 | 0 | 0 | 0 | 0 | #N/A | #N/A | 0 | 0 | 0 | 0 | 0 | #N/A | #N/A | 0 | #N/A | #N/A | #N/A | #N/A
4 | 14 | 6 | 3 | #N/A | #N/A | 1 | 0 | 0 | 0 | 0 | 0 | 0 | #N/A | #N/A | 0 | 0 | 0 | 0 | 0 | #N/A | #N/A | 0 | #N/A | #N/A | #N/A | #N/A
4 | 14 | 7 | 3 | #N/A | #N/A | 1 | 0 | 0 | 0 | 0 | 0 | 0 | #N/A | #N/A | 0 | 0 | 0 | 0 | 0 | #N/A | #N/A | 0 | #N/A | #N/A | #N/A | #N/A
4 | 14 | 8 | 3 | #N/A | #N/A | 1 | 0 | 0 | 0 | 0 | 0 | 0 | #N/A | #N/A | 0 | 0 | 0 | 0 | 0 | #N/A | #N/A | 0 | #N/A | #N/A | #N/A | #N/A
4 | 14 | 9 | 3 | #N/A | #N/A | 1 | 0 | 0 | 0 | 0 | 0 | 0 | #N/A | #N/A | 0 | 0 | 0 | 0 | 0 | #N/A | #N/A | 0 | #N/A | #N/A | #N/A | #N/A
4 | 14 | 10 | 3 | #N/A | #N/A | 1 | 0 | 0 | 0 | 0 | 0 | 0 | #N/A | #N/A | 0 | 0 | 0 | 0 | 0 | #N/A | #N/A | 0 | #N/A | #N/A | #N/A | #N/A
4 | 14 | 11 | 3 | #N/A | #N/A | 1 | 0 | 0 | 0 | 0 | 0 | 0 | #N/A | #N/A | 0 | 0 | 0 | 0 | 0 | #N/A | #N/A | 0 | #N/A | #N/A | #N/A | #N/A
4 | 14 | 12 | 3 | #N/A | #N/A | 1 | 0 | 0 | 0 | 0 | 0 | 0 | #N/A | #N/A | 0 | 0 | 0 | 0 | 0 | #N/A | #N/A | 0 | #N/A | #N/A | #N/A | #N/A
4 | 14 | 13 | 3 | #N/A | #N/A | 1 | 0 | 0 | 0 | 0 | 0 | 0 | #N/A | #N/A | 0 | 0 | 0 | 0 | 0 | #N/A | #N/A | 0 | #N/A | #N/A | #N/A | #N/A
4 | 14 | 14 | 3 | #N/A | #N/A | 1 | 0 | 0 | 0 | 0 | 0 | 0 | #N/A | #N/A | 0 | 0 | 0 | 0 | 0 | #N/A | #N/A | 0 | #N/A | #N/A | #N/A | #N/A
4 | 14 | 15 | 3 | #N/A | #N/A | 1 | 0 | 0 | 0 | 0 | 0 | 0 | #N/A | #N/A | 0 | 0 | 0 | 0 | 0 | #N/A | #N/A | 0 | #N/A | #N/A | #N/A | #N/A
4 | 14 | 16 | 3 | #N/A | #N/A | 1 | 0 | 0 | 0 | 0 | 0 | 0 | #N/A | #N/A | 0 | 0 | 0 | 0 | 0 | #N/A | #N/A | 0 | #N/A | #N/A | #N/A | #N/A
4 | 14 | 17 | 3 | #N/A | #N/A | 1 | 1 | 0 | 0 | 0 | 0 | 0 | #N/A | #N/A | 0 | 0 | 0 | 0 | 0 | #N/A | #N/A | 0 | #N/A | #N/A | #N/A | #N/A
4 | 14 | 18 | 3 | #N/A | #N/A | 1 | 1 | 0 | 0 | 0 | 0 | 0 | #N/A | #N/A | 0 | 0 | 0 | 0 | 0 | #N/A | #N/A | 0 | #N/A | #N/A | #N/A | #N/A
4 | 14 | 19 | 3 | #N/A | #N/A | 1 | 0 | 0 | 0 | 0 | 0 | 0 | #N/A | #N/A | 0 | 0 | 0 | 0 | 0 | #N/A | #N/A | 0 | #N/A | #N/A | #N/A | #N/A
4 | 14 | 20 | 3 | #N/A | #N/A | 1 | 0 | 0 | 0 | 0 | 0 | 0 | #N/A | #N/A | 0 | 0 | 0 | 0 | 0 | #N/A | #N/A | 0 | #N/A | #N/A | #N/A | #N/A
4 | 14 | 21 | 3 | #N/A | #N/A | 1 | 0 | 0 | 0 | 0 | 0 | 0 | #N/A | #N/A | 0 | 0 | 0 | 0 | 0 | #N/A | #N/A | 0 | #N/A | #N/A | #N/A | #N/A
4 | 14 | 22 | 3 | #N/A | #N/A | 1 | 0 | 0 | 0 | 0 | 0 | 0 | #N/A | #N/A | 0 | 0 | 0 | 0 | 0 | #N/A | #N/A | 0 | #N/A | #N/A | #N/A | #N/A
4 | 14 | 23 | 3 | #N/A | #N/A | 0 | 0 | 0 | 0 | 0 | 0 | 0 | #N/A | #N/A | 0 | 0 | 0 | 0 | 0 | #N/A | #N/A | 0 | #N/A | #N/A | #N/A | #N/A
4 | 14 | 24 | 3 | #N/A | #N/A | 0 | 0 | 0 | 0 | 0 | 0 | 0 | #N/A | #N/A | 0 | 0 | 0 | 0 | 0 | #N/A | #N/A | 0 | #N/A | #N/A | #N/A | #N/A
4 | 15 | 1 | 4 | #N/A | #N/A | 0 | 0 | 0 | 0 | 0 | 0 | 0 | #N/A | #N/A | 0 | 0 | 0 | 0 | 0 | #N/A | #N/A | 0 | #N/A | #N/A | #N/A | #N/A
4 | 15 | 2 | 4 | #N/A | #N/A | 0 | 0 | 0 | 0 | 0 | 0 | 0 | #N/A | #N/A | 0 | 0 | 0 | 0 | 0 | #N/A | #N/A | 0 | #N/A | #N/A | #N/A | #N/A
4 | 15 | 3 | 4 | #N/A | #N/A | 0 | 0 | 0 | 0 | 0 | 0 | 0 | #N/A | #N/A | 0 | 0 | 0 | 0 | 0 | #N/A | #N/A | 0 | #N/A | #N/A | #N/A | #N/A
4 | 15 | 4 | 4 | #N/A | #N/A | 0 | 0 | 0 | 0 | 0 | 0 | 0 | #N/A | #N/A | 0 | 0 | 0 | 0 | 0 | #N/A | #N/A | 0 | #N/A | #N/A | #N/A | #N/A
4 | 15 | 5 | 4 | #N/A | #N/A | 0 | 0 | 0 | 0 | 0 | 0 | 0 | #N/A | #N/A | 0 | 0 | 0 | 0 | 0 | #N/A | #N/A | 0 | #N/A | #N/A | #N/A | #N/A
4 | 15 | 6 | 4 | #N/A | #N/A | 1 | 0 | 0 | 0 | 0 | 0 | 0 | #N/A | #N/A | 0 | 0 | 0 | 0 | 0 | #N/A | #N/A | 0 | #N/A | #N/A | #N/A | #N/A
4 | 15 | 7 | 4 | #N/A | #N/A | 1 | 0 | 0 | 0 | 0 | 0 | 0 | #N/A | #N/A | 0 | 0 | 0 | 0 | 0 | #N/A | #N/A | 0 | #N/A | #N/A | #N/A | #N/A
4 | 15 | 8 | 4 | #N/A | #N/A | 1 | 0 | 0 | 0 | 0 | 0 | 0 | #N/A | #N/A | 0 | 0 | 0 | 0 | 0 | #N/A | #N/A | 0 | #N/A | #N/A | #N/A | #N/A
4 | 15 | 9 | 4 | #N/A | #N/A | 1 | 0 | 0 | 0 | 0 | 0 | 0 | #N/A | #N/A | 0 | 0 | 0 | 0 | 0 | #N/A | #N/A | 0 | #N/A | #N/A | #N/A | #N/A
4 | 15 | 10 | 4 | #N/A | #N/A | 1 | 0 | 0 | 0 | 0 | 0 | 0 | #N/A | #N/A | 0 | 0 | 0 | 0 | 0 | #N/A | #N/A | 0 | #N/A | #N/A | #N/A | #N/A
4 | 15 | 11 | 4 | #N/A | #N/A | 1 | 0 | 0 | 0 | 0 | 0 | 0 | #N/A | #N/A | 0 | 0 | 0 | 0 | 0 | #N/A | #N/A | 0 | #N/A | #N/A | #N/A | #N/A
4 | 15 | 12 | 4 | #N/A | #N/A | 1 | 0 | 0 | 0 | 0 | 0 | 0 | #N/A | #N/A | 0 | 0 | 0 | 0 | 0 | #N/A | #N/A | 0 | #N/A | #N/A | #N/A | #N/A
4 | 15 | 13 | 4 | #N/A | #N/A | 1 | 0 | 0 | 0 | 0 | 0 | 0 | #N/A | #N/A | 0 | 0 | 0 | 0 | 0 | #N/A | #N/A | 0 | #N/A | #N/A | #N/A | #N/A
4 | 15 | 14 | 4 | #N/A | #N/A | 1 | 0 | 0 | 0 | 0 | 0 | 0 | #N/A | #N/A | 0 | 0 | 0 | 0 | 0 | #N/A | #N/A | 0 | #N/A | #N/A | #N/A | #N/A
4 | 15 | 15 | 4 | #N/A | #N/A | 1 | 0 | 0 | 0 | 0 | 0 | 0 | #N/A | #N/A | 0 | 0 | 0 | 0 | 0 | #N/A | #N/A | 0 | #N/A | #N/A | #N/A | #N/A
4 | 15 | 16 | 4 | #N/A | #N/A | 1 | 0 | 0 | 0 | 0 | 0 | 0 | #N/A | #N/A | 0 | 0 | 0 | 0 | 0 | #N/A | #N/A | 0 | #N/A | #N/A | #N/A | #N/A
4 | 15 | 17 | 4 | #N/A | #N/A | 1 | 1 | 0 | 0 | 0 | 0 | 0 | #N/A | #N/A | 0 | 0 | 0 | 0 | 0 | #N/A | #N/A | 0 | #N/A | #N/A | #N/A | #N/A
4 | 15 | 18 | 4 | #N/A | #N/A | 1 | 1 | 0 | 0 | 0 | 0 | 0 | #N/A | #N/A | 0 | 0 | 0 | 0 | 0 | #N/A | #N/A | 0 | #N/A | #N/A | #N/A | #N/A
4 | 15 | 19 | 4 | #N/A | #N/A | 1 | 0 | 0 | 0 | 0 | 0 | 0 | #N/A | #N/A | 0 | 0 | 0 | 0 | 0 | #N/A | #N/A | 0 | #N/A | #N/A | #N/A | #N/A
4 | 15 | 20 | 4 | #N/A | #N/A | 1 | 0 | 0 | 0 | 0 | 0 | 0 | #N/A | #N/A | 0 | 0 | 0 | 0 | 0 | #N/A | #N/A | 0 | #N/A | #N/A | #N/A | #N/A
4 | 15 | 21 | 4 | #N/A | #N/A | 1 | 0 | 0 | 0 | 0 | 0 | 0 | #N/A | #N/A | 0 | 0 | 0 | 0 | 0 | #N/A | #N/A | 0 | #N/A | #N/A | #N/A | #N/A
4 | 15 | 22 | 4 | #N/A | #N/A | 1 | 0 | 0 | 0 | 0 | 0 | 0 | #N/A | #N/A | 0 | 0 | 0 | 0 | 0 | #N/A | #N/A | 0 | #N/A | #N/A | #N/A | #N/A
4 | 15 | 23 | 4 | #N/A | #N/A | 0 | 0 | 0 | 0 | 0 | 0 | 0 | #N/A | #N/A | 0 | 0 | 0 | 0 | 0 | #N/A | #N/A | 0 | #N/A | #N/A | #N/A | #N/A
4 | 15 | 24 | 4 | #N/A | #N/A | 0 | 0 | 0 | 0 | 0 | 0 | 0 | #N/A | #N/A | 0 | 0 | 0 | 0 | 0 | #N/A | #N/A | 0 | #N/A | #N/A | #N/A | #N/A
4 | 16 | 1 | 5 | #N/A | #N/A | 0 | 0 | 0 | 0 | 0 | 0 | 0 | #N/A | #N/A | 0 | 0 | 0 | 0 | 0 | #N/A | #N/A | 0 | #N/A | #N/A | #N/A | #N/A
4 | 16 | 2 | 5 | #N/A | #N/A | 0 | 0 | 0 | 0 | 0 | 0 | 0 | #N/A | #N/A | 0 | 0 | 0 | 0 | 0 | #N/A | #N/A | 0 | #N/A | #N/A | #N/A | #N/A
4 | 16 | 3 | 5 | #N/A | #N/A | 0 | 0 | 0 | 0 | 0 | 0 | 0 | #N/A | #N/A | 0 | 0 | 0 | 0 | 0 | #N/A | #N/A | 0 | #N/A | #N/A | #N/A | #N/A
4 | 16 | 4 | 5 | #N/A | #N/A | 0 | 0 | 0 | 0 | 0 | 0 | 0 | #N/A | #N/A | 0 | 0 | 0 | 0 | 0 | #N/A | #N/A | 0 | #N/A | #N/A | #N/A | #N/A
4 | 16 | 5 | 5 | #N/A | #N/A | 0 | 0 | 0 | 0 | 0 | 0 | 0 | #N/A | #N/A | 0 | 0 | 0 | 0 | 0 | #N/A | #N/A | 0 | #N/A | #N/A | #N/A | #N/A
4 | 16 | 6 | 5 | #N/A | #N/A | 1 | 0 | 0 | 0 | 0 | 0 | 0 | #N/A | #N/A | 0 | 0 | 0 | 0 | 0 | #N/A | #N/A | 0 | #N/A | #N/A | #N/A | #N/A
4 | 16 | 7 | 5 | #N/A | #N/A | 1 | 0 | 0 | 0 | 0 | 0 | 0 | #N/A | #N/A | 0 | 0 | 0 | 0 | 0 | #N/A | #N/A | 0 | #N/A | #N/A | #N/A | #N/A
4 | 16 | 8 | 5 | #N/A | #N/A | 1 | 0 | 0 | 0 | 0 | 0 | 0 | #N/A | #N/A | 0 | 0 | 0 | 0 | 0 | #N/A | #N/A | 0 | #N/A | #N/A | #N/A | #N/A
4 | 16 | 9 | 5 | #N/A | #N/A | 1 | 0 | 0 | 0 | 0 | 0 | 0 | #N/A | #N/A | 0 | 0 | 0 | 0 | 0 | #N/A | #N/A | 0 | #N/A | #N/A | #N/A | #N/A
4 | 16 | 10 | 5 | #N/A | #N/A | 1 | 0 | 0 | 0 | 0 | 0 | 0 | #N/A | #N/A | 0 | 0 | 0 | 0 | 0 | #N/A | #N/A | 0 | #N/A | #N/A | #N/A | #N/A
4 | 16 | 11 | 5 | #N/A | #N/A | 1 | 0 | 0 | 0 | 0 | 0 | 0 | #N/A | #N/A | 0 | 0 | 0 | 0 | 0 | #N/A | #N/A | 0 | #N/A | #N/A | #N/A | #N/A
4 | 16 | 12 | 5 | #N/A | #N/A | 1 | 0 | 0 | 0 | 0 | 0 | 0 | #N/A | #N/A | 0 | 0 | 0 | 0 | 0 | #N/A | #N/A | 0 | #N/A | #N/A | #N/A | #N/A
4 | 16 | 13 | 5 | #N/A | #N/A | 1 | 0 | 0 | 0 | 0 | 0 | 0 | #N/A | #N/A | 0 | 0 | 0 | 0 | 0 | #N/A | #N/A | 0 | #N/A | #N/A | #N/A | #N/A
4 | 16 | 14 | 5 | #N/A | #N/A | 1 | 0 | 0 | 0 | 0 | 0 | 0 | #N/A | #N/A | 0 | 0 | 0 | 0 | 0 | #N/A | #N/A | 0 | #N/A | #N/A | #N/A | #N/A
4 | 16 | 15 | 5 | #N/A | #N/A | 1 | 0 | 0 | 0 | 0 | 0 | 0 | #N/A | #N/A | 0 | 0 | 0 | 0 | 0 | #N/A | #N/A | 0 | #N/A | #N/A | #N/A | #N/A
4 | 16 | 16 | 5 | #N/A | #N/A | 1 | 0 | 0 | 0 | 0 | 0 | 0 | #N/A | #N/A | 0 | 0 | 0 | 0 | 0 | #N/A | #N/A | 0 | #N/A | #N/A | #N/A | #N/A
4 | 16 | 17 | 5 | #N/A | #N/A | 1 | 1 | 0 | 0 | 0 | 0 | 0 | #N/A | #N/A | 0 | 0 | 0 | 0 | 0 | #N/A | #N/A | 0 | #N/A | #N/A | #N/A | #N/A
4 | 16 | 18 | 5 | #N/A | #N/A | 1 | 1 | 0 | 0 | 0 | 0 | 0 | #N/A | #N/A | 0 | 0 | 0 | 0 | 0 | #N/A | #N/A | 0 | #N/A | #N/A | #N/A | #N/A
4 | 16 | 19 | 5 | #N/A | #N/A | 1 | 0 | 0 | 0 | 0 | 0 | 0 | #N/A | #N/A | 0 | 0 | 0 | 0 | 0 | #N/A | #N/A | 0 | #N/A | #N/A | #N/A | #N/A
4 | 16 | 20 | 5 | #N/A | #N/A | 1 | 0 | 0 | 0 | 0 | 0 | 0 | #N/A | #N/A | 0 | 0 | 0 | 0 | 0 | #N/A | #N/A | 0 | #N/A | #N/A | #N/A | #N/A
4 | 16 | 21 | 5 | #N/A | #N/A | 1 | 0 | 0 | 0 | 0 | 0 | 0 | #N/A | #N/A | 0 | 0 | 0 | 0 | 0 | #N/A | #N/A | 0 | #N/A | #N/A | #N/A | #N/A
4 | 16 | 22 | 5 | #N/A | #N/A | 1 | 0 | 0 | 0 | 0 | 0 | 0 | #N/A | #N/A | 0 | 0 | 0 | 0 | 0 | #N/A | #N/A | 0 | #N/A | #N/A | #N/A | #N/A
4 | 16 | 23 | 5 | #N/A | #N/A | 0 | 0 | 0 | 0 | 0 | 0 | 0 | #N/A | #N/A | 0 | 0 | 0 | 0 | 0 | #N/A | #N/A | 0 | #N/A | #N/A | #N/A | #N/A
4 | 16 | 24 | 5 | #N/A | #N/A | 0 | 0 | 0 | 0 | 0 | 0 | 0 | #N/A | #N/A | 0 | 0 | 0 | 0 | 0 | #N/A | #N/A | 0 | #N/A | #N/A | #N/A | #N/A
4 | 17 | 1 | 6 | #N/A | #N/A | 0 | 0 | 0 | 0 | 0 | 0 | 0 | #N/A | #N/A | 0 | 0 | 0 | 0 | 0 | #N/A | #N/A | 0 | #N/A | #N/A | #N/A | #N/A
4 | 17 | 2 | 6 | #N/A | #N/A | 0 | 0 | 0 | 0 | 0 | 0 | 0 | #N/A | #N/A | 0 | 0 | 0 | 0 | 0 | #N/A | #N/A | 0 | #N/A | #N/A | #N/A | #N/A
4 | 17 | 3 | 6 | #N/A | #N/A | 0 | 0 | 0 | 0 | 0 | 0 | 0 | #N/A | #N/A | 0 | 0 | 0 | 0 | 0 | #N/A | #N/A | 0 | #N/A | #N/A | #N/A | #N/A
4 | 17 | 4 | 6 | #N/A | #N/A | 0 | 0 | 0 | 0 | 0 | 0 | 0 | #N/A | #N/A | 0 | 0 | 0 | 0 | 0 | #N/A | #N/A | 0 | #N/A | #N/A | #N/A | #N/A
4 | 17 | 5 | 6 | #N/A | #N/A | 0 | 0 | 0 | 0 | 0 | 0 | 0 | #N/A | #N/A | 0 | 0 | 0 | 0 | 0 | #N/A | #N/A | 0 | #N/A | #N/A | #N/A | #N/A
4 | 17 | 6 | 6 | #N/A | #N/A | 0 | 0 | 0 | 0 | 0 | 0 | 0 | #N/A | #N/A | 0 | 0 | 0 | 0 | 0 | #N/A | #N/A | 0 | #N/A | #N/A | #N/A | #N/A
4 | 17 | 7 | 6 | #N/A | #N/A | 0 | 0 | 0 | 0 | 0 | 0 | 0 | #N/A | #N/A | 0 | 0 | 0 | 0 | 0 | #N/A | #N/A | 0 | #N/A | #N/A | #N/A | #N/A
4 | 17 | 8 | 6 | #N/A | #N/A | 0 | 0 | 0 | 0 | 0 | 0 | 0 | #N/A | #N/A | 0 | 0 | 0 | 0 | 0 | #N/A | #N/A | 0 | #N/A | #N/A | #N/A | #N/A
4 | 17 | 9 | 6 | #N/A | #N/A | 0 | 0 | 0 | 0 | 0 | 0 | 0 | #N/A | #N/A | 0 | 0 | 0 | 0 | 0 | #N/A | #N/A | 0 | #N/A | #N/A | #N/A | #N/A
4 | 17 | 10 | 6 | #N/A | #N/A | 0 | 0 | 0 | 0 | 0 | 0 | 0 | #N/A | #N/A | 0 | 0 | 0 | 0 | 0 | #N/A | #N/A | 0 | #N/A | #N/A | #N/A | #N/A
4 | 17 | 11 | 6 | #N/A | #N/A | 0 | 0 | 0 | 0 | 0 | 0 | 0 | #N/A | #N/A | 0 | 0 | 0 | 0 | 0 | #N/A | #N/A | 0 | #N/A | #N/A | #N/A | #N/A
4 | 17 | 12 | 6 | #N/A | #N/A | 0 | 0 | 0 | 0 | 0 | 0 | 0 | #N/A | #N/A | 0 | 0 | 0 | 0 | 0 | #N/A | #N/A | 0 | #N/A | #N/A | #N/A | #N/A
4 | 17 | 13 | 6 | #N/A | #N/A | 0 | 0 | 0 | 0 | 0 | 0 | 0 | #N/A | #N/A | 0 | 0 | 0 | 0 | 0 | #N/A | #N/A | 0 | #N/A | #N/A | #N/A | #N/A
4 | 17 | 14 | 6 | #N/A | #N/A | 0 | 0 | 0 | 0 | 0 | 0 | 0 | #N/A | #N/A | 0 | 0 | 0 | 0 | 0 | #N/A | #N/A | 0 | #N/A | #N/A | #N/A | #N/A
4 | 17 | 15 | 6 | #N/A | #N/A | 0 | 0 | 0 | 0 | 0 | 0 | 0 | #N/A | #N/A | 0 | 0 | 0 | 0 | 0 | #N/A | #N/A | 0 | #N/A | #N/A | #N/A | #N/A
4 | 17 | 16 | 6 | #N/A | #N/A | 0 | 0 | 0 | 0 | 0 | 0 | 0 | #N/A | #N/A | 0 | 0 | 0 | 0 | 0 | #N/A | #N/A | 0 | #N/A | #N/A | #N/A | #N/A
4 | 17 | 17 | 6 | #N/A | #N/A | 0 | 0 | 0 | 0 | 0 | 0 | 0 | #N/A | #N/A | 0 | 0 | 0 | 0 | 0 | #N/A | #N/A | 0 | #N/A | #N/A | #N/A | #N/A
4 | 17 | 18 | 6 | #N/A | #N/A | 0 | 0 | 0 | 0 | 0 | 0 | 0 | #N/A | #N/A | 0 | 0 | 0 | 0 | 0 | #N/A | #N/A | 0 | #N/A | #N/A | #N/A | #N/A
4 | 17 | 19 | 6 | #N/A | #N/A | 0 | 0 | 0 | 0 | 0 | 0 | 0 | #N/A | #N/A | 0 | 0 | 0 | 0 | 0 | #N/A | #N/A | 0 | #N/A | #N/A | #N/A | #N/A
4 | 17 | 20 | 6 | #N/A | #N/A | 0 | 0 | 0 | 0 | 0 | 0 | 0 | #N/A | #N/A | 0 | 0 | 0 | 0 | 0 | #N/A | #N/A | 0 | #N/A | #N/A | #N/A | #N/A
4 | 17 | 21 | 6 | #N/A | #N/A | 0 | 0 | 0 | 0 | 0 | 0 | 0 | #N/A | #N/A | 0 | 0 | 0 | 0 | 0 | #N/A | #N/A | 0 | #N/A | #N/A | #N/A | #N/A
4 | 17 | 22 | 6 | #N/A | #N/A | 0 | 0 | 0 | 0 | 0 | 0 | 0 | #N/A | #N/A | 0 | 0 | 0 | 0 | 0 | #N/A | #N/A | 0 | #N/A | #N/A | #N/A | #N/A
4 | 17 | 23 | 6 | #N/A | #N/A | 0 | 0 | 0 | 0 | 0 | 0 | 0 | #N/A | #N/A | 0 | 0 | 0 | 0 | 0 | #N/A | #N/A | 0 | #N/A | #N/A | #N/A | #N/A
4 | 17 | 24 | 6 | #N/A | #N/A | 0 | 0 | 0 | 0 | 0 | 0 | 0 | #N/A | #N/A | 0 | 0 | 0 | 0 | 0 | #N/A | #N/A | 0 | #N/A | #N/A | #N/A | #N/A
4 | 18 | 1 | 7 | #N/A | #N/A | 0 | 0 | 0 | 0 | 0 | 0 | 0 | #N/A | #N/A | 0 | 0 | 0 | 0 | 0 | #N/A | #N/A | 0 | #N/A | #N/A | #N/A | #N/A
4 | 18 | 2 | 7 | #N/A | #N/A | 0 | 0 | 0 | 0 | 0 | 0 | 0 | #N/A | #N/A | 0 | 0 | 0 | 0 | 0 | #N/A | #N/A | 0 | #N/A | #N/A | #N/A | #N/A
4 | 18 | 3 | 7 | #N/A | #N/A | 0 | 0 | 0 | 0 | 0 | 0 | 0 | #N/A | #N/A | 0 | 0 | 0 | 0 | 0 | #N/A | #N/A | 0 | #N/A | #N/A | #N/A | #N/A
4 | 18 | 4 | 7 | #N/A | #N/A | 0 | 0 | 0 | 0 | 0 | 0 | 0 | #N/A | #N/A | 0 | 0 | 0 | 0 | 0 | #N/A | #N/A | 0 | #N/A | #N/A | #N/A | #N/A
4 | 18 | 5 | 7 | #N/A | #N/A | 0 | 0 | 0 | 0 | 0 | 0 | 0 | #N/A | #N/A | 0 | 0 | 0 | 0 | 0 | #N/A | #N/A | 0 | #N/A | #N/A | #N/A | #N/A
4 | 18 | 6 | 7 | #N/A | #N/A | 0 | 0 | 0 | 0 | 0 | 0 | 0 | #N/A | #N/A | 0 | 0 | 0 | 0 | 0 | #N/A | #N/A | 0 | #N/A | #N/A | #N/A | #N/A
4 | 18 | 7 | 7 | #N/A | #N/A | 0 | 0 | 0 | 0 | 0 | 0 | 0 | #N/A | #N/A | 0 | 0 | 0 | 0 | 0 | #N/A | #N/A | 0 | #N/A | #N/A | #N/A | #N/A
4 | 18 | 8 | 7 | #N/A | #N/A | 0 | 0 | 0 | 0 | 0 | 0 | 0 | #N/A | #N/A | 0 | 0 | 0 | 0 | 0 | #N/A | #N/A | 0 | #N/A | #N/A | #N/A | #N/A
4 | 18 | 9 | 7 | #N/A | #N/A | 0 | 0 | 0 | 0 | 0 | 0 | 0 | #N/A | #N/A | 0 | 0 | 0 | 0 | 0 | #N/A | #N/A | 0 | #N/A | #N/A | #N/A | #N/A
4 | 18 | 10 | 7 | #N/A | #N/A | 0 | 0 | 0 | 0 | 0 | 0 | 0 | #N/A | #N/A | 0 | 0 | 0 | 0 | 0 | #N/A | #N/A | 0 | #N/A | #N/A | #N/A | #N/A
4 | 18 | 11 | 7 | #N/A | #N/A | 0 | 0 | 0 | 0 | 0 | 0 | 0 | #N/A | #N/A | 0 | 0 | 0 | 0 | 0 | #N/A | #N/A | 0 | #N/A | #N/A | #N/A | #N/A
4 | 18 | 12 | 7 | #N/A | #N/A | 0 | 0 | 0 | 0 | 0 | 0 | 0 | #N/A | #N/A | 0 | 0 | 0 | 0 | 0 | #N/A | #N/A | 0 | #N/A | #N/A | #N/A | #N/A
4 | 18 | 13 | 7 | #N/A | #N/A | 0 | 0 | 0 | 0 | 0 | 0 | 0 | #N/A | #N/A | 0 | 0 | 0 | 0 | 0 | #N/A | #N/A | 0 | #N/A | #N/A | #N/A | #N/A
4 | 18 | 14 | 7 | #N/A | #N/A | 0 | 0 | 0 | 0 | 0 | 0 | 0 | #N/A | #N/A | 0 | 0 | 0 | 0 | 0 | #N/A | #N/A | 0 | #N/A | #N/A | #N/A | #N/A
4 | 18 | 15 | 7 | #N/A | #N/A | 0 | 0 | 0 | 0 | 0 | 0 | 0 | #N/A | #N/A | 0 | 0 | 0 | 0 | 0 | #N/A | #N/A | 0 | #N/A | #N/A | #N/A | #N/A
4 | 18 | 16 | 7 | #N/A | #N/A | 0 | 0 | 0 | 0 | 0 | 0 | 0 | #N/A | #N/A | 0 | 0 | 0 | 0 | 0 | #N/A | #N/A | 0 | #N/A | #N/A | #N/A | #N/A
4 | 18 | 17 | 7 | #N/A | #N/A | 0 | 0 | 0 | 0 | 0 | 0 | 0 | #N/A | #N/A | 0 | 0 | 0 | 0 | 0 | #N/A | #N/A | 0 | #N/A | #N/A | #N/A | #N/A
4 | 18 | 18 | 7 | #N/A | #N/A | 0 | 0 | 0 | 0 | 0 | 0 | 0 | #N/A | #N/A | 0 | 0 | 0 | 0 | 0 | #N/A | #N/A | 0 | #N/A | #N/A | #N/A | #N/A
4 | 18 | 19 | 7 | #N/A | #N/A | 0 | 0 | 0 | 0 | 0 | 0 | 0 | #N/A | #N/A | 0 | 0 | 0 | 0 | 0 | #N/A | #N/A | 0 | #N/A | #N/A | #N/A | #N/A
4 | 18 | 20 | 7 | #N/A | #N/A | 0 | 0 | 0 | 0 | 0 | 0 | 0 | #N/A | #N/A | 0 | 0 | 0 | 0 | 0 | #N/A | #N/A | 0 | #N/A | #N/A | #N/A | #N/A
4 | 18 | 21 | 7 | #N/A | #N/A | 0 | 0 | 0 | 0 | 0 | 0 | 0 | #N/A | #N/A | 0 | 0 | 0 | 0 | 0 | #N/A | #N/A | 0 | #N/A | #N/A | #N/A | #N/A
4 | 18 | 22 | 7 | #N/A | #N/A | 0 | 0 | 0 | 0 | 0 | 0 | 0 | #N/A | #N/A | 0 | 0 | 0 | 0 | 0 | #N/A | #N/A | 0 | #N/A | #N/A | #N/A | #N/A
4 | 18 | 23 | 7 | #N/A | #N/A | 0 | 0 | 0 | 0 | 0 | 0 | 0 | #N/A | #N/A | 0 | 0 | 0 | 0 | 0 | #N/A | #N/A | 0 | #N/A | #N/A | #N/A | #N/A
4 | 18 | 24 | 7 | #N/A | #N/A | 0 | 0 | 0 | 0 | 0 | 0 | 0 | #N/A | #N/A | 0 | 0 | 0 | 0 | 0 | #N/A | #N/A | 0 | #N/A | #N/A | #N/A | #N/A
4 | 19 | 1 | 8 | #N/A | #N/A | 0 | 0 | 0 | 0 | 0 | 0 | 0 | #N/A | #N/A | 0 | 0 | 0 | 0 | 0 | #N/A | #N/A | 0 | #N/A | #N/A | #N/A | #N/A
4 | 19 | 2 | 8 | #N/A | #N/A | 0 | 0 | 0 | 0 | 0 | 0 | 0 | #N/A | #N/A | 0 | 0 | 0 | 0 | 0 | #N/A | #N/A | 0 | #N/A | #N/A | #N/A | #N/A
4 | 19 | 3 | 8 | #N/A | #N/A | 0 | 0 | 0 | 0 | 0 | 0 | 0 | #N/A | #N/A | 0 | 0 | 0 | 0 | 0 | #N/A | #N/A | 0 | #N/A | #N/A | #N/A | #N/A
4 | 19 | 4 | 8 | #N/A | #N/A | 0 | 0 | 0 | 0 | 0 | 0 | 0 | #N/A | #N/A | 0 | 0 | 0 | 0 | 0 | #N/A | #N/A | 0 | #N/A | #N/A | #N/A | #N/A
4 | 19 | 5 | 8 | #N/A | #N/A | 0 | 0 | 0 | 0 | 0 | 0 | 0 | #N/A | #N/A | 0 | 0 | 0 | 0 | 0 | #N/A | #N/A | 0 | #N/A | #N/A | #N/A | #N/A
4 | 19 | 6 | 8 | #N/A | #N/A | 0 | 0 | 0 | 0 | 0 | 0 | 0 | #N/A | #N/A | 0 | 0 | 0 | 0 | 0 | #N/A | #N/A | 0 | #N/A | #N/A | #N/A | #N/A
4 | 19 | 7 | 8 | #N/A | #N/A | 0 | 0 | 0 | 0 | 0 | 0 | 0 | #N/A | #N/A | 0 | 0 | 0 | 0 | 0 | #N/A | #N/A | 0 | #N/A | #N/A | #N/A | #N/A
4 | 19 | 8 | 8 | #N/A | #N/A | 0 | 0 | 0 | 0 | 0 | 0 | 0 | #N/A | #N/A | 0 | 0 | 0 | 0 | 0 | #N/A | #N/A | 0 | #N/A | #N/A | #N/A | #N/A
4 | 19 | 9 | 8 | #N/A | #N/A | 0 | 0 | 0 | 0 | 0 | 0 | 0 | #N/A | #N/A | 0 | 0 | 0 | 0 | 0 | #N/A | #N/A | 0 | #N/A | #N/A | #N/A | #N/A
4 | 19 | 10 | 8 | #N/A | #N/A | 0 | 0 | 0 | 0 | 0 | 0 | 0 | #N/A | #N/A | 0 | 0 | 0 | 0 | 0 | #N/A | #N/A | 0 | #N/A | #N/A | #N/A | #N/A
4 | 19 | 11 | 8 | #N/A | #N/A | 0 | 0 | 0 | 0 | 0 | 0 | 0 | #N/A | #N/A | 0 | 0 | 0 | 0 | 0 | #N/A | #N/A | 0 | #N/A | #N/A | #N/A | #N/A
4 | 19 | 12 | 8 | #N/A | #N/A | 0 | 0 | 0 | 0 | 0 | 0 | 0 | #N/A | #N/A | 0 | 0 | 0 | 0 | 0 | #N/A | #N/A | 0 | #N/A | #N/A | #N/A | #N/A
4 | 19 | 13 | 8 | #N/A | #N/A | 0 | 0 | 0 | 0 | 0 | 0 | 0 | #N/A | #N/A | 0 | 0 | 0 | 0 | 0 | #N/A | #N/A | 0 | #N/A | #N/A | #N/A | #N/A
4 | 19 | 14 | 8 | #N/A | #N/A | 0 | 0 | 0 | 0 | 0 | 0 | 0 | #N/A | #N/A | 0 | 0 | 0 | 0 | 0 | #N/A | #N/A | 0 | #N/A | #N/A | #N/A | #N/A
4 | 19 | 15 | 8 | #N/A | #N/A | 0 | 0 | 0 | 0 | 0 | 0 | 0 | #N/A | #N/A | 0 | 0 | 0 | 0 | 0 | #N/A | #N/A | 0 | #N/A | #N/A | #N/A | #N/A
4 | 19 | 16 | 8 | #N/A | #N/A | 0 | 0 | 0 | 0 | 0 | 0 | 0 | #N/A | #N/A | 0 | 0 | 0 | 0 | 0 | #N/A | #N/A | 0 | #N/A | #N/A | #N/A | #N/A
4 | 19 | 17 | 8 | #N/A | #N/A | 0 | 0 | 0 | 0 | 0 | 0 | 0 | #N/A | #N/A | 0 | 0 | 0 | 0 | 0 | #N/A | #N/A | 0 | #N/A | #N/A | #N/A | #N/A
4 | 19 | 18 | 8 | #N/A | #N/A | 0 | 0 | 0 | 0 | 0 | 0 | 0 | #N/A | #N/A | 0 | 0 | 0 | 0 | 0 | #N/A | #N/A | 0 | #N/A | #N/A | #N/A | #N/A
4 | 19 | 19 | 8 | #N/A | #N/A | 0 | 0 | 0 | 0 | 0 | 0 | 0 | #N/A | #N/A | 0 | 0 | 0 | 0 | 0 | #N/A | #N/A | 0 | #N/A | #N/A | #N/A | #N/A
4 | 19 | 20 | 8 | #N/A | #N/A | 0 | 0 | 0 | 0 | 0 | 0 | 0 | #N/A | #N/A | 0 | 0 | 0 | 0 | 0 | #N/A | #N/A | 0 | #N/A | #N/A | #N/A | #N/A
4 | 19 | 21 | 8 | #N/A | #N/A | 0 | 0 | 0 | 0 | 0 | 0 | 0 | #N/A | #N/A | 0 | 0 | 0 | 0 | 0 | #N/A | #N/A | 0 | #N/A | #N/A | #N/A | #N/A
4 | 19 | 22 | 8 | #N/A | #N/A | 0 | 0 | 0 | 0 | 0 | 0 | 0 | #N/A | #N/A | 0 | 0 | 0 | 0 | 0 | #N/A | #N/A | 0 | #N/A | #N/A | #N/A | #N/A
4 | 19 | 23 | 8 | #N/A | #N/A | 0 | 0 | 0 | 0 | 0 | 0 | 0 | #N/A | #N/A | 0 | 0 | 0 | 0 | 0 | #N/A | #N/A | 0 | #N/A | #N/A | #N/A | #N/A
4 | 19 | 24 | 8 | #N/A | #N/A | 0 | 0 | 0 | 0 | 0 | 0 | 0 | #N/A | #N/A | 0 | 0 | 0 | 0 | 0 | #N/A | #N/A | 0 | #N/A | #N/A | #N/A | #N/A
4 | 20 | 1 | 2 | #N/A | #N/A | 0 | 0 | 0 | 0 | 0 | 0 | 0 | #N/A | #N/A | 0 | 0 | 0 | 0 | 0 | #N/A | #N/A | 0 | #N/A | #N/A | #N/A | #N/A
4 | 20 | 2 | 2 | #N/A | #N/A | 0 | 0 | 0 | 0 | 0 | 0 | 0 | #N/A | #N/A | 0 | 0 | 0 | 0 | 0 | #N/A | #N/A | 0 | #N/A | #N/A | #N/A | #N/A
4 | 20 | 3 | 2 | #N/A | #N/A | 0 | 0 | 0 | 0 | 0 | 0 | 0 | #N/A | #N/A | 0 | 0 | 0 | 0 | 0 | #N/A | #N/A | 0 | #N/A | #N/A | #N/A | #N/A
4 | 20 | 4 | 2 | #N/A | #N/A | 0 | 0 | 0 | 0 | 0 | 0 | 0 | #N/A | #N/A | 0 | 0 | 0 | 0 | 0 | #N/A | #N/A | 0 | #N/A | #N/A | #N/A | #N/A
4 | 20 | 5 | 2 | #N/A | #N/A | 0 | 0 | 0 | 0 | 0 | 0 | 0 | #N/A | #N/A | 0 | 0 | 0 | 0 | 0 | #N/A | #N/A | 0 | #N/A | #N/A | #N/A | #N/A
4 | 20 | 6 | 2 | #N/A | #N/A | 1 | 0 | 0 | 0 | 0 | 0 | 0 | #N/A | #N/A | 0 | 0 | 0 | 0 | 0 | #N/A | #N/A | 0 | #N/A | #N/A | #N/A | #N/A
4 | 20 | 7 | 2 | #N/A | #N/A | 1 | 0 | 0 | 0 | 0 | 0 | 0 | #N/A | #N/A | 0 | 0 | 0 | 0 | 0 | #N/A | #N/A | 0 | #N/A | #N/A | #N/A | #N/A
4 | 20 | 8 | 2 | #N/A | #N/A | 1 | 0 | 0 | 0 | 0 | 0 | 0 | #N/A | #N/A | 0 | 0 | 0 | 0 | 0 | #N/A | #N/A | 0 | #N/A | #N/A | #N/A | #N/A
4 | 20 | 9 | 2 | #N/A | #N/A | 1 | 0 | 0 | 0 | 0 | 0 | 0 | #N/A | #N/A | 0 | 0 | 0 | 0 | 0 | #N/A | #N/A | 0 | #N/A | #N/A | #N/A | #N/A
4 | 20 | 10 | 2 | #N/A | #N/A | 1 | 0 | 0 | 0 | 0 | 0 | 0 | #N/A | #N/A | 0 | 0 | 0 | 0 | 0 | #N/A | #N/A | 0 | #N/A | #N/A | #N/A | #N/A
4 | 20 | 11 | 2 | #N/A | #N/A | 1 | 0 | 0 | 0 | 0 | 0 | 0 | #N/A | #N/A | 0 | 0 | 0 | 0 | 0 | #N/A | #N/A | 0 | #N/A | #N/A | #N/A | #N/A
4 | 20 | 12 | 2 | #N/A | #N/A | 1 | 0 | 0 | 0 | 0 | 0 | 0 | #N/A | #N/A | 0 | 0 | 0 | 0 | 0 | #N/A | #N/A | 0 | #N/A | #N/A | #N/A | #N/A
4 | 20 | 13 | 2 | #N/A | #N/A | 1 | 0 | 0 | 0 | 0 | 0 | 0 | #N/A | #N/A | 0 | 0 | 0 | 0 | 0 | #N/A | #N/A | 0 | #N/A | #N/A | #N/A | #N/A
4 | 20 | 14 | 2 | #N/A | #N/A | 1 | 0 | 0 | 0 | 0 | 0 | 0 | #N/A | #N/A | 0 | 0 | 0 | 0 | 0 | #N/A | #N/A | 0 | #N/A | #N/A | #N/A | #N/A
4 | 20 | 15 | 2 | #N/A | #N/A | 1 | 0 | 0 | 0 | 0 | 0 | 0 | #N/A | #N/A | 0 | 0 | 0 | 0 | 0 | #N/A | #N/A | 0 | #N/A | #N/A | #N/A | #N/A
4 | 20 | 16 | 2 | #N/A | #N/A | 1 | 0 | 0 | 0 | 0 | 0 | 0 | #N/A | #N/A | 0 | 0 | 0 | 0 | 0 | #N/A | #N/A | 0 | #N/A | #N/A | #N/A | #N/A
4 | 20 | 17 | 2 | #N/A | #N/A | 1 | 1 | 0 | 0 | 0 | 0 | 0 | #N/A | #N/A | 0 | 0 | 0 | 0 | 0 | #N/A | #N/A | 0 | #N/A | #N/A | #N/A | #N/A
4 | 20 | 18 | 2 | #N/A | #N/A | 1 | 1 | 0 | 0 | 0 | 0 | 0 | #N/A | #N/A | 0 | 0 | 0 | 0 | 0 | #N/A | #N/A | 0 | #N/A | #N/A | #N/A | #N/A
4 | 20 | 19 | 2 | #N/A | #N/A | 1 | 0 | 0 | 0 | 0 | 0 | 0 | #N/A | #N/A | 0 | 0 | 0 | 0 | 0 | #N/A | #N/A | 0 | #N/A | #N/A | #N/A | #N/A
4 | 20 | 20 | 2 | #N/A | #N/A | 1 | 0 | 0 | 0 | 0 | 0 | 0 | #N/A | #N/A | 0 | 0 | 0 | 0 | 0 | #N/A | #N/A | 0 | #N/A | #N/A | #N/A | #N/A
4 | 20 | 21 | 2 | #N/A | #N/A | 1 | 0 | 0 | 0 | 0 | 0 | 0 | #N/A | #N/A | 0 | 0 | 0 | 0 | 0 | #N/A | #N/A | 0 | #N/A | #N/A | #N/A | #N/A
4 | 20 | 22 | 2 | #N/A | #N/A | 1 | 0 | 0 | 0 | 0 | 0 | 0 | #N/A | #N/A | 0 | 0 | 0 | 0 | 0 | #N/A | #N/A | 0 | #N/A | #N/A | #N/A | #N/A
4 | 20 | 23 | 2 | #N/A | #N/A | 0 | 0 | 0 | 0 | 0 | 0 | 0 | #N/A | #N/A | 0 | 0 | 0 | 0 | 0 | #N/A | #N/A | 0 | #N/A | #N/A | #N/A | #N/A
4 | 20 | 24 | 2 | #N/A | #N/A | 0 | 0 | 0 | 0 | 0 | 0 | 0 | #N/A | #N/A | 0 | 0 | 0 | 0 | 0 | #N/A | #N/A | 0 | #N/A | #N/A | #N/A | #N/A
4 | 21 | 1 | 3 | #N/A | #N/A | 0 | 0 | 0 | 0 | 0 | 0 | 0 | #N/A | #N/A | 0 | 0 | 0 | 0 | 0 | #N/A | #N/A | 0 | #N/A | #N/A | #N/A | #N/A
4 | 21 | 2 | 3 | #N/A | #N/A | 0 | 0 | 0 | 0 | 0 | 0 | 0 | #N/A | #N/A | 0 | 0 | 0 | 0 | 0 | #N/A | #N/A | 0 | #N/A | #N/A | #N/A | #N/A
4 | 21 | 3 | 3 | #N/A | #N/A | 0 | 0 | 0 | 0 | 0 | 0 | 0 | #N/A | #N/A | 0 | 0 | 0 | 0 | 0 | #N/A | #N/A | 0 | #N/A | #N/A | #N/A | #N/A
4 | 21 | 4 | 3 | #N/A | #N/A | 0 | 0 | 0 | 0 | 0 | 0 | 0 | #N/A | #N/A | 0 | 0 | 0 | 0 | 0 | #N/A | #N/A | 0 | #N/A | #N/A | #N/A | #N/A
4 | 21 | 5 | 3 | #N/A | #N/A | 0 | 0 | 0 | 0 | 0 | 0 | 0 | #N/A | #N/A | 0 | 0 | 0 | 0 | 0 | #N/A | #N/A | 0 | #N/A | #N/A | #N/A | #N/A
4 | 21 | 6 | 3 | #N/A | #N/A | 1 | 0 | 0 | 0 | 0 | 0 | 0 | #N/A | #N/A | 0 | 0 | 0 | 0 | 0 | #N/A | #N/A | 0 | #N/A | #N/A | #N/A | #N/A
4 | 21 | 7 | 3 | #N/A | #N/A | 1 | 0 | 0 | 0 | 0 | 0 | 0 | #N/A | #N/A | 0 | 0 | 0 | 0 | 0 | #N/A | #N/A | 0 | #N/A | #N/A | #N/A | #N/A
4 | 21 | 8 | 3 | #N/A | #N/A | 1 | 0 | 0 | 0 | 0 | 0 | 0 | #N/A | #N/A | 0 | 0 | 0 | 0 | 0 | #N/A | #N/A | 0 | #N/A | #N/A | #N/A | #N/A
4 | 21 | 9 | 3 | #N/A | #N/A | 1 | 0 | 0 | 0 | 0 | 0 | 0 | #N/A | #N/A | 0 | 0 | 0 | 0 | 0 | #N/A | #N/A | 0 | #N/A | #N/A | #N/A | #N/A
4 | 21 | 10 | 3 | #N/A | #N/A | 1 | 0 | 0 | 0 | 0 | 0 | 0 | #N/A | #N/A | 0 | 0 | 0 | 0 | 0 | #N/A | #N/A | 0 | #N/A | #N/A | #N/A | #N/A
4 | 21 | 11 | 3 | #N/A | #N/A | 1 | 0 | 0 | 0 | 0 | 0 | 0 | #N/A | #N/A | 0 | 0 | 0 | 0 | 0 | #N/A | #N/A | 0 | #N/A | #N/A | #N/A | #N/A
4 | 21 | 12 | 3 | #N/A | #N/A | 1 | 0 | 0 | 0 | 0 | 0 | 0 | #N/A | #N/A | 0 | 0 | 0 | 0 | 0 | #N/A | #N/A | 0 | #N/A | #N/A | #N/A | #N/A
4 | 21 | 13 | 3 | #N/A | #N/A | 1 | 0 | 0 | 0 | 0 | 0 | 0 | #N/A | #N/A | 0 | 0 | 0 | 0 | 0 | #N/A | #N/A | 0 | #N/A | #N/A | #N/A | #N/A
4 | 21 | 14 | 3 | #N/A | #N/A | 1 | 0 | 0 | 0 | 0 | 0 | 0 | #N/A | #N/A | 0 | 0 | 0 | 0 | 0 | #N/A | #N/A | 0 | #N/A | #N/A | #N/A | #N/A
4 | 21 | 15 | 3 | #N/A | #N/A | 1 | 0 | 0 | 0 | 0 | 0 | 0 | #N/A | #N/A | 0 | 0 | 0 | 0 | 0 | #N/A | #N/A | 0 | #N/A | #N/A | #N/A | #N/A
4 | 21 | 16 | 3 | #N/A | #N/A | 1 | 0 | 0 | 0 | 0 | 0 | 0 | #N/A | #N/A | 0 | 0 | 0 | 0 | 0 | #N/A | #N/A | 0 | #N/A | #N/A | #N/A | #N/A
4 | 21 | 17 | 3 | #N/A | #N/A | 1 | 1 | 0 | 0 | 0 | 0 | 0 | #N/A | #N/A | 0 | 0 | 0 | 0 | 0 | #N/A | #N/A | 0 | #N/A | #N/A | #N/A | #N/A
4 | 21 | 18 | 3 | #N/A | #N/A | 1 | 1 | 0 | 0 | 0 | 0 | 0 | #N/A | #N/A | 0 | 0 | 0 | 0 | 0 | #N/A | #N/A | 0 | #N/A | #N/A | #N/A | #N/A
4 | 21 | 19 | 3 | #N/A | #N/A | 1 | 0 | 0 | 0 | 0 | 0 | 0 | #N/A | #N/A | 0 | 0 | 0 | 0 | 0 | #N/A | #N/A | 0 | #N/A | #N/A | #N/A | #N/A
4 | 21 | 20 | 3 | #N/A | #N/A | 1 | 0 | 0 | 0 | 0 | 0 | 0 | #N/A | #N/A | 0 | 0 | 0 | 0 | 0 | #N/A | #N/A | 0 | #N/A | #N/A | #N/A | #N/A
4 | 21 | 21 | 3 | #N/A | #N/A | 1 | 0 | 0 | 0 | 0 | 0 | 0 | #N/A | #N/A | 0 | 0 | 0 | 0 | 0 | #N/A | #N/A | 0 | #N/A | #N/A | #N/A | #N/A
4 | 21 | 22 | 3 | #N/A | #N/A | 1 | 0 | 0 | 0 | 0 | 0 | 0 | #N/A | #N/A | 0 | 0 | 0 | 0 | 0 | #N/A | #N/A | 0 | #N/A | #N/A | #N/A | #N/A
4 | 21 | 23 | 3 | #N/A | #N/A | 0 | 0 | 0 | 0 | 0 | 0 | 0 | #N/A | #N/A | 0 | 0 | 0 | 0 | 0 | #N/A | #N/A | 0 | #N/A | #N/A | #N/A | #N/A
4 | 21 | 24 | 3 | #N/A | #N/A | 0 | 0 | 0 | 0 | 0 | 0 | 0 | #N/A | #N/A | 0 | 0 | 0 | 0 | 0 | #N/A | #N/A | 0 | #N/A | #N/A | #N/A | #N/A
4 | 22 | 1 | 4 | #N/A | #N/A | 0 | 0 | 0 | 0 | 0 | 0 | 0 | #N/A | #N/A | 0 | 0 | 0 | 0 | 0 | #N/A | #N/A | 0 | #N/A | #N/A | #N/A | #N/A
4 | 22 | 2 | 4 | #N/A | #N/A | 0 | 0 | 0 | 0 | 0 | 0 | 0 | #N/A | #N/A | 0 | 0 | 0 | 0 | 0 | #N/A | #N/A | 0 | #N/A | #N/A | #N/A | #N/A
4 | 22 | 3 | 4 | #N/A | #N/A | 0 | 0 | 0 | 0 | 0 | 0 | 0 | #N/A | #N/A | 0 | 0 | 0 | 0 | 0 | #N/A | #N/A | 0 | #N/A | #N/A | #N/A | #N/A
4 | 22 | 4 | 4 | #N/A | #N/A | 0 | 0 | 0 | 0 | 0 | 0 | 0 | #N/A | #N/A | 0 | 0 | 0 | 0 | 0 | #N/A | #N/A | 0 | #N/A | #N/A | #N/A | #N/A
4 | 22 | 5 | 4 | #N/A | #N/A | 0 | 0 | 0 | 0 | 0 | 0 | 0 | #N/A | #N/A | 0 | 0 | 0 | 0 | 0 | #N/A | #N/A | 0 | #N/A | #N/A | #N/A | #N/A
4 | 22 | 6 | 4 | #N/A | #N/A | 1 | 0 | 0 | 0 | 0 | 0 | 0 | #N/A | #N/A | 0 | 0 | 0 | 0 | 0 | #N/A | #N/A | 0 | #N/A | #N/A | #N/A | #N/A
4 | 22 | 7 | 4 | #N/A | #N/A | 1 | 0 | 0 | 0 | 0 | 0 | 0 | #N/A | #N/A | 0 | 0 | 0 | 0 | 0 | #N/A | #N/A | 0 | #N/A | #N/A | #N/A | #N/A
4 | 22 | 8 | 4 | #N/A | #N/A | 1 | 0 | 0 | 0 | 0 | 0 | 0 | #N/A | #N/A | 0 | 0 | 0 | 0 | 0 | #N/A | #N/A | 0 | #N/A | #N/A | #N/A | #N/A
4 | 22 | 9 | 4 | #N/A | #N/A | 1 | 0 | 0 | 0 | 0 | 0 | 0 | #N/A | #N/A | 0 | 0 | 0 | 0 | 0 | #N/A | #N/A | 0 | #N/A | #N/A | #N/A | #N/A
4 | 22 | 10 | 4 | #N/A | #N/A | 1 | 0 | 0 | 0 | 0 | 0 | 0 | #N/A | #N/A | 0 | 0 | 0 | 0 | 0 | #N/A | #N/A | 0 | #N/A | #N/A | #N/A | #N/A
4 | 22 | 11 | 4 | #N/A | #N/A | 1 | 0 | 0 | 0 | 0 | 0 | 0 | #N/A | #N/A | 0 | 0 | 0 | 0 | 0 | #N/A | #N/A | 0 | #N/A | #N/A | #N/A | #N/A
4 | 22 | 12 | 4 | #N/A | #N/A | 1 | 0 | 0 | 0 | 0 | 0 | 0 | #N/A | #N/A | 0 | 0 | 0 | 0 | 0 | #N/A | #N/A | 0 | #N/A | #N/A | #N/A | #N/A
4 | 22 | 13 | 4 | #N/A | #N/A | 1 | 0 | 0 | 0 | 0 | 0 | 0 | #N/A | #N/A | 0 | 0 | 0 | 0 | 0 | #N/A | #N/A | 0 | #N/A | #N/A | #N/A | #N/A
4 | 22 | 14 | 4 | #N/A | #N/A | 1 | 0 | 0 | 0 | 0 | 0 | 0 | #N/A | #N/A | 0 | 0 | 0 | 0 | 0 | #N/A | #N/A | 0 | #N/A | #N/A | #N/A | #N/A
4 | 22 | 15 | 4 | #N/A | #N/A | 1 | 0 | 0 | 0 | 0 | 0 | 0 | #N/A | #N/A | 0 | 0 | 0 | 0 | 0 | #N/A | #N/A | 0 | #N/A | #N/A | #N/A | #N/A
4 | 22 | 16 | 4 | #N/A | #N/A | 1 | 0 | 0 | 0 | 0 | 0 | 0 | #N/A | #N/A | 0 | 0 | 0 | 0 | 0 | #N/A | #N/A | 0 | #N/A | #N/A | #N/A | #N/A
4 | 22 | 17 | 4 | #N/A | #N/A | 1 | 1 | 0 | 0 | 0 | 0 | 0 | #N/A | #N/A | 0 | 0 | 0 | 0 | 0 | #N/A | #N/A | 0 | #N/A | #N/A | #N/A | #N/A
4 | 22 | 18 | 4 | #N/A | #N/A | 1 | 1 | 0 | 0 | 0 | 0 | 0 | #N/A | #N/A | 0 | 0 | 0 | 0 | 0 | #N/A | #N/A | 0 | #N/A | #N/A | #N/A | #N/A
4 | 22 | 19 | 4 | #N/A | #N/A | 1 | 0 | 0 | 0 | 0 | 0 | 0 | #N/A | #N/A | 0 | 0 | 0 | 0 | 0 | #N/A | #N/A | 0 | #N/A | #N/A | #N/A | #N/A
4 | 22 | 20 | 4 | #N/A | #N/A | 1 | 0 | 0 | 0 | 0 | 0 | 0 | #N/A | #N/A | 0 | 0 | 0 | 0 | 0 | #N/A | #N/A | 0 | #N/A | #N/A | #N/A | #N/A
4 | 22 | 21 | 4 | #N/A | #N/A | 1 | 0 | 0 | 0 | 0 | 0 | 0 | #N/A | #N/A | 0 | 0 | 0 | 0 | 0 | #N/A | #N/A | 0 | #N/A | #N/A | #N/A | #N/A
4 | 22 | 22 | 4 | #N/A | #N/A | 1 | 0 | 0 | 0 | 0 | 0 | 0 | #N/A | #N/A | 0 | 0 | 0 | 0 | 0 | #N/A | #N/A | 0 | #N/A | #N/A | #N/A | #N/A
4 | 22 | 23 | 4 | #N/A | #N/A | 0 | 0 | 0 | 0 | 0 | 0 | 0 | #N/A | #N/A | 0 | 0 | 0 | 0 | 0 | #N/A | #N/A | 0 | #N/A | #N/A | #N/A | #N/A
4 | 22 | 24 | 4 | #N/A | #N/A | 0 | 0 | 0 | 0 | 0 | 0 | 0 | #N/A | #N/A | 0 | 0 | 0 | 0 | 0 | #N/A | #N/A | 0 | #N/A | #N/A | #N/A | #N/A
4 | 23 | 1 | 5 | #N/A | #N/A | 0 | 0 | 0 | 0 | 0 | 0 | 0 | #N/A | #N/A | 0 | 0 | 0 | 0 | 0 | #N/A | #N/A | 0 | #N/A | #N/A | #N/A | #N/A
4 | 23 | 2 | 5 | #N/A | #N/A | 0 | 0 | 0 | 0 | 0 | 0 | 0 | #N/A | #N/A | 0 | 0 | 0 | 0 | 0 | #N/A | #N/A | 0 | #N/A | #N/A | #N/A | #N/A
4 | 23 | 3 | 5 | #N/A | #N/A | 0 | 0 | 0 | 0 | 0 | 0 | 0 | #N/A | #N/A | 0 | 0 | 0 | 0 | 0 | #N/A | #N/A | 0 | #N/A | #N/A | #N/A | #N/A
4 | 23 | 4 | 5 | #N/A | #N/A | 0 | 0 | 0 | 0 | 0 | 0 | 0 | #N/A | #N/A | 0 | 0 | 0 | 0 | 0 | #N/A | #N/A | 0 | #N/A | #N/A | #N/A | #N/A
4 | 23 | 5 | 5 | #N/A | #N/A | 0 | 0 | 0 | 0 | 0 | 0 | 0 | #N/A | #N/A | 0 | 0 | 0 | 0 | 0 | #N/A | #N/A | 0 | #N/A | #N/A | #N/A | #N/A
4 | 23 | 6 | 5 | #N/A | #N/A | 1 | 0 | 0 | 0 | 0 | 0 | 0 | #N/A | #N/A | 0 | 0 | 0 | 0 | 0 | #N/A | #N/A | 0 | #N/A | #N/A | #N/A | #N/A
4 | 23 | 7 | 5 | #N/A | #N/A | 1 | 0 | 0 | 0 | 0 | 0 | 0 | #N/A | #N/A | 0 | 0 | 0 | 0 | 0 | #N/A | #N/A | 0 | #N/A | #N/A | #N/A | #N/A
4 | 23 | 8 | 5 | #N/A | #N/A | 1 | 0 | 0 | 0 | 0 | 0 | 0 | #N/A | #N/A | 0 | 0 | 0 | 0 | 0 | #N/A | #N/A | 0 | #N/A | #N/A | #N/A | #N/A
4 | 23 | 9 | 5 | #N/A | #N/A | 1 | 0 | 0 | 0 | 0 | 0 | 0 | #N/A | #N/A | 0 | 0 | 0 | 0 | 0 | #N/A | #N/A | 0 | #N/A | #N/A | #N/A | #N/A
4 | 23 | 10 | 5 | #N/A | #N/A | 1 | 0 | 0 | 0 | 0 | 0 | 0 | #N/A | #N/A | 0 | 0 | 0 | 0 | 0 | #N/A | #N/A | 0 | #N/A | #N/A | #N/A | #N/A
4 | 23 | 11 | 5 | #N/A | #N/A | 1 | 0 | 0 | 0 | 0 | 0 | 0 | #N/A | #N/A | 0 | 0 | 0 | 0 | 0 | #N/A | #N/A | 0 | #N/A | #N/A | #N/A | #N/A
4 | 23 | 12 | 5 | #N/A | #N/A | 1 | 0 | 0 | 0 | 0 | 0 | 0 | #N/A | #N/A | 0 | 0 | 0 | 0 | 0 | #N/A | #N/A | 0 | #N/A | #N/A | #N/A | #N/A
4 | 23 | 13 | 5 | #N/A | #N/A | 1 | 0 | 0 | 0 | 0 | 0 | 0 | #N/A | #N/A | 0 | 0 | 0 | 0 | 0 | #N/A | #N/A | 0 | #N/A | #N/A | #N/A | #N/A
4 | 23 | 14 | 5 | #N/A | #N/A | 1 | 0 | 0 | 0 | 0 | 0 | 0 | #N/A | #N/A | 0 | 0 | 0 | 0 | 0 | #N/A | #N/A | 0 | #N/A | #N/A | #N/A | #N/A
4 | 23 | 15 | 5 | #N/A | #N/A | 1 | 0 | 0 | 0 | 0 | 0 | 0 | #N/A | #N/A | 0 | 0 | 0 | 0 | 0 | #N/A | #N/A | 0 | #N/A | #N/A | #N/A | #N/A
4 | 23 | 16 | 5 | #N/A | #N/A | 1 | 0 | 0 | 0 | 0 | 0 | 0 | #N/A | #N/A | 0 | 0 | 0 | 0 | 0 | #N/A | #N/A | 0 | #N/A | #N/A | #N/A | #N/A
4 | 23 | 17 | 5 | #N/A | #N/A | 1 | 1 | 0 | 0 | 0 | 0 | 0 | #N/A | #N/A | 0 | 0 | 0 | 0 | 0 | #N/A | #N/A | 0 | #N/A | #N/A | #N/A | #N/A
4 | 23 | 18 | 5 | #N/A | #N/A | 1 | 1 | 0 | 0 | 0 | 0 | 0 | #N/A | #N/A | 0 | 0 | 0 | 0 | 0 | #N/A | #N/A | 0 | #N/A | #N/A | #N/A | #N/A
4 | 23 | 19 | 5 | #N/A | #N/A | 1 | 0 | 0 | 0 | 0 | 0 | 0 | #N/A | #N/A | 0 | 0 | 0 | 0 | 0 | #N/A | #N/A | 0 | #N/A | #N/A | #N/A | #N/A
4 | 23 | 20 | 5 | #N/A | #N/A | 1 | 0 | 0 | 0 | 0 | 0 | 0 | #N/A | #N/A | 0 | 0 | 0 | 0 | 0 | #N/A | #N/A | 0 | #N/A | #N/A | #N/A | #N/A
4 | 23 | 21 | 5 | #N/A | #N/A | 1 | 0 | 0 | 0 | 0 | 0 | 0 | #N/A | #N/A | 0 | 0 | 0 | 0 | 0 | #N/A | #N/A | 0 | #N/A | #N/A | #N/A | #N/A
4 | 23 | 22 | 5 | #N/A | #N/A | 1 | 0 | 0 | 0 | 0 | 0 | 0 | #N/A | #N/A | 0 | 0 | 0 | 0 | 0 | #N/A | #N/A | 0 | #N/A | #N/A | #N/A | #N/A
4 | 23 | 23 | 5 | #N/A | #N/A | 0 | 0 | 0 | 0 | 0 | 0 | 0 | #N/A | #N/A | 0 | 0 | 0 | 0 | 0 | #N/A | #N/A | 0 | #N/A | #N/A | #N/A | #N/A
4 | 23 | 24 | 5 | #N/A | #N/A | 0 | 0 | 0 | 0 | 0 | 0 | 0 | #N/A | #N/A | 0 | 0 | 0 | 0 | 0 | #N/A | #N/A | 0 | #N/A | #N/A | #N/A | #N/A
4 | 24 | 1 | 6 | #N/A | #N/A | 0 | 0 | 0 | 0 | 0 | 0 | 0 | #N/A | #N/A | 0 | 0 | 0 | 0 | 0 | #N/A | #N/A | 0 | #N/A | #N/A | #N/A | #N/A
4 | 24 | 2 | 6 | #N/A | #N/A | 0 | 0 | 0 | 0 | 0 | 0 | 0 | #N/A | #N/A | 0 | 0 | 0 | 0 | 0 | #N/A | #N/A | 0 | #N/A | #N/A | #N/A | #N/A
4 | 24 | 3 | 6 | #N/A | #N/A | 0 | 0 | 0 | 0 | 0 | 0 | 0 | #N/A | #N/A | 0 | 0 | 0 | 0 | 0 | #N/A | #N/A | 0 | #N/A | #N/A | #N/A | #N/A
4 | 24 | 4 | 6 | #N/A | #N/A | 0 | 0 | 0 | 0 | 0 | 0 | 0 | #N/A | #N/A | 0 | 0 | 0 | 0 | 0 | #N/A | #N/A | 0 | #N/A | #N/A | #N/A | #N/A
4 | 24 | 5 | 6 | #N/A | #N/A | 0 | 0 | 0 | 0 | 0 | 0 | 0 | #N/A | #N/A | 0 | 0 | 0 | 0 | 0 | #N/A | #N/A | 0 | #N/A | #N/A | #N/A | #N/A
4 | 24 | 6 | 6 | #N/A | #N/A | 0 | 0 | 0 | 0 | 0 | 0 | 0 | #N/A | #N/A | 0 | 0 | 0 | 0 | 0 | #N/A | #N/A | 0 | #N/A | #N/A | #N/A | #N/A
4 | 24 | 7 | 6 | #N/A | #N/A | 0 | 0 | 0 | 0 | 0 | 0 | 0 | #N/A | #N/A | 0 | 0 | 0 | 0 | 0 | #N/A | #N/A | 0 | #N/A | #N/A | #N/A | #N/A
4 | 24 | 8 | 6 | #N/A | #N/A | 0 | 0 | 0 | 0 | 0 | 0 | 0 | #N/A | #N/A | 0 | 0 | 0 | 0 | 0 | #N/A | #N/A | 0 | #N/A | #N/A | #N/A | #N/A
4 | 24 | 9 | 6 | #N/A | #N/A | 0 | 0 | 0 | 0 | 0 | 0 | 0 | #N/A | #N/A | 0 | 0 | 0 | 0 | 0 | #N/A | #N/A | 0 | #N/A | #N/A | #N/A | #N/A
4 | 24 | 10 | 6 | #N/A | #N/A | 0 | 0 | 0 | 0 | 0 | 0 | 0 | #N/A | #N/A | 0 | 0 | 0 | 0 | 0 | #N/A | #N/A | 0 | #N/A | #N/A | #N/A | #N/A
4 | 24 | 11 | 6 | #N/A | #N/A | 0 | 0 | 0 | 0 | 0 | 0 | 0 | #N/A | #N/A | 0 | 0 | 0 | 0 | 0 | #N/A | #N/A | 0 | #N/A | #N/A | #N/A | #N/A
4 | 24 | 12 | 6 | #N/A | #N/A | 0 | 0 | 0 | 0 | 0 | 0 | 0 | #N/A | #N/A | 0 | 0 | 0 | 0 | 0 | #N/A | #N/A | 0 | #N/A | #N/A | #N/A | #N/A
4 | 24 | 13 | 6 | #N/A | #N/A | 0 | 0 | 0 | 0 | 0 | 0 | 0 | #N/A | #N/A | 0 | 0 | 0 | 0 | 0 | #N/A | #N/A | 0 | #N/A | #N/A | #N/A | #N/A
4 | 24 | 14 | 6 | #N/A | #N/A | 0 | 0 | 0 | 0 | 0 | 0 | 0 | #N/A | #N/A | 0 | 0 | 0 | 0 | 0 | #N/A | #N/A | 0 | #N/A | #N/A | #N/A | #N/A
4 | 24 | 15 | 6 | #N/A | #N/A | 0 | 0 | 0 | 0 | 0 | 0 | 0 | #N/A | #N/A | 0 | 0 | 0 | 0 | 0 | #N/A | #N/A | 0 | #N/A | #N/A | #N/A | #N/A
4 | 24 | 16 | 6 | #N/A | #N/A | 0 | 0 | 0 | 0 | 0 | 0 | 0 | #N/A | #N/A | 0 | 0 | 0 | 0 | 0 | #N/A | #N/A | 0 | #N/A | #N/A | #N/A | #N/A
4 | 24 | 17 | 6 | #N/A | #N/A | 0 | 0 | 0 | 0 | 0 | 0 | 0 | #N/A | #N/A | 0 | 0 | 0 | 0 | 0 | #N/A | #N/A | 0 | #N/A | #N/A | #N/A | #N/A
4 | 24 | 18 | 6 | #N/A | #N/A | 0 | 0 | 0 | 0 | 0 | 0 | 0 | #N/A | #N/A | 0 | 0 | 0 | 0 | 0 | #N/A | #N/A | 0 | #N/A | #N/A | #N/A | #N/A
4 | 24 | 19 | 6 | #N/A | #N/A | 0 | 0 | 0 | 0 | 0 | 0 | 0 | #N/A | #N/A | 0 | 0 | 0 | 0 | 0 | #N/A | #N/A | 0 | #N/A | #N/A | #N/A | #N/A
4 | 24 | 20 | 6 | #N/A | #N/A | 0 | 0 | 0 | 0 | 0 | 0 | 0 | #N/A | #N/A | 0 | 0 | 0 | 0 | 0 | #N/A | #N/A | 0 | #N/A | #N/A | #N/A | #N/A
4 | 24 | 21 | 6 | #N/A | #N/A | 0 | 0 | 0 | 0 | 0 | 0 | 0 | #N/A | #N/A | 0 | 0 | 0 | 0 | 0 | #N/A | #N/A | 0 | #N/A | #N/A | #N/A | #N/A
4 | 24 | 22 | 6 | #N/A | #N/A | 0 | 0 | 0 | 0 | 0 | 0 | 0 | #N/A | #N/A | 0 | 0 | 0 | 0 | 0 | #N/A | #N/A | 0 | #N/A | #N/A | #N/A | #N/A
4 | 24 | 23 | 6 | #N/A | #N/A | 0 | 0 | 0 | 0 | 0 | 0 | 0 | #N/A | #N/A | 0 | 0 | 0 | 0 | 0 | #N/A | #N/A | 0 | #N/A | #N/A | #N/A | #N/A
4 | 24 | 24 | 6 | #N/A | #N/A | 0 | 0 | 0 | 0 | 0 | 0 | 0 | #N/A | #N/A | 0 | 0 | 0 | 0 | 0 | #N/A | #N/A | 0 | #N/A | #N/A | #N/A | #N/A
4 | 25 | 1 | 7 | #N/A | #N/A | 0 | 0 | 0 | 0 | 0 | 0 | 0 | #N/A | #N/A | 0 | 0 | 0 | 0 | 0 | #N/A | #N/A | 0 | #N/A | #N/A | #N/A | #N/A
4 | 25 | 2 | 7 | #N/A | #N/A | 0 | 0 | 0 | 0 | 0 | 0 | 0 | #N/A | #N/A | 0 | 0 | 0 | 0 | 0 | #N/A | #N/A | 0 | #N/A | #N/A | #N/A | #N/A
4 | 25 | 3 | 7 | #N/A | #N/A | 0 | 0 | 0 | 0 | 0 | 0 | 0 | #N/A | #N/A | 0 | 0 | 0 | 0 | 0 | #N/A | #N/A | 0 | #N/A | #N/A | #N/A | #N/A
4 | 25 | 4 | 7 | #N/A | #N/A | 0 | 0 | 0 | 0 | 0 | 0 | 0 | #N/A | #N/A | 0 | 0 | 0 | 0 | 0 | #N/A | #N/A | 0 | #N/A | #N/A | #N/A | #N/A
4 | 25 | 5 | 7 | #N/A | #N/A | 0 | 0 | 0 | 0 | 0 | 0 | 0 | #N/A | #N/A | 0 | 0 | 0 | 0 | 0 | #N/A | #N/A | 0 | #N/A | #N/A | #N/A | #N/A
4 | 25 | 6 | 7 | #N/A | #N/A | 0 | 0 | 0 | 0 | 0 | 0 | 0 | #N/A | #N/A | 0 | 0 | 0 | 0 | 0 | #N/A | #N/A | 0 | #N/A | #N/A | #N/A | #N/A
4 | 25 | 7 | 7 | #N/A | #N/A | 0 | 0 | 0 | 0 | 0 | 0 | 0 | #N/A | #N/A | 0 | 0 | 0 | 0 | 0 | #N/A | #N/A | 0 | #N/A | #N/A | #N/A | #N/A
4 | 25 | 8 | 7 | #N/A | #N/A | 0 | 0 | 0 | 0 | 0 | 0 | 0 | #N/A | #N/A | 0 | 0 | 0 | 0 | 0 | #N/A | #N/A | 0 | #N/A | #N/A | #N/A | #N/A
4 | 25 | 9 | 7 | #N/A | #N/A | 0 | 0 | 0 | 0 | 0 | 0 | 0 | #N/A | #N/A | 0 | 0 | 0 | 0 | 0 | #N/A | #N/A | 0 | #N/A | #N/A | #N/A | #N/A
4 | 25 | 10 | 7 | #N/A | #N/A | 0 | 0 | 0 | 0 | 0 | 0 | 0 | #N/A | #N/A | 0 | 0 | 0 | 0 | 0 | #N/A | #N/A | 0 | #N/A | #N/A | #N/A | #N/A
4 | 25 | 11 | 7 | #N/A | #N/A | 0 | 0 | 0 | 0 | 0 | 0 | 0 | #N/A | #N/A | 0 | 0 | 0 | 0 | 0 | #N/A | #N/A | 0 | #N/A | #N/A | #N/A | #N/A
4 | 25 | 12 | 7 | #N/A | #N/A | 0 | 0 | 0 | 0 | 0 | 0 | 0 | #N/A | #N/A | 0 | 0 | 0 | 0 | 0 | #N/A | #N/A | 0 | #N/A | #N/A | #N/A | #N/A
4 | 25 | 13 | 7 | #N/A | #N/A | 0 | 0 | 0 | 0 | 0 | 0 | 0 | #N/A | #N/A | 0 | 0 | 0 | 0 | 0 | #N/A | #N/A | 0 | #N/A | #N/A | #N/A | #N/A
4 | 25 | 14 | 7 | #N/A | #N/A | 0 | 0 | 0 | 0 | 0 | 0 | 0 | #N/A | #N/A | 0 | 0 | 0 | 0 | 0 | #N/A | #N/A | 0 | #N/A | #N/A | #N/A | #N/A
4 | 25 | 15 | 7 | #N/A | #N/A | 0 | 0 | 0 | 0 | 0 | 0 | 0 | #N/A | #N/A | 0 | 0 | 0 | 0 | 0 | #N/A | #N/A | 0 | #N/A | #N/A | #N/A | #N/A
4 | 25 | 16 | 7 | #N/A | #N/A | 0 | 0 | 0 | 0 | 0 | 0 | 0 | #N/A | #N/A | 0 | 0 | 0 | 0 | 0 | #N/A | #N/A | 0 | #N/A | #N/A | #N/A | #N/A
4 | 25 | 17 | 7 | #N/A | #N/A | 0 | 0 | 0 | 0 | 0 | 0 | 0 | #N/A | #N/A | 0 | 0 | 0 | 0 | 0 | #N/A | #N/A | 0 | #N/A | #N/A | #N/A | #N/A
4 | 25 | 18 | 7 | #N/A | #N/A | 0 | 0 | 0 | 0 | 0 | 0 | 0 | #N/A | #N/A | 0 | 0 | 0 | 0 | 0 | #N/A | #N/A | 0 | #N/A | #N/A | #N/A | #N/A
4 | 25 | 19 | 7 | #N/A | #N/A | 0 | 0 | 0 | 0 | 0 | 0 | 0 | #N/A | #N/A | 0 | 0 | 0 | 0 | 0 | #N/A | #N/A | 0 | #N/A | #N/A | #N/A | #N/A
4 | 25 | 20 | 7 | #N/A | #N/A | 0 | 0 | 0 | 0 | 0 | 0 | 0 | #N/A | #N/A | 0 | 0 | 0 | 0 | 0 | #N/A | #N/A | 0 | #N/A | #N/A | #N/A | #N/A
4 | 25 | 21 | 7 | #N/A | #N/A | 0 | 0 | 0 | 0 | 0 | 0 | 0 | #N/A | #N/A | 0 | 0 | 0 | 0 | 0 | #N/A | #N/A | 0 | #N/A | #N/A | #N/A | #N/A
4 | 25 | 22 | 7 | #N/A | #N/A | 0 | 0 | 0 | 0 | 0 | 0 | 0 | #N/A | #N/A | 0 | 0 | 0 | 0 | 0 | #N/A | #N/A | 0 | #N/A | #N/A | #N/A | #N/A
4 | 25 | 23 | 7 | #N/A | #N/A | 0 | 0 | 0 | 0 | 0 | 0 | 0 | #N/A | #N/A | 0 | 0 | 0 | 0 | 0 | #N/A | #N/A | 0 | #N/A | #N/A | #N/A | #N/A
4 | 25 | 24 | 7 | #N/A | #N/A | 0 | 0 | 0 | 0 | 0 | 0 | 0 | #N/A | #N/A | 0 | 0 | 0 | 0 | 0 | #N/A | #N/A | 0 | #N/A | #N/A | #N/A | #N/A
4 | 26 | 1 | 1 | #N/A | #N/A | 0 | 0 | 0 | 0 | 0 | 0 | 0 | #N/A | #N/A | 0 | 0 | 0 | 0 | 0 | #N/A | #N/A | 0 | #N/A | #N/A | #N/A | #N/A
4 | 26 | 2 | 1 | #N/A | #N/A | 0 | 0 | 0 | 0 | 0 | 0 | 0 | #N/A | #N/A | 0 | 0 | 0 | 0 | 0 | #N/A | #N/A | 0 | #N/A | #N/A | #N/A | #N/A
4 | 26 | 3 | 1 | #N/A | #N/A | 0 | 0 | 0 | 0 | 0 | 0 | 0 | #N/A | #N/A | 0 | 0 | 0 | 0 | 0 | #N/A | #N/A | 0 | #N/A | #N/A | #N/A | #N/A
4 | 26 | 4 | 1 | #N/A | #N/A | 0 | 0 | 0 | 0 | 0 | 0 | 0 | #N/A | #N/A | 0 | 0 | 0 | 0 | 0 | #N/A | #N/A | 0 | #N/A | #N/A | #N/A | #N/A
4 | 26 | 5 | 1 | #N/A | #N/A | 0 | 0 | 0 | 0 | 0 | 0 | 0 | #N/A | #N/A | 0 | 0 | 0 | 0 | 0 | #N/A | #N/A | 0 | #N/A | #N/A | #N/A | #N/A
4 | 26 | 6 | 1 | #N/A | #N/A | 1 | 0 | 0 | 0 | 0 | 0 | 0 | #N/A | #N/A | 0 | 0 | 0 | 0 | 0 | #N/A | #N/A | 0 | #N/A | #N/A | #N/A | #N/A
4 | 26 | 7 | 1 | #N/A | #N/A | 1 | 0 | 0 | 0 | 0 | 0 | 0 | #N/A | #N/A | 0 | 0 | 0 | 0 | 0 | #N/A | #N/A | 0 | #N/A | #N/A | #N/A | #N/A
4 | 26 | 8 | 1 | #N/A | #N/A | 1 | 0 | 0 | 0 | 0 | 0 | 0 | #N/A | #N/A | 0 | 0 | 0 | 0 | 0 | #N/A | #N/A | 0 | #N/A | #N/A | #N/A | #N/A
4 | 26 | 9 | 1 | #N/A | #N/A | 1 | 0 | 0 | 0 | 0 | 0 | 0 | #N/A | #N/A | 0 | 0 | 0 | 0 | 0 | #N/A | #N/A | 0 | #N/A | #N/A | #N/A | #N/A
4 | 26 | 10 | 1 | #N/A | #N/A | 1 | 0 | 0 | 0 | 0 | 0 | 0 | #N/A | #N/A | 0 | 0 | 0 | 0 | 0 | #N/A | #N/A | 0 | #N/A | #N/A | #N/A | #N/A
4 | 26 | 11 | 1 | #N/A | #N/A | 1 | 0 | 0 | 0 | 0 | 0 | 0 | #N/A | #N/A | 0 | 0 | 0 | 0 | 0 | #N/A | #N/A | 0 | #N/A | #N/A | #N/A | #N/A
4 | 26 | 12 | 1 | #N/A | #N/A | 1 | 0 | 0 | 0 | 0 | 0 | 0 | #N/A | #N/A | 0 | 0 | 0 | 0 | 0 | #N/A | #N/A | 0 | #N/A | #N/A | #N/A | #N/A
4 | 26 | 13 | 1 | #N/A | #N/A | 1 | 0 | 0 | 0 | 0 | 0 | 0 | #N/A | #N/A | 0 | 0 | 0 | 0 | 0 | #N/A | #N/A | 0 | #N/A | #N/A | #N/A | #N/A
4 | 26 | 14 | 1 | #N/A | #N/A | 1 | 0 | 0 | 0 | 0 | 0 | 0 | #N/A | #N/A | 0 | 0 | 0 | 0 | 0 | #N/A | #N/A | 0 | #N/A | #N/A | #N/A | #N/A
4 | 26 | 15 | 1 | #N/A | #N/A | 1 | 0 | 0 | 0 | 0 | 0 | 0 | #N/A | #N/A | 0 | 0 | 0 | 0 | 0 | #N/A | #N/A | 0 | #N/A | #N/A | #N/A | #N/A
4 | 26 | 16 | 1 | #N/A | #N/A | 1 | 0 | 0 | 0 | 0 | 0 | 0 | #N/A | #N/A | 0 | 0 | 0 | 0 | 0 | #N/A | #N/A | 0 | #N/A | #N/A | #N/A | #N/A
4 | 26 | 17 | 1 | #N/A | #N/A | 1 | 1 | 0 | 0 | 0 | 0 | 0 | #N/A | #N/A | 0 | 0 | 0 | 0 | 0 | #N/A | #N/A | 0 | #N/A | #N/A | #N/A | #N/A
4 | 26 | 18 | 1 | #N/A | #N/A | 1 | 1 | 0 | 0 | 0 | 0 | 0 | #N/A | #N/A | 0 | 0 | 0 | 0 | 0 | #N/A | #N/A | 0 | #N/A | #N/A | #N/A | #N/A
4 | 26 | 19 | 1 | #N/A | #N/A | 1 | 0 | 0 | 0 | 0 | 0 | 0 | #N/A | #N/A | 0 | 0 | 0 | 0 | 0 | #N/A | #N/A | 0 | #N/A | #N/A | #N/A | #N/A
4 | 26 | 20 | 1 | #N/A | #N/A | 1 | 0 | 0 | 0 | 0 | 0 | 0 | #N/A | #N/A | 0 | 0 | 0 | 0 | 0 | #N/A | #N/A | 0 | #N/A | #N/A | #N/A | #N/A
4 | 26 | 21 | 1 | #N/A | #N/A | 1 | 0 | 0 | 0 | 0 | 0 | 0 | #N/A | #N/A | 0 | 0 | 0 | 0 | 0 | #N/A | #N/A | 0 | #N/A | #N/A | #N/A | #N/A
4 | 26 | 22 | 1 | #N/A | #N/A | 1 | 0 | 0 | 0 | 0 | 0 | 0 | #N/A | #N/A | 0 | 0 | 0 | 0 | 0 | #N/A | #N/A | 0 | #N/A | #N/A | #N/A | #N/A
4 | 26 | 23 | 1 | #N/A | #N/A | 0 | 0 | 0 | 0 | 0 | 0 | 0 | #N/A | #N/A | 0 | 0 | 0 | 0 | 0 | #N/A | #N/A | 0 | #N/A | #N/A | #N/A | #N/A
4 | 26 | 24 | 1 | #N/A | #N/A | 0 | 0 | 0 | 0 | 0 | 0 | 0 | #N/A | #N/A | 0 | 0 | 0 | 0 | 0 | #N/A | #N/A | 0 | #N/A | #N/A | #N/A | #N/A
4 | 27 | 1 | 2 | #N/A | #N/A | 0 | 0 | 0 | 0 | 0 | 0 | 0 | #N/A | #N/A | 0 | 0 | 0 | 0 | 0 | #N/A | #N/A | 0 | #N/A | #N/A | #N/A | #N/A
4 | 27 | 2 | 2 | #N/A | #N/A | 0 | 0 | 0 | 0 | 0 | 0 | 0 | #N/A | #N/A | 0 | 0 | 0 | 0 | 0 | #N/A | #N/A | 0 | #N/A | #N/A | #N/A | #N/A
4 | 27 | 3 | 2 | #N/A | #N/A | 0 | 0 | 0 | 0 | 0 | 0 | 0 | #N/A | #N/A | 0 | 0 | 0 | 0 | 0 | #N/A | #N/A | 0 | #N/A | #N/A | #N/A | #N/A
4 | 27 | 4 | 2 | #N/A | #N/A | 0 | 0 | 0 | 0 | 0 | 0 | 0 | #N/A | #N/A | 0 | 0 | 0 | 0 | 0 | #N/A | #N/A | 0 | #N/A | #N/A | #N/A | #N/A
4 | 27 | 5 | 2 | #N/A | #N/A | 0 | 0 | 0 | 0 | 0 | 0 | 0 | #N/A | #N/A | 0 | 0 | 0 | 0 | 0 | #N/A | #N/A | 0 | #N/A | #N/A | #N/A | #N/A
4 | 27 | 6 | 2 | #N/A | #N/A | 1 | 0 | 0 | 0 | 0 | 0 | 0 | #N/A | #N/A | 0 | 0 | 0 | 0 | 0 | #N/A | #N/A | 0 | #N/A | #N/A | #N/A | #N/A
4 | 27 | 7 | 2 | #N/A | #N/A | 1 | 0 | 0 | 0 | 0 | 0 | 0 | #N/A | #N/A | 0 | 0 | 0 | 0 | 0 | #N/A | #N/A | 0 | #N/A | #N/A | #N/A | #N/A
4 | 27 | 8 | 2 | #N/A | #N/A | 1 | 0 | 0 | 0 | 0 | 0 | 0 | #N/A | #N/A | 0 | 0 | 0 | 0 | 0 | #N/A | #N/A | 0 | #N/A | #N/A | #N/A | #N/A
4 | 27 | 9 | 2 | #N/A | #N/A | 1 | 0 | 0 | 0 | 0 | 0 | 0 | #N/A | #N/A | 0 | 0 | 0 | 0 | 0 | #N/A | #N/A | 0 | #N/A | #N/A | #N/A | #N/A
4 | 27 | 10 | 2 | #N/A | #N/A | 1 | 0 | 0 | 0 | 0 | 0 | 0 | #N/A | #N/A | 0 | 0 | 0 | 0 | 0 | #N/A | #N/A | 0 | #N/A | #N/A | #N/A | #N/A
4 | 27 | 11 | 2 | #N/A | #N/A | 1 | 0 | 0 | 0 | 0 | 0 | 0 | #N/A | #N/A | 0 | 0 | 0 | 0 | 0 | #N/A | #N/A | 0 | #N/A | #N/A | #N/A | #N/A
4 | 27 | 12 | 2 | #N/A | #N/A | 1 | 0 | 0 | 0 | 0 | 0 | 0 | #N/A | #N/A | 0 | 0 | 0 | 0 | 0 | #N/A | #N/A | 0 | #N/A | #N/A | #N/A | #N/A
4 | 27 | 13 | 2 | #N/A | #N/A | 1 | 0 | 0 | 0 | 0 | 0 | 0 | #N/A | #N/A | 0 | 0 | 0 | 0 | 0 | #N/A | #N/A | 0 | #N/A | #N/A | #N/A | #N/A
4 | 27 | 14 | 2 | #N/A | #N/A | 1 | 0 | 0 | 0 | 0 | 0 | 0 | #N/A | #N/A | 0 | 0 | 0 | 0 | 0 | #N/A | #N/A | 0 | #N/A | #N/A | #N/A | #N/A
4 | 27 | 15 | 2 | #N/A | #N/A | 1 | 0 | 0 | 0 | 0 | 0 | 0 | #N/A | #N/A | 0 | 0 | 0 | 0 | 0 | #N/A | #N/A | 0 | #N/A | #N/A | #N/A | #N/A
4 | 27 | 16 | 2 | #N/A | #N/A | 1 | 0 | 0 | 0 | 0 | 0 | 0 | #N/A | #N/A | 0 | 0 | 0 | 0 | 0 | #N/A | #N/A | 0 | #N/A | #N/A | #N/A | #N/A
4 | 27 | 17 | 2 | #N/A | #N/A | 1 | 1 | 0 | 0 | 0 | 0 | 0 | #N/A | #N/A | 0 | 0 | 0 | 0 | 0 | #N/A | #N/A | 0 | #N/A | #N/A | #N/A | #N/A
4 | 27 | 18 | 2 | #N/A | #N/A | 1 | 1 | 0 | 0 | 0 | 0 | 0 | #N/A | #N/A | 0 | 0 | 0 | 0 | 0 | #N/A | #N/A | 0 | #N/A | #N/A | #N/A | #N/A
4 | 27 | 19 | 2 | #N/A | #N/A | 1 | 0 | 0 | 0 | 0 | 0 | 0 | #N/A | #N/A | 0 | 0 | 0 | 0 | 0 | #N/A | #N/A | 0 | #N/A | #N/A | #N/A | #N/A
4 | 27 | 20 | 2 | #N/A | #N/A | 1 | 0 | 0 | 0 | 0 | 0 | 0 | #N/A | #N/A | 0 | 0 | 0 | 0 | 0 | #N/A | #N/A | 0 | #N/A | #N/A | #N/A | #N/A
4 | 27 | 21 | 2 | #N/A | #N/A | 1 | 0 | 0 | 0 | 0 | 0 | 0 | #N/A | #N/A | 0 | 0 | 0 | 0 | 0 | #N/A | #N/A | 0 | #N/A | #N/A | #N/A | #N/A
4 | 27 | 22 | 2 | #N/A | #N/A | 1 | 0 | 0 | 0 | 0 | 0 | 0 | #N/A | #N/A | 0 | 0 | 0 | 0 | 0 | #N/A | #N/A | 0 | #N/A | #N/A | #N/A | #N/A
4 | 27 | 23 | 2 | #N/A | #N/A | 0 | 0 | 0 | 0 | 0 | 0 | 0 | #N/A | #N/A | 0 | 0 | 0 | 0 | 0 | #N/A | #N/A | 0 | #N/A | #N/A | #N/A | #N/A
4 | 27 | 24 | 2 | #N/A | #N/A | 0 | 0 | 0 | 0 | 0 | 0 | 0 | #N/A | #N/A | 0 | 0 | 0 | 0 | 0 | #N/A | #N/A | 0 | #N/A | #N/A | #N/A | #N/A
4 | 28 | 1 | 3 | #N/A | #N/A | 0 | 0 | 0 | 0 | 0 | 0 | 0 | #N/A | #N/A | 0 | 0 | 0 | 0 | 0 | #N/A | #N/A | 0 | #N/A | #N/A | #N/A | #N/A
4 | 28 | 2 | 3 | #N/A | #N/A | 0 | 0 | 0 | 0 | 0 | 0 | 0 | #N/A | #N/A | 0 | 0 | 0 | 0 | 0 | #N/A | #N/A | 0 | #N/A | #N/A | #N/A | #N/A
4 | 28 | 3 | 3 | #N/A | #N/A | 0 | 0 | 0 | 0 | 0 | 0 | 0 | #N/A | #N/A | 0 | 0 | 0 | 0 | 0 | #N/A | #N/A | 0 | #N/A | #N/A | #N/A | #N/A
4 | 28 | 4 | 3 | #N/A | #N/A | 0 | 0 | 0 | 0 | 0 | 0 | 0 | #N/A | #N/A | 0 | 0 | 0 | 0 | 0 | #N/A | #N/A | 0 | #N/A | #N/A | #N/A | #N/A
4 | 28 | 5 | 3 | #N/A | #N/A | 0 | 0 | 0 | 0 | 0 | 0 | 0 | #N/A | #N/A | 0 | 0 | 0 | 0 | 0 | #N/A | #N/A | 0 | #N/A | #N/A | #N/A | #N/A
4 | 28 | 6 | 3 | #N/A | #N/A | 1 | 0 | 0 | 0 | 0 | 0 | 0 | #N/A | #N/A | 0 | 0 | 0 | 0 | 0 | #N/A | #N/A | 0 | #N/A | #N/A | #N/A | #N/A
4 | 28 | 7 | 3 | #N/A | #N/A | 1 | 0 | 0 | 0 | 0 | 0 | 0 | #N/A | #N/A | 0 | 0 | 0 | 0 | 0 | #N/A | #N/A | 0 | #N/A | #N/A | #N/A | #N/A
4 | 28 | 8 | 3 | #N/A | #N/A | 1 | 0 | 0 | 0 | 0 | 0 | 0 | #N/A | #N/A | 0 | 0 | 0 | 0 | 0 | #N/A | #N/A | 0 | #N/A | #N/A | #N/A | #N/A
4 | 28 | 9 | 3 | #N/A | #N/A | 1 | 0 | 0 | 0 | 0 | 0 | 0 | #N/A | #N/A | 0 | 0 | 0 | 0 | 0 | #N/A | #N/A | 0 | #N/A | #N/A | #N/A | #N/A
4 | 28 | 10 | 3 | #N/A | #N/A | 1 | 0 | 0 | 0 | 0 | 0 | 0 | #N/A | #N/A | 0 | 0 | 0 | 0 | 0 | #N/A | #N/A | 0 | #N/A | #N/A | #N/A | #N/A
4 | 28 | 11 | 3 | #N/A | #N/A | 1 | 0 | 0 | 0 | 0 | 0 | 0 | #N/A | #N/A | 0 | 0 | 0 | 0 | 0 | #N/A | #N/A | 0 | #N/A | #N/A | #N/A | #N/A
4 | 28 | 12 | 3 | #N/A | #N/A | 1 | 0 | 0 | 0 | 0 | 0 | 0 | #N/A | #N/A | 0 | 0 | 0 | 0 | 0 | #N/A | #N/A | 0 | #N/A | #N/A | #N/A | #N/A
4 | 28 | 13 | 3 | #N/A | #N/A | 1 | 0 | 0 | 0 | 0 | 0 | 0 | #N/A | #N/A | 0 | 0 | 0 | 0 | 0 | #N/A | #N/A | 0 | #N/A | #N/A | #N/A | #N/A
4 | 28 | 14 | 3 | #N/A | #N/A | 1 | 0 | 0 | 0 | 0 | 0 | 0 | #N/A | #N/A | 0 | 0 | 0 | 0 | 0 | #N/A | #N/A | 0 | #N/A | #N/A | #N/A | #N/A
4 | 28 | 15 | 3 | #N/A | #N/A | 1 | 0 | 0 | 0 | 0 | 0 | 0 | #N/A | #N/A | 0 | 0 | 0 | 0 | 0 | #N/A | #N/A | 0 | #N/A | #N/A | #N/A | #N/A
4 | 28 | 16 | 3 | #N/A | #N/A | 1 | 0 | 0 | 0 | 0 | 0 | 0 | #N/A | #N/A | 0 | 0 | 0 | 0 | 0 | #N/A | #N/A | 0 | #N/A | #N/A | #N/A | #N/A
4 | 28 | 17 | 3 | #N/A | #N/A | 1 | 1 | 0 | 0 | 0 | 0 | 0 | #N/A | #N/A | 0 | 0 | 0 | 0 | 0 | #N/A | #N/A | 0 | #N/A | #N/A | #N/A | #N/A
4 | 28 | 18 | 3 | #N/A | #N/A | 1 | 1 | 0 | 0 | 0 | 0 | 0 | #N/A | #N/A | 0 | 0 | 0 | 0 | 0 | #N/A | #N/A | 0 | #N/A | #N/A | #N/A | #N/A
4 | 28 | 19 | 3 | #N/A | #N/A | 1 | 0 | 0 | 0 | 0 | 0 | 0 | #N/A | #N/A | 0 | 0 | 0 | 0 | 0 | #N/A | #N/A | 0 | #N/A | #N/A | #N/A | #N/A
4 | 28 | 20 | 3 | #N/A | #N/A | 1 | 0 | 0 | 0 | 0 | 0 | 0 | #N/A | #N/A | 0 | 0 | 0 | 0 | 0 | #N/A | #N/A | 0 | #N/A | #N/A | #N/A | #N/A
4 | 28 | 21 | 3 | #N/A | #N/A | 1 | 0 | 0 | 0 | 0 | 0 | 0 | #N/A | #N/A | 0 | 0 | 0 | 0 | 0 | #N/A | #N/A | 0 | #N/A | #N/A | #N/A | #N/A
4 | 28 | 22 | 3 | #N/A | #N/A | 1 | 0 | 0 | 0 | 0 | 0 | 0 | #N/A | #N/A | 0 | 0 | 0 | 0 | 0 | #N/A | #N/A | 0 | #N/A | #N/A | #N/A | #N/A
4 | 28 | 23 | 3 | #N/A | #N/A | 0 | 0 | 0 | 0 | 0 | 0 | 0 | #N/A | #N/A | 0 | 0 | 0 | 0 | 0 | #N/A | #N/A | 0 | #N/A | #N/A | #N/A | #N/A
4 | 28 | 24 | 3 | #N/A | #N/A | 0 | 0 | 0 | 0 | 0 | 0 | 0 | #N/A | #N/A | 0 | 0 | 0 | 0 | 0 | #N/A | #N/A | 0 | #N/A | #N/A | #N/A | #N/A
4 | 29 | 1 | 4 | #N/A | #N/A | 0 | 0 | 0 | 0 | 0 | 0 | 0 | #N/A | #N/A | 0 | 0 | 0 | 0 | 0 | #N/A | #N/A | 0 | #N/A | #N/A | #N/A | #N/A
4 | 29 | 2 | 4 | #N/A | #N/A | 0 | 0 | 0 | 0 | 0 | 0 | 0 | #N/A | #N/A | 0 | 0 | 0 | 0 | 0 | #N/A | #N/A | 0 | #N/A | #N/A | #N/A | #N/A
4 | 29 | 3 | 4 | #N/A | #N/A | 0 | 0 | 0 | 0 | 0 | 0 | 0 | #N/A | #N/A | 0 | 0 | 0 | 0 | 0 | #N/A | #N/A | 0 | #N/A | #N/A | #N/A | #N/A
4 | 29 | 4 | 4 | #N/A | #N/A | 0 | 0 | 0 | 0 | 0 | 0 | 0 | #N/A | #N/A | 0 | 0 | 0 | 0 | 0 | #N/A | #N/A | 0 | #N/A | #N/A | #N/A | #N/A
4 | 29 | 5 | 4 | #N/A | #N/A | 0 | 0 | 0 | 0 | 0 | 0 | 0 | #N/A | #N/A | 0 | 0 | 0 | 0 | 0 | #N/A | #N/A | 0 | #N/A | #N/A | #N/A | #N/A
4 | 29 | 6 | 4 | #N/A | #N/A | 1 | 0 | 0 | 0 | 0 | 0 | 0 | #N/A | #N/A | 0 | 0 | 0 | 0 | 0 | #N/A | #N/A | 0 | #N/A | #N/A | #N/A | #N/A
4 | 29 | 7 | 4 | #N/A | #N/A | 1 | 0 | 0 | 0 | 0 | 0 | 0 | #N/A | #N/A | 0 | 0 | 0 | 0 | 0 | #N/A | #N/A | 0 | #N/A | #N/A | #N/A | #N/A
4 | 29 | 8 | 4 | #N/A | #N/A | 1 | 0 | 0 | 0 | 0 | 0 | 0 | #N/A | #N/A | 0 | 0 | 0 | 0 | 0 | #N/A | #N/A | 0 | #N/A | #N/A | #N/A | #N/A
4 | 29 | 9 | 4 | #N/A | #N/A | 1 | 0 | 0 | 0 | 0 | 0 | 0 | #N/A | #N/A | 0 | 0 | 0 | 0 | 0 | #N/A | #N/A | 0 | #N/A | #N/A | #N/A | #N/A
4 | 29 | 10 | 4 | #N/A | #N/A | 1 | 0 | 0 | 0 | 0 | 0 | 0 | #N/A | #N/A | 0 | 0 | 0 | 0 | 0 | #N/A | #N/A | 0 | #N/A | #N/A | #N/A | #N/A
4 | 29 | 11 | 4 | #N/A | #N/A | 1 | 0 | 0 | 0 | 0 | 0 | 0 | #N/A | #N/A | 0 | 0 | 0 | 0 | 0 | #N/A | #N/A | 0 | #N/A | #N/A | #N/A | #N/A
4 | 29 | 12 | 4 | #N/A | #N/A | 1 | 0 | 0 | 0 | 0 | 0 | 0 | #N/A | #N/A | 0 | 0 | 0 | 0 | 0 | #N/A | #N/A | 0 | #N/A | #N/A | #N/A | #N/A
4 | 29 | 13 | 4 | #N/A | #N/A | 1 | 0 | 0 | 0 | 0 | 0 | 0 | #N/A | #N/A | 0 | 0 | 0 | 0 | 0 | #N/A | #N/A | 0 | #N/A | #N/A | #N/A | #N/A
4 | 29 | 14 | 4 | #N/A | #N/A | 1 | 0 | 0 | 0 | 0 | 0 | 0 | #N/A | #N/A | 0 | 0 | 0 | 0 | 0 | #N/A | #N/A | 0 | #N/A | #N/A | #N/A | #N/A
4 | 29 | 15 | 4 | #N/A | #N/A | 1 | 0 | 0 | 0 | 0 | 0 | 0 | #N/A | #N/A | 0 | 0 | 0 | 0 | 0 | #N/A | #N/A | 0 | #N/A | #N/A | #N/A | #N/A
4 | 29 | 16 | 4 | #N/A | #N/A | 1 | 0 | 0 | 0 | 0 | 0 | 0 | #N/A | #N/A | 0 | 0 | 0 | 0 | 0 | #N/A | #N/A | 0 | #N/A | #N/A | #N/A | #N/A
4 | 29 | 17 | 4 | #N/A | #N/A | 1 | 1 | 0 | 0 | 0 | 0 | 0 | #N/A | #N/A | 0 | 0 | 0 | 0 | 0 | #N/A | #N/A | 0 | #N/A | #N/A | #N/A | #N/A
4 | 29 | 18 | 4 | #N/A | #N/A | 1 | 1 | 0 | 0 | 0 | 0 | 0 | #N/A | #N/A | 0 | 0 | 0 | 0 | 0 | #N/A | #N/A | 0 | #N/A | #N/A | #N/A | #N/A
4 | 29 | 19 | 4 | #N/A | #N/A | 1 | 0 | 0 | 0 | 0 | 0 | 0 | #N/A | #N/A | 0 | 0 | 0 | 0 | 0 | #N/A | #N/A | 0 | #N/A | #N/A | #N/A | #N/A
4 | 29 | 20 | 4 | #N/A | #N/A | 1 | 0 | 0 | 0 | 0 | 0 | 0 | #N/A | #N/A | 0 | 0 | 0 | 0 | 0 | #N/A | #N/A | 0 | #N/A | #N/A | #N/A | #N/A
4 | 29 | 21 | 4 | #N/A | #N/A | 1 | 0 | 0 | 0 | 0 | 0 | 0 | #N/A | #N/A | 0 | 0 | 0 | 0 | 0 | #N/A | #N/A | 0 | #N/A | #N/A | #N/A | #N/A
4 | 29 | 22 | 4 | #N/A | #N/A | 1 | 0 | 0 | 0 | 0 | 0 | 0 | #N/A | #N/A | 0 | 0 | 0 | 0 | 0 | #N/A | #N/A | 0 | #N/A | #N/A | #N/A | #N/A
4 | 29 | 23 | 4 | #N/A | #N/A | 0 | 0 | 0 | 0 | 0 | 0 | 0 | #N/A | #N/A | 0 | 0 | 0 | 0 | 0 | #N/A | #N/A | 0 | #N/A | #N/A | #N/A | #N/A
4 | 29 | 24 | 4 | #N/A | #N/A | 0 | 0 | 0 | 0 | 0 | 0 | 0 | #N/A | #N/A | 0 | 0 | 0 | 0 | 0 | #N/A | #N/A | 0 | #N/A | #N/A | #N/A | #N/A
4 | 30 | 1 | 5 | #N/A | #N/A | 0 | 0 | 0 | 0 | 0 | 0 | 0 | #N/A | #N/A | 0 | 0 | 0 | 0 | 0 | #N/A | #N/A | 0 | #N/A | #N/A | #N/A | #N/A
4 | 30 | 2 | 5 | #N/A | #N/A | 0 | 0 | 0 | 0 | 0 | 0 | 0 | #N/A | #N/A | 0 | 0 | 0 | 0 | 0 | #N/A | #N/A | 0 | #N/A | #N/A | #N/A | #N/A
4 | 30 | 3 | 5 | #N/A | #N/A | 0 | 0 | 0 | 0 | 0 | 0 | 0 | #N/A | #N/A | 0 | 0 | 0 | 0 | 0 | #N/A | #N/A | 0 | #N/A | #N/A | #N/A | #N/A
4 | 30 | 4 | 5 | #N/A | #N/A | 0 | 0 | 0 | 0 | 0 | 0 | 0 | #N/A | #N/A | 0 | 0 | 0 | 0 | 0 | #N/A | #N/A | 0 | #N/A | #N/A | #N/A | #N/A
4 | 30 | 5 | 5 | #N/A | #N/A | 0 | 0 | 0 | 0 | 0 | 0 | 0 | #N/A | #N/A | 0 | 0 | 0 | 0 | 0 | #N/A | #N/A | 0 | #N/A | #N/A | #N/A | #N/A
4 | 30 | 6 | 5 | #N/A | #N/A | 1 | 0 | 0 | 0 | 0 | 0 | 0 | #N/A | #N/A | 0 | 0 | 0 | 0 | 0 | #N/A | #N/A | 0 | #N/A | #N/A | #N/A | #N/A
4 | 30 | 7 | 5 | #N/A | #N/A | 1 | 0 | 0 | 0 | 0 | 0 | 0 | #N/A | #N/A | 0 | 0 | 0 | 0 | 0 | #N/A | #N/A | 0 | #N/A | #N/A | #N/A | #N/A
4 | 30 | 8 | 5 | #N/A | #N/A | 1 | 0 | 0 | 0 | 0 | 0 | 0 | #N/A | #N/A | 0 | 0 | 0 | 0 | 0 | #N/A | #N/A | 0 | #N/A | #N/A | #N/A | #N/A
4 | 30 | 9 | 5 | #N/A | #N/A | 1 | 0 | 0 | 0 | 0 | 0 | 0 | #N/A | #N/A | 0 | 0 | 0 | 0 | 0 | #N/A | #N/A | 0 | #N/A | #N/A | #N/A | #N/A
4 | 30 | 10 | 5 | #N/A | #N/A | 1 | 0 | 0 | 0 | 0 | 0 | 0 | #N/A | #N/A | 0 | 0 | 0 | 0 | 0 | #N/A | #N/A | 0 | #N/A | #N/A | #N/A | #N/A
4 | 30 | 11 | 5 | #N/A | #N/A | 1 | 0 | 0 | 0 | 0 | 0 | 0 | #N/A | #N/A | 0 | 0 | 0 | 0 | 0 | #N/A | #N/A | 0 | #N/A | #N/A | #N/A | #N/A
4 | 30 | 12 | 5 | #N/A | #N/A | 1 | 0 | 0 | 0 | 0 | 0 | 0 | #N/A | #N/A | 0 | 0 | 0 | 0 | 0 | #N/A | #N/A | 0 | #N/A | #N/A | #N/A | #N/A
4 | 30 | 13 | 5 | #N/A | #N/A | 1 | 0 | 0 | 0 | 0 | 0 | 0 | #N/A | #N/A | 0 | 0 | 0 | 0 | 0 | #N/A | #N/A | 0 | #N/A | #N/A | #N/A | #N/A
4 | 30 | 14 | 5 | #N/A | #N/A | 1 | 0 | 0 | 0 | 0 | 0 | 0 | #N/A | #N/A | 0 | 0 | 0 | 0 | 0 | #N/A | #N/A | 0 | #N/A | #N/A | #N/A | #N/A
4 | 30 | 15 | 5 | #N/A | #N/A | 1 | 0 | 0 | 0 | 0 | 0 | 0 | #N/A | #N/A | 0 | 0 | 0 | 0 | 0 | #N/A | #N/A | 0 | #N/A | #N/A | #N/A | #N/A
4 | 30 | 16 | 5 | #N/A | #N/A | 1 | 0 | 0 | 0 | 0 | 0 | 0 | #N/A | #N/A | 0 | 0 | 0 | 0 | 0 | #N/A | #N/A | 0 | #N/A | #N/A | #N/A | #N/A
4 | 30 | 17 | 5 | #N/A | #N/A | 1 | 1 | 0 | 0 | 0 | 0 | 0 | #N/A | #N/A | 0 | 0 | 0 | 0 | 0 | #N/A | #N/A | 0 | #N/A | #N/A | #N/A | #N/A
4 | 30 | 18 | 5 | #N/A | #N/A | 1 | 1 | 0 | 0 | 0 | 0 | 0 | #N/A | #N/A | 0 | 0 | 0 | 0 | 0 | #N/A | #N/A | 0 | #N/A | #N/A | #N/A | #N/A
4 | 30 | 19 | 5 | #N/A | #N/A | 1 | 0 | 0 | 0 | 0 | 0 | 0 | #N/A | #N/A | 0 | 0 | 0 | 0 | 0 | #N/A | #N/A | 0 | #N/A | #N/A | #N/A | #N/A
4 | 30 | 20 | 5 | #N/A | #N/A | 1 | 0 | 0 | 0 | 0 | 0 | 0 | #N/A | #N/A | 0 | 0 | 0 | 0 | 0 | #N/A | #N/A | 0 | #N/A | #N/A | #N/A | #N/A
4 | 30 | 21 | 5 | #N/A | #N/A | 1 | 0 | 0 | 0 | 0 | 0 | 0 | #N/A | #N/A | 0 | 0 | 0 | 0 | 0 | #N/A | #N/A | 0 | #N/A | #N/A | #N/A | #N/A
4 | 30 | 22 | 5 | #N/A | #N/A | 1 | 0 | 0 | 0 | 0 | 0 | 0 | #N/A | #N/A | 0 | 0 | 0 | 0 | 0 | #N/A | #N/A | 0 | #N/A | #N/A | #N/A | #N/A
4 | 30 | 23 | 5 | #N/A | #N/A | 0 | 0 | 0 | 0 | 0 | 0 | 0 | #N/A | #N/A | 0 | 0 | 0 | 0 | 0 | #N/A | #N/A | 0 | #N/A | #N/A | #N/A | #N/A
4 | 30 | 24 | 5 | #N/A | #N/A | 0 | 0 | 0 | 0 | 0 | 0 | 0 | #N/A | #N/A | 0 | 0 | 0 | 0 | 0 | #N/A | #N/A | 0 | #N/A | #N/A | #N/A | #N/A
5 | 1 | 1 | 6 | #N/A | #N/A | 0 | 0 | 0 | 0 | 0 | 0 | 0 | #N/A | #N/A | 0 | 0 | 0 | 0 | 0 | #N/A | #N/A | 0 | #N/A | #N/A | #N/A | #N/A
5 | 1 | 2 | 6 | #N/A | #N/A | 0 | 0 | 0 | 0 | 0 | 0 | 0 | #N/A | #N/A | 0 | 0 | 0 | 0 | 0 | #N/A | #N/A | 0 | #N/A | #N/A | #N/A | #N/A
5 | 1 | 3 | 6 | #N/A | #N/A | 0 | 0 | 0 | 0 | 0 | 0 | 0 | #N/A | #N/A | 0 | 0 | 0 | 0 | 0 | #N/A | #N/A | 0 | #N/A | #N/A | #N/A | #N/A
5 | 1 | 4 | 6 | #N/A | #N/A | 0 | 0 | 0 | 0 | 0 | 0 | 0 | #N/A | #N/A | 0 | 0 | 0 | 0 | 0 | #N/A | #N/A | 0 | #N/A | #N/A | #N/A | #N/A
5 | 1 | 5 | 6 | #N/A | #N/A | 0 | 0 | 0 | 0 | 0 | 0 | 0 | #N/A | #N/A | 0 | 0 | 0 | 0 | 0 | #N/A | #N/A | 0 | #N/A | #N/A | #N/A | #N/A
5 | 1 | 6 | 6 | #N/A | #N/A | 0 | 0 | 0 | 0 | 0 | 0 | 0 | #N/A | #N/A | 0 | 0 | 0 | 0 | 0 | #N/A | #N/A | 0 | #N/A | #N/A | #N/A | #N/A
5 | 1 | 7 | 6 | #N/A | #N/A | 0 | 0 | 0 | 0 | 0 | 0 | 0 | #N/A | #N/A | 0 | 0 | 0 | 0 | 0 | #N/A | #N/A | 0 | #N/A | #N/A | #N/A | #N/A
5 | 1 | 8 | 6 | #N/A | #N/A | 0 | 0 | 0 | 0 | 0 | 0 | 0 | #N/A | #N/A | 0 | 0 | 0 | 0 | 0 | #N/A | #N/A | 0 | #N/A | #N/A | #N/A | #N/A
5 | 1 | 9 | 6 | #N/A | #N/A | 0 | 0 | 0 | 0 | 0 | 0 | 0 | #N/A | #N/A | 0 | 0 | 0 | 0 | 0 | #N/A | #N/A | 0 | #N/A | #N/A | #N/A | #N/A
5 | 1 | 10 | 6 | #N/A | #N/A | 0 | 0 | 0 | 0 | 0 | 0 | 0 | #N/A | #N/A | 0 | 0 | 0 | 0 | 0 | #N/A | #N/A | 0 | #N/A | #N/A | #N/A | #N/A
5 | 1 | 11 | 6 | #N/A | #N/A | 0 | 0 | 0 | 0 | 0 | 0 | 0 | #N/A | #N/A | 0 | 0 | 0 | 0 | 0 | #N/A | #N/A | 0 | #N/A | #N/A | #N/A | #N/A
5 | 1 | 12 | 6 | #N/A | #N/A | 0 | 0 | 0 | 0 | 0 | 0 | 0 | #N/A | #N/A | 0 | 0 | 0 | 0 | 0 | #N/A | #N/A | 0 | #N/A | #N/A | #N/A | #N/A
5 | 1 | 13 | 6 | #N/A | #N/A | 0 | 0 | 0 | 0 | 0 | 0 | 0 | #N/A | #N/A | 0 | 0 | 0 | 0 | 0 | #N/A | #N/A | 0 | #N/A | #N/A | #N/A | #N/A
5 | 1 | 14 | 6 | #N/A | #N/A | 0 | 0 | 0 | 0 | 0 | 0 | 0 | #N/A | #N/A | 0 | 0 | 0 | 0 | 0 | #N/A | #N/A | 0 | #N/A | #N/A | #N/A | #N/A
5 | 1 | 15 | 6 | #N/A | #N/A | 0 | 0 | 0 | 0 | 0 | 0 | 0 | #N/A | #N/A | 0 | 0 | 0 | 0 | 0 | #N/A | #N/A | 0 | #N/A | #N/A | #N/A | #N/A
5 | 1 | 16 | 6 | #N/A | #N/A | 0 | 0 | 0 | 0 | 0 | 0 | 0 | #N/A | #N/A | 0 | 0 | 0 | 0 | 0 | #N/A | #N/A | 0 | #N/A | #N/A | #N/A | #N/A
5 | 1 | 17 | 6 | #N/A | #N/A | 0 | 0 | 0 | 0 | 0 | 0 | 0 | #N/A | #N/A | 0 | 0 | 0 | 0 | 0 | #N/A | #N/A | 0 | #N/A | #N/A | #N/A | #N/A
5 | 1 | 18 | 6 | #N/A | #N/A | 0 | 0 | 0 | 0 | 0 | 0 | 0 | #N/A | #N/A | 0 | 0 | 0 | 0 | 0 | #N/A | #N/A | 0 | #N/A | #N/A | #N/A | #N/A
5 | 1 | 19 | 6 | #N/A | #N/A | 0 | 0 | 0 | 0 | 0 | 0 | 0 | #N/A | #N/A | 0 | 0 | 0 | 0 | 0 | #N/A | #N/A | 0 | #N/A | #N/A | #N/A | #N/A
5 | 1 | 20 | 6 | #N/A | #N/A | 0 | 0 | 0 | 0 | 0 | 0 | 0 | #N/A | #N/A | 0 | 0 | 0 | 0 | 0 | #N/A | #N/A | 0 | #N/A | #N/A | #N/A | #N/A
5 | 1 | 21 | 6 | #N/A | #N/A | 0 | 0 | 0 | 0 | 0 | 0 | 0 | #N/A | #N/A | 0 | 0 | 0 | 0 | 0 | #N/A | #N/A | 0 | #N/A | #N/A | #N/A | #N/A
5 | 1 | 22 | 6 | #N/A | #N/A | 0 | 0 | 0 | 0 | 0 | 0 | 0 | #N/A | #N/A | 0 | 0 | 0 | 0 | 0 | #N/A | #N/A | 0 | #N/A | #N/A | #N/A | #N/A
5 | 1 | 23 | 6 | #N/A | #N/A | 0 | 0 | 0 | 0 | 0 | 0 | 0 | #N/A | #N/A | 0 | 0 | 0 | 0 | 0 | #N/A | #N/A | 0 | #N/A | #N/A | #N/A | #N/A
5 | 1 | 24 | 6 | #N/A | #N/A | 0 | 0 | 0 | 0 | 0 | 0 | 0 | #N/A | #N/A | 0 | 0 | 0 | 0 | 0 | #N/A | #N/A | 0 | #N/A | #N/A | #N/A | #N/A
5 | 2 | 1 | 7 | #N/A | #N/A | 0 | 0 | 0 | 0 | 0 | 0 | 0 | #N/A | #N/A | 0 | 0 | 0 | 0 | 0 | #N/A | #N/A | 0 | #N/A | #N/A | #N/A | #N/A
5 | 2 | 2 | 7 | #N/A | #N/A | 0 | 0 | 0 | 0 | 0 | 0 | 0 | #N/A | #N/A | 0 | 0 | 0 | 0 | 0 | #N/A | #N/A | 0 | #N/A | #N/A | #N/A | #N/A
5 | 2 | 3 | 7 | #N/A | #N/A | 0 | 0 | 0 | 0 | 0 | 0 | 0 | #N/A | #N/A | 0 | 0 | 0 | 0 | 0 | #N/A | #N/A | 0 | #N/A | #N/A | #N/A | #N/A
5 | 2 | 4 | 7 | #N/A | #N/A | 0 | 0 | 0 | 0 | 0 | 0 | 0 | #N/A | #N/A | 0 | 0 | 0 | 0 | 0 | #N/A | #N/A | 0 | #N/A | #N/A | #N/A | #N/A
5 | 2 | 5 | 7 | #N/A | #N/A | 0 | 0 | 0 | 0 | 0 | 0 | 0 | #N/A | #N/A | 0 | 0 | 0 | 0 | 0 | #N/A | #N/A | 0 | #N/A | #N/A | #N/A | #N/A
5 | 2 | 6 | 7 | #N/A | #N/A | 0 | 0 | 0 | 0 | 0 | 0 | 0 | #N/A | #N/A | 0 | 0 | 0 | 0 | 0 | #N/A | #N/A | 0 | #N/A | #N/A | #N/A | #N/A
5 | 2 | 7 | 7 | #N/A | #N/A | 0 | 0 | 0 | 0 | 0 | 0 | 0 | #N/A | #N/A | 0 | 0 | 0 | 0 | 0 | #N/A | #N/A | 0 | #N/A | #N/A | #N/A | #N/A
5 | 2 | 8 | 7 | #N/A | #N/A | 0 | 0 | 0 | 0 | 0 | 0 | 0 | #N/A | #N/A | 0 | 0 | 0 | 0 | 0 | #N/A | #N/A | 0 | #N/A | #N/A | #N/A | #N/A
5 | 2 | 9 | 7 | #N/A | #N/A | 0 | 0 | 0 | 0 | 0 | 0 | 0 | #N/A | #N/A | 0 | 0 | 0 | 0 | 0 | #N/A | #N/A | 0 | #N/A | #N/A | #N/A | #N/A
5 | 2 | 10 | 7 | #N/A | #N/A | 0 | 0 | 0 | 0 | 0 | 0 | 0 | #N/A | #N/A | 0 | 0 | 0 | 0 | 0 | #N/A | #N/A | 0 | #N/A | #N/A | #N/A | #N/A
5 | 2 | 11 | 7 | #N/A | #N/A | 0 | 0 | 0 | 0 | 0 | 0 | 0 | #N/A | #N/A | 0 | 0 | 0 | 0 | 0 | #N/A | #N/A | 0 | #N/A | #N/A | #N/A | #N/A
5 | 2 | 12 | 7 | #N/A | #N/A | 0 | 0 | 0 | 0 | 0 | 0 | 0 | #N/A | #N/A | 0 | 0 | 0 | 0 | 0 | #N/A | #N/A | 0 | #N/A | #N/A | #N/A | #N/A
5 | 2 | 13 | 7 | #N/A | #N/A | 0 | 0 | 0 | 0 | 0 | 0 | 0 | #N/A | #N/A | 0 | 0 | 0 | 0 | 0 | #N/A | #N/A | 0 | #N/A | #N/A | #N/A | #N/A
5 | 2 | 14 | 7 | #N/A | #N/A | 0 | 0 | 0 | 0 | 0 | 0 | 0 | #N/A | #N/A | 0 | 0 | 0 | 0 | 0 | #N/A | #N/A | 0 | #N/A | #N/A | #N/A | #N/A
5 | 2 | 15 | 7 | #N/A | #N/A | 0 | 0 | 0 | 0 | 0 | 0 | 0 | #N/A | #N/A | 0 | 0 | 0 | 0 | 0 | #N/A | #N/A | 0 | #N/A | #N/A | #N/A | #N/A
5 | 2 | 16 | 7 | #N/A | #N/A | 0 | 0 | 0 | 0 | 0 | 0 | 0 | #N/A | #N/A | 0 | 0 | 0 | 0 | 0 | #N/A | #N/A | 0 | #N/A | #N/A | #N/A | #N/A
5 | 2 | 17 | 7 | #N/A | #N/A | 0 | 0 | 0 | 0 | 0 | 0 | 0 | #N/A | #N/A | 0 | 0 | 0 | 0 | 0 | #N/A | #N/A | 0 | #N/A | #N/A | #N/A | #N/A
5 | 2 | 18 | 7 | #N/A | #N/A | 0 | 0 | 0 | 0 | 0 | 0 | 0 | #N/A | #N/A | 0 | 0 | 0 | 0 | 0 | #N/A | #N/A | 0 | #N/A | #N/A | #N/A | #N/A
5 | 2 | 19 | 7 | #N/A | #N/A | 0 | 0 | 0 | 0 | 0 | 0 | 0 | #N/A | #N/A | 0 | 0 | 0 | 0 | 0 | #N/A | #N/A | 0 | #N/A | #N/A | #N/A | #N/A
5 | 2 | 20 | 7 | #N/A | #N/A | 0 | 0 | 0 | 0 | 0 | 0 | 0 | #N/A | #N/A | 0 | 0 | 0 | 0 | 0 | #N/A | #N/A | 0 | #N/A | #N/A | #N/A | #N/A
5 | 2 | 21 | 7 | #N/A | #N/A | 0 | 0 | 0 | 0 | 0 | 0 | 0 | #N/A | #N/A | 0 | 0 | 0 | 0 | 0 | #N/A | #N/A | 0 | #N/A | #N/A | #N/A | #N/A
5 | 2 | 22 | 7 | #N/A | #N/A | 0 | 0 | 0 | 0 | 0 | 0 | 0 | #N/A | #N/A | 0 | 0 | 0 | 0 | 0 | #N/A | #N/A | 0 | #N/A | #N/A | #N/A | #N/A
5 | 2 | 23 | 7 | #N/A | #N/A | 0 | 0 | 0 | 0 | 0 | 0 | 0 | #N/A | #N/A | 0 | 0 | 0 | 0 | 0 | #N/A | #N/A | 0 | #N/A | #N/A | #N/A | #N/A
5 | 2 | 24 | 7 | #N/A | #N/A | 0 | 0 | 0 | 0 | 0 | 0 | 0 | #N/A | #N/A | 0 | 0 | 0 | 0 | 0 | #N/A | #N/A | 0 | #N/A | #N/A | #N/A | #N/A
5 | 3 | 1 | 1 | #N/A | #N/A | 0 | 0 | 0 | 0 | 0 | 0 | 0 | #N/A | #N/A | 0 | 0 | 0 | 0 | 0 | #N/A | #N/A | 0 | #N/A | #N/A | #N/A | #N/A
5 | 3 | 2 | 1 | #N/A | #N/A | 0 | 0 | 0 | 0 | 0 | 0 | 0 | #N/A | #N/A | 0 | 0 | 0 | 0 | 0 | #N/A | #N/A | 0 | #N/A | #N/A | #N/A | #N/A
5 | 3 | 3 | 1 | #N/A | #N/A | 0 | 0 | 0 | 0 | 0 | 0 | 0 | #N/A | #N/A | 0 | 0 | 0 | 0 | 0 | #N/A | #N/A | 0 | #N/A | #N/A | #N/A | #N/A
5 | 3 | 4 | 1 | #N/A | #N/A | 0 | 0 | 0 | 0 | 0 | 0 | 0 | #N/A | #N/A | 0 | 0 | 0 | 0 | 0 | #N/A | #N/A | 0 | #N/A | #N/A | #N/A | #N/A
5 | 3 | 5 | 1 | #N/A | #N/A | 0 | 0 | 0 | 0 | 0 | 0 | 0 | #N/A | #N/A | 0 | 0 | 0 | 0 | 0 | #N/A | #N/A | 0 | #N/A | #N/A | #N/A | #N/A
5 | 3 | 6 | 1 | #N/A | #N/A | 1 | 0 | 0 | 0 | 0 | 0 | 0 | #N/A | #N/A | 0 | 0 | 0 | 0 | 0 | #N/A | #N/A | 0 | #N/A | #N/A | #N/A | #N/A
5 | 3 | 7 | 1 | #N/A | #N/A | 1 | 0 | 0 | 0 | 0 | 0 | 0 | #N/A | #N/A | 0 | 0 | 0 | 0 | 0 | #N/A | #N/A | 0 | #N/A | #N/A | #N/A | #N/A
5 | 3 | 8 | 1 | #N/A | #N/A | 1 | 0 | 0 | 0 | 0 | 0 | 0 | #N/A | #N/A | 0 | 0 | 0 | 0 | 0 | #N/A | #N/A | 0 | #N/A | #N/A | #N/A | #N/A
5 | 3 | 9 | 1 | #N/A | #N/A | 1 | 0 | 0 | 0 | 0 | 0 | 0 | #N/A | #N/A | 0 | 0 | 0 | 0 | 0 | #N/A | #N/A | 0 | #N/A | #N/A | #N/A | #N/A
5 | 3 | 10 | 1 | #N/A | #N/A | 1 | 0 | 0 | 0 | 0 | 0 | 0 | #N/A | #N/A | 0 | 0 | 0 | 0 | 0 | #N/A | #N/A | 0 | #N/A | #N/A | #N/A | #N/A
5 | 3 | 11 | 1 | #N/A | #N/A | 1 | 0 | 0 | 0 | 0 | 0 | 0 | #N/A | #N/A | 0 | 0 | 0 | 0 | 0 | #N/A | #N/A | 0 | #N/A | #N/A | #N/A | #N/A
5 | 3 | 12 | 1 | #N/A | #N/A | 1 | 0 | 0 | 0 | 0 | 0 | 0 | #N/A | #N/A | 0 | 0 | 0 | 0 | 0 | #N/A | #N/A | 0 | #N/A | #N/A | #N/A | #N/A
5 | 3 | 13 | 1 | #N/A | #N/A | 1 | 0 | 0 | 0 | 0 | 0 | 0 | #N/A | #N/A | 0 | 0 | 0 | 0 | 0 | #N/A | #N/A | 0 | #N/A | #N/A | #N/A | #N/A
5 | 3 | 14 | 1 | #N/A | #N/A | 1 | 0 | 0 | 0 | 0 | 0 | 0 | #N/A | #N/A | 0 | 0 | 0 | 0 | 0 | #N/A | #N/A | 0 | #N/A | #N/A | #N/A | #N/A
5 | 3 | 15 | 1 | #N/A | #N/A | 1 | 0 | 0 | 0 | 0 | 0 | 0 | #N/A | #N/A | 0 | 0 | 0 | 0 | 0 | #N/A | #N/A | 0 | #N/A | #N/A | #N/A | #N/A
5 | 3 | 16 | 1 | #N/A | #N/A | 1 | 0 | 0 | 0 | 0 | 0 | 0 | #N/A | #N/A | 0 | 0 | 0 | 0 | 0 | #N/A | #N/A | 0 | #N/A | #N/A | #N/A | #N/A
5 | 3 | 17 | 1 | #N/A | #N/A | 1 | 1 | 0 | 0 | 0 | 0 | 0 | #N/A | #N/A | 0 | 0 | 0 | 0 | 0 | #N/A | #N/A | 0 | #N/A | #N/A | #N/A | #N/A
5 | 3 | 18 | 1 | #N/A | #N/A | 1 | 1 | 0 | 0 | 0 | 0 | 0 | #N/A | #N/A | 0 | 0 | 0 | 0 | 0 | #N/A | #N/A | 0 | #N/A | #N/A | #N/A | #N/A
5 | 3 | 19 | 1 | #N/A | #N/A | 1 | 0 | 0 | 0 | 0 | 0 | 0 | #N/A | #N/A | 0 | 0 | 0 | 0 | 0 | #N/A | #N/A | 0 | #N/A | #N/A | #N/A | #N/A
5 | 3 | 20 | 1 | #N/A | #N/A | 1 | 0 | 0 | 0 | 0 | 0 | 0 | #N/A | #N/A | 0 | 0 | 0 | 0 | 0 | #N/A | #N/A | 0 | #N/A | #N/A | #N/A | #N/A
5 | 3 | 21 | 1 | #N/A | #N/A | 1 | 0 | 0 | 0 | 0 | 0 | 0 | #N/A | #N/A | 0 | 0 | 0 | 0 | 0 | #N/A | #N/A | 0 | #N/A | #N/A | #N/A | #N/A
5 | 3 | 22 | 1 | #N/A | #N/A | 1 | 0 | 0 | 0 | 0 | 0 | 0 | #N/A | #N/A | 0 | 0 | 0 | 0 | 0 | #N/A | #N/A | 0 | #N/A | #N/A | #N/A | #N/A
5 | 3 | 23 | 1 | #N/A | #N/A | 0 | 0 | 0 | 0 | 0 | 0 | 0 | #N/A | #N/A | 0 | 0 | 0 | 0 | 0 | #N/A | #N/A | 0 | #N/A | #N/A | #N/A | #N/A
5 | 3 | 24 | 1 | #N/A | #N/A | 0 | 0 | 0 | 0 | 0 | 0 | 0 | #N/A | #N/A | 0 | 0 | 0 | 0 | 0 | #N/A | #N/A | 0 | #N/A | #N/A | #N/A | #N/A
5 | 4 | 1 | 2 | #N/A | #N/A | 0 | 0 | 0 | 0 | 0 | 0 | 0 | #N/A | #N/A | 0 | 0 | 0 | 0 | 0 | #N/A | #N/A | 0 | #N/A | #N/A | #N/A | #N/A
5 | 4 | 2 | 2 | #N/A | #N/A | 0 | 0 | 0 | 0 | 0 | 0 | 0 | #N/A | #N/A | 0 | 0 | 0 | 0 | 0 | #N/A | #N/A | 0 | #N/A | #N/A | #N/A | #N/A
5 | 4 | 3 | 2 | #N/A | #N/A | 0 | 0 | 0 | 0 | 0 | 0 | 0 | #N/A | #N/A | 0 | 0 | 0 | 0 | 0 | #N/A | #N/A | 0 | #N/A | #N/A | #N/A | #N/A
5 | 4 | 4 | 2 | #N/A | #N/A | 0 | 0 | 0 | 0 | 0 | 0 | 0 | #N/A | #N/A | 0 | 0 | 0 | 0 | 0 | #N/A | #N/A | 0 | #N/A | #N/A | #N/A | #N/A
5 | 4 | 5 | 2 | #N/A | #N/A | 0 | 0 | 0 | 0 | 0 | 0 | 0 | #N/A | #N/A | 0 | 0 | 0 | 0 | 0 | #N/A | #N/A | 0 | #N/A | #N/A | #N/A | #N/A
5 | 4 | 6 | 2 | #N/A | #N/A | 1 | 0 | 0 | 0 | 0 | 0 | 0 | #N/A | #N/A | 0 | 0 | 0 | 0 | 0 | #N/A | #N/A | 0 | #N/A | #N/A | #N/A | #N/A
5 | 4 | 7 | 2 | #N/A | #N/A | 1 | 0 | 0 | 0 | 0 | 0 | 0 | #N/A | #N/A | 0 | 0 | 0 | 0 | 0 | #N/A | #N/A | 0 | #N/A | #N/A | #N/A | #N/A
5 | 4 | 8 | 2 | #N/A | #N/A | 1 | 0 | 0 | 0 | 0 | 0 | 0 | #N/A | #N/A | 0 | 0 | 0 | 0 | 0 | #N/A | #N/A | 0 | #N/A | #N/A | #N/A | #N/A
5 | 4 | 9 | 2 | #N/A | #N/A | 1 | 0 | 0 | 0 | 0 | 0 | 0 | #N/A | #N/A | 0 | 0 | 0 | 0 | 0 | #N/A | #N/A | 0 | #N/A | #N/A | #N/A | #N/A
5 | 4 | 10 | 2 | #N/A | #N/A | 1 | 0 | 0 | 0 | 0 | 0 | 0 | #N/A | #N/A | 0 | 0 | 0 | 0 | 0 | #N/A | #N/A | 0 | #N/A | #N/A | #N/A | #N/A
5 | 4 | 11 | 2 | #N/A | #N/A | 1 | 0 | 0 | 0 | 0 | 0 | 0 | #N/A | #N/A | 0 | 0 | 0 | 0 | 0 | #N/A | #N/A | 0 | #N/A | #N/A | #N/A | #N/A
5 | 4 | 12 | 2 | #N/A | #N/A | 1 | 0 | 0 | 0 | 0 | 0 | 0 | #N/A | #N/A | 0 | 0 | 0 | 0 | 0 | #N/A | #N/A | 0 | #N/A | #N/A | #N/A | #N/A
5 | 4 | 13 | 2 | #N/A | #N/A | 1 | 0 | 0 | 0 | 0 | 0 | 0 | #N/A | #N/A | 0 | 0 | 0 | 0 | 0 | #N/A | #N/A | 0 | #N/A | #N/A | #N/A | #N/A
5 | 4 | 14 | 2 | #N/A | #N/A | 1 | 0 | 0 | 0 | 0 | 0 | 0 | #N/A | #N/A | 0 | 0 | 0 | 0 | 0 | #N/A | #N/A | 0 | #N/A | #N/A | #N/A | #N/A
5 | 4 | 15 | 2 | #N/A | #N/A | 1 | 0 | 0 | 0 | 0 | 0 | 0 | #N/A | #N/A | 0 | 0 | 0 | 0 | 0 | #N/A | #N/A | 0 | #N/A | #N/A | #N/A | #N/A
5 | 4 | 16 | 2 | #N/A | #N/A | 1 | 0 | 0 | 0 | 0 | 0 | 0 | #N/A | #N/A | 0 | 0 | 0 | 0 | 0 | #N/A | #N/A | 0 | #N/A | #N/A | #N/A | #N/A
5 | 4 | 17 | 2 | #N/A | #N/A | 1 | 1 | 0 | 0 | 0 | 0 | 0 | #N/A | #N/A | 0 | 0 | 0 | 0 | 0 | #N/A | #N/A | 0 | #N/A | #N/A | #N/A | #N/A
5 | 4 | 18 | 2 | #N/A | #N/A | 1 | 1 | 0 | 0 | 0 | 0 | 0 | #N/A | #N/A | 0 | 0 | 0 | 0 | 0 | #N/A | #N/A | 0 | #N/A | #N/A | #N/A | #N/A
5 | 4 | 19 | 2 | #N/A | #N/A | 1 | 0 | 0 | 0 | 0 | 0 | 0 | #N/A | #N/A | 0 | 0 | 0 | 0 | 0 | #N/A | #N/A | 0 | #N/A | #N/A | #N/A | #N/A
5 | 4 | 20 | 2 | #N/A | #N/A | 1 | 0 | 0 | 0 | 0 | 0 | 0 | #N/A | #N/A | 0 | 0 | 0 | 0 | 0 | #N/A | #N/A | 0 | #N/A | #N/A | #N/A | #N/A
5 | 4 | 21 | 2 | #N/A | #N/A | 1 | 0 | 0 | 0 | 0 | 0 | 0 | #N/A | #N/A | 0 | 0 | 0 | 0 | 0 | #N/A | #N/A | 0 | #N/A | #N/A | #N/A | #N/A
5 | 4 | 22 | 2 | #N/A | #N/A | 1 | 0 | 0 | 0 | 0 | 0 | 0 | #N/A | #N/A | 0 | 0 | 0 | 0 | 0 | #N/A | #N/A | 0 | #N/A | #N/A | #N/A | #N/A
5 | 4 | 23 | 2 | #N/A | #N/A | 0 | 0 | 0 | 0 | 0 | 0 | 0 | #N/A | #N/A | 0 | 0 | 0 | 0 | 0 | #N/A | #N/A | 0 | #N/A | #N/A | #N/A | #N/A
5 | 4 | 24 | 2 | #N/A | #N/A | 0 | 0 | 0 | 0 | 0 | 0 | 0 | #N/A | #N/A | 0 | 0 | 0 | 0 | 0 | #N/A | #N/A | 0 | #N/A | #N/A | #N/A | #N/A
5 | 5 | 1 | 3 | #N/A | #N/A | 0 | 0 | 0 | 0 | 0 | 0 | 0 | #N/A | #N/A | 0 | 0 | 0 | 0 | 0 | #N/A | #N/A | 0 | #N/A | #N/A | #N/A | #N/A
5 | 5 | 2 | 3 | #N/A | #N/A | 0 | 0 | 0 | 0 | 0 | 0 | 0 | #N/A | #N/A | 0 | 0 | 0 | 0 | 0 | #N/A | #N/A | 0 | #N/A | #N/A | #N/A | #N/A
5 | 5 | 3 | 3 | #N/A | #N/A | 0 | 0 | 0 | 0 | 0 | 0 | 0 | #N/A | #N/A | 0 | 0 | 0 | 0 | 0 | #N/A | #N/A | 0 | #N/A | #N/A | #N/A | #N/A
5 | 5 | 4 | 3 | #N/A | #N/A | 0 | 0 | 0 | 0 | 0 | 0 | 0 | #N/A | #N/A | 0 | 0 | 0 | 0 | 0 | #N/A | #N/A | 0 | #N/A | #N/A | #N/A | #N/A
5 | 5 | 5 | 3 | #N/A | #N/A | 0 | 0 | 0 | 0 | 0 | 0 | 0 | #N/A | #N/A | 0 | 0 | 0 | 0 | 0 | #N/A | #N/A | 0 | #N/A | #N/A | #N/A | #N/A
5 | 5 | 6 | 3 | #N/A | #N/A | 1 | 0 | 0 | 0 | 0 | 0 | 0 | #N/A | #N/A | 0 | 0 | 0 | 0 | 0 | #N/A | #N/A | 0 | #N/A | #N/A | #N/A | #N/A
5 | 5 | 7 | 3 | #N/A | #N/A | 1 | 0 | 0 | 0 | 0 | 0 | 0 | #N/A | #N/A | 0 | 0 | 0 | 0 | 0 | #N/A | #N/A | 0 | #N/A | #N/A | #N/A | #N/A
5 | 5 | 8 | 3 | #N/A | #N/A | 1 | 0 | 0 | 0 | 0 | 0 | 0 | #N/A | #N/A | 0 | 0 | 0 | 0 | 0 | #N/A | #N/A | 0 | #N/A | #N/A | #N/A | #N/A
5 | 5 | 9 | 3 | #N/A | #N/A | 1 | 0 | 0 | 0 | 0 | 0 | 0 | #N/A | #N/A | 0 | 0 | 0 | 0 | 0 | #N/A | #N/A | 0 | #N/A | #N/A | #N/A | #N/A
5 | 5 | 10 | 3 | #N/A | #N/A | 1 | 0 | 0 | 0 | 0 | 0 | 0 | #N/A | #N/A | 0 | 0 | 0 | 0 | 0 | #N/A | #N/A | 0 | #N/A | #N/A | #N/A | #N/A
5 | 5 | 11 | 3 | #N/A | #N/A | 1 | 0 | 0 | 0 | 0 | 0 | 0 | #N/A | #N/A | 0 | 0 | 0 | 0 | 0 | #N/A | #N/A | 0 | #N/A | #N/A | #N/A | #N/A
5 | 5 | 12 | 3 | #N/A | #N/A | 1 | 0 | 0 | 0 | 0 | 0 | 0 | #N/A | #N/A | 0 | 0 | 0 | 0 | 0 | #N/A | #N/A | 0 | #N/A | #N/A | #N/A | #N/A
5 | 5 | 13 | 3 | #N/A | #N/A | 1 | 0 | 0 | 0 | 0 | 0 | 0 | #N/A | #N/A | 0 | 0 | 0 | 0 | 0 | #N/A | #N/A | 0 | #N/A | #N/A | #N/A | #N/A
5 | 5 | 14 | 3 | #N/A | #N/A | 1 | 0 | 0 | 0 | 0 | 0 | 0 | #N/A | #N/A | 0 | 0 | 0 | 0 | 0 | #N/A | #N/A | 0 | #N/A | #N/A | #N/A | #N/A
5 | 5 | 15 | 3 | #N/A | #N/A | 1 | 0 | 0 | 0 | 0 | 0 | 0 | #N/A | #N/A | 0 | 0 | 0 | 0 | 0 | #N/A | #N/A | 0 | #N/A | #N/A | #N/A | #N/A
5 | 5 | 16 | 3 | #N/A | #N/A | 1 | 0 | 0 | 0 | 0 | 0 | 0 | #N/A | #N/A | 0 | 0 | 0 | 0 | 0 | #N/A | #N/A | 0 | #N/A | #N/A | #N/A | #N/A
5 | 5 | 17 | 3 | #N/A | #N/A | 1 | 1 | 0 | 0 | 0 | 0 | 0 | #N/A | #N/A | 0 | 0 | 0 | 0 | 0 | #N/A | #N/A | 0 | #N/A | #N/A | #N/A | #N/A
5 | 5 | 18 | 3 | #N/A | #N/A | 1 | 1 | 0 | 0 | 0 | 0 | 0 | #N/A | #N/A | 0 | 0 | 0 | 0 | 0 | #N/A | #N/A | 0 | #N/A | #N/A | #N/A | #N/A
5 | 5 | 19 | 3 | #N/A | #N/A | 1 | 0 | 0 | 0 | 0 | 0 | 0 | #N/A | #N/A | 0 | 0 | 0 | 0 | 0 | #N/A | #N/A | 0 | #N/A | #N/A | #N/A | #N/A
5 | 5 | 20 | 3 | #N/A | #N/A | 1 | 0 | 0 | 0 | 0 | 0 | 0 | #N/A | #N/A | 0 | 0 | 0 | 0 | 0 | #N/A | #N/A | 0 | #N/A | #N/A | #N/A | #N/A
5 | 5 | 21 | 3 | #N/A | #N/A | 1 | 0 | 0 | 0 | 0 | 0 | 0 | #N/A | #N/A | 0 | 0 | 0 | 0 | 0 | #N/A | #N/A | 0 | #N/A | #N/A | #N/A | #N/A
5 | 5 | 22 | 3 | #N/A | #N/A | 1 | 0 | 0 | 0 | 0 | 0 | 0 | #N/A | #N/A | 0 | 0 | 0 | 0 | 0 | #N/A | #N/A | 0 | #N/A | #N/A | #N/A | #N/A
5 | 5 | 23 | 3 | #N/A | #N/A | 0 | 0 | 0 | 0 | 0 | 0 | 0 | #N/A | #N/A | 0 | 0 | 0 | 0 | 0 | #N/A | #N/A | 0 | #N/A | #N/A | #N/A | #N/A
5 | 5 | 24 | 3 | #N/A | #N/A | 0 | 0 | 0 | 0 | 0 | 0 | 0 | #N/A | #N/A | 0 | 0 | 0 | 0 | 0 | #N/A | #N/A | 0 | #N/A | #N/A | #N/A | #N/A
5 | 6 | 1 | 4 | #N/A | #N/A | 0 | 0 | 0 | 0 | 0 | 0 | 0 | #N/A | #N/A | 0 | 0 | 0 | 0 | 0 | #N/A | #N/A | 0 | #N/A | #N/A | #N/A | #N/A
5 | 6 | 2 | 4 | #N/A | #N/A | 0 | 0 | 0 | 0 | 0 | 0 | 0 | #N/A | #N/A | 0 | 0 | 0 | 0 | 0 | #N/A | #N/A | 0 | #N/A | #N/A | #N/A | #N/A
5 | 6 | 3 | 4 | #N/A | #N/A | 0 | 0 | 0 | 0 | 0 | 0 | 0 | #N/A | #N/A | 0 | 0 | 0 | 0 | 0 | #N/A | #N/A | 0 | #N/A | #N/A | #N/A | #N/A
5 | 6 | 4 | 4 | #N/A | #N/A | 0 | 0 | 0 | 0 | 0 | 0 | 0 | #N/A | #N/A | 0 | 0 | 0 | 0 | 0 | #N/A | #N/A | 0 | #N/A | #N/A | #N/A | #N/A
5 | 6 | 5 | 4 | #N/A | #N/A | 0 | 0 | 0 | 0 | 0 | 0 | 0 | #N/A | #N/A | 0 | 0 | 0 | 0 | 0 | #N/A | #N/A | 0 | #N/A | #N/A | #N/A | #N/A
5 | 6 | 6 | 4 | #N/A | #N/A | 1 | 0 | 0 | 0 | 0 | 0 | 0 | #N/A | #N/A | 0 | 0 | 0 | 0 | 0 | #N/A | #N/A | 0 | #N/A | #N/A | #N/A | #N/A
5 | 6 | 7 | 4 | #N/A | #N/A | 1 | 0 | 0 | 0 | 0 | 0 | 0 | #N/A | #N/A | 0 | 0 | 0 | 0 | 0 | #N/A | #N/A | 0 | #N/A | #N/A | #N/A | #N/A
5 | 6 | 8 | 4 | #N/A | #N/A | 1 | 0 | 0 | 0 | 0 | 0 | 0 | #N/A | #N/A | 0 | 0 | 0 | 0 | 0 | #N/A | #N/A | 0 | #N/A | #N/A | #N/A | #N/A
5 | 6 | 9 | 4 | #N/A | #N/A | 1 | 0 | 0 | 0 | 0 | 0 | 0 | #N/A | #N/A | 0 | 0 | 0 | 0 | 0 | #N/A | #N/A | 0 | #N/A | #N/A | #N/A | #N/A
5 | 6 | 10 | 4 | #N/A | #N/A | 1 | 0 | 0 | 0 | 0 | 0 | 0 | #N/A | #N/A | 0 | 0 | 0 | 0 | 0 | #N/A | #N/A | 0 | #N/A | #N/A | #N/A | #N/A
5 | 6 | 11 | 4 | #N/A | #N/A | 1 | 0 | 0 | 0 | 0 | 0 | 0 | #N/A | #N/A | 0 | 0 | 0 | 0 | 0 | #N/A | #N/A | 0 | #N/A | #N/A | #N/A | #N/A
5 | 6 | 12 | 4 | #N/A | #N/A | 1 | 0 | 0 | 0 | 0 | 0 | 0 | #N/A | #N/A | 0 | 0 | 0 | 0 | 0 | #N/A | #N/A | 0 | #N/A | #N/A | #N/A | #N/A
5 | 6 | 13 | 4 | #N/A | #N/A | 1 | 0 | 0 | 0 | 0 | 0 | 0 | #N/A | #N/A | 0 | 0 | 0 | 0 | 0 | #N/A | #N/A | 0 | #N/A | #N/A | #N/A | #N/A
5 | 6 | 14 | 4 | #N/A | #N/A | 1 | 0 | 0 | 0 | 0 | 0 | 0 | #N/A | #N/A | 0 | 0 | 0 | 0 | 0 | #N/A | #N/A | 0 | #N/A | #N/A | #N/A | #N/A
5 | 6 | 15 | 4 | #N/A | #N/A | 1 | 0 | 0 | 0 | 0 | 0 | 0 | #N/A | #N/A | 0 | 0 | 0 | 0 | 0 | #N/A | #N/A | 0 | #N/A | #N/A | #N/A | #N/A
5 | 6 | 16 | 4 | #N/A | #N/A | 1 | 0 | 0 | 0 | 0 | 0 | 0 | #N/A | #N/A | 0 | 0 | 0 | 0 | 0 | #N/A | #N/A | 0 | #N/A | #N/A | #N/A | #N/A
5 | 6 | 17 | 4 | #N/A | #N/A | 1 | 1 | 0 | 0 | 0 | 0 | 0 | #N/A | #N/A | 0 | 0 | 0 | 0 | 0 | #N/A | #N/A | 0 | #N/A | #N/A | #N/A | #N/A
5 | 6 | 18 | 4 | #N/A | #N/A | 1 | 1 | 0 | 0 | 0 | 0 | 0 | #N/A | #N/A | 0 | 0 | 0 | 0 | 0 | #N/A | #N/A | 0 | #N/A | #N/A | #N/A | #N/A
5 | 6 | 19 | 4 | #N/A | #N/A | 1 | 0 | 0 | 0 | 0 | 0 | 0 | #N/A | #N/A | 0 | 0 | 0 | 0 | 0 | #N/A | #N/A | 0 | #N/A | #N/A | #N/A | #N/A
5 | 6 | 20 | 4 | #N/A | #N/A | 1 | 0 | 0 | 0 | 0 | 0 | 0 | #N/A | #N/A | 0 | 0 | 0 | 0 | 0 | #N/A | #N/A | 0 | #N/A | #N/A | #N/A | #N/A
5 | 6 | 21 | 4 | #N/A | #N/A | 1 | 0 | 0 | 0 | 0 | 0 | 0 | #N/A | #N/A | 0 | 0 | 0 | 0 | 0 | #N/A | #N/A | 0 | #N/A | #N/A | #N/A | #N/A
5 | 6 | 22 | 4 | #N/A | #N/A | 1 | 0 | 0 | 0 | 0 | 0 | 0 | #N/A | #N/A | 0 | 0 | 0 | 0 | 0 | #N/A | #N/A | 0 | #N/A | #N/A | #N/A | #N/A
5 | 6 | 23 | 4 | #N/A | #N/A | 0 | 0 | 0 | 0 | 0 | 0 | 0 | #N/A | #N/A | 0 | 0 | 0 | 0 | 0 | #N/A | #N/A | 0 | #N/A | #N/A | #N/A | #N/A
5 | 6 | 24 | 4 | #N/A | #N/A | 0 | 0 | 0 | 0 | 0 | 0 | 0 | #N/A | #N/A | 0 | 0 | 0 | 0 | 0 | #N/A | #N/A | 0 | #N/A | #N/A | #N/A | #N/A
5 | 7 | 1 | 5 | #N/A | #N/A | 0 | 0 | 0 | 0 | 0 | 0 | 0 | #N/A | #N/A | 0 | 0 | 0 | 0 | 0 | #N/A | #N/A | 0 | #N/A | #N/A | #N/A | #N/A
5 | 7 | 2 | 5 | #N/A | #N/A | 0 | 0 | 0 | 0 | 0 | 0 | 0 | #N/A | #N/A | 0 | 0 | 0 | 0 | 0 | #N/A | #N/A | 0 | #N/A | #N/A | #N/A | #N/A
5 | 7 | 3 | 5 | #N/A | #N/A | 0 | 0 | 0 | 0 | 0 | 0 | 0 | #N/A | #N/A | 0 | 0 | 0 | 0 | 0 | #N/A | #N/A | 0 | #N/A | #N/A | #N/A | #N/A
5 | 7 | 4 | 5 | #N/A | #N/A | 0 | 0 | 0 | 0 | 0 | 0 | 0 | #N/A | #N/A | 0 | 0 | 0 | 0 | 0 | #N/A | #N/A | 0 | #N/A | #N/A | #N/A | #N/A
5 | 7 | 5 | 5 | #N/A | #N/A | 0 | 0 | 0 | 0 | 0 | 0 | 0 | #N/A | #N/A | 0 | 0 | 0 | 0 | 0 | #N/A | #N/A | 0 | #N/A | #N/A | #N/A | #N/A
5 | 7 | 6 | 5 | #N/A | #N/A | 1 | 0 | 0 | 0 | 0 | 0 | 0 | #N/A | #N/A | 0 | 0 | 0 | 0 | 0 | #N/A | #N/A | 0 | #N/A | #N/A | #N/A | #N/A
5 | 7 | 7 | 5 | #N/A | #N/A | 1 | 0 | 0 | 0 | 0 | 0 | 0 | #N/A | #N/A | 0 | 0 | 0 | 0 | 0 | #N/A | #N/A | 0 | #N/A | #N/A | #N/A | #N/A
5 | 7 | 8 | 5 | #N/A | #N/A | 1 | 0 | 0 | 0 | 0 | 0 | 0 | #N/A | #N/A | 0 | 0 | 0 | 0 | 0 | #N/A | #N/A | 0 | #N/A | #N/A | #N/A | #N/A
5 | 7 | 9 | 5 | #N/A | #N/A | 1 | 0 | 0 | 0 | 0 | 0 | 0 | #N/A | #N/A | 0 | 0 | 0 | 0 | 0 | #N/A | #N/A | 0 | #N/A | #N/A | #N/A | #N/A
5 | 7 | 10 | 5 | #N/A | #N/A | 1 | 0 | 0 | 0 | 0 | 0 | 0 | #N/A | #N/A | 0 | 0 | 0 | 0 | 0 | #N/A | #N/A | 0 | #N/A | #N/A | #N/A | #N/A
5 | 7 | 11 | 5 | #N/A | #N/A | 1 | 0 | 0 | 0 | 0 | 0 | 0 | #N/A | #N/A | 0 | 0 | 0 | 0 | 0 | #N/A | #N/A | 0 | #N/A | #N/A | #N/A | #N/A
5 | 7 | 12 | 5 | #N/A | #N/A | 1 | 0 | 0 | 0 | 0 | 0 | 0 | #N/A | #N/A | 0 | 0 | 0 | 0 | 0 | #N/A | #N/A | 0 | #N/A | #N/A | #N/A | #N/A
5 | 7 | 13 | 5 | #N/A | #N/A | 1 | 0 | 0 | 0 | 0 | 0 | 0 | #N/A | #N/A | 0 | 0 | 0 | 0 | 0 | #N/A | #N/A | 0 | #N/A | #N/A | #N/A | #N/A
5 | 7 | 14 | 5 | #N/A | #N/A | 1 | 0 | 0 | 0 | 0 | 0 | 0 | #N/A | #N/A | 0 | 0 | 0 | 0 | 0 | #N/A | #N/A | 0 | #N/A | #N/A | #N/A | #N/A
5 | 7 | 15 | 5 | #N/A | #N/A | 1 | 0 | 0 | 0 | 0 | 0 | 0 | #N/A | #N/A | 0 | 0 | 0 | 0 | 0 | #N/A | #N/A | 0 | #N/A | #N/A | #N/A | #N/A
5 | 7 | 16 | 5 | #N/A | #N/A | 1 | 0 | 0 | 0 | 0 | 0 | 0 | #N/A | #N/A | 0 | 0 | 0 | 0 | 0 | #N/A | #N/A | 0 | #N/A | #N/A | #N/A | #N/A
5 | 7 | 17 | 5 | #N/A | #N/A | 1 | 1 | 0 | 0 | 0 | 0 | 0 | #N/A | #N/A | 0 | 0 | 0 | 0 | 0 | #N/A | #N/A | 0 | #N/A | #N/A | #N/A | #N/A
5 | 7 | 18 | 5 | #N/A | #N/A | 1 | 1 | 0 | 0 | 0 | 0 | 0 | #N/A | #N/A | 0 | 0 | 0 | 0 | 0 | #N/A | #N/A | 0 | #N/A | #N/A | #N/A | #N/A
5 | 7 | 19 | 5 | #N/A | #N/A | 1 | 0 | 0 | 0 | 0 | 0 | 0 | #N/A | #N/A | 0 | 0 | 0 | 0 | 0 | #N/A | #N/A | 0 | #N/A | #N/A | #N/A | #N/A
5 | 7 | 20 | 5 | #N/A | #N/A | 1 | 0 | 0 | 0 | 0 | 0 | 0 | #N/A | #N/A | 0 | 0 | 0 | 0 | 0 | #N/A | #N/A | 0 | #N/A | #N/A | #N/A | #N/A
5 | 7 | 21 | 5 | #N/A | #N/A | 1 | 0 | 0 | 0 | 0 | 0 | 0 | #N/A | #N/A | 0 | 0 | 0 | 0 | 0 | #N/A | #N/A | 0 | #N/A | #N/A | #N/A | #N/A
5 | 7 | 22 | 5 | #N/A | #N/A | 1 | 0 | 0 | 0 | 0 | 0 | 0 | #N/A | #N/A | 0 | 0 | 0 | 0 | 0 | #N/A | #N/A | 0 | #N/A | #N/A | #N/A | #N/A
5 | 7 | 23 | 5 | #N/A | #N/A | 0 | 0 | 0 | 0 | 0 | 0 | 0 | #N/A | #N/A | 0 | 0 | 0 | 0 | 0 | #N/A | #N/A | 0 | #N/A | #N/A | #N/A | #N/A
5 | 7 | 24 | 5 | #N/A | #N/A | 0 | 0 | 0 | 0 | 0 | 0 | 0 | #N/A | #N/A | 0 | 0 | 0 | 0 | 0 | #N/A | #N/A | 0 | #N/A | #N/A | #N/A | #N/A
5 | 8 | 1 | 6 | #N/A | #N/A | 0 | 0 | 0 | 0 | 0 | 0 | 0 | #N/A | #N/A | 0 | 0 | 0 | 0 | 0 | #N/A | #N/A | 0 | #N/A | #N/A | #N/A | #N/A
5 | 8 | 2 | 6 | #N/A | #N/A | 0 | 0 | 0 | 0 | 0 | 0 | 0 | #N/A | #N/A | 0 | 0 | 0 | 0 | 0 | #N/A | #N/A | 0 | #N/A | #N/A | #N/A | #N/A
5 | 8 | 3 | 6 | #N/A | #N/A | 0 | 0 | 0 | 0 | 0 | 0 | 0 | #N/A | #N/A | 0 | 0 | 0 | 0 | 0 | #N/A | #N/A | 0 | #N/A | #N/A | #N/A | #N/A
5 | 8 | 4 | 6 | #N/A | #N/A | 0 | 0 | 0 | 0 | 0 | 0 | 0 | #N/A | #N/A | 0 | 0 | 0 | 0 | 0 | #N/A | #N/A | 0 | #N/A | #N/A | #N/A | #N/A
5 | 8 | 5 | 6 | #N/A | #N/A | 0 | 0 | 0 | 0 | 0 | 0 | 0 | #N/A | #N/A | 0 | 0 | 0 | 0 | 0 | #N/A | #N/A | 0 | #N/A | #N/A | #N/A | #N/A
5 | 8 | 6 | 6 | #N/A | #N/A | 0 | 0 | 0 | 0 | 0 | 0 | 0 | #N/A | #N/A | 0 | 0 | 0 | 0 | 0 | #N/A | #N/A | 0 | #N/A | #N/A | #N/A | #N/A
5 | 8 | 7 | 6 | #N/A | #N/A | 0 | 0 | 0 | 0 | 0 | 0 | 0 | #N/A | #N/A | 0 | 0 | 0 | 0 | 0 | #N/A | #N/A | 0 | #N/A | #N/A | #N/A | #N/A
5 | 8 | 8 | 6 | #N/A | #N/A | 0 | 0 | 0 | 0 | 0 | 0 | 0 | #N/A | #N/A | 0 | 0 | 0 | 0 | 0 | #N/A | #N/A | 0 | #N/A | #N/A | #N/A | #N/A
5 | 8 | 9 | 6 | #N/A | #N/A | 0 | 0 | 0 | 0 | 0 | 0 | 0 | #N/A | #N/A | 0 | 0 | 0 | 0 | 0 | #N/A | #N/A | 0 | #N/A | #N/A | #N/A | #N/A
5 | 8 | 10 | 6 | #N/A | #N/A | 0 | 0 | 0 | 0 | 0 | 0 | 0 | #N/A | #N/A | 0 | 0 | 0 | 0 | 0 | #N/A | #N/A | 0 | #N/A | #N/A | #N/A | #N/A
5 | 8 | 11 | 6 | #N/A | #N/A | 0 | 0 | 0 | 0 | 0 | 0 | 0 | #N/A | #N/A | 0 | 0 | 0 | 0 | 0 | #N/A | #N/A | 0 | #N/A | #N/A | #N/A | #N/A
5 | 8 | 12 | 6 | #N/A | #N/A | 0 | 0 | 0 | 0 | 0 | 0 | 0 | #N/A | #N/A | 0 | 0 | 0 | 0 | 0 | #N/A | #N/A | 0 | #N/A | #N/A | #N/A | #N/A
5 | 8 | 13 | 6 | #N/A | #N/A | 0 | 0 | 0 | 0 | 0 | 0 | 0 | #N/A | #N/A | 0 | 0 | 0 | 0 | 0 | #N/A | #N/A | 0 | #N/A | #N/A | #N/A | #N/A
5 | 8 | 14 | 6 | #N/A | #N/A | 0 | 0 | 0 | 0 | 0 | 0 | 0 | #N/A | #N/A | 0 | 0 | 0 | 0 | 0 | #N/A | #N/A | 0 | #N/A | #N/A | #N/A | #N/A
5 | 8 | 15 | 6 | #N/A | #N/A | 0 | 0 | 0 | 0 | 0 | 0 | 0 | #N/A | #N/A | 0 | 0 | 0 | 0 | 0 | #N/A | #N/A | 0 | #N/A | #N/A | #N/A | #N/A
5 | 8 | 16 | 6 | #N/A | #N/A | 0 | 0 | 0 | 0 | 0 | 0 | 0 | #N/A | #N/A | 0 | 0 | 0 | 0 | 0 | #N/A | #N/A | 0 | #N/A | #N/A | #N/A | #N/A
5 | 8 | 17 | 6 | #N/A | #N/A | 0 | 0 | 0 | 0 | 0 | 0 | 0 | #N/A | #N/A | 0 | 0 | 0 | 0 | 0 | #N/A | #N/A | 0 | #N/A | #N/A | #N/A | #N/A
5 | 8 | 18 | 6 | #N/A | #N/A | 0 | 0 | 0 | 0 | 0 | 0 | 0 | #N/A | #N/A | 0 | 0 | 0 | 0 | 0 | #N/A | #N/A | 0 | #N/A | #N/A | #N/A | #N/A
5 | 8 | 19 | 6 | #N/A | #N/A | 0 | 0 | 0 | 0 | 0 | 0 | 0 | #N/A | #N/A | 0 | 0 | 0 | 0 | 0 | #N/A | #N/A | 0 | #N/A | #N/A | #N/A | #N/A
5 | 8 | 20 | 6 | #N/A | #N/A | 0 | 0 | 0 | 0 | 0 | 0 | 0 | #N/A | #N/A | 0 | 0 | 0 | 0 | 0 | #N/A | #N/A | 0 | #N/A | #N/A | #N/A | #N/A
5 | 8 | 21 | 6 | #N/A | #N/A | 0 | 0 | 0 | 0 | 0 | 0 | 0 | #N/A | #N/A | 0 | 0 | 0 | 0 | 0 | #N/A | #N/A | 0 | #N/A | #N/A | #N/A | #N/A
5 | 8 | 22 | 6 | #N/A | #N/A | 0 | 0 | 0 | 0 | 0 | 0 | 0 | #N/A | #N/A | 0 | 0 | 0 | 0 | 0 | #N/A | #N/A | 0 | #N/A | #N/A | #N/A | #N/A
5 | 8 | 23 | 6 | #N/A | #N/A | 0 | 0 | 0 | 0 | 0 | 0 | 0 | #N/A | #N/A | 0 | 0 | 0 | 0 | 0 | #N/A | #N/A | 0 | #N/A | #N/A | #N/A | #N/A
5 | 8 | 24 | 6 | #N/A | #N/A | 0 | 0 | 0 | 0 | 0 | 0 | 0 | #N/A | #N/A | 0 | 0 | 0 | 0 | 0 | #N/A | #N/A | 0 | #N/A | #N/A | #N/A | #N/A
5 | 9 | 1 | 7 | #N/A | #N/A | 0 | 0 | 0 | 0 | 0 | 0 | 0 | #N/A | #N/A | 0 | 0 | 0 | 0 | 0 | #N/A | #N/A | 0 | #N/A | #N/A | #N/A | #N/A
5 | 9 | 2 | 7 | #N/A | #N/A | 0 | 0 | 0 | 0 | 0 | 0 | 0 | #N/A | #N/A | 0 | 0 | 0 | 0 | 0 | #N/A | #N/A | 0 | #N/A | #N/A | #N/A | #N/A
5 | 9 | 3 | 7 | #N/A | #N/A | 0 | 0 | 0 | 0 | 0 | 0 | 0 | #N/A | #N/A | 0 | 0 | 0 | 0 | 0 | #N/A | #N/A | 0 | #N/A | #N/A | #N/A | #N/A
5 | 9 | 4 | 7 | #N/A | #N/A | 0 | 0 | 0 | 0 | 0 | 0 | 0 | #N/A | #N/A | 0 | 0 | 0 | 0 | 0 | #N/A | #N/A | 0 | #N/A | #N/A | #N/A | #N/A
5 | 9 | 5 | 7 | #N/A | #N/A | 0 | 0 | 0 | 0 | 0 | 0 | 0 | #N/A | #N/A | 0 | 0 | 0 | 0 | 0 | #N/A | #N/A | 0 | #N/A | #N/A | #N/A | #N/A
5 | 9 | 6 | 7 | #N/A | #N/A | 0 | 0 | 0 | 0 | 0 | 0 | 0 | #N/A | #N/A | 0 | 0 | 0 | 0 | 0 | #N/A | #N/A | 0 | #N/A | #N/A | #N/A | #N/A
5 | 9 | 7 | 7 | #N/A | #N/A | 0 | 0 | 0 | 0 | 0 | 0 | 0 | #N/A | #N/A | 0 | 0 | 0 | 0 | 0 | #N/A | #N/A | 0 | #N/A | #N/A | #N/A | #N/A
5 | 9 | 8 | 7 | #N/A | #N/A | 0 | 0 | 0 | 0 | 0 | 0 | 0 | #N/A | #N/A | 0 | 0 | 0 | 0 | 0 | #N/A | #N/A | 0 | #N/A | #N/A | #N/A | #N/A
5 | 9 | 9 | 7 | #N/A | #N/A | 0 | 0 | 0 | 0 | 0 | 0 | 0 | #N/A | #N/A | 0 | 0 | 0 | 0 | 0 | #N/A | #N/A | 0 | #N/A | #N/A | #N/A | #N/A
5 | 9 | 10 | 7 | #N/A | #N/A | 0 | 0 | 0 | 0 | 0 | 0 | 0 | #N/A | #N/A | 0 | 0 | 0 | 0 | 0 | #N/A | #N/A | 0 | #N/A | #N/A | #N/A | #N/A
5 | 9 | 11 | 7 | #N/A | #N/A | 0 | 0 | 0 | 0 | 0 | 0 | 0 | #N/A | #N/A | 0 | 0 | 0 | 0 | 0 | #N/A | #N/A | 0 | #N/A | #N/A | #N/A | #N/A
5 | 9 | 12 | 7 | #N/A | #N/A | 0 | 0 | 0 | 0 | 0 | 0 | 0 | #N/A | #N/A | 0 | 0 | 0 | 0 | 0 | #N/A | #N/A | 0 | #N/A | #N/A | #N/A | #N/A
5 | 9 | 13 | 7 | #N/A | #N/A | 0 | 0 | 0 | 0 | 0 | 0 | 0 | #N/A | #N/A | 0 | 0 | 0 | 0 | 0 | #N/A | #N/A | 0 | #N/A | #N/A | #N/A | #N/A
5 | 9 | 14 | 7 | #N/A | #N/A | 0 | 0 | 0 | 0 | 0 | 0 | 0 | #N/A | #N/A | 0 | 0 | 0 | 0 | 0 | #N/A | #N/A | 0 | #N/A | #N/A | #N/A | #N/A
5 | 9 | 15 | 7 | #N/A | #N/A | 0 | 0 | 0 | 0 | 0 | 0 | 0 | #N/A | #N/A | 0 | 0 | 0 | 0 | 0 | #N/A | #N/A | 0 | #N/A | #N/A | #N/A | #N/A
5 | 9 | 16 | 7 | #N/A | #N/A | 0 | 0 | 0 | 0 | 0 | 0 | 0 | #N/A | #N/A | 0 | 0 | 0 | 0 | 0 | #N/A | #N/A | 0 | #N/A | #N/A | #N/A | #N/A
5 | 9 | 17 | 7 | #N/A | #N/A | 0 | 0 | 0 | 0 | 0 | 0 | 0 | #N/A | #N/A | 0 | 0 | 0 | 0 | 0 | #N/A | #N/A | 0 | #N/A | #N/A | #N/A | #N/A
5 | 9 | 18 | 7 | #N/A | #N/A | 0 | 0 | 0 | 0 | 0 | 0 | 0 | #N/A | #N/A | 0 | 0 | 0 | 0 | 0 | #N/A | #N/A | 0 | #N/A | #N/A | #N/A | #N/A
5 | 9 | 19 | 7 | #N/A | #N/A | 0 | 0 | 0 | 0 | 0 | 0 | 0 | #N/A | #N/A | 0 | 0 | 0 | 0 | 0 | #N/A | #N/A | 0 | #N/A | #N/A | #N/A | #N/A
5 | 9 | 20 | 7 | #N/A | #N/A | 0 | 0 | 0 | 0 | 0 | 0 | 0 | #N/A | #N/A | 0 | 0 | 0 | 0 | 0 | #N/A | #N/A | 0 | #N/A | #N/A | #N/A | #N/A
5 | 9 | 21 | 7 | #N/A | #N/A | 0 | 0 | 0 | 0 | 0 | 0 | 0 | #N/A | #N/A | 0 | 0 | 0 | 0 | 0 | #N/A | #N/A | 0 | #N/A | #N/A | #N/A | #N/A
5 | 9 | 22 | 7 | #N/A | #N/A | 0 | 0 | 0 | 0 | 0 | 0 | 0 | #N/A | #N/A | 0 | 0 | 0 | 0 | 0 | #N/A | #N/A | 0 | #N/A | #N/A | #N/A | #N/A
5 | 9 | 23 | 7 | #N/A | #N/A | 0 | 0 | 0 | 0 | 0 | 0 | 0 | #N/A | #N/A | 0 | 0 | 0 | 0 | 0 | #N/A | #N/A | 0 | #N/A | #N/A | #N/A | #N/A
5 | 9 | 24 | 7 | #N/A | #N/A | 0 | 0 | 0 | 0 | 0 | 0 | 0 | #N/A | #N/A | 0 | 0 | 0 | 0 | 0 | #N/A | #N/A | 0 | #N/A | #N/A | #N/A | #N/A
5 | 10 | 1 | 1 | #N/A | #N/A | 0 | 0 | 0 | 0 | 0 | 0 | 0 | #N/A | #N/A | 0 | 0 | 0 | 0 | 0 | #N/A | #N/A | 0 | #N/A | #N/A | #N/A | #N/A
5 | 10 | 2 | 1 | #N/A | #N/A | 0 | 0 | 0 | 0 | 0 | 0 | 0 | #N/A | #N/A | 0 | 0 | 0 | 0 | 0 | #N/A | #N/A | 0 | #N/A | #N/A | #N/A | #N/A
5 | 10 | 3 | 1 | #N/A | #N/A | 0 | 0 | 0 | 0 | 0 | 0 | 0 | #N/A | #N/A | 0 | 0 | 0 | 0 | 0 | #N/A | #N/A | 0 | #N/A | #N/A | #N/A | #N/A
5 | 10 | 4 | 1 | #N/A | #N/A | 0 | 0 | 0 | 0 | 0 | 0 | 0 | #N/A | #N/A | 0 | 0 | 0 | 0 | 0 | #N/A | #N/A | 0 | #N/A | #N/A | #N/A | #N/A
5 | 10 | 5 | 1 | #N/A | #N/A | 0 | 0 | 0 | 0 | 0 | 0 | 0 | #N/A | #N/A | 0 | 0 | 0 | 0 | 0 | #N/A | #N/A | 0 | #N/A | #N/A | #N/A | #N/A
5 | 10 | 6 | 1 | #N/A | #N/A | 1 | 0 | 0 | 0 | 0 | 0 | 0 | #N/A | #N/A | 0 | 0 | 0 | 0 | 0 | #N/A | #N/A | 0 | #N/A | #N/A | #N/A | #N/A
5 | 10 | 7 | 1 | #N/A | #N/A | 1 | 0 | 0 | 0 | 0 | 0 | 0 | #N/A | #N/A | 0 | 0 | 0 | 0 | 0 | #N/A | #N/A | 0 | #N/A | #N/A | #N/A | #N/A
5 | 10 | 8 | 1 | #N/A | #N/A | 1 | 0 | 0 | 0 | 0 | 0 | 0 | #N/A | #N/A | 0 | 0 | 0 | 0 | 0 | #N/A | #N/A | 0 | #N/A | #N/A | #N/A | #N/A
5 | 10 | 9 | 1 | #N/A | #N/A | 1 | 0 | 0 | 0 | 0 | 0 | 0 | #N/A | #N/A | 0 | 0 | 0 | 0 | 0 | #N/A | #N/A | 0 | #N/A | #N/A | #N/A | #N/A
5 | 10 | 10 | 1 | #N/A | #N/A | 1 | 0 | 0 | 0 | 0 | 0 | 0 | #N/A | #N/A | 0 | 0 | 0 | 0 | 0 | #N/A | #N/A | 0 | #N/A | #N/A | #N/A | #N/A
5 | 10 | 11 | 1 | #N/A | #N/A | 1 | 0 | 0 | 0 | 0 | 0 | 0 | #N/A | #N/A | 0 | 0 | 0 | 0 | 0 | #N/A | #N/A | 0 | #N/A | #N/A | #N/A | #N/A
5 | 10 | 12 | 1 | #N/A | #N/A | 1 | 0 | 0 | 0 | 0 | 0 | 0 | #N/A | #N/A | 0 | 0 | 0 | 0 | 0 | #N/A | #N/A | 0 | #N/A | #N/A | #N/A | #N/A
5 | 10 | 13 | 1 | #N/A | #N/A | 1 | 0 | 0 | 0 | 0 | 0 | 0 | #N/A | #N/A | 0 | 0 | 0 | 0 | 0 | #N/A | #N/A | 0 | #N/A | #N/A | #N/A | #N/A
5 | 10 | 14 | 1 | #N/A | #N/A | 1 | 0 | 0 | 0 | 0 | 0 | 0 | #N/A | #N/A | 0 | 0 | 0 | 0 | 0 | #N/A | #N/A | 0 | #N/A | #N/A | #N/A | #N/A
5 | 10 | 15 | 1 | #N/A | #N/A | 1 | 0 | 0 | 0 | 0 | 0 | 0 | #N/A | #N/A | 0 | 0 | 0 | 0 | 0 | #N/A | #N/A | 0 | #N/A | #N/A | #N/A | #N/A
5 | 10 | 16 | 1 | #N/A | #N/A | 1 | 0 | 0 | 0 | 0 | 0 | 0 | #N/A | #N/A | 0 | 0 | 0 | 0 | 0 | #N/A | #N/A | 0 | #N/A | #N/A | #N/A | #N/A
5 | 10 | 17 | 1 | #N/A | #N/A | 1 | 1 | 0 | 0 | 0 | 0 | 0 | #N/A | #N/A | 0 | 0 | 0 | 0 | 0 | #N/A | #N/A | 0 | #N/A | #N/A | #N/A | #N/A
5 | 10 | 18 | 1 | #N/A | #N/A | 1 | 1 | 0 | 0 | 0 | 0 | 0 | #N/A | #N/A | 0 | 0 | 0 | 0 | 0 | #N/A | #N/A | 0 | #N/A | #N/A | #N/A | #N/A
5 | 10 | 19 | 1 | #N/A | #N/A | 1 | 0 | 0 | 0 | 0 | 0 | 0 | #N/A | #N/A | 0 | 0 | 0 | 0 | 0 | #N/A | #N/A | 0 | #N/A | #N/A | #N/A | #N/A
5 | 10 | 20 | 1 | #N/A | #N/A | 1 | 0 | 0 | 0 | 0 | 0 | 0 | #N/A | #N/A | 0 | 0 | 0 | 0 | 0 | #N/A | #N/A | 0 | #N/A | #N/A | #N/A | #N/A
5 | 10 | 21 | 1 | #N/A | #N/A | 1 | 0 | 0 | 0 | 0 | 0 | 0 | #N/A | #N/A | 0 | 0 | 0 | 0 | 0 | #N/A | #N/A | 0 | #N/A | #N/A | #N/A | #N/A
5 | 10 | 22 | 1 | #N/A | #N/A | 1 | 0 | 0 | 0 | 0 | 0 | 0 | #N/A | #N/A | 0 | 0 | 0 | 0 | 0 | #N/A | #N/A | 0 | #N/A | #N/A | #N/A | #N/A
5 | 10 | 23 | 1 | #N/A | #N/A | 0 | 0 | 0 | 0 | 0 | 0 | 0 | #N/A | #N/A | 0 | 0 | 0 | 0 | 0 | #N/A | #N/A | 0 | #N/A | #N/A | #N/A | #N/A
5 | 10 | 24 | 1 | #N/A | #N/A | 0 | 0 | 0 | 0 | 0 | 0 | 0 | #N/A | #N/A | 0 | 0 | 0 | 0 | 0 | #N/A | #N/A | 0 | #N/A | #N/A | #N/A | #N/A
5 | 11 | 1 | 2 | #N/A | #N/A | 0 | 0 | 0 | 0 | 0 | 0 | 0 | #N/A | #N/A | 0 | 0 | 0 | 0 | 0 | #N/A | #N/A | 0 | #N/A | #N/A | #N/A | #N/A
5 | 11 | 2 | 2 | #N/A | #N/A | 0 | 0 | 0 | 0 | 0 | 0 | 0 | #N/A | #N/A | 0 | 0 | 0 | 0 | 0 | #N/A | #N/A | 0 | #N/A | #N/A | #N/A | #N/A
5 | 11 | 3 | 2 | #N/A | #N/A | 0 | 0 | 0 | 0 | 0 | 0 | 0 | #N/A | #N/A | 0 | 0 | 0 | 0 | 0 | #N/A | #N/A | 0 | #N/A | #N/A | #N/A | #N/A
5 | 11 | 4 | 2 | #N/A | #N/A | 0 | 0 | 0 | 0 | 0 | 0 | 0 | #N/A | #N/A | 0 | 0 | 0 | 0 | 0 | #N/A | #N/A | 0 | #N/A | #N/A | #N/A | #N/A
5 | 11 | 5 | 2 | #N/A | #N/A | 0 | 0 | 0 | 0 | 0 | 0 | 0 | #N/A | #N/A | 0 | 0 | 0 | 0 | 0 | #N/A | #N/A | 0 | #N/A | #N/A | #N/A | #N/A
5 | 11 | 6 | 2 | #N/A | #N/A | 1 | 0 | 0 | 0 | 0 | 0 | 0 | #N/A | #N/A | 0 | 0 | 0 | 0 | 0 | #N/A | #N/A | 0 | #N/A | #N/A | #N/A | #N/A
5 | 11 | 7 | 2 | #N/A | #N/A | 1 | 0 | 0 | 0 | 0 | 0 | 0 | #N/A | #N/A | 0 | 0 | 0 | 0 | 0 | #N/A | #N/A | 0 | #N/A | #N/A | #N/A | #N/A
5 | 11 | 8 | 2 | #N/A | #N/A | 1 | 0 | 0 | 0 | 0 | 0 | 0 | #N/A | #N/A | 0 | 0 | 0 | 0 | 0 | #N/A | #N/A | 0 | #N/A | #N/A | #N/A | #N/A
5 | 11 | 9 | 2 | #N/A | #N/A | 1 | 0 | 0 | 0 | 0 | 0 | 0 | #N/A | #N/A | 0 | 0 | 0 | 0 | 0 | #N/A | #N/A | 0 | #N/A | #N/A | #N/A | #N/A
5 | 11 | 10 | 2 | #N/A | #N/A | 1 | 0 | 0 | 0 | 0 | 0 | 0 | #N/A | #N/A | 0 | 0 | 0 | 0 | 0 | #N/A | #N/A | 0 | #N/A | #N/A | #N/A | #N/A
5 | 11 | 11 | 2 | #N/A | #N/A | 1 | 0 | 0 | 0 | 0 | 0 | 0 | #N/A | #N/A | 0 | 0 | 0 | 0 | 0 | #N/A | #N/A | 0 | #N/A | #N/A | #N/A | #N/A
5 | 11 | 12 | 2 | #N/A | #N/A | 1 | 0 | 0 | 0 | 0 | 0 | 0 | #N/A | #N/A | 0 | 0 | 0 | 0 | 0 | #N/A | #N/A | 0 | #N/A | #N/A | #N/A | #N/A
5 | 11 | 13 | 2 | #N/A | #N/A | 1 | 0 | 0 | 0 | 0 | 0 | 0 | #N/A | #N/A | 0 | 0 | 0 | 0 | 0 | #N/A | #N/A | 0 | #N/A | #N/A | #N/A | #N/A
5 | 11 | 14 | 2 | #N/A | #N/A | 1 | 0 | 0 | 0 | 0 | 0 | 0 | #N/A | #N/A | 0 | 0 | 0 | 0 | 0 | #N/A | #N/A | 0 | #N/A | #N/A | #N/A | #N/A
5 | 11 | 15 | 2 | #N/A | #N/A | 1 | 0 | 0 | 0 | 0 | 0 | 0 | #N/A | #N/A | 0 | 0 | 0 | 0 | 0 | #N/A | #N/A | 0 | #N/A | #N/A | #N/A | #N/A
5 | 11 | 16 | 2 | #N/A | #N/A | 1 | 0 | 0 | 0 | 0 | 0 | 0 | #N/A | #N/A | 0 | 0 | 0 | 0 | 0 | #N/A | #N/A | 0 | #N/A | #N/A | #N/A | #N/A
5 | 11 | 17 | 2 | #N/A | #N/A | 1 | 1 | 0 | 0 | 0 | 0 | 0 | #N/A | #N/A | 0 | 0 | 0 | 0 | 0 | #N/A | #N/A | 0 | #N/A | #N/A | #N/A | #N/A
5 | 11 | 18 | 2 | #N/A | #N/A | 1 | 1 | 0 | 0 | 0 | 0 | 0 | #N/A | #N/A | 0 | 0 | 0 | 0 | 0 | #N/A | #N/A | 0 | #N/A | #N/A | #N/A | #N/A
5 | 11 | 19 | 2 | #N/A | #N/A | 1 | 0 | 0 | 0 | 0 | 0 | 0 | #N/A | #N/A | 0 | 0 | 0 | 0 | 0 | #N/A | #N/A | 0 | #N/A | #N/A | #N/A | #N/A
5 | 11 | 20 | 2 | #N/A | #N/A | 1 | 0 | 0 | 0 | 0 | 0 | 0 | #N/A | #N/A | 0 | 0 | 0 | 0 | 0 | #N/A | #N/A | 0 | #N/A | #N/A | #N/A | #N/A
5 | 11 | 21 | 2 | #N/A | #N/A | 1 | 0 | 0 | 0 | 0 | 0 | 0 | #N/A | #N/A | 0 | 0 | 0 | 0 | 0 | #N/A | #N/A | 0 | #N/A | #N/A | #N/A | #N/A
5 | 11 | 22 | 2 | #N/A | #N/A | 1 | 0 | 0 | 0 | 0 | 0 | 0 | #N/A | #N/A | 0 | 0 | 0 | 0 | 0 | #N/A | #N/A | 0 | #N/A | #N/A | #N/A | #N/A
5 | 11 | 23 | 2 | #N/A | #N/A | 0 | 0 | 0 | 0 | 0 | 0 | 0 | #N/A | #N/A | 0 | 0 | 0 | 0 | 0 | #N/A | #N/A | 0 | #N/A | #N/A | #N/A | #N/A
5 | 11 | 24 | 2 | #N/A | #N/A | 0 | 0 | 0 | 0 | 0 | 0 | 0 | #N/A | #N/A | 0 | 0 | 0 | 0 | 0 | #N/A | #N/A | 0 | #N/A | #N/A | #N/A | #N/A
5 | 12 | 1 | 3 | #N/A | #N/A | 0 | 0 | 0 | 0 | 0 | 0 | 0 | #N/A | #N/A | 0 | 0 | 0 | 0 | 0 | #N/A | #N/A | 0 | #N/A | #N/A | #N/A | #N/A
5 | 12 | 2 | 3 | #N/A | #N/A | 0 | 0 | 0 | 0 | 0 | 0 | 0 | #N/A | #N/A | 0 | 0 | 0 | 0 | 0 | #N/A | #N/A | 0 | #N/A | #N/A | #N/A | #N/A
5 | 12 | 3 | 3 | #N/A | #N/A | 0 | 0 | 0 | 0 | 0 | 0 | 0 | #N/A | #N/A | 0 | 0 | 0 | 0 | 0 | #N/A | #N/A | 0 | #N/A | #N/A | #N/A | #N/A
5 | 12 | 4 | 3 | #N/A | #N/A | 0 | 0 | 0 | 0 | 0 | 0 | 0 | #N/A | #N/A | 0 | 0 | 0 | 0 | 0 | #N/A | #N/A | 0 | #N/A | #N/A | #N/A | #N/A
5 | 12 | 5 | 3 | #N/A | #N/A | 0 | 0 | 0 | 0 | 0 | 0 | 0 | #N/A | #N/A | 0 | 0 | 0 | 0 | 0 | #N/A | #N/A | 0 | #N/A | #N/A | #N/A | #N/A
5 | 12 | 6 | 3 | #N/A | #N/A | 1 | 0 | 0 | 0 | 0 | 0 | 0 | #N/A | #N/A | 0 | 0 | 0 | 0 | 0 | #N/A | #N/A | 0 | #N/A | #N/A | #N/A | #N/A
5 | 12 | 7 | 3 | #N/A | #N/A | 1 | 0 | 0 | 0 | 0 | 0 | 0 | #N/A | #N/A | 0 | 0 | 0 | 0 | 0 | #N/A | #N/A | 0 | #N/A | #N/A | #N/A | #N/A
5 | 12 | 8 | 3 | #N/A | #N/A | 1 | 0 | 0 | 0 | 0 | 0 | 0 | #N/A | #N/A | 0 | 0 | 0 | 0 | 0 | #N/A | #N/A | 0 | #N/A | #N/A | #N/A | #N/A
5 | 12 | 9 | 3 | #N/A | #N/A | 1 | 0 | 0 | 0 | 0 | 0 | 0 | #N/A | #N/A | 0 | 0 | 0 | 0 | 0 | #N/A | #N/A | 0 | #N/A | #N/A | #N/A | #N/A
5 | 12 | 10 | 3 | #N/A | #N/A | 1 | 0 | 0 | 0 | 0 | 0 | 0 | #N/A | #N/A | 0 | 0 | 0 | 0 | 0 | #N/A | #N/A | 0 | #N/A | #N/A | #N/A | #N/A
5 | 12 | 11 | 3 | #N/A | #N/A | 1 | 0 | 0 | 0 | 0 | 0 | 0 | #N/A | #N/A | 0 | 0 | 0 | 0 | 0 | #N/A | #N/A | 0 | #N/A | #N/A | #N/A | #N/A
5 | 12 | 12 | 3 | #N/A | #N/A | 1 | 0 | 0 | 0 | 0 | 0 | 0 | #N/A | #N/A | 0 | 0 | 0 | 0 | 0 | #N/A | #N/A | 0 | #N/A | #N/A | #N/A | #N/A
5 | 12 | 13 | 3 | #N/A | #N/A | 1 | 0 | 0 | 0 | 0 | 0 | 0 | #N/A | #N/A | 0 | 0 | 0 | 0 | 0 | #N/A | #N/A | 0 | #N/A | #N/A | #N/A | #N/A
5 | 12 | 14 | 3 | #N/A | #N/A | 1 | 0 | 0 | 0 | 0 | 0 | 0 | #N/A | #N/A | 0 | 0 | 0 | 0 | 0 | #N/A | #N/A | 0 | #N/A | #N/A | #N/A | #N/A
5 | 12 | 15 | 3 | #N/A | #N/A | 1 | 0 | 0 | 0 | 0 | 0 | 0 | #N/A | #N/A | 0 | 0 | 0 | 0 | 0 | #N/A | #N/A | 0 | #N/A | #N/A | #N/A | #N/A
5 | 12 | 16 | 3 | #N/A | #N/A | 1 | 0 | 0 | 0 | 0 | 0 | 0 | #N/A | #N/A | 0 | 0 | 0 | 0 | 0 | #N/A | #N/A | 0 | #N/A | #N/A | #N/A | #N/A
5 | 12 | 17 | 3 | #N/A | #N/A | 1 | 1 | 0 | 0 | 0 | 0 | 0 | #N/A | #N/A | 0 | 0 | 0 | 0 | 0 | #N/A | #N/A | 0 | #N/A | #N/A | #N/A | #N/A
5 | 12 | 18 | 3 | #N/A | #N/A | 1 | 1 | 0 | 0 | 0 | 0 | 0 | #N/A | #N/A | 0 | 0 | 0 | 0 | 0 | #N/A | #N/A | 0 | #N/A | #N/A | #N/A | #N/A
5 | 12 | 19 | 3 | #N/A | #N/A | 1 | 0 | 0 | 0 | 0 | 0 | 0 | #N/A | #N/A | 0 | 0 | 0 | 0 | 0 | #N/A | #N/A | 0 | #N/A | #N/A | #N/A | #N/A
5 | 12 | 20 | 3 | #N/A | #N/A | 1 | 0 | 0 | 0 | 0 | 0 | 0 | #N/A | #N/A | 0 | 0 | 0 | 0 | 0 | #N/A | #N/A | 0 | #N/A | #N/A | #N/A | #N/A
5 | 12 | 21 | 3 | #N/A | #N/A | 1 | 0 | 0 | 0 | 0 | 0 | 0 | #N/A | #N/A | 0 | 0 | 0 | 0 | 0 | #N/A | #N/A | 0 | #N/A | #N/A | #N/A | #N/A
5 | 12 | 22 | 3 | #N/A | #N/A | 1 | 0 | 0 | 0 | 0 | 0 | 0 | #N/A | #N/A | 0 | 0 | 0 | 0 | 0 | #N/A | #N/A | 0 | #N/A | #N/A | #N/A | #N/A
5 | 12 | 23 | 3 | #N/A | #N/A | 0 | 0 | 0 | 0 | 0 | 0 | 0 | #N/A | #N/A | 0 | 0 | 0 | 0 | 0 | #N/A | #N/A | 0 | #N/A | #N/A | #N/A | #N/A
5 | 12 | 24 | 3 | #N/A | #N/A | 0 | 0 | 0 | 0 | 0 | 0 | 0 | #N/A | #N/A | 0 | 0 | 0 | 0 | 0 | #N/A | #N/A | 0 | #N/A | #N/A | #N/A | #N/A
5 | 13 | 1 | 4 | #N/A | #N/A | 0 | 0 | 0 | 0 | 0 | 0 | 0 | #N/A | #N/A | 0 | 0 | 0 | 0 | 0 | #N/A | #N/A | 0 | #N/A | #N/A | #N/A | #N/A
5 | 13 | 2 | 4 | #N/A | #N/A | 0 | 0 | 0 | 0 | 0 | 0 | 0 | #N/A | #N/A | 0 | 0 | 0 | 0 | 0 | #N/A | #N/A | 0 | #N/A | #N/A | #N/A | #N/A
5 | 13 | 3 | 4 | #N/A | #N/A | 0 | 0 | 0 | 0 | 0 | 0 | 0 | #N/A | #N/A | 0 | 0 | 0 | 0 | 0 | #N/A | #N/A | 0 | #N/A | #N/A | #N/A | #N/A
5 | 13 | 4 | 4 | #N/A | #N/A | 0 | 0 | 0 | 0 | 0 | 0 | 0 | #N/A | #N/A | 0 | 0 | 0 | 0 | 0 | #N/A | #N/A | 0 | #N/A | #N/A | #N/A | #N/A
5 | 13 | 5 | 4 | #N/A | #N/A | 0 | 0 | 0 | 0 | 0 | 0 | 0 | #N/A | #N/A | 0 | 0 | 0 | 0 | 0 | #N/A | #N/A | 0 | #N/A | #N/A | #N/A | #N/A
5 | 13 | 6 | 4 | #N/A | #N/A | 1 | 0 | 0 | 0 | 0 | 0 | 0 | #N/A | #N/A | 0 | 0 | 0 | 0 | 0 | #N/A | #N/A | 0 | #N/A | #N/A | #N/A | #N/A
5 | 13 | 7 | 4 | #N/A | #N/A | 1 | 0 | 0 | 0 | 0 | 0 | 0 | #N/A | #N/A | 0 | 0 | 0 | 0 | 0 | #N/A | #N/A | 0 | #N/A | #N/A | #N/A | #N/A
5 | 13 | 8 | 4 | #N/A | #N/A | 1 | 0 | 0 | 0 | 0 | 0 | 0 | #N/A | #N/A | 0 | 0 | 0 | 0 | 0 | #N/A | #N/A | 0 | #N/A | #N/A | #N/A | #N/A
5 | 13 | 9 | 4 | #N/A | #N/A | 1 | 0 | 0 | 0 | 0 | 0 | 0 | #N/A | #N/A | 0 | 0 | 0 | 0 | 0 | #N/A | #N/A | 0 | #N/A | #N/A | #N/A | #N/A
5 | 13 | 10 | 4 | #N/A | #N/A | 1 | 0 | 0 | 0 | 0 | 0 | 0 | #N/A | #N/A | 0 | 0 | 0 | 0 | 0 | #N/A | #N/A | 0 | #N/A | #N/A | #N/A | #N/A
5 | 13 | 11 | 4 | #N/A | #N/A | 1 | 0 | 0 | 0 | 0 | 0 | 0 | #N/A | #N/A | 0 | 0 | 0 | 0 | 0 | #N/A | #N/A | 0 | #N/A | #N/A | #N/A | #N/A
5 | 13 | 12 | 4 | #N/A | #N/A | 1 | 0 | 0 | 0 | 0 | 0 | 0 | #N/A | #N/A | 0 | 0 | 0 | 0 | 0 | #N/A | #N/A | 0 | #N/A | #N/A | #N/A | #N/A
5 | 13 | 13 | 4 | #N/A | #N/A | 1 | 0 | 0 | 0 | 0 | 0 | 0 | #N/A | #N/A | 0 | 0 | 0 | 0 | 0 | #N/A | #N/A | 0 | #N/A | #N/A | #N/A | #N/A
5 | 13 | 14 | 4 | #N/A | #N/A | 1 | 0 | 0 | 0 | 0 | 0 | 0 | #N/A | #N/A | 0 | 0 | 0 | 0 | 0 | #N/A | #N/A | 0 | #N/A | #N/A | #N/A | #N/A
5 | 13 | 15 | 4 | #N/A | #N/A | 1 | 0 | 0 | 0 | 0 | 0 | 0 | #N/A | #N/A | 0 | 0 | 0 | 0 | 0 | #N/A | #N/A | 0 | #N/A | #N/A | #N/A | #N/A
5 | 13 | 16 | 4 | #N/A | #N/A | 1 | 0 | 0 | 0 | 0 | 0 | 0 | #N/A | #N/A | 0 | 0 | 0 | 0 | 0 | #N/A | #N/A | 0 | #N/A | #N/A | #N/A | #N/A
5 | 13 | 17 | 4 | #N/A | #N/A | 1 | 1 | 0 | 0 | 0 | 0 | 0 | #N/A | #N/A | 0 | 0 | 0 | 0 | 0 | #N/A | #N/A | 0 | #N/A | #N/A | #N/A | #N/A
5 | 13 | 18 | 4 | #N/A | #N/A | 1 | 1 | 0 | 0 | 0 | 0 | 0 | #N/A | #N/A | 0 | 0 | 0 | 0 | 0 | #N/A | #N/A | 0 | #N/A | #N/A | #N/A | #N/A
5 | 13 | 19 | 4 | #N/A | #N/A | 1 | 0 | 0 | 0 | 0 | 0 | 0 | #N/A | #N/A | 0 | 0 | 0 | 0 | 0 | #N/A | #N/A | 0 | #N/A | #N/A | #N/A | #N/A
5 | 13 | 20 | 4 | #N/A | #N/A | 1 | 0 | 0 | 0 | 0 | 0 | 0 | #N/A | #N/A | 0 | 0 | 0 | 0 | 0 | #N/A | #N/A | 0 | #N/A | #N/A | #N/A | #N/A
5 | 13 | 21 | 4 | #N/A | #N/A | 1 | 0 | 0 | 0 | 0 | 0 | 0 | #N/A | #N/A | 0 | 0 | 0 | 0 | 0 | #N/A | #N/A | 0 | #N/A | #N/A | #N/A | #N/A
5 | 13 | 22 | 4 | #N/A | #N/A | 1 | 0 | 0 | 0 | 0 | 0 | 0 | #N/A | #N/A | 0 | 0 | 0 | 0 | 0 | #N/A | #N/A | 0 | #N/A | #N/A | #N/A | #N/A
5 | 13 | 23 | 4 | #N/A | #N/A | 0 | 0 | 0 | 0 | 0 | 0 | 0 | #N/A | #N/A | 0 | 0 | 0 | 0 | 0 | #N/A | #N/A | 0 | #N/A | #N/A | #N/A | #N/A
5 | 13 | 24 | 4 | #N/A | #N/A | 0 | 0 | 0 | 0 | 0 | 0 | 0 | #N/A | #N/A | 0 | 0 | 0 | 0 | 0 | #N/A | #N/A | 0 | #N/A | #N/A | #N/A | #N/A
5 | 14 | 1 | 5 | #N/A | #N/A | 0 | 0 | 0 | 0 | 0 | 0 | 0 | #N/A | #N/A | 0 | 0 | 0 | 0 | 0 | #N/A | #N/A | 0 | #N/A | #N/A | #N/A | #N/A
5 | 14 | 2 | 5 | #N/A | #N/A | 0 | 0 | 0 | 0 | 0 | 0 | 0 | #N/A | #N/A | 0 | 0 | 0 | 0 | 0 | #N/A | #N/A | 0 | #N/A | #N/A | #N/A | #N/A
5 | 14 | 3 | 5 | #N/A | #N/A | 0 | 0 | 0 | 0 | 0 | 0 | 0 | #N/A | #N/A | 0 | 0 | 0 | 0 | 0 | #N/A | #N/A | 0 | #N/A | #N/A | #N/A | #N/A
5 | 14 | 4 | 5 | #N/A | #N/A | 0 | 0 | 0 | 0 | 0 | 0 | 0 | #N/A | #N/A | 0 | 0 | 0 | 0 | 0 | #N/A | #N/A | 0 | #N/A | #N/A | #N/A | #N/A
5 | 14 | 5 | 5 | #N/A | #N/A | 0 | 0 | 0 | 0 | 0 | 0 | 0 | #N/A | #N/A | 0 | 0 | 0 | 0 | 0 | #N/A | #N/A | 0 | #N/A | #N/A | #N/A | #N/A
5 | 14 | 6 | 5 | #N/A | #N/A | 1 | 0 | 0 | 0 | 0 | 0 | 0 | #N/A | #N/A | 0 | 0 | 0 | 0 | 0 | #N/A | #N/A | 0 | #N/A | #N/A | #N/A | #N/A
5 | 14 | 7 | 5 | #N/A | #N/A | 1 | 0 | 0 | 0 | 0 | 0 | 0 | #N/A | #N/A | 0 | 0 | 0 | 0 | 0 | #N/A | #N/A | 0 | #N/A | #N/A | #N/A | #N/A
5 | 14 | 8 | 5 | #N/A | #N/A | 1 | 0 | 0 | 0 | 0 | 0 | 0 | #N/A | #N/A | 0 | 0 | 0 | 0 | 0 | #N/A | #N/A | 0 | #N/A | #N/A | #N/A | #N/A
5 | 14 | 9 | 5 | #N/A | #N/A | 1 | 0 | 0 | 0 | 0 | 0 | 0 | #N/A | #N/A | 0 | 0 | 0 | 0 | 0 | #N/A | #N/A | 0 | #N/A | #N/A | #N/A | #N/A
5 | 14 | 10 | 5 | #N/A | #N/A | 1 | 0 | 0 | 0 | 0 | 0 | 0 | #N/A | #N/A | 0 | 0 | 0 | 0 | 0 | #N/A | #N/A | 0 | #N/A | #N/A | #N/A | #N/A
5 | 14 | 11 | 5 | #N/A | #N/A | 1 | 0 | 0 | 0 | 0 | 0 | 0 | #N/A | #N/A | 0 | 0 | 0 | 0 | 0 | #N/A | #N/A | 0 | #N/A | #N/A | #N/A | #N/A
5 | 14 | 12 | 5 | #N/A | #N/A | 1 | 0 | 0 | 0 | 0 | 0 | 0 | #N/A | #N/A | 0 | 0 | 0 | 0 | 0 | #N/A | #N/A | 0 | #N/A | #N/A | #N/A | #N/A
5 | 14 | 13 | 5 | #N/A | #N/A | 1 | 0 | 0 | 0 | 0 | 0 | 0 | #N/A | #N/A | 0 | 0 | 0 | 0 | 0 | #N/A | #N/A | 0 | #N/A | #N/A | #N/A | #N/A
5 | 14 | 14 | 5 | #N/A | #N/A | 1 | 0 | 0 | 0 | 0 | 0 | 0 | #N/A | #N/A | 0 | 0 | 0 | 0 | 0 | #N/A | #N/A | 0 | #N/A | #N/A | #N/A | #N/A
5 | 14 | 15 | 5 | #N/A | #N/A | 1 | 0 | 0 | 0 | 0 | 0 | 0 | #N/A | #N/A | 0 | 0 | 0 | 0 | 0 | #N/A | #N/A | 0 | #N/A | #N/A | #N/A | #N/A
5 | 14 | 16 | 5 | #N/A | #N/A | 1 | 0 | 0 | 0 | 0 | 0 | 0 | #N/A | #N/A | 0 | 0 | 0 | 0 | 0 | #N/A | #N/A | 0 | #N/A | #N/A | #N/A | #N/A
5 | 14 | 17 | 5 | #N/A | #N/A | 1 | 1 | 0 | 0 | 0 | 0 | 0 | #N/A | #N/A | 0 | 0 | 0 | 0 | 0 | #N/A | #N/A | 0 | #N/A | #N/A | #N/A | #N/A
5 | 14 | 18 | 5 | #N/A | #N/A | 1 | 1 | 0 | 0 | 0 | 0 | 0 | #N/A | #N/A | 0 | 0 | 0 | 0 | 0 | #N/A | #N/A | 0 | #N/A | #N/A | #N/A | #N/A
5 | 14 | 19 | 5 | #N/A | #N/A | 1 | 0 | 0 | 0 | 0 | 0 | 0 | #N/A | #N/A | 0 | 0 | 0 | 0 | 0 | #N/A | #N/A | 0 | #N/A | #N/A | #N/A | #N/A
5 | 14 | 20 | 5 | #N/A | #N/A | 1 | 0 | 0 | 0 | 0 | 0 | 0 | #N/A | #N/A | 0 | 0 | 0 | 0 | 0 | #N/A | #N/A | 0 | #N/A | #N/A | #N/A | #N/A
5 | 14 | 21 | 5 | #N/A | #N/A | 1 | 0 | 0 | 0 | 0 | 0 | 0 | #N/A | #N/A | 0 | 0 | 0 | 0 | 0 | #N/A | #N/A | 0 | #N/A | #N/A | #N/A | #N/A
5 | 14 | 22 | 5 | #N/A | #N/A | 1 | 0 | 0 | 0 | 0 | 0 | 0 | #N/A | #N/A | 0 | 0 | 0 | 0 | 0 | #N/A | #N/A | 0 | #N/A | #N/A | #N/A | #N/A
5 | 14 | 23 | 5 | #N/A | #N/A | 0 | 0 | 0 | 0 | 0 | 0 | 0 | #N/A | #N/A | 0 | 0 | 0 | 0 | 0 | #N/A | #N/A | 0 | #N/A | #N/A | #N/A | #N/A
5 | 14 | 24 | 5 | #N/A | #N/A | 0 | 0 | 0 | 0 | 0 | 0 | 0 | #N/A | #N/A | 0 | 0 | 0 | 0 | 0 | #N/A | #N/A | 0 | #N/A | #N/A | #N/A | #N/A
5 | 15 | 1 | 6 | #N/A | #N/A | 0 | 0 | 0 | 0 | 0 | 0 | 0 | #N/A | #N/A | 0 | 0 | 0 | 0 | 0 | #N/A | #N/A | 0 | #N/A | #N/A | #N/A | #N/A
5 | 15 | 2 | 6 | #N/A | #N/A | 0 | 0 | 0 | 0 | 0 | 0 | 0 | #N/A | #N/A | 0 | 0 | 0 | 0 | 0 | #N/A | #N/A | 0 | #N/A | #N/A | #N/A | #N/A
5 | 15 | 3 | 6 | #N/A | #N/A | 0 | 0 | 0 | 0 | 0 | 0 | 0 | #N/A | #N/A | 0 | 0 | 0 | 0 | 0 | #N/A | #N/A | 0 | #N/A | #N/A | #N/A | #N/A
5 | 15 | 4 | 6 | #N/A | #N/A | 0 | 0 | 0 | 0 | 0 | 0 | 0 | #N/A | #N/A | 0 | 0 | 0 | 0 | 0 | #N/A | #N/A | 0 | #N/A | #N/A | #N/A | #N/A
5 | 15 | 5 | 6 | #N/A | #N/A | 0 | 0 | 0 | 0 | 0 | 0 | 0 | #N/A | #N/A | 0 | 0 | 0 | 0 | 0 | #N/A | #N/A | 0 | #N/A | #N/A | #N/A | #N/A
5 | 15 | 6 | 6 | #N/A | #N/A | 0 | 0 | 0 | 0 | 0 | 0 | 0 | #N/A | #N/A | 0 | 0 | 0 | 0 | 0 | #N/A | #N/A | 0 | #N/A | #N/A | #N/A | #N/A
5 | 15 | 7 | 6 | #N/A | #N/A | 0 | 0 | 0 | 0 | 0 | 0 | 0 | #N/A | #N/A | 0 | 0 | 0 | 0 | 0 | #N/A | #N/A | 0 | #N/A | #N/A | #N/A | #N/A
5 | 15 | 8 | 6 | #N/A | #N/A | 0 | 0 | 0 | 0 | 0 | 0 | 0 | #N/A | #N/A | 0 | 0 | 0 | 0 | 0 | #N/A | #N/A | 0 | #N/A | #N/A | #N/A | #N/A
5 | 15 | 9 | 6 | #N/A | #N/A | 0 | 0 | 0 | 0 | 0 | 0 | 0 | #N/A | #N/A | 0 | 0 | 0 | 0 | 0 | #N/A | #N/A | 0 | #N/A | #N/A | #N/A | #N/A
5 | 15 | 10 | 6 | #N/A | #N/A | 0 | 0 | 0 | 0 | 0 | 0 | 0 | #N/A | #N/A | 0 | 0 | 0 | 0 | 0 | #N/A | #N/A | 0 | #N/A | #N/A | #N/A | #N/A
5 | 15 | 11 | 6 | #N/A | #N/A | 0 | 0 | 0 | 0 | 0 | 0 | 0 | #N/A | #N/A | 0 | 0 | 0 | 0 | 0 | #N/A | #N/A | 0 | #N/A | #N/A | #N/A | #N/A
5 | 15 | 12 | 6 | #N/A | #N/A | 0 | 0 | 0 | 0 | 0 | 0 | 0 | #N/A | #N/A | 0 | 0 | 0 | 0 | 0 | #N/A | #N/A | 0 | #N/A | #N/A | #N/A | #N/A
5 | 15 | 13 | 6 | #N/A | #N/A | 0 | 0 | 0 | 0 | 0 | 0 | 0 | #N/A | #N/A | 0 | 0 | 0 | 0 | 0 | #N/A | #N/A | 0 | #N/A | #N/A | #N/A | #N/A
5 | 15 | 14 | 6 | #N/A | #N/A | 0 | 0 | 0 | 0 | 0 | 0 | 0 | #N/A | #N/A | 0 | 0 | 0 | 0 | 0 | #N/A | #N/A | 0 | #N/A | #N/A | #N/A | #N/A
5 | 15 | 15 | 6 | #N/A | #N/A | 0 | 0 | 0 | 0 | 0 | 0 | 0 | #N/A | #N/A | 0 | 0 | 0 | 0 | 0 | #N/A | #N/A | 0 | #N/A | #N/A | #N/A | #N/A
5 | 15 | 16 | 6 | #N/A | #N/A | 0 | 0 | 0 | 0 | 0 | 0 | 0 | #N/A | #N/A | 0 | 0 | 0 | 0 | 0 | #N/A | #N/A | 0 | #N/A | #N/A | #N/A | #N/A
5 | 15 | 17 | 6 | #N/A | #N/A | 0 | 0 | 0 | 0 | 0 | 0 | 0 | #N/A | #N/A | 0 | 0 | 0 | 0 | 0 | #N/A | #N/A | 0 | #N/A | #N/A | #N/A | #N/A
5 | 15 | 18 | 6 | #N/A | #N/A | 0 | 0 | 0 | 0 | 0 | 0 | 0 | #N/A | #N/A | 0 | 0 | 0 | 0 | 0 | #N/A | #N/A | 0 | #N/A | #N/A | #N/A | #N/A
5 | 15 | 19 | 6 | #N/A | #N/A | 0 | 0 | 0 | 0 | 0 | 0 | 0 | #N/A | #N/A | 0 | 0 | 0 | 0 | 0 | #N/A | #N/A | 0 | #N/A | #N/A | #N/A | #N/A
5 | 15 | 20 | 6 | #N/A | #N/A | 0 | 0 | 0 | 0 | 0 | 0 | 0 | #N/A | #N/A | 0 | 0 | 0 | 0 | 0 | #N/A | #N/A | 0 | #N/A | #N/A | #N/A | #N/A
5 | 15 | 21 | 6 | #N/A | #N/A | 0 | 0 | 0 | 0 | 0 | 0 | 0 | #N/A | #N/A | 0 | 0 | 0 | 0 | 0 | #N/A | #N/A | 0 | #N/A | #N/A | #N/A | #N/A
5 | 15 | 22 | 6 | #N/A | #N/A | 0 | 0 | 0 | 0 | 0 | 0 | 0 | #N/A | #N/A | 0 | 0 | 0 | 0 | 0 | #N/A | #N/A | 0 | #N/A | #N/A | #N/A | #N/A
5 | 15 | 23 | 6 | #N/A | #N/A | 0 | 0 | 0 | 0 | 0 | 0 | 0 | #N/A | #N/A | 0 | 0 | 0 | 0 | 0 | #N/A | #N/A | 0 | #N/A | #N/A | #N/A | #N/A
5 | 15 | 24 | 6 | #N/A | #N/A | 0 | 0 | 0 | 0 | 0 | 0 | 0 | #N/A | #N/A | 0 | 0 | 0 | 0 | 0 | #N/A | #N/A | 0 | #N/A | #N/A | #N/A | #N/A
5 | 16 | 1 | 7 | #N/A | #N/A | 0 | 0 | 0 | 0 | 0 | 0 | 0 | #N/A | #N/A | 0 | 0 | 0 | 0 | 0 | #N/A | #N/A | 0 | #N/A | #N/A | #N/A | #N/A
5 | 16 | 2 | 7 | #N/A | #N/A | 0 | 0 | 0 | 0 | 0 | 0 | 0 | #N/A | #N/A | 0 | 0 | 0 | 0 | 0 | #N/A | #N/A | 0 | #N/A | #N/A | #N/A | #N/A
5 | 16 | 3 | 7 | #N/A | #N/A | 0 | 0 | 0 | 0 | 0 | 0 | 0 | #N/A | #N/A | 0 | 0 | 0 | 0 | 0 | #N/A | #N/A | 0 | #N/A | #N/A | #N/A | #N/A
5 | 16 | 4 | 7 | #N/A | #N/A | 0 | 0 | 0 | 0 | 0 | 0 | 0 | #N/A | #N/A | 0 | 0 | 0 | 0 | 0 | #N/A | #N/A | 0 | #N/A | #N/A | #N/A | #N/A
5 | 16 | 5 | 7 | #N/A | #N/A | 0 | 0 | 0 | 0 | 0 | 0 | 0 | #N/A | #N/A | 0 | 0 | 0 | 0 | 0 | #N/A | #N/A | 0 | #N/A | #N/A | #N/A | #N/A
5 | 16 | 6 | 7 | #N/A | #N/A | 0 | 0 | 0 | 0 | 0 | 0 | 0 | #N/A | #N/A | 0 | 0 | 0 | 0 | 0 | #N/A | #N/A | 0 | #N/A | #N/A | #N/A | #N/A
5 | 16 | 7 | 7 | #N/A | #N/A | 0 | 0 | 0 | 0 | 0 | 0 | 0 | #N/A | #N/A | 0 | 0 | 0 | 0 | 0 | #N/A | #N/A | 0 | #N/A | #N/A | #N/A | #N/A
5 | 16 | 8 | 7 | #N/A | #N/A | 0 | 0 | 0 | 0 | 0 | 0 | 0 | #N/A | #N/A | 0 | 0 | 0 | 0 | 0 | #N/A | #N/A | 0 | #N/A | #N/A | #N/A | #N/A
5 | 16 | 9 | 7 | #N/A | #N/A | 0 | 0 | 0 | 0 | 0 | 0 | 0 | #N/A | #N/A | 0 | 0 | 0 | 0 | 0 | #N/A | #N/A | 0 | #N/A | #N/A | #N/A | #N/A
5 | 16 | 10 | 7 | #N/A | #N/A | 0 | 0 | 0 | 0 | 0 | 0 | 0 | #N/A | #N/A | 0 | 0 | 0 | 0 | 0 | #N/A | #N/A | 0 | #N/A | #N/A | #N/A | #N/A
5 | 16 | 11 | 7 | #N/A | #N/A | 0 | 0 | 0 | 0 | 0 | 0 | 0 | #N/A | #N/A | 0 | 0 | 0 | 0 | 0 | #N/A | #N/A | 0 | #N/A | #N/A | #N/A | #N/A
5 | 16 | 12 | 7 | #N/A | #N/A | 0 | 0 | 0 | 0 | 0 | 0 | 0 | #N/A | #N/A | 0 | 0 | 0 | 0 | 0 | #N/A | #N/A | 0 | #N/A | #N/A | #N/A | #N/A
5 | 16 | 13 | 7 | #N/A | #N/A | 0 | 0 | 0 | 0 | 0 | 0 | 0 | #N/A | #N/A | 0 | 0 | 0 | 0 | 0 | #N/A | #N/A | 0 | #N/A | #N/A | #N/A | #N/A
5 | 16 | 14 | 7 | #N/A | #N/A | 0 | 0 | 0 | 0 | 0 | 0 | 0 | #N/A | #N/A | 0 | 0 | 0 | 0 | 0 | #N/A | #N/A | 0 | #N/A | #N/A | #N/A | #N/A
5 | 16 | 15 | 7 | #N/A | #N/A | 0 | 0 | 0 | 0 | 0 | 0 | 0 | #N/A | #N/A | 0 | 0 | 0 | 0 | 0 | #N/A | #N/A | 0 | #N/A | #N/A | #N/A | #N/A
5 | 16 | 16 | 7 | #N/A | #N/A | 0 | 0 | 0 | 0 | 0 | 0 | 0 | #N/A | #N/A | 0 | 0 | 0 | 0 | 0 | #N/A | #N/A | 0 | #N/A | #N/A | #N/A | #N/A
5 | 16 | 17 | 7 | #N/A | #N/A | 0 | 0 | 0 | 0 | 0 | 0 | 0 | #N/A | #N/A | 0 | 0 | 0 | 0 | 0 | #N/A | #N/A | 0 | #N/A | #N/A | #N/A | #N/A
5 | 16 | 18 | 7 | #N/A | #N/A | 0 | 0 | 0 | 0 | 0 | 0 | 0 | #N/A | #N/A | 0 | 0 | 0 | 0 | 0 | #N/A | #N/A | 0 | #N/A | #N/A | #N/A | #N/A
5 | 16 | 19 | 7 | #N/A | #N/A | 0 | 0 | 0 | 0 | 0 | 0 | 0 | #N/A | #N/A | 0 | 0 | 0 | 0 | 0 | #N/A | #N/A | 0 | #N/A | #N/A | #N/A | #N/A
5 | 16 | 20 | 7 | #N/A | #N/A | 0 | 0 | 0 | 0 | 0 | 0 | 0 | #N/A | #N/A | 0 | 0 | 0 | 0 | 0 | #N/A | #N/A | 0 | #N/A | #N/A | #N/A | #N/A
5 | 16 | 21 | 7 | #N/A | #N/A | 0 | 0 | 0 | 0 | 0 | 0 | 0 | #N/A | #N/A | 0 | 0 | 0 | 0 | 0 | #N/A | #N/A | 0 | #N/A | #N/A | #N/A | #N/A
5 | 16 | 22 | 7 | #N/A | #N/A | 0 | 0 | 0 | 0 | 0 | 0 | 0 | #N/A | #N/A | 0 | 0 | 0 | 0 | 0 | #N/A | #N/A | 0 | #N/A | #N/A | #N/A | #N/A
5 | 16 | 23 | 7 | #N/A | #N/A | 0 | 0 | 0 | 0 | 0 | 0 | 0 | #N/A | #N/A | 0 | 0 | 0 | 0 | 0 | #N/A | #N/A | 0 | #N/A | #N/A | #N/A | #N/A
5 | 16 | 24 | 7 | #N/A | #N/A | 0 | 0 | 0 | 0 | 0 | 0 | 0 | #N/A | #N/A | 0 | 0 | 0 | 0 | 0 | #N/A | #N/A | 0 | #N/A | #N/A | #N/A | #N/A
5 | 17 | 1 | 1 | #N/A | #N/A | 0 | 0 | 0 | 0 | 0 | 0 | 0 | #N/A | #N/A | 0 | 0 | 0 | 0 | 0 | #N/A | #N/A | 0 | #N/A | #N/A | #N/A | #N/A
5 | 17 | 2 | 1 | #N/A | #N/A | 0 | 0 | 0 | 0 | 0 | 0 | 0 | #N/A | #N/A | 0 | 0 | 0 | 0 | 0 | #N/A | #N/A | 0 | #N/A | #N/A | #N/A | #N/A
5 | 17 | 3 | 1 | #N/A | #N/A | 0 | 0 | 0 | 0 | 0 | 0 | 0 | #N/A | #N/A | 0 | 0 | 0 | 0 | 0 | #N/A | #N/A | 0 | #N/A | #N/A | #N/A | #N/A
5 | 17 | 4 | 1 | #N/A | #N/A | 0 | 0 | 0 | 0 | 0 | 0 | 0 | #N/A | #N/A | 0 | 0 | 0 | 0 | 0 | #N/A | #N/A | 0 | #N/A | #N/A | #N/A | #N/A
5 | 17 | 5 | 1 | #N/A | #N/A | 0 | 0 | 0 | 0 | 0 | 0 | 0 | #N/A | #N/A | 0 | 0 | 0 | 0 | 0 | #N/A | #N/A | 0 | #N/A | #N/A | #N/A | #N/A
5 | 17 | 6 | 1 | #N/A | #N/A | 1 | 0 | 0 | 0 | 0 | 0 | 0 | #N/A | #N/A | 0 | 0 | 0 | 0 | 0 | #N/A | #N/A | 0 | #N/A | #N/A | #N/A | #N/A
5 | 17 | 7 | 1 | #N/A | #N/A | 1 | 0 | 0 | 0 | 0 | 0 | 0 | #N/A | #N/A | 0 | 0 | 0 | 0 | 0 | #N/A | #N/A | 0 | #N/A | #N/A | #N/A | #N/A
5 | 17 | 8 | 1 | #N/A | #N/A | 1 | 0 | 0 | 0 | 0 | 0 | 0 | #N/A | #N/A | 0 | 0 | 0 | 0 | 0 | #N/A | #N/A | 0 | #N/A | #N/A | #N/A | #N/A
5 | 17 | 9 | 1 | #N/A | #N/A | 1 | 0 | 0 | 0 | 0 | 0 | 0 | #N/A | #N/A | 0 | 0 | 0 | 0 | 0 | #N/A | #N/A | 0 | #N/A | #N/A | #N/A | #N/A
5 | 17 | 10 | 1 | #N/A | #N/A | 1 | 0 | 0 | 0 | 0 | 0 | 0 | #N/A | #N/A | 0 | 0 | 0 | 0 | 0 | #N/A | #N/A | 0 | #N/A | #N/A | #N/A | #N/A
5 | 17 | 11 | 1 | #N/A | #N/A | 1 | 0 | 0 | 0 | 0 | 0 | 0 | #N/A | #N/A | 0 | 0 | 0 | 0 | 0 | #N/A | #N/A | 0 | #N/A | #N/A | #N/A | #N/A
5 | 17 | 12 | 1 | #N/A | #N/A | 1 | 0 | 0 | 0 | 0 | 0 | 0 | #N/A | #N/A | 0 | 0 | 0 | 0 | 0 | #N/A | #N/A | 0 | #N/A | #N/A | #N/A | #N/A
5 | 17 | 13 | 1 | #N/A | #N/A | 1 | 0 | 0 | 0 | 0 | 0 | 0 | #N/A | #N/A | 0 | 0 | 0 | 0 | 0 | #N/A | #N/A | 0 | #N/A | #N/A | #N/A | #N/A
5 | 17 | 14 | 1 | #N/A | #N/A | 1 | 0 | 0 | 0 | 0 | 0 | 0 | #N/A | #N/A | 0 | 0 | 0 | 0 | 0 | #N/A | #N/A | 0 | #N/A | #N/A | #N/A | #N/A
5 | 17 | 15 | 1 | #N/A | #N/A | 1 | 0 | 0 | 0 | 0 | 0 | 0 | #N/A | #N/A | 0 | 0 | 0 | 0 | 0 | #N/A | #N/A | 0 | #N/A | #N/A | #N/A | #N/A
5 | 17 | 16 | 1 | #N/A | #N/A | 1 | 0 | 0 | 0 | 0 | 0 | 0 | #N/A | #N/A | 0 | 0 | 0 | 0 | 0 | #N/A | #N/A | 0 | #N/A | #N/A | #N/A | #N/A
5 | 17 | 17 | 1 | #N/A | #N/A | 1 | 1 | 0 | 0 | 0 | 0 | 0 | #N/A | #N/A | 0 | 0 | 0 | 0 | 0 | #N/A | #N/A | 0 | #N/A | #N/A | #N/A | #N/A
5 | 17 | 18 | 1 | #N/A | #N/A | 1 | 1 | 0 | 0 | 0 | 0 | 0 | #N/A | #N/A | 0 | 0 | 0 | 0 | 0 | #N/A | #N/A | 0 | #N/A | #N/A | #N/A | #N/A
5 | 17 | 19 | 1 | #N/A | #N/A | 1 | 0 | 0 | 0 | 0 | 0 | 0 | #N/A | #N/A | 0 | 0 | 0 | 0 | 0 | #N/A | #N/A | 0 | #N/A | #N/A | #N/A | #N/A
5 | 17 | 20 | 1 | #N/A | #N/A | 1 | 0 | 0 | 0 | 0 | 0 | 0 | #N/A | #N/A | 0 | 0 | 0 | 0 | 0 | #N/A | #N/A | 0 | #N/A | #N/A | #N/A | #N/A
5 | 17 | 21 | 1 | #N/A | #N/A | 1 | 0 | 0 | 0 | 0 | 0 | 0 | #N/A | #N/A | 0 | 0 | 0 | 0 | 0 | #N/A | #N/A | 0 | #N/A | #N/A | #N/A | #N/A
5 | 17 | 22 | 1 | #N/A | #N/A | 1 | 0 | 0 | 0 | 0 | 0 | 0 | #N/A | #N/A | 0 | 0 | 0 | 0 | 0 | #N/A | #N/A | 0 | #N/A | #N/A | #N/A | #N/A
5 | 17 | 23 | 1 | #N/A | #N/A | 0 | 0 | 0 | 0 | 0 | 0 | 0 | #N/A | #N/A | 0 | 0 | 0 | 0 | 0 | #N/A | #N/A | 0 | #N/A | #N/A | #N/A | #N/A
5 | 17 | 24 | 1 | #N/A | #N/A | 0 | 0 | 0 | 0 | 0 | 0 | 0 | #N/A | #N/A | 0 | 0 | 0 | 0 | 0 | #N/A | #N/A | 0 | #N/A | #N/A | #N/A | #N/A
5 | 18 | 1 | 2 | #N/A | #N/A | 0 | 0 | 0 | 0 | 0 | 0 | 0 | #N/A | #N/A | 0 | 0 | 0 | 0 | 0 | #N/A | #N/A | 0 | #N/A | #N/A | #N/A | #N/A
5 | 18 | 2 | 2 | #N/A | #N/A | 0 | 0 | 0 | 0 | 0 | 0 | 0 | #N/A | #N/A | 0 | 0 | 0 | 0 | 0 | #N/A | #N/A | 0 | #N/A | #N/A | #N/A | #N/A
5 | 18 | 3 | 2 | #N/A | #N/A | 0 | 0 | 0 | 0 | 0 | 0 | 0 | #N/A | #N/A | 0 | 0 | 0 | 0 | 0 | #N/A | #N/A | 0 | #N/A | #N/A | #N/A | #N/A
5 | 18 | 4 | 2 | #N/A | #N/A | 0 | 0 | 0 | 0 | 0 | 0 | 0 | #N/A | #N/A | 0 | 0 | 0 | 0 | 0 | #N/A | #N/A | 0 | #N/A | #N/A | #N/A | #N/A
5 | 18 | 5 | 2 | #N/A | #N/A | 0 | 0 | 0 | 0 | 0 | 0 | 0 | #N/A | #N/A | 0 | 0 | 0 | 0 | 0 | #N/A | #N/A | 0 | #N/A | #N/A | #N/A | #N/A
5 | 18 | 6 | 2 | #N/A | #N/A | 1 | 0 | 0 | 0 | 0 | 0 | 0 | #N/A | #N/A | 0 | 0 | 0 | 0 | 0 | #N/A | #N/A | 0 | #N/A | #N/A | #N/A | #N/A
5 | 18 | 7 | 2 | #N/A | #N/A | 1 | 0 | 0 | 0 | 0 | 0 | 0 | #N/A | #N/A | 0 | 0 | 0 | 0 | 0 | #N/A | #N/A | 0 | #N/A | #N/A | #N/A | #N/A
5 | 18 | 8 | 2 | #N/A | #N/A | 1 | 0 | 0 | 0 | 0 | 0 | 0 | #N/A | #N/A | 0 | 0 | 0 | 0 | 0 | #N/A | #N/A | 0 | #N/A | #N/A | #N/A | #N/A
5 | 18 | 9 | 2 | #N/A | #N/A | 1 | 0 | 0 | 0 | 0 | 0 | 0 | #N/A | #N/A | 0 | 0 | 0 | 0 | 0 | #N/A | #N/A | 0 | #N/A | #N/A | #N/A | #N/A
5 | 18 | 10 | 2 | #N/A | #N/A | 1 | 0 | 0 | 0 | 0 | 0 | 0 | #N/A | #N/A | 0 | 0 | 0 | 0 | 0 | #N/A | #N/A | 0 | #N/A | #N/A | #N/A | #N/A
5 | 18 | 11 | 2 | #N/A | #N/A | 1 | 0 | 0 | 0 | 0 | 0 | 0 | #N/A | #N/A | 0 | 0 | 0 | 0 | 0 | #N/A | #N/A | 0 | #N/A | #N/A | #N/A | #N/A
5 | 18 | 12 | 2 | #N/A | #N/A | 1 | 0 | 0 | 0 | 0 | 0 | 0 | #N/A | #N/A | 0 | 0 | 0 | 0 | 0 | #N/A | #N/A | 0 | #N/A | #N/A | #N/A | #N/A
5 | 18 | 13 | 2 | #N/A | #N/A | 1 | 0 | 0 | 0 | 0 | 0 | 0 | #N/A | #N/A | 0 | 0 | 0 | 0 | 0 | #N/A | #N/A | 0 | #N/A | #N/A | #N/A | #N/A
5 | 18 | 14 | 2 | #N/A | #N/A | 1 | 0 | 0 | 0 | 0 | 0 | 0 | #N/A | #N/A | 0 | 0 | 0 | 0 | 0 | #N/A | #N/A | 0 | #N/A | #N/A | #N/A | #N/A
5 | 18 | 15 | 2 | #N/A | #N/A | 1 | 0 | 0 | 0 | 0 | 0 | 0 | #N/A | #N/A | 0 | 0 | 0 | 0 | 0 | #N/A | #N/A | 0 | #N/A | #N/A | #N/A | #N/A
5 | 18 | 16 | 2 | #N/A | #N/A | 1 | 0 | 0 | 0 | 0 | 0 | 0 | #N/A | #N/A | 0 | 0 | 0 | 0 | 0 | #N/A | #N/A | 0 | #N/A | #N/A | #N/A | #N/A
5 | 18 | 17 | 2 | #N/A | #N/A | 1 | 1 | 0 | 0 | 0 | 0 | 0 | #N/A | #N/A | 0 | 0 | 0 | 0 | 0 | #N/A | #N/A | 0 | #N/A | #N/A | #N/A | #N/A
5 | 18 | 18 | 2 | #N/A | #N/A | 1 | 1 | 0 | 0 | 0 | 0 | 0 | #N/A | #N/A | 0 | 0 | 0 | 0 | 0 | #N/A | #N/A | 0 | #N/A | #N/A | #N/A | #N/A
5 | 18 | 19 | 2 | #N/A | #N/A | 1 | 0 | 0 | 0 | 0 | 0 | 0 | #N/A | #N/A | 0 | 0 | 0 | 0 | 0 | #N/A | #N/A | 0 | #N/A | #N/A | #N/A | #N/A
5 | 18 | 20 | 2 | #N/A | #N/A | 1 | 0 | 0 | 0 | 0 | 0 | 0 | #N/A | #N/A | 0 | 0 | 0 | 0 | 0 | #N/A | #N/A | 0 | #N/A | #N/A | #N/A | #N/A
5 | 18 | 21 | 2 | #N/A | #N/A | 1 | 0 | 0 | 0 | 0 | 0 | 0 | #N/A | #N/A | 0 | 0 | 0 | 0 | 0 | #N/A | #N/A | 0 | #N/A | #N/A | #N/A | #N/A
5 | 18 | 22 | 2 | #N/A | #N/A | 1 | 0 | 0 | 0 | 0 | 0 | 0 | #N/A | #N/A | 0 | 0 | 0 | 0 | 0 | #N/A | #N/A | 0 | #N/A | #N/A | #N/A | #N/A
5 | 18 | 23 | 2 | #N/A | #N/A | 0 | 0 | 0 | 0 | 0 | 0 | 0 | #N/A | #N/A | 0 | 0 | 0 | 0 | 0 | #N/A | #N/A | 0 | #N/A | #N/A | #N/A | #N/A
5 | 18 | 24 | 2 | #N/A | #N/A | 0 | 0 | 0 | 0 | 0 | 0 | 0 | #N/A | #N/A | 0 | 0 | 0 | 0 | 0 | #N/A | #N/A | 0 | #N/A | #N/A | #N/A | #N/A
5 | 19 | 1 | 3 | #N/A | #N/A | 0 | 0 | 0 | 0 | 0 | 0 | 0 | #N/A | #N/A | 0 | 0 | 0 | 0 | 0 | #N/A | #N/A | 0 | #N/A | #N/A | #N/A | #N/A
5 | 19 | 2 | 3 | #N/A | #N/A | 0 | 0 | 0 | 0 | 0 | 0 | 0 | #N/A | #N/A | 0 | 0 | 0 | 0 | 0 | #N/A | #N/A | 0 | #N/A | #N/A | #N/A | #N/A
5 | 19 | 3 | 3 | #N/A | #N/A | 0 | 0 | 0 | 0 | 0 | 0 | 0 | #N/A | #N/A | 0 | 0 | 0 | 0 | 0 | #N/A | #N/A | 0 | #N/A | #N/A | #N/A | #N/A
5 | 19 | 4 | 3 | #N/A | #N/A | 0 | 0 | 0 | 0 | 0 | 0 | 0 | #N/A | #N/A | 0 | 0 | 0 | 0 | 0 | #N/A | #N/A | 0 | #N/A | #N/A | #N/A | #N/A
5 | 19 | 5 | 3 | #N/A | #N/A | 0 | 0 | 0 | 0 | 0 | 0 | 0 | #N/A | #N/A | 0 | 0 | 0 | 0 | 0 | #N/A | #N/A | 0 | #N/A | #N/A | #N/A | #N/A
5 | 19 | 6 | 3 | #N/A | #N/A | 1 | 0 | 0 | 0 | 0 | 0 | 0 | #N/A | #N/A | 0 | 0 | 0 | 0 | 0 | #N/A | #N/A | 0 | #N/A | #N/A | #N/A | #N/A
5 | 19 | 7 | 3 | #N/A | #N/A | 1 | 0 | 0 | 0 | 0 | 0 | 0 | #N/A | #N/A | 0 | 0 | 0 | 0 | 0 | #N/A | #N/A | 0 | #N/A | #N/A | #N/A | #N/A
5 | 19 | 8 | 3 | #N/A | #N/A | 1 | 0 | 0 | 0 | 0 | 0 | 0 | #N/A | #N/A | 0 | 0 | 0 | 0 | 0 | #N/A | #N/A | 0 | #N/A | #N/A | #N/A | #N/A
5 | 19 | 9 | 3 | #N/A | #N/A | 1 | 0 | 0 | 0 | 0 | 0 | 0 | #N/A | #N/A | 0 | 0 | 0 | 0 | 0 | #N/A | #N/A | 0 | #N/A | #N/A | #N/A | #N/A
5 | 19 | 10 | 3 | #N/A | #N/A | 1 | 0 | 0 | 0 | 0 | 0 | 0 | #N/A | #N/A | 0 | 0 | 0 | 0 | 0 | #N/A | #N/A | 0 | #N/A | #N/A | #N/A | #N/A
5 | 19 | 11 | 3 | #N/A | #N/A | 1 | 0 | 0 | 0 | 0 | 0 | 0 | #N/A | #N/A | 0 | 0 | 0 | 0 | 0 | #N/A | #N/A | 0 | #N/A | #N/A | #N/A | #N/A
5 | 19 | 12 | 3 | #N/A | #N/A | 1 | 0 | 0 | 0 | 0 | 0 | 0 | #N/A | #N/A | 0 | 0 | 0 | 0 | 0 | #N/A | #N/A | 0 | #N/A | #N/A | #N/A | #N/A
5 | 19 | 13 | 3 | #N/A | #N/A | 1 | 0 | 0 | 0 | 0 | 0 | 0 | #N/A | #N/A | 0 | 0 | 0 | 0 | 0 | #N/A | #N/A | 0 | #N/A | #N/A | #N/A | #N/A
5 | 19 | 14 | 3 | #N/A | #N/A | 1 | 0 | 0 | 0 | 0 | 0 | 0 | #N/A | #N/A | 0 | 0 | 0 | 0 | 0 | #N/A | #N/A | 0 | #N/A | #N/A | #N/A | #N/A
5 | 19 | 15 | 3 | #N/A | #N/A | 1 | 0 | 0 | 0 | 0 | 0 | 0 | #N/A | #N/A | 0 | 0 | 0 | 0 | 0 | #N/A | #N/A | 0 | #N/A | #N/A | #N/A | #N/A
5 | 19 | 16 | 3 | #N/A | #N/A | 1 | 0 | 0 | 0 | 0 | 0 | 0 | #N/A | #N/A | 0 | 0 | 0 | 0 | 0 | #N/A | #N/A | 0 | #N/A | #N/A | #N/A | #N/A
5 | 19 | 17 | 3 | #N/A | #N/A | 1 | 1 | 0 | 0 | 0 | 0 | 0 | #N/A | #N/A | 0 | 0 | 0 | 0 | 0 | #N/A | #N/A | 0 | #N/A | #N/A | #N/A | #N/A
5 | 19 | 18 | 3 | #N/A | #N/A | 1 | 1 | 0 | 0 | 0 | 0 | 0 | #N/A | #N/A | 0 | 0 | 0 | 0 | 0 | #N/A | #N/A | 0 | #N/A | #N/A | #N/A | #N/A
5 | 19 | 19 | 3 | #N/A | #N/A | 1 | 0 | 0 | 0 | 0 | 0 | 0 | #N/A | #N/A | 0 | 0 | 0 | 0 | 0 | #N/A | #N/A | 0 | #N/A | #N/A | #N/A | #N/A
5 | 19 | 20 | 3 | #N/A | #N/A | 1 | 0 | 0 | 0 | 0 | 0 | 0 | #N/A | #N/A | 0 | 0 | 0 | 0 | 0 | #N/A | #N/A | 0 | #N/A | #N/A | #N/A | #N/A
5 | 19 | 21 | 3 | #N/A | #N/A | 1 | 0 | 0 | 0 | 0 | 0 | 0 | #N/A | #N/A | 0 | 0 | 0 | 0 | 0 | #N/A | #N/A | 0 | #N/A | #N/A | #N/A | #N/A
5 | 19 | 22 | 3 | #N/A | #N/A | 1 | 0 | 0 | 0 | 0 | 0 | 0 | #N/A | #N/A | 0 | 0 | 0 | 0 | 0 | #N/A | #N/A | 0 | #N/A | #N/A | #N/A | #N/A
5 | 19 | 23 | 3 | #N/A | #N/A | 0 | 0 | 0 | 0 | 0 | 0 | 0 | #N/A | #N/A | 0 | 0 | 0 | 0 | 0 | #N/A | #N/A | 0 | #N/A | #N/A | #N/A | #N/A
5 | 19 | 24 | 3 | #N/A | #N/A | 0 | 0 | 0 | 0 | 0 | 0 | 0 | #N/A | #N/A | 0 | 0 | 0 | 0 | 0 | #N/A | #N/A | 0 | #N/A | #N/A | #N/A | #N/A
5 | 20 | 1 | 4 | #N/A | #N/A | 0 | 0 | 0 | 0 | 0 | 0 | 0 | #N/A | #N/A | 0 | 0 | 0 | 0 | 0 | #N/A | #N/A | 0 | #N/A | #N/A | #N/A | #N/A
5 | 20 | 2 | 4 | #N/A | #N/A | 0 | 0 | 0 | 0 | 0 | 0 | 0 | #N/A | #N/A | 0 | 0 | 0 | 0 | 0 | #N/A | #N/A | 0 | #N/A | #N/A | #N/A | #N/A
5 | 20 | 3 | 4 | #N/A | #N/A | 0 | 0 | 0 | 0 | 0 | 0 | 0 | #N/A | #N/A | 0 | 0 | 0 | 0 | 0 | #N/A | #N/A | 0 | #N/A | #N/A | #N/A | #N/A
5 | 20 | 4 | 4 | #N/A | #N/A | 0 | 0 | 0 | 0 | 0 | 0 | 0 | #N/A | #N/A | 0 | 0 | 0 | 0 | 0 | #N/A | #N/A | 0 | #N/A | #N/A | #N/A | #N/A
5 | 20 | 5 | 4 | #N/A | #N/A | 0 | 0 | 0 | 0 | 0 | 0 | 0 | #N/A | #N/A | 0 | 0 | 0 | 0 | 0 | #N/A | #N/A | 0 | #N/A | #N/A | #N/A | #N/A
5 | 20 | 6 | 4 | #N/A | #N/A | 1 | 0 | 0 | 0 | 0 | 0 | 0 | #N/A | #N/A | 0 | 0 | 0 | 0 | 0 | #N/A | #N/A | 0 | #N/A | #N/A | #N/A | #N/A
5 | 20 | 7 | 4 | #N/A | #N/A | 1 | 0 | 0 | 0 | 0 | 0 | 0 | #N/A | #N/A | 0 | 0 | 0 | 0 | 0 | #N/A | #N/A | 0 | #N/A | #N/A | #N/A | #N/A
5 | 20 | 8 | 4 | #N/A | #N/A | 1 | 0 | 0 | 0 | 0 | 0 | 0 | #N/A | #N/A | 0 | 0 | 0 | 0 | 0 | #N/A | #N/A | 0 | #N/A | #N/A | #N/A | #N/A
5 | 20 | 9 | 4 | #N/A | #N/A | 1 | 0 | 0 | 0 | 0 | 0 | 0 | #N/A | #N/A | 0 | 0 | 0 | 0 | 0 | #N/A | #N/A | 0 | #N/A | #N/A | #N/A | #N/A
5 | 20 | 10 | 4 | #N/A | #N/A | 1 | 0 | 0 | 0 | 0 | 0 | 0 | #N/A | #N/A | 0 | 0 | 0 | 0 | 0 | #N/A | #N/A | 0 | #N/A | #N/A | #N/A | #N/A
5 | 20 | 11 | 4 | #N/A | #N/A | 1 | 0 | 0 | 0 | 0 | 0 | 0 | #N/A | #N/A | 0 | 0 | 0 | 0 | 0 | #N/A | #N/A | 0 | #N/A | #N/A | #N/A | #N/A
5 | 20 | 12 | 4 | #N/A | #N/A | 1 | 0 | 0 | 0 | 0 | 0 | 0 | #N/A | #N/A | 0 | 0 | 0 | 0 | 0 | #N/A | #N/A | 0 | #N/A | #N/A | #N/A | #N/A
5 | 20 | 13 | 4 | #N/A | #N/A | 1 | 0 | 0 | 0 | 0 | 0 | 0 | #N/A | #N/A | 0 | 0 | 0 | 0 | 0 | #N/A | #N/A | 0 | #N/A | #N/A | #N/A | #N/A
5 | 20 | 14 | 4 | #N/A | #N/A | 1 | 0 | 0 | 0 | 0 | 0 | 0 | #N/A | #N/A | 0 | 0 | 0 | 0 | 0 | #N/A | #N/A | 0 | #N/A | #N/A | #N/A | #N/A
5 | 20 | 15 | 4 | #N/A | #N/A | 1 | 0 | 0 | 0 | 0 | 0 | 0 | #N/A | #N/A | 0 | 0 | 0 | 0 | 0 | #N/A | #N/A | 0 | #N/A | #N/A | #N/A | #N/A
5 | 20 | 16 | 4 | #N/A | #N/A | 1 | 0 | 0 | 0 | 0 | 0 | 0 | #N/A | #N/A | 0 | 0 | 0 | 0 | 0 | #N/A | #N/A | 0 | #N/A | #N/A | #N/A | #N/A
5 | 20 | 17 | 4 | #N/A | #N/A | 1 | 1 | 0 | 0 | 0 | 0 | 0 | #N/A | #N/A | 0 | 0 | 0 | 0 | 0 | #N/A | #N/A | 0 | #N/A | #N/A | #N/A | #N/A
5 | 20 | 18 | 4 | #N/A | #N/A | 1 | 1 | 0 | 0 | 0 | 0 | 0 | #N/A | #N/A | 0 | 0 | 0 | 0 | 0 | #N/A | #N/A | 0 | #N/A | #N/A | #N/A | #N/A
5 | 20 | 19 | 4 | #N/A | #N/A | 1 | 0 | 0 | 0 | 0 | 0 | 0 | #N/A | #N/A | 0 | 0 | 0 | 0 | 0 | #N/A | #N/A | 0 | #N/A | #N/A | #N/A | #N/A
5 | 20 | 20 | 4 | #N/A | #N/A | 1 | 0 | 0 | 0 | 0 | 0 | 0 | #N/A | #N/A | 0 | 0 | 0 | 0 | 0 | #N/A | #N/A | 0 | #N/A | #N/A | #N/A | #N/A
5 | 20 | 21 | 4 | #N/A | #N/A | 1 | 0 | 0 | 0 | 0 | 0 | 0 | #N/A | #N/A | 0 | 0 | 0 | 0 | 0 | #N/A | #N/A | 0 | #N/A | #N/A | #N/A | #N/A
5 | 20 | 22 | 4 | #N/A | #N/A | 1 | 0 | 0 | 0 | 0 | 0 | 0 | #N/A | #N/A | 0 | 0 | 0 | 0 | 0 | #N/A | #N/A | 0 | #N/A | #N/A | #N/A | #N/A
5 | 20 | 23 | 4 | #N/A | #N/A | 0 | 0 | 0 | 0 | 0 | 0 | 0 | #N/A | #N/A | 0 | 0 | 0 | 0 | 0 | #N/A | #N/A | 0 | #N/A | #N/A | #N/A | #N/A
5 | 20 | 24 | 4 | #N/A | #N/A | 0 | 0 | 0 | 0 | 0 | 0 | 0 | #N/A | #N/A | 0 | 0 | 0 | 0 | 0 | #N/A | #N/A | 0 | #N/A | #N/A | #N/A | #N/A
5 | 21 | 1 | 5 | #N/A | #N/A | 0 | 0 | 0 | 0 | 0 | 0 | 0 | #N/A | #N/A | 0 | 0 | 0 | 0 | 0 | #N/A | #N/A | 0 | #N/A | #N/A | #N/A | #N/A
5 | 21 | 2 | 5 | #N/A | #N/A | 0 | 0 | 0 | 0 | 0 | 0 | 0 | #N/A | #N/A | 0 | 0 | 0 | 0 | 0 | #N/A | #N/A | 0 | #N/A | #N/A | #N/A | #N/A
5 | 21 | 3 | 5 | #N/A | #N/A | 0 | 0 | 0 | 0 | 0 | 0 | 0 | #N/A | #N/A | 0 | 0 | 0 | 0 | 0 | #N/A | #N/A | 0 | #N/A | #N/A | #N/A | #N/A
5 | 21 | 4 | 5 | #N/A | #N/A | 0 | 0 | 0 | 0 | 0 | 0 | 0 | #N/A | #N/A | 0 | 0 | 0 | 0 | 0 | #N/A | #N/A | 0 | #N/A | #N/A | #N/A | #N/A
5 | 21 | 5 | 5 | #N/A | #N/A | 0 | 0 | 0 | 0 | 0 | 0 | 0 | #N/A | #N/A | 0 | 0 | 0 | 0 | 0 | #N/A | #N/A | 0 | #N/A | #N/A | #N/A | #N/A
5 | 21 | 6 | 5 | #N/A | #N/A | 1 | 0 | 0 | 0 | 0 | 0 | 0 | #N/A | #N/A | 0 | 0 | 0 | 0 | 0 | #N/A | #N/A | 0 | #N/A | #N/A | #N/A | #N/A
5 | 21 | 7 | 5 | #N/A | #N/A | 1 | 0 | 0 | 0 | 0 | 0 | 0 | #N/A | #N/A | 0 | 0 | 0 | 0 | 0 | #N/A | #N/A | 0 | #N/A | #N/A | #N/A | #N/A
5 | 21 | 8 | 5 | #N/A | #N/A | 1 | 0 | 0 | 0 | 0 | 0 | 0 | #N/A | #N/A | 0 | 0 | 0 | 0 | 0 | #N/A | #N/A | 0 | #N/A | #N/A | #N/A | #N/A
5 | 21 | 9 | 5 | #N/A | #N/A | 1 | 0 | 0 | 0 | 0 | 0 | 0 | #N/A | #N/A | 0 | 0 | 0 | 0 | 0 | #N/A | #N/A | 0 | #N/A | #N/A | #N/A | #N/A
5 | 21 | 10 | 5 | #N/A | #N/A | 1 | 0 | 0 | 0 | 0 | 0 | 0 | #N/A | #N/A | 0 | 0 | 0 | 0 | 0 | #N/A | #N/A | 0 | #N/A | #N/A | #N/A | #N/A
5 | 21 | 11 | 5 | #N/A | #N/A | 1 | 0 | 0 | 0 | 0 | 0 | 0 | #N/A | #N/A | 0 | 0 | 0 | 0 | 0 | #N/A | #N/A | 0 | #N/A | #N/A | #N/A | #N/A
5 | 21 | 12 | 5 | #N/A | #N/A | 1 | 0 | 0 | 0 | 0 | 0 | 0 | #N/A | #N/A | 0 | 0 | 0 | 0 | 0 | #N/A | #N/A | 0 | #N/A | #N/A | #N/A | #N/A
5 | 21 | 13 | 5 | #N/A | #N/A | 1 | 0 | 0 | 0 | 0 | 0 | 0 | #N/A | #N/A | 0 | 0 | 0 | 0 | 0 | #N/A | #N/A | 0 | #N/A | #N/A | #N/A | #N/A
5 | 21 | 14 | 5 | #N/A | #N/A | 1 | 0 | 0 | 0 | 0 | 0 | 0 | #N/A | #N/A | 0 | 0 | 0 | 0 | 0 | #N/A | #N/A | 0 | #N/A | #N/A | #N/A | #N/A
5 | 21 | 15 | 5 | #N/A | #N/A | 1 | 0 | 0 | 0 | 0 | 0 | 0 | #N/A | #N/A | 0 | 0 | 0 | 0 | 0 | #N/A | #N/A | 0 | #N/A | #N/A | #N/A | #N/A
5 | 21 | 16 | 5 | #N/A | #N/A | 1 | 0 | 0 | 0 | 0 | 0 | 0 | #N/A | #N/A | 0 | 0 | 0 | 0 | 0 | #N/A | #N/A | 0 | #N/A | #N/A | #N/A | #N/A
5 | 21 | 17 | 5 | #N/A | #N/A | 1 | 1 | 0 | 0 | 0 | 0 | 0 | #N/A | #N/A | 0 | 0 | 0 | 0 | 0 | #N/A | #N/A | 0 | #N/A | #N/A | #N/A | #N/A
5 | 21 | 18 | 5 | #N/A | #N/A | 1 | 1 | 0 | 0 | 0 | 0 | 0 | #N/A | #N/A | 0 | 0 | 0 | 0 | 0 | #N/A | #N/A | 0 | #N/A | #N/A | #N/A | #N/A
5 | 21 | 19 | 5 | #N/A | #N/A | 1 | 0 | 0 | 0 | 0 | 0 | 0 | #N/A | #N/A | 0 | 0 | 0 | 0 | 0 | #N/A | #N/A | 0 | #N/A | #N/A | #N/A | #N/A
5 | 21 | 20 | 5 | #N/A | #N/A | 1 | 0 | 0 | 0 | 0 | 0 | 0 | #N/A | #N/A | 0 | 0 | 0 | 0 | 0 | #N/A | #N/A | 0 | #N/A | #N/A | #N/A | #N/A
5 | 21 | 21 | 5 | #N/A | #N/A | 1 | 0 | 0 | 0 | 0 | 0 | 0 | #N/A | #N/A | 0 | 0 | 0 | 0 | 0 | #N/A | #N/A | 0 | #N/A | #N/A | #N/A | #N/A
5 | 21 | 22 | 5 | #N/A | #N/A | 1 | 0 | 0 | 0 | 0 | 0 | 0 | #N/A | #N/A | 0 | 0 | 0 | 0 | 0 | #N/A | #N/A | 0 | #N/A | #N/A | #N/A | #N/A
5 | 21 | 23 | 5 | #N/A | #N/A | 0 | 0 | 0 | 0 | 0 | 0 | 0 | #N/A | #N/A | 0 | 0 | 0 | 0 | 0 | #N/A | #N/A | 0 | #N/A | #N/A | #N/A | #N/A
5 | 21 | 24 | 5 | #N/A | #N/A | 0 | 0 | 0 | 0 | 0 | 0 | 0 | #N/A | #N/A | 0 | 0 | 0 | 0 | 0 | #N/A | #N/A | 0 | #N/A | #N/A | #N/A | #N/A
5 | 22 | 1 | 6 | #N/A | #N/A | 0 | 0 | 0 | 0 | 0 | 0 | 0 | #N/A | #N/A | 0 | 0 | 0 | 0 | 0 | #N/A | #N/A | 0 | #N/A | #N/A | #N/A | #N/A
5 | 22 | 2 | 6 | #N/A | #N/A | 0 | 0 | 0 | 0 | 0 | 0 | 0 | #N/A | #N/A | 0 | 0 | 0 | 0 | 0 | #N/A | #N/A | 0 | #N/A | #N/A | #N/A | #N/A
5 | 22 | 3 | 6 | #N/A | #N/A | 0 | 0 | 0 | 0 | 0 | 0 | 0 | #N/A | #N/A | 0 | 0 | 0 | 0 | 0 | #N/A | #N/A | 0 | #N/A | #N/A | #N/A | #N/A
5 | 22 | 4 | 6 | #N/A | #N/A | 0 | 0 | 0 | 0 | 0 | 0 | 0 | #N/A | #N/A | 0 | 0 | 0 | 0 | 0 | #N/A | #N/A | 0 | #N/A | #N/A | #N/A | #N/A
5 | 22 | 5 | 6 | #N/A | #N/A | 0 | 0 | 0 | 0 | 0 | 0 | 0 | #N/A | #N/A | 0 | 0 | 0 | 0 | 0 | #N/A | #N/A | 0 | #N/A | #N/A | #N/A | #N/A
5 | 22 | 6 | 6 | #N/A | #N/A | 0 | 0 | 0 | 0 | 0 | 0 | 0 | #N/A | #N/A | 0 | 0 | 0 | 0 | 0 | #N/A | #N/A | 0 | #N/A | #N/A | #N/A | #N/A
5 | 22 | 7 | 6 | #N/A | #N/A | 0 | 0 | 0 | 0 | 0 | 0 | 0 | #N/A | #N/A | 0 | 0 | 0 | 0 | 0 | #N/A | #N/A | 0 | #N/A | #N/A | #N/A | #N/A
5 | 22 | 8 | 6 | #N/A | #N/A | 0 | 0 | 0 | 0 | 0 | 0 | 0 | #N/A | #N/A | 0 | 0 | 0 | 0 | 0 | #N/A | #N/A | 0 | #N/A | #N/A | #N/A | #N/A
5 | 22 | 9 | 6 | #N/A | #N/A | 0 | 0 | 0 | 0 | 0 | 0 | 0 | #N/A | #N/A | 0 | 0 | 0 | 0 | 0 | #N/A | #N/A | 0 | #N/A | #N/A | #N/A | #N/A
5 | 22 | 10 | 6 | #N/A | #N/A | 0 | 0 | 0 | 0 | 0 | 0 | 0 | #N/A | #N/A | 0 | 0 | 0 | 0 | 0 | #N/A | #N/A | 0 | #N/A | #N/A | #N/A | #N/A
5 | 22 | 11 | 6 | #N/A | #N/A | 0 | 0 | 0 | 0 | 0 | 0 | 0 | #N/A | #N/A | 0 | 0 | 0 | 0 | 0 | #N/A | #N/A | 0 | #N/A | #N/A | #N/A | #N/A
5 | 22 | 12 | 6 | #N/A | #N/A | 0 | 0 | 0 | 0 | 0 | 0 | 0 | #N/A | #N/A | 0 | 0 | 0 | 0 | 0 | #N/A | #N/A | 0 | #N/A | #N/A | #N/A | #N/A
5 | 22 | 13 | 6 | #N/A | #N/A | 0 | 0 | 0 | 0 | 0 | 0 | 0 | #N/A | #N/A | 0 | 0 | 0 | 0 | 0 | #N/A | #N/A | 0 | #N/A | #N/A | #N/A | #N/A
5 | 22 | 14 | 6 | #N/A | #N/A | 0 | 0 | 0 | 0 | 0 | 0 | 0 | #N/A | #N/A | 0 | 0 | 0 | 0 | 0 | #N/A | #N/A | 0 | #N/A | #N/A | #N/A | #N/A
5 | 22 | 15 | 6 | #N/A | #N/A | 0 | 0 | 0 | 0 | 0 | 0 | 0 | #N/A | #N/A | 0 | 0 | 0 | 0 | 0 | #N/A | #N/A | 0 | #N/A | #N/A | #N/A | #N/A
5 | 22 | 16 | 6 | #N/A | #N/A | 0 | 0 | 0 | 0 | 0 | 0 | 0 | #N/A | #N/A | 0 | 0 | 0 | 0 | 0 | #N/A | #N/A | 0 | #N/A | #N/A | #N/A | #N/A
5 | 22 | 17 | 6 | #N/A | #N/A | 0 | 0 | 0 | 0 | 0 | 0 | 0 | #N/A | #N/A | 0 | 0 | 0 | 0 | 0 | #N/A | #N/A | 0 | #N/A | #N/A | #N/A | #N/A
5 | 22 | 18 | 6 | #N/A | #N/A | 0 | 0 | 0 | 0 | 0 | 0 | 0 | #N/A | #N/A | 0 | 0 | 0 | 0 | 0 | #N/A | #N/A | 0 | #N/A | #N/A | #N/A | #N/A
5 | 22 | 19 | 6 | #N/A | #N/A | 0 | 0 | 0 | 0 | 0 | 0 | 0 | #N/A | #N/A | 0 | 0 | 0 | 0 | 0 | #N/A | #N/A | 0 | #N/A | #N/A | #N/A | #N/A
5 | 22 | 20 | 6 | #N/A | #N/A | 0 | 0 | 0 | 0 | 0 | 0 | 0 | #N/A | #N/A | 0 | 0 | 0 | 0 | 0 | #N/A | #N/A | 0 | #N/A | #N/A | #N/A | #N/A
5 | 22 | 21 | 6 | #N/A | #N/A | 0 | 0 | 0 | 0 | 0 | 0 | 0 | #N/A | #N/A | 0 | 0 | 0 | 0 | 0 | #N/A | #N/A | 0 | #N/A | #N/A | #N/A | #N/A
5 | 22 | 22 | 6 | #N/A | #N/A | 0 | 0 | 0 | 0 | 0 | 0 | 0 | #N/A | #N/A | 0 | 0 | 0 | 0 | 0 | #N/A | #N/A | 0 | #N/A | #N/A | #N/A | #N/A
5 | 22 | 23 | 6 | #N/A | #N/A | 0 | 0 | 0 | 0 | 0 | 0 | 0 | #N/A | #N/A | 0 | 0 | 0 | 0 | 0 | #N/A | #N/A | 0 | #N/A | #N/A | #N/A | #N/A
5 | 22 | 24 | 6 | #N/A | #N/A | 0 | 0 | 0 | 0 | 0 | 0 | 0 | #N/A | #N/A | 0 | 0 | 0 | 0 | 0 | #N/A | #N/A | 0 | #N/A | #N/A | #N/A | #N/A
5 | 23 | 1 | 7 | #N/A | #N/A | 0 | 0 | 0 | 0 | 0 | 0 | 0 | #N/A | #N/A | 0 | 0 | 0 | 0 | 0 | #N/A | #N/A | 0 | #N/A | #N/A | #N/A | #N/A
5 | 23 | 2 | 7 | #N/A | #N/A | 0 | 0 | 0 | 0 | 0 | 0 | 0 | #N/A | #N/A | 0 | 0 | 0 | 0 | 0 | #N/A | #N/A | 0 | #N/A | #N/A | #N/A | #N/A
5 | 23 | 3 | 7 | #N/A | #N/A | 0 | 0 | 0 | 0 | 0 | 0 | 0 | #N/A | #N/A | 0 | 0 | 0 | 0 | 0 | #N/A | #N/A | 0 | #N/A | #N/A | #N/A | #N/A
5 | 23 | 4 | 7 | #N/A | #N/A | 0 | 0 | 0 | 0 | 0 | 0 | 0 | #N/A | #N/A | 0 | 0 | 0 | 0 | 0 | #N/A | #N/A | 0 | #N/A | #N/A | #N/A | #N/A
5 | 23 | 5 | 7 | #N/A | #N/A | 0 | 0 | 0 | 0 | 0 | 0 | 0 | #N/A | #N/A | 0 | 0 | 0 | 0 | 0 | #N/A | #N/A | 0 | #N/A | #N/A | #N/A | #N/A
5 | 23 | 6 | 7 | #N/A | #N/A | 0 | 0 | 0 | 0 | 0 | 0 | 0 | #N/A | #N/A | 0 | 0 | 0 | 0 | 0 | #N/A | #N/A | 0 | #N/A | #N/A | #N/A | #N/A
5 | 23 | 7 | 7 | #N/A | #N/A | 0 | 0 | 0 | 0 | 0 | 0 | 0 | #N/A | #N/A | 0 | 0 | 0 | 0 | 0 | #N/A | #N/A | 0 | #N/A | #N/A | #N/A | #N/A
5 | 23 | 8 | 7 | #N/A | #N/A | 0 | 0 | 0 | 0 | 0 | 0 | 0 | #N/A | #N/A | 0 | 0 | 0 | 0 | 0 | #N/A | #N/A | 0 | #N/A | #N/A | #N/A | #N/A
5 | 23 | 9 | 7 | #N/A | #N/A | 0 | 0 | 0 | 0 | 0 | 0 | 0 | #N/A | #N/A | 0 | 0 | 0 | 0 | 0 | #N/A | #N/A | 0 | #N/A | #N/A | #N/A | #N/A
5 | 23 | 10 | 7 | #N/A | #N/A | 0 | 0 | 0 | 0 | 0 | 0 | 0 | #N/A | #N/A | 0 | 0 | 0 | 0 | 0 | #N/A | #N/A | 0 | #N/A | #N/A | #N/A | #N/A
5 | 23 | 11 | 7 | #N/A | #N/A | 0 | 0 | 0 | 0 | 0 | 0 | 0 | #N/A | #N/A | 0 | 0 | 0 | 0 | 0 | #N/A | #N/A | 0 | #N/A | #N/A | #N/A | #N/A
5 | 23 | 12 | 7 | #N/A | #N/A | 0 | 0 | 0 | 0 | 0 | 0 | 0 | #N/A | #N/A | 0 | 0 | 0 | 0 | 0 | #N/A | #N/A | 0 | #N/A | #N/A | #N/A | #N/A
5 | 23 | 13 | 7 | #N/A | #N/A | 0 | 0 | 0 | 0 | 0 | 0 | 0 | #N/A | #N/A | 0 | 0 | 0 | 0 | 0 | #N/A | #N/A | 0 | #N/A | #N/A | #N/A | #N/A
5 | 23 | 14 | 7 | #N/A | #N/A | 0 | 0 | 0 | 0 | 0 | 0 | 0 | #N/A | #N/A | 0 | 0 | 0 | 0 | 0 | #N/A | #N/A | 0 | #N/A | #N/A | #N/A | #N/A
5 | 23 | 15 | 7 | #N/A | #N/A | 0 | 0 | 0 | 0 | 0 | 0 | 0 | #N/A | #N/A | 0 | 0 | 0 | 0 | 0 | #N/A | #N/A | 0 | #N/A | #N/A | #N/A | #N/A
5 | 23 | 16 | 7 | #N/A | #N/A | 0 | 0 | 0 | 0 | 0 | 0 | 0 | #N/A | #N/A | 0 | 0 | 0 | 0 | 0 | #N/A | #N/A | 0 | #N/A | #N/A | #N/A | #N/A
5 | 23 | 17 | 7 | #N/A | #N/A | 0 | 0 | 0 | 0 | 0 | 0 | 0 | #N/A | #N/A | 0 | 0 | 0 | 0 | 0 | #N/A | #N/A | 0 | #N/A | #N/A | #N/A | #N/A
5 | 23 | 18 | 7 | #N/A | #N/A | 0 | 0 | 0 | 0 | 0 | 0 | 0 | #N/A | #N/A | 0 | 0 | 0 | 0 | 0 | #N/A | #N/A | 0 | #N/A | #N/A | #N/A | #N/A
5 | 23 | 19 | 7 | #N/A | #N/A | 0 | 0 | 0 | 0 | 0 | 0 | 0 | #N/A | #N/A | 0 | 0 | 0 | 0 | 0 | #N/A | #N/A | 0 | #N/A | #N/A | #N/A | #N/A
5 | 23 | 20 | 7 | #N/A | #N/A | 0 | 0 | 0 | 0 | 0 | 0 | 0 | #N/A | #N/A | 0 | 0 | 0 | 0 | 0 | #N/A | #N/A | 0 | #N/A | #N/A | #N/A | #N/A
5 | 23 | 21 | 7 | #N/A | #N/A | 0 | 0 | 0 | 0 | 0 | 0 | 0 | #N/A | #N/A | 0 | 0 | 0 | 0 | 0 | #N/A | #N/A | 0 | #N/A | #N/A | #N/A | #N/A
5 | 23 | 22 | 7 | #N/A | #N/A | 0 | 0 | 0 | 0 | 0 | 0 | 0 | #N/A | #N/A | 0 | 0 | 0 | 0 | 0 | #N/A | #N/A | 0 | #N/A | #N/A | #N/A | #N/A
5 | 23 | 23 | 7 | #N/A | #N/A | 0 | 0 | 0 | 0 | 0 | 0 | 0 | #N/A | #N/A | 0 | 0 | 0 | 0 | 0 | #N/A | #N/A | 0 | #N/A | #N/A | #N/A | #N/A
5 | 23 | 24 | 7 | #N/A | #N/A | 0 | 0 | 0 | 0 | 0 | 0 | 0 | #N/A | #N/A | 0 | 0 | 0 | 0 | 0 | #N/A | #N/A | 0 | #N/A | #N/A | #N/A | #N/A
5 | 24 | 1 | 1 | #N/A | #N/A | 0 | 0 | 0 | 0 | 0 | 0 | 0 | #N/A | #N/A | 0 | 0 | 0 | 0 | 0 | #N/A | #N/A | 0 | #N/A | #N/A | #N/A | #N/A
5 | 24 | 2 | 1 | #N/A | #N/A | 0 | 0 | 0 | 0 | 0 | 0 | 0 | #N/A | #N/A | 0 | 0 | 0 | 0 | 0 | #N/A | #N/A | 0 | #N/A | #N/A | #N/A | #N/A
5 | 24 | 3 | 1 | #N/A | #N/A | 0 | 0 | 0 | 0 | 0 | 0 | 0 | #N/A | #N/A | 0 | 0 | 0 | 0 | 0 | #N/A | #N/A | 0 | #N/A | #N/A | #N/A | #N/A
5 | 24 | 4 | 1 | #N/A | #N/A | 0 | 0 | 0 | 0 | 0 | 0 | 0 | #N/A | #N/A | 0 | 0 | 0 | 0 | 0 | #N/A | #N/A | 0 | #N/A | #N/A | #N/A | #N/A
5 | 24 | 5 | 1 | #N/A | #N/A | 0 | 0 | 0 | 0 | 0 | 0 | 0 | #N/A | #N/A | 0 | 0 | 0 | 0 | 0 | #N/A | #N/A | 0 | #N/A | #N/A | #N/A | #N/A
5 | 24 | 6 | 1 | #N/A | #N/A | 1 | 0 | 0 | 0 | 0 | 0 | 0 | #N/A | #N/A | 0 | 0 | 0 | 0 | 0 | #N/A | #N/A | 0 | #N/A | #N/A | #N/A | #N/A
5 | 24 | 7 | 1 | #N/A | #N/A | 1 | 0 | 0 | 0 | 0 | 0 | 0 | #N/A | #N/A | 0 | 0 | 0 | 0 | 0 | #N/A | #N/A | 0 | #N/A | #N/A | #N/A | #N/A
5 | 24 | 8 | 1 | #N/A | #N/A | 1 | 0 | 0 | 0 | 0 | 0 | 0 | #N/A | #N/A | 0 | 0 | 0 | 0 | 0 | #N/A | #N/A | 0 | #N/A | #N/A | #N/A | #N/A
5 | 24 | 9 | 1 | #N/A | #N/A | 1 | 0 | 0 | 0 | 0 | 0 | 0 | #N/A | #N/A | 0 | 0 | 0 | 0 | 0 | #N/A | #N/A | 0 | #N/A | #N/A | #N/A | #N/A
5 | 24 | 10 | 1 | #N/A | #N/A | 1 | 0 | 0 | 0 | 0 | 0 | 0 | #N/A | #N/A | 0 | 0 | 0 | 0 | 0 | #N/A | #N/A | 0 | #N/A | #N/A | #N/A | #N/A
5 | 24 | 11 | 1 | #N/A | #N/A | 1 | 0 | 0 | 0 | 0 | 0 | 0 | #N/A | #N/A | 0 | 0 | 0 | 0 | 0 | #N/A | #N/A | 0 | #N/A | #N/A | #N/A | #N/A
5 | 24 | 12 | 1 | #N/A | #N/A | 1 | 0 | 0 | 0 | 0 | 0 | 0 | #N/A | #N/A | 0 | 0 | 0 | 0 | 0 | #N/A | #N/A | 0 | #N/A | #N/A | #N/A | #N/A
5 | 24 | 13 | 1 | #N/A | #N/A | 1 | 0 | 0 | 0 | 0 | 0 | 0 | #N/A | #N/A | 0 | 0 | 0 | 0 | 0 | #N/A | #N/A | 0 | #N/A | #N/A | #N/A | #N/A
5 | 24 | 14 | 1 | #N/A | #N/A | 1 | 0 | 0 | 0 | 0 | 0 | 0 | #N/A | #N/A | 0 | 0 | 0 | 0 | 0 | #N/A | #N/A | 0 | #N/A | #N/A | #N/A | #N/A
5 | 24 | 15 | 1 | #N/A | #N/A | 1 | 0 | 0 | 0 | 0 | 0 | 0 | #N/A | #N/A | 0 | 0 | 0 | 0 | 0 | #N/A | #N/A | 0 | #N/A | #N/A | #N/A | #N/A
5 | 24 | 16 | 1 | #N/A | #N/A | 1 | 0 | 0 | 0 | 0 | 0 | 0 | #N/A | #N/A | 0 | 0 | 0 | 0 | 0 | #N/A | #N/A | 0 | #N/A | #N/A | #N/A | #N/A
5 | 24 | 17 | 1 | #N/A | #N/A | 1 | 1 | 0 | 0 | 0 | 0 | 0 | #N/A | #N/A | 0 | 0 | 0 | 0 | 0 | #N/A | #N/A | 0 | #N/A | #N/A | #N/A | #N/A
5 | 24 | 18 | 1 | #N/A | #N/A | 1 | 1 | 0 | 0 | 0 | 0 | 0 | #N/A | #N/A | 0 | 0 | 0 | 0 | 0 | #N/A | #N/A | 0 | #N/A | #N/A | #N/A | #N/A
5 | 24 | 19 | 1 | #N/A | #N/A | 1 | 0 | 0 | 0 | 0 | 0 | 0 | #N/A | #N/A | 0 | 0 | 0 | 0 | 0 | #N/A | #N/A | 0 | #N/A | #N/A | #N/A | #N/A
5 | 24 | 20 | 1 | #N/A | #N/A | 1 | 0 | 0 | 0 | 0 | 0 | 0 | #N/A | #N/A | 0 | 0 | 0 | 0 | 0 | #N/A | #N/A | 0 | #N/A | #N/A | #N/A | #N/A
5 | 24 | 21 | 1 | #N/A | #N/A | 1 | 0 | 0 | 0 | 0 | 0 | 0 | #N/A | #N/A | 0 | 0 | 0 | 0 | 0 | #N/A | #N/A | 0 | #N/A | #N/A | #N/A | #N/A
5 | 24 | 22 | 1 | #N/A | #N/A | 1 | 0 | 0 | 0 | 0 | 0 | 0 | #N/A | #N/A | 0 | 0 | 0 | 0 | 0 | #N/A | #N/A | 0 | #N/A | #N/A | #N/A | #N/A
5 | 24 | 23 | 1 | #N/A | #N/A | 0 | 0 | 0 | 0 | 0 | 0 | 0 | #N/A | #N/A | 0 | 0 | 0 | 0 | 0 | #N/A | #N/A | 0 | #N/A | #N/A | #N/A | #N/A
5 | 24 | 24 | 1 | #N/A | #N/A | 0 | 0 | 0 | 0 | 0 | 0 | 0 | #N/A | #N/A | 0 | 0 | 0 | 0 | 0 | #N/A | #N/A | 0 | #N/A | #N/A | #N/A | #N/A
5 | 25 | 1 | 2 | #N/A | #N/A | 0 | 0 | 0 | 0 | 0 | 0 | 0 | #N/A | #N/A | 0 | 0 | 0 | 0 | 0 | #N/A | #N/A | 0 | #N/A | #N/A | #N/A | #N/A
5 | 25 | 2 | 2 | #N/A | #N/A | 0 | 0 | 0 | 0 | 0 | 0 | 0 | #N/A | #N/A | 0 | 0 | 0 | 0 | 0 | #N/A | #N/A | 0 | #N/A | #N/A | #N/A | #N/A
5 | 25 | 3 | 2 | #N/A | #N/A | 0 | 0 | 0 | 0 | 0 | 0 | 0 | #N/A | #N/A | 0 | 0 | 0 | 0 | 0 | #N/A | #N/A | 0 | #N/A | #N/A | #N/A | #N/A
5 | 25 | 4 | 2 | #N/A | #N/A | 0 | 0 | 0 | 0 | 0 | 0 | 0 | #N/A | #N/A | 0 | 0 | 0 | 0 | 0 | #N/A | #N/A | 0 | #N/A | #N/A | #N/A | #N/A
5 | 25 | 5 | 2 | #N/A | #N/A | 0 | 0 | 0 | 0 | 0 | 0 | 0 | #N/A | #N/A | 0 | 0 | 0 | 0 | 0 | #N/A | #N/A | 0 | #N/A | #N/A | #N/A | #N/A
5 | 25 | 6 | 2 | #N/A | #N/A | 1 | 0 | 0 | 0 | 0 | 0 | 0 | #N/A | #N/A | 0 | 0 | 0 | 0 | 0 | #N/A | #N/A | 0 | #N/A | #N/A | #N/A | #N/A
5 | 25 | 7 | 2 | #N/A | #N/A | 1 | 0 | 0 | 0 | 0 | 0 | 0 | #N/A | #N/A | 0 | 0 | 0 | 0 | 0 | #N/A | #N/A | 0 | #N/A | #N/A | #N/A | #N/A
5 | 25 | 8 | 2 | #N/A | #N/A | 1 | 0 | 0 | 0 | 0 | 0 | 0 | #N/A | #N/A | 0 | 0 | 0 | 0 | 0 | #N/A | #N/A | 0 | #N/A | #N/A | #N/A | #N/A
5 | 25 | 9 | 2 | #N/A | #N/A | 1 | 0 | 0 | 0 | 0 | 0 | 0 | #N/A | #N/A | 0 | 0 | 0 | 0 | 0 | #N/A | #N/A | 0 | #N/A | #N/A | #N/A | #N/A
5 | 25 | 10 | 2 | #N/A | #N/A | 1 | 0 | 0 | 0 | 0 | 0 | 0 | #N/A | #N/A | 0 | 0 | 0 | 0 | 0 | #N/A | #N/A | 0 | #N/A | #N/A | #N/A | #N/A
5 | 25 | 11 | 2 | #N/A | #N/A | 1 | 0 | 0 | 0 | 0 | 0 | 0 | #N/A | #N/A | 0 | 0 | 0 | 0 | 0 | #N/A | #N/A | 0 | #N/A | #N/A | #N/A | #N/A
5 | 25 | 12 | 2 | #N/A | #N/A | 1 | 0 | 0 | 0 | 0 | 0 | 0 | #N/A | #N/A | 0 | 0 | 0 | 0 | 0 | #N/A | #N/A | 0 | #N/A | #N/A | #N/A | #N/A
5 | 25 | 13 | 2 | #N/A | #N/A | 1 | 0 | 0 | 0 | 0 | 0 | 0 | #N/A | #N/A | 0 | 0 | 0 | 0 | 0 | #N/A | #N/A | 0 | #N/A | #N/A | #N/A | #N/A
5 | 25 | 14 | 2 | #N/A | #N/A | 1 | 0 | 0 | 0 | 0 | 0 | 0 | #N/A | #N/A | 0 | 0 | 0 | 0 | 0 | #N/A | #N/A | 0 | #N/A | #N/A | #N/A | #N/A
5 | 25 | 15 | 2 | #N/A | #N/A | 1 | 0 | 0 | 0 | 0 | 0 | 0 | #N/A | #N/A | 0 | 0 | 0 | 0 | 0 | #N/A | #N/A | 0 | #N/A | #N/A | #N/A | #N/A
5 | 25 | 16 | 2 | #N/A | #N/A | 1 | 0 | 0 | 0 | 0 | 0 | 0 | #N/A | #N/A | 0 | 0 | 0 | 0 | 0 | #N/A | #N/A | 0 | #N/A | #N/A | #N/A | #N/A
5 | 25 | 17 | 2 | #N/A | #N/A | 1 | 1 | 0 | 0 | 0 | 0 | 0 | #N/A | #N/A | 0 | 0 | 0 | 0 | 0 | #N/A | #N/A | 0 | #N/A | #N/A | #N/A | #N/A
5 | 25 | 18 | 2 | #N/A | #N/A | 1 | 1 | 0 | 0 | 0 | 0 | 0 | #N/A | #N/A | 0 | 0 | 0 | 0 | 0 | #N/A | #N/A | 0 | #N/A | #N/A | #N/A | #N/A
5 | 25 | 19 | 2 | #N/A | #N/A | 1 | 0 | 0 | 0 | 0 | 0 | 0 | #N/A | #N/A | 0 | 0 | 0 | 0 | 0 | #N/A | #N/A | 0 | #N/A | #N/A | #N/A | #N/A
5 | 25 | 20 | 2 | #N/A | #N/A | 1 | 0 | 0 | 0 | 0 | 0 | 0 | #N/A | #N/A | 0 | 0 | 0 | 0 | 0 | #N/A | #N/A | 0 | #N/A | #N/A | #N/A | #N/A
5 | 25 | 21 | 2 | #N/A | #N/A | 1 | 0 | 0 | 0 | 0 | 0 | 0 | #N/A | #N/A | 0 | 0 | 0 | 0 | 0 | #N/A | #N/A | 0 | #N/A | #N/A | #N/A | #N/A
5 | 25 | 22 | 2 | #N/A | #N/A | 1 | 0 | 0 | 0 | 0 | 0 | 0 | #N/A | #N/A | 0 | 0 | 0 | 0 | 0 | #N/A | #N/A | 0 | #N/A | #N/A | #N/A | #N/A
5 | 25 | 23 | 2 | #N/A | #N/A | 0 | 0 | 0 | 0 | 0 | 0 | 0 | #N/A | #N/A | 0 | 0 | 0 | 0 | 0 | #N/A | #N/A | 0 | #N/A | #N/A | #N/A | #N/A
5 | 25 | 24 | 2 | #N/A | #N/A | 0 | 0 | 0 | 0 | 0 | 0 | 0 | #N/A | #N/A | 0 | 0 | 0 | 0 | 0 | #N/A | #N/A | 0 | #N/A | #N/A | #N/A | #N/A
5 | 26 | 1 | 3 | #N/A | #N/A | 0 | 0 | 0 | 0 | 0 | 0 | 0 | #N/A | #N/A | 0 | 0 | 0 | 0 | 0 | #N/A | #N/A | 0 | #N/A | #N/A | #N/A | #N/A
5 | 26 | 2 | 3 | #N/A | #N/A | 0 | 0 | 0 | 0 | 0 | 0 | 0 | #N/A | #N/A | 0 | 0 | 0 | 0 | 0 | #N/A | #N/A | 0 | #N/A | #N/A | #N/A | #N/A
5 | 26 | 3 | 3 | #N/A | #N/A | 0 | 0 | 0 | 0 | 0 | 0 | 0 | #N/A | #N/A | 0 | 0 | 0 | 0 | 0 | #N/A | #N/A | 0 | #N/A | #N/A | #N/A | #N/A
5 | 26 | 4 | 3 | #N/A | #N/A | 0 | 0 | 0 | 0 | 0 | 0 | 0 | #N/A | #N/A | 0 | 0 | 0 | 0 | 0 | #N/A | #N/A | 0 | #N/A | #N/A | #N/A | #N/A
5 | 26 | 5 | 3 | #N/A | #N/A | 0 | 0 | 0 | 0 | 0 | 0 | 0 | #N/A | #N/A | 0 | 0 | 0 | 0 | 0 | #N/A | #N/A | 0 | #N/A | #N/A | #N/A | #N/A
5 | 26 | 6 | 3 | #N/A | #N/A | 1 | 0 | 0 | 0 | 0 | 0 | 0 | #N/A | #N/A | 0 | 0 | 0 | 0 | 0 | #N/A | #N/A | 0 | #N/A | #N/A | #N/A | #N/A
5 | 26 | 7 | 3 | #N/A | #N/A | 1 | 0 | 0 | 0 | 0 | 0 | 0 | #N/A | #N/A | 0 | 0 | 0 | 0 | 0 | #N/A | #N/A | 0 | #N/A | #N/A | #N/A | #N/A
5 | 26 | 8 | 3 | #N/A | #N/A | 1 | 0 | 0 | 0 | 0 | 0 | 0 | #N/A | #N/A | 0 | 0 | 0 | 0 | 0 | #N/A | #N/A | 0 | #N/A | #N/A | #N/A | #N/A
5 | 26 | 9 | 3 | #N/A | #N/A | 1 | 0 | 0 | 0 | 0 | 0 | 0 | #N/A | #N/A | 0 | 0 | 0 | 0 | 0 | #N/A | #N/A | 0 | #N/A | #N/A | #N/A | #N/A
5 | 26 | 10 | 3 | #N/A | #N/A | 1 | 0 | 0 | 0 | 0 | 0 | 0 | #N/A | #N/A | 0 | 0 | 0 | 0 | 0 | #N/A | #N/A | 0 | #N/A | #N/A | #N/A | #N/A
5 | 26 | 11 | 3 | #N/A | #N/A | 1 | 0 | 0 | 0 | 0 | 0 | 0 | #N/A | #N/A | 0 | 0 | 0 | 0 | 0 | #N/A | #N/A | 0 | #N/A | #N/A | #N/A | #N/A
5 | 26 | 12 | 3 | #N/A | #N/A | 1 | 0 | 0 | 0 | 0 | 0 | 0 | #N/A | #N/A | 0 | 0 | 0 | 0 | 0 | #N/A | #N/A | 0 | #N/A | #N/A | #N/A | #N/A
5 | 26 | 13 | 3 | #N/A | #N/A | 1 | 0 | 0 | 0 | 0 | 0 | 0 | #N/A | #N/A | 0 | 0 | 0 | 0 | 0 | #N/A | #N/A | 0 | #N/A | #N/A | #N/A | #N/A
5 | 26 | 14 | 3 | #N/A | #N/A | 1 | 0 | 0 | 0 | 0 | 0 | 0 | #N/A | #N/A | 0 | 0 | 0 | 0 | 0 | #N/A | #N/A | 0 | #N/A | #N/A | #N/A | #N/A
5 | 26 | 15 | 3 | #N/A | #N/A | 1 | 0 | 0 | 0 | 0 | 0 | 0 | #N/A | #N/A | 0 | 0 | 0 | 0 | 0 | #N/A | #N/A | 0 | #N/A | #N/A | #N/A | #N/A
5 | 26 | 16 | 3 | #N/A | #N/A | 1 | 0 | 0 | 0 | 0 | 0 | 0 | #N/A | #N/A | 0 | 0 | 0 | 0 | 0 | #N/A | #N/A | 0 | #N/A | #N/A | #N/A | #N/A
5 | 26 | 17 | 3 | #N/A | #N/A | 1 | 1 | 0 | 0 | 0 | 0 | 0 | #N/A | #N/A | 0 | 0 | 0 | 0 | 0 | #N/A | #N/A | 0 | #N/A | #N/A | #N/A | #N/A
5 | 26 | 18 | 3 | #N/A | #N/A | 1 | 1 | 0 | 0 | 0 | 0 | 0 | #N/A | #N/A | 0 | 0 | 0 | 0 | 0 | #N/A | #N/A | 0 | #N/A | #N/A | #N/A | #N/A
5 | 26 | 19 | 3 | #N/A | #N/A | 1 | 0 | 0 | 0 | 0 | 0 | 0 | #N/A | #N/A | 0 | 0 | 0 | 0 | 0 | #N/A | #N/A | 0 | #N/A | #N/A | #N/A | #N/A
5 | 26 | 20 | 3 | #N/A | #N/A | 1 | 0 | 0 | 0 | 0 | 0 | 0 | #N/A | #N/A | 0 | 0 | 0 | 0 | 0 | #N/A | #N/A | 0 | #N/A | #N/A | #N/A | #N/A
5 | 26 | 21 | 3 | #N/A | #N/A | 1 | 0 | 0 | 0 | 0 | 0 | 0 | #N/A | #N/A | 0 | 0 | 0 | 0 | 0 | #N/A | #N/A | 0 | #N/A | #N/A | #N/A | #N/A
5 | 26 | 22 | 3 | #N/A | #N/A | 1 | 0 | 0 | 0 | 0 | 0 | 0 | #N/A | #N/A | 0 | 0 | 0 | 0 | 0 | #N/A | #N/A | 0 | #N/A | #N/A | #N/A | #N/A
5 | 26 | 23 | 3 | #N/A | #N/A | 0 | 0 | 0 | 0 | 0 | 0 | 0 | #N/A | #N/A | 0 | 0 | 0 | 0 | 0 | #N/A | #N/A | 0 | #N/A | #N/A | #N/A | #N/A
5 | 26 | 24 | 3 | #N/A | #N/A | 0 | 0 | 0 | 0 | 0 | 0 | 0 | #N/A | #N/A | 0 | 0 | 0 | 0 | 0 | #N/A | #N/A | 0 | #N/A | #N/A | #N/A | #N/A
5 | 27 | 1 | 4 | #N/A | #N/A | 0 | 0 | 0 | 0 | 0 | 0 | 0 | #N/A | #N/A | 0 | 0 | 0 | 0 | 0 | #N/A | #N/A | 0 | #N/A | #N/A | #N/A | #N/A
5 | 27 | 2 | 4 | #N/A | #N/A | 0 | 0 | 0 | 0 | 0 | 0 | 0 | #N/A | #N/A | 0 | 0 | 0 | 0 | 0 | #N/A | #N/A | 0 | #N/A | #N/A | #N/A | #N/A
5 | 27 | 3 | 4 | #N/A | #N/A | 0 | 0 | 0 | 0 | 0 | 0 | 0 | #N/A | #N/A | 0 | 0 | 0 | 0 | 0 | #N/A | #N/A | 0 | #N/A | #N/A | #N/A | #N/A
5 | 27 | 4 | 4 | #N/A | #N/A | 0 | 0 | 0 | 0 | 0 | 0 | 0 | #N/A | #N/A | 0 | 0 | 0 | 0 | 0 | #N/A | #N/A | 0 | #N/A | #N/A | #N/A | #N/A
5 | 27 | 5 | 4 | #N/A | #N/A | 0 | 0 | 0 | 0 | 0 | 0 | 0 | #N/A | #N/A | 0 | 0 | 0 | 0 | 0 | #N/A | #N/A | 0 | #N/A | #N/A | #N/A | #N/A
5 | 27 | 6 | 4 | #N/A | #N/A | 1 | 0 | 0 | 0 | 0 | 0 | 0 | #N/A | #N/A | 0 | 0 | 0 | 0 | 0 | #N/A | #N/A | 0 | #N/A | #N/A | #N/A | #N/A
5 | 27 | 7 | 4 | #N/A | #N/A | 1 | 0 | 0 | 0 | 0 | 0 | 0 | #N/A | #N/A | 0 | 0 | 0 | 0 | 0 | #N/A | #N/A | 0 | #N/A | #N/A | #N/A | #N/A
5 | 27 | 8 | 4 | #N/A | #N/A | 1 | 0 | 0 | 0 | 0 | 0 | 0 | #N/A | #N/A | 0 | 0 | 0 | 0 | 0 | #N/A | #N/A | 0 | #N/A | #N/A | #N/A | #N/A
5 | 27 | 9 | 4 | #N/A | #N/A | 1 | 0 | 0 | 0 | 0 | 0 | 0 | #N/A | #N/A | 0 | 0 | 0 | 0 | 0 | #N/A | #N/A | 0 | #N/A | #N/A | #N/A | #N/A
5 | 27 | 10 | 4 | #N/A | #N/A | 1 | 0 | 0 | 0 | 0 | 0 | 0 | #N/A | #N/A | 0 | 0 | 0 | 0 | 0 | #N/A | #N/A | 0 | #N/A | #N/A | #N/A | #N/A
5 | 27 | 11 | 4 | #N/A | #N/A | 1 | 0 | 0 | 0 | 0 | 0 | 0 | #N/A | #N/A | 0 | 0 | 0 | 0 | 0 | #N/A | #N/A | 0 | #N/A | #N/A | #N/A | #N/A
5 | 27 | 12 | 4 | #N/A | #N/A | 1 | 0 | 0 | 0 | 0 | 0 | 0 | #N/A | #N/A | 0 | 0 | 0 | 0 | 0 | #N/A | #N/A | 0 | #N/A | #N/A | #N/A | #N/A
5 | 27 | 13 | 4 | #N/A | #N/A | 1 | 0 | 0 | 0 | 0 | 0 | 0 | #N/A | #N/A | 0 | 0 | 0 | 0 | 0 | #N/A | #N/A | 0 | #N/A | #N/A | #N/A | #N/A
5 | 27 | 14 | 4 | #N/A | #N/A | 1 | 0 | 0 | 0 | 0 | 0 | 0 | #N/A | #N/A | 0 | 0 | 0 | 0 | 0 | #N/A | #N/A | 0 | #N/A | #N/A | #N/A | #N/A
5 | 27 | 15 | 4 | #N/A | #N/A | 1 | 0 | 0 | 0 | 0 | 0 | 0 | #N/A | #N/A | 0 | 0 | 0 | 0 | 0 | #N/A | #N/A | 0 | #N/A | #N/A | #N/A | #N/A
5 | 27 | 16 | 4 | #N/A | #N/A | 1 | 0 | 0 | 0 | 0 | 0 | 0 | #N/A | #N/A | 0 | 0 | 0 | 0 | 0 | #N/A | #N/A | 0 | #N/A | #N/A | #N/A | #N/A
5 | 27 | 17 | 4 | #N/A | #N/A | 1 | 1 | 0 | 0 | 0 | 0 | 0 | #N/A | #N/A | 0 | 0 | 0 | 0 | 0 | #N/A | #N/A | 0 | #N/A | #N/A | #N/A | #N/A
5 | 27 | 18 | 4 | #N/A | #N/A | 1 | 1 | 0 | 0 | 0 | 0 | 0 | #N/A | #N/A | 0 | 0 | 0 | 0 | 0 | #N/A | #N/A | 0 | #N/A | #N/A | #N/A | #N/A
5 | 27 | 19 | 4 | #N/A | #N/A | 1 | 0 | 0 | 0 | 0 | 0 | 0 | #N/A | #N/A | 0 | 0 | 0 | 0 | 0 | #N/A | #N/A | 0 | #N/A | #N/A | #N/A | #N/A
5 | 27 | 20 | 4 | #N/A | #N/A | 1 | 0 | 0 | 0 | 0 | 0 | 0 | #N/A | #N/A | 0 | 0 | 0 | 0 | 0 | #N/A | #N/A | 0 | #N/A | #N/A | #N/A | #N/A
5 | 27 | 21 | 4 | #N/A | #N/A | 1 | 0 | 0 | 0 | 0 | 0 | 0 | #N/A | #N/A | 0 | 0 | 0 | 0 | 0 | #N/A | #N/A | 0 | #N/A | #N/A | #N/A | #N/A
5 | 27 | 22 | 4 | #N/A | #N/A | 1 | 0 | 0 | 0 | 0 | 0 | 0 | #N/A | #N/A | 0 | 0 | 0 | 0 | 0 | #N/A | #N/A | 0 | #N/A | #N/A | #N/A | #N/A
5 | 27 | 23 | 4 | #N/A | #N/A | 0 | 0 | 0 | 0 | 0 | 0 | 0 | #N/A | #N/A | 0 | 0 | 0 | 0 | 0 | #N/A | #N/A | 0 | #N/A | #N/A | #N/A | #N/A
5 | 27 | 24 | 4 | #N/A | #N/A | 0 | 0 | 0 | 0 | 0 | 0 | 0 | #N/A | #N/A | 0 | 0 | 0 | 0 | 0 | #N/A | #N/A | 0 | #N/A | #N/A | #N/A | #N/A
5 | 28 | 1 | 5 | #N/A | #N/A | 0 | 0 | 0 | 0 | 0 | 0 | 0 | #N/A | #N/A | 0 | 0 | 0 | 0 | 0 | #N/A | #N/A | 0 | #N/A | #N/A | #N/A | #N/A
5 | 28 | 2 | 5 | #N/A | #N/A | 0 | 0 | 0 | 0 | 0 | 0 | 0 | #N/A | #N/A | 0 | 0 | 0 | 0 | 0 | #N/A | #N/A | 0 | #N/A | #N/A | #N/A | #N/A
5 | 28 | 3 | 5 | #N/A | #N/A | 0 | 0 | 0 | 0 | 0 | 0 | 0 | #N/A | #N/A | 0 | 0 | 0 | 0 | 0 | #N/A | #N/A | 0 | #N/A | #N/A | #N/A | #N/A
5 | 28 | 4 | 5 | #N/A | #N/A | 0 | 0 | 0 | 0 | 0 | 0 | 0 | #N/A | #N/A | 0 | 0 | 0 | 0 | 0 | #N/A | #N/A | 0 | #N/A | #N/A | #N/A | #N/A
5 | 28 | 5 | 5 | #N/A | #N/A | 0 | 0 | 0 | 0 | 0 | 0 | 0 | #N/A | #N/A | 0 | 0 | 0 | 0 | 0 | #N/A | #N/A | 0 | #N/A | #N/A | #N/A | #N/A
5 | 28 | 6 | 5 | #N/A | #N/A | 1 | 0 | 0 | 0 | 0 | 0 | 0 | #N/A | #N/A | 0 | 0 | 0 | 0 | 0 | #N/A | #N/A | 0 | #N/A | #N/A | #N/A | #N/A
5 | 28 | 7 | 5 | #N/A | #N/A | 1 | 0 | 0 | 0 | 0 | 0 | 0 | #N/A | #N/A | 0 | 0 | 0 | 0 | 0 | #N/A | #N/A | 0 | #N/A | #N/A | #N/A | #N/A
5 | 28 | 8 | 5 | #N/A | #N/A | 1 | 0 | 0 | 0 | 0 | 0 | 0 | #N/A | #N/A | 0 | 0 | 0 | 0 | 0 | #N/A | #N/A | 0 | #N/A | #N/A | #N/A | #N/A
5 | 28 | 9 | 5 | #N/A | #N/A | 1 | 0 | 0 | 0 | 0 | 0 | 0 | #N/A | #N/A | 0 | 0 | 0 | 0 | 0 | #N/A | #N/A | 0 | #N/A | #N/A | #N/A | #N/A
5 | 28 | 10 | 5 | #N/A | #N/A | 1 | 0 | 0 | 0 | 0 | 0 | 0 | #N/A | #N/A | 0 | 0 | 0 | 0 | 0 | #N/A | #N/A | 0 | #N/A | #N/A | #N/A | #N/A
5 | 28 | 11 | 5 | #N/A | #N/A | 1 | 0 | 0 | 0 | 0 | 0 | 0 | #N/A | #N/A | 0 | 0 | 0 | 0 | 0 | #N/A | #N/A | 0 | #N/A | #N/A | #N/A | #N/A
5 | 28 | 12 | 5 | #N/A | #N/A | 1 | 0 | 0 | 0 | 0 | 0 | 0 | #N/A | #N/A | 0 | 0 | 0 | 0 | 0 | #N/A | #N/A | 0 | #N/A | #N/A | #N/A | #N/A
5 | 28 | 13 | 5 | #N/A | #N/A | 1 | 0 | 0 | 0 | 0 | 0 | 0 | #N/A | #N/A | 0 | 0 | 0 | 0 | 0 | #N/A | #N/A | 0 | #N/A | #N/A | #N/A | #N/A
5 | 28 | 14 | 5 | #N/A | #N/A | 1 | 0 | 0 | 0 | 0 | 0 | 0 | #N/A | #N/A | 0 | 0 | 0 | 0 | 0 | #N/A | #N/A | 0 | #N/A | #N/A | #N/A | #N/A
5 | 28 | 15 | 5 | #N/A | #N/A | 1 | 0 | 0 | 0 | 0 | 0 | 0 | #N/A | #N/A | 0 | 0 | 0 | 0 | 0 | #N/A | #N/A | 0 | #N/A | #N/A | #N/A | #N/A
5 | 28 | 16 | 5 | #N/A | #N/A | 1 | 0 | 0 | 0 | 0 | 0 | 0 | #N/A | #N/A | 0 | 0 | 0 | 0 | 0 | #N/A | #N/A | 0 | #N/A | #N/A | #N/A | #N/A
5 | 28 | 17 | 5 | #N/A | #N/A | 1 | 1 | 0 | 0 | 0 | 0 | 0 | #N/A | #N/A | 0 | 0 | 0 | 0 | 0 | #N/A | #N/A | 0 | #N/A | #N/A | #N/A | #N/A
5 | 28 | 18 | 5 | #N/A | #N/A | 1 | 1 | 0 | 0 | 0 | 0 | 0 | #N/A | #N/A | 0 | 0 | 0 | 0 | 0 | #N/A | #N/A | 0 | #N/A | #N/A | #N/A | #N/A
5 | 28 | 19 | 5 | #N/A | #N/A | 1 | 0 | 0 | 0 | 0 | 0 | 0 | #N/A | #N/A | 0 | 0 | 0 | 0 | 0 | #N/A | #N/A | 0 | #N/A | #N/A | #N/A | #N/A
5 | 28 | 20 | 5 | #N/A | #N/A | 1 | 0 | 0 | 0 | 0 | 0 | 0 | #N/A | #N/A | 0 | 0 | 0 | 0 | 0 | #N/A | #N/A | 0 | #N/A | #N/A | #N/A | #N/A
5 | 28 | 21 | 5 | #N/A | #N/A | 1 | 0 | 0 | 0 | 0 | 0 | 0 | #N/A | #N/A | 0 | 0 | 0 | 0 | 0 | #N/A | #N/A | 0 | #N/A | #N/A | #N/A | #N/A
5 | 28 | 22 | 5 | #N/A | #N/A | 1 | 0 | 0 | 0 | 0 | 0 | 0 | #N/A | #N/A | 0 | 0 | 0 | 0 | 0 | #N/A | #N/A | 0 | #N/A | #N/A | #N/A | #N/A
5 | 28 | 23 | 5 | #N/A | #N/A | 0 | 0 | 0 | 0 | 0 | 0 | 0 | #N/A | #N/A | 0 | 0 | 0 | 0 | 0 | #N/A | #N/A | 0 | #N/A | #N/A | #N/A | #N/A
5 | 28 | 24 | 5 | #N/A | #N/A | 0 | 0 | 0 | 0 | 0 | 0 | 0 | #N/A | #N/A | 0 | 0 | 0 | 0 | 0 | #N/A | #N/A | 0 | #N/A | #N/A | #N/A | #N/A
5 | 29 | 1 | 6 | #N/A | #N/A | 0 | 0 | 0 | 0 | 0 | 0 | 0 | #N/A | #N/A | 0 | 0 | 0 | 0 | 0 | #N/A | #N/A | 0 | #N/A | #N/A | #N/A | #N/A
5 | 29 | 2 | 6 | #N/A | #N/A | 0 | 0 | 0 | 0 | 0 | 0 | 0 | #N/A | #N/A | 0 | 0 | 0 | 0 | 0 | #N/A | #N/A | 0 | #N/A | #N/A | #N/A | #N/A
5 | 29 | 3 | 6 | #N/A | #N/A | 0 | 0 | 0 | 0 | 0 | 0 | 0 | #N/A | #N/A | 0 | 0 | 0 | 0 | 0 | #N/A | #N/A | 0 | #N/A | #N/A | #N/A | #N/A
5 | 29 | 4 | 6 | #N/A | #N/A | 0 | 0 | 0 | 0 | 0 | 0 | 0 | #N/A | #N/A | 0 | 0 | 0 | 0 | 0 | #N/A | #N/A | 0 | #N/A | #N/A | #N/A | #N/A
5 | 29 | 5 | 6 | #N/A | #N/A | 0 | 0 | 0 | 0 | 0 | 0 | 0 | #N/A | #N/A | 0 | 0 | 0 | 0 | 0 | #N/A | #N/A | 0 | #N/A | #N/A | #N/A | #N/A
5 | 29 | 6 | 6 | #N/A | #N/A | 0 | 0 | 0 | 0 | 0 | 0 | 0 | #N/A | #N/A | 0 | 0 | 0 | 0 | 0 | #N/A | #N/A | 0 | #N/A | #N/A | #N/A | #N/A
5 | 29 | 7 | 6 | #N/A | #N/A | 0 | 0 | 0 | 0 | 0 | 0 | 0 | #N/A | #N/A | 0 | 0 | 0 | 0 | 0 | #N/A | #N/A | 0 | #N/A | #N/A | #N/A | #N/A
5 | 29 | 8 | 6 | #N/A | #N/A | 0 | 0 | 0 | 0 | 0 | 0 | 0 | #N/A | #N/A | 0 | 0 | 0 | 0 | 0 | #N/A | #N/A | 0 | #N/A | #N/A | #N/A | #N/A
5 | 29 | 9 | 6 | #N/A | #N/A | 0 | 0 | 0 | 0 | 0 | 0 | 0 | #N/A | #N/A | 0 | 0 | 0 | 0 | 0 | #N/A | #N/A | 0 | #N/A | #N/A | #N/A | #N/A
5 | 29 | 10 | 6 | #N/A | #N/A | 0 | 0 | 0 | 0 | 0 | 0 | 0 | #N/A | #N/A | 0 | 0 | 0 | 0 | 0 | #N/A | #N/A | 0 | #N/A | #N/A | #N/A | #N/A
5 | 29 | 11 | 6 | #N/A | #N/A | 0 | 0 | 0 | 0 | 0 | 0 | 0 | #N/A | #N/A | 0 | 0 | 0 | 0 | 0 | #N/A | #N/A | 0 | #N/A | #N/A | #N/A | #N/A
5 | 29 | 12 | 6 | #N/A | #N/A | 0 | 0 | 0 | 0 | 0 | 0 | 0 | #N/A | #N/A | 0 | 0 | 0 | 0 | 0 | #N/A | #N/A | 0 | #N/A | #N/A | #N/A | #N/A
5 | 29 | 13 | 6 | #N/A | #N/A | 0 | 0 | 0 | 0 | 0 | 0 | 0 | #N/A | #N/A | 0 | 0 | 0 | 0 | 0 | #N/A | #N/A | 0 | #N/A | #N/A | #N/A | #N/A
5 | 29 | 14 | 6 | #N/A | #N/A | 0 | 0 | 0 | 0 | 0 | 0 | 0 | #N/A | #N/A | 0 | 0 | 0 | 0 | 0 | #N/A | #N/A | 0 | #N/A | #N/A | #N/A | #N/A
5 | 29 | 15 | 6 | #N/A | #N/A | 0 | 0 | 0 | 0 | 0 | 0 | 0 | #N/A | #N/A | 0 | 0 | 0 | 0 | 0 | #N/A | #N/A | 0 | #N/A | #N/A | #N/A | #N/A
5 | 29 | 16 | 6 | #N/A | #N/A | 0 | 0 | 0 | 0 | 0 | 0 | 0 | #N/A | #N/A | 0 | 0 | 0 | 0 | 0 | #N/A | #N/A | 0 | #N/A | #N/A | #N/A | #N/A
5 | 29 | 17 | 6 | #N/A | #N/A | 0 | 0 | 0 | 0 | 0 | 0 | 0 | #N/A | #N/A | 0 | 0 | 0 | 0 | 0 | #N/A | #N/A | 0 | #N/A | #N/A | #N/A | #N/A
5 | 29 | 18 | 6 | #N/A | #N/A | 0 | 0 | 0 | 0 | 0 | 0 | 0 | #N/A | #N/A | 0 | 0 | 0 | 0 | 0 | #N/A | #N/A | 0 | #N/A | #N/A | #N/A | #N/A
5 | 29 | 19 | 6 | #N/A | #N/A | 0 | 0 | 0 | 0 | 0 | 0 | 0 | #N/A | #N/A | 0 | 0 | 0 | 0 | 0 | #N/A | #N/A | 0 | #N/A | #N/A | #N/A | #N/A
5 | 29 | 20 | 6 | #N/A | #N/A | 0 | 0 | 0 | 0 | 0 | 0 | 0 | #N/A | #N/A | 0 | 0 | 0 | 0 | 0 | #N/A | #N/A | 0 | #N/A | #N/A | #N/A | #N/A
5 | 29 | 21 | 6 | #N/A | #N/A | 0 | 0 | 0 | 0 | 0 | 0 | 0 | #N/A | #N/A | 0 | 0 | 0 | 0 | 0 | #N/A | #N/A | 0 | #N/A | #N/A | #N/A | #N/A
5 | 29 | 22 | 6 | #N/A | #N/A | 0 | 0 | 0 | 0 | 0 | 0 | 0 | #N/A | #N/A | 0 | 0 | 0 | 0 | 0 | #N/A | #N/A | 0 | #N/A | #N/A | #N/A | #N/A
5 | 29 | 23 | 6 | #N/A | #N/A | 0 | 0 | 0 | 0 | 0 | 0 | 0 | #N/A | #N/A | 0 | 0 | 0 | 0 | 0 | #N/A | #N/A | 0 | #N/A | #N/A | #N/A | #N/A
5 | 29 | 24 | 6 | #N/A | #N/A | 0 | 0 | 0 | 0 | 0 | 0 | 0 | #N/A | #N/A | 0 | 0 | 0 | 0 | 0 | #N/A | #N/A | 0 | #N/A | #N/A | #N/A | #N/A
5 | 30 | 1 | 7 | #N/A | #N/A | 0 | 0 | 0 | 0 | 0 | 0 | 0 | #N/A | #N/A | 0 | 0 | 0 | 0 | 0 | #N/A | #N/A | 0 | #N/A | #N/A | #N/A | #N/A
5 | 30 | 2 | 7 | #N/A | #N/A | 0 | 0 | 0 | 0 | 0 | 0 | 0 | #N/A | #N/A | 0 | 0 | 0 | 0 | 0 | #N/A | #N/A | 0 | #N/A | #N/A | #N/A | #N/A
5 | 30 | 3 | 7 | #N/A | #N/A | 0 | 0 | 0 | 0 | 0 | 0 | 0 | #N/A | #N/A | 0 | 0 | 0 | 0 | 0 | #N/A | #N/A | 0 | #N/A | #N/A | #N/A | #N/A
5 | 30 | 4 | 7 | #N/A | #N/A | 0 | 0 | 0 | 0 | 0 | 0 | 0 | #N/A | #N/A | 0 | 0 | 0 | 0 | 0 | #N/A | #N/A | 0 | #N/A | #N/A | #N/A | #N/A
5 | 30 | 5 | 7 | #N/A | #N/A | 0 | 0 | 0 | 0 | 0 | 0 | 0 | #N/A | #N/A | 0 | 0 | 0 | 0 | 0 | #N/A | #N/A | 0 | #N/A | #N/A | #N/A | #N/A
5 | 30 | 6 | 7 | #N/A | #N/A | 0 | 0 | 0 | 0 | 0 | 0 | 0 | #N/A | #N/A | 0 | 0 | 0 | 0 | 0 | #N/A | #N/A | 0 | #N/A | #N/A | #N/A | #N/A
5 | 30 | 7 | 7 | #N/A | #N/A | 0 | 0 | 0 | 0 | 0 | 0 | 0 | #N/A | #N/A | 0 | 0 | 0 | 0 | 0 | #N/A | #N/A | 0 | #N/A | #N/A | #N/A | #N/A
5 | 30 | 8 | 7 | #N/A | #N/A | 0 | 0 | 0 | 0 | 0 | 0 | 0 | #N/A | #N/A | 0 | 0 | 0 | 0 | 0 | #N/A | #N/A | 0 | #N/A | #N/A | #N/A | #N/A
5 | 30 | 9 | 7 | #N/A | #N/A | 0 | 0 | 0 | 0 | 0 | 0 | 0 | #N/A | #N/A | 0 | 0 | 0 | 0 | 0 | #N/A | #N/A | 0 | #N/A | #N/A | #N/A | #N/A
5 | 30 | 10 | 7 | #N/A | #N/A | 0 | 0 | 0 | 0 | 0 | 0 | 0 | #N/A | #N/A | 0 | 0 | 0 | 0 | 0 | #N/A | #N/A | 0 | #N/A | #N/A | #N/A | #N/A
5 | 30 | 11 | 7 | #N/A | #N/A | 0 | 0 | 0 | 0 | 0 | 0 | 0 | #N/A | #N/A | 0 | 0 | 0 | 0 | 0 | #N/A | #N/A | 0 | #N/A | #N/A | #N/A | #N/A
5 | 30 | 12 | 7 | #N/A | #N/A | 0 | 0 | 0 | 0 | 0 | 0 | 0 | #N/A | #N/A | 0 | 0 | 0 | 0 | 0 | #N/A | #N/A | 0 | #N/A | #N/A | #N/A | #N/A
5 | 30 | 13 | 7 | #N/A | #N/A | 0 | 0 | 0 | 0 | 0 | 0 | 0 | #N/A | #N/A | 0 | 0 | 0 | 0 | 0 | #N/A | #N/A | 0 | #N/A | #N/A | #N/A | #N/A
5 | 30 | 14 | 7 | #N/A | #N/A | 0 | 0 | 0 | 0 | 0 | 0 | 0 | #N/A | #N/A | 0 | 0 | 0 | 0 | 0 | #N/A | #N/A | 0 | #N/A | #N/A | #N/A | #N/A
5 | 30 | 15 | 7 | #N/A | #N/A | 0 | 0 | 0 | 0 | 0 | 0 | 0 | #N/A | #N/A | 0 | 0 | 0 | 0 | 0 | #N/A | #N/A | 0 | #N/A | #N/A | #N/A | #N/A
5 | 30 | 16 | 7 | #N/A | #N/A | 0 | 0 | 0 | 0 | 0 | 0 | 0 | #N/A | #N/A | 0 | 0 | 0 | 0 | 0 | #N/A | #N/A | 0 | #N/A | #N/A | #N/A | #N/A
5 | 30 | 17 | 7 | #N/A | #N/A | 0 | 0 | 0 | 0 | 0 | 0 | 0 | #N/A | #N/A | 0 | 0 | 0 | 0 | 0 | #N/A | #N/A | 0 | #N/A | #N/A | #N/A | #N/A
5 | 30 | 18 | 7 | #N/A | #N/A | 0 | 0 | 0 | 0 | 0 | 0 | 0 | #N/A | #N/A | 0 | 0 | 0 | 0 | 0 | #N/A | #N/A | 0 | #N/A | #N/A | #N/A | #N/A
5 | 30 | 19 | 7 | #N/A | #N/A | 0 | 0 | 0 | 0 | 0 | 0 | 0 | #N/A | #N/A | 0 | 0 | 0 | 0 | 0 | #N/A | #N/A | 0 | #N/A | #N/A | #N/A | #N/A
5 | 30 | 20 | 7 | #N/A | #N/A | 0 | 0 | 0 | 0 | 0 | 0 | 0 | #N/A | #N/A | 0 | 0 | 0 | 0 | 0 | #N/A | #N/A | 0 | #N/A | #N/A | #N/A | #N/A
5 | 30 | 21 | 7 | #N/A | #N/A | 0 | 0 | 0 | 0 | 0 | 0 | 0 | #N/A | #N/A | 0 | 0 | 0 | 0 | 0 | #N/A | #N/A | 0 | #N/A | #N/A | #N/A | #N/A
5 | 30 | 22 | 7 | #N/A | #N/A | 0 | 0 | 0 | 0 | 0 | 0 | 0 | #N/A | #N/A | 0 | 0 | 0 | 0 | 0 | #N/A | #N/A | 0 | #N/A | #N/A | #N/A | #N/A
5 | 30 | 23 | 7 | #N/A | #N/A | 0 | 0 | 0 | 0 | 0 | 0 | 0 | #N/A | #N/A | 0 | 0 | 0 | 0 | 0 | #N/A | #N/A | 0 | #N/A | #N/A | #N/A | #N/A
5 | 30 | 24 | 7 | #N/A | #N/A | 0 | 0 | 0 | 0 | 0 | 0 | 0 | #N/A | #N/A | 0 | 0 | 0 | 0 | 0 | #N/A | #N/A | 0 | #N/A | #N/A | #N/A | #N/A
5 | 31 | 1 | 8 | #N/A | #N/A | 0 | 0 | 0 | 0 | 0 | 0 | 0 | #N/A | #N/A | 0 | 0 | 0 | 0 | 0 | #N/A | #N/A | 0 | #N/A | #N/A | #N/A | #N/A
5 | 31 | 2 | 8 | #N/A | #N/A | 0 | 0 | 0 | 0 | 0 | 0 | 0 | #N/A | #N/A | 0 | 0 | 0 | 0 | 0 | #N/A | #N/A | 0 | #N/A | #N/A | #N/A | #N/A
5 | 31 | 3 | 8 | #N/A | #N/A | 0 | 0 | 0 | 0 | 0 | 0 | 0 | #N/A | #N/A | 0 | 0 | 0 | 0 | 0 | #N/A | #N/A | 0 | #N/A | #N/A | #N/A | #N/A
5 | 31 | 4 | 8 | #N/A | #N/A | 0 | 0 | 0 | 0 | 0 | 0 | 0 | #N/A | #N/A | 0 | 0 | 0 | 0 | 0 | #N/A | #N/A | 0 | #N/A | #N/A | #N/A | #N/A
5 | 31 | 5 | 8 | #N/A | #N/A | 0 | 0 | 0 | 0 | 0 | 0 | 0 | #N/A | #N/A | 0 | 0 | 0 | 0 | 0 | #N/A | #N/A | 0 | #N/A | #N/A | #N/A | #N/A
5 | 31 | 6 | 8 | #N/A | #N/A | 0 | 0 | 0 | 0 | 0 | 0 | 0 | #N/A | #N/A | 0 | 0 | 0 | 0 | 0 | #N/A | #N/A | 0 | #N/A | #N/A | #N/A | #N/A
5 | 31 | 7 | 8 | #N/A | #N/A | 0 | 0 | 0 | 0 | 0 | 0 | 0 | #N/A | #N/A | 0 | 0 | 0 | 0 | 0 | #N/A | #N/A | 0 | #N/A | #N/A | #N/A | #N/A
5 | 31 | 8 | 8 | #N/A | #N/A | 0 | 0 | 0 | 0 | 0 | 0 | 0 | #N/A | #N/A | 0 | 0 | 0 | 0 | 0 | #N/A | #N/A | 0 | #N/A | #N/A | #N/A | #N/A
5 | 31 | 9 | 8 | #N/A | #N/A | 0 | 0 | 0 | 0 | 0 | 0 | 0 | #N/A | #N/A | 0 | 0 | 0 | 0 | 0 | #N/A | #N/A | 0 | #N/A | #N/A | #N/A | #N/A
5 | 31 | 10 | 8 | #N/A | #N/A | 0 | 0 | 0 | 0 | 0 | 0 | 0 | #N/A | #N/A | 0 | 0 | 0 | 0 | 0 | #N/A | #N/A | 0 | #N/A | #N/A | #N/A | #N/A
5 | 31 | 11 | 8 | #N/A | #N/A | 0 | 0 | 0 | 0 | 0 | 0 | 0 | #N/A | #N/A | 0 | 0 | 0 | 0 | 0 | #N/A | #N/A | 0 | #N/A | #N/A | #N/A | #N/A
5 | 31 | 12 | 8 | #N/A | #N/A | 0 | 0 | 0 | 0 | 0 | 0 | 0 | #N/A | #N/A | 0 | 0 | 0 | 0 | 0 | #N/A | #N/A | 0 | #N/A | #N/A | #N/A | #N/A
5 | 31 | 13 | 8 | #N/A | #N/A | 0 | 0 | 0 | 0 | 0 | 0 | 0 | #N/A | #N/A | 0 | 0 | 0 | 0 | 0 | #N/A | #N/A | 0 | #N/A | #N/A | #N/A | #N/A
5 | 31 | 14 | 8 | #N/A | #N/A | 0 | 0 | 0 | 0 | 0 | 0 | 0 | #N/A | #N/A | 0 | 0 | 0 | 0 | 0 | #N/A | #N/A | 0 | #N/A | #N/A | #N/A | #N/A
5 | 31 | 15 | 8 | #N/A | #N/A | 0 | 0 | 0 | 0 | 0 | 0 | 0 | #N/A | #N/A | 0 | 0 | 0 | 0 | 0 | #N/A | #N/A | 0 | #N/A | #N/A | #N/A | #N/A
5 | 31 | 16 | 8 | #N/A | #N/A | 0 | 0 | 0 | 0 | 0 | 0 | 0 | #N/A | #N/A | 0 | 0 | 0 | 0 | 0 | #N/A | #N/A | 0 | #N/A | #N/A | #N/A | #N/A
5 | 31 | 17 | 8 | #N/A | #N/A | 0 | 0 | 0 | 0 | 0 | 0 | 0 | #N/A | #N/A | 0 | 0 | 0 | 0 | 0 | #N/A | #N/A | 0 | #N/A | #N/A | #N/A | #N/A
5 | 31 | 18 | 8 | #N/A | #N/A | 0 | 0 | 0 | 0 | 0 | 0 | 0 | #N/A | #N/A | 0 | 0 | 0 | 0 | 0 | #N/A | #N/A | 0 | #N/A | #N/A | #N/A | #N/A
5 | 31 | 19 | 8 | #N/A | #N/A | 0 | 0 | 0 | 0 | 0 | 0 | 0 | #N/A | #N/A | 0 | 0 | 0 | 0 | 0 | #N/A | #N/A | 0 | #N/A | #N/A | #N/A | #N/A
5 | 31 | 20 | 8 | #N/A | #N/A | 0 | 0 | 0 | 0 | 0 | 0 | 0 | #N/A | #N/A | 0 | 0 | 0 | 0 | 0 | #N/A | #N/A | 0 | #N/A | #N/A | #N/A | #N/A
5 | 31 | 21 | 8 | #N/A | #N/A | 0 | 0 | 0 | 0 | 0 | 0 | 0 | #N/A | #N/A | 0 | 0 | 0 | 0 | 0 | #N/A | #N/A | 0 | #N/A | #N/A | #N/A | #N/A
5 | 31 | 22 | 8 | #N/A | #N/A | 0 | 0 | 0 | 0 | 0 | 0 | 0 | #N/A | #N/A | 0 | 0 | 0 | 0 | 0 | #N/A | #N/A | 0 | #N/A | #N/A | #N/A | #N/A
5 | 31 | 23 | 8 | #N/A | #N/A | 0 | 0 | 0 | 0 | 0 | 0 | 0 | #N/A | #N/A | 0 | 0 | 0 | 0 | 0 | #N/A | #N/A | 0 | #N/A | #N/A | #N/A | #N/A
5 | 31 | 24 | 8 | #N/A | #N/A | 0 | 0 | 0 | 0 | 0 | 0 | 0 | #N/A | #N/A | 0 | 0 | 0 | 0 | 0 | #N/A | #N/A | 0 | #N/A | #N/A | #N/A | #N/A
6 | 1 | 1 | 2 | #N/A | #N/A | 0 | 0 | 0 | 0 | 0 | 0 | 0 | #N/A | #N/A | 0 | 0 | 0 | 0 | 0 | #N/A | #N/A | 0 | #N/A | #N/A | #N/A | #N/A
6 | 1 | 2 | 2 | #N/A | #N/A | 0 | 0 | 0 | 0 | 0 | 0 | 0 | #N/A | #N/A | 0 | 0 | 0 | 0 | 0 | #N/A | #N/A | 0 | #N/A | #N/A | #N/A | #N/A
6 | 1 | 3 | 2 | #N/A | #N/A | 0 | 0 | 0 | 0 | 0 | 0 | 0 | #N/A | #N/A | 0 | 0 | 0 | 0 | 0 | #N/A | #N/A | 0 | #N/A | #N/A | #N/A | #N/A
6 | 1 | 4 | 2 | #N/A | #N/A | 0 | 0 | 0 | 0 | 0 | 0 | 0 | #N/A | #N/A | 0 | 0 | 0 | 0 | 0 | #N/A | #N/A | 0 | #N/A | #N/A | #N/A | #N/A
6 | 1 | 5 | 2 | #N/A | #N/A | 0 | 0 | 0 | 0 | 0 | 0 | 0 | #N/A | #N/A | 0 | 0 | 0 | 0 | 0 | #N/A | #N/A | 0 | #N/A | #N/A | #N/A | #N/A
6 | 1 | 6 | 2 | #N/A | #N/A | 1 | 0 | 0 | 0 | 0 | 0 | 0 | #N/A | #N/A | 0 | 0 | 0 | 0 | 0 | #N/A | #N/A | 0 | #N/A | #N/A | #N/A | #N/A
6 | 1 | 7 | 2 | #N/A | #N/A | 1 | 0 | 0 | 0 | 0 | 0 | 0 | #N/A | #N/A | 0 | 0 | 0 | 0 | 0 | #N/A | #N/A | 0 | #N/A | #N/A | #N/A | #N/A
6 | 1 | 8 | 2 | #N/A | #N/A | 1 | 0 | 0 | 0 | 0 | 0 | 0 | #N/A | #N/A | 0 | 0 | 0 | 0 | 0 | #N/A | #N/A | 0 | #N/A | #N/A | #N/A | #N/A
6 | 1 | 9 | 2 | #N/A | #N/A | 1 | 0 | 0 | 0 | 0 | 0 | 0 | #N/A | #N/A | 0 | 0 | 0 | 0 | 0 | #N/A | #N/A | 0 | #N/A | #N/A | #N/A | #N/A
6 | 1 | 10 | 2 | #N/A | #N/A | 1 | 0 | 0 | 0 | 0 | 0 | 0 | #N/A | #N/A | 0 | 0 | 0 | 0 | 0 | #N/A | #N/A | 0 | #N/A | #N/A | #N/A | #N/A
6 | 1 | 11 | 2 | #N/A | #N/A | 1 | 0 | 0 | 0 | 0 | 0 | 0 | #N/A | #N/A | 0 | 0 | 0 | 0 | 0 | #N/A | #N/A | 0 | #N/A | #N/A | #N/A | #N/A
6 | 1 | 12 | 2 | #N/A | #N/A | 1 | 0 | 0 | 0 | 0 | 0 | 0 | #N/A | #N/A | 0 | 0 | 0 | 0 | 0 | #N/A | #N/A | 0 | #N/A | #N/A | #N/A | #N/A
6 | 1 | 13 | 2 | #N/A | #N/A | 1 | 1 | 0 | 0 | 0 | 0 | 0 | #N/A | #N/A | 0 | 0 | 0 | 0 | 0 | #N/A | #N/A | 0 | #N/A | #N/A | #N/A | #N/A
6 | 1 | 14 | 2 | #N/A | #N/A | 1 | 1 | 0 | 0 | 0 | 0 | 0 | #N/A | #N/A | 0 | 0 | 0 | 0 | 0 | #N/A | #N/A | 0 | #N/A | #N/A | #N/A | #N/A
6 | 1 | 15 | 2 | #N/A | #N/A | 1 | 1 | 0 | 0 | 0 | 0 | 0 | #N/A | #N/A | 0 | 0 | 0 | 0 | 0 | #N/A | #N/A | 0 | #N/A | #N/A | #N/A | #N/A
6 | 1 | 16 | 2 | #N/A | #N/A | 1 | 1 | 0 | 0 | 0 | 0 | 0 | #N/A | #N/A | 0 | 0 | 0 | 0 | 0 | #N/A | #N/A | 0 | #N/A | #N/A | #N/A | #N/A
6 | 1 | 17 | 2 | #N/A | #N/A | 1 | 0 | 0 | 0 | 0 | 0 | 0 | #N/A | #N/A | 0 | 0 | 0 | 0 | 0 | #N/A | #N/A | 0 | #N/A | #N/A | #N/A | #N/A
6 | 1 | 18 | 2 | #N/A | #N/A | 1 | 0 | 0 | 0 | 0 | 0 | 0 | #N/A | #N/A | 0 | 0 | 0 | 0 | 0 | #N/A | #N/A | 0 | #N/A | #N/A | #N/A | #N/A
6 | 1 | 19 | 2 | #N/A | #N/A | 1 | 0 | 0 | 0 | 0 | 0 | 0 | #N/A | #N/A | 0 | 0 | 0 | 0 | 0 | #N/A | #N/A | 0 | #N/A | #N/A | #N/A | #N/A
6 | 1 | 20 | 2 | #N/A | #N/A | 1 | 0 | 0 | 0 | 0 | 0 | 0 | #N/A | #N/A | 0 | 0 | 0 | 0 | 0 | #N/A | #N/A | 0 | #N/A | #N/A | #N/A | #N/A
6 | 1 | 21 | 2 | #N/A | #N/A | 1 | 0 | 0 | 0 | 0 | 0 | 0 | #N/A | #N/A | 0 | 0 | 0 | 0 | 0 | #N/A | #N/A | 0 | #N/A | #N/A | #N/A | #N/A
6 | 1 | 22 | 2 | #N/A | #N/A | 1 | 0 | 0 | 0 | 0 | 0 | 0 | #N/A | #N/A | 0 | 0 | 0 | 0 | 0 | #N/A | #N/A | 0 | #N/A | #N/A | #N/A | #N/A
6 | 1 | 23 | 2 | #N/A | #N/A | 0 | 0 | 0 | 0 | 0 | 0 | 0 | #N/A | #N/A | 0 | 0 | 0 | 0 | 0 | #N/A | #N/A | 0 | #N/A | #N/A | #N/A | #N/A
6 | 1 | 24 | 2 | #N/A | #N/A | 0 | 0 | 0 | 0 | 0 | 0 | 0 | #N/A | #N/A | 0 | 0 | 0 | 0 | 0 | #N/A | #N/A | 0 | #N/A | #N/A | #N/A | #N/A
6 | 2 | 1 | 3 | #N/A | #N/A | 0 | 0 | 0 | 0 | 0 | 0 | 0 | #N/A | #N/A | 0 | 0 | 0 | 0 | 0 | #N/A | #N/A | 0 | #N/A | #N/A | #N/A | #N/A
6 | 2 | 2 | 3 | #N/A | #N/A | 0 | 0 | 0 | 0 | 0 | 0 | 0 | #N/A | #N/A | 0 | 0 | 0 | 0 | 0 | #N/A | #N/A | 0 | #N/A | #N/A | #N/A | #N/A
6 | 2 | 3 | 3 | #N/A | #N/A | 0 | 0 | 0 | 0 | 0 | 0 | 0 | #N/A | #N/A | 0 | 0 | 0 | 0 | 0 | #N/A | #N/A | 0 | #N/A | #N/A | #N/A | #N/A
6 | 2 | 4 | 3 | #N/A | #N/A | 0 | 0 | 0 | 0 | 0 | 0 | 0 | #N/A | #N/A | 0 | 0 | 0 | 0 | 0 | #N/A | #N/A | 0 | #N/A | #N/A | #N/A | #N/A
6 | 2 | 5 | 3 | #N/A | #N/A | 0 | 0 | 0 | 0 | 0 | 0 | 0 | #N/A | #N/A | 0 | 0 | 0 | 0 | 0 | #N/A | #N/A | 0 | #N/A | #N/A | #N/A | #N/A
6 | 2 | 6 | 3 | #N/A | #N/A | 1 | 0 | 0 | 0 | 0 | 0 | 0 | #N/A | #N/A | 0 | 0 | 0 | 0 | 0 | #N/A | #N/A | 0 | #N/A | #N/A | #N/A | #N/A
6 | 2 | 7 | 3 | #N/A | #N/A | 1 | 0 | 0 | 0 | 0 | 0 | 0 | #N/A | #N/A | 0 | 0 | 0 | 0 | 0 | #N/A | #N/A | 0 | #N/A | #N/A | #N/A | #N/A
6 | 2 | 8 | 3 | #N/A | #N/A | 1 | 0 | 0 | 0 | 0 | 0 | 0 | #N/A | #N/A | 0 | 0 | 0 | 0 | 0 | #N/A | #N/A | 0 | #N/A | #N/A | #N/A | #N/A
6 | 2 | 9 | 3 | #N/A | #N/A | 1 | 0 | 0 | 0 | 0 | 0 | 0 | #N/A | #N/A | 0 | 0 | 0 | 0 | 0 | #N/A | #N/A | 0 | #N/A | #N/A | #N/A | #N/A
6 | 2 | 10 | 3 | #N/A | #N/A | 1 | 0 | 0 | 0 | 0 | 0 | 0 | #N/A | #N/A | 0 | 0 | 0 | 0 | 0 | #N/A | #N/A | 0 | #N/A | #N/A | #N/A | #N/A
6 | 2 | 11 | 3 | #N/A | #N/A | 1 | 0 | 0 | 0 | 0 | 0 | 0 | #N/A | #N/A | 0 | 0 | 0 | 0 | 0 | #N/A | #N/A | 0 | #N/A | #N/A | #N/A | #N/A
6 | 2 | 12 | 3 | #N/A | #N/A | 1 | 0 | 0 | 0 | 0 | 0 | 0 | #N/A | #N/A | 0 | 0 | 0 | 0 | 0 | #N/A | #N/A | 0 | #N/A | #N/A | #N/A | #N/A
6 | 2 | 13 | 3 | #N/A | #N/A | 1 | 1 | 0 | 0 | 0 | 0 | 0 | #N/A | #N/A | 0 | 0 | 0 | 0 | 0 | #N/A | #N/A | 0 | #N/A | #N/A | #N/A | #N/A
6 | 2 | 14 | 3 | #N/A | #N/A | 1 | 1 | 0 | 0 | 0 | 0 | 0 | #N/A | #N/A | 0 | 0 | 0 | 0 | 0 | #N/A | #N/A | 0 | #N/A | #N/A | #N/A | #N/A
6 | 2 | 15 | 3 | #N/A | #N/A | 1 | 1 | 0 | 0 | 0 | 0 | 0 | #N/A | #N/A | 0 | 0 | 0 | 0 | 0 | #N/A | #N/A | 0 | #N/A | #N/A | #N/A | #N/A
6 | 2 | 16 | 3 | #N/A | #N/A | 1 | 1 | 0 | 0 | 0 | 0 | 0 | #N/A | #N/A | 0 | 0 | 0 | 0 | 0 | #N/A | #N/A | 0 | #N/A | #N/A | #N/A | #N/A
6 | 2 | 17 | 3 | #N/A | #N/A | 1 | 0 | 0 | 0 | 0 | 0 | 0 | #N/A | #N/A | 0 | 0 | 0 | 0 | 0 | #N/A | #N/A | 0 | #N/A | #N/A | #N/A | #N/A
6 | 2 | 18 | 3 | #N/A | #N/A | 1 | 0 | 0 | 0 | 0 | 0 | 0 | #N/A | #N/A | 0 | 0 | 0 | 0 | 0 | #N/A | #N/A | 0 | #N/A | #N/A | #N/A | #N/A
6 | 2 | 19 | 3 | #N/A | #N/A | 1 | 0 | 0 | 0 | 0 | 0 | 0 | #N/A | #N/A | 0 | 0 | 0 | 0 | 0 | #N/A | #N/A | 0 | #N/A | #N/A | #N/A | #N/A
6 | 2 | 20 | 3 | #N/A | #N/A | 1 | 0 | 0 | 0 | 0 | 0 | 0 | #N/A | #N/A | 0 | 0 | 0 | 0 | 0 | #N/A | #N/A | 0 | #N/A | #N/A | #N/A | #N/A
6 | 2 | 21 | 3 | #N/A | #N/A | 1 | 0 | 0 | 0 | 0 | 0 | 0 | #N/A | #N/A | 0 | 0 | 0 | 0 | 0 | #N/A | #N/A | 0 | #N/A | #N/A | #N/A | #N/A
6 | 2 | 22 | 3 | #N/A | #N/A | 1 | 0 | 0 | 0 | 0 | 0 | 0 | #N/A | #N/A | 0 | 0 | 0 | 0 | 0 | #N/A | #N/A | 0 | #N/A | #N/A | #N/A | #N/A
6 | 2 | 23 | 3 | #N/A | #N/A | 0 | 0 | 0 | 0 | 0 | 0 | 0 | #N/A | #N/A | 0 | 0 | 0 | 0 | 0 | #N/A | #N/A | 0 | #N/A | #N/A | #N/A | #N/A
6 | 2 | 24 | 3 | #N/A | #N/A | 0 | 0 | 0 | 0 | 0 | 0 | 0 | #N/A | #N/A | 0 | 0 | 0 | 0 | 0 | #N/A | #N/A | 0 | #N/A | #N/A | #N/A | #N/A
6 | 3 | 1 | 4 | #N/A | #N/A | 0 | 0 | 0 | 0 | 0 | 0 | 0 | #N/A | #N/A | 0 | 0 | 0 | 0 | 0 | #N/A | #N/A | 0 | #N/A | #N/A | #N/A | #N/A
6 | 3 | 2 | 4 | #N/A | #N/A | 0 | 0 | 0 | 0 | 0 | 0 | 0 | #N/A | #N/A | 0 | 0 | 0 | 0 | 0 | #N/A | #N/A | 0 | #N/A | #N/A | #N/A | #N/A
6 | 3 | 3 | 4 | #N/A | #N/A | 0 | 0 | 0 | 0 | 0 | 0 | 0 | #N/A | #N/A | 0 | 0 | 0 | 0 | 0 | #N/A | #N/A | 0 | #N/A | #N/A | #N/A | #N/A
6 | 3 | 4 | 4 | #N/A | #N/A | 0 | 0 | 0 | 0 | 0 | 0 | 0 | #N/A | #N/A | 0 | 0 | 0 | 0 | 0 | #N/A | #N/A | 0 | #N/A | #N/A | #N/A | #N/A
6 | 3 | 5 | 4 | #N/A | #N/A | 0 | 0 | 0 | 0 | 0 | 0 | 0 | #N/A | #N/A | 0 | 0 | 0 | 0 | 0 | #N/A | #N/A | 0 | #N/A | #N/A | #N/A | #N/A
6 | 3 | 6 | 4 | #N/A | #N/A | 1 | 0 | 0 | 0 | 0 | 0 | 0 | #N/A | #N/A | 0 | 0 | 0 | 0 | 0 | #N/A | #N/A | 0 | #N/A | #N/A | #N/A | #N/A
6 | 3 | 7 | 4 | #N/A | #N/A | 1 | 0 | 0 | 0 | 0 | 0 | 0 | #N/A | #N/A | 0 | 0 | 0 | 0 | 0 | #N/A | #N/A | 0 | #N/A | #N/A | #N/A | #N/A
6 | 3 | 8 | 4 | #N/A | #N/A | 1 | 0 | 0 | 0 | 0 | 0 | 0 | #N/A | #N/A | 0 | 0 | 0 | 0 | 0 | #N/A | #N/A | 0 | #N/A | #N/A | #N/A | #N/A
6 | 3 | 9 | 4 | #N/A | #N/A | 1 | 0 | 0 | 0 | 0 | 0 | 0 | #N/A | #N/A | 0 | 0 | 0 | 0 | 0 | #N/A | #N/A | 0 | #N/A | #N/A | #N/A | #N/A
6 | 3 | 10 | 4 | #N/A | #N/A | 1 | 0 | 0 | 0 | 0 | 0 | 0 | #N/A | #N/A | 0 | 0 | 0 | 0 | 0 | #N/A | #N/A | 0 | #N/A | #N/A | #N/A | #N/A
6 | 3 | 11 | 4 | #N/A | #N/A | 1 | 0 | 0 | 0 | 0 | 0 | 0 | #N/A | #N/A | 0 | 0 | 0 | 0 | 0 | #N/A | #N/A | 0 | #N/A | #N/A | #N/A | #N/A
6 | 3 | 12 | 4 | #N/A | #N/A | 1 | 0 | 0 | 0 | 0 | 0 | 0 | #N/A | #N/A | 0 | 0 | 0 | 0 | 0 | #N/A | #N/A | 0 | #N/A | #N/A | #N/A | #N/A
6 | 3 | 13 | 4 | #N/A | #N/A | 1 | 1 | 0 | 0 | 0 | 0 | 0 | #N/A | #N/A | 0 | 0 | 0 | 0 | 0 | #N/A | #N/A | 0 | #N/A | #N/A | #N/A | #N/A
6 | 3 | 14 | 4 | #N/A | #N/A | 1 | 1 | 0 | 0 | 0 | 0 | 0 | #N/A | #N/A | 0 | 0 | 0 | 0 | 0 | #N/A | #N/A | 0 | #N/A | #N/A | #N/A | #N/A
6 | 3 | 15 | 4 | #N/A | #N/A | 1 | 1 | 0 | 0 | 0 | 0 | 0 | #N/A | #N/A | 0 | 0 | 0 | 0 | 0 | #N/A | #N/A | 0 | #N/A | #N/A | #N/A | #N/A
6 | 3 | 16 | 4 | #N/A | #N/A | 1 | 1 | 0 | 0 | 0 | 0 | 0 | #N/A | #N/A | 0 | 0 | 0 | 0 | 0 | #N/A | #N/A | 0 | #N/A | #N/A | #N/A | #N/A
6 | 3 | 17 | 4 | #N/A | #N/A | 1 | 0 | 0 | 0 | 0 | 0 | 0 | #N/A | #N/A | 0 | 0 | 0 | 0 | 0 | #N/A | #N/A | 0 | #N/A | #N/A | #N/A | #N/A
6 | 3 | 18 | 4 | #N/A | #N/A | 1 | 0 | 0 | 0 | 0 | 0 | 0 | #N/A | #N/A | 0 | 0 | 0 | 0 | 0 | #N/A | #N/A | 0 | #N/A | #N/A | #N/A | #N/A
6 | 3 | 19 | 4 | #N/A | #N/A | 1 | 0 | 0 | 0 | 0 | 0 | 0 | #N/A | #N/A | 0 | 0 | 0 | 0 | 0 | #N/A | #N/A | 0 | #N/A | #N/A | #N/A | #N/A
6 | 3 | 20 | 4 | #N/A | #N/A | 1 | 0 | 0 | 0 | 0 | 0 | 0 | #N/A | #N/A | 0 | 0 | 0 | 0 | 0 | #N/A | #N/A | 0 | #N/A | #N/A | #N/A | #N/A
6 | 3 | 21 | 4 | #N/A | #N/A | 1 | 0 | 0 | 0 | 0 | 0 | 0 | #N/A | #N/A | 0 | 0 | 0 | 0 | 0 | #N/A | #N/A | 0 | #N/A | #N/A | #N/A | #N/A
6 | 3 | 22 | 4 | #N/A | #N/A | 1 | 0 | 0 | 0 | 0 | 0 | 0 | #N/A | #N/A | 0 | 0 | 0 | 0 | 0 | #N/A | #N/A | 0 | #N/A | #N/A | #N/A | #N/A
6 | 3 | 23 | 4 | #N/A | #N/A | 0 | 0 | 0 | 0 | 0 | 0 | 0 | #N/A | #N/A | 0 | 0 | 0 | 0 | 0 | #N/A | #N/A | 0 | #N/A | #N/A | #N/A | #N/A
6 | 3 | 24 | 4 | #N/A | #N/A | 0 | 0 | 0 | 0 | 0 | 0 | 0 | #N/A | #N/A | 0 | 0 | 0 | 0 | 0 | #N/A | #N/A | 0 | #N/A | #N/A | #N/A | #N/A
6 | 4 | 1 | 5 | #N/A | #N/A | 0 | 0 | 0 | 0 | 0 | 0 | 0 | #N/A | #N/A | 0 | 0 | 0 | 0 | 0 | #N/A | #N/A | 0 | #N/A | #N/A | #N/A | #N/A
6 | 4 | 2 | 5 | #N/A | #N/A | 0 | 0 | 0 | 0 | 0 | 0 | 0 | #N/A | #N/A | 0 | 0 | 0 | 0 | 0 | #N/A | #N/A | 0 | #N/A | #N/A | #N/A | #N/A
6 | 4 | 3 | 5 | #N/A | #N/A | 0 | 0 | 0 | 0 | 0 | 0 | 0 | #N/A | #N/A | 0 | 0 | 0 | 0 | 0 | #N/A | #N/A | 0 | #N/A | #N/A | #N/A | #N/A
6 | 4 | 4 | 5 | #N/A | #N/A | 0 | 0 | 0 | 0 | 0 | 0 | 0 | #N/A | #N/A | 0 | 0 | 0 | 0 | 0 | #N/A | #N/A | 0 | #N/A | #N/A | #N/A | #N/A
6 | 4 | 5 | 5 | #N/A | #N/A | 0 | 0 | 0 | 0 | 0 | 0 | 0 | #N/A | #N/A | 0 | 0 | 0 | 0 | 0 | #N/A | #N/A | 0 | #N/A | #N/A | #N/A | #N/A
6 | 4 | 6 | 5 | #N/A | #N/A | 1 | 0 | 0 | 0 | 0 | 0 | 0 | #N/A | #N/A | 0 | 0 | 0 | 0 | 0 | #N/A | #N/A | 0 | #N/A | #N/A | #N/A | #N/A
6 | 4 | 7 | 5 | #N/A | #N/A | 1 | 0 | 0 | 0 | 0 | 0 | 0 | #N/A | #N/A | 0 | 0 | 0 | 0 | 0 | #N/A | #N/A | 0 | #N/A | #N/A | #N/A | #N/A
6 | 4 | 8 | 5 | #N/A | #N/A | 1 | 0 | 0 | 0 | 0 | 0 | 0 | #N/A | #N/A | 0 | 0 | 0 | 0 | 0 | #N/A | #N/A | 0 | #N/A | #N/A | #N/A | #N/A
6 | 4 | 9 | 5 | #N/A | #N/A | 1 | 0 | 0 | 0 | 0 | 0 | 0 | #N/A | #N/A | 0 | 0 | 0 | 0 | 0 | #N/A | #N/A | 0 | #N/A | #N/A | #N/A | #N/A
6 | 4 | 10 | 5 | #N/A | #N/A | 1 | 0 | 0 | 0 | 0 | 0 | 0 | #N/A | #N/A | 0 | 0 | 0 | 0 | 0 | #N/A | #N/A | 0 | #N/A | #N/A | #N/A | #N/A
6 | 4 | 11 | 5 | #N/A | #N/A | 1 | 0 | 0 | 0 | 0 | 0 | 0 | #N/A | #N/A | 0 | 0 | 0 | 0 | 0 | #N/A | #N/A | 0 | #N/A | #N/A | #N/A | #N/A
6 | 4 | 12 | 5 | #N/A | #N/A | 1 | 0 | 0 | 0 | 0 | 0 | 0 | #N/A | #N/A | 0 | 0 | 0 | 0 | 0 | #N/A | #N/A | 0 | #N/A | #N/A | #N/A | #N/A
6 | 4 | 13 | 5 | #N/A | #N/A | 1 | 1 | 0 | 0 | 0 | 0 | 0 | #N/A | #N/A | 0 | 0 | 0 | 0 | 0 | #N/A | #N/A | 0 | #N/A | #N/A | #N/A | #N/A
6 | 4 | 14 | 5 | #N/A | #N/A | 1 | 1 | 0 | 0 | 0 | 0 | 0 | #N/A | #N/A | 0 | 0 | 0 | 0 | 0 | #N/A | #N/A | 0 | #N/A | #N/A | #N/A | #N/A
6 | 4 | 15 | 5 | #N/A | #N/A | 1 | 1 | 0 | 0 | 0 | 0 | 0 | #N/A | #N/A | 0 | 0 | 0 | 0 | 0 | #N/A | #N/A | 0 | #N/A | #N/A | #N/A | #N/A
6 | 4 | 16 | 5 | #N/A | #N/A | 1 | 1 | 0 | 0 | 0 | 0 | 0 | #N/A | #N/A | 0 | 0 | 0 | 0 | 0 | #N/A | #N/A | 0 | #N/A | #N/A | #N/A | #N/A
6 | 4 | 17 | 5 | #N/A | #N/A | 1 | 0 | 0 | 0 | 0 | 0 | 0 | #N/A | #N/A | 0 | 0 | 0 | 0 | 0 | #N/A | #N/A | 0 | #N/A | #N/A | #N/A | #N/A
6 | 4 | 18 | 5 | #N/A | #N/A | 1 | 0 | 0 | 0 | 0 | 0 | 0 | #N/A | #N/A | 0 | 0 | 0 | 0 | 0 | #N/A | #N/A | 0 | #N/A | #N/A | #N/A | #N/A
6 | 4 | 19 | 5 | #N/A | #N/A | 1 | 0 | 0 | 0 | 0 | 0 | 0 | #N/A | #N/A | 0 | 0 | 0 | 0 | 0 | #N/A | #N/A | 0 | #N/A | #N/A | #N/A | #N/A
6 | 4 | 20 | 5 | #N/A | #N/A | 1 | 0 | 0 | 0 | 0 | 0 | 0 | #N/A | #N/A | 0 | 0 | 0 | 0 | 0 | #N/A | #N/A | 0 | #N/A | #N/A | #N/A | #N/A
6 | 4 | 21 | 5 | #N/A | #N/A | 1 | 0 | 0 | 0 | 0 | 0 | 0 | #N/A | #N/A | 0 | 0 | 0 | 0 | 0 | #N/A | #N/A | 0 | #N/A | #N/A | #N/A | #N/A
6 | 4 | 22 | 5 | #N/A | #N/A | 1 | 0 | 0 | 0 | 0 | 0 | 0 | #N/A | #N/A | 0 | 0 | 0 | 0 | 0 | #N/A | #N/A | 0 | #N/A | #N/A | #N/A | #N/A
6 | 4 | 23 | 5 | #N/A | #N/A | 0 | 0 | 0 | 0 | 0 | 0 | 0 | #N/A | #N/A | 0 | 0 | 0 | 0 | 0 | #N/A | #N/A | 0 | #N/A | #N/A | #N/A | #N/A
6 | 4 | 24 | 5 | #N/A | #N/A | 0 | 0 | 0 | 0 | 0 | 0 | 0 | #N/A | #N/A | 0 | 0 | 0 | 0 | 0 | #N/A | #N/A | 0 | #N/A | #N/A | #N/A | #N/A
6 | 5 | 1 | 6 | #N/A | #N/A | 0 | 0 | 0 | 0 | 0 | 0 | 0 | #N/A | #N/A | 0 | 0 | 0 | 0 | 0 | #N/A | #N/A | 0 | #N/A | #N/A | #N/A | #N/A
6 | 5 | 2 | 6 | #N/A | #N/A | 0 | 0 | 0 | 0 | 0 | 0 | 0 | #N/A | #N/A | 0 | 0 | 0 | 0 | 0 | #N/A | #N/A | 0 | #N/A | #N/A | #N/A | #N/A
6 | 5 | 3 | 6 | #N/A | #N/A | 0 | 0 | 0 | 0 | 0 | 0 | 0 | #N/A | #N/A | 0 | 0 | 0 | 0 | 0 | #N/A | #N/A | 0 | #N/A | #N/A | #N/A | #N/A
6 | 5 | 4 | 6 | #N/A | #N/A | 0 | 0 | 0 | 0 | 0 | 0 | 0 | #N/A | #N/A | 0 | 0 | 0 | 0 | 0 | #N/A | #N/A | 0 | #N/A | #N/A | #N/A | #N/A
6 | 5 | 5 | 6 | #N/A | #N/A | 0 | 0 | 0 | 0 | 0 | 0 | 0 | #N/A | #N/A | 0 | 0 | 0 | 0 | 0 | #N/A | #N/A | 0 | #N/A | #N/A | #N/A | #N/A
6 | 5 | 6 | 6 | #N/A | #N/A | 0 | 0 | 0 | 0 | 0 | 0 | 0 | #N/A | #N/A | 0 | 0 | 0 | 0 | 0 | #N/A | #N/A | 0 | #N/A | #N/A | #N/A | #N/A
6 | 5 | 7 | 6 | #N/A | #N/A | 0 | 0 | 0 | 0 | 0 | 0 | 0 | #N/A | #N/A | 0 | 0 | 0 | 0 | 0 | #N/A | #N/A | 0 | #N/A | #N/A | #N/A | #N/A
6 | 5 | 8 | 6 | #N/A | #N/A | 0 | 0 | 0 | 0 | 0 | 0 | 0 | #N/A | #N/A | 0 | 0 | 0 | 0 | 0 | #N/A | #N/A | 0 | #N/A | #N/A | #N/A | #N/A
6 | 5 | 9 | 6 | #N/A | #N/A | 0 | 0 | 0 | 0 | 0 | 0 | 0 | #N/A | #N/A | 0 | 0 | 0 | 0 | 0 | #N/A | #N/A | 0 | #N/A | #N/A | #N/A | #N/A
6 | 5 | 10 | 6 | #N/A | #N/A | 0 | 0 | 0 | 0 | 0 | 0 | 0 | #N/A | #N/A | 0 | 0 | 0 | 0 | 0 | #N/A | #N/A | 0 | #N/A | #N/A | #N/A | #N/A
6 | 5 | 11 | 6 | #N/A | #N/A | 0 | 0 | 0 | 0 | 0 | 0 | 0 | #N/A | #N/A | 0 | 0 | 0 | 0 | 0 | #N/A | #N/A | 0 | #N/A | #N/A | #N/A | #N/A
6 | 5 | 12 | 6 | #N/A | #N/A | 0 | 0 | 0 | 0 | 0 | 0 | 0 | #N/A | #N/A | 0 | 0 | 0 | 0 | 0 | #N/A | #N/A | 0 | #N/A | #N/A | #N/A | #N/A
6 | 5 | 13 | 6 | #N/A | #N/A | 0 | 0 | 0 | 0 | 0 | 0 | 0 | #N/A | #N/A | 0 | 0 | 0 | 0 | 0 | #N/A | #N/A | 0 | #N/A | #N/A | #N/A | #N/A
6 | 5 | 14 | 6 | #N/A | #N/A | 0 | 0 | 0 | 0 | 0 | 0 | 0 | #N/A | #N/A | 0 | 0 | 0 | 0 | 0 | #N/A | #N/A | 0 | #N/A | #N/A | #N/A | #N/A
6 | 5 | 15 | 6 | #N/A | #N/A | 0 | 0 | 0 | 0 | 0 | 0 | 0 | #N/A | #N/A | 0 | 0 | 0 | 0 | 0 | #N/A | #N/A | 0 | #N/A | #N/A | #N/A | #N/A
6 | 5 | 16 | 6 | #N/A | #N/A | 0 | 0 | 0 | 0 | 0 | 0 | 0 | #N/A | #N/A | 0 | 0 | 0 | 0 | 0 | #N/A | #N/A | 0 | #N/A | #N/A | #N/A | #N/A
6 | 5 | 17 | 6 | #N/A | #N/A | 0 | 0 | 0 | 0 | 0 | 0 | 0 | #N/A | #N/A | 0 | 0 | 0 | 0 | 0 | #N/A | #N/A | 0 | #N/A | #N/A | #N/A | #N/A
6 | 5 | 18 | 6 | #N/A | #N/A | 0 | 0 | 0 | 0 | 0 | 0 | 0 | #N/A | #N/A | 0 | 0 | 0 | 0 | 0 | #N/A | #N/A | 0 | #N/A | #N/A | #N/A | #N/A
6 | 5 | 19 | 6 | #N/A | #N/A | 0 | 0 | 0 | 0 | 0 | 0 | 0 | #N/A | #N/A | 0 | 0 | 0 | 0 | 0 | #N/A | #N/A | 0 | #N/A | #N/A | #N/A | #N/A
6 | 5 | 20 | 6 | #N/A | #N/A | 0 | 0 | 0 | 0 | 0 | 0 | 0 | #N/A | #N/A | 0 | 0 | 0 | 0 | 0 | #N/A | #N/A | 0 | #N/A | #N/A | #N/A | #N/A
6 | 5 | 21 | 6 | #N/A | #N/A | 0 | 0 | 0 | 0 | 0 | 0 | 0 | #N/A | #N/A | 0 | 0 | 0 | 0 | 0 | #N/A | #N/A | 0 | #N/A | #N/A | #N/A | #N/A
6 | 5 | 22 | 6 | #N/A | #N/A | 0 | 0 | 0 | 0 | 0 | 0 | 0 | #N/A | #N/A | 0 | 0 | 0 | 0 | 0 | #N/A | #N/A | 0 | #N/A | #N/A | #N/A | #N/A
6 | 5 | 23 | 6 | #N/A | #N/A | 0 | 0 | 0 | 0 | 0 | 0 | 0 | #N/A | #N/A | 0 | 0 | 0 | 0 | 0 | #N/A | #N/A | 0 | #N/A | #N/A | #N/A | #N/A
6 | 5 | 24 | 6 | #N/A | #N/A | 0 | 0 | 0 | 0 | 0 | 0 | 0 | #N/A | #N/A | 0 | 0 | 0 | 0 | 0 | #N/A | #N/A | 0 | #N/A | #N/A | #N/A | #N/A
6 | 6 | 1 | 7 | #N/A | #N/A | 0 | 0 | 0 | 0 | 0 | 0 | 0 | #N/A | #N/A | 0 | 0 | 0 | 0 | 0 | #N/A | #N/A | 0 | #N/A | #N/A | #N/A | #N/A
6 | 6 | 2 | 7 | #N/A | #N/A | 0 | 0 | 0 | 0 | 0 | 0 | 0 | #N/A | #N/A | 0 | 0 | 0 | 0 | 0 | #N/A | #N/A | 0 | #N/A | #N/A | #N/A | #N/A
6 | 6 | 3 | 7 | #N/A | #N/A | 0 | 0 | 0 | 0 | 0 | 0 | 0 | #N/A | #N/A | 0 | 0 | 0 | 0 | 0 | #N/A | #N/A | 0 | #N/A | #N/A | #N/A | #N/A
6 | 6 | 4 | 7 | #N/A | #N/A | 0 | 0 | 0 | 0 | 0 | 0 | 0 | #N/A | #N/A | 0 | 0 | 0 | 0 | 0 | #N/A | #N/A | 0 | #N/A | #N/A | #N/A | #N/A
6 | 6 | 5 | 7 | #N/A | #N/A | 0 | 0 | 0 | 0 | 0 | 0 | 0 | #N/A | #N/A | 0 | 0 | 0 | 0 | 0 | #N/A | #N/A | 0 | #N/A | #N/A | #N/A | #N/A
6 | 6 | 6 | 7 | #N/A | #N/A | 0 | 0 | 0 | 0 | 0 | 0 | 0 | #N/A | #N/A | 0 | 0 | 0 | 0 | 0 | #N/A | #N/A | 0 | #N/A | #N/A | #N/A | #N/A
6 | 6 | 7 | 7 | #N/A | #N/A | 0 | 0 | 0 | 0 | 0 | 0 | 0 | #N/A | #N/A | 0 | 0 | 0 | 0 | 0 | #N/A | #N/A | 0 | #N/A | #N/A | #N/A | #N/A
6 | 6 | 8 | 7 | #N/A | #N/A | 0 | 0 | 0 | 0 | 0 | 0 | 0 | #N/A | #N/A | 0 | 0 | 0 | 0 | 0 | #N/A | #N/A | 0 | #N/A | #N/A | #N/A | #N/A
6 | 6 | 9 | 7 | #N/A | #N/A | 0 | 0 | 0 | 0 | 0 | 0 | 0 | #N/A | #N/A | 0 | 0 | 0 | 0 | 0 | #N/A | #N/A | 0 | #N/A | #N/A | #N/A | #N/A
6 | 6 | 10 | 7 | #N/A | #N/A | 0 | 0 | 0 | 0 | 0 | 0 | 0 | #N/A | #N/A | 0 | 0 | 0 | 0 | 0 | #N/A | #N/A | 0 | #N/A | #N/A | #N/A | #N/A
6 | 6 | 11 | 7 | #N/A | #N/A | 0 | 0 | 0 | 0 | 0 | 0 | 0 | #N/A | #N/A | 0 | 0 | 0 | 0 | 0 | #N/A | #N/A | 0 | #N/A | #N/A | #N/A | #N/A
6 | 6 | 12 | 7 | #N/A | #N/A | 0 | 0 | 0 | 0 | 0 | 0 | 0 | #N/A | #N/A | 0 | 0 | 0 | 0 | 0 | #N/A | #N/A | 0 | #N/A | #N/A | #N/A | #N/A
6 | 6 | 13 | 7 | #N/A | #N/A | 0 | 0 | 0 | 0 | 0 | 0 | 0 | #N/A | #N/A | 0 | 0 | 0 | 0 | 0 | #N/A | #N/A | 0 | #N/A | #N/A | #N/A | #N/A
6 | 6 | 14 | 7 | #N/A | #N/A | 0 | 0 | 0 | 0 | 0 | 0 | 0 | #N/A | #N/A | 0 | 0 | 0 | 0 | 0 | #N/A | #N/A | 0 | #N/A | #N/A | #N/A | #N/A
6 | 6 | 15 | 7 | #N/A | #N/A | 0 | 0 | 0 | 0 | 0 | 0 | 0 | #N/A | #N/A | 0 | 0 | 0 | 0 | 0 | #N/A | #N/A | 0 | #N/A | #N/A | #N/A | #N/A
6 | 6 | 16 | 7 | #N/A | #N/A | 0 | 0 | 0 | 0 | 0 | 0 | 0 | #N/A | #N/A | 0 | 0 | 0 | 0 | 0 | #N/A | #N/A | 0 | #N/A | #N/A | #N/A | #N/A
6 | 6 | 17 | 7 | #N/A | #N/A | 0 | 0 | 0 | 0 | 0 | 0 | 0 | #N/A | #N/A | 0 | 0 | 0 | 0 | 0 | #N/A | #N/A | 0 | #N/A | #N/A | #N/A | #N/A
6 | 6 | 18 | 7 | #N/A | #N/A | 0 | 0 | 0 | 0 | 0 | 0 | 0 | #N/A | #N/A | 0 | 0 | 0 | 0 | 0 | #N/A | #N/A | 0 | #N/A | #N/A | #N/A | #N/A
6 | 6 | 19 | 7 | #N/A | #N/A | 0 | 0 | 0 | 0 | 0 | 0 | 0 | #N/A | #N/A | 0 | 0 | 0 | 0 | 0 | #N/A | #N/A | 0 | #N/A | #N/A | #N/A | #N/A
6 | 6 | 20 | 7 | #N/A | #N/A | 0 | 0 | 0 | 0 | 0 | 0 | 0 | #N/A | #N/A | 0 | 0 | 0 | 0 | 0 | #N/A | #N/A | 0 | #N/A | #N/A | #N/A | #N/A
6 | 6 | 21 | 7 | #N/A | #N/A | 0 | 0 | 0 | 0 | 0 | 0 | 0 | #N/A | #N/A | 0 | 0 | 0 | 0 | 0 | #N/A | #N/A | 0 | #N/A | #N/A | #N/A | #N/A
6 | 6 | 22 | 7 | #N/A | #N/A | 0 | 0 | 0 | 0 | 0 | 0 | 0 | #N/A | #N/A | 0 | 0 | 0 | 0 | 0 | #N/A | #N/A | 0 | #N/A | #N/A | #N/A | #N/A
6 | 6 | 23 | 7 | #N/A | #N/A | 0 | 0 | 0 | 0 | 0 | 0 | 0 | #N/A | #N/A | 0 | 0 | 0 | 0 | 0 | #N/A | #N/A | 0 | #N/A | #N/A | #N/A | #N/A
6 | 6 | 24 | 7 | #N/A | #N/A | 0 | 0 | 0 | 0 | 0 | 0 | 0 | #N/A | #N/A | 0 | 0 | 0 | 0 | 0 | #N/A | #N/A | 0 | #N/A | #N/A | #N/A | #N/A
6 | 7 | 1 | 1 | #N/A | #N/A | 0 | 0 | 0 | 0 | 0 | 0 | 0 | #N/A | #N/A | 0 | 0 | 0 | 0 | 0 | #N/A | #N/A | 0 | #N/A | #N/A | #N/A | #N/A
6 | 7 | 2 | 1 | #N/A | #N/A | 0 | 0 | 0 | 0 | 0 | 0 | 0 | #N/A | #N/A | 0 | 0 | 0 | 0 | 0 | #N/A | #N/A | 0 | #N/A | #N/A | #N/A | #N/A
6 | 7 | 3 | 1 | #N/A | #N/A | 0 | 0 | 0 | 0 | 0 | 0 | 0 | #N/A | #N/A | 0 | 0 | 0 | 0 | 0 | #N/A | #N/A | 0 | #N/A | #N/A | #N/A | #N/A
6 | 7 | 4 | 1 | #N/A | #N/A | 0 | 0 | 0 | 0 | 0 | 0 | 0 | #N/A | #N/A | 0 | 0 | 0 | 0 | 0 | #N/A | #N/A | 0 | #N/A | #N/A | #N/A | #N/A
6 | 7 | 5 | 1 | #N/A | #N/A | 0 | 0 | 0 | 0 | 0 | 0 | 0 | #N/A | #N/A | 0 | 0 | 0 | 0 | 0 | #N/A | #N/A | 0 | #N/A | #N/A | #N/A | #N/A
6 | 7 | 6 | 1 | #N/A | #N/A | 1 | 0 | 0 | 0 | 0 | 0 | 0 | #N/A | #N/A | 0 | 0 | 0 | 0 | 0 | #N/A | #N/A | 0 | #N/A | #N/A | #N/A | #N/A
6 | 7 | 7 | 1 | #N/A | #N/A | 1 | 0 | 0 | 0 | 0 | 0 | 0 | #N/A | #N/A | 0 | 0 | 0 | 0 | 0 | #N/A | #N/A | 0 | #N/A | #N/A | #N/A | #N/A
6 | 7 | 8 | 1 | #N/A | #N/A | 1 | 0 | 0 | 0 | 0 | 0 | 0 | #N/A | #N/A | 0 | 0 | 0 | 0 | 0 | #N/A | #N/A | 0 | #N/A | #N/A | #N/A | #N/A
6 | 7 | 9 | 1 | #N/A | #N/A | 1 | 0 | 0 | 0 | 0 | 0 | 0 | #N/A | #N/A | 0 | 0 | 0 | 0 | 0 | #N/A | #N/A | 0 | #N/A | #N/A | #N/A | #N/A
6 | 7 | 10 | 1 | #N/A | #N/A | 1 | 0 | 0 | 0 | 0 | 0 | 0 | #N/A | #N/A | 0 | 0 | 0 | 0 | 0 | #N/A | #N/A | 0 | #N/A | #N/A | #N/A | #N/A
6 | 7 | 11 | 1 | #N/A | #N/A | 1 | 0 | 0 | 0 | 0 | 0 | 0 | #N/A | #N/A | 0 | 0 | 0 | 0 | 0 | #N/A | #N/A | 0 | #N/A | #N/A | #N/A | #N/A
6 | 7 | 12 | 1 | #N/A | #N/A | 1 | 0 | 0 | 0 | 0 | 0 | 0 | #N/A | #N/A | 0 | 0 | 0 | 0 | 0 | #N/A | #N/A | 0 | #N/A | #N/A | #N/A | #N/A
6 | 7 | 13 | 1 | #N/A | #N/A | 1 | 1 | 0 | 0 | 0 | 0 | 0 | #N/A | #N/A | 0 | 0 | 0 | 0 | 0 | #N/A | #N/A | 0 | #N/A | #N/A | #N/A | #N/A
6 | 7 | 14 | 1 | #N/A | #N/A | 1 | 1 | 0 | 0 | 0 | 0 | 0 | #N/A | #N/A | 0 | 0 | 0 | 0 | 0 | #N/A | #N/A | 0 | #N/A | #N/A | #N/A | #N/A
6 | 7 | 15 | 1 | #N/A | #N/A | 1 | 1 | 0 | 0 | 0 | 0 | 0 | #N/A | #N/A | 0 | 0 | 0 | 0 | 0 | #N/A | #N/A | 0 | #N/A | #N/A | #N/A | #N/A
6 | 7 | 16 | 1 | #N/A | #N/A | 1 | 1 | 0 | 0 | 0 | 0 | 0 | #N/A | #N/A | 0 | 0 | 0 | 0 | 0 | #N/A | #N/A | 0 | #N/A | #N/A | #N/A | #N/A
6 | 7 | 17 | 1 | #N/A | #N/A | 1 | 0 | 0 | 0 | 0 | 0 | 0 | #N/A | #N/A | 0 | 0 | 0 | 0 | 0 | #N/A | #N/A | 0 | #N/A | #N/A | #N/A | #N/A
6 | 7 | 18 | 1 | #N/A | #N/A | 1 | 0 | 0 | 0 | 0 | 0 | 0 | #N/A | #N/A | 0 | 0 | 0 | 0 | 0 | #N/A | #N/A | 0 | #N/A | #N/A | #N/A | #N/A
6 | 7 | 19 | 1 | #N/A | #N/A | 1 | 0 | 0 | 0 | 0 | 0 | 0 | #N/A | #N/A | 0 | 0 | 0 | 0 | 0 | #N/A | #N/A | 0 | #N/A | #N/A | #N/A | #N/A
6 | 7 | 20 | 1 | #N/A | #N/A | 1 | 0 | 0 | 0 | 0 | 0 | 0 | #N/A | #N/A | 0 | 0 | 0 | 0 | 0 | #N/A | #N/A | 0 | #N/A | #N/A | #N/A | #N/A
6 | 7 | 21 | 1 | #N/A | #N/A | 1 | 0 | 0 | 0 | 0 | 0 | 0 | #N/A | #N/A | 0 | 0 | 0 | 0 | 0 | #N/A | #N/A | 0 | #N/A | #N/A | #N/A | #N/A
6 | 7 | 22 | 1 | #N/A | #N/A | 1 | 0 | 0 | 0 | 0 | 0 | 0 | #N/A | #N/A | 0 | 0 | 0 | 0 | 0 | #N/A | #N/A | 0 | #N/A | #N/A | #N/A | #N/A
6 | 7 | 23 | 1 | #N/A | #N/A | 0 | 0 | 0 | 0 | 0 | 0 | 0 | #N/A | #N/A | 0 | 0 | 0 | 0 | 0 | #N/A | #N/A | 0 | #N/A | #N/A | #N/A | #N/A
6 | 7 | 24 | 1 | #N/A | #N/A | 0 | 0 | 0 | 0 | 0 | 0 | 0 | #N/A | #N/A | 0 | 0 | 0 | 0 | 0 | #N/A | #N/A | 0 | #N/A | #N/A | #N/A | #N/A
6 | 8 | 1 | 2 | #N/A | #N/A | 0 | 0 | 0 | 0 | 0 | 0 | 0 | #N/A | #N/A | 0 | 0 | 0 | 0 | 0 | #N/A | #N/A | 0 | #N/A | #N/A | #N/A | #N/A
6 | 8 | 2 | 2 | #N/A | #N/A | 0 | 0 | 0 | 0 | 0 | 0 | 0 | #N/A | #N/A | 0 | 0 | 0 | 0 | 0 | #N/A | #N/A | 0 | #N/A | #N/A | #N/A | #N/A
6 | 8 | 3 | 2 | #N/A | #N/A | 0 | 0 | 0 | 0 | 0 | 0 | 0 | #N/A | #N/A | 0 | 0 | 0 | 0 | 0 | #N/A | #N/A | 0 | #N/A | #N/A | #N/A | #N/A
6 | 8 | 4 | 2 | #N/A | #N/A | 0 | 0 | 0 | 0 | 0 | 0 | 0 | #N/A | #N/A | 0 | 0 | 0 | 0 | 0 | #N/A | #N/A | 0 | #N/A | #N/A | #N/A | #N/A
6 | 8 | 5 | 2 | #N/A | #N/A | 0 | 0 | 0 | 0 | 0 | 0 | 0 | #N/A | #N/A | 0 | 0 | 0 | 0 | 0 | #N/A | #N/A | 0 | #N/A | #N/A | #N/A | #N/A
6 | 8 | 6 | 2 | #N/A | #N/A | 1 | 0 | 0 | 0 | 0 | 0 | 0 | #N/A | #N/A | 0 | 0 | 0 | 0 | 0 | #N/A | #N/A | 0 | #N/A | #N/A | #N/A | #N/A
6 | 8 | 7 | 2 | #N/A | #N/A | 1 | 0 | 0 | 0 | 0 | 0 | 0 | #N/A | #N/A | 0 | 0 | 0 | 0 | 0 | #N/A | #N/A | 0 | #N/A | #N/A | #N/A | #N/A
6 | 8 | 8 | 2 | #N/A | #N/A | 1 | 0 | 0 | 0 | 0 | 0 | 0 | #N/A | #N/A | 0 | 0 | 0 | 0 | 0 | #N/A | #N/A | 0 | #N/A | #N/A | #N/A | #N/A
6 | 8 | 9 | 2 | #N/A | #N/A | 1 | 0 | 0 | 0 | 0 | 0 | 0 | #N/A | #N/A | 0 | 0 | 0 | 0 | 0 | #N/A | #N/A | 0 | #N/A | #N/A | #N/A | #N/A
6 | 8 | 10 | 2 | #N/A | #N/A | 1 | 0 | 0 | 0 | 0 | 0 | 0 | #N/A | #N/A | 0 | 0 | 0 | 0 | 0 | #N/A | #N/A | 0 | #N/A | #N/A | #N/A | #N/A
6 | 8 | 11 | 2 | #N/A | #N/A | 1 | 0 | 0 | 0 | 0 | 0 | 0 | #N/A | #N/A | 0 | 0 | 0 | 0 | 0 | #N/A | #N/A | 0 | #N/A | #N/A | #N/A | #N/A
6 | 8 | 12 | 2 | #N/A | #N/A | 1 | 0 | 0 | 0 | 0 | 0 | 0 | #N/A | #N/A | 0 | 0 | 0 | 0 | 0 | #N/A | #N/A | 0 | #N/A | #N/A | #N/A | #N/A
6 | 8 | 13 | 2 | #N/A | #N/A | 1 | 1 | 0 | 0 | 0 | 0 | 0 | #N/A | #N/A | 0 | 0 | 0 | 0 | 0 | #N/A | #N/A | 0 | #N/A | #N/A | #N/A | #N/A
6 | 8 | 14 | 2 | #N/A | #N/A | 1 | 1 | 0 | 0 | 0 | 0 | 0 | #N/A | #N/A | 0 | 0 | 0 | 0 | 0 | #N/A | #N/A | 0 | #N/A | #N/A | #N/A | #N/A
6 | 8 | 15 | 2 | #N/A | #N/A | 1 | 1 | 0 | 0 | 0 | 0 | 0 | #N/A | #N/A | 0 | 0 | 0 | 0 | 0 | #N/A | #N/A | 0 | #N/A | #N/A | #N/A | #N/A
6 | 8 | 16 | 2 | #N/A | #N/A | 1 | 1 | 0 | 0 | 0 | 0 | 0 | #N/A | #N/A | 0 | 0 | 0 | 0 | 0 | #N/A | #N/A | 0 | #N/A | #N/A | #N/A | #N/A
6 | 8 | 17 | 2 | #N/A | #N/A | 1 | 0 | 0 | 0 | 0 | 0 | 0 | #N/A | #N/A | 0 | 0 | 0 | 0 | 0 | #N/A | #N/A | 0 | #N/A | #N/A | #N/A | #N/A
6 | 8 | 18 | 2 | #N/A | #N/A | 1 | 0 | 0 | 0 | 0 | 0 | 0 | #N/A | #N/A | 0 | 0 | 0 | 0 | 0 | #N/A | #N/A | 0 | #N/A | #N/A | #N/A | #N/A
6 | 8 | 19 | 2 | #N/A | #N/A | 1 | 0 | 0 | 0 | 0 | 0 | 0 | #N/A | #N/A | 0 | 0 | 0 | 0 | 0 | #N/A | #N/A | 0 | #N/A | #N/A | #N/A | #N/A
6 | 8 | 20 | 2 | #N/A | #N/A | 1 | 0 | 0 | 0 | 0 | 0 | 0 | #N/A | #N/A | 0 | 0 | 0 | 0 | 0 | #N/A | #N/A | 0 | #N/A | #N/A | #N/A | #N/A
6 | 8 | 21 | 2 | #N/A | #N/A | 1 | 0 | 0 | 0 | 0 | 0 | 0 | #N/A | #N/A | 0 | 0 | 0 | 0 | 0 | #N/A | #N/A | 0 | #N/A | #N/A | #N/A | #N/A
6 | 8 | 22 | 2 | #N/A | #N/A | 1 | 0 | 0 | 0 | 0 | 0 | 0 | #N/A | #N/A | 0 | 0 | 0 | 0 | 0 | #N/A | #N/A | 0 | #N/A | #N/A | #N/A | #N/A
6 | 8 | 23 | 2 | #N/A | #N/A | 0 | 0 | 0 | 0 | 0 | 0 | 0 | #N/A | #N/A | 0 | 0 | 0 | 0 | 0 | #N/A | #N/A | 0 | #N/A | #N/A | #N/A | #N/A
6 | 8 | 24 | 2 | #N/A | #N/A | 0 | 0 | 0 | 0 | 0 | 0 | 0 | #N/A | #N/A | 0 | 0 | 0 | 0 | 0 | #N/A | #N/A | 0 | #N/A | #N/A | #N/A | #N/A
6 | 9 | 1 | 3 | #N/A | #N/A | 0 | 0 | 0 | 0 | 0 | 0 | 0 | #N/A | #N/A | 0 | 0 | 0 | 0 | 0 | #N/A | #N/A | 0 | #N/A | #N/A | #N/A | #N/A
6 | 9 | 2 | 3 | #N/A | #N/A | 0 | 0 | 0 | 0 | 0 | 0 | 0 | #N/A | #N/A | 0 | 0 | 0 | 0 | 0 | #N/A | #N/A | 0 | #N/A | #N/A | #N/A | #N/A
6 | 9 | 3 | 3 | #N/A | #N/A | 0 | 0 | 0 | 0 | 0 | 0 | 0 | #N/A | #N/A | 0 | 0 | 0 | 0 | 0 | #N/A | #N/A | 0 | #N/A | #N/A | #N/A | #N/A
6 | 9 | 4 | 3 | #N/A | #N/A | 0 | 0 | 0 | 0 | 0 | 0 | 0 | #N/A | #N/A | 0 | 0 | 0 | 0 | 0 | #N/A | #N/A | 0 | #N/A | #N/A | #N/A | #N/A
6 | 9 | 5 | 3 | #N/A | #N/A | 0 | 0 | 0 | 0 | 0 | 0 | 0 | #N/A | #N/A | 0 | 0 | 0 | 0 | 0 | #N/A | #N/A | 0 | #N/A | #N/A | #N/A | #N/A
6 | 9 | 6 | 3 | #N/A | #N/A | 1 | 0 | 0 | 0 | 0 | 0 | 0 | #N/A | #N/A | 0 | 0 | 0 | 0 | 0 | #N/A | #N/A | 0 | #N/A | #N/A | #N/A | #N/A
6 | 9 | 7 | 3 | #N/A | #N/A | 1 | 0 | 0 | 0 | 0 | 0 | 0 | #N/A | #N/A | 0 | 0 | 0 | 0 | 0 | #N/A | #N/A | 0 | #N/A | #N/A | #N/A | #N/A
6 | 9 | 8 | 3 | #N/A | #N/A | 1 | 0 | 0 | 0 | 0 | 0 | 0 | #N/A | #N/A | 0 | 0 | 0 | 0 | 0 | #N/A | #N/A | 0 | #N/A | #N/A | #N/A | #N/A
6 | 9 | 9 | 3 | #N/A | #N/A | 1 | 0 | 0 | 0 | 0 | 0 | 0 | #N/A | #N/A | 0 | 0 | 0 | 0 | 0 | #N/A | #N/A | 0 | #N/A | #N/A | #N/A | #N/A
6 | 9 | 10 | 3 | #N/A | #N/A | 1 | 0 | 0 | 0 | 0 | 0 | 0 | #N/A | #N/A | 0 | 0 | 0 | 0 | 0 | #N/A | #N/A | 0 | #N/A | #N/A | #N/A | #N/A
6 | 9 | 11 | 3 | #N/A | #N/A | 1 | 0 | 0 | 0 | 0 | 0 | 0 | #N/A | #N/A | 0 | 0 | 0 | 0 | 0 | #N/A | #N/A | 0 | #N/A | #N/A | #N/A | #N/A
6 | 9 | 12 | 3 | #N/A | #N/A | 1 | 0 | 0 | 0 | 0 | 0 | 0 | #N/A | #N/A | 0 | 0 | 0 | 0 | 0 | #N/A | #N/A | 0 | #N/A | #N/A | #N/A | #N/A
6 | 9 | 13 | 3 | #N/A | #N/A | 1 | 1 | 0 | 0 | 0 | 0 | 0 | #N/A | #N/A | 0 | 0 | 0 | 0 | 0 | #N/A | #N/A | 0 | #N/A | #N/A | #N/A | #N/A
6 | 9 | 14 | 3 | #N/A | #N/A | 1 | 1 | 0 | 0 | 0 | 0 | 0 | #N/A | #N/A | 0 | 0 | 0 | 0 | 0 | #N/A | #N/A | 0 | #N/A | #N/A | #N/A | #N/A
6 | 9 | 15 | 3 | #N/A | #N/A | 1 | 1 | 0 | 0 | 0 | 0 | 0 | #N/A | #N/A | 0 | 0 | 0 | 0 | 0 | #N/A | #N/A | 0 | #N/A | #N/A | #N/A | #N/A
6 | 9 | 16 | 3 | #N/A | #N/A | 1 | 1 | 0 | 0 | 0 | 0 | 0 | #N/A | #N/A | 0 | 0 | 0 | 0 | 0 | #N/A | #N/A | 0 | #N/A | #N/A | #N/A | #N/A
6 | 9 | 17 | 3 | #N/A | #N/A | 1 | 0 | 0 | 0 | 0 | 0 | 0 | #N/A | #N/A | 0 | 0 | 0 | 0 | 0 | #N/A | #N/A | 0 | #N/A | #N/A | #N/A | #N/A
6 | 9 | 18 | 3 | #N/A | #N/A | 1 | 0 | 0 | 0 | 0 | 0 | 0 | #N/A | #N/A | 0 | 0 | 0 | 0 | 0 | #N/A | #N/A | 0 | #N/A | #N/A | #N/A | #N/A
6 | 9 | 19 | 3 | #N/A | #N/A | 1 | 0 | 0 | 0 | 0 | 0 | 0 | #N/A | #N/A | 0 | 0 | 0 | 0 | 0 | #N/A | #N/A | 0 | #N/A | #N/A | #N/A | #N/A
6 | 9 | 20 | 3 | #N/A | #N/A | 1 | 0 | 0 | 0 | 0 | 0 | 0 | #N/A | #N/A | 0 | 0 | 0 | 0 | 0 | #N/A | #N/A | 0 | #N/A | #N/A | #N/A | #N/A
6 | 9 | 21 | 3 | #N/A | #N/A | 1 | 0 | 0 | 0 | 0 | 0 | 0 | #N/A | #N/A | 0 | 0 | 0 | 0 | 0 | #N/A | #N/A | 0 | #N/A | #N/A | #N/A | #N/A
6 | 9 | 22 | 3 | #N/A | #N/A | 1 | 0 | 0 | 0 | 0 | 0 | 0 | #N/A | #N/A | 0 | 0 | 0 | 0 | 0 | #N/A | #N/A | 0 | #N/A | #N/A | #N/A | #N/A
6 | 9 | 23 | 3 | #N/A | #N/A | 0 | 0 | 0 | 0 | 0 | 0 | 0 | #N/A | #N/A | 0 | 0 | 0 | 0 | 0 | #N/A | #N/A | 0 | #N/A | #N/A | #N/A | #N/A
6 | 9 | 24 | 3 | #N/A | #N/A | 0 | 0 | 0 | 0 | 0 | 0 | 0 | #N/A | #N/A | 0 | 0 | 0 | 0 | 0 | #N/A | #N/A | 0 | #N/A | #N/A | #N/A | #N/A
6 | 10 | 1 | 4 | #N/A | #N/A | 0 | 0 | 0 | 0 | 0 | 0 | 0 | #N/A | #N/A | 0 | 0 | 0 | 0 | 0 | #N/A | #N/A | 0 | #N/A | #N/A | #N/A | #N/A
6 | 10 | 2 | 4 | #N/A | #N/A | 0 | 0 | 0 | 0 | 0 | 0 | 0 | #N/A | #N/A | 0 | 0 | 0 | 0 | 0 | #N/A | #N/A | 0 | #N/A | #N/A | #N/A | #N/A
6 | 10 | 3 | 4 | #N/A | #N/A | 0 | 0 | 0 | 0 | 0 | 0 | 0 | #N/A | #N/A | 0 | 0 | 0 | 0 | 0 | #N/A | #N/A | 0 | #N/A | #N/A | #N/A | #N/A
6 | 10 | 4 | 4 | #N/A | #N/A | 0 | 0 | 0 | 0 | 0 | 0 | 0 | #N/A | #N/A | 0 | 0 | 0 | 0 | 0 | #N/A | #N/A | 0 | #N/A | #N/A | #N/A | #N/A
6 | 10 | 5 | 4 | #N/A | #N/A | 0 | 0 | 0 | 0 | 0 | 0 | 0 | #N/A | #N/A | 0 | 0 | 0 | 0 | 0 | #N/A | #N/A | 0 | #N/A | #N/A | #N/A | #N/A
6 | 10 | 6 | 4 | #N/A | #N/A | 1 | 0 | 0 | 0 | 0 | 0 | 0 | #N/A | #N/A | 0 | 0 | 0 | 0 | 0 | #N/A | #N/A | 0 | #N/A | #N/A | #N/A | #N/A
6 | 10 | 7 | 4 | #N/A | #N/A | 1 | 0 | 0 | 0 | 0 | 0 | 0 | #N/A | #N/A | 0 | 0 | 0 | 0 | 0 | #N/A | #N/A | 0 | #N/A | #N/A | #N/A | #N/A
6 | 10 | 8 | 4 | #N/A | #N/A | 1 | 0 | 0 | 0 | 0 | 0 | 0 | #N/A | #N/A | 0 | 0 | 0 | 0 | 0 | #N/A | #N/A | 0 | #N/A | #N/A | #N/A | #N/A
6 | 10 | 9 | 4 | #N/A | #N/A | 1 | 0 | 0 | 0 | 0 | 0 | 0 | #N/A | #N/A | 0 | 0 | 0 | 0 | 0 | #N/A | #N/A | 0 | #N/A | #N/A | #N/A | #N/A
6 | 10 | 10 | 4 | #N/A | #N/A | 1 | 0 | 0 | 0 | 0 | 0 | 0 | #N/A | #N/A | 0 | 0 | 0 | 0 | 0 | #N/A | #N/A | 0 | #N/A | #N/A | #N/A | #N/A
6 | 10 | 11 | 4 | #N/A | #N/A | 1 | 0 | 0 | 0 | 0 | 0 | 0 | #N/A | #N/A | 0 | 0 | 0 | 0 | 0 | #N/A | #N/A | 0 | #N/A | #N/A | #N/A | #N/A
6 | 10 | 12 | 4 | #N/A | #N/A | 1 | 0 | 0 | 0 | 0 | 0 | 0 | #N/A | #N/A | 0 | 0 | 0 | 0 | 0 | #N/A | #N/A | 0 | #N/A | #N/A | #N/A | #N/A
6 | 10 | 13 | 4 | #N/A | #N/A | 1 | 1 | 0 | 0 | 0 | 0 | 0 | #N/A | #N/A | 0 | 0 | 0 | 0 | 0 | #N/A | #N/A | 0 | #N/A | #N/A | #N/A | #N/A
6 | 10 | 14 | 4 | #N/A | #N/A | 1 | 1 | 0 | 0 | 0 | 0 | 0 | #N/A | #N/A | 0 | 0 | 0 | 0 | 0 | #N/A | #N/A | 0 | #N/A | #N/A | #N/A | #N/A
6 | 10 | 15 | 4 | #N/A | #N/A | 1 | 1 | 0 | 0 | 0 | 0 | 0 | #N/A | #N/A | 0 | 0 | 0 | 0 | 0 | #N/A | #N/A | 0 | #N/A | #N/A | #N/A | #N/A
6 | 10 | 16 | 4 | #N/A | #N/A | 1 | 1 | 0 | 0 | 0 | 0 | 0 | #N/A | #N/A | 0 | 0 | 0 | 0 | 0 | #N/A | #N/A | 0 | #N/A | #N/A | #N/A | #N/A
6 | 10 | 17 | 4 | #N/A | #N/A | 1 | 0 | 0 | 0 | 0 | 0 | 0 | #N/A | #N/A | 0 | 0 | 0 | 0 | 0 | #N/A | #N/A | 0 | #N/A | #N/A | #N/A | #N/A
6 | 10 | 18 | 4 | #N/A | #N/A | 1 | 0 | 0 | 0 | 0 | 0 | 0 | #N/A | #N/A | 0 | 0 | 0 | 0 | 0 | #N/A | #N/A | 0 | #N/A | #N/A | #N/A | #N/A
6 | 10 | 19 | 4 | #N/A | #N/A | 1 | 0 | 0 | 0 | 0 | 0 | 0 | #N/A | #N/A | 0 | 0 | 0 | 0 | 0 | #N/A | #N/A | 0 | #N/A | #N/A | #N/A | #N/A
6 | 10 | 20 | 4 | #N/A | #N/A | 1 | 0 | 0 | 0 | 0 | 0 | 0 | #N/A | #N/A | 0 | 0 | 0 | 0 | 0 | #N/A | #N/A | 0 | #N/A | #N/A | #N/A | #N/A
6 | 10 | 21 | 4 | #N/A | #N/A | 1 | 0 | 0 | 0 | 0 | 0 | 0 | #N/A | #N/A | 0 | 0 | 0 | 0 | 0 | #N/A | #N/A | 0 | #N/A | #N/A | #N/A | #N/A
6 | 10 | 22 | 4 | #N/A | #N/A | 1 | 0 | 0 | 0 | 0 | 0 | 0 | #N/A | #N/A | 0 | 0 | 0 | 0 | 0 | #N/A | #N/A | 0 | #N/A | #N/A | #N/A | #N/A
6 | 10 | 23 | 4 | #N/A | #N/A | 0 | 0 | 0 | 0 | 0 | 0 | 0 | #N/A | #N/A | 0 | 0 | 0 | 0 | 0 | #N/A | #N/A | 0 | #N/A | #N/A | #N/A | #N/A
6 | 10 | 24 | 4 | #N/A | #N/A | 0 | 0 | 0 | 0 | 0 | 0 | 0 | #N/A | #N/A | 0 | 0 | 0 | 0 | 0 | #N/A | #N/A | 0 | #N/A | #N/A | #N/A | #N/A
6 | 11 | 1 | 5 | #N/A | #N/A | 0 | 0 | 0 | 0 | 0 | 0 | 0 | #N/A | #N/A | 0 | 0 | 0 | 0 | 0 | #N/A | #N/A | 0 | #N/A | #N/A | #N/A | #N/A
6 | 11 | 2 | 5 | #N/A | #N/A | 0 | 0 | 0 | 0 | 0 | 0 | 0 | #N/A | #N/A | 0 | 0 | 0 | 0 | 0 | #N/A | #N/A | 0 | #N/A | #N/A | #N/A | #N/A
6 | 11 | 3 | 5 | #N/A | #N/A | 0 | 0 | 0 | 0 | 0 | 0 | 0 | #N/A | #N/A | 0 | 0 | 0 | 0 | 0 | #N/A | #N/A | 0 | #N/A | #N/A | #N/A | #N/A
6 | 11 | 4 | 5 | #N/A | #N/A | 0 | 0 | 0 | 0 | 0 | 0 | 0 | #N/A | #N/A | 0 | 0 | 0 | 0 | 0 | #N/A | #N/A | 0 | #N/A | #N/A | #N/A | #N/A
6 | 11 | 5 | 5 | #N/A | #N/A | 0 | 0 | 0 | 0 | 0 | 0 | 0 | #N/A | #N/A | 0 | 0 | 0 | 0 | 0 | #N/A | #N/A | 0 | #N/A | #N/A | #N/A | #N/A
6 | 11 | 6 | 5 | #N/A | #N/A | 1 | 0 | 0 | 0 | 0 | 0 | 0 | #N/A | #N/A | 0 | 0 | 0 | 0 | 0 | #N/A | #N/A | 0 | #N/A | #N/A | #N/A | #N/A
6 | 11 | 7 | 5 | #N/A | #N/A | 1 | 0 | 0 | 0 | 0 | 0 | 0 | #N/A | #N/A | 0 | 0 | 0 | 0 | 0 | #N/A | #N/A | 0 | #N/A | #N/A | #N/A | #N/A
6 | 11 | 8 | 5 | #N/A | #N/A | 1 | 0 | 0 | 0 | 0 | 0 | 0 | #N/A | #N/A | 0 | 0 | 0 | 0 | 0 | #N/A | #N/A | 0 | #N/A | #N/A | #N/A | #N/A
6 | 11 | 9 | 5 | #N/A | #N/A | 1 | 0 | 0 | 0 | 0 | 0 | 0 | #N/A | #N/A | 0 | 0 | 0 | 0 | 0 | #N/A | #N/A | 0 | #N/A | #N/A | #N/A | #N/A
6 | 11 | 10 | 5 | #N/A | #N/A | 1 | 0 | 0 | 0 | 0 | 0 | 0 | #N/A | #N/A | 0 | 0 | 0 | 0 | 0 | #N/A | #N/A | 0 | #N/A | #N/A | #N/A | #N/A
6 | 11 | 11 | 5 | #N/A | #N/A | 1 | 0 | 0 | 0 | 0 | 0 | 0 | #N/A | #N/A | 0 | 0 | 0 | 0 | 0 | #N/A | #N/A | 0 | #N/A | #N/A | #N/A | #N/A
6 | 11 | 12 | 5 | #N/A | #N/A | 1 | 0 | 0 | 0 | 0 | 0 | 0 | #N/A | #N/A | 0 | 0 | 0 | 0 | 0 | #N/A | #N/A | 0 | #N/A | #N/A | #N/A | #N/A
6 | 11 | 13 | 5 | #N/A | #N/A | 1 | 1 | 0 | 0 | 0 | 0 | 0 | #N/A | #N/A | 0 | 0 | 0 | 0 | 0 | #N/A | #N/A | 0 | #N/A | #N/A | #N/A | #N/A
6 | 11 | 14 | 5 | #N/A | #N/A | 1 | 1 | 0 | 0 | 0 | 0 | 0 | #N/A | #N/A | 0 | 0 | 0 | 0 | 0 | #N/A | #N/A | 0 | #N/A | #N/A | #N/A | #N/A
6 | 11 | 15 | 5 | #N/A | #N/A | 1 | 1 | 0 | 0 | 0 | 0 | 0 | #N/A | #N/A | 0 | 0 | 0 | 0 | 0 | #N/A | #N/A | 0 | #N/A | #N/A | #N/A | #N/A
6 | 11 | 16 | 5 | #N/A | #N/A | 1 | 1 | 0 | 0 | 0 | 0 | 0 | #N/A | #N/A | 0 | 0 | 0 | 0 | 0 | #N/A | #N/A | 0 | #N/A | #N/A | #N/A | #N/A
6 | 11 | 17 | 5 | #N/A | #N/A | 1 | 0 | 0 | 0 | 0 | 0 | 0 | #N/A | #N/A | 0 | 0 | 0 | 0 | 0 | #N/A | #N/A | 0 | #N/A | #N/A | #N/A | #N/A
6 | 11 | 18 | 5 | #N/A | #N/A | 1 | 0 | 0 | 0 | 0 | 0 | 0 | #N/A | #N/A | 0 | 0 | 0 | 0 | 0 | #N/A | #N/A | 0 | #N/A | #N/A | #N/A | #N/A
6 | 11 | 19 | 5 | #N/A | #N/A | 1 | 0 | 0 | 0 | 0 | 0 | 0 | #N/A | #N/A | 0 | 0 | 0 | 0 | 0 | #N/A | #N/A | 0 | #N/A | #N/A | #N/A | #N/A
6 | 11 | 20 | 5 | #N/A | #N/A | 1 | 0 | 0 | 0 | 0 | 0 | 0 | #N/A | #N/A | 0 | 0 | 0 | 0 | 0 | #N/A | #N/A | 0 | #N/A | #N/A | #N/A | #N/A
6 | 11 | 21 | 5 | #N/A | #N/A | 1 | 0 | 0 | 0 | 0 | 0 | 0 | #N/A | #N/A | 0 | 0 | 0 | 0 | 0 | #N/A | #N/A | 0 | #N/A | #N/A | #N/A | #N/A
6 | 11 | 22 | 5 | #N/A | #N/A | 1 | 0 | 0 | 0 | 0 | 0 | 0 | #N/A | #N/A | 0 | 0 | 0 | 0 | 0 | #N/A | #N/A | 0 | #N/A | #N/A | #N/A | #N/A
6 | 11 | 23 | 5 | #N/A | #N/A | 0 | 0 | 0 | 0 | 0 | 0 | 0 | #N/A | #N/A | 0 | 0 | 0 | 0 | 0 | #N/A | #N/A | 0 | #N/A | #N/A | #N/A | #N/A
6 | 11 | 24 | 5 | #N/A | #N/A | 0 | 0 | 0 | 0 | 0 | 0 | 0 | #N/A | #N/A | 0 | 0 | 0 | 0 | 0 | #N/A | #N/A | 0 | #N/A | #N/A | #N/A | #N/A
6 | 12 | 1 | 6 | #N/A | #N/A | 0 | 0 | 0 | 0 | 0 | 0 | 0 | #N/A | #N/A | 0 | 0 | 0 | 0 | 0 | #N/A | #N/A | 0 | #N/A | #N/A | #N/A | #N/A
6 | 12 | 2 | 6 | #N/A | #N/A | 0 | 0 | 0 | 0 | 0 | 0 | 0 | #N/A | #N/A | 0 | 0 | 0 | 0 | 0 | #N/A | #N/A | 0 | #N/A | #N/A | #N/A | #N/A
6 | 12 | 3 | 6 | #N/A | #N/A | 0 | 0 | 0 | 0 | 0 | 0 | 0 | #N/A | #N/A | 0 | 0 | 0 | 0 | 0 | #N/A | #N/A | 0 | #N/A | #N/A | #N/A | #N/A
6 | 12 | 4 | 6 | #N/A | #N/A | 0 | 0 | 0 | 0 | 0 | 0 | 0 | #N/A | #N/A | 0 | 0 | 0 | 0 | 0 | #N/A | #N/A | 0 | #N/A | #N/A | #N/A | #N/A
6 | 12 | 5 | 6 | #N/A | #N/A | 0 | 0 | 0 | 0 | 0 | 0 | 0 | #N/A | #N/A | 0 | 0 | 0 | 0 | 0 | #N/A | #N/A | 0 | #N/A | #N/A | #N/A | #N/A
6 | 12 | 6 | 6 | #N/A | #N/A | 0 | 0 | 0 | 0 | 0 | 0 | 0 | #N/A | #N/A | 0 | 0 | 0 | 0 | 0 | #N/A | #N/A | 0 | #N/A | #N/A | #N/A | #N/A
6 | 12 | 7 | 6 | #N/A | #N/A | 0 | 0 | 0 | 0 | 0 | 0 | 0 | #N/A | #N/A | 0 | 0 | 0 | 0 | 0 | #N/A | #N/A | 0 | #N/A | #N/A | #N/A | #N/A
6 | 12 | 8 | 6 | #N/A | #N/A | 0 | 0 | 0 | 0 | 0 | 0 | 0 | #N/A | #N/A | 0 | 0 | 0 | 0 | 0 | #N/A | #N/A | 0 | #N/A | #N/A | #N/A | #N/A
6 | 12 | 9 | 6 | #N/A | #N/A | 0 | 0 | 0 | 0 | 0 | 0 | 0 | #N/A | #N/A | 0 | 0 | 0 | 0 | 0 | #N/A | #N/A | 0 | #N/A | #N/A | #N/A | #N/A
6 | 12 | 10 | 6 | #N/A | #N/A | 0 | 0 | 0 | 0 | 0 | 0 | 0 | #N/A | #N/A | 0 | 0 | 0 | 0 | 0 | #N/A | #N/A | 0 | #N/A | #N/A | #N/A | #N/A
6 | 12 | 11 | 6 | #N/A | #N/A | 0 | 0 | 0 | 0 | 0 | 0 | 0 | #N/A | #N/A | 0 | 0 | 0 | 0 | 0 | #N/A | #N/A | 0 | #N/A | #N/A | #N/A | #N/A
6 | 12 | 12 | 6 | #N/A | #N/A | 0 | 0 | 0 | 0 | 0 | 0 | 0 | #N/A | #N/A | 0 | 0 | 0 | 0 | 0 | #N/A | #N/A | 0 | #N/A | #N/A | #N/A | #N/A
6 | 12 | 13 | 6 | #N/A | #N/A | 0 | 0 | 0 | 0 | 0 | 0 | 0 | #N/A | #N/A | 0 | 0 | 0 | 0 | 0 | #N/A | #N/A | 0 | #N/A | #N/A | #N/A | #N/A
6 | 12 | 14 | 6 | #N/A | #N/A | 0 | 0 | 0 | 0 | 0 | 0 | 0 | #N/A | #N/A | 0 | 0 | 0 | 0 | 0 | #N/A | #N/A | 0 | #N/A | #N/A | #N/A | #N/A
6 | 12 | 15 | 6 | #N/A | #N/A | 0 | 0 | 0 | 0 | 0 | 0 | 0 | #N/A | #N/A | 0 | 0 | 0 | 0 | 0 | #N/A | #N/A | 0 | #N/A | #N/A | #N/A | #N/A
6 | 12 | 16 | 6 | #N/A | #N/A | 0 | 0 | 0 | 0 | 0 | 0 | 0 | #N/A | #N/A | 0 | 0 | 0 | 0 | 0 | #N/A | #N/A | 0 | #N/A | #N/A | #N/A | #N/A
6 | 12 | 17 | 6 | #N/A | #N/A | 0 | 0 | 0 | 0 | 0 | 0 | 0 | #N/A | #N/A | 0 | 0 | 0 | 0 | 0 | #N/A | #N/A | 0 | #N/A | #N/A | #N/A | #N/A
6 | 12 | 18 | 6 | #N/A | #N/A | 0 | 0 | 0 | 0 | 0 | 0 | 0 | #N/A | #N/A | 0 | 0 | 0 | 0 | 0 | #N/A | #N/A | 0 | #N/A | #N/A | #N/A | #N/A
6 | 12 | 19 | 6 | #N/A | #N/A | 0 | 0 | 0 | 0 | 0 | 0 | 0 | #N/A | #N/A | 0 | 0 | 0 | 0 | 0 | #N/A | #N/A | 0 | #N/A | #N/A | #N/A | #N/A
6 | 12 | 20 | 6 | #N/A | #N/A | 0 | 0 | 0 | 0 | 0 | 0 | 0 | #N/A | #N/A | 0 | 0 | 0 | 0 | 0 | #N/A | #N/A | 0 | #N/A | #N/A | #N/A | #N/A
6 | 12 | 21 | 6 | #N/A | #N/A | 0 | 0 | 0 | 0 | 0 | 0 | 0 | #N/A | #N/A | 0 | 0 | 0 | 0 | 0 | #N/A | #N/A | 0 | #N/A | #N/A | #N/A | #N/A
6 | 12 | 22 | 6 | #N/A | #N/A | 0 | 0 | 0 | 0 | 0 | 0 | 0 | #N/A | #N/A | 0 | 0 | 0 | 0 | 0 | #N/A | #N/A | 0 | #N/A | #N/A | #N/A | #N/A
6 | 12 | 23 | 6 | #N/A | #N/A | 0 | 0 | 0 | 0 | 0 | 0 | 0 | #N/A | #N/A | 0 | 0 | 0 | 0 | 0 | #N/A | #N/A | 0 | #N/A | #N/A | #N/A | #N/A
6 | 12 | 24 | 6 | #N/A | #N/A | 0 | 0 | 0 | 0 | 0 | 0 | 0 | #N/A | #N/A | 0 | 0 | 0 | 0 | 0 | #N/A | #N/A | 0 | #N/A | #N/A | #N/A | #N/A
6 | 13 | 1 | 7 | #N/A | #N/A | 0 | 0 | 0 | 0 | 0 | 0 | 0 | #N/A | #N/A | 0 | 0 | 0 | 0 | 0 | #N/A | #N/A | 0 | #N/A | #N/A | #N/A | #N/A
6 | 13 | 2 | 7 | #N/A | #N/A | 0 | 0 | 0 | 0 | 0 | 0 | 0 | #N/A | #N/A | 0 | 0 | 0 | 0 | 0 | #N/A | #N/A | 0 | #N/A | #N/A | #N/A | #N/A
6 | 13 | 3 | 7 | #N/A | #N/A | 0 | 0 | 0 | 0 | 0 | 0 | 0 | #N/A | #N/A | 0 | 0 | 0 | 0 | 0 | #N/A | #N/A | 0 | #N/A | #N/A | #N/A | #N/A
6 | 13 | 4 | 7 | #N/A | #N/A | 0 | 0 | 0 | 0 | 0 | 0 | 0 | #N/A | #N/A | 0 | 0 | 0 | 0 | 0 | #N/A | #N/A | 0 | #N/A | #N/A | #N/A | #N/A
6 | 13 | 5 | 7 | #N/A | #N/A | 0 | 0 | 0 | 0 | 0 | 0 | 0 | #N/A | #N/A | 0 | 0 | 0 | 0 | 0 | #N/A | #N/A | 0 | #N/A | #N/A | #N/A | #N/A
6 | 13 | 6 | 7 | #N/A | #N/A | 0 | 0 | 0 | 0 | 0 | 0 | 0 | #N/A | #N/A | 0 | 0 | 0 | 0 | 0 | #N/A | #N/A | 0 | #N/A | #N/A | #N/A | #N/A
6 | 13 | 7 | 7 | #N/A | #N/A | 0 | 0 | 0 | 0 | 0 | 0 | 0 | #N/A | #N/A | 0 | 0 | 0 | 0 | 0 | #N/A | #N/A | 0 | #N/A | #N/A | #N/A | #N/A
6 | 13 | 8 | 7 | #N/A | #N/A | 0 | 0 | 0 | 0 | 0 | 0 | 0 | #N/A | #N/A | 0 | 0 | 0 | 0 | 0 | #N/A | #N/A | 0 | #N/A | #N/A | #N/A | #N/A
6 | 13 | 9 | 7 | #N/A | #N/A | 0 | 0 | 0 | 0 | 0 | 0 | 0 | #N/A | #N/A | 0 | 0 | 0 | 0 | 0 | #N/A | #N/A | 0 | #N/A | #N/A | #N/A | #N/A
6 | 13 | 10 | 7 | #N/A | #N/A | 0 | 0 | 0 | 0 | 0 | 0 | 0 | #N/A | #N/A | 0 | 0 | 0 | 0 | 0 | #N/A | #N/A | 0 | #N/A | #N/A | #N/A | #N/A
6 | 13 | 11 | 7 | #N/A | #N/A | 0 | 0 | 0 | 0 | 0 | 0 | 0 | #N/A | #N/A | 0 | 0 | 0 | 0 | 0 | #N/A | #N/A | 0 | #N/A | #N/A | #N/A | #N/A
6 | 13 | 12 | 7 | #N/A | #N/A | 0 | 0 | 0 | 0 | 0 | 0 | 0 | #N/A | #N/A | 0 | 0 | 0 | 0 | 0 | #N/A | #N/A | 0 | #N/A | #N/A | #N/A | #N/A
6 | 13 | 13 | 7 | #N/A | #N/A | 0 | 0 | 0 | 0 | 0 | 0 | 0 | #N/A | #N/A | 0 | 0 | 0 | 0 | 0 | #N/A | #N/A | 0 | #N/A | #N/A | #N/A | #N/A
6 | 13 | 14 | 7 | #N/A | #N/A | 0 | 0 | 0 | 0 | 0 | 0 | 0 | #N/A | #N/A | 0 | 0 | 0 | 0 | 0 | #N/A | #N/A | 0 | #N/A | #N/A | #N/A | #N/A
6 | 13 | 15 | 7 | #N/A | #N/A | 0 | 0 | 0 | 0 | 0 | 0 | 0 | #N/A | #N/A | 0 | 0 | 0 | 0 | 0 | #N/A | #N/A | 0 | #N/A | #N/A | #N/A | #N/A
6 | 13 | 16 | 7 | #N/A | #N/A | 0 | 0 | 0 | 0 | 0 | 0 | 0 | #N/A | #N/A | 0 | 0 | 0 | 0 | 0 | #N/A | #N/A | 0 | #N/A | #N/A | #N/A | #N/A
6 | 13 | 17 | 7 | #N/A | #N/A | 0 | 0 | 0 | 0 | 0 | 0 | 0 | #N/A | #N/A | 0 | 0 | 0 | 0 | 0 | #N/A | #N/A | 0 | #N/A | #N/A | #N/A | #N/A
6 | 13 | 18 | 7 | #N/A | #N/A | 0 | 0 | 0 | 0 | 0 | 0 | 0 | #N/A | #N/A | 0 | 0 | 0 | 0 | 0 | #N/A | #N/A | 0 | #N/A | #N/A | #N/A | #N/A
6 | 13 | 19 | 7 | #N/A | #N/A | 0 | 0 | 0 | 0 | 0 | 0 | 0 | #N/A | #N/A | 0 | 0 | 0 | 0 | 0 | #N/A | #N/A | 0 | #N/A | #N/A | #N/A | #N/A
6 | 13 | 20 | 7 | #N/A | #N/A | 0 | 0 | 0 | 0 | 0 | 0 | 0 | #N/A | #N/A | 0 | 0 | 0 | 0 | 0 | #N/A | #N/A | 0 | #N/A | #N/A | #N/A | #N/A
6 | 13 | 21 | 7 | #N/A | #N/A | 0 | 0 | 0 | 0 | 0 | 0 | 0 | #N/A | #N/A | 0 | 0 | 0 | 0 | 0 | #N/A | #N/A | 0 | #N/A | #N/A | #N/A | #N/A
6 | 13 | 22 | 7 | #N/A | #N/A | 0 | 0 | 0 | 0 | 0 | 0 | 0 | #N/A | #N/A | 0 | 0 | 0 | 0 | 0 | #N/A | #N/A | 0 | #N/A | #N/A | #N/A | #N/A
6 | 13 | 23 | 7 | #N/A | #N/A | 0 | 0 | 0 | 0 | 0 | 0 | 0 | #N/A | #N/A | 0 | 0 | 0 | 0 | 0 | #N/A | #N/A | 0 | #N/A | #N/A | #N/A | #N/A
6 | 13 | 24 | 7 | #N/A | #N/A | 0 | 0 | 0 | 0 | 0 | 0 | 0 | #N/A | #N/A | 0 | 0 | 0 | 0 | 0 | #N/A | #N/A | 0 | #N/A | #N/A | #N/A | #N/A
6 | 14 | 1 | 1 | #N/A | #N/A | 0 | 0 | 0 | 0 | 0 | 0 | 0 | #N/A | #N/A | 0 | 0 | 0 | 0 | 0 | #N/A | #N/A | 0 | #N/A | #N/A | #N/A | #N/A
6 | 14 | 2 | 1 | #N/A | #N/A | 0 | 0 | 0 | 0 | 0 | 0 | 0 | #N/A | #N/A | 0 | 0 | 0 | 0 | 0 | #N/A | #N/A | 0 | #N/A | #N/A | #N/A | #N/A
6 | 14 | 3 | 1 | #N/A | #N/A | 0 | 0 | 0 | 0 | 0 | 0 | 0 | #N/A | #N/A | 0 | 0 | 0 | 0 | 0 | #N/A | #N/A | 0 | #N/A | #N/A | #N/A | #N/A
6 | 14 | 4 | 1 | #N/A | #N/A | 0 | 0 | 0 | 0 | 0 | 0 | 0 | #N/A | #N/A | 0 | 0 | 0 | 0 | 0 | #N/A | #N/A | 0 | #N/A | #N/A | #N/A | #N/A
6 | 14 | 5 | 1 | #N/A | #N/A | 0 | 0 | 0 | 0 | 0 | 0 | 0 | #N/A | #N/A | 0 | 0 | 0 | 0 | 0 | #N/A | #N/A | 0 | #N/A | #N/A | #N/A | #N/A
6 | 14 | 6 | 1 | #N/A | #N/A | 1 | 0 | 0 | 0 | 0 | 0 | 0 | #N/A | #N/A | 0 | 0 | 0 | 0 | 0 | #N/A | #N/A | 0 | #N/A | #N/A | #N/A | #N/A
6 | 14 | 7 | 1 | #N/A | #N/A | 1 | 0 | 0 | 0 | 0 | 0 | 0 | #N/A | #N/A | 0 | 0 | 0 | 0 | 0 | #N/A | #N/A | 0 | #N/A | #N/A | #N/A | #N/A
6 | 14 | 8 | 1 | #N/A | #N/A | 1 | 0 | 0 | 0 | 0 | 0 | 0 | #N/A | #N/A | 0 | 0 | 0 | 0 | 0 | #N/A | #N/A | 0 | #N/A | #N/A | #N/A | #N/A
6 | 14 | 9 | 1 | #N/A | #N/A | 1 | 0 | 0 | 0 | 0 | 0 | 0 | #N/A | #N/A | 0 | 0 | 0 | 0 | 0 | #N/A | #N/A | 0 | #N/A | #N/A | #N/A | #N/A
6 | 14 | 10 | 1 | #N/A | #N/A | 1 | 0 | 0 | 0 | 0 | 0 | 0 | #N/A | #N/A | 0 | 0 | 0 | 0 | 0 | #N/A | #N/A | 0 | #N/A | #N/A | #N/A | #N/A
6 | 14 | 11 | 1 | #N/A | #N/A | 1 | 0 | 0 | 0 | 0 | 0 | 0 | #N/A | #N/A | 0 | 0 | 0 | 0 | 0 | #N/A | #N/A | 0 | #N/A | #N/A | #N/A | #N/A
6 | 14 | 12 | 1 | #N/A | #N/A | 1 | 0 | 0 | 0 | 0 | 0 | 0 | #N/A | #N/A | 0 | 0 | 0 | 0 | 0 | #N/A | #N/A | 0 | #N/A | #N/A | #N/A | #N/A
6 | 14 | 13 | 1 | #N/A | #N/A | 1 | 1 | 0 | 0 | 0 | 0 | 0 | #N/A | #N/A | 0 | 0 | 0 | 0 | 0 | #N/A | #N/A | 0 | #N/A | #N/A | #N/A | #N/A
6 | 14 | 14 | 1 | #N/A | #N/A | 1 | 1 | 0 | 0 | 0 | 0 | 0 | #N/A | #N/A | 0 | 0 | 0 | 0 | 0 | #N/A | #N/A | 0 | #N/A | #N/A | #N/A | #N/A
6 | 14 | 15 | 1 | #N/A | #N/A | 1 | 1 | 0 | 0 | 0 | 0 | 0 | #N/A | #N/A | 0 | 0 | 0 | 0 | 0 | #N/A | #N/A | 0 | #N/A | #N/A | #N/A | #N/A
6 | 14 | 16 | 1 | #N/A | #N/A | 1 | 1 | 0 | 0 | 0 | 0 | 0 | #N/A | #N/A | 0 | 0 | 0 | 0 | 0 | #N/A | #N/A | 0 | #N/A | #N/A | #N/A | #N/A
6 | 14 | 17 | 1 | #N/A | #N/A | 1 | 0 | 0 | 0 | 0 | 0 | 0 | #N/A | #N/A | 0 | 0 | 0 | 0 | 0 | #N/A | #N/A | 0 | #N/A | #N/A | #N/A | #N/A
6 | 14 | 18 | 1 | #N/A | #N/A | 1 | 0 | 0 | 0 | 0 | 0 | 0 | #N/A | #N/A | 0 | 0 | 0 | 0 | 0 | #N/A | #N/A | 0 | #N/A | #N/A | #N/A | #N/A
6 | 14 | 19 | 1 | #N/A | #N/A | 1 | 0 | 0 | 0 | 0 | 0 | 0 | #N/A | #N/A | 0 | 0 | 0 | 0 | 0 | #N/A | #N/A | 0 | #N/A | #N/A | #N/A | #N/A
6 | 14 | 20 | 1 | #N/A | #N/A | 1 | 0 | 0 | 0 | 0 | 0 | 0 | #N/A | #N/A | 0 | 0 | 0 | 0 | 0 | #N/A | #N/A | 0 | #N/A | #N/A | #N/A | #N/A
6 | 14 | 21 | 1 | #N/A | #N/A | 1 | 0 | 0 | 0 | 0 | 0 | 0 | #N/A | #N/A | 0 | 0 | 0 | 0 | 0 | #N/A | #N/A | 0 | #N/A | #N/A | #N/A | #N/A
6 | 14 | 22 | 1 | #N/A | #N/A | 1 | 0 | 0 | 0 | 0 | 0 | 0 | #N/A | #N/A | 0 | 0 | 0 | 0 | 0 | #N/A | #N/A | 0 | #N/A | #N/A | #N/A | #N/A
6 | 14 | 23 | 1 | #N/A | #N/A | 0 | 0 | 0 | 0 | 0 | 0 | 0 | #N/A | #N/A | 0 | 0 | 0 | 0 | 0 | #N/A | #N/A | 0 | #N/A | #N/A | #N/A | #N/A
6 | 14 | 24 | 1 | #N/A | #N/A | 0 | 0 | 0 | 0 | 0 | 0 | 0 | #N/A | #N/A | 0 | 0 | 0 | 0 | 0 | #N/A | #N/A | 0 | #N/A | #N/A | #N/A | #N/A
6 | 15 | 1 | 2 | #N/A | #N/A | 0 | 0 | 0 | 0 | 0 | 0 | 0 | #N/A | #N/A | 0 | 0 | 0 | 0 | 0 | #N/A | #N/A | 0 | #N/A | #N/A | #N/A | #N/A
6 | 15 | 2 | 2 | #N/A | #N/A | 0 | 0 | 0 | 0 | 0 | 0 | 0 | #N/A | #N/A | 0 | 0 | 0 | 0 | 0 | #N/A | #N/A | 0 | #N/A | #N/A | #N/A | #N/A
6 | 15 | 3 | 2 | #N/A | #N/A | 0 | 0 | 0 | 0 | 0 | 0 | 0 | #N/A | #N/A | 0 | 0 | 0 | 0 | 0 | #N/A | #N/A | 0 | #N/A | #N/A | #N/A | #N/A
6 | 15 | 4 | 2 | #N/A | #N/A | 0 | 0 | 0 | 0 | 0 | 0 | 0 | #N/A | #N/A | 0 | 0 | 0 | 0 | 0 | #N/A | #N/A | 0 | #N/A | #N/A | #N/A | #N/A
6 | 15 | 5 | 2 | #N/A | #N/A | 0 | 0 | 0 | 0 | 0 | 0 | 0 | #N/A | #N/A | 0 | 0 | 0 | 0 | 0 | #N/A | #N/A | 0 | #N/A | #N/A | #N/A | #N/A
6 | 15 | 6 | 2 | #N/A | #N/A | 1 | 0 | 0 | 0 | 0 | 0 | 0 | #N/A | #N/A | 0 | 0 | 0 | 0 | 0 | #N/A | #N/A | 0 | #N/A | #N/A | #N/A | #N/A
6 | 15 | 7 | 2 | #N/A | #N/A | 1 | 0 | 0 | 0 | 0 | 0 | 0 | #N/A | #N/A | 0 | 0 | 0 | 0 | 0 | #N/A | #N/A | 0 | #N/A | #N/A | #N/A | #N/A
6 | 15 | 8 | 2 | #N/A | #N/A | 1 | 0 | 0 | 0 | 0 | 0 | 0 | #N/A | #N/A | 0 | 0 | 0 | 0 | 0 | #N/A | #N/A | 0 | #N/A | #N/A | #N/A | #N/A
6 | 15 | 9 | 2 | #N/A | #N/A | 1 | 0 | 0 | 0 | 0 | 0 | 0 | #N/A | #N/A | 0 | 0 | 0 | 0 | 0 | #N/A | #N/A | 0 | #N/A | #N/A | #N/A | #N/A
6 | 15 | 10 | 2 | #N/A | #N/A | 1 | 0 | 0 | 0 | 0 | 0 | 0 | #N/A | #N/A | 0 | 0 | 0 | 0 | 0 | #N/A | #N/A | 0 | #N/A | #N/A | #N/A | #N/A
6 | 15 | 11 | 2 | #N/A | #N/A | 1 | 0 | 0 | 0 | 0 | 0 | 0 | #N/A | #N/A | 0 | 0 | 0 | 0 | 0 | #N/A | #N/A | 0 | #N/A | #N/A | #N/A | #N/A
6 | 15 | 12 | 2 | #N/A | #N/A | 1 | 0 | 0 | 0 | 0 | 0 | 0 | #N/A | #N/A | 0 | 0 | 0 | 0 | 0 | #N/A | #N/A | 0 | #N/A | #N/A | #N/A | #N/A
6 | 15 | 13 | 2 | #N/A | #N/A | 1 | 1 | 0 | 0 | 0 | 0 | 0 | #N/A | #N/A | 0 | 0 | 0 | 0 | 0 | #N/A | #N/A | 0 | #N/A | #N/A | #N/A | #N/A
6 | 15 | 14 | 2 | #N/A | #N/A | 1 | 1 | 0 | 0 | 0 | 0 | 0 | #N/A | #N/A | 0 | 0 | 0 | 0 | 0 | #N/A | #N/A | 0 | #N/A | #N/A | #N/A | #N/A
6 | 15 | 15 | 2 | #N/A | #N/A | 1 | 1 | 0 | 0 | 0 | 0 | 0 | #N/A | #N/A | 0 | 0 | 0 | 0 | 0 | #N/A | #N/A | 0 | #N/A | #N/A | #N/A | #N/A
6 | 15 | 16 | 2 | #N/A | #N/A | 1 | 1 | 0 | 0 | 0 | 0 | 0 | #N/A | #N/A | 0 | 0 | 0 | 0 | 0 | #N/A | #N/A | 0 | #N/A | #N/A | #N/A | #N/A
6 | 15 | 17 | 2 | #N/A | #N/A | 1 | 0 | 0 | 0 | 0 | 0 | 0 | #N/A | #N/A | 0 | 0 | 0 | 0 | 0 | #N/A | #N/A | 0 | #N/A | #N/A | #N/A | #N/A
6 | 15 | 18 | 2 | #N/A | #N/A | 1 | 0 | 0 | 0 | 0 | 0 | 0 | #N/A | #N/A | 0 | 0 | 0 | 0 | 0 | #N/A | #N/A | 0 | #N/A | #N/A | #N/A | #N/A
6 | 15 | 19 | 2 | #N/A | #N/A | 1 | 0 | 0 | 0 | 0 | 0 | 0 | #N/A | #N/A | 0 | 0 | 0 | 0 | 0 | #N/A | #N/A | 0 | #N/A | #N/A | #N/A | #N/A
6 | 15 | 20 | 2 | #N/A | #N/A | 1 | 0 | 0 | 0 | 0 | 0 | 0 | #N/A | #N/A | 0 | 0 | 0 | 0 | 0 | #N/A | #N/A | 0 | #N/A | #N/A | #N/A | #N/A
6 | 15 | 21 | 2 | #N/A | #N/A | 1 | 0 | 0 | 0 | 0 | 0 | 0 | #N/A | #N/A | 0 | 0 | 0 | 0 | 0 | #N/A | #N/A | 0 | #N/A | #N/A | #N/A | #N/A
6 | 15 | 22 | 2 | #N/A | #N/A | 1 | 0 | 0 | 0 | 0 | 0 | 0 | #N/A | #N/A | 0 | 0 | 0 | 0 | 0 | #N/A | #N/A | 0 | #N/A | #N/A | #N/A | #N/A
6 | 15 | 23 | 2 | #N/A | #N/A | 0 | 0 | 0 | 0 | 0 | 0 | 0 | #N/A | #N/A | 0 | 0 | 0 | 0 | 0 | #N/A | #N/A | 0 | #N/A | #N/A | #N/A | #N/A
6 | 15 | 24 | 2 | #N/A | #N/A | 0 | 0 | 0 | 0 | 0 | 0 | 0 | #N/A | #N/A | 0 | 0 | 0 | 0 | 0 | #N/A | #N/A | 0 | #N/A | #N/A | #N/A | #N/A
6 | 16 | 1 | 3 | #N/A | #N/A | 0 | 0 | 0 | 0 | 0 | 0 | 0 | #N/A | #N/A | 0 | 0 | 0 | 0 | 0 | #N/A | #N/A | 0 | #N/A | #N/A | #N/A | #N/A
6 | 16 | 2 | 3 | #N/A | #N/A | 0 | 0 | 0 | 0 | 0 | 0 | 0 | #N/A | #N/A | 0 | 0 | 0 | 0 | 0 | #N/A | #N/A | 0 | #N/A | #N/A | #N/A | #N/A
6 | 16 | 3 | 3 | #N/A | #N/A | 0 | 0 | 0 | 0 | 0 | 0 | 0 | #N/A | #N/A | 0 | 0 | 0 | 0 | 0 | #N/A | #N/A | 0 | #N/A | #N/A | #N/A | #N/A
6 | 16 | 4 | 3 | #N/A | #N/A | 0 | 0 | 0 | 0 | 0 | 0 | 0 | #N/A | #N/A | 0 | 0 | 0 | 0 | 0 | #N/A | #N/A | 0 | #N/A | #N/A | #N/A | #N/A
6 | 16 | 5 | 3 | #N/A | #N/A | 0 | 0 | 0 | 0 | 0 | 0 | 0 | #N/A | #N/A | 0 | 0 | 0 | 0 | 0 | #N/A | #N/A | 0 | #N/A | #N/A | #N/A | #N/A
6 | 16 | 6 | 3 | #N/A | #N/A | 1 | 0 | 0 | 0 | 0 | 0 | 0 | #N/A | #N/A | 0 | 0 | 0 | 0 | 0 | #N/A | #N/A | 0 | #N/A | #N/A | #N/A | #N/A
6 | 16 | 7 | 3 | #N/A | #N/A | 1 | 0 | 0 | 0 | 0 | 0 | 0 | #N/A | #N/A | 0 | 0 | 0 | 0 | 0 | #N/A | #N/A | 0 | #N/A | #N/A | #N/A | #N/A
6 | 16 | 8 | 3 | #N/A | #N/A | 1 | 0 | 0 | 0 | 0 | 0 | 0 | #N/A | #N/A | 0 | 0 | 0 | 0 | 0 | #N/A | #N/A | 0 | #N/A | #N/A | #N/A | #N/A
6 | 16 | 9 | 3 | #N/A | #N/A | 1 | 0 | 0 | 0 | 0 | 0 | 0 | #N/A | #N/A | 0 | 0 | 0 | 0 | 0 | #N/A | #N/A | 0 | #N/A | #N/A | #N/A | #N/A
6 | 16 | 10 | 3 | #N/A | #N/A | 1 | 0 | 0 | 0 | 0 | 0 | 0 | #N/A | #N/A | 0 | 0 | 0 | 0 | 0 | #N/A | #N/A | 0 | #N/A | #N/A | #N/A | #N/A
6 | 16 | 11 | 3 | #N/A | #N/A | 1 | 0 | 0 | 0 | 0 | 0 | 0 | #N/A | #N/A | 0 | 0 | 0 | 0 | 0 | #N/A | #N/A | 0 | #N/A | #N/A | #N/A | #N/A
6 | 16 | 12 | 3 | #N/A | #N/A | 1 | 0 | 0 | 0 | 0 | 0 | 0 | #N/A | #N/A | 0 | 0 | 0 | 0 | 0 | #N/A | #N/A | 0 | #N/A | #N/A | #N/A | #N/A
6 | 16 | 13 | 3 | #N/A | #N/A | 1 | 1 | 0 | 0 | 0 | 0 | 0 | #N/A | #N/A | 0 | 0 | 0 | 0 | 0 | #N/A | #N/A | 0 | #N/A | #N/A | #N/A | #N/A
6 | 16 | 14 | 3 | #N/A | #N/A | 1 | 1 | 0 | 0 | 0 | 0 | 0 | #N/A | #N/A | 0 | 0 | 0 | 0 | 0 | #N/A | #N/A | 0 | #N/A | #N/A | #N/A | #N/A
6 | 16 | 15 | 3 | #N/A | #N/A | 1 | 1 | 0 | 0 | 0 | 0 | 0 | #N/A | #N/A | 0 | 0 | 0 | 0 | 0 | #N/A | #N/A | 0 | #N/A | #N/A | #N/A | #N/A
6 | 16 | 16 | 3 | #N/A | #N/A | 1 | 1 | 0 | 0 | 0 | 0 | 0 | #N/A | #N/A | 0 | 0 | 0 | 0 | 0 | #N/A | #N/A | 0 | #N/A | #N/A | #N/A | #N/A
6 | 16 | 17 | 3 | #N/A | #N/A | 1 | 0 | 0 | 0 | 0 | 0 | 0 | #N/A | #N/A | 0 | 0 | 0 | 0 | 0 | #N/A | #N/A | 0 | #N/A | #N/A | #N/A | #N/A
6 | 16 | 18 | 3 | #N/A | #N/A | 1 | 0 | 0 | 0 | 0 | 0 | 0 | #N/A | #N/A | 0 | 0 | 0 | 0 | 0 | #N/A | #N/A | 0 | #N/A | #N/A | #N/A | #N/A
6 | 16 | 19 | 3 | #N/A | #N/A | 1 | 0 | 0 | 0 | 0 | 0 | 0 | #N/A | #N/A | 0 | 0 | 0 | 0 | 0 | #N/A | #N/A | 0 | #N/A | #N/A | #N/A | #N/A
6 | 16 | 20 | 3 | #N/A | #N/A | 1 | 0 | 0 | 0 | 0 | 0 | 0 | #N/A | #N/A | 0 | 0 | 0 | 0 | 0 | #N/A | #N/A | 0 | #N/A | #N/A | #N/A | #N/A
6 | 16 | 21 | 3 | #N/A | #N/A | 1 | 0 | 0 | 0 | 0 | 0 | 0 | #N/A | #N/A | 0 | 0 | 0 | 0 | 0 | #N/A | #N/A | 0 | #N/A | #N/A | #N/A | #N/A
6 | 16 | 22 | 3 | #N/A | #N/A | 1 | 0 | 0 | 0 | 0 | 0 | 0 | #N/A | #N/A | 0 | 0 | 0 | 0 | 0 | #N/A | #N/A | 0 | #N/A | #N/A | #N/A | #N/A
6 | 16 | 23 | 3 | #N/A | #N/A | 0 | 0 | 0 | 0 | 0 | 0 | 0 | #N/A | #N/A | 0 | 0 | 0 | 0 | 0 | #N/A | #N/A | 0 | #N/A | #N/A | #N/A | #N/A
6 | 16 | 24 | 3 | #N/A | #N/A | 0 | 0 | 0 | 0 | 0 | 0 | 0 | #N/A | #N/A | 0 | 0 | 0 | 0 | 0 | #N/A | #N/A | 0 | #N/A | #N/A | #N/A | #N/A
6 | 17 | 1 | 4 | #N/A | #N/A | 0 | 0 | 0 | 0 | 0 | 0 | 0 | #N/A | #N/A | 0 | 0 | 0 | 0 | 0 | #N/A | #N/A | 0 | #N/A | #N/A | #N/A | #N/A
6 | 17 | 2 | 4 | #N/A | #N/A | 0 | 0 | 0 | 0 | 0 | 0 | 0 | #N/A | #N/A | 0 | 0 | 0 | 0 | 0 | #N/A | #N/A | 0 | #N/A | #N/A | #N/A | #N/A
6 | 17 | 3 | 4 | #N/A | #N/A | 0 | 0 | 0 | 0 | 0 | 0 | 0 | #N/A | #N/A | 0 | 0 | 0 | 0 | 0 | #N/A | #N/A | 0 | #N/A | #N/A | #N/A | #N/A
6 | 17 | 4 | 4 | #N/A | #N/A | 0 | 0 | 0 | 0 | 0 | 0 | 0 | #N/A | #N/A | 0 | 0 | 0 | 0 | 0 | #N/A | #N/A | 0 | #N/A | #N/A | #N/A | #N/A
6 | 17 | 5 | 4 | #N/A | #N/A | 0 | 0 | 0 | 0 | 0 | 0 | 0 | #N/A | #N/A | 0 | 0 | 0 | 0 | 0 | #N/A | #N/A | 0 | #N/A | #N/A | #N/A | #N/A
6 | 17 | 6 | 4 | #N/A | #N/A | 1 | 0 | 0 | 0 | 0 | 0 | 0 | #N/A | #N/A | 0 | 0 | 0 | 0 | 0 | #N/A | #N/A | 0 | #N/A | #N/A | #N/A | #N/A
6 | 17 | 7 | 4 | #N/A | #N/A | 1 | 0 | 0 | 0 | 0 | 0 | 0 | #N/A | #N/A | 0 | 0 | 0 | 0 | 0 | #N/A | #N/A | 0 | #N/A | #N/A | #N/A | #N/A
6 | 17 | 8 | 4 | #N/A | #N/A | 1 | 0 | 0 | 0 | 0 | 0 | 0 | #N/A | #N/A | 0 | 0 | 0 | 0 | 0 | #N/A | #N/A | 0 | #N/A | #N/A | #N/A | #N/A
6 | 17 | 9 | 4 | #N/A | #N/A | 1 | 0 | 0 | 0 | 0 | 0 | 0 | #N/A | #N/A | 0 | 0 | 0 | 0 | 0 | #N/A | #N/A | 0 | #N/A | #N/A | #N/A | #N/A
6 | 17 | 10 | 4 | #N/A | #N/A | 1 | 0 | 0 | 0 | 0 | 0 | 0 | #N/A | #N/A | 0 | 0 | 0 | 0 | 0 | #N/A | #N/A | 0 | #N/A | #N/A | #N/A | #N/A
6 | 17 | 11 | 4 | #N/A | #N/A | 1 | 0 | 0 | 0 | 0 | 0 | 0 | #N/A | #N/A | 0 | 0 | 0 | 0 | 0 | #N/A | #N/A | 0 | #N/A | #N/A | #N/A | #N/A
6 | 17 | 12 | 4 | #N/A | #N/A | 1 | 0 | 0 | 0 | 0 | 0 | 0 | #N/A | #N/A | 0 | 0 | 0 | 0 | 0 | #N/A | #N/A | 0 | #N/A | #N/A | #N/A | #N/A
6 | 17 | 13 | 4 | #N/A | #N/A | 1 | 1 | 0 | 0 | 0 | 0 | 0 | #N/A | #N/A | 0 | 0 | 0 | 0 | 0 | #N/A | #N/A | 0 | #N/A | #N/A | #N/A | #N/A
6 | 17 | 14 | 4 | #N/A | #N/A | 1 | 1 | 0 | 0 | 0 | 0 | 0 | #N/A | #N/A | 0 | 0 | 0 | 0 | 0 | #N/A | #N/A | 0 | #N/A | #N/A | #N/A | #N/A
6 | 17 | 15 | 4 | #N/A | #N/A | 1 | 1 | 0 | 0 | 0 | 0 | 0 | #N/A | #N/A | 0 | 0 | 0 | 0 | 0 | #N/A | #N/A | 0 | #N/A | #N/A | #N/A | #N/A
6 | 17 | 16 | 4 | #N/A | #N/A | 1 | 1 | 0 | 0 | 0 | 0 | 0 | #N/A | #N/A | 0 | 0 | 0 | 0 | 0 | #N/A | #N/A | 0 | #N/A | #N/A | #N/A | #N/A
6 | 17 | 17 | 4 | #N/A | #N/A | 1 | 0 | 0 | 0 | 0 | 0 | 0 | #N/A | #N/A | 0 | 0 | 0 | 0 | 0 | #N/A | #N/A | 0 | #N/A | #N/A | #N/A | #N/A
6 | 17 | 18 | 4 | #N/A | #N/A | 1 | 0 | 0 | 0 | 0 | 0 | 0 | #N/A | #N/A | 0 | 0 | 0 | 0 | 0 | #N/A | #N/A | 0 | #N/A | #N/A | #N/A | #N/A
6 | 17 | 19 | 4 | #N/A | #N/A | 1 | 0 | 0 | 0 | 0 | 0 | 0 | #N/A | #N/A | 0 | 0 | 0 | 0 | 0 | #N/A | #N/A | 0 | #N/A | #N/A | #N/A | #N/A
6 | 17 | 20 | 4 | #N/A | #N/A | 1 | 0 | 0 | 0 | 0 | 0 | 0 | #N/A | #N/A | 0 | 0 | 0 | 0 | 0 | #N/A | #N/A | 0 | #N/A | #N/A | #N/A | #N/A
6 | 17 | 21 | 4 | #N/A | #N/A | 1 | 0 | 0 | 0 | 0 | 0 | 0 | #N/A | #N/A | 0 | 0 | 0 | 0 | 0 | #N/A | #N/A | 0 | #N/A | #N/A | #N/A | #N/A
6 | 17 | 22 | 4 | #N/A | #N/A | 1 | 0 | 0 | 0 | 0 | 0 | 0 | #N/A | #N/A | 0 | 0 | 0 | 0 | 0 | #N/A | #N/A | 0 | #N/A | #N/A | #N/A | #N/A
6 | 17 | 23 | 4 | #N/A | #N/A | 0 | 0 | 0 | 0 | 0 | 0 | 0 | #N/A | #N/A | 0 | 0 | 0 | 0 | 0 | #N/A | #N/A | 0 | #N/A | #N/A | #N/A | #N/A
6 | 17 | 24 | 4 | #N/A | #N/A | 0 | 0 | 0 | 0 | 0 | 0 | 0 | #N/A | #N/A | 0 | 0 | 0 | 0 | 0 | #N/A | #N/A | 0 | #N/A | #N/A | #N/A | #N/A
6 | 18 | 1 | 5 | #N/A | #N/A | 0 | 0 | 0 | 0 | 0 | 0 | 0 | #N/A | #N/A | 0 | 0 | 0 | 0 | 0 | #N/A | #N/A | 0 | #N/A | #N/A | #N/A | #N/A
6 | 18 | 2 | 5 | #N/A | #N/A | 0 | 0 | 0 | 0 | 0 | 0 | 0 | #N/A | #N/A | 0 | 0 | 0 | 0 | 0 | #N/A | #N/A | 0 | #N/A | #N/A | #N/A | #N/A
6 | 18 | 3 | 5 | #N/A | #N/A | 0 | 0 | 0 | 0 | 0 | 0 | 0 | #N/A | #N/A | 0 | 0 | 0 | 0 | 0 | #N/A | #N/A | 0 | #N/A | #N/A | #N/A | #N/A
6 | 18 | 4 | 5 | #N/A | #N/A | 0 | 0 | 0 | 0 | 0 | 0 | 0 | #N/A | #N/A | 0 | 0 | 0 | 0 | 0 | #N/A | #N/A | 0 | #N/A | #N/A | #N/A | #N/A
6 | 18 | 5 | 5 | #N/A | #N/A | 0 | 0 | 0 | 0 | 0 | 0 | 0 | #N/A | #N/A | 0 | 0 | 0 | 0 | 0 | #N/A | #N/A | 0 | #N/A | #N/A | #N/A | #N/A
6 | 18 | 6 | 5 | #N/A | #N/A | 1 | 0 | 0 | 0 | 0 | 0 | 0 | #N/A | #N/A | 0 | 0 | 0 | 0 | 0 | #N/A | #N/A | 0 | #N/A | #N/A | #N/A | #N/A
6 | 18 | 7 | 5 | #N/A | #N/A | 1 | 0 | 0 | 0 | 0 | 0 | 0 | #N/A | #N/A | 0 | 0 | 0 | 0 | 0 | #N/A | #N/A | 0 | #N/A | #N/A | #N/A | #N/A
6 | 18 | 8 | 5 | #N/A | #N/A | 1 | 0 | 0 | 0 | 0 | 0 | 0 | #N/A | #N/A | 0 | 0 | 0 | 0 | 0 | #N/A | #N/A | 0 | #N/A | #N/A | #N/A | #N/A
6 | 18 | 9 | 5 | #N/A | #N/A | 1 | 0 | 0 | 0 | 0 | 0 | 0 | #N/A | #N/A | 0 | 0 | 0 | 0 | 0 | #N/A | #N/A | 0 | #N/A | #N/A | #N/A | #N/A
6 | 18 | 10 | 5 | #N/A | #N/A | 1 | 0 | 0 | 0 | 0 | 0 | 0 | #N/A | #N/A | 0 | 0 | 0 | 0 | 0 | #N/A | #N/A | 0 | #N/A | #N/A | #N/A | #N/A
6 | 18 | 11 | 5 | #N/A | #N/A | 1 | 0 | 0 | 0 | 0 | 0 | 0 | #N/A | #N/A | 0 | 0 | 0 | 0 | 0 | #N/A | #N/A | 0 | #N/A | #N/A | #N/A | #N/A
6 | 18 | 12 | 5 | #N/A | #N/A | 1 | 0 | 0 | 0 | 0 | 0 | 0 | #N/A | #N/A | 0 | 0 | 0 | 0 | 0 | #N/A | #N/A | 0 | #N/A | #N/A | #N/A | #N/A
6 | 18 | 13 | 5 | #N/A | #N/A | 1 | 1 | 0 | 0 | 0 | 0 | 0 | #N/A | #N/A | 0 | 0 | 0 | 0 | 0 | #N/A | #N/A | 0 | #N/A | #N/A | #N/A | #N/A
6 | 18 | 14 | 5 | #N/A | #N/A | 1 | 1 | 0 | 0 | 0 | 0 | 0 | #N/A | #N/A | 0 | 0 | 0 | 0 | 0 | #N/A | #N/A | 0 | #N/A | #N/A | #N/A | #N/A
6 | 18 | 15 | 5 | #N/A | #N/A | 1 | 1 | 0 | 0 | 0 | 0 | 0 | #N/A | #N/A | 0 | 0 | 0 | 0 | 0 | #N/A | #N/A | 0 | #N/A | #N/A | #N/A | #N/A
6 | 18 | 16 | 5 | #N/A | #N/A | 1 | 1 | 0 | 0 | 0 | 0 | 0 | #N/A | #N/A | 0 | 0 | 0 | 0 | 0 | #N/A | #N/A | 0 | #N/A | #N/A | #N/A | #N/A
6 | 18 | 17 | 5 | #N/A | #N/A | 1 | 0 | 0 | 0 | 0 | 0 | 0 | #N/A | #N/A | 0 | 0 | 0 | 0 | 0 | #N/A | #N/A | 0 | #N/A | #N/A | #N/A | #N/A
6 | 18 | 18 | 5 | #N/A | #N/A | 1 | 0 | 0 | 0 | 0 | 0 | 0 | #N/A | #N/A | 0 | 0 | 0 | 0 | 0 | #N/A | #N/A | 0 | #N/A | #N/A | #N/A | #N/A
6 | 18 | 19 | 5 | #N/A | #N/A | 1 | 0 | 0 | 0 | 0 | 0 | 0 | #N/A | #N/A | 0 | 0 | 0 | 0 | 0 | #N/A | #N/A | 0 | #N/A | #N/A | #N/A | #N/A
6 | 18 | 20 | 5 | #N/A | #N/A | 1 | 0 | 0 | 0 | 0 | 0 | 0 | #N/A | #N/A | 0 | 0 | 0 | 0 | 0 | #N/A | #N/A | 0 | #N/A | #N/A | #N/A | #N/A
6 | 18 | 21 | 5 | #N/A | #N/A | 1 | 0 | 0 | 0 | 0 | 0 | 0 | #N/A | #N/A | 0 | 0 | 0 | 0 | 0 | #N/A | #N/A | 0 | #N/A | #N/A | #N/A | #N/A
6 | 18 | 22 | 5 | #N/A | #N/A | 1 | 0 | 0 | 0 | 0 | 0 | 0 | #N/A | #N/A | 0 | 0 | 0 | 0 | 0 | #N/A | #N/A | 0 | #N/A | #N/A | #N/A | #N/A
6 | 18 | 23 | 5 | #N/A | #N/A | 0 | 0 | 0 | 0 | 0 | 0 | 0 | #N/A | #N/A | 0 | 0 | 0 | 0 | 0 | #N/A | #N/A | 0 | #N/A | #N/A | #N/A | #N/A
6 | 18 | 24 | 5 | #N/A | #N/A | 0 | 0 | 0 | 0 | 0 | 0 | 0 | #N/A | #N/A | 0 | 0 | 0 | 0 | 0 | #N/A | #N/A | 0 | #N/A | #N/A | #N/A | #N/A
6 | 19 | 1 | 6 | #N/A | #N/A | 0 | 0 | 0 | 0 | 0 | 0 | 0 | #N/A | #N/A | 0 | 0 | 0 | 0 | 0 | #N/A | #N/A | 0 | #N/A | #N/A | #N/A | #N/A
6 | 19 | 2 | 6 | #N/A | #N/A | 0 | 0 | 0 | 0 | 0 | 0 | 0 | #N/A | #N/A | 0 | 0 | 0 | 0 | 0 | #N/A | #N/A | 0 | #N/A | #N/A | #N/A | #N/A
6 | 19 | 3 | 6 | #N/A | #N/A | 0 | 0 | 0 | 0 | 0 | 0 | 0 | #N/A | #N/A | 0 | 0 | 0 | 0 | 0 | #N/A | #N/A | 0 | #N/A | #N/A | #N/A | #N/A
6 | 19 | 4 | 6 | #N/A | #N/A | 0 | 0 | 0 | 0 | 0 | 0 | 0 | #N/A | #N/A | 0 | 0 | 0 | 0 | 0 | #N/A | #N/A | 0 | #N/A | #N/A | #N/A | #N/A
6 | 19 | 5 | 6 | #N/A | #N/A | 0 | 0 | 0 | 0 | 0 | 0 | 0 | #N/A | #N/A | 0 | 0 | 0 | 0 | 0 | #N/A | #N/A | 0 | #N/A | #N/A | #N/A | #N/A
6 | 19 | 6 | 6 | #N/A | #N/A | 0 | 0 | 0 | 0 | 0 | 0 | 0 | #N/A | #N/A | 0 | 0 | 0 | 0 | 0 | #N/A | #N/A | 0 | #N/A | #N/A | #N/A | #N/A
6 | 19 | 7 | 6 | #N/A | #N/A | 0 | 0 | 0 | 0 | 0 | 0 | 0 | #N/A | #N/A | 0 | 0 | 0 | 0 | 0 | #N/A | #N/A | 0 | #N/A | #N/A | #N/A | #N/A
6 | 19 | 8 | 6 | #N/A | #N/A | 0 | 0 | 0 | 0 | 0 | 0 | 0 | #N/A | #N/A | 0 | 0 | 0 | 0 | 0 | #N/A | #N/A | 0 | #N/A | #N/A | #N/A | #N/A
6 | 19 | 9 | 6 | #N/A | #N/A | 0 | 0 | 0 | 0 | 0 | 0 | 0 | #N/A | #N/A | 0 | 0 | 0 | 0 | 0 | #N/A | #N/A | 0 | #N/A | #N/A | #N/A | #N/A
6 | 19 | 10 | 6 | #N/A | #N/A | 0 | 0 | 0 | 0 | 0 | 0 | 0 | #N/A | #N/A | 0 | 0 | 0 | 0 | 0 | #N/A | #N/A | 0 | #N/A | #N/A | #N/A | #N/A
6 | 19 | 11 | 6 | #N/A | #N/A | 0 | 0 | 0 | 0 | 0 | 0 | 0 | #N/A | #N/A | 0 | 0 | 0 | 0 | 0 | #N/A | #N/A | 0 | #N/A | #N/A | #N/A | #N/A
6 | 19 | 12 | 6 | #N/A | #N/A | 0 | 0 | 0 | 0 | 0 | 0 | 0 | #N/A | #N/A | 0 | 0 | 0 | 0 | 0 | #N/A | #N/A | 0 | #N/A | #N/A | #N/A | #N/A
6 | 19 | 13 | 6 | #N/A | #N/A | 0 | 0 | 0 | 0 | 0 | 0 | 0 | #N/A | #N/A | 0 | 0 | 0 | 0 | 0 | #N/A | #N/A | 0 | #N/A | #N/A | #N/A | #N/A
6 | 19 | 14 | 6 | #N/A | #N/A | 0 | 0 | 0 | 0 | 0 | 0 | 0 | #N/A | #N/A | 0 | 0 | 0 | 0 | 0 | #N/A | #N/A | 0 | #N/A | #N/A | #N/A | #N/A
6 | 19 | 15 | 6 | #N/A | #N/A | 0 | 0 | 0 | 0 | 0 | 0 | 0 | #N/A | #N/A | 0 | 0 | 0 | 0 | 0 | #N/A | #N/A | 0 | #N/A | #N/A | #N/A | #N/A
6 | 19 | 16 | 6 | #N/A | #N/A | 0 | 0 | 0 | 0 | 0 | 0 | 0 | #N/A | #N/A | 0 | 0 | 0 | 0 | 0 | #N/A | #N/A | 0 | #N/A | #N/A | #N/A | #N/A
6 | 19 | 17 | 6 | #N/A | #N/A | 0 | 0 | 0 | 0 | 0 | 0 | 0 | #N/A | #N/A | 0 | 0 | 0 | 0 | 0 | #N/A | #N/A | 0 | #N/A | #N/A | #N/A | #N/A
6 | 19 | 18 | 6 | #N/A | #N/A | 0 | 0 | 0 | 0 | 0 | 0 | 0 | #N/A | #N/A | 0 | 0 | 0 | 0 | 0 | #N/A | #N/A | 0 | #N/A | #N/A | #N/A | #N/A
6 | 19 | 19 | 6 | #N/A | #N/A | 0 | 0 | 0 | 0 | 0 | 0 | 0 | #N/A | #N/A | 0 | 0 | 0 | 0 | 0 | #N/A | #N/A | 0 | #N/A | #N/A | #N/A | #N/A
6 | 19 | 20 | 6 | #N/A | #N/A | 0 | 0 | 0 | 0 | 0 | 0 | 0 | #N/A | #N/A | 0 | 0 | 0 | 0 | 0 | #N/A | #N/A | 0 | #N/A | #N/A | #N/A | #N/A
6 | 19 | 21 | 6 | #N/A | #N/A | 0 | 0 | 0 | 0 | 0 | 0 | 0 | #N/A | #N/A | 0 | 0 | 0 | 0 | 0 | #N/A | #N/A | 0 | #N/A | #N/A | #N/A | #N/A
6 | 19 | 22 | 6 | #N/A | #N/A | 0 | 0 | 0 | 0 | 0 | 0 | 0 | #N/A | #N/A | 0 | 0 | 0 | 0 | 0 | #N/A | #N/A | 0 | #N/A | #N/A | #N/A | #N/A
6 | 19 | 23 | 6 | #N/A | #N/A | 0 | 0 | 0 | 0 | 0 | 0 | 0 | #N/A | #N/A | 0 | 0 | 0 | 0 | 0 | #N/A | #N/A | 0 | #N/A | #N/A | #N/A | #N/A
6 | 19 | 24 | 6 | #N/A | #N/A | 0 | 0 | 0 | 0 | 0 | 0 | 0 | #N/A | #N/A | 0 | 0 | 0 | 0 | 0 | #N/A | #N/A | 0 | #N/A | #N/A | #N/A | #N/A
6 | 20 | 1 | 7 | #N/A | #N/A | 0 | 0 | 0 | 0 | 0 | 0 | 0 | #N/A | #N/A | 0 | 0 | 0 | 0 | 0 | #N/A | #N/A | 0 | #N/A | #N/A | #N/A | #N/A
6 | 20 | 2 | 7 | #N/A | #N/A | 0 | 0 | 0 | 0 | 0 | 0 | 0 | #N/A | #N/A | 0 | 0 | 0 | 0 | 0 | #N/A | #N/A | 0 | #N/A | #N/A | #N/A | #N/A
6 | 20 | 3 | 7 | #N/A | #N/A | 0 | 0 | 0 | 0 | 0 | 0 | 0 | #N/A | #N/A | 0 | 0 | 0 | 0 | 0 | #N/A | #N/A | 0 | #N/A | #N/A | #N/A | #N/A
6 | 20 | 4 | 7 | #N/A | #N/A | 0 | 0 | 0 | 0 | 0 | 0 | 0 | #N/A | #N/A | 0 | 0 | 0 | 0 | 0 | #N/A | #N/A | 0 | #N/A | #N/A | #N/A | #N/A
6 | 20 | 5 | 7 | #N/A | #N/A | 0 | 0 | 0 | 0 | 0 | 0 | 0 | #N/A | #N/A | 0 | 0 | 0 | 0 | 0 | #N/A | #N/A | 0 | #N/A | #N/A | #N/A | #N/A
6 | 20 | 6 | 7 | #N/A | #N/A | 0 | 0 | 0 | 0 | 0 | 0 | 0 | #N/A | #N/A | 0 | 0 | 0 | 0 | 0 | #N/A | #N/A | 0 | #N/A | #N/A | #N/A | #N/A
6 | 20 | 7 | 7 | #N/A | #N/A | 0 | 0 | 0 | 0 | 0 | 0 | 0 | #N/A | #N/A | 0 | 0 | 0 | 0 | 0 | #N/A | #N/A | 0 | #N/A | #N/A | #N/A | #N/A
6 | 20 | 8 | 7 | #N/A | #N/A | 0 | 0 | 0 | 0 | 0 | 0 | 0 | #N/A | #N/A | 0 | 0 | 0 | 0 | 0 | #N/A | #N/A | 0 | #N/A | #N/A | #N/A | #N/A
6 | 20 | 9 | 7 | #N/A | #N/A | 0 | 0 | 0 | 0 | 0 | 0 | 0 | #N/A | #N/A | 0 | 0 | 0 | 0 | 0 | #N/A | #N/A | 0 | #N/A | #N/A | #N/A | #N/A
6 | 20 | 10 | 7 | #N/A | #N/A | 0 | 0 | 0 | 0 | 0 | 0 | 0 | #N/A | #N/A | 0 | 0 | 0 | 0 | 0 | #N/A | #N/A | 0 | #N/A | #N/A | #N/A | #N/A
6 | 20 | 11 | 7 | #N/A | #N/A | 0 | 0 | 0 | 0 | 0 | 0 | 0 | #N/A | #N/A | 0 | 0 | 0 | 0 | 0 | #N/A | #N/A | 0 | #N/A | #N/A | #N/A | #N/A
6 | 20 | 12 | 7 | #N/A | #N/A | 0 | 0 | 0 | 0 | 0 | 0 | 0 | #N/A | #N/A | 0 | 0 | 0 | 0 | 0 | #N/A | #N/A | 0 | #N/A | #N/A | #N/A | #N/A
6 | 20 | 13 | 7 | #N/A | #N/A | 0 | 0 | 0 | 0 | 0 | 0 | 0 | #N/A | #N/A | 0 | 0 | 0 | 0 | 0 | #N/A | #N/A | 0 | #N/A | #N/A | #N/A | #N/A
6 | 20 | 14 | 7 | #N/A | #N/A | 0 | 0 | 0 | 0 | 0 | 0 | 0 | #N/A | #N/A | 0 | 0 | 0 | 0 | 0 | #N/A | #N/A | 0 | #N/A | #N/A | #N/A | #N/A
6 | 20 | 15 | 7 | #N/A | #N/A | 0 | 0 | 0 | 0 | 0 | 0 | 0 | #N/A | #N/A | 0 | 0 | 0 | 0 | 0 | #N/A | #N/A | 0 | #N/A | #N/A | #N/A | #N/A
6 | 20 | 16 | 7 | #N/A | #N/A | 0 | 0 | 0 | 0 | 0 | 0 | 0 | #N/A | #N/A | 0 | 0 | 0 | 0 | 0 | #N/A | #N/A | 0 | #N/A | #N/A | #N/A | #N/A
6 | 20 | 17 | 7 | #N/A | #N/A | 0 | 0 | 0 | 0 | 0 | 0 | 0 | #N/A | #N/A | 0 | 0 | 0 | 0 | 0 | #N/A | #N/A | 0 | #N/A | #N/A | #N/A | #N/A
6 | 20 | 18 | 7 | #N/A | #N/A | 0 | 0 | 0 | 0 | 0 | 0 | 0 | #N/A | #N/A | 0 | 0 | 0 | 0 | 0 | #N/A | #N/A | 0 | #N/A | #N/A | #N/A | #N/A
6 | 20 | 19 | 7 | #N/A | #N/A | 0 | 0 | 0 | 0 | 0 | 0 | 0 | #N/A | #N/A | 0 | 0 | 0 | 0 | 0 | #N/A | #N/A | 0 | #N/A | #N/A | #N/A | #N/A
6 | 20 | 20 | 7 | #N/A | #N/A | 0 | 0 | 0 | 0 | 0 | 0 | 0 | #N/A | #N/A | 0 | 0 | 0 | 0 | 0 | #N/A | #N/A | 0 | #N/A | #N/A | #N/A | #N/A
6 | 20 | 21 | 7 | #N/A | #N/A | 0 | 0 | 0 | 0 | 0 | 0 | 0 | #N/A | #N/A | 0 | 0 | 0 | 0 | 0 | #N/A | #N/A | 0 | #N/A | #N/A | #N/A | #N/A
6 | 20 | 22 | 7 | #N/A | #N/A | 0 | 0 | 0 | 0 | 0 | 0 | 0 | #N/A | #N/A | 0 | 0 | 0 | 0 | 0 | #N/A | #N/A | 0 | #N/A | #N/A | #N/A | #N/A
6 | 20 | 23 | 7 | #N/A | #N/A | 0 | 0 | 0 | 0 | 0 | 0 | 0 | #N/A | #N/A | 0 | 0 | 0 | 0 | 0 | #N/A | #N/A | 0 | #N/A | #N/A | #N/A | #N/A
6 | 20 | 24 | 7 | #N/A | #N/A | 0 | 0 | 0 | 0 | 0 | 0 | 0 | #N/A | #N/A | 0 | 0 | 0 | 0 | 0 | #N/A | #N/A | 0 | #N/A | #N/A | #N/A | #N/A
6 | 21 | 1 | 1 | #N/A | #N/A | 0 | 0 | 0 | 0 | 0 | 0 | 0 | #N/A | #N/A | 0 | 0 | 0 | 0 | 0 | #N/A | #N/A | 0 | #N/A | #N/A | #N/A | #N/A
6 | 21 | 2 | 1 | #N/A | #N/A | 0 | 0 | 0 | 0 | 0 | 0 | 0 | #N/A | #N/A | 0 | 0 | 0 | 0 | 0 | #N/A | #N/A | 0 | #N/A | #N/A | #N/A | #N/A
6 | 21 | 3 | 1 | #N/A | #N/A | 0 | 0 | 0 | 0 | 0 | 0 | 0 | #N/A | #N/A | 0 | 0 | 0 | 0 | 0 | #N/A | #N/A | 0 | #N/A | #N/A | #N/A | #N/A
6 | 21 | 4 | 1 | #N/A | #N/A | 0 | 0 | 0 | 0 | 0 | 0 | 0 | #N/A | #N/A | 0 | 0 | 0 | 0 | 0 | #N/A | #N/A | 0 | #N/A | #N/A | #N/A | #N/A
6 | 21 | 5 | 1 | #N/A | #N/A | 0 | 0 | 0 | 0 | 0 | 0 | 0 | #N/A | #N/A | 0 | 0 | 0 | 0 | 0 | #N/A | #N/A | 0 | #N/A | #N/A | #N/A | #N/A
6 | 21 | 6 | 1 | #N/A | #N/A | 1 | 0 | 0 | 0 | 0 | 0 | 0 | #N/A | #N/A | 0 | 0 | 0 | 0 | 0 | #N/A | #N/A | 0 | #N/A | #N/A | #N/A | #N/A
6 | 21 | 7 | 1 | #N/A | #N/A | 1 | 0 | 0 | 0 | 0 | 0 | 0 | #N/A | #N/A | 0 | 0 | 0 | 0 | 0 | #N/A | #N/A | 0 | #N/A | #N/A | #N/A | #N/A
6 | 21 | 8 | 1 | #N/A | #N/A | 1 | 0 | 0 | 0 | 0 | 0 | 0 | #N/A | #N/A | 0 | 0 | 0 | 0 | 0 | #N/A | #N/A | 0 | #N/A | #N/A | #N/A | #N/A
6 | 21 | 9 | 1 | #N/A | #N/A | 1 | 0 | 0 | 0 | 0 | 0 | 0 | #N/A | #N/A | 0 | 0 | 0 | 0 | 0 | #N/A | #N/A | 0 | #N/A | #N/A | #N/A | #N/A
6 | 21 | 10 | 1 | #N/A | #N/A | 1 | 0 | 0 | 0 | 0 | 0 | 0 | #N/A | #N/A | 0 | 0 | 0 | 0 | 0 | #N/A | #N/A | 0 | #N/A | #N/A | #N/A | #N/A
6 | 21 | 11 | 1 | #N/A | #N/A | 1 | 0 | 0 | 0 | 0 | 0 | 0 | #N/A | #N/A | 0 | 0 | 0 | 0 | 0 | #N/A | #N/A | 0 | #N/A | #N/A | #N/A | #N/A
6 | 21 | 12 | 1 | #N/A | #N/A | 1 | 0 | 0 | 0 | 0 | 0 | 0 | #N/A | #N/A | 0 | 0 | 0 | 0 | 0 | #N/A | #N/A | 0 | #N/A | #N/A | #N/A | #N/A
6 | 21 | 13 | 1 | #N/A | #N/A | 1 | 1 | 0 | 0 | 0 | 0 | 0 | #N/A | #N/A | 0 | 0 | 0 | 0 | 0 | #N/A | #N/A | 0 | #N/A | #N/A | #N/A | #N/A
6 | 21 | 14 | 1 | #N/A | #N/A | 1 | 1 | 0 | 0 | 0 | 0 | 0 | #N/A | #N/A | 0 | 0 | 0 | 0 | 0 | #N/A | #N/A | 0 | #N/A | #N/A | #N/A | #N/A
6 | 21 | 15 | 1 | #N/A | #N/A | 1 | 1 | 0 | 0 | 0 | 0 | 0 | #N/A | #N/A | 0 | 0 | 0 | 0 | 0 | #N/A | #N/A | 0 | #N/A | #N/A | #N/A | #N/A
6 | 21 | 16 | 1 | #N/A | #N/A | 1 | 1 | 0 | 0 | 0 | 0 | 0 | #N/A | #N/A | 0 | 0 | 0 | 0 | 0 | #N/A | #N/A | 0 | #N/A | #N/A | #N/A | #N/A
6 | 21 | 17 | 1 | #N/A | #N/A | 1 | 0 | 0 | 0 | 0 | 0 | 0 | #N/A | #N/A | 0 | 0 | 0 | 0 | 0 | #N/A | #N/A | 0 | #N/A | #N/A | #N/A | #N/A
6 | 21 | 18 | 1 | #N/A | #N/A | 1 | 0 | 0 | 0 | 0 | 0 | 0 | #N/A | #N/A | 0 | 0 | 0 | 0 | 0 | #N/A | #N/A | 0 | #N/A | #N/A | #N/A | #N/A
6 | 21 | 19 | 1 | #N/A | #N/A | 1 | 0 | 0 | 0 | 0 | 0 | 0 | #N/A | #N/A | 0 | 0 | 0 | 0 | 0 | #N/A | #N/A | 0 | #N/A | #N/A | #N/A | #N/A
6 | 21 | 20 | 1 | #N/A | #N/A | 1 | 0 | 0 | 0 | 0 | 0 | 0 | #N/A | #N/A | 0 | 0 | 0 | 0 | 0 | #N/A | #N/A | 0 | #N/A | #N/A | #N/A | #N/A
6 | 21 | 21 | 1 | #N/A | #N/A | 1 | 0 | 0 | 0 | 0 | 0 | 0 | #N/A | #N/A | 0 | 0 | 0 | 0 | 0 | #N/A | #N/A | 0 | #N/A | #N/A | #N/A | #N/A
6 | 21 | 22 | 1 | #N/A | #N/A | 1 | 0 | 0 | 0 | 0 | 0 | 0 | #N/A | #N/A | 0 | 0 | 0 | 0 | 0 | #N/A | #N/A | 0 | #N/A | #N/A | #N/A | #N/A
6 | 21 | 23 | 1 | #N/A | #N/A | 0 | 0 | 0 | 0 | 0 | 0 | 0 | #N/A | #N/A | 0 | 0 | 0 | 0 | 0 | #N/A | #N/A | 0 | #N/A | #N/A | #N/A | #N/A
6 | 21 | 24 | 1 | #N/A | #N/A | 0 | 0 | 0 | 0 | 0 | 0 | 0 | #N/A | #N/A | 0 | 0 | 0 | 0 | 0 | #N/A | #N/A | 0 | #N/A | #N/A | #N/A | #N/A
6 | 22 | 1 | 2 | #N/A | #N/A | 0 | 0 | 0 | 0 | 0 | 0 | 0 | #N/A | #N/A | 0 | 0 | 0 | 0 | 0 | #N/A | #N/A | 0 | #N/A | #N/A | #N/A | #N/A
6 | 22 | 2 | 2 | #N/A | #N/A | 0 | 0 | 0 | 0 | 0 | 0 | 0 | #N/A | #N/A | 0 | 0 | 0 | 0 | 0 | #N/A | #N/A | 0 | #N/A | #N/A | #N/A | #N/A
6 | 22 | 3 | 2 | #N/A | #N/A | 0 | 0 | 0 | 0 | 0 | 0 | 0 | #N/A | #N/A | 0 | 0 | 0 | 0 | 0 | #N/A | #N/A | 0 | #N/A | #N/A | #N/A | #N/A
6 | 22 | 4 | 2 | #N/A | #N/A | 0 | 0 | 0 | 0 | 0 | 0 | 0 | #N/A | #N/A | 0 | 0 | 0 | 0 | 0 | #N/A | #N/A | 0 | #N/A | #N/A | #N/A | #N/A
6 | 22 | 5 | 2 | #N/A | #N/A | 0 | 0 | 0 | 0 | 0 | 0 | 0 | #N/A | #N/A | 0 | 0 | 0 | 0 | 0 | #N/A | #N/A | 0 | #N/A | #N/A | #N/A | #N/A
6 | 22 | 6 | 2 | #N/A | #N/A | 1 | 0 | 0 | 0 | 0 | 0 | 0 | #N/A | #N/A | 0 | 0 | 0 | 0 | 0 | #N/A | #N/A | 0 | #N/A | #N/A | #N/A | #N/A
6 | 22 | 7 | 2 | #N/A | #N/A | 1 | 0 | 0 | 0 | 0 | 0 | 0 | #N/A | #N/A | 0 | 0 | 0 | 0 | 0 | #N/A | #N/A | 0 | #N/A | #N/A | #N/A | #N/A
6 | 22 | 8 | 2 | #N/A | #N/A | 1 | 0 | 0 | 0 | 0 | 0 | 0 | #N/A | #N/A | 0 | 0 | 0 | 0 | 0 | #N/A | #N/A | 0 | #N/A | #N/A | #N/A | #N/A
6 | 22 | 9 | 2 | #N/A | #N/A | 1 | 0 | 0 | 0 | 0 | 0 | 0 | #N/A | #N/A | 0 | 0 | 0 | 0 | 0 | #N/A | #N/A | 0 | #N/A | #N/A | #N/A | #N/A
6 | 22 | 10 | 2 | #N/A | #N/A | 1 | 0 | 0 | 0 | 0 | 0 | 0 | #N/A | #N/A | 0 | 0 | 0 | 0 | 0 | #N/A | #N/A | 0 | #N/A | #N/A | #N/A | #N/A
6 | 22 | 11 | 2 | #N/A | #N/A | 1 | 0 | 0 | 0 | 0 | 0 | 0 | #N/A | #N/A | 0 | 0 | 0 | 0 | 0 | #N/A | #N/A | 0 | #N/A | #N/A | #N/A | #N/A
6 | 22 | 12 | 2 | #N/A | #N/A | 1 | 0 | 0 | 0 | 0 | 0 | 0 | #N/A | #N/A | 0 | 0 | 0 | 0 | 0 | #N/A | #N/A | 0 | #N/A | #N/A | #N/A | #N/A
6 | 22 | 13 | 2 | #N/A | #N/A | 1 | 1 | 0 | 0 | 0 | 0 | 0 | #N/A | #N/A | 0 | 0 | 0 | 0 | 0 | #N/A | #N/A | 0 | #N/A | #N/A | #N/A | #N/A
6 | 22 | 14 | 2 | #N/A | #N/A | 1 | 1 | 0 | 0 | 0 | 0 | 0 | #N/A | #N/A | 0 | 0 | 0 | 0 | 0 | #N/A | #N/A | 0 | #N/A | #N/A | #N/A | #N/A
6 | 22 | 15 | 2 | #N/A | #N/A | 1 | 1 | 0 | 0 | 0 | 0 | 0 | #N/A | #N/A | 0 | 0 | 0 | 0 | 0 | #N/A | #N/A | 0 | #N/A | #N/A | #N/A | #N/A
6 | 22 | 16 | 2 | #N/A | #N/A | 1 | 1 | 0 | 0 | 0 | 0 | 0 | #N/A | #N/A | 0 | 0 | 0 | 0 | 0 | #N/A | #N/A | 0 | #N/A | #N/A | #N/A | #N/A
6 | 22 | 17 | 2 | #N/A | #N/A | 1 | 0 | 0 | 0 | 0 | 0 | 0 | #N/A | #N/A | 0 | 0 | 0 | 0 | 0 | #N/A | #N/A | 0 | #N/A | #N/A | #N/A | #N/A
6 | 22 | 18 | 2 | #N/A | #N/A | 1 | 0 | 0 | 0 | 0 | 0 | 0 | #N/A | #N/A | 0 | 0 | 0 | 0 | 0 | #N/A | #N/A | 0 | #N/A | #N/A | #N/A | #N/A
6 | 22 | 19 | 2 | #N/A | #N/A | 1 | 0 | 0 | 0 | 0 | 0 | 0 | #N/A | #N/A | 0 | 0 | 0 | 0 | 0 | #N/A | #N/A | 0 | #N/A | #N/A | #N/A | #N/A
6 | 22 | 20 | 2 | #N/A | #N/A | 1 | 0 | 0 | 0 | 0 | 0 | 0 | #N/A | #N/A | 0 | 0 | 0 | 0 | 0 | #N/A | #N/A | 0 | #N/A | #N/A | #N/A | #N/A
6 | 22 | 21 | 2 | #N/A | #N/A | 1 | 0 | 0 | 0 | 0 | 0 | 0 | #N/A | #N/A | 0 | 0 | 0 | 0 | 0 | #N/A | #N/A | 0 | #N/A | #N/A | #N/A | #N/A
6 | 22 | 22 | 2 | #N/A | #N/A | 1 | 0 | 0 | 0 | 0 | 0 | 0 | #N/A | #N/A | 0 | 0 | 0 | 0 | 0 | #N/A | #N/A | 0 | #N/A | #N/A | #N/A | #N/A
6 | 22 | 23 | 2 | #N/A | #N/A | 0 | 0 | 0 | 0 | 0 | 0 | 0 | #N/A | #N/A | 0 | 0 | 0 | 0 | 0 | #N/A | #N/A | 0 | #N/A | #N/A | #N/A | #N/A
6 | 22 | 24 | 2 | #N/A | #N/A | 0 | 0 | 0 | 0 | 0 | 0 | 0 | #N/A | #N/A | 0 | 0 | 0 | 0 | 0 | #N/A | #N/A | 0 | #N/A | #N/A | #N/A | #N/A
6 | 23 | 1 | 3 | #N/A | #N/A | 0 | 0 | 0 | 0 | 0 | 0 | 0 | #N/A | #N/A | 0 | 0 | 0 | 0 | 0 | #N/A | #N/A | 0 | #N/A | #N/A | #N/A | #N/A
6 | 23 | 2 | 3 | #N/A | #N/A | 0 | 0 | 0 | 0 | 0 | 0 | 0 | #N/A | #N/A | 0 | 0 | 0 | 0 | 0 | #N/A | #N/A | 0 | #N/A | #N/A | #N/A | #N/A
6 | 23 | 3 | 3 | #N/A | #N/A | 0 | 0 | 0 | 0 | 0 | 0 | 0 | #N/A | #N/A | 0 | 0 | 0 | 0 | 0 | #N/A | #N/A | 0 | #N/A | #N/A | #N/A | #N/A
6 | 23 | 4 | 3 | #N/A | #N/A | 0 | 0 | 0 | 0 | 0 | 0 | 0 | #N/A | #N/A | 0 | 0 | 0 | 0 | 0 | #N/A | #N/A | 0 | #N/A | #N/A | #N/A | #N/A
6 | 23 | 5 | 3 | #N/A | #N/A | 0 | 0 | 0 | 0 | 0 | 0 | 0 | #N/A | #N/A | 0 | 0 | 0 | 0 | 0 | #N/A | #N/A | 0 | #N/A | #N/A | #N/A | #N/A
6 | 23 | 6 | 3 | #N/A | #N/A | 1 | 0 | 0 | 0 | 0 | 0 | 0 | #N/A | #N/A | 0 | 0 | 0 | 0 | 0 | #N/A | #N/A | 0 | #N/A | #N/A | #N/A | #N/A
6 | 23 | 7 | 3 | #N/A | #N/A | 1 | 0 | 0 | 0 | 0 | 0 | 0 | #N/A | #N/A | 0 | 0 | 0 | 0 | 0 | #N/A | #N/A | 0 | #N/A | #N/A | #N/A | #N/A
6 | 23 | 8 | 3 | #N/A | #N/A | 1 | 0 | 0 | 0 | 0 | 0 | 0 | #N/A | #N/A | 0 | 0 | 0 | 0 | 0 | #N/A | #N/A | 0 | #N/A | #N/A | #N/A | #N/A
6 | 23 | 9 | 3 | #N/A | #N/A | 1 | 0 | 0 | 0 | 0 | 0 | 0 | #N/A | #N/A | 0 | 0 | 0 | 0 | 0 | #N/A | #N/A | 0 | #N/A | #N/A | #N/A | #N/A
6 | 23 | 10 | 3 | #N/A | #N/A | 1 | 0 | 0 | 0 | 0 | 0 | 0 | #N/A | #N/A | 0 | 0 | 0 | 0 | 0 | #N/A | #N/A | 0 | #N/A | #N/A | #N/A | #N/A
6 | 23 | 11 | 3 | #N/A | #N/A | 1 | 0 | 0 | 0 | 0 | 0 | 0 | #N/A | #N/A | 0 | 0 | 0 | 0 | 0 | #N/A | #N/A | 0 | #N/A | #N/A | #N/A | #N/A
6 | 23 | 12 | 3 | #N/A | #N/A | 1 | 0 | 0 | 0 | 0 | 0 | 0 | #N/A | #N/A | 0 | 0 | 0 | 0 | 0 | #N/A | #N/A | 0 | #N/A | #N/A | #N/A | #N/A
6 | 23 | 13 | 3 | #N/A | #N/A | 1 | 1 | 0 | 0 | 0 | 0 | 0 | #N/A | #N/A | 0 | 0 | 0 | 0 | 0 | #N/A | #N/A | 0 | #N/A | #N/A | #N/A | #N/A
6 | 23 | 14 | 3 | #N/A | #N/A | 1 | 1 | 0 | 0 | 0 | 0 | 0 | #N/A | #N/A | 0 | 0 | 0 | 0 | 0 | #N/A | #N/A | 0 | #N/A | #N/A | #N/A | #N/A
6 | 23 | 15 | 3 | #N/A | #N/A | 1 | 1 | 0 | 0 | 0 | 0 | 0 | #N/A | #N/A | 0 | 0 | 0 | 0 | 0 | #N/A | #N/A | 0 | #N/A | #N/A | #N/A | #N/A
6 | 23 | 16 | 3 | #N/A | #N/A | 1 | 1 | 0 | 0 | 0 | 0 | 0 | #N/A | #N/A | 0 | 0 | 0 | 0 | 0 | #N/A | #N/A | 0 | #N/A | #N/A | #N/A | #N/A
6 | 23 | 17 | 3 | #N/A | #N/A | 1 | 0 | 0 | 0 | 0 | 0 | 0 | #N/A | #N/A | 0 | 0 | 0 | 0 | 0 | #N/A | #N/A | 0 | #N/A | #N/A | #N/A | #N/A
6 | 23 | 18 | 3 | #N/A | #N/A | 1 | 0 | 0 | 0 | 0 | 0 | 0 | #N/A | #N/A | 0 | 0 | 0 | 0 | 0 | #N/A | #N/A | 0 | #N/A | #N/A | #N/A | #N/A
6 | 23 | 19 | 3 | #N/A | #N/A | 1 | 0 | 0 | 0 | 0 | 0 | 0 | #N/A | #N/A | 0 | 0 | 0 | 0 | 0 | #N/A | #N/A | 0 | #N/A | #N/A | #N/A | #N/A
6 | 23 | 20 | 3 | #N/A | #N/A | 1 | 0 | 0 | 0 | 0 | 0 | 0 | #N/A | #N/A | 0 | 0 | 0 | 0 | 0 | #N/A | #N/A | 0 | #N/A | #N/A | #N/A | #N/A
6 | 23 | 21 | 3 | #N/A | #N/A | 1 | 0 | 0 | 0 | 0 | 0 | 0 | #N/A | #N/A | 0 | 0 | 0 | 0 | 0 | #N/A | #N/A | 0 | #N/A | #N/A | #N/A | #N/A
6 | 23 | 22 | 3 | #N/A | #N/A | 1 | 0 | 0 | 0 | 0 | 0 | 0 | #N/A | #N/A | 0 | 0 | 0 | 0 | 0 | #N/A | #N/A | 0 | #N/A | #N/A | #N/A | #N/A
6 | 23 | 23 | 3 | #N/A | #N/A | 0 | 0 | 0 | 0 | 0 | 0 | 0 | #N/A | #N/A | 0 | 0 | 0 | 0 | 0 | #N/A | #N/A | 0 | #N/A | #N/A | #N/A | #N/A
6 | 23 | 24 | 3 | #N/A | #N/A | 0 | 0 | 0 | 0 | 0 | 0 | 0 | #N/A | #N/A | 0 | 0 | 0 | 0 | 0 | #N/A | #N/A | 0 | #N/A | #N/A | #N/A | #N/A
6 | 24 | 1 | 4 | #N/A | #N/A | 0 | 0 | 0 | 0 | 0 | 0 | 0 | #N/A | #N/A | 0 | 0 | 0 | 0 | 0 | #N/A | #N/A | 0 | #N/A | #N/A | #N/A | #N/A
6 | 24 | 2 | 4 | #N/A | #N/A | 0 | 0 | 0 | 0 | 0 | 0 | 0 | #N/A | #N/A | 0 | 0 | 0 | 0 | 0 | #N/A | #N/A | 0 | #N/A | #N/A | #N/A | #N/A
6 | 24 | 3 | 4 | #N/A | #N/A | 0 | 0 | 0 | 0 | 0 | 0 | 0 | #N/A | #N/A | 0 | 0 | 0 | 0 | 0 | #N/A | #N/A | 0 | #N/A | #N/A | #N/A | #N/A
6 | 24 | 4 | 4 | #N/A | #N/A | 0 | 0 | 0 | 0 | 0 | 0 | 0 | #N/A | #N/A | 0 | 0 | 0 | 0 | 0 | #N/A | #N/A | 0 | #N/A | #N/A | #N/A | #N/A
6 | 24 | 5 | 4 | #N/A | #N/A | 0 | 0 | 0 | 0 | 0 | 0 | 0 | #N/A | #N/A | 0 | 0 | 0 | 0 | 0 | #N/A | #N/A | 0 | #N/A | #N/A | #N/A | #N/A
6 | 24 | 6 | 4 | #N/A | #N/A | 1 | 0 | 0 | 0 | 0 | 0 | 0 | #N/A | #N/A | 0 | 0 | 0 | 0 | 0 | #N/A | #N/A | 0 | #N/A | #N/A | #N/A | #N/A
6 | 24 | 7 | 4 | #N/A | #N/A | 1 | 0 | 0 | 0 | 0 | 0 | 0 | #N/A | #N/A | 0 | 0 | 0 | 0 | 0 | #N/A | #N/A | 0 | #N/A | #N/A | #N/A | #N/A
6 | 24 | 8 | 4 | #N/A | #N/A | 1 | 0 | 0 | 0 | 0 | 0 | 0 | #N/A | #N/A | 0 | 0 | 0 | 0 | 0 | #N/A | #N/A | 0 | #N/A | #N/A | #N/A | #N/A
6 | 24 | 9 | 4 | #N/A | #N/A | 1 | 0 | 0 | 0 | 0 | 0 | 0 | #N/A | #N/A | 0 | 0 | 0 | 0 | 0 | #N/A | #N/A | 0 | #N/A | #N/A | #N/A | #N/A
6 | 24 | 10 | 4 | #N/A | #N/A | 1 | 0 | 0 | 0 | 0 | 0 | 0 | #N/A | #N/A | 0 | 0 | 0 | 0 | 0 | #N/A | #N/A | 0 | #N/A | #N/A | #N/A | #N/A
6 | 24 | 11 | 4 | #N/A | #N/A | 1 | 0 | 0 | 0 | 0 | 0 | 0 | #N/A | #N/A | 0 | 0 | 0 | 0 | 0 | #N/A | #N/A | 0 | #N/A | #N/A | #N/A | #N/A
6 | 24 | 12 | 4 | #N/A | #N/A | 1 | 0 | 0 | 0 | 0 | 0 | 0 | #N/A | #N/A | 0 | 0 | 0 | 0 | 0 | #N/A | #N/A | 0 | #N/A | #N/A | #N/A | #N/A
6 | 24 | 13 | 4 | #N/A | #N/A | 1 | 1 | 0 | 0 | 0 | 0 | 0 | #N/A | #N/A | 0 | 0 | 0 | 0 | 0 | #N/A | #N/A | 0 | #N/A | #N/A | #N/A | #N/A
6 | 24 | 14 | 4 | #N/A | #N/A | 1 | 1 | 0 | 0 | 0 | 0 | 0 | #N/A | #N/A | 0 | 0 | 0 | 0 | 0 | #N/A | #N/A | 0 | #N/A | #N/A | #N/A | #N/A
6 | 24 | 15 | 4 | #N/A | #N/A | 1 | 1 | 0 | 0 | 0 | 0 | 0 | #N/A | #N/A | 0 | 0 | 0 | 0 | 0 | #N/A | #N/A | 0 | #N/A | #N/A | #N/A | #N/A
6 | 24 | 16 | 4 | #N/A | #N/A | 1 | 1 | 0 | 0 | 0 | 0 | 0 | #N/A | #N/A | 0 | 0 | 0 | 0 | 0 | #N/A | #N/A | 0 | #N/A | #N/A | #N/A | #N/A
6 | 24 | 17 | 4 | #N/A | #N/A | 1 | 0 | 0 | 0 | 0 | 0 | 0 | #N/A | #N/A | 0 | 0 | 0 | 0 | 0 | #N/A | #N/A | 0 | #N/A | #N/A | #N/A | #N/A
6 | 24 | 18 | 4 | #N/A | #N/A | 1 | 0 | 0 | 0 | 0 | 0 | 0 | #N/A | #N/A | 0 | 0 | 0 | 0 | 0 | #N/A | #N/A | 0 | #N/A | #N/A | #N/A | #N/A
6 | 24 | 19 | 4 | #N/A | #N/A | 1 | 0 | 0 | 0 | 0 | 0 | 0 | #N/A | #N/A | 0 | 0 | 0 | 0 | 0 | #N/A | #N/A | 0 | #N/A | #N/A | #N/A | #N/A
6 | 24 | 20 | 4 | #N/A | #N/A | 1 | 0 | 0 | 0 | 0 | 0 | 0 | #N/A | #N/A | 0 | 0 | 0 | 0 | 0 | #N/A | #N/A | 0 | #N/A | #N/A | #N/A | #N/A
6 | 24 | 21 | 4 | #N/A | #N/A | 1 | 0 | 0 | 0 | 0 | 0 | 0 | #N/A | #N/A | 0 | 0 | 0 | 0 | 0 | #N/A | #N/A | 0 | #N/A | #N/A | #N/A | #N/A
6 | 24 | 22 | 4 | #N/A | #N/A | 1 | 0 | 0 | 0 | 0 | 0 | 0 | #N/A | #N/A | 0 | 0 | 0 | 0 | 0 | #N/A | #N/A | 0 | #N/A | #N/A | #N/A | #N/A
6 | 24 | 23 | 4 | #N/A | #N/A | 0 | 0 | 0 | 0 | 0 | 0 | 0 | #N/A | #N/A | 0 | 0 | 0 | 0 | 0 | #N/A | #N/A | 0 | #N/A | #N/A | #N/A | #N/A
6 | 24 | 24 | 4 | #N/A | #N/A | 0 | 0 | 0 | 0 | 0 | 0 | 0 | #N/A | #N/A | 0 | 0 | 0 | 0 | 0 | #N/A | #N/A | 0 | #N/A | #N/A | #N/A | #N/A
6 | 25 | 1 | 5 | #N/A | #N/A | 0 | 0 | 0 | 0 | 0 | 0 | 0 | #N/A | #N/A | 0 | 0 | 0 | 0 | 0 | #N/A | #N/A | 0 | #N/A | #N/A | #N/A | #N/A
6 | 25 | 2 | 5 | #N/A | #N/A | 0 | 0 | 0 | 0 | 0 | 0 | 0 | #N/A | #N/A | 0 | 0 | 0 | 0 | 0 | #N/A | #N/A | 0 | #N/A | #N/A | #N/A | #N/A
6 | 25 | 3 | 5 | #N/A | #N/A | 0 | 0 | 0 | 0 | 0 | 0 | 0 | #N/A | #N/A | 0 | 0 | 0 | 0 | 0 | #N/A | #N/A | 0 | #N/A | #N/A | #N/A | #N/A
6 | 25 | 4 | 5 | #N/A | #N/A | 0 | 0 | 0 | 0 | 0 | 0 | 0 | #N/A | #N/A | 0 | 0 | 0 | 0 | 0 | #N/A | #N/A | 0 | #N/A | #N/A | #N/A | #N/A
6 | 25 | 5 | 5 | #N/A | #N/A | 0 | 0 | 0 | 0 | 0 | 0 | 0 | #N/A | #N/A | 0 | 0 | 0 | 0 | 0 | #N/A | #N/A | 0 | #N/A | #N/A | #N/A | #N/A
6 | 25 | 6 | 5 | #N/A | #N/A | 1 | 0 | 0 | 0 | 0 | 0 | 0 | #N/A | #N/A | 0 | 0 | 0 | 0 | 0 | #N/A | #N/A | 0 | #N/A | #N/A | #N/A | #N/A
6 | 25 | 7 | 5 | #N/A | #N/A | 1 | 0 | 0 | 0 | 0 | 0 | 0 | #N/A | #N/A | 0 | 0 | 0 | 0 | 0 | #N/A | #N/A | 0 | #N/A | #N/A | #N/A | #N/A
6 | 25 | 8 | 5 | #N/A | #N/A | 1 | 0 | 0 | 0 | 0 | 0 | 0 | #N/A | #N/A | 0 | 0 | 0 | 0 | 0 | #N/A | #N/A | 0 | #N/A | #N/A | #N/A | #N/A
6 | 25 | 9 | 5 | #N/A | #N/A | 1 | 0 | 0 | 0 | 0 | 0 | 0 | #N/A | #N/A | 0 | 0 | 0 | 0 | 0 | #N/A | #N/A | 0 | #N/A | #N/A | #N/A | #N/A
6 | 25 | 10 | 5 | #N/A | #N/A | 1 | 0 | 0 | 0 | 0 | 0 | 0 | #N/A | #N/A | 0 | 0 | 0 | 0 | 0 | #N/A | #N/A | 0 | #N/A | #N/A | #N/A | #N/A
6 | 25 | 11 | 5 | #N/A | #N/A | 1 | 0 | 0 | 0 | 0 | 0 | 0 | #N/A | #N/A | 0 | 0 | 0 | 0 | 0 | #N/A | #N/A | 0 | #N/A | #N/A | #N/A | #N/A
6 | 25 | 12 | 5 | #N/A | #N/A | 1 | 0 | 0 | 0 | 0 | 0 | 0 | #N/A | #N/A | 0 | 0 | 0 | 0 | 0 | #N/A | #N/A | 0 | #N/A | #N/A | #N/A | #N/A
6 | 25 | 13 | 5 | #N/A | #N/A | 1 | 1 | 0 | 0 | 0 | 0 | 0 | #N/A | #N/A | 0 | 0 | 0 | 0 | 0 | #N/A | #N/A | 0 | #N/A | #N/A | #N/A | #N/A
6 | 25 | 14 | 5 | #N/A | #N/A | 1 | 1 | 0 | 0 | 0 | 0 | 0 | #N/A | #N/A | 0 | 0 | 0 | 0 | 0 | #N/A | #N/A | 0 | #N/A | #N/A | #N/A | #N/A
6 | 25 | 15 | 5 | #N/A | #N/A | 1 | 1 | 0 | 0 | 0 | 0 | 0 | #N/A | #N/A | 0 | 0 | 0 | 0 | 0 | #N/A | #N/A | 0 | #N/A | #N/A | #N/A | #N/A
6 | 25 | 16 | 5 | #N/A | #N/A | 1 | 1 | 0 | 0 | 0 | 0 | 0 | #N/A | #N/A | 0 | 0 | 0 | 0 | 0 | #N/A | #N/A | 0 | #N/A | #N/A | #N/A | #N/A
6 | 25 | 17 | 5 | #N/A | #N/A | 1 | 0 | 0 | 0 | 0 | 0 | 0 | #N/A | #N/A | 0 | 0 | 0 | 0 | 0 | #N/A | #N/A | 0 | #N/A | #N/A | #N/A | #N/A
6 | 25 | 18 | 5 | #N/A | #N/A | 1 | 0 | 0 | 0 | 0 | 0 | 0 | #N/A | #N/A | 0 | 0 | 0 | 0 | 0 | #N/A | #N/A | 0 | #N/A | #N/A | #N/A | #N/A
6 | 25 | 19 | 5 | #N/A | #N/A | 1 | 0 | 0 | 0 | 0 | 0 | 0 | #N/A | #N/A | 0 | 0 | 0 | 0 | 0 | #N/A | #N/A | 0 | #N/A | #N/A | #N/A | #N/A
6 | 25 | 20 | 5 | #N/A | #N/A | 1 | 0 | 0 | 0 | 0 | 0 | 0 | #N/A | #N/A | 0 | 0 | 0 | 0 | 0 | #N/A | #N/A | 0 | #N/A | #N/A | #N/A | #N/A
6 | 25 | 21 | 5 | #N/A | #N/A | 1 | 0 | 0 | 0 | 0 | 0 | 0 | #N/A | #N/A | 0 | 0 | 0 | 0 | 0 | #N/A | #N/A | 0 | #N/A | #N/A | #N/A | #N/A
6 | 25 | 22 | 5 | #N/A | #N/A | 1 | 0 | 0 | 0 | 0 | 0 | 0 | #N/A | #N/A | 0 | 0 | 0 | 0 | 0 | #N/A | #N/A | 0 | #N/A | #N/A | #N/A | #N/A
6 | 25 | 23 | 5 | #N/A | #N/A | 0 | 0 | 0 | 0 | 0 | 0 | 0 | #N/A | #N/A | 0 | 0 | 0 | 0 | 0 | #N/A | #N/A | 0 | #N/A | #N/A | #N/A | #N/A
6 | 25 | 24 | 5 | #N/A | #N/A | 0 | 0 | 0 | 0 | 0 | 0 | 0 | #N/A | #N/A | 0 | 0 | 0 | 0 | 0 | #N/A | #N/A | 0 | #N/A | #N/A | #N/A | #N/A
6 | 26 | 1 | 6 | #N/A | #N/A | 0 | 0 | 0 | 0 | 0 | 0 | 0 | #N/A | #N/A | 0 | 0 | 0 | 0 | 0 | #N/A | #N/A | 0 | #N/A | #N/A | #N/A | #N/A
6 | 26 | 2 | 6 | #N/A | #N/A | 0 | 0 | 0 | 0 | 0 | 0 | 0 | #N/A | #N/A | 0 | 0 | 0 | 0 | 0 | #N/A | #N/A | 0 | #N/A | #N/A | #N/A | #N/A
6 | 26 | 3 | 6 | #N/A | #N/A | 0 | 0 | 0 | 0 | 0 | 0 | 0 | #N/A | #N/A | 0 | 0 | 0 | 0 | 0 | #N/A | #N/A | 0 | #N/A | #N/A | #N/A | #N/A
6 | 26 | 4 | 6 | #N/A | #N/A | 0 | 0 | 0 | 0 | 0 | 0 | 0 | #N/A | #N/A | 0 | 0 | 0 | 0 | 0 | #N/A | #N/A | 0 | #N/A | #N/A | #N/A | #N/A
6 | 26 | 5 | 6 | #N/A | #N/A | 0 | 0 | 0 | 0 | 0 | 0 | 0 | #N/A | #N/A | 0 | 0 | 0 | 0 | 0 | #N/A | #N/A | 0 | #N/A | #N/A | #N/A | #N/A
6 | 26 | 6 | 6 | #N/A | #N/A | 0 | 0 | 0 | 0 | 0 | 0 | 0 | #N/A | #N/A | 0 | 0 | 0 | 0 | 0 | #N/A | #N/A | 0 | #N/A | #N/A | #N/A | #N/A
6 | 26 | 7 | 6 | #N/A | #N/A | 0 | 0 | 0 | 0 | 0 | 0 | 0 | #N/A | #N/A | 0 | 0 | 0 | 0 | 0 | #N/A | #N/A | 0 | #N/A | #N/A | #N/A | #N/A
6 | 26 | 8 | 6 | #N/A | #N/A | 0 | 0 | 0 | 0 | 0 | 0 | 0 | #N/A | #N/A | 0 | 0 | 0 | 0 | 0 | #N/A | #N/A | 0 | #N/A | #N/A | #N/A | #N/A
6 | 26 | 9 | 6 | #N/A | #N/A | 0 | 0 | 0 | 0 | 0 | 0 | 0 | #N/A | #N/A | 0 | 0 | 0 | 0 | 0 | #N/A | #N/A | 0 | #N/A | #N/A | #N/A | #N/A
6 | 26 | 10 | 6 | #N/A | #N/A | 0 | 0 | 0 | 0 | 0 | 0 | 0 | #N/A | #N/A | 0 | 0 | 0 | 0 | 0 | #N/A | #N/A | 0 | #N/A | #N/A | #N/A | #N/A
6 | 26 | 11 | 6 | #N/A | #N/A | 0 | 0 | 0 | 0 | 0 | 0 | 0 | #N/A | #N/A | 0 | 0 | 0 | 0 | 0 | #N/A | #N/A | 0 | #N/A | #N/A | #N/A | #N/A
6 | 26 | 12 | 6 | #N/A | #N/A | 0 | 0 | 0 | 0 | 0 | 0 | 0 | #N/A | #N/A | 0 | 0 | 0 | 0 | 0 | #N/A | #N/A | 0 | #N/A | #N/A | #N/A | #N/A
6 | 26 | 13 | 6 | #N/A | #N/A | 0 | 0 | 0 | 0 | 0 | 0 | 0 | #N/A | #N/A | 0 | 0 | 0 | 0 | 0 | #N/A | #N/A | 0 | #N/A | #N/A | #N/A | #N/A
6 | 26 | 14 | 6 | #N/A | #N/A | 0 | 0 | 0 | 0 | 0 | 0 | 0 | #N/A | #N/A | 0 | 0 | 0 | 0 | 0 | #N/A | #N/A | 0 | #N/A | #N/A | #N/A | #N/A
6 | 26 | 15 | 6 | #N/A | #N/A | 0 | 0 | 0 | 0 | 0 | 0 | 0 | #N/A | #N/A | 0 | 0 | 0 | 0 | 0 | #N/A | #N/A | 0 | #N/A | #N/A | #N/A | #N/A
6 | 26 | 16 | 6 | #N/A | #N/A | 0 | 0 | 0 | 0 | 0 | 0 | 0 | #N/A | #N/A | 0 | 0 | 0 | 0 | 0 | #N/A | #N/A | 0 | #N/A | #N/A | #N/A | #N/A
6 | 26 | 17 | 6 | #N/A | #N/A | 0 | 0 | 0 | 0 | 0 | 0 | 0 | #N/A | #N/A | 0 | 0 | 0 | 0 | 0 | #N/A | #N/A | 0 | #N/A | #N/A | #N/A | #N/A
6 | 26 | 18 | 6 | #N/A | #N/A | 0 | 0 | 0 | 0 | 0 | 0 | 0 | #N/A | #N/A | 0 | 0 | 0 | 0 | 0 | #N/A | #N/A | 0 | #N/A | #N/A | #N/A | #N/A
6 | 26 | 19 | 6 | #N/A | #N/A | 0 | 0 | 0 | 0 | 0 | 0 | 0 | #N/A | #N/A | 0 | 0 | 0 | 0 | 0 | #N/A | #N/A | 0 | #N/A | #N/A | #N/A | #N/A
6 | 26 | 20 | 6 | #N/A | #N/A | 0 | 0 | 0 | 0 | 0 | 0 | 0 | #N/A | #N/A | 0 | 0 | 0 | 0 | 0 | #N/A | #N/A | 0 | #N/A | #N/A | #N/A | #N/A
6 | 26 | 21 | 6 | #N/A | #N/A | 0 | 0 | 0 | 0 | 0 | 0 | 0 | #N/A | #N/A | 0 | 0 | 0 | 0 | 0 | #N/A | #N/A | 0 | #N/A | #N/A | #N/A | #N/A
6 | 26 | 22 | 6 | #N/A | #N/A | 0 | 0 | 0 | 0 | 0 | 0 | 0 | #N/A | #N/A | 0 | 0 | 0 | 0 | 0 | #N/A | #N/A | 0 | #N/A | #N/A | #N/A | #N/A
6 | 26 | 23 | 6 | #N/A | #N/A | 0 | 0 | 0 | 0 | 0 | 0 | 0 | #N/A | #N/A | 0 | 0 | 0 | 0 | 0 | #N/A | #N/A | 0 | #N/A | #N/A | #N/A | #N/A
6 | 26 | 24 | 6 | #N/A | #N/A | 0 | 0 | 0 | 0 | 0 | 0 | 0 | #N/A | #N/A | 0 | 0 | 0 | 0 | 0 | #N/A | #N/A | 0 | #N/A | #N/A | #N/A | #N/A
6 | 27 | 1 | 7 | #N/A | #N/A | 0 | 0 | 0 | 0 | 0 | 0 | 0 | #N/A | #N/A | 0 | 0 | 0 | 0 | 0 | #N/A | #N/A | 0 | #N/A | #N/A | #N/A | #N/A
6 | 27 | 2 | 7 | #N/A | #N/A | 0 | 0 | 0 | 0 | 0 | 0 | 0 | #N/A | #N/A | 0 | 0 | 0 | 0 | 0 | #N/A | #N/A | 0 | #N/A | #N/A | #N/A | #N/A
6 | 27 | 3 | 7 | #N/A | #N/A | 0 | 0 | 0 | 0 | 0 | 0 | 0 | #N/A | #N/A | 0 | 0 | 0 | 0 | 0 | #N/A | #N/A | 0 | #N/A | #N/A | #N/A | #N/A
6 | 27 | 4 | 7 | #N/A | #N/A | 0 | 0 | 0 | 0 | 0 | 0 | 0 | #N/A | #N/A | 0 | 0 | 0 | 0 | 0 | #N/A | #N/A | 0 | #N/A | #N/A | #N/A | #N/A
6 | 27 | 5 | 7 | #N/A | #N/A | 0 | 0 | 0 | 0 | 0 | 0 | 0 | #N/A | #N/A | 0 | 0 | 0 | 0 | 0 | #N/A | #N/A | 0 | #N/A | #N/A | #N/A | #N/A
6 | 27 | 6 | 7 | #N/A | #N/A | 0 | 0 | 0 | 0 | 0 | 0 | 0 | #N/A | #N/A | 0 | 0 | 0 | 0 | 0 | #N/A | #N/A | 0 | #N/A | #N/A | #N/A | #N/A
6 | 27 | 7 | 7 | #N/A | #N/A | 0 | 0 | 0 | 0 | 0 | 0 | 0 | #N/A | #N/A | 0 | 0 | 0 | 0 | 0 | #N/A | #N/A | 0 | #N/A | #N/A | #N/A | #N/A
6 | 27 | 8 | 7 | #N/A | #N/A | 0 | 0 | 0 | 0 | 0 | 0 | 0 | #N/A | #N/A | 0 | 0 | 0 | 0 | 0 | #N/A | #N/A | 0 | #N/A | #N/A | #N/A | #N/A
6 | 27 | 9 | 7 | #N/A | #N/A | 0 | 0 | 0 | 0 | 0 | 0 | 0 | #N/A | #N/A | 0 | 0 | 0 | 0 | 0 | #N/A | #N/A | 0 | #N/A | #N/A | #N/A | #N/A
6 | 27 | 10 | 7 | #N/A | #N/A | 0 | 0 | 0 | 0 | 0 | 0 | 0 | #N/A | #N/A | 0 | 0 | 0 | 0 | 0 | #N/A | #N/A | 0 | #N/A | #N/A | #N/A | #N/A
6 | 27 | 11 | 7 | #N/A | #N/A | 0 | 0 | 0 | 0 | 0 | 0 | 0 | #N/A | #N/A | 0 | 0 | 0 | 0 | 0 | #N/A | #N/A | 0 | #N/A | #N/A | #N/A | #N/A
6 | 27 | 12 | 7 | #N/A | #N/A | 0 | 0 | 0 | 0 | 0 | 0 | 0 | #N/A | #N/A | 0 | 0 | 0 | 0 | 0 | #N/A | #N/A | 0 | #N/A | #N/A | #N/A | #N/A
6 | 27 | 13 | 7 | #N/A | #N/A | 0 | 0 | 0 | 0 | 0 | 0 | 0 | #N/A | #N/A | 0 | 0 | 0 | 0 | 0 | #N/A | #N/A | 0 | #N/A | #N/A | #N/A | #N/A
6 | 27 | 14 | 7 | #N/A | #N/A | 0 | 0 | 0 | 0 | 0 | 0 | 0 | #N/A | #N/A | 0 | 0 | 0 | 0 | 0 | #N/A | #N/A | 0 | #N/A | #N/A | #N/A | #N/A
6 | 27 | 15 | 7 | #N/A | #N/A | 0 | 0 | 0 | 0 | 0 | 0 | 0 | #N/A | #N/A | 0 | 0 | 0 | 0 | 0 | #N/A | #N/A | 0 | #N/A | #N/A | #N/A | #N/A
6 | 27 | 16 | 7 | #N/A | #N/A | 0 | 0 | 0 | 0 | 0 | 0 | 0 | #N/A | #N/A | 0 | 0 | 0 | 0 | 0 | #N/A | #N/A | 0 | #N/A | #N/A | #N/A | #N/A
6 | 27 | 17 | 7 | #N/A | #N/A | 0 | 0 | 0 | 0 | 0 | 0 | 0 | #N/A | #N/A | 0 | 0 | 0 | 0 | 0 | #N/A | #N/A | 0 | #N/A | #N/A | #N/A | #N/A
6 | 27 | 18 | 7 | #N/A | #N/A | 0 | 0 | 0 | 0 | 0 | 0 | 0 | #N/A | #N/A | 0 | 0 | 0 | 0 | 0 | #N/A | #N/A | 0 | #N/A | #N/A | #N/A | #N/A
6 | 27 | 19 | 7 | #N/A | #N/A | 0 | 0 | 0 | 0 | 0 | 0 | 0 | #N/A | #N/A | 0 | 0 | 0 | 0 | 0 | #N/A | #N/A | 0 | #N/A | #N/A | #N/A | #N/A
6 | 27 | 20 | 7 | #N/A | #N/A | 0 | 0 | 0 | 0 | 0 | 0 | 0 | #N/A | #N/A | 0 | 0 | 0 | 0 | 0 | #N/A | #N/A | 0 | #N/A | #N/A | #N/A | #N/A
6 | 27 | 21 | 7 | #N/A | #N/A | 0 | 0 | 0 | 0 | 0 | 0 | 0 | #N/A | #N/A | 0 | 0 | 0 | 0 | 0 | #N/A | #N/A | 0 | #N/A | #N/A | #N/A | #N/A
6 | 27 | 22 | 7 | #N/A | #N/A | 0 | 0 | 0 | 0 | 0 | 0 | 0 | #N/A | #N/A | 0 | 0 | 0 | 0 | 0 | #N/A | #N/A | 0 | #N/A | #N/A | #N/A | #N/A
6 | 27 | 23 | 7 | #N/A | #N/A | 0 | 0 | 0 | 0 | 0 | 0 | 0 | #N/A | #N/A | 0 | 0 | 0 | 0 | 0 | #N/A | #N/A | 0 | #N/A | #N/A | #N/A | #N/A
6 | 27 | 24 | 7 | #N/A | #N/A | 0 | 0 | 0 | 0 | 0 | 0 | 0 | #N/A | #N/A | 0 | 0 | 0 | 0 | 0 | #N/A | #N/A | 0 | #N/A | #N/A | #N/A | #N/A
6 | 28 | 1 | 1 | #N/A | #N/A | 0 | 0 | 0 | 0 | 0 | 0 | 0 | #N/A | #N/A | 0 | 0 | 0 | 0 | 0 | #N/A | #N/A | 0 | #N/A | #N/A | #N/A | #N/A
6 | 28 | 2 | 1 | #N/A | #N/A | 0 | 0 | 0 | 0 | 0 | 0 | 0 | #N/A | #N/A | 0 | 0 | 0 | 0 | 0 | #N/A | #N/A | 0 | #N/A | #N/A | #N/A | #N/A
6 | 28 | 3 | 1 | #N/A | #N/A | 0 | 0 | 0 | 0 | 0 | 0 | 0 | #N/A | #N/A | 0 | 0 | 0 | 0 | 0 | #N/A | #N/A | 0 | #N/A | #N/A | #N/A | #N/A
6 | 28 | 4 | 1 | #N/A | #N/A | 0 | 0 | 0 | 0 | 0 | 0 | 0 | #N/A | #N/A | 0 | 0 | 0 | 0 | 0 | #N/A | #N/A | 0 | #N/A | #N/A | #N/A | #N/A
6 | 28 | 5 | 1 | #N/A | #N/A | 0 | 0 | 0 | 0 | 0 | 0 | 0 | #N/A | #N/A | 0 | 0 | 0 | 0 | 0 | #N/A | #N/A | 0 | #N/A | #N/A | #N/A | #N/A
6 | 28 | 6 | 1 | #N/A | #N/A | 1 | 0 | 0 | 0 | 0 | 0 | 0 | #N/A | #N/A | 0 | 0 | 0 | 0 | 0 | #N/A | #N/A | 0 | #N/A | #N/A | #N/A | #N/A
6 | 28 | 7 | 1 | #N/A | #N/A | 1 | 0 | 0 | 0 | 0 | 0 | 0 | #N/A | #N/A | 0 | 0 | 0 | 0 | 0 | #N/A | #N/A | 0 | #N/A | #N/A | #N/A | #N/A
6 | 28 | 8 | 1 | #N/A | #N/A | 1 | 0 | 0 | 0 | 0 | 0 | 0 | #N/A | #N/A | 0 | 0 | 0 | 0 | 0 | #N/A | #N/A | 0 | #N/A | #N/A | #N/A | #N/A
6 | 28 | 9 | 1 | #N/A | #N/A | 1 | 0 | 0 | 0 | 0 | 0 | 0 | #N/A | #N/A | 0 | 0 | 0 | 0 | 0 | #N/A | #N/A | 0 | #N/A | #N/A | #N/A | #N/A
6 | 28 | 10 | 1 | #N/A | #N/A | 1 | 0 | 0 | 0 | 0 | 0 | 0 | #N/A | #N/A | 0 | 0 | 0 | 0 | 0 | #N/A | #N/A | 0 | #N/A | #N/A | #N/A | #N/A
6 | 28 | 11 | 1 | #N/A | #N/A | 1 | 0 | 0 | 0 | 0 | 0 | 0 | #N/A | #N/A | 0 | 0 | 0 | 0 | 0 | #N/A | #N/A | 0 | #N/A | #N/A | #N/A | #N/A
6 | 28 | 12 | 1 | #N/A | #N/A | 1 | 0 | 0 | 0 | 0 | 0 | 0 | #N/A | #N/A | 0 | 0 | 0 | 0 | 0 | #N/A | #N/A | 0 | #N/A | #N/A | #N/A | #N/A
6 | 28 | 13 | 1 | #N/A | #N/A | 1 | 1 | 0 | 0 | 0 | 0 | 0 | #N/A | #N/A | 0 | 0 | 0 | 0 | 0 | #N/A | #N/A | 0 | #N/A | #N/A | #N/A | #N/A
6 | 28 | 14 | 1 | #N/A | #N/A | 1 | 1 | 0 | 0 | 0 | 0 | 0 | #N/A | #N/A | 0 | 0 | 0 | 0 | 0 | #N/A | #N/A | 0 | #N/A | #N/A | #N/A | #N/A
6 | 28 | 15 | 1 | #N/A | #N/A | 1 | 1 | 0 | 0 | 0 | 0 | 0 | #N/A | #N/A | 0 | 0 | 0 | 0 | 0 | #N/A | #N/A | 0 | #N/A | #N/A | #N/A | #N/A
6 | 28 | 16 | 1 | #N/A | #N/A | 1 | 1 | 0 | 0 | 0 | 0 | 0 | #N/A | #N/A | 0 | 0 | 0 | 0 | 0 | #N/A | #N/A | 0 | #N/A | #N/A | #N/A | #N/A
6 | 28 | 17 | 1 | #N/A | #N/A | 1 | 0 | 0 | 0 | 0 | 0 | 0 | #N/A | #N/A | 0 | 0 | 0 | 0 | 0 | #N/A | #N/A | 0 | #N/A | #N/A | #N/A | #N/A
6 | 28 | 18 | 1 | #N/A | #N/A | 1 | 0 | 0 | 0 | 0 | 0 | 0 | #N/A | #N/A | 0 | 0 | 0 | 0 | 0 | #N/A | #N/A | 0 | #N/A | #N/A | #N/A | #N/A
6 | 28 | 19 | 1 | #N/A | #N/A | 1 | 0 | 0 | 0 | 0 | 0 | 0 | #N/A | #N/A | 0 | 0 | 0 | 0 | 0 | #N/A | #N/A | 0 | #N/A | #N/A | #N/A | #N/A
6 | 28 | 20 | 1 | #N/A | #N/A | 1 | 0 | 0 | 0 | 0 | 0 | 0 | #N/A | #N/A | 0 | 0 | 0 | 0 | 0 | #N/A | #N/A | 0 | #N/A | #N/A | #N/A | #N/A
6 | 28 | 21 | 1 | #N/A | #N/A | 1 | 0 | 0 | 0 | 0 | 0 | 0 | #N/A | #N/A | 0 | 0 | 0 | 0 | 0 | #N/A | #N/A | 0 | #N/A | #N/A | #N/A | #N/A
6 | 28 | 22 | 1 | #N/A | #N/A | 1 | 0 | 0 | 0 | 0 | 0 | 0 | #N/A | #N/A | 0 | 0 | 0 | 0 | 0 | #N/A | #N/A | 0 | #N/A | #N/A | #N/A | #N/A
6 | 28 | 23 | 1 | #N/A | #N/A | 0 | 0 | 0 | 0 | 0 | 0 | 0 | #N/A | #N/A | 0 | 0 | 0 | 0 | 0 | #N/A | #N/A | 0 | #N/A | #N/A | #N/A | #N/A
6 | 28 | 24 | 1 | #N/A | #N/A | 0 | 0 | 0 | 0 | 0 | 0 | 0 | #N/A | #N/A | 0 | 0 | 0 | 0 | 0 | #N/A | #N/A | 0 | #N/A | #N/A | #N/A | #N/A
6 | 29 | 1 | 2 | #N/A | #N/A | 0 | 0 | 0 | 0 | 0 | 0 | 0 | #N/A | #N/A | 0 | 0 | 0 | 0 | 0 | #N/A | #N/A | 0 | #N/A | #N/A | #N/A | #N/A
6 | 29 | 2 | 2 | #N/A | #N/A | 0 | 0 | 0 | 0 | 0 | 0 | 0 | #N/A | #N/A | 0 | 0 | 0 | 0 | 0 | #N/A | #N/A | 0 | #N/A | #N/A | #N/A | #N/A
6 | 29 | 3 | 2 | #N/A | #N/A | 0 | 0 | 0 | 0 | 0 | 0 | 0 | #N/A | #N/A | 0 | 0 | 0 | 0 | 0 | #N/A | #N/A | 0 | #N/A | #N/A | #N/A | #N/A
6 | 29 | 4 | 2 | #N/A | #N/A | 0 | 0 | 0 | 0 | 0 | 0 | 0 | #N/A | #N/A | 0 | 0 | 0 | 0 | 0 | #N/A | #N/A | 0 | #N/A | #N/A | #N/A | #N/A
6 | 29 | 5 | 2 | #N/A | #N/A | 0 | 0 | 0 | 0 | 0 | 0 | 0 | #N/A | #N/A | 0 | 0 | 0 | 0 | 0 | #N/A | #N/A | 0 | #N/A | #N/A | #N/A | #N/A
6 | 29 | 6 | 2 | #N/A | #N/A | 1 | 0 | 0 | 0 | 0 | 0 | 0 | #N/A | #N/A | 0 | 0 | 0 | 0 | 0 | #N/A | #N/A | 0 | #N/A | #N/A | #N/A | #N/A
6 | 29 | 7 | 2 | #N/A | #N/A | 1 | 0 | 0 | 0 | 0 | 0 | 0 | #N/A | #N/A | 0 | 0 | 0 | 0 | 0 | #N/A | #N/A | 0 | #N/A | #N/A | #N/A | #N/A
6 | 29 | 8 | 2 | #N/A | #N/A | 1 | 0 | 0 | 0 | 0 | 0 | 0 | #N/A | #N/A | 0 | 0 | 0 | 0 | 0 | #N/A | #N/A | 0 | #N/A | #N/A | #N/A | #N/A
6 | 29 | 9 | 2 | #N/A | #N/A | 1 | 0 | 0 | 0 | 0 | 0 | 0 | #N/A | #N/A | 0 | 0 | 0 | 0 | 0 | #N/A | #N/A | 0 | #N/A | #N/A | #N/A | #N/A
6 | 29 | 10 | 2 | #N/A | #N/A | 1 | 0 | 0 | 0 | 0 | 0 | 0 | #N/A | #N/A | 0 | 0 | 0 | 0 | 0 | #N/A | #N/A | 0 | #N/A | #N/A | #N/A | #N/A
6 | 29 | 11 | 2 | #N/A | #N/A | 1 | 0 | 0 | 0 | 0 | 0 | 0 | #N/A | #N/A | 0 | 0 | 0 | 0 | 0 | #N/A | #N/A | 0 | #N/A | #N/A | #N/A | #N/A
6 | 29 | 12 | 2 | #N/A | #N/A | 1 | 0 | 0 | 0 | 0 | 0 | 0 | #N/A | #N/A | 0 | 0 | 0 | 0 | 0 | #N/A | #N/A | 0 | #N/A | #N/A | #N/A | #N/A
6 | 29 | 13 | 2 | #N/A | #N/A | 1 | 1 | 0 | 0 | 0 | 0 | 0 | #N/A | #N/A | 0 | 0 | 0 | 0 | 0 | #N/A | #N/A | 0 | #N/A | #N/A | #N/A | #N/A
6 | 29 | 14 | 2 | #N/A | #N/A | 1 | 1 | 0 | 0 | 0 | 0 | 0 | #N/A | #N/A | 0 | 0 | 0 | 0 | 0 | #N/A | #N/A | 0 | #N/A | #N/A | #N/A | #N/A
6 | 29 | 15 | 2 | #N/A | #N/A | 1 | 1 | 0 | 0 | 0 | 0 | 0 | #N/A | #N/A | 0 | 0 | 0 | 0 | 0 | #N/A | #N/A | 0 | #N/A | #N/A | #N/A | #N/A
6 | 29 | 16 | 2 | #N/A | #N/A | 1 | 1 | 0 | 0 | 0 | 0 | 0 | #N/A | #N/A | 0 | 0 | 0 | 0 | 0 | #N/A | #N/A | 0 | #N/A | #N/A | #N/A | #N/A
6 | 29 | 17 | 2 | #N/A | #N/A | 1 | 0 | 0 | 0 | 0 | 0 | 0 | #N/A | #N/A | 0 | 0 | 0 | 0 | 0 | #N/A | #N/A | 0 | #N/A | #N/A | #N/A | #N/A
6 | 29 | 18 | 2 | #N/A | #N/A | 1 | 0 | 0 | 0 | 0 | 0 | 0 | #N/A | #N/A | 0 | 0 | 0 | 0 | 0 | #N/A | #N/A | 0 | #N/A | #N/A | #N/A | #N/A
6 | 29 | 19 | 2 | #N/A | #N/A | 1 | 0 | 0 | 0 | 0 | 0 | 0 | #N/A | #N/A | 0 | 0 | 0 | 0 | 0 | #N/A | #N/A | 0 | #N/A | #N/A | #N/A | #N/A
6 | 29 | 20 | 2 | #N/A | #N/A | 1 | 0 | 0 | 0 | 0 | 0 | 0 | #N/A | #N/A | 0 | 0 | 0 | 0 | 0 | #N/A | #N/A | 0 | #N/A | #N/A | #N/A | #N/A
6 | 29 | 21 | 2 | #N/A | #N/A | 1 | 0 | 0 | 0 | 0 | 0 | 0 | #N/A | #N/A | 0 | 0 | 0 | 0 | 0 | #N/A | #N/A | 0 | #N/A | #N/A | #N/A | #N/A
6 | 29 | 22 | 2 | #N/A | #N/A | 1 | 0 | 0 | 0 | 0 | 0 | 0 | #N/A | #N/A | 0 | 0 | 0 | 0 | 0 | #N/A | #N/A | 0 | #N/A | #N/A | #N/A | #N/A
6 | 29 | 23 | 2 | #N/A | #N/A | 0 | 0 | 0 | 0 | 0 | 0 | 0 | #N/A | #N/A | 0 | 0 | 0 | 0 | 0 | #N/A | #N/A | 0 | #N/A | #N/A | #N/A | #N/A
6 | 29 | 24 | 2 | #N/A | #N/A | 0 | 0 | 0 | 0 | 0 | 0 | 0 | #N/A | #N/A | 0 | 0 | 0 | 0 | 0 | #N/A | #N/A | 0 | #N/A | #N/A | #N/A | #N/A
6 | 30 | 1 | 3 | #N/A | #N/A | 0 | 0 | 0 | 0 | 0 | 0 | 0 | #N/A | #N/A | 0 | 0 | 0 | 0 | 0 | #N/A | #N/A | 0 | #N/A | #N/A | #N/A | #N/A
6 | 30 | 2 | 3 | #N/A | #N/A | 0 | 0 | 0 | 0 | 0 | 0 | 0 | #N/A | #N/A | 0 | 0 | 0 | 0 | 0 | #N/A | #N/A | 0 | #N/A | #N/A | #N/A | #N/A
6 | 30 | 3 | 3 | #N/A | #N/A | 0 | 0 | 0 | 0 | 0 | 0 | 0 | #N/A | #N/A | 0 | 0 | 0 | 0 | 0 | #N/A | #N/A | 0 | #N/A | #N/A | #N/A | #N/A
6 | 30 | 4 | 3 | #N/A | #N/A | 0 | 0 | 0 | 0 | 0 | 0 | 0 | #N/A | #N/A | 0 | 0 | 0 | 0 | 0 | #N/A | #N/A | 0 | #N/A | #N/A | #N/A | #N/A
6 | 30 | 5 | 3 | #N/A | #N/A | 0 | 0 | 0 | 0 | 0 | 0 | 0 | #N/A | #N/A | 0 | 0 | 0 | 0 | 0 | #N/A | #N/A | 0 | #N/A | #N/A | #N/A | #N/A
6 | 30 | 6 | 3 | #N/A | #N/A | 1 | 0 | 0 | 0 | 0 | 0 | 0 | #N/A | #N/A | 0 | 0 | 0 | 0 | 0 | #N/A | #N/A | 0 | #N/A | #N/A | #N/A | #N/A
6 | 30 | 7 | 3 | #N/A | #N/A | 1 | 0 | 0 | 0 | 0 | 0 | 0 | #N/A | #N/A | 0 | 0 | 0 | 0 | 0 | #N/A | #N/A | 0 | #N/A | #N/A | #N/A | #N/A
6 | 30 | 8 | 3 | #N/A | #N/A | 1 | 0 | 0 | 0 | 0 | 0 | 0 | #N/A | #N/A | 0 | 0 | 0 | 0 | 0 | #N/A | #N/A | 0 | #N/A | #N/A | #N/A | #N/A
6 | 30 | 9 | 3 | #N/A | #N/A | 1 | 0 | 0 | 0 | 0 | 0 | 0 | #N/A | #N/A | 0 | 0 | 0 | 0 | 0 | #N/A | #N/A | 0 | #N/A | #N/A | #N/A | #N/A
6 | 30 | 10 | 3 | #N/A | #N/A | 1 | 0 | 0 | 0 | 0 | 0 | 0 | #N/A | #N/A | 0 | 0 | 0 | 0 | 0 | #N/A | #N/A | 0 | #N/A | #N/A | #N/A | #N/A
6 | 30 | 11 | 3 | #N/A | #N/A | 1 | 0 | 0 | 0 | 0 | 0 | 0 | #N/A | #N/A | 0 | 0 | 0 | 0 | 0 | #N/A | #N/A | 0 | #N/A | #N/A | #N/A | #N/A
6 | 30 | 12 | 3 | #N/A | #N/A | 1 | 0 | 0 | 0 | 0 | 0 | 0 | #N/A | #N/A | 0 | 0 | 0 | 0 | 0 | #N/A | #N/A | 0 | #N/A | #N/A | #N/A | #N/A
6 | 30 | 13 | 3 | #N/A | #N/A | 1 | 1 | 0 | 0 | 0 | 0 | 0 | #N/A | #N/A | 0 | 0 | 0 | 0 | 0 | #N/A | #N/A | 0 | #N/A | #N/A | #N/A | #N/A
6 | 30 | 14 | 3 | #N/A | #N/A | 1 | 1 | 0 | 0 | 0 | 0 | 0 | #N/A | #N/A | 0 | 0 | 0 | 0 | 0 | #N/A | #N/A | 0 | #N/A | #N/A | #N/A | #N/A
6 | 30 | 15 | 3 | #N/A | #N/A | 1 | 1 | 0 | 0 | 0 | 0 | 0 | #N/A | #N/A | 0 | 0 | 0 | 0 | 0 | #N/A | #N/A | 0 | #N/A | #N/A | #N/A | #N/A
6 | 30 | 16 | 3 | #N/A | #N/A | 1 | 1 | 0 | 0 | 0 | 0 | 0 | #N/A | #N/A | 0 | 0 | 0 | 0 | 0 | #N/A | #N/A | 0 | #N/A | #N/A | #N/A | #N/A
6 | 30 | 17 | 3 | #N/A | #N/A | 1 | 0 | 0 | 0 | 0 | 0 | 0 | #N/A | #N/A | 0 | 0 | 0 | 0 | 0 | #N/A | #N/A | 0 | #N/A | #N/A | #N/A | #N/A
6 | 30 | 18 | 3 | #N/A | #N/A | 1 | 0 | 0 | 0 | 0 | 0 | 0 | #N/A | #N/A | 0 | 0 | 0 | 0 | 0 | #N/A | #N/A | 0 | #N/A | #N/A | #N/A | #N/A
6 | 30 | 19 | 3 | #N/A | #N/A | 1 | 0 | 0 | 0 | 0 | 0 | 0 | #N/A | #N/A | 0 | 0 | 0 | 0 | 0 | #N/A | #N/A | 0 | #N/A | #N/A | #N/A | #N/A
6 | 30 | 20 | 3 | #N/A | #N/A | 1 | 0 | 0 | 0 | 0 | 0 | 0 | #N/A | #N/A | 0 | 0 | 0 | 0 | 0 | #N/A | #N/A | 0 | #N/A | #N/A | #N/A | #N/A
6 | 30 | 21 | 3 | #N/A | #N/A | 1 | 0 | 0 | 0 | 0 | 0 | 0 | #N/A | #N/A | 0 | 0 | 0 | 0 | 0 | #N/A | #N/A | 0 | #N/A | #N/A | #N/A | #N/A
6 | 30 | 22 | 3 | #N/A | #N/A | 1 | 0 | 0 | 0 | 0 | 0 | 0 | #N/A | #N/A | 0 | 0 | 0 | 0 | 0 | #N/A | #N/A | 0 | #N/A | #N/A | #N/A | #N/A
6 | 30 | 23 | 3 | #N/A | #N/A | 0 | 0 | 0 | 0 | 0 | 0 | 0 | #N/A | #N/A | 0 | 0 | 0 | 0 | 0 | #N/A | #N/A | 0 | #N/A | #N/A | #N/A | #N/A
6 | 30 | 24 | 3 | #N/A | #N/A | 0 | 0 | 0 | 0 | 0 | 0 | 0 | #N/A | #N/A | 0 | 0 | 0 | 0 | 0 | #N/A | #N/A | 0 | #N/A | #N/A | #N/A | #N/A
7 | 1 | 1 | 4 | #N/A | #N/A | 0 | 0 | 0 | 0 | 0 | 0 | 0 | #N/A | #N/A | 0 | 0 | 0 | 0 | 0 | #N/A | #N/A | 0 | #N/A | #N/A | #N/A | #N/A
7 | 1 | 2 | 4 | #N/A | #N/A | 0 | 0 | 0 | 0 | 0 | 0 | 0 | #N/A | #N/A | 0 | 0 | 0 | 0 | 0 | #N/A | #N/A | 0 | #N/A | #N/A | #N/A | #N/A
7 | 1 | 3 | 4 | #N/A | #N/A | 0 | 0 | 0 | 0 | 0 | 0 | 0 | #N/A | #N/A | 0 | 0 | 0 | 0 | 0 | #N/A | #N/A | 0 | #N/A | #N/A | #N/A | #N/A
7 | 1 | 4 | 4 | #N/A | #N/A | 0 | 0 | 0 | 0 | 0 | 0 | 0 | #N/A | #N/A | 0 | 0 | 0 | 0 | 0 | #N/A | #N/A | 0 | #N/A | #N/A | #N/A | #N/A
7 | 1 | 5 | 4 | #N/A | #N/A | 0 | 0 | 0 | 0 | 0 | 0 | 0 | #N/A | #N/A | 0 | 0 | 0 | 0 | 0 | #N/A | #N/A | 0 | #N/A | #N/A | #N/A | #N/A
7 | 1 | 6 | 4 | #N/A | #N/A | 1 | 0 | 0 | 0 | 0 | 0 | 0 | #N/A | #N/A | 0 | 0 | 0 | 0 | 0 | #N/A | #N/A | 0 | #N/A | #N/A | #N/A | #N/A
7 | 1 | 7 | 4 | #N/A | #N/A | 1 | 0 | 0 | 0 | 0 | 0 | 0 | #N/A | #N/A | 0 | 0 | 0 | 0 | 0 | #N/A | #N/A | 0 | #N/A | #N/A | #N/A | #N/A
7 | 1 | 8 | 4 | #N/A | #N/A | 1 | 0 | 0 | 0 | 0 | 0 | 0 | #N/A | #N/A | 0 | 0 | 0 | 0 | 0 | #N/A | #N/A | 0 | #N/A | #N/A | #N/A | #N/A
7 | 1 | 9 | 4 | #N/A | #N/A | 1 | 0 | 0 | 0 | 0 | 0 | 0 | #N/A | #N/A | 0 | 0 | 0 | 0 | 0 | #N/A | #N/A | 0 | #N/A | #N/A | #N/A | #N/A
7 | 1 | 10 | 4 | #N/A | #N/A | 1 | 0 | 0 | 0 | 0 | 0 | 0 | #N/A | #N/A | 0 | 0 | 0 | 0 | 0 | #N/A | #N/A | 0 | #N/A | #N/A | #N/A | #N/A
7 | 1 | 11 | 4 | #N/A | #N/A | 1 | 0 | 0 | 0 | 0 | 0 | 0 | #N/A | #N/A | 0 | 0 | 0 | 0 | 0 | #N/A | #N/A | 0 | #N/A | #N/A | #N/A | #N/A
7 | 1 | 12 | 4 | #N/A | #N/A | 1 | 0 | 0 | 0 | 0 | 0 | 0 | #N/A | #N/A | 0 | 0 | 0 | 0 | 0 | #N/A | #N/A | 0 | #N/A | #N/A | #N/A | #N/A
7 | 1 | 13 | 4 | #N/A | #N/A | 1 | 1 | 0 | 0 | 0 | 0 | 0 | #N/A | #N/A | 0 | 0 | 0 | 0 | 0 | #N/A | #N/A | 0 | #N/A | #N/A | #N/A | #N/A
7 | 1 | 14 | 4 | #N/A | #N/A | 1 | 1 | 0 | 0 | 0 | 0 | 0 | #N/A | #N/A | 0 | 0 | 0 | 0 | 0 | #N/A | #N/A | 0 | #N/A | #N/A | #N/A | #N/A
7 | 1 | 15 | 4 | #N/A | #N/A | 1 | 1 | 0 | 0 | 0 | 0 | 0 | #N/A | #N/A | 0 | 0 | 0 | 0 | 0 | #N/A | #N/A | 0 | #N/A | #N/A | #N/A | #N/A
7 | 1 | 16 | 4 | #N/A | #N/A | 1 | 1 | 0 | 0 | 0 | 0 | 0 | #N/A | #N/A | 0 | 0 | 0 | 0 | 0 | #N/A | #N/A | 0 | #N/A | #N/A | #N/A | #N/A
7 | 1 | 17 | 4 | #N/A | #N/A | 1 | 0 | 0 | 0 | 0 | 0 | 0 | #N/A | #N/A | 0 | 0 | 0 | 0 | 0 | #N/A | #N/A | 0 | #N/A | #N/A | #N/A | #N/A
7 | 1 | 18 | 4 | #N/A | #N/A | 1 | 0 | 0 | 0 | 0 | 0 | 0 | #N/A | #N/A | 0 | 0 | 0 | 0 | 0 | #N/A | #N/A | 0 | #N/A | #N/A | #N/A | #N/A
7 | 1 | 19 | 4 | #N/A | #N/A | 1 | 0 | 0 | 0 | 0 | 0 | 0 | #N/A | #N/A | 0 | 0 | 0 | 0 | 0 | #N/A | #N/A | 0 | #N/A | #N/A | #N/A | #N/A
7 | 1 | 20 | 4 | #N/A | #N/A | 1 | 0 | 0 | 0 | 0 | 0 | 0 | #N/A | #N/A | 0 | 0 | 0 | 0 | 0 | #N/A | #N/A | 0 | #N/A | #N/A | #N/A | #N/A
7 | 1 | 21 | 4 | #N/A | #N/A | 1 | 0 | 0 | 0 | 0 | 0 | 0 | #N/A | #N/A | 0 | 0 | 0 | 0 | 0 | #N/A | #N/A | 0 | #N/A | #N/A | #N/A | #N/A
7 | 1 | 22 | 4 | #N/A | #N/A | 1 | 0 | 0 | 0 | 0 | 0 | 0 | #N/A | #N/A | 0 | 0 | 0 | 0 | 0 | #N/A | #N/A | 0 | #N/A | #N/A | #N/A | #N/A
7 | 1 | 23 | 4 | #N/A | #N/A | 0 | 0 | 0 | 0 | 0 | 0 | 0 | #N/A | #N/A | 0 | 0 | 0 | 0 | 0 | #N/A | #N/A | 0 | #N/A | #N/A | #N/A | #N/A
7 | 1 | 24 | 4 | #N/A | #N/A | 0 | 0 | 0 | 0 | 0 | 0 | 0 | #N/A | #N/A | 0 | 0 | 0 | 0 | 0 | #N/A | #N/A | 0 | #N/A | #N/A | #N/A | #N/A
7 | 2 | 1 | 5 | #N/A | #N/A | 0 | 0 | 0 | 0 | 0 | 0 | 0 | #N/A | #N/A | 0 | 0 | 0 | 0 | 0 | #N/A | #N/A | 0 | #N/A | #N/A | #N/A | #N/A
7 | 2 | 2 | 5 | #N/A | #N/A | 0 | 0 | 0 | 0 | 0 | 0 | 0 | #N/A | #N/A | 0 | 0 | 0 | 0 | 0 | #N/A | #N/A | 0 | #N/A | #N/A | #N/A | #N/A
7 | 2 | 3 | 5 | #N/A | #N/A | 0 | 0 | 0 | 0 | 0 | 0 | 0 | #N/A | #N/A | 0 | 0 | 0 | 0 | 0 | #N/A | #N/A | 0 | #N/A | #N/A | #N/A | #N/A
7 | 2 | 4 | 5 | #N/A | #N/A | 0 | 0 | 0 | 0 | 0 | 0 | 0 | #N/A | #N/A | 0 | 0 | 0 | 0 | 0 | #N/A | #N/A | 0 | #N/A | #N/A | #N/A | #N/A
7 | 2 | 5 | 5 | #N/A | #N/A | 0 | 0 | 0 | 0 | 0 | 0 | 0 | #N/A | #N/A | 0 | 0 | 0 | 0 | 0 | #N/A | #N/A | 0 | #N/A | #N/A | #N/A | #N/A
7 | 2 | 6 | 5 | #N/A | #N/A | 1 | 0 | 0 | 0 | 0 | 0 | 0 | #N/A | #N/A | 0 | 0 | 0 | 0 | 0 | #N/A | #N/A | 0 | #N/A | #N/A | #N/A | #N/A
7 | 2 | 7 | 5 | #N/A | #N/A | 1 | 0 | 0 | 0 | 0 | 0 | 0 | #N/A | #N/A | 0 | 0 | 0 | 0 | 0 | #N/A | #N/A | 0 | #N/A | #N/A | #N/A | #N/A
7 | 2 | 8 | 5 | #N/A | #N/A | 1 | 0 | 0 | 0 | 0 | 0 | 0 | #N/A | #N/A | 0 | 0 | 0 | 0 | 0 | #N/A | #N/A | 0 | #N/A | #N/A | #N/A | #N/A
7 | 2 | 9 | 5 | #N/A | #N/A | 1 | 0 | 0 | 0 | 0 | 0 | 0 | #N/A | #N/A | 0 | 0 | 0 | 0 | 0 | #N/A | #N/A | 0 | #N/A | #N/A | #N/A | #N/A
7 | 2 | 10 | 5 | #N/A | #N/A | 1 | 0 | 0 | 0 | 0 | 0 | 0 | #N/A | #N/A | 0 | 0 | 0 | 0 | 0 | #N/A | #N/A | 0 | #N/A | #N/A | #N/A | #N/A
7 | 2 | 11 | 5 | #N/A | #N/A | 1 | 0 | 0 | 0 | 0 | 0 | 0 | #N/A | #N/A | 0 | 0 | 0 | 0 | 0 | #N/A | #N/A | 0 | #N/A | #N/A | #N/A | #N/A
7 | 2 | 12 | 5 | #N/A | #N/A | 1 | 0 | 0 | 0 | 0 | 0 | 0 | #N/A | #N/A | 0 | 0 | 0 | 0 | 0 | #N/A | #N/A | 0 | #N/A | #N/A | #N/A | #N/A
7 | 2 | 13 | 5 | #N/A | #N/A | 1 | 1 | 0 | 0 | 0 | 0 | 0 | #N/A | #N/A | 0 | 0 | 0 | 0 | 0 | #N/A | #N/A | 0 | #N/A | #N/A | #N/A | #N/A
7 | 2 | 14 | 5 | #N/A | #N/A | 1 | 1 | 0 | 0 | 0 | 0 | 0 | #N/A | #N/A | 0 | 0 | 0 | 0 | 0 | #N/A | #N/A | 0 | #N/A | #N/A | #N/A | #N/A
7 | 2 | 15 | 5 | #N/A | #N/A | 1 | 1 | 0 | 0 | 0 | 0 | 0 | #N/A | #N/A | 0 | 0 | 0 | 0 | 0 | #N/A | #N/A | 0 | #N/A | #N/A | #N/A | #N/A
7 | 2 | 16 | 5 | #N/A | #N/A | 1 | 1 | 0 | 0 | 0 | 0 | 0 | #N/A | #N/A | 0 | 0 | 0 | 0 | 0 | #N/A | #N/A | 0 | #N/A | #N/A | #N/A | #N/A
7 | 2 | 17 | 5 | #N/A | #N/A | 1 | 0 | 0 | 0 | 0 | 0 | 0 | #N/A | #N/A | 0 | 0 | 0 | 0 | 0 | #N/A | #N/A | 0 | #N/A | #N/A | #N/A | #N/A
7 | 2 | 18 | 5 | #N/A | #N/A | 1 | 0 | 0 | 0 | 0 | 0 | 0 | #N/A | #N/A | 0 | 0 | 0 | 0 | 0 | #N/A | #N/A | 0 | #N/A | #N/A | #N/A | #N/A
7 | 2 | 19 | 5 | #N/A | #N/A | 1 | 0 | 0 | 0 | 0 | 0 | 0 | #N/A | #N/A | 0 | 0 | 0 | 0 | 0 | #N/A | #N/A | 0 | #N/A | #N/A | #N/A | #N/A
7 | 2 | 20 | 5 | #N/A | #N/A | 1 | 0 | 0 | 0 | 0 | 0 | 0 | #N/A | #N/A | 0 | 0 | 0 | 0 | 0 | #N/A | #N/A | 0 | #N/A | #N/A | #N/A | #N/A
7 | 2 | 21 | 5 | #N/A | #N/A | 1 | 0 | 0 | 0 | 0 | 0 | 0 | #N/A | #N/A | 0 | 0 | 0 | 0 | 0 | #N/A | #N/A | 0 | #N/A | #N/A | #N/A | #N/A
7 | 2 | 22 | 5 | #N/A | #N/A | 1 | 0 | 0 | 0 | 0 | 0 | 0 | #N/A | #N/A | 0 | 0 | 0 | 0 | 0 | #N/A | #N/A | 0 | #N/A | #N/A | #N/A | #N/A
7 | 2 | 23 | 5 | #N/A | #N/A | 0 | 0 | 0 | 0 | 0 | 0 | 0 | #N/A | #N/A | 0 | 0 | 0 | 0 | 0 | #N/A | #N/A | 0 | #N/A | #N/A | #N/A | #N/A
7 | 2 | 24 | 5 | #N/A | #N/A | 0 | 0 | 0 | 0 | 0 | 0 | 0 | #N/A | #N/A | 0 | 0 | 0 | 0 | 0 | #N/A | #N/A | 0 | #N/A | #N/A | #N/A | #N/A
7 | 3 | 1 | 6 | #N/A | #N/A | 0 | 0 | 0 | 0 | 0 | 0 | 0 | #N/A | #N/A | 0 | 0 | 0 | 0 | 0 | #N/A | #N/A | 0 | #N/A | #N/A | #N/A | #N/A
7 | 3 | 2 | 6 | #N/A | #N/A | 0 | 0 | 0 | 0 | 0 | 0 | 0 | #N/A | #N/A | 0 | 0 | 0 | 0 | 0 | #N/A | #N/A | 0 | #N/A | #N/A | #N/A | #N/A
7 | 3 | 3 | 6 | #N/A | #N/A | 0 | 0 | 0 | 0 | 0 | 0 | 0 | #N/A | #N/A | 0 | 0 | 0 | 0 | 0 | #N/A | #N/A | 0 | #N/A | #N/A | #N/A | #N/A
7 | 3 | 4 | 6 | #N/A | #N/A | 0 | 0 | 0 | 0 | 0 | 0 | 0 | #N/A | #N/A | 0 | 0 | 0 | 0 | 0 | #N/A | #N/A | 0 | #N/A | #N/A | #N/A | #N/A
7 | 3 | 5 | 6 | #N/A | #N/A | 0 | 0 | 0 | 0 | 0 | 0 | 0 | #N/A | #N/A | 0 | 0 | 0 | 0 | 0 | #N/A | #N/A | 0 | #N/A | #N/A | #N/A | #N/A
7 | 3 | 6 | 6 | #N/A | #N/A | 0 | 0 | 0 | 0 | 0 | 0 | 0 | #N/A | #N/A | 0 | 0 | 0 | 0 | 0 | #N/A | #N/A | 0 | #N/A | #N/A | #N/A | #N/A
7 | 3 | 7 | 6 | #N/A | #N/A | 0 | 0 | 0 | 0 | 0 | 0 | 0 | #N/A | #N/A | 0 | 0 | 0 | 0 | 0 | #N/A | #N/A | 0 | #N/A | #N/A | #N/A | #N/A
7 | 3 | 8 | 6 | #N/A | #N/A | 0 | 0 | 0 | 0 | 0 | 0 | 0 | #N/A | #N/A | 0 | 0 | 0 | 0 | 0 | #N/A | #N/A | 0 | #N/A | #N/A | #N/A | #N/A
7 | 3 | 9 | 6 | #N/A | #N/A | 0 | 0 | 0 | 0 | 0 | 0 | 0 | #N/A | #N/A | 0 | 0 | 0 | 0 | 0 | #N/A | #N/A | 0 | #N/A | #N/A | #N/A | #N/A
7 | 3 | 10 | 6 | #N/A | #N/A | 0 | 0 | 0 | 0 | 0 | 0 | 0 | #N/A | #N/A | 0 | 0 | 0 | 0 | 0 | #N/A | #N/A | 0 | #N/A | #N/A | #N/A | #N/A
7 | 3 | 11 | 6 | #N/A | #N/A | 0 | 0 | 0 | 0 | 0 | 0 | 0 | #N/A | #N/A | 0 | 0 | 0 | 0 | 0 | #N/A | #N/A | 0 | #N/A | #N/A | #N/A | #N/A
7 | 3 | 12 | 6 | #N/A | #N/A | 0 | 0 | 0 | 0 | 0 | 0 | 0 | #N/A | #N/A | 0 | 0 | 0 | 0 | 0 | #N/A | #N/A | 0 | #N/A | #N/A | #N/A | #N/A
7 | 3 | 13 | 6 | #N/A | #N/A | 0 | 0 | 0 | 0 | 0 | 0 | 0 | #N/A | #N/A | 0 | 0 | 0 | 0 | 0 | #N/A | #N/A | 0 | #N/A | #N/A | #N/A | #N/A
7 | 3 | 14 | 6 | #N/A | #N/A | 0 | 0 | 0 | 0 | 0 | 0 | 0 | #N/A | #N/A | 0 | 0 | 0 | 0 | 0 | #N/A | #N/A | 0 | #N/A | #N/A | #N/A | #N/A
7 | 3 | 15 | 6 | #N/A | #N/A | 0 | 0 | 0 | 0 | 0 | 0 | 0 | #N/A | #N/A | 0 | 0 | 0 | 0 | 0 | #N/A | #N/A | 0 | #N/A | #N/A | #N/A | #N/A
7 | 3 | 16 | 6 | #N/A | #N/A | 0 | 0 | 0 | 0 | 0 | 0 | 0 | #N/A | #N/A | 0 | 0 | 0 | 0 | 0 | #N/A | #N/A | 0 | #N/A | #N/A | #N/A | #N/A
7 | 3 | 17 | 6 | #N/A | #N/A | 0 | 0 | 0 | 0 | 0 | 0 | 0 | #N/A | #N/A | 0 | 0 | 0 | 0 | 0 | #N/A | #N/A | 0 | #N/A | #N/A | #N/A | #N/A
7 | 3 | 18 | 6 | #N/A | #N/A | 0 | 0 | 0 | 0 | 0 | 0 | 0 | #N/A | #N/A | 0 | 0 | 0 | 0 | 0 | #N/A | #N/A | 0 | #N/A | #N/A | #N/A | #N/A
7 | 3 | 19 | 6 | #N/A | #N/A | 0 | 0 | 0 | 0 | 0 | 0 | 0 | #N/A | #N/A | 0 | 0 | 0 | 0 | 0 | #N/A | #N/A | 0 | #N/A | #N/A | #N/A | #N/A
7 | 3 | 20 | 6 | #N/A | #N/A | 0 | 0 | 0 | 0 | 0 | 0 | 0 | #N/A | #N/A | 0 | 0 | 0 | 0 | 0 | #N/A | #N/A | 0 | #N/A | #N/A | #N/A | #N/A
7 | 3 | 21 | 6 | #N/A | #N/A | 0 | 0 | 0 | 0 | 0 | 0 | 0 | #N/A | #N/A | 0 | 0 | 0 | 0 | 0 | #N/A | #N/A | 0 | #N/A | #N/A | #N/A | #N/A
7 | 3 | 22 | 6 | #N/A | #N/A | 0 | 0 | 0 | 0 | 0 | 0 | 0 | #N/A | #N/A | 0 | 0 | 0 | 0 | 0 | #N/A | #N/A | 0 | #N/A | #N/A | #N/A | #N/A
7 | 3 | 23 | 6 | #N/A | #N/A | 0 | 0 | 0 | 0 | 0 | 0 | 0 | #N/A | #N/A | 0 | 0 | 0 | 0 | 0 | #N/A | #N/A | 0 | #N/A | #N/A | #N/A | #N/A
7 | 3 | 24 | 6 | #N/A | #N/A | 0 | 0 | 0 | 0 | 0 | 0 | 0 | #N/A | #N/A | 0 | 0 | 0 | 0 | 0 | #N/A | #N/A | 0 | #N/A | #N/A | #N/A | #N/A
7 | 4 | 1 | 7 | #N/A | #N/A | 0 | 0 | 0 | 0 | 0 | 0 | 0 | #N/A | #N/A | 0 | 0 | 0 | 0 | 0 | #N/A | #N/A | 0 | #N/A | #N/A | #N/A | #N/A
7 | 4 | 2 | 7 | #N/A | #N/A | 0 | 0 | 0 | 0 | 0 | 0 | 0 | #N/A | #N/A | 0 | 0 | 0 | 0 | 0 | #N/A | #N/A | 0 | #N/A | #N/A | #N/A | #N/A
7 | 4 | 3 | 7 | #N/A | #N/A | 0 | 0 | 0 | 0 | 0 | 0 | 0 | #N/A | #N/A | 0 | 0 | 0 | 0 | 0 | #N/A | #N/A | 0 | #N/A | #N/A | #N/A | #N/A
7 | 4 | 4 | 7 | #N/A | #N/A | 0 | 0 | 0 | 0 | 0 | 0 | 0 | #N/A | #N/A | 0 | 0 | 0 | 0 | 0 | #N/A | #N/A | 0 | #N/A | #N/A | #N/A | #N/A
7 | 4 | 5 | 7 | #N/A | #N/A | 0 | 0 | 0 | 0 | 0 | 0 | 0 | #N/A | #N/A | 0 | 0 | 0 | 0 | 0 | #N/A | #N/A | 0 | #N/A | #N/A | #N/A | #N/A
7 | 4 | 6 | 7 | #N/A | #N/A | 0 | 0 | 0 | 0 | 0 | 0 | 0 | #N/A | #N/A | 0 | 0 | 0 | 0 | 0 | #N/A | #N/A | 0 | #N/A | #N/A | #N/A | #N/A
7 | 4 | 7 | 7 | #N/A | #N/A | 0 | 0 | 0 | 0 | 0 | 0 | 0 | #N/A | #N/A | 0 | 0 | 0 | 0 | 0 | #N/A | #N/A | 0 | #N/A | #N/A | #N/A | #N/A
7 | 4 | 8 | 7 | #N/A | #N/A | 0 | 0 | 0 | 0 | 0 | 0 | 0 | #N/A | #N/A | 0 | 0 | 0 | 0 | 0 | #N/A | #N/A | 0 | #N/A | #N/A | #N/A | #N/A
7 | 4 | 9 | 7 | #N/A | #N/A | 0 | 0 | 0 | 0 | 0 | 0 | 0 | #N/A | #N/A | 0 | 0 | 0 | 0 | 0 | #N/A | #N/A | 0 | #N/A | #N/A | #N/A | #N/A
7 | 4 | 10 | 7 | #N/A | #N/A | 0 | 0 | 0 | 0 | 0 | 0 | 0 | #N/A | #N/A | 0 | 0 | 0 | 0 | 0 | #N/A | #N/A | 0 | #N/A | #N/A | #N/A | #N/A
7 | 4 | 11 | 7 | #N/A | #N/A | 0 | 0 | 0 | 0 | 0 | 0 | 0 | #N/A | #N/A | 0 | 0 | 0 | 0 | 0 | #N/A | #N/A | 0 | #N/A | #N/A | #N/A | #N/A
7 | 4 | 12 | 7 | #N/A | #N/A | 0 | 0 | 0 | 0 | 0 | 0 | 0 | #N/A | #N/A | 0 | 0 | 0 | 0 | 0 | #N/A | #N/A | 0 | #N/A | #N/A | #N/A | #N/A
7 | 4 | 13 | 7 | #N/A | #N/A | 0 | 0 | 0 | 0 | 0 | 0 | 0 | #N/A | #N/A | 0 | 0 | 0 | 0 | 0 | #N/A | #N/A | 0 | #N/A | #N/A | #N/A | #N/A
7 | 4 | 14 | 7 | #N/A | #N/A | 0 | 0 | 0 | 0 | 0 | 0 | 0 | #N/A | #N/A | 0 | 0 | 0 | 0 | 0 | #N/A | #N/A | 0 | #N/A | #N/A | #N/A | #N/A
7 | 4 | 15 | 7 | #N/A | #N/A | 0 | 0 | 0 | 0 | 0 | 0 | 0 | #N/A | #N/A | 0 | 0 | 0 | 0 | 0 | #N/A | #N/A | 0 | #N/A | #N/A | #N/A | #N/A
7 | 4 | 16 | 7 | #N/A | #N/A | 0 | 0 | 0 | 0 | 0 | 0 | 0 | #N/A | #N/A | 0 | 0 | 0 | 0 | 0 | #N/A | #N/A | 0 | #N/A | #N/A | #N/A | #N/A
7 | 4 | 17 | 7 | #N/A | #N/A | 0 | 0 | 0 | 0 | 0 | 0 | 0 | #N/A | #N/A | 0 | 0 | 0 | 0 | 0 | #N/A | #N/A | 0 | #N/A | #N/A | #N/A | #N/A
7 | 4 | 18 | 7 | #N/A | #N/A | 0 | 0 | 0 | 0 | 0 | 0 | 0 | #N/A | #N/A | 0 | 0 | 0 | 0 | 0 | #N/A | #N/A | 0 | #N/A | #N/A | #N/A | #N/A
7 | 4 | 19 | 7 | #N/A | #N/A | 0 | 0 | 0 | 0 | 0 | 0 | 0 | #N/A | #N/A | 0 | 0 | 0 | 0 | 0 | #N/A | #N/A | 0 | #N/A | #N/A | #N/A | #N/A
7 | 4 | 20 | 7 | #N/A | #N/A | 0 | 0 | 0 | 0 | 0 | 0 | 0 | #N/A | #N/A | 0 | 0 | 0 | 0 | 0 | #N/A | #N/A | 0 | #N/A | #N/A | #N/A | #N/A
7 | 4 | 21 | 7 | #N/A | #N/A | 0 | 0 | 0 | 0 | 0 | 0 | 0 | #N/A | #N/A | 0 | 0 | 0 | 0 | 0 | #N/A | #N/A | 0 | #N/A | #N/A | #N/A | #N/A
7 | 4 | 22 | 7 | #N/A | #N/A | 0 | 0 | 0 | 0 | 0 | 0 | 0 | #N/A | #N/A | 0 | 0 | 0 | 0 | 0 | #N/A | #N/A | 0 | #N/A | #N/A | #N/A | #N/A
7 | 4 | 23 | 7 | #N/A | #N/A | 0 | 0 | 0 | 0 | 0 | 0 | 0 | #N/A | #N/A | 0 | 0 | 0 | 0 | 0 | #N/A | #N/A | 0 | #N/A | #N/A | #N/A | #N/A
7 | 4 | 24 | 7 | #N/A | #N/A | 0 | 0 | 0 | 0 | 0 | 0 | 0 | #N/A | #N/A | 0 | 0 | 0 | 0 | 0 | #N/A | #N/A | 0 | #N/A | #N/A | #N/A | #N/A
7 | 5 | 1 | 8 | #N/A | #N/A | 0 | 0 | 0 | 0 | 0 | 0 | 0 | #N/A | #N/A | 0 | 0 | 0 | 0 | 0 | #N/A | #N/A | 0 | #N/A | #N/A | #N/A | #N/A
7 | 5 | 2 | 8 | #N/A | #N/A | 0 | 0 | 0 | 0 | 0 | 0 | 0 | #N/A | #N/A | 0 | 0 | 0 | 0 | 0 | #N/A | #N/A | 0 | #N/A | #N/A | #N/A | #N/A
7 | 5 | 3 | 8 | #N/A | #N/A | 0 | 0 | 0 | 0 | 0 | 0 | 0 | #N/A | #N/A | 0 | 0 | 0 | 0 | 0 | #N/A | #N/A | 0 | #N/A | #N/A | #N/A | #N/A
7 | 5 | 4 | 8 | #N/A | #N/A | 0 | 0 | 0 | 0 | 0 | 0 | 0 | #N/A | #N/A | 0 | 0 | 0 | 0 | 0 | #N/A | #N/A | 0 | #N/A | #N/A | #N/A | #N/A
7 | 5 | 5 | 8 | #N/A | #N/A | 0 | 0 | 0 | 0 | 0 | 0 | 0 | #N/A | #N/A | 0 | 0 | 0 | 0 | 0 | #N/A | #N/A | 0 | #N/A | #N/A | #N/A | #N/A
7 | 5 | 6 | 8 | #N/A | #N/A | 0 | 0 | 0 | 0 | 0 | 0 | 0 | #N/A | #N/A | 0 | 0 | 0 | 0 | 0 | #N/A | #N/A | 0 | #N/A | #N/A | #N/A | #N/A
7 | 5 | 7 | 8 | #N/A | #N/A | 0 | 0 | 0 | 0 | 0 | 0 | 0 | #N/A | #N/A | 0 | 0 | 0 | 0 | 0 | #N/A | #N/A | 0 | #N/A | #N/A | #N/A | #N/A
7 | 5 | 8 | 8 | #N/A | #N/A | 0 | 0 | 0 | 0 | 0 | 0 | 0 | #N/A | #N/A | 0 | 0 | 0 | 0 | 0 | #N/A | #N/A | 0 | #N/A | #N/A | #N/A | #N/A
7 | 5 | 9 | 8 | #N/A | #N/A | 0 | 0 | 0 | 0 | 0 | 0 | 0 | #N/A | #N/A | 0 | 0 | 0 | 0 | 0 | #N/A | #N/A | 0 | #N/A | #N/A | #N/A | #N/A
7 | 5 | 10 | 8 | #N/A | #N/A | 0 | 0 | 0 | 0 | 0 | 0 | 0 | #N/A | #N/A | 0 | 0 | 0 | 0 | 0 | #N/A | #N/A | 0 | #N/A | #N/A | #N/A | #N/A
7 | 5 | 11 | 8 | #N/A | #N/A | 0 | 0 | 0 | 0 | 0 | 0 | 0 | #N/A | #N/A | 0 | 0 | 0 | 0 | 0 | #N/A | #N/A | 0 | #N/A | #N/A | #N/A | #N/A
7 | 5 | 12 | 8 | #N/A | #N/A | 0 | 0 | 0 | 0 | 0 | 0 | 0 | #N/A | #N/A | 0 | 0 | 0 | 0 | 0 | #N/A | #N/A | 0 | #N/A | #N/A | #N/A | #N/A
7 | 5 | 13 | 8 | #N/A | #N/A | 0 | 0 | 0 | 0 | 0 | 0 | 0 | #N/A | #N/A | 0 | 0 | 0 | 0 | 0 | #N/A | #N/A | 0 | #N/A | #N/A | #N/A | #N/A
7 | 5 | 14 | 8 | #N/A | #N/A | 0 | 0 | 0 | 0 | 0 | 0 | 0 | #N/A | #N/A | 0 | 0 | 0 | 0 | 0 | #N/A | #N/A | 0 | #N/A | #N/A | #N/A | #N/A
7 | 5 | 15 | 8 | #N/A | #N/A | 0 | 0 | 0 | 0 | 0 | 0 | 0 | #N/A | #N/A | 0 | 0 | 0 | 0 | 0 | #N/A | #N/A | 0 | #N/A | #N/A | #N/A | #N/A
7 | 5 | 16 | 8 | #N/A | #N/A | 0 | 0 | 0 | 0 | 0 | 0 | 0 | #N/A | #N/A | 0 | 0 | 0 | 0 | 0 | #N/A | #N/A | 0 | #N/A | #N/A | #N/A | #N/A
7 | 5 | 17 | 8 | #N/A | #N/A | 0 | 0 | 0 | 0 | 0 | 0 | 0 | #N/A | #N/A | 0 | 0 | 0 | 0 | 0 | #N/A | #N/A | 0 | #N/A | #N/A | #N/A | #N/A
7 | 5 | 18 | 8 | #N/A | #N/A | 0 | 0 | 0 | 0 | 0 | 0 | 0 | #N/A | #N/A | 0 | 0 | 0 | 0 | 0 | #N/A | #N/A | 0 | #N/A | #N/A | #N/A | #N/A
7 | 5 | 19 | 8 | #N/A | #N/A | 0 | 0 | 0 | 0 | 0 | 0 | 0 | #N/A | #N/A | 0 | 0 | 0 | 0 | 0 | #N/A | #N/A | 0 | #N/A | #N/A | #N/A | #N/A
7 | 5 | 20 | 8 | #N/A | #N/A | 0 | 0 | 0 | 0 | 0 | 0 | 0 | #N/A | #N/A | 0 | 0 | 0 | 0 | 0 | #N/A | #N/A | 0 | #N/A | #N/A | #N/A | #N/A
7 | 5 | 21 | 8 | #N/A | #N/A | 0 | 0 | 0 | 0 | 0 | 0 | 0 | #N/A | #N/A | 0 | 0 | 0 | 0 | 0 | #N/A | #N/A | 0 | #N/A | #N/A | #N/A | #N/A
7 | 5 | 22 | 8 | #N/A | #N/A | 0 | 0 | 0 | 0 | 0 | 0 | 0 | #N/A | #N/A | 0 | 0 | 0 | 0 | 0 | #N/A | #N/A | 0 | #N/A | #N/A | #N/A | #N/A
7 | 5 | 23 | 8 | #N/A | #N/A | 0 | 0 | 0 | 0 | 0 | 0 | 0 | #N/A | #N/A | 0 | 0 | 0 | 0 | 0 | #N/A | #N/A | 0 | #N/A | #N/A | #N/A | #N/A
7 | 5 | 24 | 8 | #N/A | #N/A | 0 | 0 | 0 | 0 | 0 | 0 | 0 | #N/A | #N/A | 0 | 0 | 0 | 0 | 0 | #N/A | #N/A | 0 | #N/A | #N/A | #N/A | #N/A
7 | 6 | 1 | 2 | #N/A | #N/A | 0 | 0 | 0 | 0 | 0 | 0 | 0 | #N/A | #N/A | 0 | 0 | 0 | 0 | 0 | #N/A | #N/A | 0 | #N/A | #N/A | #N/A | #N/A
7 | 6 | 2 | 2 | #N/A | #N/A | 0 | 0 | 0 | 0 | 0 | 0 | 0 | #N/A | #N/A | 0 | 0 | 0 | 0 | 0 | #N/A | #N/A | 0 | #N/A | #N/A | #N/A | #N/A
7 | 6 | 3 | 2 | #N/A | #N/A | 0 | 0 | 0 | 0 | 0 | 0 | 0 | #N/A | #N/A | 0 | 0 | 0 | 0 | 0 | #N/A | #N/A | 0 | #N/A | #N/A | #N/A | #N/A
7 | 6 | 4 | 2 | #N/A | #N/A | 0 | 0 | 0 | 0 | 0 | 0 | 0 | #N/A | #N/A | 0 | 0 | 0 | 0 | 0 | #N/A | #N/A | 0 | #N/A | #N/A | #N/A | #N/A
7 | 6 | 5 | 2 | #N/A | #N/A | 0 | 0 | 0 | 0 | 0 | 0 | 0 | #N/A | #N/A | 0 | 0 | 0 | 0 | 0 | #N/A | #N/A | 0 | #N/A | #N/A | #N/A | #N/A
7 | 6 | 6 | 2 | #N/A | #N/A | 1 | 0 | 0 | 0 | 0 | 0 | 0 | #N/A | #N/A | 0 | 0 | 0 | 0 | 0 | #N/A | #N/A | 0 | #N/A | #N/A | #N/A | #N/A
7 | 6 | 7 | 2 | #N/A | #N/A | 1 | 0 | 0 | 0 | 0 | 0 | 0 | #N/A | #N/A | 0 | 0 | 0 | 0 | 0 | #N/A | #N/A | 0 | #N/A | #N/A | #N/A | #N/A
7 | 6 | 8 | 2 | #N/A | #N/A | 1 | 0 | 0 | 0 | 0 | 0 | 0 | #N/A | #N/A | 0 | 0 | 0 | 0 | 0 | #N/A | #N/A | 0 | #N/A | #N/A | #N/A | #N/A
7 | 6 | 9 | 2 | #N/A | #N/A | 1 | 0 | 0 | 0 | 0 | 0 | 0 | #N/A | #N/A | 0 | 0 | 0 | 0 | 0 | #N/A | #N/A | 0 | #N/A | #N/A | #N/A | #N/A
7 | 6 | 10 | 2 | #N/A | #N/A | 1 | 0 | 0 | 0 | 0 | 0 | 0 | #N/A | #N/A | 0 | 0 | 0 | 0 | 0 | #N/A | #N/A | 0 | #N/A | #N/A | #N/A | #N/A
7 | 6 | 11 | 2 | #N/A | #N/A | 1 | 0 | 0 | 0 | 0 | 0 | 0 | #N/A | #N/A | 0 | 0 | 0 | 0 | 0 | #N/A | #N/A | 0 | #N/A | #N/A | #N/A | #N/A
7 | 6 | 12 | 2 | #N/A | #N/A | 1 | 0 | 0 | 0 | 0 | 0 | 0 | #N/A | #N/A | 0 | 0 | 0 | 0 | 0 | #N/A | #N/A | 0 | #N/A | #N/A | #N/A | #N/A
7 | 6 | 13 | 2 | #N/A | #N/A | 1 | 1 | 0 | 0 | 0 | 0 | 0 | #N/A | #N/A | 0 | 0 | 0 | 0 | 0 | #N/A | #N/A | 0 | #N/A | #N/A | #N/A | #N/A
7 | 6 | 14 | 2 | #N/A | #N/A | 1 | 1 | 0 | 0 | 0 | 0 | 0 | #N/A | #N/A | 0 | 0 | 0 | 0 | 0 | #N/A | #N/A | 0 | #N/A | #N/A | #N/A | #N/A
7 | 6 | 15 | 2 | #N/A | #N/A | 1 | 1 | 0 | 0 | 0 | 0 | 0 | #N/A | #N/A | 0 | 0 | 0 | 0 | 0 | #N/A | #N/A | 0 | #N/A | #N/A | #N/A | #N/A
7 | 6 | 16 | 2 | #N/A | #N/A | 1 | 1 | 0 | 0 | 0 | 0 | 0 | #N/A | #N/A | 0 | 0 | 0 | 0 | 0 | #N/A | #N/A | 0 | #N/A | #N/A | #N/A | #N/A
7 | 6 | 17 | 2 | #N/A | #N/A | 1 | 0 | 0 | 0 | 0 | 0 | 0 | #N/A | #N/A | 0 | 0 | 0 | 0 | 0 | #N/A | #N/A | 0 | #N/A | #N/A | #N/A | #N/A
7 | 6 | 18 | 2 | #N/A | #N/A | 1 | 0 | 0 | 0 | 0 | 0 | 0 | #N/A | #N/A | 0 | 0 | 0 | 0 | 0 | #N/A | #N/A | 0 | #N/A | #N/A | #N/A | #N/A
7 | 6 | 19 | 2 | #N/A | #N/A | 1 | 0 | 0 | 0 | 0 | 0 | 0 | #N/A | #N/A | 0 | 0 | 0 | 0 | 0 | #N/A | #N/A | 0 | #N/A | #N/A | #N/A | #N/A
7 | 6 | 20 | 2 | #N/A | #N/A | 1 | 0 | 0 | 0 | 0 | 0 | 0 | #N/A | #N/A | 0 | 0 | 0 | 0 | 0 | #N/A | #N/A | 0 | #N/A | #N/A | #N/A | #N/A
7 | 6 | 21 | 2 | #N/A | #N/A | 1 | 0 | 0 | 0 | 0 | 0 | 0 | #N/A | #N/A | 0 | 0 | 0 | 0 | 0 | #N/A | #N/A | 0 | #N/A | #N/A | #N/A | #N/A
7 | 6 | 22 | 2 | #N/A | #N/A | 1 | 0 | 0 | 0 | 0 | 0 | 0 | #N/A | #N/A | 0 | 0 | 0 | 0 | 0 | #N/A | #N/A | 0 | #N/A | #N/A | #N/A | #N/A
7 | 6 | 23 | 2 | #N/A | #N/A | 0 | 0 | 0 | 0 | 0 | 0 | 0 | #N/A | #N/A | 0 | 0 | 0 | 0 | 0 | #N/A | #N/A | 0 | #N/A | #N/A | #N/A | #N/A
7 | 6 | 24 | 2 | #N/A | #N/A | 0 | 0 | 0 | 0 | 0 | 0 | 0 | #N/A | #N/A | 0 | 0 | 0 | 0 | 0 | #N/A | #N/A | 0 | #N/A | #N/A | #N/A | #N/A
7 | 7 | 1 | 3 | #N/A | #N/A | 0 | 0 | 0 | 0 | 0 | 0 | 0 | #N/A | #N/A | 0 | 0 | 0 | 0 | 0 | #N/A | #N/A | 0 | #N/A | #N/A | #N/A | #N/A
7 | 7 | 2 | 3 | #N/A | #N/A | 0 | 0 | 0 | 0 | 0 | 0 | 0 | #N/A | #N/A | 0 | 0 | 0 | 0 | 0 | #N/A | #N/A | 0 | #N/A | #N/A | #N/A | #N/A
7 | 7 | 3 | 3 | #N/A | #N/A | 0 | 0 | 0 | 0 | 0 | 0 | 0 | #N/A | #N/A | 0 | 0 | 0 | 0 | 0 | #N/A | #N/A | 0 | #N/A | #N/A | #N/A | #N/A
7 | 7 | 4 | 3 | #N/A | #N/A | 0 | 0 | 0 | 0 | 0 | 0 | 0 | #N/A | #N/A | 0 | 0 | 0 | 0 | 0 | #N/A | #N/A | 0 | #N/A | #N/A | #N/A | #N/A
7 | 7 | 5 | 3 | #N/A | #N/A | 0 | 0 | 0 | 0 | 0 | 0 | 0 | #N/A | #N/A | 0 | 0 | 0 | 0 | 0 | #N/A | #N/A | 0 | #N/A | #N/A | #N/A | #N/A
7 | 7 | 6 | 3 | #N/A | #N/A | 1 | 0 | 0 | 0 | 0 | 0 | 0 | #N/A | #N/A | 0 | 0 | 0 | 0 | 0 | #N/A | #N/A | 0 | #N/A | #N/A | #N/A | #N/A
7 | 7 | 7 | 3 | #N/A | #N/A | 1 | 0 | 0 | 0 | 0 | 0 | 0 | #N/A | #N/A | 0 | 0 | 0 | 0 | 0 | #N/A | #N/A | 0 | #N/A | #N/A | #N/A | #N/A
7 | 7 | 8 | 3 | #N/A | #N/A | 1 | 0 | 0 | 0 | 0 | 0 | 0 | #N/A | #N/A | 0 | 0 | 0 | 0 | 0 | #N/A | #N/A | 0 | #N/A | #N/A | #N/A | #N/A
7 | 7 | 9 | 3 | #N/A | #N/A | 1 | 0 | 0 | 0 | 0 | 0 | 0 | #N/A | #N/A | 0 | 0 | 0 | 0 | 0 | #N/A | #N/A | 0 | #N/A | #N/A | #N/A | #N/A
7 | 7 | 10 | 3 | #N/A | #N/A | 1 | 0 | 0 | 0 | 0 | 0 | 0 | #N/A | #N/A | 0 | 0 | 0 | 0 | 0 | #N/A | #N/A | 0 | #N/A | #N/A | #N/A | #N/A
7 | 7 | 11 | 3 | #N/A | #N/A | 1 | 0 | 0 | 0 | 0 | 0 | 0 | #N/A | #N/A | 0 | 0 | 0 | 0 | 0 | #N/A | #N/A | 0 | #N/A | #N/A | #N/A | #N/A
7 | 7 | 12 | 3 | #N/A | #N/A | 1 | 0 | 0 | 0 | 0 | 0 | 0 | #N/A | #N/A | 0 | 0 | 0 | 0 | 0 | #N/A | #N/A | 0 | #N/A | #N/A | #N/A | #N/A
7 | 7 | 13 | 3 | #N/A | #N/A | 1 | 1 | 0 | 0 | 0 | 0 | 0 | #N/A | #N/A | 0 | 0 | 0 | 0 | 0 | #N/A | #N/A | 0 | #N/A | #N/A | #N/A | #N/A
7 | 7 | 14 | 3 | #N/A | #N/A | 1 | 1 | 0 | 0 | 0 | 0 | 0 | #N/A | #N/A | 0 | 0 | 0 | 0 | 0 | #N/A | #N/A | 0 | #N/A | #N/A | #N/A | #N/A
7 | 7 | 15 | 3 | #N/A | #N/A | 1 | 1 | 0 | 0 | 0 | 0 | 0 | #N/A | #N/A | 0 | 0 | 0 | 0 | 0 | #N/A | #N/A | 0 | #N/A | #N/A | #N/A | #N/A
7 | 7 | 16 | 3 | #N/A | #N/A | 1 | 1 | 0 | 0 | 0 | 0 | 0 | #N/A | #N/A | 0 | 0 | 0 | 0 | 0 | #N/A | #N/A | 0 | #N/A | #N/A | #N/A | #N/A
7 | 7 | 17 | 3 | #N/A | #N/A | 1 | 0 | 0 | 0 | 0 | 0 | 0 | #N/A | #N/A | 0 | 0 | 0 | 0 | 0 | #N/A | #N/A | 0 | #N/A | #N/A | #N/A | #N/A
7 | 7 | 18 | 3 | #N/A | #N/A | 1 | 0 | 0 | 0 | 0 | 0 | 0 | #N/A | #N/A | 0 | 0 | 0 | 0 | 0 | #N/A | #N/A | 0 | #N/A | #N/A | #N/A | #N/A
7 | 7 | 19 | 3 | #N/A | #N/A | 1 | 0 | 0 | 0 | 0 | 0 | 0 | #N/A | #N/A | 0 | 0 | 0 | 0 | 0 | #N/A | #N/A | 0 | #N/A | #N/A | #N/A | #N/A
7 | 7 | 20 | 3 | #N/A | #N/A | 1 | 0 | 0 | 0 | 0 | 0 | 0 | #N/A | #N/A | 0 | 0 | 0 | 0 | 0 | #N/A | #N/A | 0 | #N/A | #N/A | #N/A | #N/A
7 | 7 | 21 | 3 | #N/A | #N/A | 1 | 0 | 0 | 0 | 0 | 0 | 0 | #N/A | #N/A | 0 | 0 | 0 | 0 | 0 | #N/A | #N/A | 0 | #N/A | #N/A | #N/A | #N/A
7 | 7 | 22 | 3 | #N/A | #N/A | 1 | 0 | 0 | 0 | 0 | 0 | 0 | #N/A | #N/A | 0 | 0 | 0 | 0 | 0 | #N/A | #N/A | 0 | #N/A | #N/A | #N/A | #N/A
7 | 7 | 23 | 3 | #N/A | #N/A | 0 | 0 | 0 | 0 | 0 | 0 | 0 | #N/A | #N/A | 0 | 0 | 0 | 0 | 0 | #N/A | #N/A | 0 | #N/A | #N/A | #N/A | #N/A
7 | 7 | 24 | 3 | #N/A | #N/A | 0 | 0 | 0 | 0 | 0 | 0 | 0 | #N/A | #N/A | 0 | 0 | 0 | 0 | 0 | #N/A | #N/A | 0 | #N/A | #N/A | #N/A | #N/A
7 | 8 | 1 | 4 | #N/A | #N/A | 0 | 0 | 0 | 0 | 0 | 0 | 0 | #N/A | #N/A | 0 | 0 | 0 | 0 | 0 | #N/A | #N/A | 0 | #N/A | #N/A | #N/A | #N/A
7 | 8 | 2 | 4 | #N/A | #N/A | 0 | 0 | 0 | 0 | 0 | 0 | 0 | #N/A | #N/A | 0 | 0 | 0 | 0 | 0 | #N/A | #N/A | 0 | #N/A | #N/A | #N/A | #N/A
7 | 8 | 3 | 4 | #N/A | #N/A | 0 | 0 | 0 | 0 | 0 | 0 | 0 | #N/A | #N/A | 0 | 0 | 0 | 0 | 0 | #N/A | #N/A | 0 | #N/A | #N/A | #N/A | #N/A
7 | 8 | 4 | 4 | #N/A | #N/A | 0 | 0 | 0 | 0 | 0 | 0 | 0 | #N/A | #N/A | 0 | 0 | 0 | 0 | 0 | #N/A | #N/A | 0 | #N/A | #N/A | #N/A | #N/A
7 | 8 | 5 | 4 | #N/A | #N/A | 0 | 0 | 0 | 0 | 0 | 0 | 0 | #N/A | #N/A | 0 | 0 | 0 | 0 | 0 | #N/A | #N/A | 0 | #N/A | #N/A | #N/A | #N/A
7 | 8 | 6 | 4 | #N/A | #N/A | 1 | 0 | 0 | 0 | 0 | 0 | 0 | #N/A | #N/A | 0 | 0 | 0 | 0 | 0 | #N/A | #N/A | 0 | #N/A | #N/A | #N/A | #N/A
7 | 8 | 7 | 4 | #N/A | #N/A | 1 | 0 | 0 | 0 | 0 | 0 | 0 | #N/A | #N/A | 0 | 0 | 0 | 0 | 0 | #N/A | #N/A | 0 | #N/A | #N/A | #N/A | #N/A
7 | 8 | 8 | 4 | #N/A | #N/A | 1 | 0 | 0 | 0 | 0 | 0 | 0 | #N/A | #N/A | 0 | 0 | 0 | 0 | 0 | #N/A | #N/A | 0 | #N/A | #N/A | #N/A | #N/A
7 | 8 | 9 | 4 | #N/A | #N/A | 1 | 0 | 0 | 0 | 0 | 0 | 0 | #N/A | #N/A | 0 | 0 | 0 | 0 | 0 | #N/A | #N/A | 0 | #N/A | #N/A | #N/A | #N/A
7 | 8 | 10 | 4 | #N/A | #N/A | 1 | 0 | 0 | 0 | 0 | 0 | 0 | #N/A | #N/A | 0 | 0 | 0 | 0 | 0 | #N/A | #N/A | 0 | #N/A | #N/A | #N/A | #N/A
7 | 8 | 11 | 4 | #N/A | #N/A | 1 | 0 | 0 | 0 | 0 | 0 | 0 | #N/A | #N/A | 0 | 0 | 0 | 0 | 0 | #N/A | #N/A | 0 | #N/A | #N/A | #N/A | #N/A
7 | 8 | 12 | 4 | #N/A | #N/A | 1 | 0 | 0 | 0 | 0 | 0 | 0 | #N/A | #N/A | 0 | 0 | 0 | 0 | 0 | #N/A | #N/A | 0 | #N/A | #N/A | #N/A | #N/A
7 | 8 | 13 | 4 | #N/A | #N/A | 1 | 1 | 0 | 0 | 0 | 0 | 0 | #N/A | #N/A | 0 | 0 | 0 | 0 | 0 | #N/A | #N/A | 0 | #N/A | #N/A | #N/A | #N/A
7 | 8 | 14 | 4 | #N/A | #N/A | 1 | 1 | 0 | 0 | 0 | 0 | 0 | #N/A | #N/A | 0 | 0 | 0 | 0 | 0 | #N/A | #N/A | 0 | #N/A | #N/A | #N/A | #N/A
7 | 8 | 15 | 4 | #N/A | #N/A | 1 | 1 | 0 | 0 | 0 | 0 | 0 | #N/A | #N/A | 0 | 0 | 0 | 0 | 0 | #N/A | #N/A | 0 | #N/A | #N/A | #N/A | #N/A
7 | 8 | 16 | 4 | #N/A | #N/A | 1 | 1 | 0 | 0 | 0 | 0 | 0 | #N/A | #N/A | 0 | 0 | 0 | 0 | 0 | #N/A | #N/A | 0 | #N/A | #N/A | #N/A | #N/A
7 | 8 | 17 | 4 | #N/A | #N/A | 1 | 0 | 0 | 0 | 0 | 0 | 0 | #N/A | #N/A | 0 | 0 | 0 | 0 | 0 | #N/A | #N/A | 0 | #N/A | #N/A | #N/A | #N/A
7 | 8 | 18 | 4 | #N/A | #N/A | 1 | 0 | 0 | 0 | 0 | 0 | 0 | #N/A | #N/A | 0 | 0 | 0 | 0 | 0 | #N/A | #N/A | 0 | #N/A | #N/A | #N/A | #N/A
7 | 8 | 19 | 4 | #N/A | #N/A | 1 | 0 | 0 | 0 | 0 | 0 | 0 | #N/A | #N/A | 0 | 0 | 0 | 0 | 0 | #N/A | #N/A | 0 | #N/A | #N/A | #N/A | #N/A
7 | 8 | 20 | 4 | #N/A | #N/A | 1 | 0 | 0 | 0 | 0 | 0 | 0 | #N/A | #N/A | 0 | 0 | 0 | 0 | 0 | #N/A | #N/A | 0 | #N/A | #N/A | #N/A | #N/A
7 | 8 | 21 | 4 | #N/A | #N/A | 1 | 0 | 0 | 0 | 0 | 0 | 0 | #N/A | #N/A | 0 | 0 | 0 | 0 | 0 | #N/A | #N/A | 0 | #N/A | #N/A | #N/A | #N/A
7 | 8 | 22 | 4 | #N/A | #N/A | 1 | 0 | 0 | 0 | 0 | 0 | 0 | #N/A | #N/A | 0 | 0 | 0 | 0 | 0 | #N/A | #N/A | 0 | #N/A | #N/A | #N/A | #N/A
7 | 8 | 23 | 4 | #N/A | #N/A | 0 | 0 | 0 | 0 | 0 | 0 | 0 | #N/A | #N/A | 0 | 0 | 0 | 0 | 0 | #N/A | #N/A | 0 | #N/A | #N/A | #N/A | #N/A
7 | 8 | 24 | 4 | #N/A | #N/A | 0 | 0 | 0 | 0 | 0 | 0 | 0 | #N/A | #N/A | 0 | 0 | 0 | 0 | 0 | #N/A | #N/A | 0 | #N/A | #N/A | #N/A | #N/A
7 | 9 | 1 | 5 | #N/A | #N/A | 0 | 0 | 0 | 0 | 0 | 0 | 0 | #N/A | #N/A | 0 | 0 | 0 | 0 | 0 | #N/A | #N/A | 0 | #N/A | #N/A | #N/A | #N/A
7 | 9 | 2 | 5 | #N/A | #N/A | 0 | 0 | 0 | 0 | 0 | 0 | 0 | #N/A | #N/A | 0 | 0 | 0 | 0 | 0 | #N/A | #N/A | 0 | #N/A | #N/A | #N/A | #N/A
7 | 9 | 3 | 5 | #N/A | #N/A | 0 | 0 | 0 | 0 | 0 | 0 | 0 | #N/A | #N/A | 0 | 0 | 0 | 0 | 0 | #N/A | #N/A | 0 | #N/A | #N/A | #N/A | #N/A
7 | 9 | 4 | 5 | #N/A | #N/A | 0 | 0 | 0 | 0 | 0 | 0 | 0 | #N/A | #N/A | 0 | 0 | 0 | 0 | 0 | #N/A | #N/A | 0 | #N/A | #N/A | #N/A | #N/A
7 | 9 | 5 | 5 | #N/A | #N/A | 0 | 0 | 0 | 0 | 0 | 0 | 0 | #N/A | #N/A | 0 | 0 | 0 | 0 | 0 | #N/A | #N/A | 0 | #N/A | #N/A | #N/A | #N/A
7 | 9 | 6 | 5 | #N/A | #N/A | 1 | 0 | 0 | 0 | 0 | 0 | 0 | #N/A | #N/A | 0 | 0 | 0 | 0 | 0 | #N/A | #N/A | 0 | #N/A | #N/A | #N/A | #N/A
7 | 9 | 7 | 5 | #N/A | #N/A | 1 | 0 | 0 | 0 | 0 | 0 | 0 | #N/A | #N/A | 0 | 0 | 0 | 0 | 0 | #N/A | #N/A | 0 | #N/A | #N/A | #N/A | #N/A
7 | 9 | 8 | 5 | #N/A | #N/A | 1 | 0 | 0 | 0 | 0 | 0 | 0 | #N/A | #N/A | 0 | 0 | 0 | 0 | 0 | #N/A | #N/A | 0 | #N/A | #N/A | #N/A | #N/A
7 | 9 | 9 | 5 | #N/A | #N/A | 1 | 0 | 0 | 0 | 0 | 0 | 0 | #N/A | #N/A | 0 | 0 | 0 | 0 | 0 | #N/A | #N/A | 0 | #N/A | #N/A | #N/A | #N/A
7 | 9 | 10 | 5 | #N/A | #N/A | 1 | 0 | 0 | 0 | 0 | 0 | 0 | #N/A | #N/A | 0 | 0 | 0 | 0 | 0 | #N/A | #N/A | 0 | #N/A | #N/A | #N/A | #N/A
7 | 9 | 11 | 5 | #N/A | #N/A | 1 | 0 | 0 | 0 | 0 | 0 | 0 | #N/A | #N/A | 0 | 0 | 0 | 0 | 0 | #N/A | #N/A | 0 | #N/A | #N/A | #N/A | #N/A
7 | 9 | 12 | 5 | #N/A | #N/A | 1 | 0 | 0 | 0 | 0 | 0 | 0 | #N/A | #N/A | 0 | 0 | 0 | 0 | 0 | #N/A | #N/A | 0 | #N/A | #N/A | #N/A | #N/A
7 | 9 | 13 | 5 | #N/A | #N/A | 1 | 1 | 0 | 0 | 0 | 0 | 0 | #N/A | #N/A | 0 | 0 | 0 | 0 | 0 | #N/A | #N/A | 0 | #N/A | #N/A | #N/A | #N/A
7 | 9 | 14 | 5 | #N/A | #N/A | 1 | 1 | 0 | 0 | 0 | 0 | 0 | #N/A | #N/A | 0 | 0 | 0 | 0 | 0 | #N/A | #N/A | 0 | #N/A | #N/A | #N/A | #N/A
7 | 9 | 15 | 5 | #N/A | #N/A | 1 | 1 | 0 | 0 | 0 | 0 | 0 | #N/A | #N/A | 0 | 0 | 0 | 0 | 0 | #N/A | #N/A | 0 | #N/A | #N/A | #N/A | #N/A
7 | 9 | 16 | 5 | #N/A | #N/A | 1 | 1 | 0 | 0 | 0 | 0 | 0 | #N/A | #N/A | 0 | 0 | 0 | 0 | 0 | #N/A | #N/A | 0 | #N/A | #N/A | #N/A | #N/A
7 | 9 | 17 | 5 | #N/A | #N/A | 1 | 0 | 0 | 0 | 0 | 0 | 0 | #N/A | #N/A | 0 | 0 | 0 | 0 | 0 | #N/A | #N/A | 0 | #N/A | #N/A | #N/A | #N/A
7 | 9 | 18 | 5 | #N/A | #N/A | 1 | 0 | 0 | 0 | 0 | 0 | 0 | #N/A | #N/A | 0 | 0 | 0 | 0 | 0 | #N/A | #N/A | 0 | #N/A | #N/A | #N/A | #N/A
7 | 9 | 19 | 5 | #N/A | #N/A | 1 | 0 | 0 | 0 | 0 | 0 | 0 | #N/A | #N/A | 0 | 0 | 0 | 0 | 0 | #N/A | #N/A | 0 | #N/A | #N/A | #N/A | #N/A
7 | 9 | 20 | 5 | #N/A | #N/A | 1 | 0 | 0 | 0 | 0 | 0 | 0 | #N/A | #N/A | 0 | 0 | 0 | 0 | 0 | #N/A | #N/A | 0 | #N/A | #N/A | #N/A | #N/A
7 | 9 | 21 | 5 | #N/A | #N/A | 1 | 0 | 0 | 0 | 0 | 0 | 0 | #N/A | #N/A | 0 | 0 | 0 | 0 | 0 | #N/A | #N/A | 0 | #N/A | #N/A | #N/A | #N/A
7 | 9 | 22 | 5 | #N/A | #N/A | 1 | 0 | 0 | 0 | 0 | 0 | 0 | #N/A | #N/A | 0 | 0 | 0 | 0 | 0 | #N/A | #N/A | 0 | #N/A | #N/A | #N/A | #N/A
7 | 9 | 23 | 5 | #N/A | #N/A | 0 | 0 | 0 | 0 | 0 | 0 | 0 | #N/A | #N/A | 0 | 0 | 0 | 0 | 0 | #N/A | #N/A | 0 | #N/A | #N/A | #N/A | #N/A
7 | 9 | 24 | 5 | #N/A | #N/A | 0 | 0 | 0 | 0 | 0 | 0 | 0 | #N/A | #N/A | 0 | 0 | 0 | 0 | 0 | #N/A | #N/A | 0 | #N/A | #N/A | #N/A | #N/A
7 | 10 | 1 | 6 | #N/A | #N/A | 0 | 0 | 0 | 0 | 0 | 0 | 0 | #N/A | #N/A | 0 | 0 | 0 | 0 | 0 | #N/A | #N/A | 0 | #N/A | #N/A | #N/A | #N/A
7 | 10 | 2 | 6 | #N/A | #N/A | 0 | 0 | 0 | 0 | 0 | 0 | 0 | #N/A | #N/A | 0 | 0 | 0 | 0 | 0 | #N/A | #N/A | 0 | #N/A | #N/A | #N/A | #N/A
7 | 10 | 3 | 6 | #N/A | #N/A | 0 | 0 | 0 | 0 | 0 | 0 | 0 | #N/A | #N/A | 0 | 0 | 0 | 0 | 0 | #N/A | #N/A | 0 | #N/A | #N/A | #N/A | #N/A
7 | 10 | 4 | 6 | #N/A | #N/A | 0 | 0 | 0 | 0 | 0 | 0 | 0 | #N/A | #N/A | 0 | 0 | 0 | 0 | 0 | #N/A | #N/A | 0 | #N/A | #N/A | #N/A | #N/A
7 | 10 | 5 | 6 | #N/A | #N/A | 0 | 0 | 0 | 0 | 0 | 0 | 0 | #N/A | #N/A | 0 | 0 | 0 | 0 | 0 | #N/A | #N/A | 0 | #N/A | #N/A | #N/A | #N/A
7 | 10 | 6 | 6 | #N/A | #N/A | 0 | 0 | 0 | 0 | 0 | 0 | 0 | #N/A | #N/A | 0 | 0 | 0 | 0 | 0 | #N/A | #N/A | 0 | #N/A | #N/A | #N/A | #N/A
7 | 10 | 7 | 6 | #N/A | #N/A | 0 | 0 | 0 | 0 | 0 | 0 | 0 | #N/A | #N/A | 0 | 0 | 0 | 0 | 0 | #N/A | #N/A | 0 | #N/A | #N/A | #N/A | #N/A
7 | 10 | 8 | 6 | #N/A | #N/A | 0 | 0 | 0 | 0 | 0 | 0 | 0 | #N/A | #N/A | 0 | 0 | 0 | 0 | 0 | #N/A | #N/A | 0 | #N/A | #N/A | #N/A | #N/A
7 | 10 | 9 | 6 | #N/A | #N/A | 0 | 0 | 0 | 0 | 0 | 0 | 0 | #N/A | #N/A | 0 | 0 | 0 | 0 | 0 | #N/A | #N/A | 0 | #N/A | #N/A | #N/A | #N/A
7 | 10 | 10 | 6 | #N/A | #N/A | 0 | 0 | 0 | 0 | 0 | 0 | 0 | #N/A | #N/A | 0 | 0 | 0 | 0 | 0 | #N/A | #N/A | 0 | #N/A | #N/A | #N/A | #N/A
7 | 10 | 11 | 6 | #N/A | #N/A | 0 | 0 | 0 | 0 | 0 | 0 | 0 | #N/A | #N/A | 0 | 0 | 0 | 0 | 0 | #N/A | #N/A | 0 | #N/A | #N/A | #N/A | #N/A
7 | 10 | 12 | 6 | #N/A | #N/A | 0 | 0 | 0 | 0 | 0 | 0 | 0 | #N/A | #N/A | 0 | 0 | 0 | 0 | 0 | #N/A | #N/A | 0 | #N/A | #N/A | #N/A | #N/A
7 | 10 | 13 | 6 | #N/A | #N/A | 0 | 0 | 0 | 0 | 0 | 0 | 0 | #N/A | #N/A | 0 | 0 | 0 | 0 | 0 | #N/A | #N/A | 0 | #N/A | #N/A | #N/A | #N/A
7 | 10 | 14 | 6 | #N/A | #N/A | 0 | 0 | 0 | 0 | 0 | 0 | 0 | #N/A | #N/A | 0 | 0 | 0 | 0 | 0 | #N/A | #N/A | 0 | #N/A | #N/A | #N/A | #N/A
7 | 10 | 15 | 6 | #N/A | #N/A | 0 | 0 | 0 | 0 | 0 | 0 | 0 | #N/A | #N/A | 0 | 0 | 0 | 0 | 0 | #N/A | #N/A | 0 | #N/A | #N/A | #N/A | #N/A
7 | 10 | 16 | 6 | #N/A | #N/A | 0 | 0 | 0 | 0 | 0 | 0 | 0 | #N/A | #N/A | 0 | 0 | 0 | 0 | 0 | #N/A | #N/A | 0 | #N/A | #N/A | #N/A | #N/A
7 | 10 | 17 | 6 | #N/A | #N/A | 0 | 0 | 0 | 0 | 0 | 0 | 0 | #N/A | #N/A | 0 | 0 | 0 | 0 | 0 | #N/A | #N/A | 0 | #N/A | #N/A | #N/A | #N/A
7 | 10 | 18 | 6 | #N/A | #N/A | 0 | 0 | 0 | 0 | 0 | 0 | 0 | #N/A | #N/A | 0 | 0 | 0 | 0 | 0 | #N/A | #N/A | 0 | #N/A | #N/A | #N/A | #N/A
7 | 10 | 19 | 6 | #N/A | #N/A | 0 | 0 | 0 | 0 | 0 | 0 | 0 | #N/A | #N/A | 0 | 0 | 0 | 0 | 0 | #N/A | #N/A | 0 | #N/A | #N/A | #N/A | #N/A
7 | 10 | 20 | 6 | #N/A | #N/A | 0 | 0 | 0 | 0 | 0 | 0 | 0 | #N/A | #N/A | 0 | 0 | 0 | 0 | 0 | #N/A | #N/A | 0 | #N/A | #N/A | #N/A | #N/A
7 | 10 | 21 | 6 | #N/A | #N/A | 0 | 0 | 0 | 0 | 0 | 0 | 0 | #N/A | #N/A | 0 | 0 | 0 | 0 | 0 | #N/A | #N/A | 0 | #N/A | #N/A | #N/A | #N/A
7 | 10 | 22 | 6 | #N/A | #N/A | 0 | 0 | 0 | 0 | 0 | 0 | 0 | #N/A | #N/A | 0 | 0 | 0 | 0 | 0 | #N/A | #N/A | 0 | #N/A | #N/A | #N/A | #N/A
7 | 10 | 23 | 6 | #N/A | #N/A | 0 | 0 | 0 | 0 | 0 | 0 | 0 | #N/A | #N/A | 0 | 0 | 0 | 0 | 0 | #N/A | #N/A | 0 | #N/A | #N/A | #N/A | #N/A
7 | 10 | 24 | 6 | #N/A | #N/A | 0 | 0 | 0 | 0 | 0 | 0 | 0 | #N/A | #N/A | 0 | 0 | 0 | 0 | 0 | #N/A | #N/A | 0 | #N/A | #N/A | #N/A | #N/A
7 | 11 | 1 | 7 | #N/A | #N/A | 0 | 0 | 0 | 0 | 0 | 0 | 0 | #N/A | #N/A | 0 | 0 | 0 | 0 | 0 | #N/A | #N/A | 0 | #N/A | #N/A | #N/A | #N/A
7 | 11 | 2 | 7 | #N/A | #N/A | 0 | 0 | 0 | 0 | 0 | 0 | 0 | #N/A | #N/A | 0 | 0 | 0 | 0 | 0 | #N/A | #N/A | 0 | #N/A | #N/A | #N/A | #N/A
7 | 11 | 3 | 7 | #N/A | #N/A | 0 | 0 | 0 | 0 | 0 | 0 | 0 | #N/A | #N/A | 0 | 0 | 0 | 0 | 0 | #N/A | #N/A | 0 | #N/A | #N/A | #N/A | #N/A
7 | 11 | 4 | 7 | #N/A | #N/A | 0 | 0 | 0 | 0 | 0 | 0 | 0 | #N/A | #N/A | 0 | 0 | 0 | 0 | 0 | #N/A | #N/A | 0 | #N/A | #N/A | #N/A | #N/A
7 | 11 | 5 | 7 | #N/A | #N/A | 0 | 0 | 0 | 0 | 0 | 0 | 0 | #N/A | #N/A | 0 | 0 | 0 | 0 | 0 | #N/A | #N/A | 0 | #N/A | #N/A | #N/A | #N/A
7 | 11 | 6 | 7 | #N/A | #N/A | 0 | 0 | 0 | 0 | 0 | 0 | 0 | #N/A | #N/A | 0 | 0 | 0 | 0 | 0 | #N/A | #N/A | 0 | #N/A | #N/A | #N/A | #N/A
7 | 11 | 7 | 7 | #N/A | #N/A | 0 | 0 | 0 | 0 | 0 | 0 | 0 | #N/A | #N/A | 0 | 0 | 0 | 0 | 0 | #N/A | #N/A | 0 | #N/A | #N/A | #N/A | #N/A
7 | 11 | 8 | 7 | #N/A | #N/A | 0 | 0 | 0 | 0 | 0 | 0 | 0 | #N/A | #N/A | 0 | 0 | 0 | 0 | 0 | #N/A | #N/A | 0 | #N/A | #N/A | #N/A | #N/A
7 | 11 | 9 | 7 | #N/A | #N/A | 0 | 0 | 0 | 0 | 0 | 0 | 0 | #N/A | #N/A | 0 | 0 | 0 | 0 | 0 | #N/A | #N/A | 0 | #N/A | #N/A | #N/A | #N/A
7 | 11 | 10 | 7 | #N/A | #N/A | 0 | 0 | 0 | 0 | 0 | 0 | 0 | #N/A | #N/A | 0 | 0 | 0 | 0 | 0 | #N/A | #N/A | 0 | #N/A | #N/A | #N/A | #N/A
7 | 11 | 11 | 7 | #N/A | #N/A | 0 | 0 | 0 | 0 | 0 | 0 | 0 | #N/A | #N/A | 0 | 0 | 0 | 0 | 0 | #N/A | #N/A | 0 | #N/A | #N/A | #N/A | #N/A
7 | 11 | 12 | 7 | #N/A | #N/A | 0 | 0 | 0 | 0 | 0 | 0 | 0 | #N/A | #N/A | 0 | 0 | 0 | 0 | 0 | #N/A | #N/A | 0 | #N/A | #N/A | #N/A | #N/A
7 | 11 | 13 | 7 | #N/A | #N/A | 0 | 0 | 0 | 0 | 0 | 0 | 0 | #N/A | #N/A | 0 | 0 | 0 | 0 | 0 | #N/A | #N/A | 0 | #N/A | #N/A | #N/A | #N/A
7 | 11 | 14 | 7 | #N/A | #N/A | 0 | 0 | 0 | 0 | 0 | 0 | 0 | #N/A | #N/A | 0 | 0 | 0 | 0 | 0 | #N/A | #N/A | 0 | #N/A | #N/A | #N/A | #N/A
7 | 11 | 15 | 7 | #N/A | #N/A | 0 | 0 | 0 | 0 | 0 | 0 | 0 | #N/A | #N/A | 0 | 0 | 0 | 0 | 0 | #N/A | #N/A | 0 | #N/A | #N/A | #N/A | #N/A
7 | 11 | 16 | 7 | #N/A | #N/A | 0 | 0 | 0 | 0 | 0 | 0 | 0 | #N/A | #N/A | 0 | 0 | 0 | 0 | 0 | #N/A | #N/A | 0 | #N/A | #N/A | #N/A | #N/A
7 | 11 | 17 | 7 | #N/A | #N/A | 0 | 0 | 0 | 0 | 0 | 0 | 0 | #N/A | #N/A | 0 | 0 | 0 | 0 | 0 | #N/A | #N/A | 0 | #N/A | #N/A | #N/A | #N/A
7 | 11 | 18 | 7 | #N/A | #N/A | 0 | 0 | 0 | 0 | 0 | 0 | 0 | #N/A | #N/A | 0 | 0 | 0 | 0 | 0 | #N/A | #N/A | 0 | #N/A | #N/A | #N/A | #N/A
7 | 11 | 19 | 7 | #N/A | #N/A | 0 | 0 | 0 | 0 | 0 | 0 | 0 | #N/A | #N/A | 0 | 0 | 0 | 0 | 0 | #N/A | #N/A | 0 | #N/A | #N/A | #N/A | #N/A
7 | 11 | 20 | 7 | #N/A | #N/A | 0 | 0 | 0 | 0 | 0 | 0 | 0 | #N/A | #N/A | 0 | 0 | 0 | 0 | 0 | #N/A | #N/A | 0 | #N/A | #N/A | #N/A | #N/A
7 | 11 | 21 | 7 | #N/A | #N/A | 0 | 0 | 0 | 0 | 0 | 0 | 0 | #N/A | #N/A | 0 | 0 | 0 | 0 | 0 | #N/A | #N/A | 0 | #N/A | #N/A | #N/A | #N/A
7 | 11 | 22 | 7 | #N/A | #N/A | 0 | 0 | 0 | 0 | 0 | 0 | 0 | #N/A | #N/A | 0 | 0 | 0 | 0 | 0 | #N/A | #N/A | 0 | #N/A | #N/A | #N/A | #N/A
7 | 11 | 23 | 7 | #N/A | #N/A | 0 | 0 | 0 | 0 | 0 | 0 | 0 | #N/A | #N/A | 0 | 0 | 0 | 0 | 0 | #N/A | #N/A | 0 | #N/A | #N/A | #N/A | #N/A
7 | 11 | 24 | 7 | #N/A | #N/A | 0 | 0 | 0 | 0 | 0 | 0 | 0 | #N/A | #N/A | 0 | 0 | 0 | 0 | 0 | #N/A | #N/A | 0 | #N/A | #N/A | #N/A | #N/A
7 | 12 | 1 | 1 | #N/A | #N/A | 0 | 0 | 0 | 0 | 0 | 0 | 0 | #N/A | #N/A | 0 | 0 | 0 | 0 | 0 | #N/A | #N/A | 0 | #N/A | #N/A | #N/A | #N/A
7 | 12 | 2 | 1 | #N/A | #N/A | 0 | 0 | 0 | 0 | 0 | 0 | 0 | #N/A | #N/A | 0 | 0 | 0 | 0 | 0 | #N/A | #N/A | 0 | #N/A | #N/A | #N/A | #N/A
7 | 12 | 3 | 1 | #N/A | #N/A | 0 | 0 | 0 | 0 | 0 | 0 | 0 | #N/A | #N/A | 0 | 0 | 0 | 0 | 0 | #N/A | #N/A | 0 | #N/A | #N/A | #N/A | #N/A
7 | 12 | 4 | 1 | #N/A | #N/A | 0 | 0 | 0 | 0 | 0 | 0 | 0 | #N/A | #N/A | 0 | 0 | 0 | 0 | 0 | #N/A | #N/A | 0 | #N/A | #N/A | #N/A | #N/A
7 | 12 | 5 | 1 | #N/A | #N/A | 0 | 0 | 0 | 0 | 0 | 0 | 0 | #N/A | #N/A | 0 | 0 | 0 | 0 | 0 | #N/A | #N/A | 0 | #N/A | #N/A | #N/A | #N/A
7 | 12 | 6 | 1 | #N/A | #N/A | 1 | 0 | 0 | 0 | 0 | 0 | 0 | #N/A | #N/A | 0 | 0 | 0 | 0 | 0 | #N/A | #N/A | 0 | #N/A | #N/A | #N/A | #N/A
7 | 12 | 7 | 1 | #N/A | #N/A | 1 | 0 | 0 | 0 | 0 | 0 | 0 | #N/A | #N/A | 0 | 0 | 0 | 0 | 0 | #N/A | #N/A | 0 | #N/A | #N/A | #N/A | #N/A
7 | 12 | 8 | 1 | #N/A | #N/A | 1 | 0 | 0 | 0 | 0 | 0 | 0 | #N/A | #N/A | 0 | 0 | 0 | 0 | 0 | #N/A | #N/A | 0 | #N/A | #N/A | #N/A | #N/A
7 | 12 | 9 | 1 | #N/A | #N/A | 1 | 0 | 0 | 0 | 0 | 0 | 0 | #N/A | #N/A | 0 | 0 | 0 | 0 | 0 | #N/A | #N/A | 0 | #N/A | #N/A | #N/A | #N/A
7 | 12 | 10 | 1 | #N/A | #N/A | 1 | 0 | 0 | 0 | 0 | 0 | 0 | #N/A | #N/A | 0 | 0 | 0 | 0 | 0 | #N/A | #N/A | 0 | #N/A | #N/A | #N/A | #N/A
7 | 12 | 11 | 1 | #N/A | #N/A | 1 | 0 | 0 | 0 | 0 | 0 | 0 | #N/A | #N/A | 0 | 0 | 0 | 0 | 0 | #N/A | #N/A | 0 | #N/A | #N/A | #N/A | #N/A
7 | 12 | 12 | 1 | #N/A | #N/A | 1 | 0 | 0 | 0 | 0 | 0 | 0 | #N/A | #N/A | 0 | 0 | 0 | 0 | 0 | #N/A | #N/A | 0 | #N/A | #N/A | #N/A | #N/A
7 | 12 | 13 | 1 | #N/A | #N/A | 1 | 1 | 0 | 0 | 0 | 0 | 0 | #N/A | #N/A | 0 | 0 | 0 | 0 | 0 | #N/A | #N/A | 0 | #N/A | #N/A | #N/A | #N/A
7 | 12 | 14 | 1 | #N/A | #N/A | 1 | 1 | 0 | 0 | 0 | 0 | 0 | #N/A | #N/A | 0 | 0 | 0 | 0 | 0 | #N/A | #N/A | 0 | #N/A | #N/A | #N/A | #N/A
7 | 12 | 15 | 1 | #N/A | #N/A | 1 | 1 | 0 | 0 | 0 | 0 | 0 | #N/A | #N/A | 0 | 0 | 0 | 0 | 0 | #N/A | #N/A | 0 | #N/A | #N/A | #N/A | #N/A
7 | 12 | 16 | 1 | #N/A | #N/A | 1 | 1 | 0 | 0 | 0 | 0 | 0 | #N/A | #N/A | 0 | 0 | 0 | 0 | 0 | #N/A | #N/A | 0 | #N/A | #N/A | #N/A | #N/A
7 | 12 | 17 | 1 | #N/A | #N/A | 1 | 0 | 0 | 0 | 0 | 0 | 0 | #N/A | #N/A | 0 | 0 | 0 | 0 | 0 | #N/A | #N/A | 0 | #N/A | #N/A | #N/A | #N/A
7 | 12 | 18 | 1 | #N/A | #N/A | 1 | 0 | 0 | 0 | 0 | 0 | 0 | #N/A | #N/A | 0 | 0 | 0 | 0 | 0 | #N/A | #N/A | 0 | #N/A | #N/A | #N/A | #N/A
7 | 12 | 19 | 1 | #N/A | #N/A | 1 | 0 | 0 | 0 | 0 | 0 | 0 | #N/A | #N/A | 0 | 0 | 0 | 0 | 0 | #N/A | #N/A | 0 | #N/A | #N/A | #N/A | #N/A
7 | 12 | 20 | 1 | #N/A | #N/A | 1 | 0 | 0 | 0 | 0 | 0 | 0 | #N/A | #N/A | 0 | 0 | 0 | 0 | 0 | #N/A | #N/A | 0 | #N/A | #N/A | #N/A | #N/A
7 | 12 | 21 | 1 | #N/A | #N/A | 1 | 0 | 0 | 0 | 0 | 0 | 0 | #N/A | #N/A | 0 | 0 | 0 | 0 | 0 | #N/A | #N/A | 0 | #N/A | #N/A | #N/A | #N/A
7 | 12 | 22 | 1 | #N/A | #N/A | 1 | 0 | 0 | 0 | 0 | 0 | 0 | #N/A | #N/A | 0 | 0 | 0 | 0 | 0 | #N/A | #N/A | 0 | #N/A | #N/A | #N/A | #N/A
7 | 12 | 23 | 1 | #N/A | #N/A | 0 | 0 | 0 | 0 | 0 | 0 | 0 | #N/A | #N/A | 0 | 0 | 0 | 0 | 0 | #N/A | #N/A | 0 | #N/A | #N/A | #N/A | #N/A
7 | 12 | 24 | 1 | #N/A | #N/A | 0 | 0 | 0 | 0 | 0 | 0 | 0 | #N/A | #N/A | 0 | 0 | 0 | 0 | 0 | #N/A | #N/A | 0 | #N/A | #N/A | #N/A | #N/A
7 | 13 | 1 | 2 | #N/A | #N/A | 0 | 0 | 0 | 0 | 0 | 0 | 0 | #N/A | #N/A | 0 | 0 | 0 | 0 | 0 | #N/A | #N/A | 0 | #N/A | #N/A | #N/A | #N/A
7 | 13 | 2 | 2 | #N/A | #N/A | 0 | 0 | 0 | 0 | 0 | 0 | 0 | #N/A | #N/A | 0 | 0 | 0 | 0 | 0 | #N/A | #N/A | 0 | #N/A | #N/A | #N/A | #N/A
7 | 13 | 3 | 2 | #N/A | #N/A | 0 | 0 | 0 | 0 | 0 | 0 | 0 | #N/A | #N/A | 0 | 0 | 0 | 0 | 0 | #N/A | #N/A | 0 | #N/A | #N/A | #N/A | #N/A
7 | 13 | 4 | 2 | #N/A | #N/A | 0 | 0 | 0 | 0 | 0 | 0 | 0 | #N/A | #N/A | 0 | 0 | 0 | 0 | 0 | #N/A | #N/A | 0 | #N/A | #N/A | #N/A | #N/A
7 | 13 | 5 | 2 | #N/A | #N/A | 0 | 0 | 0 | 0 | 0 | 0 | 0 | #N/A | #N/A | 0 | 0 | 0 | 0 | 0 | #N/A | #N/A | 0 | #N/A | #N/A | #N/A | #N/A
7 | 13 | 6 | 2 | #N/A | #N/A | 1 | 0 | 0 | 0 | 0 | 0 | 0 | #N/A | #N/A | 0 | 0 | 0 | 0 | 0 | #N/A | #N/A | 0 | #N/A | #N/A | #N/A | #N/A
7 | 13 | 7 | 2 | #N/A | #N/A | 1 | 0 | 0 | 0 | 0 | 0 | 0 | #N/A | #N/A | 0 | 0 | 0 | 0 | 0 | #N/A | #N/A | 0 | #N/A | #N/A | #N/A | #N/A
7 | 13 | 8 | 2 | #N/A | #N/A | 1 | 0 | 0 | 0 | 0 | 0 | 0 | #N/A | #N/A | 0 | 0 | 0 | 0 | 0 | #N/A | #N/A | 0 | #N/A | #N/A | #N/A | #N/A
7 | 13 | 9 | 2 | #N/A | #N/A | 1 | 0 | 0 | 0 | 0 | 0 | 0 | #N/A | #N/A | 0 | 0 | 0 | 0 | 0 | #N/A | #N/A | 0 | #N/A | #N/A | #N/A | #N/A
7 | 13 | 10 | 2 | #N/A | #N/A | 1 | 0 | 0 | 0 | 0 | 0 | 0 | #N/A | #N/A | 0 | 0 | 0 | 0 | 0 | #N/A | #N/A | 0 | #N/A | #N/A | #N/A | #N/A
7 | 13 | 11 | 2 | #N/A | #N/A | 1 | 0 | 0 | 0 | 0 | 0 | 0 | #N/A | #N/A | 0 | 0 | 0 | 0 | 0 | #N/A | #N/A | 0 | #N/A | #N/A | #N/A | #N/A
7 | 13 | 12 | 2 | #N/A | #N/A | 1 | 0 | 0 | 0 | 0 | 0 | 0 | #N/A | #N/A | 0 | 0 | 0 | 0 | 0 | #N/A | #N/A | 0 | #N/A | #N/A | #N/A | #N/A
7 | 13 | 13 | 2 | #N/A | #N/A | 1 | 1 | 0 | 0 | 0 | 0 | 0 | #N/A | #N/A | 0 | 0 | 0 | 0 | 0 | #N/A | #N/A | 0 | #N/A | #N/A | #N/A | #N/A
7 | 13 | 14 | 2 | #N/A | #N/A | 1 | 1 | 0 | 0 | 0 | 0 | 0 | #N/A | #N/A | 0 | 0 | 0 | 0 | 0 | #N/A | #N/A | 0 | #N/A | #N/A | #N/A | #N/A
7 | 13 | 15 | 2 | #N/A | #N/A | 1 | 1 | 0 | 0 | 0 | 0 | 0 | #N/A | #N/A | 0 | 0 | 0 | 0 | 0 | #N/A | #N/A | 0 | #N/A | #N/A | #N/A | #N/A
7 | 13 | 16 | 2 | #N/A | #N/A | 1 | 1 | 0 | 0 | 0 | 0 | 0 | #N/A | #N/A | 0 | 0 | 0 | 0 | 0 | #N/A | #N/A | 0 | #N/A | #N/A | #N/A | #N/A
7 | 13 | 17 | 2 | #N/A | #N/A | 1 | 0 | 0 | 0 | 0 | 0 | 0 | #N/A | #N/A | 0 | 0 | 0 | 0 | 0 | #N/A | #N/A | 0 | #N/A | #N/A | #N/A | #N/A
7 | 13 | 18 | 2 | #N/A | #N/A | 1 | 0 | 0 | 0 | 0 | 0 | 0 | #N/A | #N/A | 0 | 0 | 0 | 0 | 0 | #N/A | #N/A | 0 | #N/A | #N/A | #N/A | #N/A
7 | 13 | 19 | 2 | #N/A | #N/A | 1 | 0 | 0 | 0 | 0 | 0 | 0 | #N/A | #N/A | 0 | 0 | 0 | 0 | 0 | #N/A | #N/A | 0 | #N/A | #N/A | #N/A | #N/A
7 | 13 | 20 | 2 | #N/A | #N/A | 1 | 0 | 0 | 0 | 0 | 0 | 0 | #N/A | #N/A | 0 | 0 | 0 | 0 | 0 | #N/A | #N/A | 0 | #N/A | #N/A | #N/A | #N/A
7 | 13 | 21 | 2 | #N/A | #N/A | 1 | 0 | 0 | 0 | 0 | 0 | 0 | #N/A | #N/A | 0 | 0 | 0 | 0 | 0 | #N/A | #N/A | 0 | #N/A | #N/A | #N/A | #N/A
7 | 13 | 22 | 2 | #N/A | #N/A | 1 | 0 | 0 | 0 | 0 | 0 | 0 | #N/A | #N/A | 0 | 0 | 0 | 0 | 0 | #N/A | #N/A | 0 | #N/A | #N/A | #N/A | #N/A
7 | 13 | 23 | 2 | #N/A | #N/A | 0 | 0 | 0 | 0 | 0 | 0 | 0 | #N/A | #N/A | 0 | 0 | 0 | 0 | 0 | #N/A | #N/A | 0 | #N/A | #N/A | #N/A | #N/A
7 | 13 | 24 | 2 | #N/A | #N/A | 0 | 0 | 0 | 0 | 0 | 0 | 0 | #N/A | #N/A | 0 | 0 | 0 | 0 | 0 | #N/A | #N/A | 0 | #N/A | #N/A | #N/A | #N/A
7 | 14 | 1 | 3 | #N/A | #N/A | 0 | 0 | 0 | 0 | 0 | 0 | 0 | #N/A | #N/A | 0 | 0 | 0 | 0 | 0 | #N/A | #N/A | 0 | #N/A | #N/A | #N/A | #N/A
7 | 14 | 2 | 3 | #N/A | #N/A | 0 | 0 | 0 | 0 | 0 | 0 | 0 | #N/A | #N/A | 0 | 0 | 0 | 0 | 0 | #N/A | #N/A | 0 | #N/A | #N/A | #N/A | #N/A
7 | 14 | 3 | 3 | #N/A | #N/A | 0 | 0 | 0 | 0 | 0 | 0 | 0 | #N/A | #N/A | 0 | 0 | 0 | 0 | 0 | #N/A | #N/A | 0 | #N/A | #N/A | #N/A | #N/A
7 | 14 | 4 | 3 | #N/A | #N/A | 0 | 0 | 0 | 0 | 0 | 0 | 0 | #N/A | #N/A | 0 | 0 | 0 | 0 | 0 | #N/A | #N/A | 0 | #N/A | #N/A | #N/A | #N/A
7 | 14 | 5 | 3 | #N/A | #N/A | 0 | 0 | 0 | 0 | 0 | 0 | 0 | #N/A | #N/A | 0 | 0 | 0 | 0 | 0 | #N/A | #N/A | 0 | #N/A | #N/A | #N/A | #N/A
7 | 14 | 6 | 3 | #N/A | #N/A | 1 | 0 | 0 | 0 | 0 | 0 | 0 | #N/A | #N/A | 0 | 0 | 0 | 0 | 0 | #N/A | #N/A | 0 | #N/A | #N/A | #N/A | #N/A
7 | 14 | 7 | 3 | #N/A | #N/A | 1 | 0 | 0 | 0 | 0 | 0 | 0 | #N/A | #N/A | 0 | 0 | 0 | 0 | 0 | #N/A | #N/A | 0 | #N/A | #N/A | #N/A | #N/A
7 | 14 | 8 | 3 | #N/A | #N/A | 1 | 0 | 0 | 0 | 0 | 0 | 0 | #N/A | #N/A | 0 | 0 | 0 | 0 | 0 | #N/A | #N/A | 0 | #N/A | #N/A | #N/A | #N/A
7 | 14 | 9 | 3 | #N/A | #N/A | 1 | 0 | 0 | 0 | 0 | 0 | 0 | #N/A | #N/A | 0 | 0 | 0 | 0 | 0 | #N/A | #N/A | 0 | #N/A | #N/A | #N/A | #N/A
7 | 14 | 10 | 3 | #N/A | #N/A | 1 | 0 | 0 | 0 | 0 | 0 | 0 | #N/A | #N/A | 0 | 0 | 0 | 0 | 0 | #N/A | #N/A | 0 | #N/A | #N/A | #N/A | #N/A
7 | 14 | 11 | 3 | #N/A | #N/A | 1 | 0 | 0 | 0 | 0 | 0 | 0 | #N/A | #N/A | 0 | 0 | 0 | 0 | 0 | #N/A | #N/A | 0 | #N/A | #N/A | #N/A | #N/A
7 | 14 | 12 | 3 | #N/A | #N/A | 1 | 0 | 0 | 0 | 0 | 0 | 0 | #N/A | #N/A | 0 | 0 | 0 | 0 | 0 | #N/A | #N/A | 0 | #N/A | #N/A | #N/A | #N/A
7 | 14 | 13 | 3 | #N/A | #N/A | 1 | 1 | 0 | 0 | 0 | 0 | 0 | #N/A | #N/A | 0 | 0 | 0 | 0 | 0 | #N/A | #N/A | 0 | #N/A | #N/A | #N/A | #N/A
7 | 14 | 14 | 3 | #N/A | #N/A | 1 | 1 | 0 | 0 | 0 | 0 | 0 | #N/A | #N/A | 0 | 0 | 0 | 0 | 0 | #N/A | #N/A | 0 | #N/A | #N/A | #N/A | #N/A
7 | 14 | 15 | 3 | #N/A | #N/A | 1 | 1 | 0 | 0 | 0 | 0 | 0 | #N/A | #N/A | 0 | 0 | 0 | 0 | 0 | #N/A | #N/A | 0 | #N/A | #N/A | #N/A | #N/A
7 | 14 | 16 | 3 | #N/A | #N/A | 1 | 1 | 0 | 0 | 0 | 0 | 0 | #N/A | #N/A | 0 | 0 | 0 | 0 | 0 | #N/A | #N/A | 0 | #N/A | #N/A | #N/A | #N/A
7 | 14 | 17 | 3 | #N/A | #N/A | 1 | 0 | 0 | 0 | 0 | 0 | 0 | #N/A | #N/A | 0 | 0 | 0 | 0 | 0 | #N/A | #N/A | 0 | #N/A | #N/A | #N/A | #N/A
7 | 14 | 18 | 3 | #N/A | #N/A | 1 | 0 | 0 | 0 | 0 | 0 | 0 | #N/A | #N/A | 0 | 0 | 0 | 0 | 0 | #N/A | #N/A | 0 | #N/A | #N/A | #N/A | #N/A
7 | 14 | 19 | 3 | #N/A | #N/A | 1 | 0 | 0 | 0 | 0 | 0 | 0 | #N/A | #N/A | 0 | 0 | 0 | 0 | 0 | #N/A | #N/A | 0 | #N/A | #N/A | #N/A | #N/A
7 | 14 | 20 | 3 | #N/A | #N/A | 1 | 0 | 0 | 0 | 0 | 0 | 0 | #N/A | #N/A | 0 | 0 | 0 | 0 | 0 | #N/A | #N/A | 0 | #N/A | #N/A | #N/A | #N/A
7 | 14 | 21 | 3 | #N/A | #N/A | 1 | 0 | 0 | 0 | 0 | 0 | 0 | #N/A | #N/A | 0 | 0 | 0 | 0 | 0 | #N/A | #N/A | 0 | #N/A | #N/A | #N/A | #N/A
7 | 14 | 22 | 3 | #N/A | #N/A | 1 | 0 | 0 | 0 | 0 | 0 | 0 | #N/A | #N/A | 0 | 0 | 0 | 0 | 0 | #N/A | #N/A | 0 | #N/A | #N/A | #N/A | #N/A
7 | 14 | 23 | 3 | #N/A | #N/A | 0 | 0 | 0 | 0 | 0 | 0 | 0 | #N/A | #N/A | 0 | 0 | 0 | 0 | 0 | #N/A | #N/A | 0 | #N/A | #N/A | #N/A | #N/A
7 | 14 | 24 | 3 | #N/A | #N/A | 0 | 0 | 0 | 0 | 0 | 0 | 0 | #N/A | #N/A | 0 | 0 | 0 | 0 | 0 | #N/A | #N/A | 0 | #N/A | #N/A | #N/A | #N/A
7 | 15 | 1 | 4 | #N/A | #N/A | 0 | 0 | 0 | 0 | 0 | 0 | 0 | #N/A | #N/A | 0 | 0 | 0 | 0 | 0 | #N/A | #N/A | 0 | #N/A | #N/A | #N/A | #N/A
7 | 15 | 2 | 4 | #N/A | #N/A | 0 | 0 | 0 | 0 | 0 | 0 | 0 | #N/A | #N/A | 0 | 0 | 0 | 0 | 0 | #N/A | #N/A | 0 | #N/A | #N/A | #N/A | #N/A
7 | 15 | 3 | 4 | #N/A | #N/A | 0 | 0 | 0 | 0 | 0 | 0 | 0 | #N/A | #N/A | 0 | 0 | 0 | 0 | 0 | #N/A | #N/A | 0 | #N/A | #N/A | #N/A | #N/A
7 | 15 | 4 | 4 | #N/A | #N/A | 0 | 0 | 0 | 0 | 0 | 0 | 0 | #N/A | #N/A | 0 | 0 | 0 | 0 | 0 | #N/A | #N/A | 0 | #N/A | #N/A | #N/A | #N/A
7 | 15 | 5 | 4 | #N/A | #N/A | 0 | 0 | 0 | 0 | 0 | 0 | 0 | #N/A | #N/A | 0 | 0 | 0 | 0 | 0 | #N/A | #N/A | 0 | #N/A | #N/A | #N/A | #N/A
7 | 15 | 6 | 4 | #N/A | #N/A | 1 | 0 | 0 | 0 | 0 | 0 | 0 | #N/A | #N/A | 0 | 0 | 0 | 0 | 0 | #N/A | #N/A | 0 | #N/A | #N/A | #N/A | #N/A
7 | 15 | 7 | 4 | #N/A | #N/A | 1 | 0 | 0 | 0 | 0 | 0 | 0 | #N/A | #N/A | 0 | 0 | 0 | 0 | 0 | #N/A | #N/A | 0 | #N/A | #N/A | #N/A | #N/A
7 | 15 | 8 | 4 | #N/A | #N/A | 1 | 0 | 0 | 0 | 0 | 0 | 0 | #N/A | #N/A | 0 | 0 | 0 | 0 | 0 | #N/A | #N/A | 0 | #N/A | #N/A | #N/A | #N/A
7 | 15 | 9 | 4 | #N/A | #N/A | 1 | 0 | 0 | 0 | 0 | 0 | 0 | #N/A | #N/A | 0 | 0 | 0 | 0 | 0 | #N/A | #N/A | 0 | #N/A | #N/A | #N/A | #N/A
7 | 15 | 10 | 4 | #N/A | #N/A | 1 | 0 | 0 | 0 | 0 | 0 | 0 | #N/A | #N/A | 0 | 0 | 0 | 0 | 0 | #N/A | #N/A | 0 | #N/A | #N/A | #N/A | #N/A
7 | 15 | 11 | 4 | #N/A | #N/A | 1 | 0 | 0 | 0 | 0 | 0 | 0 | #N/A | #N/A | 0 | 0 | 0 | 0 | 0 | #N/A | #N/A | 0 | #N/A | #N/A | #N/A | #N/A
7 | 15 | 12 | 4 | #N/A | #N/A | 1 | 0 | 0 | 0 | 0 | 0 | 0 | #N/A | #N/A | 0 | 0 | 0 | 0 | 0 | #N/A | #N/A | 0 | #N/A | #N/A | #N/A | #N/A
7 | 15 | 13 | 4 | #N/A | #N/A | 1 | 1 | 0 | 0 | 0 | 0 | 0 | #N/A | #N/A | 0 | 0 | 0 | 0 | 0 | #N/A | #N/A | 0 | #N/A | #N/A | #N/A | #N/A
7 | 15 | 14 | 4 | #N/A | #N/A | 1 | 1 | 0 | 0 | 0 | 0 | 0 | #N/A | #N/A | 0 | 0 | 0 | 0 | 0 | #N/A | #N/A | 0 | #N/A | #N/A | #N/A | #N/A
7 | 15 | 15 | 4 | #N/A | #N/A | 1 | 1 | 0 | 0 | 0 | 0 | 0 | #N/A | #N/A | 0 | 0 | 0 | 0 | 0 | #N/A | #N/A | 0 | #N/A | #N/A | #N/A | #N/A
7 | 15 | 16 | 4 | #N/A | #N/A | 1 | 1 | 0 | 0 | 0 | 0 | 0 | #N/A | #N/A | 0 | 0 | 0 | 0 | 0 | #N/A | #N/A | 0 | #N/A | #N/A | #N/A | #N/A
7 | 15 | 17 | 4 | #N/A | #N/A | 1 | 0 | 0 | 0 | 0 | 0 | 0 | #N/A | #N/A | 0 | 0 | 0 | 0 | 0 | #N/A | #N/A | 0 | #N/A | #N/A | #N/A | #N/A
7 | 15 | 18 | 4 | #N/A | #N/A | 1 | 0 | 0 | 0 | 0 | 0 | 0 | #N/A | #N/A | 0 | 0 | 0 | 0 | 0 | #N/A | #N/A | 0 | #N/A | #N/A | #N/A | #N/A
7 | 15 | 19 | 4 | #N/A | #N/A | 1 | 0 | 0 | 0 | 0 | 0 | 0 | #N/A | #N/A | 0 | 0 | 0 | 0 | 0 | #N/A | #N/A | 0 | #N/A | #N/A | #N/A | #N/A
7 | 15 | 20 | 4 | #N/A | #N/A | 1 | 0 | 0 | 0 | 0 | 0 | 0 | #N/A | #N/A | 0 | 0 | 0 | 0 | 0 | #N/A | #N/A | 0 | #N/A | #N/A | #N/A | #N/A
7 | 15 | 21 | 4 | #N/A | #N/A | 1 | 0 | 0 | 0 | 0 | 0 | 0 | #N/A | #N/A | 0 | 0 | 0 | 0 | 0 | #N/A | #N/A | 0 | #N/A | #N/A | #N/A | #N/A
7 | 15 | 22 | 4 | #N/A | #N/A | 1 | 0 | 0 | 0 | 0 | 0 | 0 | #N/A | #N/A | 0 | 0 | 0 | 0 | 0 | #N/A | #N/A | 0 | #N/A | #N/A | #N/A | #N/A
7 | 15 | 23 | 4 | #N/A | #N/A | 0 | 0 | 0 | 0 | 0 | 0 | 0 | #N/A | #N/A | 0 | 0 | 0 | 0 | 0 | #N/A | #N/A | 0 | #N/A | #N/A | #N/A | #N/A
7 | 15 | 24 | 4 | #N/A | #N/A | 0 | 0 | 0 | 0 | 0 | 0 | 0 | #N/A | #N/A | 0 | 0 | 0 | 0 | 0 | #N/A | #N/A | 0 | #N/A | #N/A | #N/A | #N/A
7 | 16 | 1 | 5 | #N/A | #N/A | 0 | 0 | 0 | 0 | 0 | 0 | 0 | #N/A | #N/A | 0 | 0 | 0 | 0 | 0 | #N/A | #N/A | 0 | #N/A | #N/A | #N/A | #N/A
7 | 16 | 2 | 5 | #N/A | #N/A | 0 | 0 | 0 | 0 | 0 | 0 | 0 | #N/A | #N/A | 0 | 0 | 0 | 0 | 0 | #N/A | #N/A | 0 | #N/A | #N/A | #N/A | #N/A
7 | 16 | 3 | 5 | #N/A | #N/A | 0 | 0 | 0 | 0 | 0 | 0 | 0 | #N/A | #N/A | 0 | 0 | 0 | 0 | 0 | #N/A | #N/A | 0 | #N/A | #N/A | #N/A | #N/A
7 | 16 | 4 | 5 | #N/A | #N/A | 0 | 0 | 0 | 0 | 0 | 0 | 0 | #N/A | #N/A | 0 | 0 | 0 | 0 | 0 | #N/A | #N/A | 0 | #N/A | #N/A | #N/A | #N/A
7 | 16 | 5 | 5 | #N/A | #N/A | 0 | 0 | 0 | 0 | 0 | 0 | 0 | #N/A | #N/A | 0 | 0 | 0 | 0 | 0 | #N/A | #N/A | 0 | #N/A | #N/A | #N/A | #N/A
7 | 16 | 6 | 5 | #N/A | #N/A | 1 | 0 | 0 | 0 | 0 | 0 | 0 | #N/A | #N/A | 0 | 0 | 0 | 0 | 0 | #N/A | #N/A | 0 | #N/A | #N/A | #N/A | #N/A
7 | 16 | 7 | 5 | #N/A | #N/A | 1 | 0 | 0 | 0 | 0 | 0 | 0 | #N/A | #N/A | 0 | 0 | 0 | 0 | 0 | #N/A | #N/A | 0 | #N/A | #N/A | #N/A | #N/A
7 | 16 | 8 | 5 | #N/A | #N/A | 1 | 0 | 0 | 0 | 0 | 0 | 0 | #N/A | #N/A | 0 | 0 | 0 | 0 | 0 | #N/A | #N/A | 0 | #N/A | #N/A | #N/A | #N/A
7 | 16 | 9 | 5 | #N/A | #N/A | 1 | 0 | 0 | 0 | 0 | 0 | 0 | #N/A | #N/A | 0 | 0 | 0 | 0 | 0 | #N/A | #N/A | 0 | #N/A | #N/A | #N/A | #N/A
7 | 16 | 10 | 5 | #N/A | #N/A | 1 | 0 | 0 | 0 | 0 | 0 | 0 | #N/A | #N/A | 0 | 0 | 0 | 0 | 0 | #N/A | #N/A | 0 | #N/A | #N/A | #N/A | #N/A
7 | 16 | 11 | 5 | #N/A | #N/A | 1 | 0 | 0 | 0 | 0 | 0 | 0 | #N/A | #N/A | 0 | 0 | 0 | 0 | 0 | #N/A | #N/A | 0 | #N/A | #N/A | #N/A | #N/A
7 | 16 | 12 | 5 | #N/A | #N/A | 1 | 0 | 0 | 0 | 0 | 0 | 0 | #N/A | #N/A | 0 | 0 | 0 | 0 | 0 | #N/A | #N/A | 0 | #N/A | #N/A | #N/A | #N/A
7 | 16 | 13 | 5 | #N/A | #N/A | 1 | 1 | 0 | 0 | 0 | 0 | 0 | #N/A | #N/A | 0 | 0 | 0 | 0 | 0 | #N/A | #N/A | 0 | #N/A | #N/A | #N/A | #N/A
7 | 16 | 14 | 5 | #N/A | #N/A | 1 | 1 | 0 | 0 | 0 | 0 | 0 | #N/A | #N/A | 0 | 0 | 0 | 0 | 0 | #N/A | #N/A | 0 | #N/A | #N/A | #N/A | #N/A
7 | 16 | 15 | 5 | #N/A | #N/A | 1 | 1 | 0 | 0 | 0 | 0 | 0 | #N/A | #N/A | 0 | 0 | 0 | 0 | 0 | #N/A | #N/A | 0 | #N/A | #N/A | #N/A | #N/A
7 | 16 | 16 | 5 | #N/A | #N/A | 1 | 1 | 0 | 0 | 0 | 0 | 0 | #N/A | #N/A | 0 | 0 | 0 | 0 | 0 | #N/A | #N/A | 0 | #N/A | #N/A | #N/A | #N/A
7 | 16 | 17 | 5 | #N/A | #N/A | 1 | 0 | 0 | 0 | 0 | 0 | 0 | #N/A | #N/A | 0 | 0 | 0 | 0 | 0 | #N/A | #N/A | 0 | #N/A | #N/A | #N/A | #N/A
7 | 16 | 18 | 5 | #N/A | #N/A | 1 | 0 | 0 | 0 | 0 | 0 | 0 | #N/A | #N/A | 0 | 0 | 0 | 0 | 0 | #N/A | #N/A | 0 | #N/A | #N/A | #N/A | #N/A
7 | 16 | 19 | 5 | #N/A | #N/A | 1 | 0 | 0 | 0 | 0 | 0 | 0 | #N/A | #N/A | 0 | 0 | 0 | 0 | 0 | #N/A | #N/A | 0 | #N/A | #N/A | #N/A | #N/A
7 | 16 | 20 | 5 | #N/A | #N/A | 1 | 0 | 0 | 0 | 0 | 0 | 0 | #N/A | #N/A | 0 | 0 | 0 | 0 | 0 | #N/A | #N/A | 0 | #N/A | #N/A | #N/A | #N/A
7 | 16 | 21 | 5 | #N/A | #N/A | 1 | 0 | 0 | 0 | 0 | 0 | 0 | #N/A | #N/A | 0 | 0 | 0 | 0 | 0 | #N/A | #N/A | 0 | #N/A | #N/A | #N/A | #N/A
7 | 16 | 22 | 5 | #N/A | #N/A | 1 | 0 | 0 | 0 | 0 | 0 | 0 | #N/A | #N/A | 0 | 0 | 0 | 0 | 0 | #N/A | #N/A | 0 | #N/A | #N/A | #N/A | #N/A
7 | 16 | 23 | 5 | #N/A | #N/A | 0 | 0 | 0 | 0 | 0 | 0 | 0 | #N/A | #N/A | 0 | 0 | 0 | 0 | 0 | #N/A | #N/A | 0 | #N/A | #N/A | #N/A | #N/A
7 | 16 | 24 | 5 | #N/A | #N/A | 0 | 0 | 0 | 0 | 0 | 0 | 0 | #N/A | #N/A | 0 | 0 | 0 | 0 | 0 | #N/A | #N/A | 0 | #N/A | #N/A | #N/A | #N/A
7 | 17 | 1 | 6 | #N/A | #N/A | 0 | 0 | 0 | 0 | 0 | 0 | 0 | #N/A | #N/A | 0 | 0 | 0 | 0 | 0 | #N/A | #N/A | 0 | #N/A | #N/A | #N/A | #N/A
7 | 17 | 2 | 6 | #N/A | #N/A | 0 | 0 | 0 | 0 | 0 | 0 | 0 | #N/A | #N/A | 0 | 0 | 0 | 0 | 0 | #N/A | #N/A | 0 | #N/A | #N/A | #N/A | #N/A
7 | 17 | 3 | 6 | #N/A | #N/A | 0 | 0 | 0 | 0 | 0 | 0 | 0 | #N/A | #N/A | 0 | 0 | 0 | 0 | 0 | #N/A | #N/A | 0 | #N/A | #N/A | #N/A | #N/A
7 | 17 | 4 | 6 | #N/A | #N/A | 0 | 0 | 0 | 0 | 0 | 0 | 0 | #N/A | #N/A | 0 | 0 | 0 | 0 | 0 | #N/A | #N/A | 0 | #N/A | #N/A | #N/A | #N/A
7 | 17 | 5 | 6 | #N/A | #N/A | 0 | 0 | 0 | 0 | 0 | 0 | 0 | #N/A | #N/A | 0 | 0 | 0 | 0 | 0 | #N/A | #N/A | 0 | #N/A | #N/A | #N/A | #N/A
7 | 17 | 6 | 6 | #N/A | #N/A | 0 | 0 | 0 | 0 | 0 | 0 | 0 | #N/A | #N/A | 0 | 0 | 0 | 0 | 0 | #N/A | #N/A | 0 | #N/A | #N/A | #N/A | #N/A
7 | 17 | 7 | 6 | #N/A | #N/A | 0 | 0 | 0 | 0 | 0 | 0 | 0 | #N/A | #N/A | 0 | 0 | 0 | 0 | 0 | #N/A | #N/A | 0 | #N/A | #N/A | #N/A | #N/A
7 | 17 | 8 | 6 | #N/A | #N/A | 0 | 0 | 0 | 0 | 0 | 0 | 0 | #N/A | #N/A | 0 | 0 | 0 | 0 | 0 | #N/A | #N/A | 0 | #N/A | #N/A | #N/A | #N/A
7 | 17 | 9 | 6 | #N/A | #N/A | 0 | 0 | 0 | 0 | 0 | 0 | 0 | #N/A | #N/A | 0 | 0 | 0 | 0 | 0 | #N/A | #N/A | 0 | #N/A | #N/A | #N/A | #N/A
7 | 17 | 10 | 6 | #N/A | #N/A | 0 | 0 | 0 | 0 | 0 | 0 | 0 | #N/A | #N/A | 0 | 0 | 0 | 0 | 0 | #N/A | #N/A | 0 | #N/A | #N/A | #N/A | #N/A
7 | 17 | 11 | 6 | #N/A | #N/A | 0 | 0 | 0 | 0 | 0 | 0 | 0 | #N/A | #N/A | 0 | 0 | 0 | 0 | 0 | #N/A | #N/A | 0 | #N/A | #N/A | #N/A | #N/A
7 | 17 | 12 | 6 | #N/A | #N/A | 0 | 0 | 0 | 0 | 0 | 0 | 0 | #N/A | #N/A | 0 | 0 | 0 | 0 | 0 | #N/A | #N/A | 0 | #N/A | #N/A | #N/A | #N/A
7 | 17 | 13 | 6 | #N/A | #N/A | 0 | 0 | 0 | 0 | 0 | 0 | 0 | #N/A | #N/A | 0 | 0 | 0 | 0 | 0 | #N/A | #N/A | 0 | #N/A | #N/A | #N/A | #N/A
7 | 17 | 14 | 6 | #N/A | #N/A | 0 | 0 | 0 | 0 | 0 | 0 | 0 | #N/A | #N/A | 0 | 0 | 0 | 0 | 0 | #N/A | #N/A | 0 | #N/A | #N/A | #N/A | #N/A
7 | 17 | 15 | 6 | #N/A | #N/A | 0 | 0 | 0 | 0 | 0 | 0 | 0 | #N/A | #N/A | 0 | 0 | 0 | 0 | 0 | #N/A | #N/A | 0 | #N/A | #N/A | #N/A | #N/A
7 | 17 | 16 | 6 | #N/A | #N/A | 0 | 0 | 0 | 0 | 0 | 0 | 0 | #N/A | #N/A | 0 | 0 | 0 | 0 | 0 | #N/A | #N/A | 0 | #N/A | #N/A | #N/A | #N/A
7 | 17 | 17 | 6 | #N/A | #N/A | 0 | 0 | 0 | 0 | 0 | 0 | 0 | #N/A | #N/A | 0 | 0 | 0 | 0 | 0 | #N/A | #N/A | 0 | #N/A | #N/A | #N/A | #N/A
7 | 17 | 18 | 6 | #N/A | #N/A | 0 | 0 | 0 | 0 | 0 | 0 | 0 | #N/A | #N/A | 0 | 0 | 0 | 0 | 0 | #N/A | #N/A | 0 | #N/A | #N/A | #N/A | #N/A
7 | 17 | 19 | 6 | #N/A | #N/A | 0 | 0 | 0 | 0 | 0 | 0 | 0 | #N/A | #N/A | 0 | 0 | 0 | 0 | 0 | #N/A | #N/A | 0 | #N/A | #N/A | #N/A | #N/A
7 | 17 | 20 | 6 | #N/A | #N/A | 0 | 0 | 0 | 0 | 0 | 0 | 0 | #N/A | #N/A | 0 | 0 | 0 | 0 | 0 | #N/A | #N/A | 0 | #N/A | #N/A | #N/A | #N/A
7 | 17 | 21 | 6 | #N/A | #N/A | 0 | 0 | 0 | 0 | 0 | 0 | 0 | #N/A | #N/A | 0 | 0 | 0 | 0 | 0 | #N/A | #N/A | 0 | #N/A | #N/A | #N/A | #N/A
7 | 17 | 22 | 6 | #N/A | #N/A | 0 | 0 | 0 | 0 | 0 | 0 | 0 | #N/A | #N/A | 0 | 0 | 0 | 0 | 0 | #N/A | #N/A | 0 | #N/A | #N/A | #N/A | #N/A
7 | 17 | 23 | 6 | #N/A | #N/A | 0 | 0 | 0 | 0 | 0 | 0 | 0 | #N/A | #N/A | 0 | 0 | 0 | 0 | 0 | #N/A | #N/A | 0 | #N/A | #N/A | #N/A | #N/A
7 | 17 | 24 | 6 | #N/A | #N/A | 0 | 0 | 0 | 0 | 0 | 0 | 0 | #N/A | #N/A | 0 | 0 | 0 | 0 | 0 | #N/A | #N/A | 0 | #N/A | #N/A | #N/A | #N/A
7 | 18 | 1 | 7 | #N/A | #N/A | 0 | 0 | 0 | 0 | 0 | 0 | 0 | #N/A | #N/A | 0 | 0 | 0 | 0 | 0 | #N/A | #N/A | 0 | #N/A | #N/A | #N/A | #N/A
7 | 18 | 2 | 7 | #N/A | #N/A | 0 | 0 | 0 | 0 | 0 | 0 | 0 | #N/A | #N/A | 0 | 0 | 0 | 0 | 0 | #N/A | #N/A | 0 | #N/A | #N/A | #N/A | #N/A
7 | 18 | 3 | 7 | #N/A | #N/A | 0 | 0 | 0 | 0 | 0 | 0 | 0 | #N/A | #N/A | 0 | 0 | 0 | 0 | 0 | #N/A | #N/A | 0 | #N/A | #N/A | #N/A | #N/A
7 | 18 | 4 | 7 | #N/A | #N/A | 0 | 0 | 0 | 0 | 0 | 0 | 0 | #N/A | #N/A | 0 | 0 | 0 | 0 | 0 | #N/A | #N/A | 0 | #N/A | #N/A | #N/A | #N/A
7 | 18 | 5 | 7 | #N/A | #N/A | 0 | 0 | 0 | 0 | 0 | 0 | 0 | #N/A | #N/A | 0 | 0 | 0 | 0 | 0 | #N/A | #N/A | 0 | #N/A | #N/A | #N/A | #N/A
7 | 18 | 6 | 7 | #N/A | #N/A | 0 | 0 | 0 | 0 | 0 | 0 | 0 | #N/A | #N/A | 0 | 0 | 0 | 0 | 0 | #N/A | #N/A | 0 | #N/A | #N/A | #N/A | #N/A
7 | 18 | 7 | 7 | #N/A | #N/A | 0 | 0 | 0 | 0 | 0 | 0 | 0 | #N/A | #N/A | 0 | 0 | 0 | 0 | 0 | #N/A | #N/A | 0 | #N/A | #N/A | #N/A | #N/A
7 | 18 | 8 | 7 | #N/A | #N/A | 0 | 0 | 0 | 0 | 0 | 0 | 0 | #N/A | #N/A | 0 | 0 | 0 | 0 | 0 | #N/A | #N/A | 0 | #N/A | #N/A | #N/A | #N/A
7 | 18 | 9 | 7 | #N/A | #N/A | 0 | 0 | 0 | 0 | 0 | 0 | 0 | #N/A | #N/A | 0 | 0 | 0 | 0 | 0 | #N/A | #N/A | 0 | #N/A | #N/A | #N/A | #N/A
7 | 18 | 10 | 7 | #N/A | #N/A | 0 | 0 | 0 | 0 | 0 | 0 | 0 | #N/A | #N/A | 0 | 0 | 0 | 0 | 0 | #N/A | #N/A | 0 | #N/A | #N/A | #N/A | #N/A
7 | 18 | 11 | 7 | #N/A | #N/A | 0 | 0 | 0 | 0 | 0 | 0 | 0 | #N/A | #N/A | 0 | 0 | 0 | 0 | 0 | #N/A | #N/A | 0 | #N/A | #N/A | #N/A | #N/A
7 | 18 | 12 | 7 | #N/A | #N/A | 0 | 0 | 0 | 0 | 0 | 0 | 0 | #N/A | #N/A | 0 | 0 | 0 | 0 | 0 | #N/A | #N/A | 0 | #N/A | #N/A | #N/A | #N/A
7 | 18 | 13 | 7 | #N/A | #N/A | 0 | 0 | 0 | 0 | 0 | 0 | 0 | #N/A | #N/A | 0 | 0 | 0 | 0 | 0 | #N/A | #N/A | 0 | #N/A | #N/A | #N/A | #N/A
7 | 18 | 14 | 7 | #N/A | #N/A | 0 | 0 | 0 | 0 | 0 | 0 | 0 | #N/A | #N/A | 0 | 0 | 0 | 0 | 0 | #N/A | #N/A | 0 | #N/A | #N/A | #N/A | #N/A
7 | 18 | 15 | 7 | #N/A | #N/A | 0 | 0 | 0 | 0 | 0 | 0 | 0 | #N/A | #N/A | 0 | 0 | 0 | 0 | 0 | #N/A | #N/A | 0 | #N/A | #N/A | #N/A | #N/A
7 | 18 | 16 | 7 | #N/A | #N/A | 0 | 0 | 0 | 0 | 0 | 0 | 0 | #N/A | #N/A | 0 | 0 | 0 | 0 | 0 | #N/A | #N/A | 0 | #N/A | #N/A | #N/A | #N/A
7 | 18 | 17 | 7 | #N/A | #N/A | 0 | 0 | 0 | 0 | 0 | 0 | 0 | #N/A | #N/A | 0 | 0 | 0 | 0 | 0 | #N/A | #N/A | 0 | #N/A | #N/A | #N/A | #N/A
7 | 18 | 18 | 7 | #N/A | #N/A | 0 | 0 | 0 | 0 | 0 | 0 | 0 | #N/A | #N/A | 0 | 0 | 0 | 0 | 0 | #N/A | #N/A | 0 | #N/A | #N/A | #N/A | #N/A
7 | 18 | 19 | 7 | #N/A | #N/A | 0 | 0 | 0 | 0 | 0 | 0 | 0 | #N/A | #N/A | 0 | 0 | 0 | 0 | 0 | #N/A | #N/A | 0 | #N/A | #N/A | #N/A | #N/A
7 | 18 | 20 | 7 | #N/A | #N/A | 0 | 0 | 0 | 0 | 0 | 0 | 0 | #N/A | #N/A | 0 | 0 | 0 | 0 | 0 | #N/A | #N/A | 0 | #N/A | #N/A | #N/A | #N/A
7 | 18 | 21 | 7 | #N/A | #N/A | 0 | 0 | 0 | 0 | 0 | 0 | 0 | #N/A | #N/A | 0 | 0 | 0 | 0 | 0 | #N/A | #N/A | 0 | #N/A | #N/A | #N/A | #N/A
7 | 18 | 22 | 7 | #N/A | #N/A | 0 | 0 | 0 | 0 | 0 | 0 | 0 | #N/A | #N/A | 0 | 0 | 0 | 0 | 0 | #N/A | #N/A | 0 | #N/A | #N/A | #N/A | #N/A
7 | 18 | 23 | 7 | #N/A | #N/A | 0 | 0 | 0 | 0 | 0 | 0 | 0 | #N/A | #N/A | 0 | 0 | 0 | 0 | 0 | #N/A | #N/A | 0 | #N/A | #N/A | #N/A | #N/A
7 | 18 | 24 | 7 | #N/A | #N/A | 0 | 0 | 0 | 0 | 0 | 0 | 0 | #N/A | #N/A | 0 | 0 | 0 | 0 | 0 | #N/A | #N/A | 0 | #N/A | #N/A | #N/A | #N/A
7 | 19 | 1 | 1 | #N/A | #N/A | 0 | 0 | 0 | 0 | 0 | 0 | 0 | #N/A | #N/A | 0 | 0 | 0 | 0 | 0 | #N/A | #N/A | 0 | #N/A | #N/A | #N/A | #N/A
7 | 19 | 2 | 1 | #N/A | #N/A | 0 | 0 | 0 | 0 | 0 | 0 | 0 | #N/A | #N/A | 0 | 0 | 0 | 0 | 0 | #N/A | #N/A | 0 | #N/A | #N/A | #N/A | #N/A
7 | 19 | 3 | 1 | #N/A | #N/A | 0 | 0 | 0 | 0 | 0 | 0 | 0 | #N/A | #N/A | 0 | 0 | 0 | 0 | 0 | #N/A | #N/A | 0 | #N/A | #N/A | #N/A | #N/A
7 | 19 | 4 | 1 | #N/A | #N/A | 0 | 0 | 0 | 0 | 0 | 0 | 0 | #N/A | #N/A | 0 | 0 | 0 | 0 | 0 | #N/A | #N/A | 0 | #N/A | #N/A | #N/A | #N/A
7 | 19 | 5 | 1 | #N/A | #N/A | 0 | 0 | 0 | 0 | 0 | 0 | 0 | #N/A | #N/A | 0 | 0 | 0 | 0 | 0 | #N/A | #N/A | 0 | #N/A | #N/A | #N/A | #N/A
7 | 19 | 6 | 1 | #N/A | #N/A | 1 | 0 | 0 | 0 | 0 | 0 | 0 | #N/A | #N/A | 0 | 0 | 0 | 0 | 0 | #N/A | #N/A | 0 | #N/A | #N/A | #N/A | #N/A
7 | 19 | 7 | 1 | #N/A | #N/A | 1 | 0 | 0 | 0 | 0 | 0 | 0 | #N/A | #N/A | 0 | 0 | 0 | 0 | 0 | #N/A | #N/A | 0 | #N/A | #N/A | #N/A | #N/A
7 | 19 | 8 | 1 | #N/A | #N/A | 1 | 0 | 0 | 0 | 0 | 0 | 0 | #N/A | #N/A | 0 | 0 | 0 | 0 | 0 | #N/A | #N/A | 0 | #N/A | #N/A | #N/A | #N/A
7 | 19 | 9 | 1 | #N/A | #N/A | 1 | 0 | 0 | 0 | 0 | 0 | 0 | #N/A | #N/A | 0 | 0 | 0 | 0 | 0 | #N/A | #N/A | 0 | #N/A | #N/A | #N/A | #N/A
7 | 19 | 10 | 1 | #N/A | #N/A | 1 | 0 | 0 | 0 | 0 | 0 | 0 | #N/A | #N/A | 0 | 0 | 0 | 0 | 0 | #N/A | #N/A | 0 | #N/A | #N/A | #N/A | #N/A
7 | 19 | 11 | 1 | #N/A | #N/A | 1 | 0 | 0 | 0 | 0 | 0 | 0 | #N/A | #N/A | 0 | 0 | 0 | 0 | 0 | #N/A | #N/A | 0 | #N/A | #N/A | #N/A | #N/A
7 | 19 | 12 | 1 | #N/A | #N/A | 1 | 0 | 0 | 0 | 0 | 0 | 0 | #N/A | #N/A | 0 | 0 | 0 | 0 | 0 | #N/A | #N/A | 0 | #N/A | #N/A | #N/A | #N/A
7 | 19 | 13 | 1 | #N/A | #N/A | 1 | 1 | 0 | 0 | 0 | 0 | 0 | #N/A | #N/A | 0 | 0 | 0 | 0 | 0 | #N/A | #N/A | 0 | #N/A | #N/A | #N/A | #N/A
7 | 19 | 14 | 1 | #N/A | #N/A | 1 | 1 | 0 | 0 | 0 | 0 | 0 | #N/A | #N/A | 0 | 0 | 0 | 0 | 0 | #N/A | #N/A | 0 | #N/A | #N/A | #N/A | #N/A
7 | 19 | 15 | 1 | #N/A | #N/A | 1 | 1 | 0 | 0 | 0 | 0 | 0 | #N/A | #N/A | 0 | 0 | 0 | 0 | 0 | #N/A | #N/A | 0 | #N/A | #N/A | #N/A | #N/A
7 | 19 | 16 | 1 | #N/A | #N/A | 1 | 1 | 0 | 0 | 0 | 0 | 0 | #N/A | #N/A | 0 | 0 | 0 | 0 | 0 | #N/A | #N/A | 0 | #N/A | #N/A | #N/A | #N/A
7 | 19 | 17 | 1 | #N/A | #N/A | 1 | 0 | 0 | 0 | 0 | 0 | 0 | #N/A | #N/A | 0 | 0 | 0 | 0 | 0 | #N/A | #N/A | 0 | #N/A | #N/A | #N/A | #N/A
7 | 19 | 18 | 1 | #N/A | #N/A | 1 | 0 | 0 | 0 | 0 | 0 | 0 | #N/A | #N/A | 0 | 0 | 0 | 0 | 0 | #N/A | #N/A | 0 | #N/A | #N/A | #N/A | #N/A
7 | 19 | 19 | 1 | #N/A | #N/A | 1 | 0 | 0 | 0 | 0 | 0 | 0 | #N/A | #N/A | 0 | 0 | 0 | 0 | 0 | #N/A | #N/A | 0 | #N/A | #N/A | #N/A | #N/A
7 | 19 | 20 | 1 | #N/A | #N/A | 1 | 0 | 0 | 0 | 0 | 0 | 0 | #N/A | #N/A | 0 | 0 | 0 | 0 | 0 | #N/A | #N/A | 0 | #N/A | #N/A | #N/A | #N/A
7 | 19 | 21 | 1 | #N/A | #N/A | 1 | 0 | 0 | 0 | 0 | 0 | 0 | #N/A | #N/A | 0 | 0 | 0 | 0 | 0 | #N/A | #N/A | 0 | #N/A | #N/A | #N/A | #N/A
7 | 19 | 22 | 1 | #N/A | #N/A | 1 | 0 | 0 | 0 | 0 | 0 | 0 | #N/A | #N/A | 0 | 0 | 0 | 0 | 0 | #N/A | #N/A | 0 | #N/A | #N/A | #N/A | #N/A
7 | 19 | 23 | 1 | #N/A | #N/A | 0 | 0 | 0 | 0 | 0 | 0 | 0 | #N/A | #N/A | 0 | 0 | 0 | 0 | 0 | #N/A | #N/A | 0 | #N/A | #N/A | #N/A | #N/A
7 | 19 | 24 | 1 | #N/A | #N/A | 0 | 0 | 0 | 0 | 0 | 0 | 0 | #N/A | #N/A | 0 | 0 | 0 | 0 | 0 | #N/A | #N/A | 0 | #N/A | #N/A | #N/A | #N/A
7 | 20 | 1 | 2 | #N/A | #N/A | 0 | 0 | 0 | 0 | 0 | 0 | 0 | #N/A | #N/A | 0 | 0 | 0 | 0 | 0 | #N/A | #N/A | 0 | #N/A | #N/A | #N/A | #N/A
7 | 20 | 2 | 2 | #N/A | #N/A | 0 | 0 | 0 | 0 | 0 | 0 | 0 | #N/A | #N/A | 0 | 0 | 0 | 0 | 0 | #N/A | #N/A | 0 | #N/A | #N/A | #N/A | #N/A
7 | 20 | 3 | 2 | #N/A | #N/A | 0 | 0 | 0 | 0 | 0 | 0 | 0 | #N/A | #N/A | 0 | 0 | 0 | 0 | 0 | #N/A | #N/A | 0 | #N/A | #N/A | #N/A | #N/A
7 | 20 | 4 | 2 | #N/A | #N/A | 0 | 0 | 0 | 0 | 0 | 0 | 0 | #N/A | #N/A | 0 | 0 | 0 | 0 | 0 | #N/A | #N/A | 0 | #N/A | #N/A | #N/A | #N/A
7 | 20 | 5 | 2 | #N/A | #N/A | 0 | 0 | 0 | 0 | 0 | 0 | 0 | #N/A | #N/A | 0 | 0 | 0 | 0 | 0 | #N/A | #N/A | 0 | #N/A | #N/A | #N/A | #N/A
7 | 20 | 6 | 2 | #N/A | #N/A | 1 | 0 | 0 | 0 | 0 | 0 | 0 | #N/A | #N/A | 0 | 0 | 0 | 0 | 0 | #N/A | #N/A | 0 | #N/A | #N/A | #N/A | #N/A
7 | 20 | 7 | 2 | #N/A | #N/A | 1 | 0 | 0 | 0 | 0 | 0 | 0 | #N/A | #N/A | 0 | 0 | 0 | 0 | 0 | #N/A | #N/A | 0 | #N/A | #N/A | #N/A | #N/A
7 | 20 | 8 | 2 | #N/A | #N/A | 1 | 0 | 0 | 0 | 0 | 0 | 0 | #N/A | #N/A | 0 | 0 | 0 | 0 | 0 | #N/A | #N/A | 0 | #N/A | #N/A | #N/A | #N/A
7 | 20 | 9 | 2 | #N/A | #N/A | 1 | 0 | 0 | 0 | 0 | 0 | 0 | #N/A | #N/A | 0 | 0 | 0 | 0 | 0 | #N/A | #N/A | 0 | #N/A | #N/A | #N/A | #N/A
7 | 20 | 10 | 2 | #N/A | #N/A | 1 | 0 | 0 | 0 | 0 | 0 | 0 | #N/A | #N/A | 0 | 0 | 0 | 0 | 0 | #N/A | #N/A | 0 | #N/A | #N/A | #N/A | #N/A
7 | 20 | 11 | 2 | #N/A | #N/A | 1 | 0 | 0 | 0 | 0 | 0 | 0 | #N/A | #N/A | 0 | 0 | 0 | 0 | 0 | #N/A | #N/A | 0 | #N/A | #N/A | #N/A | #N/A
7 | 20 | 12 | 2 | #N/A | #N/A | 1 | 0 | 0 | 0 | 0 | 0 | 0 | #N/A | #N/A | 0 | 0 | 0 | 0 | 0 | #N/A | #N/A | 0 | #N/A | #N/A | #N/A | #N/A
7 | 20 | 13 | 2 | #N/A | #N/A | 1 | 1 | 0 | 0 | 0 | 0 | 0 | #N/A | #N/A | 0 | 0 | 0 | 0 | 0 | #N/A | #N/A | 0 | #N/A | #N/A | #N/A | #N/A
7 | 20 | 14 | 2 | #N/A | #N/A | 1 | 1 | 0 | 0 | 0 | 0 | 0 | #N/A | #N/A | 0 | 0 | 0 | 0 | 0 | #N/A | #N/A | 0 | #N/A | #N/A | #N/A | #N/A
7 | 20 | 15 | 2 | #N/A | #N/A | 1 | 1 | 0 | 0 | 0 | 0 | 0 | #N/A | #N/A | 0 | 0 | 0 | 0 | 0 | #N/A | #N/A | 0 | #N/A | #N/A | #N/A | #N/A
7 | 20 | 16 | 2 | #N/A | #N/A | 1 | 1 | 0 | 0 | 0 | 0 | 0 | #N/A | #N/A | 0 | 0 | 0 | 0 | 0 | #N/A | #N/A | 0 | #N/A | #N/A | #N/A | #N/A
7 | 20 | 17 | 2 | #N/A | #N/A | 1 | 0 | 0 | 0 | 0 | 0 | 0 | #N/A | #N/A | 0 | 0 | 0 | 0 | 0 | #N/A | #N/A | 0 | #N/A | #N/A | #N/A | #N/A
7 | 20 | 18 | 2 | #N/A | #N/A | 1 | 0 | 0 | 0 | 0 | 0 | 0 | #N/A | #N/A | 0 | 0 | 0 | 0 | 0 | #N/A | #N/A | 0 | #N/A | #N/A | #N/A | #N/A
7 | 20 | 19 | 2 | #N/A | #N/A | 1 | 0 | 0 | 0 | 0 | 0 | 0 | #N/A | #N/A | 0 | 0 | 0 | 0 | 0 | #N/A | #N/A | 0 | #N/A | #N/A | #N/A | #N/A
7 | 20 | 20 | 2 | #N/A | #N/A | 1 | 0 | 0 | 0 | 0 | 0 | 0 | #N/A | #N/A | 0 | 0 | 0 | 0 | 0 | #N/A | #N/A | 0 | #N/A | #N/A | #N/A | #N/A
7 | 20 | 21 | 2 | #N/A | #N/A | 1 | 0 | 0 | 0 | 0 | 0 | 0 | #N/A | #N/A | 0 | 0 | 0 | 0 | 0 | #N/A | #N/A | 0 | #N/A | #N/A | #N/A | #N/A
7 | 20 | 22 | 2 | #N/A | #N/A | 1 | 0 | 0 | 0 | 0 | 0 | 0 | #N/A | #N/A | 0 | 0 | 0 | 0 | 0 | #N/A | #N/A | 0 | #N/A | #N/A | #N/A | #N/A
7 | 20 | 23 | 2 | #N/A | #N/A | 0 | 0 | 0 | 0 | 0 | 0 | 0 | #N/A | #N/A | 0 | 0 | 0 | 0 | 0 | #N/A | #N/A | 0 | #N/A | #N/A | #N/A | #N/A
7 | 20 | 24 | 2 | #N/A | #N/A | 0 | 0 | 0 | 0 | 0 | 0 | 0 | #N/A | #N/A | 0 | 0 | 0 | 0 | 0 | #N/A | #N/A | 0 | #N/A | #N/A | #N/A | #N/A
7 | 21 | 1 | 3 | #N/A | #N/A | 0 | 0 | 0 | 0 | 0 | 0 | 0 | #N/A | #N/A | 0 | 0 | 0 | 0 | 0 | #N/A | #N/A | 0 | #N/A | #N/A | #N/A | #N/A
7 | 21 | 2 | 3 | #N/A | #N/A | 0 | 0 | 0 | 0 | 0 | 0 | 0 | #N/A | #N/A | 0 | 0 | 0 | 0 | 0 | #N/A | #N/A | 0 | #N/A | #N/A | #N/A | #N/A
7 | 21 | 3 | 3 | #N/A | #N/A | 0 | 0 | 0 | 0 | 0 | 0 | 0 | #N/A | #N/A | 0 | 0 | 0 | 0 | 0 | #N/A | #N/A | 0 | #N/A | #N/A | #N/A | #N/A
7 | 21 | 4 | 3 | #N/A | #N/A | 0 | 0 | 0 | 0 | 0 | 0 | 0 | #N/A | #N/A | 0 | 0 | 0 | 0 | 0 | #N/A | #N/A | 0 | #N/A | #N/A | #N/A | #N/A
7 | 21 | 5 | 3 | #N/A | #N/A | 0 | 0 | 0 | 0 | 0 | 0 | 0 | #N/A | #N/A | 0 | 0 | 0 | 0 | 0 | #N/A | #N/A | 0 | #N/A | #N/A | #N/A | #N/A
7 | 21 | 6 | 3 | #N/A | #N/A | 1 | 0 | 0 | 0 | 0 | 0 | 0 | #N/A | #N/A | 0 | 0 | 0 | 0 | 0 | #N/A | #N/A | 0 | #N/A | #N/A | #N/A | #N/A
7 | 21 | 7 | 3 | #N/A | #N/A | 1 | 0 | 0 | 0 | 0 | 0 | 0 | #N/A | #N/A | 0 | 0 | 0 | 0 | 0 | #N/A | #N/A | 0 | #N/A | #N/A | #N/A | #N/A
7 | 21 | 8 | 3 | #N/A | #N/A | 1 | 0 | 0 | 0 | 0 | 0 | 0 | #N/A | #N/A | 0 | 0 | 0 | 0 | 0 | #N/A | #N/A | 0 | #N/A | #N/A | #N/A | #N/A
7 | 21 | 9 | 3 | #N/A | #N/A | 1 | 0 | 0 | 0 | 0 | 0 | 0 | #N/A | #N/A | 0 | 0 | 0 | 0 | 0 | #N/A | #N/A | 0 | #N/A | #N/A | #N/A | #N/A
7 | 21 | 10 | 3 | #N/A | #N/A | 1 | 0 | 0 | 0 | 0 | 0 | 0 | #N/A | #N/A | 0 | 0 | 0 | 0 | 0 | #N/A | #N/A | 0 | #N/A | #N/A | #N/A | #N/A
7 | 21 | 11 | 3 | #N/A | #N/A | 1 | 0 | 0 | 0 | 0 | 0 | 0 | #N/A | #N/A | 0 | 0 | 0 | 0 | 0 | #N/A | #N/A | 0 | #N/A | #N/A | #N/A | #N/A
7 | 21 | 12 | 3 | #N/A | #N/A | 1 | 0 | 0 | 0 | 0 | 0 | 0 | #N/A | #N/A | 0 | 0 | 0 | 0 | 0 | #N/A | #N/A | 0 | #N/A | #N/A | #N/A | #N/A
7 | 21 | 13 | 3 | #N/A | #N/A | 1 | 1 | 0 | 0 | 0 | 0 | 0 | #N/A | #N/A | 0 | 0 | 0 | 0 | 0 | #N/A | #N/A | 0 | #N/A | #N/A | #N/A | #N/A
7 | 21 | 14 | 3 | #N/A | #N/A | 1 | 1 | 0 | 0 | 0 | 0 | 0 | #N/A | #N/A | 0 | 0 | 0 | 0 | 0 | #N/A | #N/A | 0 | #N/A | #N/A | #N/A | #N/A
7 | 21 | 15 | 3 | #N/A | #N/A | 1 | 1 | 0 | 0 | 0 | 0 | 0 | #N/A | #N/A | 0 | 0 | 0 | 0 | 0 | #N/A | #N/A | 0 | #N/A | #N/A | #N/A | #N/A
7 | 21 | 16 | 3 | #N/A | #N/A | 1 | 1 | 0 | 0 | 0 | 0 | 0 | #N/A | #N/A | 0 | 0 | 0 | 0 | 0 | #N/A | #N/A | 0 | #N/A | #N/A | #N/A | #N/A
7 | 21 | 17 | 3 | #N/A | #N/A | 1 | 0 | 0 | 0 | 0 | 0 | 0 | #N/A | #N/A | 0 | 0 | 0 | 0 | 0 | #N/A | #N/A | 0 | #N/A | #N/A | #N/A | #N/A
7 | 21 | 18 | 3 | #N/A | #N/A | 1 | 0 | 0 | 0 | 0 | 0 | 0 | #N/A | #N/A | 0 | 0 | 0 | 0 | 0 | #N/A | #N/A | 0 | #N/A | #N/A | #N/A | #N/A
7 | 21 | 19 | 3 | #N/A | #N/A | 1 | 0 | 0 | 0 | 0 | 0 | 0 | #N/A | #N/A | 0 | 0 | 0 | 0 | 0 | #N/A | #N/A | 0 | #N/A | #N/A | #N/A | #N/A
7 | 21 | 20 | 3 | #N/A | #N/A | 1 | 0 | 0 | 0 | 0 | 0 | 0 | #N/A | #N/A | 0 | 0 | 0 | 0 | 0 | #N/A | #N/A | 0 | #N/A | #N/A | #N/A | #N/A
7 | 21 | 21 | 3 | #N/A | #N/A | 1 | 0 | 0 | 0 | 0 | 0 | 0 | #N/A | #N/A | 0 | 0 | 0 | 0 | 0 | #N/A | #N/A | 0 | #N/A | #N/A | #N/A | #N/A
7 | 21 | 22 | 3 | #N/A | #N/A | 1 | 0 | 0 | 0 | 0 | 0 | 0 | #N/A | #N/A | 0 | 0 | 0 | 0 | 0 | #N/A | #N/A | 0 | #N/A | #N/A | #N/A | #N/A
7 | 21 | 23 | 3 | #N/A | #N/A | 0 | 0 | 0 | 0 | 0 | 0 | 0 | #N/A | #N/A | 0 | 0 | 0 | 0 | 0 | #N/A | #N/A | 0 | #N/A | #N/A | #N/A | #N/A
7 | 21 | 24 | 3 | #N/A | #N/A | 0 | 0 | 0 | 0 | 0 | 0 | 0 | #N/A | #N/A | 0 | 0 | 0 | 0 | 0 | #N/A | #N/A | 0 | #N/A | #N/A | #N/A | #N/A
7 | 22 | 1 | 4 | #N/A | #N/A | 0 | 0 | 0 | 0 | 0 | 0 | 0 | #N/A | #N/A | 0 | 0 | 0 | 0 | 0 | #N/A | #N/A | 0 | #N/A | #N/A | #N/A | #N/A
7 | 22 | 2 | 4 | #N/A | #N/A | 0 | 0 | 0 | 0 | 0 | 0 | 0 | #N/A | #N/A | 0 | 0 | 0 | 0 | 0 | #N/A | #N/A | 0 | #N/A | #N/A | #N/A | #N/A
7 | 22 | 3 | 4 | #N/A | #N/A | 0 | 0 | 0 | 0 | 0 | 0 | 0 | #N/A | #N/A | 0 | 0 | 0 | 0 | 0 | #N/A | #N/A | 0 | #N/A | #N/A | #N/A | #N/A
7 | 22 | 4 | 4 | #N/A | #N/A | 0 | 0 | 0 | 0 | 0 | 0 | 0 | #N/A | #N/A | 0 | 0 | 0 | 0 | 0 | #N/A | #N/A | 0 | #N/A | #N/A | #N/A | #N/A
7 | 22 | 5 | 4 | #N/A | #N/A | 0 | 0 | 0 | 0 | 0 | 0 | 0 | #N/A | #N/A | 0 | 0 | 0 | 0 | 0 | #N/A | #N/A | 0 | #N/A | #N/A | #N/A | #N/A
7 | 22 | 6 | 4 | #N/A | #N/A | 1 | 0 | 0 | 0 | 0 | 0 | 0 | #N/A | #N/A | 0 | 0 | 0 | 0 | 0 | #N/A | #N/A | 0 | #N/A | #N/A | #N/A | #N/A
7 | 22 | 7 | 4 | #N/A | #N/A | 1 | 0 | 0 | 0 | 0 | 0 | 0 | #N/A | #N/A | 0 | 0 | 0 | 0 | 0 | #N/A | #N/A | 0 | #N/A | #N/A | #N/A | #N/A
7 | 22 | 8 | 4 | #N/A | #N/A | 1 | 0 | 0 | 0 | 0 | 0 | 0 | #N/A | #N/A | 0 | 0 | 0 | 0 | 0 | #N/A | #N/A | 0 | #N/A | #N/A | #N/A | #N/A
7 | 22 | 9 | 4 | #N/A | #N/A | 1 | 0 | 0 | 0 | 0 | 0 | 0 | #N/A | #N/A | 0 | 0 | 0 | 0 | 0 | #N/A | #N/A | 0 | #N/A | #N/A | #N/A | #N/A
7 | 22 | 10 | 4 | #N/A | #N/A | 1 | 0 | 0 | 0 | 0 | 0 | 0 | #N/A | #N/A | 0 | 0 | 0 | 0 | 0 | #N/A | #N/A | 0 | #N/A | #N/A | #N/A | #N/A
7 | 22 | 11 | 4 | #N/A | #N/A | 1 | 0 | 0 | 0 | 0 | 0 | 0 | #N/A | #N/A | 0 | 0 | 0 | 0 | 0 | #N/A | #N/A | 0 | #N/A | #N/A | #N/A | #N/A
7 | 22 | 12 | 4 | #N/A | #N/A | 1 | 0 | 0 | 0 | 0 | 0 | 0 | #N/A | #N/A | 0 | 0 | 0 | 0 | 0 | #N/A | #N/A | 0 | #N/A | #N/A | #N/A | #N/A
7 | 22 | 13 | 4 | #N/A | #N/A | 1 | 1 | 0 | 0 | 0 | 0 | 0 | #N/A | #N/A | 0 | 0 | 0 | 0 | 0 | #N/A | #N/A | 0 | #N/A | #N/A | #N/A | #N/A
7 | 22 | 14 | 4 | #N/A | #N/A | 1 | 1 | 0 | 0 | 0 | 0 | 0 | #N/A | #N/A | 0 | 0 | 0 | 0 | 0 | #N/A | #N/A | 0 | #N/A | #N/A | #N/A | #N/A
7 | 22 | 15 | 4 | #N/A | #N/A | 1 | 1 | 0 | 0 | 0 | 0 | 0 | #N/A | #N/A | 0 | 0 | 0 | 0 | 0 | #N/A | #N/A | 0 | #N/A | #N/A | #N/A | #N/A
7 | 22 | 16 | 4 | #N/A | #N/A | 1 | 1 | 0 | 0 | 0 | 0 | 0 | #N/A | #N/A | 0 | 0 | 0 | 0 | 0 | #N/A | #N/A | 0 | #N/A | #N/A | #N/A | #N/A
7 | 22 | 17 | 4 | #N/A | #N/A | 1 | 0 | 0 | 0 | 0 | 0 | 0 | #N/A | #N/A | 0 | 0 | 0 | 0 | 0 | #N/A | #N/A | 0 | #N/A | #N/A | #N/A | #N/A
7 | 22 | 18 | 4 | #N/A | #N/A | 1 | 0 | 0 | 0 | 0 | 0 | 0 | #N/A | #N/A | 0 | 0 | 0 | 0 | 0 | #N/A | #N/A | 0 | #N/A | #N/A | #N/A | #N/A
7 | 22 | 19 | 4 | #N/A | #N/A | 1 | 0 | 0 | 0 | 0 | 0 | 0 | #N/A | #N/A | 0 | 0 | 0 | 0 | 0 | #N/A | #N/A | 0 | #N/A | #N/A | #N/A | #N/A
7 | 22 | 20 | 4 | #N/A | #N/A | 1 | 0 | 0 | 0 | 0 | 0 | 0 | #N/A | #N/A | 0 | 0 | 0 | 0 | 0 | #N/A | #N/A | 0 | #N/A | #N/A | #N/A | #N/A
7 | 22 | 21 | 4 | #N/A | #N/A | 1 | 0 | 0 | 0 | 0 | 0 | 0 | #N/A | #N/A | 0 | 0 | 0 | 0 | 0 | #N/A | #N/A | 0 | #N/A | #N/A | #N/A | #N/A
7 | 22 | 22 | 4 | #N/A | #N/A | 1 | 0 | 0 | 0 | 0 | 0 | 0 | #N/A | #N/A | 0 | 0 | 0 | 0 | 0 | #N/A | #N/A | 0 | #N/A | #N/A | #N/A | #N/A
7 | 22 | 23 | 4 | #N/A | #N/A | 0 | 0 | 0 | 0 | 0 | 0 | 0 | #N/A | #N/A | 0 | 0 | 0 | 0 | 0 | #N/A | #N/A | 0 | #N/A | #N/A | #N/A | #N/A
7 | 22 | 24 | 4 | #N/A | #N/A | 0 | 0 | 0 | 0 | 0 | 0 | 0 | #N/A | #N/A | 0 | 0 | 0 | 0 | 0 | #N/A | #N/A | 0 | #N/A | #N/A | #N/A | #N/A
7 | 23 | 1 | 5 | #N/A | #N/A | 0 | 0 | 0 | 0 | 0 | 0 | 0 | #N/A | #N/A | 0 | 0 | 0 | 0 | 0 | #N/A | #N/A | 0 | #N/A | #N/A | #N/A | #N/A
7 | 23 | 2 | 5 | #N/A | #N/A | 0 | 0 | 0 | 0 | 0 | 0 | 0 | #N/A | #N/A | 0 | 0 | 0 | 0 | 0 | #N/A | #N/A | 0 | #N/A | #N/A | #N/A | #N/A
7 | 23 | 3 | 5 | #N/A | #N/A | 0 | 0 | 0 | 0 | 0 | 0 | 0 | #N/A | #N/A | 0 | 0 | 0 | 0 | 0 | #N/A | #N/A | 0 | #N/A | #N/A | #N/A | #N/A
7 | 23 | 4 | 5 | #N/A | #N/A | 0 | 0 | 0 | 0 | 0 | 0 | 0 | #N/A | #N/A | 0 | 0 | 0 | 0 | 0 | #N/A | #N/A | 0 | #N/A | #N/A | #N/A | #N/A
7 | 23 | 5 | 5 | #N/A | #N/A | 0 | 0 | 0 | 0 | 0 | 0 | 0 | #N/A | #N/A | 0 | 0 | 0 | 0 | 0 | #N/A | #N/A | 0 | #N/A | #N/A | #N/A | #N/A
7 | 23 | 6 | 5 | #N/A | #N/A | 1 | 0 | 0 | 0 | 0 | 0 | 0 | #N/A | #N/A | 0 | 0 | 0 | 0 | 0 | #N/A | #N/A | 0 | #N/A | #N/A | #N/A | #N/A
7 | 23 | 7 | 5 | #N/A | #N/A | 1 | 0 | 0 | 0 | 0 | 0 | 0 | #N/A | #N/A | 0 | 0 | 0 | 0 | 0 | #N/A | #N/A | 0 | #N/A | #N/A | #N/A | #N/A
7 | 23 | 8 | 5 | #N/A | #N/A | 1 | 0 | 0 | 0 | 0 | 0 | 0 | #N/A | #N/A | 0 | 0 | 0 | 0 | 0 | #N/A | #N/A | 0 | #N/A | #N/A | #N/A | #N/A
7 | 23 | 9 | 5 | #N/A | #N/A | 1 | 0 | 0 | 0 | 0 | 0 | 0 | #N/A | #N/A | 0 | 0 | 0 | 0 | 0 | #N/A | #N/A | 0 | #N/A | #N/A | #N/A | #N/A
7 | 23 | 10 | 5 | #N/A | #N/A | 1 | 0 | 0 | 0 | 0 | 0 | 0 | #N/A | #N/A | 0 | 0 | 0 | 0 | 0 | #N/A | #N/A | 0 | #N/A | #N/A | #N/A | #N/A
7 | 23 | 11 | 5 | #N/A | #N/A | 1 | 0 | 0 | 0 | 0 | 0 | 0 | #N/A | #N/A | 0 | 0 | 0 | 0 | 0 | #N/A | #N/A | 0 | #N/A | #N/A | #N/A | #N/A
7 | 23 | 12 | 5 | #N/A | #N/A | 1 | 0 | 0 | 0 | 0 | 0 | 0 | #N/A | #N/A | 0 | 0 | 0 | 0 | 0 | #N/A | #N/A | 0 | #N/A | #N/A | #N/A | #N/A
7 | 23 | 13 | 5 | #N/A | #N/A | 1 | 1 | 0 | 0 | 0 | 0 | 0 | #N/A | #N/A | 0 | 0 | 0 | 0 | 0 | #N/A | #N/A | 0 | #N/A | #N/A | #N/A | #N/A
7 | 23 | 14 | 5 | #N/A | #N/A | 1 | 1 | 0 | 0 | 0 | 0 | 0 | #N/A | #N/A | 0 | 0 | 0 | 0 | 0 | #N/A | #N/A | 0 | #N/A | #N/A | #N/A | #N/A
7 | 23 | 15 | 5 | #N/A | #N/A | 1 | 1 | 0 | 0 | 0 | 0 | 0 | #N/A | #N/A | 0 | 0 | 0 | 0 | 0 | #N/A | #N/A | 0 | #N/A | #N/A | #N/A | #N/A
7 | 23 | 16 | 5 | #N/A | #N/A | 1 | 1 | 0 | 0 | 0 | 0 | 0 | #N/A | #N/A | 0 | 0 | 0 | 0 | 0 | #N/A | #N/A | 0 | #N/A | #N/A | #N/A | #N/A
7 | 23 | 17 | 5 | #N/A | #N/A | 1 | 0 | 0 | 0 | 0 | 0 | 0 | #N/A | #N/A | 0 | 0 | 0 | 0 | 0 | #N/A | #N/A | 0 | #N/A | #N/A | #N/A | #N/A
7 | 23 | 18 | 5 | #N/A | #N/A | 1 | 0 | 0 | 0 | 0 | 0 | 0 | #N/A | #N/A | 0 | 0 | 0 | 0 | 0 | #N/A | #N/A | 0 | #N/A | #N/A | #N/A | #N/A
7 | 23 | 19 | 5 | #N/A | #N/A | 1 | 0 | 0 | 0 | 0 | 0 | 0 | #N/A | #N/A | 0 | 0 | 0 | 0 | 0 | #N/A | #N/A | 0 | #N/A | #N/A | #N/A | #N/A
7 | 23 | 20 | 5 | #N/A | #N/A | 1 | 0 | 0 | 0 | 0 | 0 | 0 | #N/A | #N/A | 0 | 0 | 0 | 0 | 0 | #N/A | #N/A | 0 | #N/A | #N/A | #N/A | #N/A
7 | 23 | 21 | 5 | #N/A | #N/A | 1 | 0 | 0 | 0 | 0 | 0 | 0 | #N/A | #N/A | 0 | 0 | 0 | 0 | 0 | #N/A | #N/A | 0 | #N/A | #N/A | #N/A | #N/A
7 | 23 | 22 | 5 | #N/A | #N/A | 1 | 0 | 0 | 0 | 0 | 0 | 0 | #N/A | #N/A | 0 | 0 | 0 | 0 | 0 | #N/A | #N/A | 0 | #N/A | #N/A | #N/A | #N/A
7 | 23 | 23 | 5 | #N/A | #N/A | 0 | 0 | 0 | 0 | 0 | 0 | 0 | #N/A | #N/A | 0 | 0 | 0 | 0 | 0 | #N/A | #N/A | 0 | #N/A | #N/A | #N/A | #N/A
7 | 23 | 24 | 5 | #N/A | #N/A | 0 | 0 | 0 | 0 | 0 | 0 | 0 | #N/A | #N/A | 0 | 0 | 0 | 0 | 0 | #N/A | #N/A | 0 | #N/A | #N/A | #N/A | #N/A
7 | 24 | 1 | 6 | #N/A | #N/A | 0 | 0 | 0 | 0 | 0 | 0 | 0 | #N/A | #N/A | 0 | 0 | 0 | 0 | 0 | #N/A | #N/A | 0 | #N/A | #N/A | #N/A | #N/A
7 | 24 | 2 | 6 | #N/A | #N/A | 0 | 0 | 0 | 0 | 0 | 0 | 0 | #N/A | #N/A | 0 | 0 | 0 | 0 | 0 | #N/A | #N/A | 0 | #N/A | #N/A | #N/A | #N/A
7 | 24 | 3 | 6 | #N/A | #N/A | 0 | 0 | 0 | 0 | 0 | 0 | 0 | #N/A | #N/A | 0 | 0 | 0 | 0 | 0 | #N/A | #N/A | 0 | #N/A | #N/A | #N/A | #N/A
7 | 24 | 4 | 6 | #N/A | #N/A | 0 | 0 | 0 | 0 | 0 | 0 | 0 | #N/A | #N/A | 0 | 0 | 0 | 0 | 0 | #N/A | #N/A | 0 | #N/A | #N/A | #N/A | #N/A
7 | 24 | 5 | 6 | #N/A | #N/A | 0 | 0 | 0 | 0 | 0 | 0 | 0 | #N/A | #N/A | 0 | 0 | 0 | 0 | 0 | #N/A | #N/A | 0 | #N/A | #N/A | #N/A | #N/A
7 | 24 | 6 | 6 | #N/A | #N/A | 0 | 0 | 0 | 0 | 0 | 0 | 0 | #N/A | #N/A | 0 | 0 | 0 | 0 | 0 | #N/A | #N/A | 0 | #N/A | #N/A | #N/A | #N/A
7 | 24 | 7 | 6 | #N/A | #N/A | 0 | 0 | 0 | 0 | 0 | 0 | 0 | #N/A | #N/A | 0 | 0 | 0 | 0 | 0 | #N/A | #N/A | 0 | #N/A | #N/A | #N/A | #N/A
7 | 24 | 8 | 6 | #N/A | #N/A | 0 | 0 | 0 | 0 | 0 | 0 | 0 | #N/A | #N/A | 0 | 0 | 0 | 0 | 0 | #N/A | #N/A | 0 | #N/A | #N/A | #N/A | #N/A
7 | 24 | 9 | 6 | #N/A | #N/A | 0 | 0 | 0 | 0 | 0 | 0 | 0 | #N/A | #N/A | 0 | 0 | 0 | 0 | 0 | #N/A | #N/A | 0 | #N/A | #N/A | #N/A | #N/A
7 | 24 | 10 | 6 | #N/A | #N/A | 0 | 0 | 0 | 0 | 0 | 0 | 0 | #N/A | #N/A | 0 | 0 | 0 | 0 | 0 | #N/A | #N/A | 0 | #N/A | #N/A | #N/A | #N/A
7 | 24 | 11 | 6 | #N/A | #N/A | 0 | 0 | 0 | 0 | 0 | 0 | 0 | #N/A | #N/A | 0 | 0 | 0 | 0 | 0 | #N/A | #N/A | 0 | #N/A | #N/A | #N/A | #N/A
7 | 24 | 12 | 6 | #N/A | #N/A | 0 | 0 | 0 | 0 | 0 | 0 | 0 | #N/A | #N/A | 0 | 0 | 0 | 0 | 0 | #N/A | #N/A | 0 | #N/A | #N/A | #N/A | #N/A
7 | 24 | 13 | 6 | #N/A | #N/A | 0 | 0 | 0 | 0 | 0 | 0 | 0 | #N/A | #N/A | 0 | 0 | 0 | 0 | 0 | #N/A | #N/A | 0 | #N/A | #N/A | #N/A | #N/A
7 | 24 | 14 | 6 | #N/A | #N/A | 0 | 0 | 0 | 0 | 0 | 0 | 0 | #N/A | #N/A | 0 | 0 | 0 | 0 | 0 | #N/A | #N/A | 0 | #N/A | #N/A | #N/A | #N/A
7 | 24 | 15 | 6 | #N/A | #N/A | 0 | 0 | 0 | 0 | 0 | 0 | 0 | #N/A | #N/A | 0 | 0 | 0 | 0 | 0 | #N/A | #N/A | 0 | #N/A | #N/A | #N/A | #N/A
7 | 24 | 16 | 6 | #N/A | #N/A | 0 | 0 | 0 | 0 | 0 | 0 | 0 | #N/A | #N/A | 0 | 0 | 0 | 0 | 0 | #N/A | #N/A | 0 | #N/A | #N/A | #N/A | #N/A
7 | 24 | 17 | 6 | #N/A | #N/A | 0 | 0 | 0 | 0 | 0 | 0 | 0 | #N/A | #N/A | 0 | 0 | 0 | 0 | 0 | #N/A | #N/A | 0 | #N/A | #N/A | #N/A | #N/A
7 | 24 | 18 | 6 | #N/A | #N/A | 0 | 0 | 0 | 0 | 0 | 0 | 0 | #N/A | #N/A | 0 | 0 | 0 | 0 | 0 | #N/A | #N/A | 0 | #N/A | #N/A | #N/A | #N/A
7 | 24 | 19 | 6 | #N/A | #N/A | 0 | 0 | 0 | 0 | 0 | 0 | 0 | #N/A | #N/A | 0 | 0 | 0 | 0 | 0 | #N/A | #N/A | 0 | #N/A | #N/A | #N/A | #N/A
7 | 24 | 20 | 6 | #N/A | #N/A | 0 | 0 | 0 | 0 | 0 | 0 | 0 | #N/A | #N/A | 0 | 0 | 0 | 0 | 0 | #N/A | #N/A | 0 | #N/A | #N/A | #N/A | #N/A
7 | 24 | 21 | 6 | #N/A | #N/A | 0 | 0 | 0 | 0 | 0 | 0 | 0 | #N/A | #N/A | 0 | 0 | 0 | 0 | 0 | #N/A | #N/A | 0 | #N/A | #N/A | #N/A | #N/A
7 | 24 | 22 | 6 | #N/A | #N/A | 0 | 0 | 0 | 0 | 0 | 0 | 0 | #N/A | #N/A | 0 | 0 | 0 | 0 | 0 | #N/A | #N/A | 0 | #N/A | #N/A | #N/A | #N/A
7 | 24 | 23 | 6 | #N/A | #N/A | 0 | 0 | 0 | 0 | 0 | 0 | 0 | #N/A | #N/A | 0 | 0 | 0 | 0 | 0 | #N/A | #N/A | 0 | #N/A | #N/A | #N/A | #N/A
7 | 24 | 24 | 6 | #N/A | #N/A | 0 | 0 | 0 | 0 | 0 | 0 | 0 | #N/A | #N/A | 0 | 0 | 0 | 0 | 0 | #N/A | #N/A | 0 | #N/A | #N/A | #N/A | #N/A
7 | 25 | 1 | 7 | #N/A | #N/A | 0 | 0 | 0 | 0 | 0 | 0 | 0 | #N/A | #N/A | 0 | 0 | 0 | 0 | 0 | #N/A | #N/A | 0 | #N/A | #N/A | #N/A | #N/A
7 | 25 | 2 | 7 | #N/A | #N/A | 0 | 0 | 0 | 0 | 0 | 0 | 0 | #N/A | #N/A | 0 | 0 | 0 | 0 | 0 | #N/A | #N/A | 0 | #N/A | #N/A | #N/A | #N/A
7 | 25 | 3 | 7 | #N/A | #N/A | 0 | 0 | 0 | 0 | 0 | 0 | 0 | #N/A | #N/A | 0 | 0 | 0 | 0 | 0 | #N/A | #N/A | 0 | #N/A | #N/A | #N/A | #N/A
7 | 25 | 4 | 7 | #N/A | #N/A | 0 | 0 | 0 | 0 | 0 | 0 | 0 | #N/A | #N/A | 0 | 0 | 0 | 0 | 0 | #N/A | #N/A | 0 | #N/A | #N/A | #N/A | #N/A
7 | 25 | 5 | 7 | #N/A | #N/A | 0 | 0 | 0 | 0 | 0 | 0 | 0 | #N/A | #N/A | 0 | 0 | 0 | 0 | 0 | #N/A | #N/A | 0 | #N/A | #N/A | #N/A | #N/A
7 | 25 | 6 | 7 | #N/A | #N/A | 0 | 0 | 0 | 0 | 0 | 0 | 0 | #N/A | #N/A | 0 | 0 | 0 | 0 | 0 | #N/A | #N/A | 0 | #N/A | #N/A | #N/A | #N/A
7 | 25 | 7 | 7 | #N/A | #N/A | 0 | 0 | 0 | 0 | 0 | 0 | 0 | #N/A | #N/A | 0 | 0 | 0 | 0 | 0 | #N/A | #N/A | 0 | #N/A | #N/A | #N/A | #N/A
7 | 25 | 8 | 7 | #N/A | #N/A | 0 | 0 | 0 | 0 | 0 | 0 | 0 | #N/A | #N/A | 0 | 0 | 0 | 0 | 0 | #N/A | #N/A | 0 | #N/A | #N/A | #N/A | #N/A
7 | 25 | 9 | 7 | #N/A | #N/A | 0 | 0 | 0 | 0 | 0 | 0 | 0 | #N/A | #N/A | 0 | 0 | 0 | 0 | 0 | #N/A | #N/A | 0 | #N/A | #N/A | #N/A | #N/A
7 | 25 | 10 | 7 | #N/A | #N/A | 0 | 0 | 0 | 0 | 0 | 0 | 0 | #N/A | #N/A | 0 | 0 | 0 | 0 | 0 | #N/A | #N/A | 0 | #N/A | #N/A | #N/A | #N/A
7 | 25 | 11 | 7 | #N/A | #N/A | 0 | 0 | 0 | 0 | 0 | 0 | 0 | #N/A | #N/A | 0 | 0 | 0 | 0 | 0 | #N/A | #N/A | 0 | #N/A | #N/A | #N/A | #N/A
7 | 25 | 12 | 7 | #N/A | #N/A | 0 | 0 | 0 | 0 | 0 | 0 | 0 | #N/A | #N/A | 0 | 0 | 0 | 0 | 0 | #N/A | #N/A | 0 | #N/A | #N/A | #N/A | #N/A
7 | 25 | 13 | 7 | #N/A | #N/A | 0 | 0 | 0 | 0 | 0 | 0 | 0 | #N/A | #N/A | 0 | 0 | 0 | 0 | 0 | #N/A | #N/A | 0 | #N/A | #N/A | #N/A | #N/A
7 | 25 | 14 | 7 | #N/A | #N/A | 0 | 0 | 0 | 0 | 0 | 0 | 0 | #N/A | #N/A | 0 | 0 | 0 | 0 | 0 | #N/A | #N/A | 0 | #N/A | #N/A | #N/A | #N/A
7 | 25 | 15 | 7 | #N/A | #N/A | 0 | 0 | 0 | 0 | 0 | 0 | 0 | #N/A | #N/A | 0 | 0 | 0 | 0 | 0 | #N/A | #N/A | 0 | #N/A | #N/A | #N/A | #N/A
7 | 25 | 16 | 7 | #N/A | #N/A | 0 | 0 | 0 | 0 | 0 | 0 | 0 | #N/A | #N/A | 0 | 0 | 0 | 0 | 0 | #N/A | #N/A | 0 | #N/A | #N/A | #N/A | #N/A
7 | 25 | 17 | 7 | #N/A | #N/A | 0 | 0 | 0 | 0 | 0 | 0 | 0 | #N/A | #N/A | 0 | 0 | 0 | 0 | 0 | #N/A | #N/A | 0 | #N/A | #N/A | #N/A | #N/A
7 | 25 | 18 | 7 | #N/A | #N/A | 0 | 0 | 0 | 0 | 0 | 0 | 0 | #N/A | #N/A | 0 | 0 | 0 | 0 | 0 | #N/A | #N/A | 0 | #N/A | #N/A | #N/A | #N/A
7 | 25 | 19 | 7 | #N/A | #N/A | 0 | 0 | 0 | 0 | 0 | 0 | 0 | #N/A | #N/A | 0 | 0 | 0 | 0 | 0 | #N/A | #N/A | 0 | #N/A | #N/A | #N/A | #N/A
7 | 25 | 20 | 7 | #N/A | #N/A | 0 | 0 | 0 | 0 | 0 | 0 | 0 | #N/A | #N/A | 0 | 0 | 0 | 0 | 0 | #N/A | #N/A | 0 | #N/A | #N/A | #N/A | #N/A
7 | 25 | 21 | 7 | #N/A | #N/A | 0 | 0 | 0 | 0 | 0 | 0 | 0 | #N/A | #N/A | 0 | 0 | 0 | 0 | 0 | #N/A | #N/A | 0 | #N/A | #N/A | #N/A | #N/A
7 | 25 | 22 | 7 | #N/A | #N/A | 0 | 0 | 0 | 0 | 0 | 0 | 0 | #N/A | #N/A | 0 | 0 | 0 | 0 | 0 | #N/A | #N/A | 0 | #N/A | #N/A | #N/A | #N/A
7 | 25 | 23 | 7 | #N/A | #N/A | 0 | 0 | 0 | 0 | 0 | 0 | 0 | #N/A | #N/A | 0 | 0 | 0 | 0 | 0 | #N/A | #N/A | 0 | #N/A | #N/A | #N/A | #N/A
7 | 25 | 24 | 7 | #N/A | #N/A | 0 | 0 | 0 | 0 | 0 | 0 | 0 | #N/A | #N/A | 0 | 0 | 0 | 0 | 0 | #N/A | #N/A | 0 | #N/A | #N/A | #N/A | #N/A
7 | 26 | 1 | 1 | #N/A | #N/A | 0 | 0 | 0 | 0 | 0 | 0 | 0 | #N/A | #N/A | 0 | 0 | 0 | 0 | 0 | #N/A | #N/A | 0 | #N/A | #N/A | #N/A | #N/A
7 | 26 | 2 | 1 | #N/A | #N/A | 0 | 0 | 0 | 0 | 0 | 0 | 0 | #N/A | #N/A | 0 | 0 | 0 | 0 | 0 | #N/A | #N/A | 0 | #N/A | #N/A | #N/A | #N/A
7 | 26 | 3 | 1 | #N/A | #N/A | 0 | 0 | 0 | 0 | 0 | 0 | 0 | #N/A | #N/A | 0 | 0 | 0 | 0 | 0 | #N/A | #N/A | 0 | #N/A | #N/A | #N/A | #N/A
7 | 26 | 4 | 1 | #N/A | #N/A | 0 | 0 | 0 | 0 | 0 | 0 | 0 | #N/A | #N/A | 0 | 0 | 0 | 0 | 0 | #N/A | #N/A | 0 | #N/A | #N/A | #N/A | #N/A
7 | 26 | 5 | 1 | #N/A | #N/A | 0 | 0 | 0 | 0 | 0 | 0 | 0 | #N/A | #N/A | 0 | 0 | 0 | 0 | 0 | #N/A | #N/A | 0 | #N/A | #N/A | #N/A | #N/A
7 | 26 | 6 | 1 | #N/A | #N/A | 1 | 0 | 0 | 0 | 0 | 0 | 0 | #N/A | #N/A | 0 | 0 | 0 | 0 | 0 | #N/A | #N/A | 0 | #N/A | #N/A | #N/A | #N/A
7 | 26 | 7 | 1 | #N/A | #N/A | 1 | 0 | 0 | 0 | 0 | 0 | 0 | #N/A | #N/A | 0 | 0 | 0 | 0 | 0 | #N/A | #N/A | 0 | #N/A | #N/A | #N/A | #N/A
7 | 26 | 8 | 1 | #N/A | #N/A | 1 | 0 | 0 | 0 | 0 | 0 | 0 | #N/A | #N/A | 0 | 0 | 0 | 0 | 0 | #N/A | #N/A | 0 | #N/A | #N/A | #N/A | #N/A
7 | 26 | 9 | 1 | #N/A | #N/A | 1 | 0 | 0 | 0 | 0 | 0 | 0 | #N/A | #N/A | 0 | 0 | 0 | 0 | 0 | #N/A | #N/A | 0 | #N/A | #N/A | #N/A | #N/A
7 | 26 | 10 | 1 | #N/A | #N/A | 1 | 0 | 0 | 0 | 0 | 0 | 0 | #N/A | #N/A | 0 | 0 | 0 | 0 | 0 | #N/A | #N/A | 0 | #N/A | #N/A | #N/A | #N/A
7 | 26 | 11 | 1 | #N/A | #N/A | 1 | 0 | 0 | 0 | 0 | 0 | 0 | #N/A | #N/A | 0 | 0 | 0 | 0 | 0 | #N/A | #N/A | 0 | #N/A | #N/A | #N/A | #N/A
7 | 26 | 12 | 1 | #N/A | #N/A | 1 | 0 | 0 | 0 | 0 | 0 | 0 | #N/A | #N/A | 0 | 0 | 0 | 0 | 0 | #N/A | #N/A | 0 | #N/A | #N/A | #N/A | #N/A
7 | 26 | 13 | 1 | #N/A | #N/A | 1 | 1 | 0 | 0 | 0 | 0 | 0 | #N/A | #N/A | 0 | 0 | 0 | 0 | 0 | #N/A | #N/A | 0 | #N/A | #N/A | #N/A | #N/A
7 | 26 | 14 | 1 | #N/A | #N/A | 1 | 1 | 0 | 0 | 0 | 0 | 0 | #N/A | #N/A | 0 | 0 | 0 | 0 | 0 | #N/A | #N/A | 0 | #N/A | #N/A | #N/A | #N/A
7 | 26 | 15 | 1 | #N/A | #N/A | 1 | 1 | 0 | 0 | 0 | 0 | 0 | #N/A | #N/A | 0 | 0 | 0 | 0 | 0 | #N/A | #N/A | 0 | #N/A | #N/A | #N/A | #N/A
7 | 26 | 16 | 1 | #N/A | #N/A | 1 | 1 | 0 | 0 | 0 | 0 | 0 | #N/A | #N/A | 0 | 0 | 0 | 0 | 0 | #N/A | #N/A | 0 | #N/A | #N/A | #N/A | #N/A
7 | 26 | 17 | 1 | #N/A | #N/A | 1 | 0 | 0 | 0 | 0 | 0 | 0 | #N/A | #N/A | 0 | 0 | 0 | 0 | 0 | #N/A | #N/A | 0 | #N/A | #N/A | #N/A | #N/A
7 | 26 | 18 | 1 | #N/A | #N/A | 1 | 0 | 0 | 0 | 0 | 0 | 0 | #N/A | #N/A | 0 | 0 | 0 | 0 | 0 | #N/A | #N/A | 0 | #N/A | #N/A | #N/A | #N/A
7 | 26 | 19 | 1 | #N/A | #N/A | 1 | 0 | 0 | 0 | 0 | 0 | 0 | #N/A | #N/A | 0 | 0 | 0 | 0 | 0 | #N/A | #N/A | 0 | #N/A | #N/A | #N/A | #N/A
7 | 26 | 20 | 1 | #N/A | #N/A | 1 | 0 | 0 | 0 | 0 | 0 | 0 | #N/A | #N/A | 0 | 0 | 0 | 0 | 0 | #N/A | #N/A | 0 | #N/A | #N/A | #N/A | #N/A
7 | 26 | 21 | 1 | #N/A | #N/A | 1 | 0 | 0 | 0 | 0 | 0 | 0 | #N/A | #N/A | 0 | 0 | 0 | 0 | 0 | #N/A | #N/A | 0 | #N/A | #N/A | #N/A | #N/A
7 | 26 | 22 | 1 | #N/A | #N/A | 1 | 0 | 0 | 0 | 0 | 0 | 0 | #N/A | #N/A | 0 | 0 | 0 | 0 | 0 | #N/A | #N/A | 0 | #N/A | #N/A | #N/A | #N/A
7 | 26 | 23 | 1 | #N/A | #N/A | 0 | 0 | 0 | 0 | 0 | 0 | 0 | #N/A | #N/A | 0 | 0 | 0 | 0 | 0 | #N/A | #N/A | 0 | #N/A | #N/A | #N/A | #N/A
7 | 26 | 24 | 1 | #N/A | #N/A | 0 | 0 | 0 | 0 | 0 | 0 | 0 | #N/A | #N/A | 0 | 0 | 0 | 0 | 0 | #N/A | #N/A | 0 | #N/A | #N/A | #N/A | #N/A
7 | 27 | 1 | 2 | #N/A | #N/A | 0 | 0 | 0 | 0 | 0 | 0 | 0 | #N/A | #N/A | 0 | 0 | 0 | 0 | 0 | #N/A | #N/A | 0 | #N/A | #N/A | #N/A | #N/A
7 | 27 | 2 | 2 | #N/A | #N/A | 0 | 0 | 0 | 0 | 0 | 0 | 0 | #N/A | #N/A | 0 | 0 | 0 | 0 | 0 | #N/A | #N/A | 0 | #N/A | #N/A | #N/A | #N/A
7 | 27 | 3 | 2 | #N/A | #N/A | 0 | 0 | 0 | 0 | 0 | 0 | 0 | #N/A | #N/A | 0 | 0 | 0 | 0 | 0 | #N/A | #N/A | 0 | #N/A | #N/A | #N/A | #N/A
7 | 27 | 4 | 2 | #N/A | #N/A | 0 | 0 | 0 | 0 | 0 | 0 | 0 | #N/A | #N/A | 0 | 0 | 0 | 0 | 0 | #N/A | #N/A | 0 | #N/A | #N/A | #N/A | #N/A
7 | 27 | 5 | 2 | #N/A | #N/A | 0 | 0 | 0 | 0 | 0 | 0 | 0 | #N/A | #N/A | 0 | 0 | 0 | 0 | 0 | #N/A | #N/A | 0 | #N/A | #N/A | #N/A | #N/A
7 | 27 | 6 | 2 | #N/A | #N/A | 1 | 0 | 0 | 0 | 0 | 0 | 0 | #N/A | #N/A | 0 | 0 | 0 | 0 | 0 | #N/A | #N/A | 0 | #N/A | #N/A | #N/A | #N/A
7 | 27 | 7 | 2 | #N/A | #N/A | 1 | 0 | 0 | 0 | 0 | 0 | 0 | #N/A | #N/A | 0 | 0 | 0 | 0 | 0 | #N/A | #N/A | 0 | #N/A | #N/A | #N/A | #N/A
7 | 27 | 8 | 2 | #N/A | #N/A | 1 | 0 | 0 | 0 | 0 | 0 | 0 | #N/A | #N/A | 0 | 0 | 0 | 0 | 0 | #N/A | #N/A | 0 | #N/A | #N/A | #N/A | #N/A
7 | 27 | 9 | 2 | #N/A | #N/A | 1 | 0 | 0 | 0 | 0 | 0 | 0 | #N/A | #N/A | 0 | 0 | 0 | 0 | 0 | #N/A | #N/A | 0 | #N/A | #N/A | #N/A | #N/A
7 | 27 | 10 | 2 | #N/A | #N/A | 1 | 0 | 0 | 0 | 0 | 0 | 0 | #N/A | #N/A | 0 | 0 | 0 | 0 | 0 | #N/A | #N/A | 0 | #N/A | #N/A | #N/A | #N/A
7 | 27 | 11 | 2 | #N/A | #N/A | 1 | 0 | 0 | 0 | 0 | 0 | 0 | #N/A | #N/A | 0 | 0 | 0 | 0 | 0 | #N/A | #N/A | 0 | #N/A | #N/A | #N/A | #N/A
7 | 27 | 12 | 2 | #N/A | #N/A | 1 | 0 | 0 | 0 | 0 | 0 | 0 | #N/A | #N/A | 0 | 0 | 0 | 0 | 0 | #N/A | #N/A | 0 | #N/A | #N/A | #N/A | #N/A
7 | 27 | 13 | 2 | #N/A | #N/A | 1 | 1 | 0 | 0 | 0 | 0 | 0 | #N/A | #N/A | 0 | 0 | 0 | 0 | 0 | #N/A | #N/A | 0 | #N/A | #N/A | #N/A | #N/A
7 | 27 | 14 | 2 | #N/A | #N/A | 1 | 1 | 0 | 0 | 0 | 0 | 0 | #N/A | #N/A | 0 | 0 | 0 | 0 | 0 | #N/A | #N/A | 0 | #N/A | #N/A | #N/A | #N/A
7 | 27 | 15 | 2 | #N/A | #N/A | 1 | 1 | 0 | 0 | 0 | 0 | 0 | #N/A | #N/A | 0 | 0 | 0 | 0 | 0 | #N/A | #N/A | 0 | #N/A | #N/A | #N/A | #N/A
7 | 27 | 16 | 2 | #N/A | #N/A | 1 | 1 | 0 | 0 | 0 | 0 | 0 | #N/A | #N/A | 0 | 0 | 0 | 0 | 0 | #N/A | #N/A | 0 | #N/A | #N/A | #N/A | #N/A
7 | 27 | 17 | 2 | #N/A | #N/A | 1 | 0 | 0 | 0 | 0 | 0 | 0 | #N/A | #N/A | 0 | 0 | 0 | 0 | 0 | #N/A | #N/A | 0 | #N/A | #N/A | #N/A | #N/A
7 | 27 | 18 | 2 | #N/A | #N/A | 1 | 0 | 0 | 0 | 0 | 0 | 0 | #N/A | #N/A | 0 | 0 | 0 | 0 | 0 | #N/A | #N/A | 0 | #N/A | #N/A | #N/A | #N/A
7 | 27 | 19 | 2 | #N/A | #N/A | 1 | 0 | 0 | 0 | 0 | 0 | 0 | #N/A | #N/A | 0 | 0 | 0 | 0 | 0 | #N/A | #N/A | 0 | #N/A | #N/A | #N/A | #N/A
7 | 27 | 20 | 2 | #N/A | #N/A | 1 | 0 | 0 | 0 | 0 | 0 | 0 | #N/A | #N/A | 0 | 0 | 0 | 0 | 0 | #N/A | #N/A | 0 | #N/A | #N/A | #N/A | #N/A
7 | 27 | 21 | 2 | #N/A | #N/A | 1 | 0 | 0 | 0 | 0 | 0 | 0 | #N/A | #N/A | 0 | 0 | 0 | 0 | 0 | #N/A | #N/A | 0 | #N/A | #N/A | #N/A | #N/A
7 | 27 | 22 | 2 | #N/A | #N/A | 1 | 0 | 0 | 0 | 0 | 0 | 0 | #N/A | #N/A | 0 | 0 | 0 | 0 | 0 | #N/A | #N/A | 0 | #N/A | #N/A | #N/A | #N/A
7 | 27 | 23 | 2 | #N/A | #N/A | 0 | 0 | 0 | 0 | 0 | 0 | 0 | #N/A | #N/A | 0 | 0 | 0 | 0 | 0 | #N/A | #N/A | 0 | #N/A | #N/A | #N/A | #N/A
7 | 27 | 24 | 2 | #N/A | #N/A | 0 | 0 | 0 | 0 | 0 | 0 | 0 | #N/A | #N/A | 0 | 0 | 0 | 0 | 0 | #N/A | #N/A | 0 | #N/A | #N/A | #N/A | #N/A
7 | 28 | 1 | 3 | #N/A | #N/A | 0 | 0 | 0 | 0 | 0 | 0 | 0 | #N/A | #N/A | 0 | 0 | 0 | 0 | 0 | #N/A | #N/A | 0 | #N/A | #N/A | #N/A | #N/A
7 | 28 | 2 | 3 | #N/A | #N/A | 0 | 0 | 0 | 0 | 0 | 0 | 0 | #N/A | #N/A | 0 | 0 | 0 | 0 | 0 | #N/A | #N/A | 0 | #N/A | #N/A | #N/A | #N/A
7 | 28 | 3 | 3 | #N/A | #N/A | 0 | 0 | 0 | 0 | 0 | 0 | 0 | #N/A | #N/A | 0 | 0 | 0 | 0 | 0 | #N/A | #N/A | 0 | #N/A | #N/A | #N/A | #N/A
7 | 28 | 4 | 3 | #N/A | #N/A | 0 | 0 | 0 | 0 | 0 | 0 | 0 | #N/A | #N/A | 0 | 0 | 0 | 0 | 0 | #N/A | #N/A | 0 | #N/A | #N/A | #N/A | #N/A
7 | 28 | 5 | 3 | #N/A | #N/A | 0 | 0 | 0 | 0 | 0 | 0 | 0 | #N/A | #N/A | 0 | 0 | 0 | 0 | 0 | #N/A | #N/A | 0 | #N/A | #N/A | #N/A | #N/A
7 | 28 | 6 | 3 | #N/A | #N/A | 1 | 0 | 0 | 0 | 0 | 0 | 0 | #N/A | #N/A | 0 | 0 | 0 | 0 | 0 | #N/A | #N/A | 0 | #N/A | #N/A | #N/A | #N/A
7 | 28 | 7 | 3 | #N/A | #N/A | 1 | 0 | 0 | 0 | 0 | 0 | 0 | #N/A | #N/A | 0 | 0 | 0 | 0 | 0 | #N/A | #N/A | 0 | #N/A | #N/A | #N/A | #N/A
7 | 28 | 8 | 3 | #N/A | #N/A | 1 | 0 | 0 | 0 | 0 | 0 | 0 | #N/A | #N/A | 0 | 0 | 0 | 0 | 0 | #N/A | #N/A | 0 | #N/A | #N/A | #N/A | #N/A
7 | 28 | 9 | 3 | #N/A | #N/A | 1 | 0 | 0 | 0 | 0 | 0 | 0 | #N/A | #N/A | 0 | 0 | 0 | 0 | 0 | #N/A | #N/A | 0 | #N/A | #N/A | #N/A | #N/A
7 | 28 | 10 | 3 | #N/A | #N/A | 1 | 0 | 0 | 0 | 0 | 0 | 0 | #N/A | #N/A | 0 | 0 | 0 | 0 | 0 | #N/A | #N/A | 0 | #N/A | #N/A | #N/A | #N/A
7 | 28 | 11 | 3 | #N/A | #N/A | 1 | 0 | 0 | 0 | 0 | 0 | 0 | #N/A | #N/A | 0 | 0 | 0 | 0 | 0 | #N/A | #N/A | 0 | #N/A | #N/A | #N/A | #N/A
7 | 28 | 12 | 3 | #N/A | #N/A | 1 | 0 | 0 | 0 | 0 | 0 | 0 | #N/A | #N/A | 0 | 0 | 0 | 0 | 0 | #N/A | #N/A | 0 | #N/A | #N/A | #N/A | #N/A
7 | 28 | 13 | 3 | #N/A | #N/A | 1 | 1 | 0 | 0 | 0 | 0 | 0 | #N/A | #N/A | 0 | 0 | 0 | 0 | 0 | #N/A | #N/A | 0 | #N/A | #N/A | #N/A | #N/A
7 | 28 | 14 | 3 | #N/A | #N/A | 1 | 1 | 0 | 0 | 0 | 0 | 0 | #N/A | #N/A | 0 | 0 | 0 | 0 | 0 | #N/A | #N/A | 0 | #N/A | #N/A | #N/A | #N/A
7 | 28 | 15 | 3 | #N/A | #N/A | 1 | 1 | 0 | 0 | 0 | 0 | 0 | #N/A | #N/A | 0 | 0 | 0 | 0 | 0 | #N/A | #N/A | 0 | #N/A | #N/A | #N/A | #N/A
7 | 28 | 16 | 3 | #N/A | #N/A | 1 | 1 | 0 | 0 | 0 | 0 | 0 | #N/A | #N/A | 0 | 0 | 0 | 0 | 0 | #N/A | #N/A | 0 | #N/A | #N/A | #N/A | #N/A
7 | 28 | 17 | 3 | #N/A | #N/A | 1 | 0 | 0 | 0 | 0 | 0 | 0 | #N/A | #N/A | 0 | 0 | 0 | 0 | 0 | #N/A | #N/A | 0 | #N/A | #N/A | #N/A | #N/A
7 | 28 | 18 | 3 | #N/A | #N/A | 1 | 0 | 0 | 0 | 0 | 0 | 0 | #N/A | #N/A | 0 | 0 | 0 | 0 | 0 | #N/A | #N/A | 0 | #N/A | #N/A | #N/A | #N/A
7 | 28 | 19 | 3 | #N/A | #N/A | 1 | 0 | 0 | 0 | 0 | 0 | 0 | #N/A | #N/A | 0 | 0 | 0 | 0 | 0 | #N/A | #N/A | 0 | #N/A | #N/A | #N/A | #N/A
7 | 28 | 20 | 3 | #N/A | #N/A | 1 | 0 | 0 | 0 | 0 | 0 | 0 | #N/A | #N/A | 0 | 0 | 0 | 0 | 0 | #N/A | #N/A | 0 | #N/A | #N/A | #N/A | #N/A
7 | 28 | 21 | 3 | #N/A | #N/A | 1 | 0 | 0 | 0 | 0 | 0 | 0 | #N/A | #N/A | 0 | 0 | 0 | 0 | 0 | #N/A | #N/A | 0 | #N/A | #N/A | #N/A | #N/A
7 | 28 | 22 | 3 | #N/A | #N/A | 1 | 0 | 0 | 0 | 0 | 0 | 0 | #N/A | #N/A | 0 | 0 | 0 | 0 | 0 | #N/A | #N/A | 0 | #N/A | #N/A | #N/A | #N/A
7 | 28 | 23 | 3 | #N/A | #N/A | 0 | 0 | 0 | 0 | 0 | 0 | 0 | #N/A | #N/A | 0 | 0 | 0 | 0 | 0 | #N/A | #N/A | 0 | #N/A | #N/A | #N/A | #N/A
7 | 28 | 24 | 3 | #N/A | #N/A | 0 | 0 | 0 | 0 | 0 | 0 | 0 | #N/A | #N/A | 0 | 0 | 0 | 0 | 0 | #N/A | #N/A | 0 | #N/A | #N/A | #N/A | #N/A
7 | 29 | 1 | 4 | #N/A | #N/A | 0 | 0 | 0 | 0 | 0 | 0 | 0 | #N/A | #N/A | 0 | 0 | 0 | 0 | 0 | #N/A | #N/A | 0 | #N/A | #N/A | #N/A | #N/A
7 | 29 | 2 | 4 | #N/A | #N/A | 0 | 0 | 0 | 0 | 0 | 0 | 0 | #N/A | #N/A | 0 | 0 | 0 | 0 | 0 | #N/A | #N/A | 0 | #N/A | #N/A | #N/A | #N/A
7 | 29 | 3 | 4 | #N/A | #N/A | 0 | 0 | 0 | 0 | 0 | 0 | 0 | #N/A | #N/A | 0 | 0 | 0 | 0 | 0 | #N/A | #N/A | 0 | #N/A | #N/A | #N/A | #N/A
7 | 29 | 4 | 4 | #N/A | #N/A | 0 | 0 | 0 | 0 | 0 | 0 | 0 | #N/A | #N/A | 0 | 0 | 0 | 0 | 0 | #N/A | #N/A | 0 | #N/A | #N/A | #N/A | #N/A
7 | 29 | 5 | 4 | #N/A | #N/A | 0 | 0 | 0 | 0 | 0 | 0 | 0 | #N/A | #N/A | 0 | 0 | 0 | 0 | 0 | #N/A | #N/A | 0 | #N/A | #N/A | #N/A | #N/A
7 | 29 | 6 | 4 | #N/A | #N/A | 1 | 0 | 0 | 0 | 0 | 0 | 0 | #N/A | #N/A | 0 | 0 | 0 | 0 | 0 | #N/A | #N/A | 0 | #N/A | #N/A | #N/A | #N/A
7 | 29 | 7 | 4 | #N/A | #N/A | 1 | 0 | 0 | 0 | 0 | 0 | 0 | #N/A | #N/A | 0 | 0 | 0 | 0 | 0 | #N/A | #N/A | 0 | #N/A | #N/A | #N/A | #N/A
7 | 29 | 8 | 4 | #N/A | #N/A | 1 | 0 | 0 | 0 | 0 | 0 | 0 | #N/A | #N/A | 0 | 0 | 0 | 0 | 0 | #N/A | #N/A | 0 | #N/A | #N/A | #N/A | #N/A
7 | 29 | 9 | 4 | #N/A | #N/A | 1 | 0 | 0 | 0 | 0 | 0 | 0 | #N/A | #N/A | 0 | 0 | 0 | 0 | 0 | #N/A | #N/A | 0 | #N/A | #N/A | #N/A | #N/A
7 | 29 | 10 | 4 | #N/A | #N/A | 1 | 0 | 0 | 0 | 0 | 0 | 0 | #N/A | #N/A | 0 | 0 | 0 | 0 | 0 | #N/A | #N/A | 0 | #N/A | #N/A | #N/A | #N/A
7 | 29 | 11 | 4 | #N/A | #N/A | 1 | 0 | 0 | 0 | 0 | 0 | 0 | #N/A | #N/A | 0 | 0 | 0 | 0 | 0 | #N/A | #N/A | 0 | #N/A | #N/A | #N/A | #N/A
7 | 29 | 12 | 4 | #N/A | #N/A | 1 | 0 | 0 | 0 | 0 | 0 | 0 | #N/A | #N/A | 0 | 0 | 0 | 0 | 0 | #N/A | #N/A | 0 | #N/A | #N/A | #N/A | #N/A
7 | 29 | 13 | 4 | #N/A | #N/A | 1 | 1 | 0 | 0 | 0 | 0 | 0 | #N/A | #N/A | 0 | 0 | 0 | 0 | 0 | #N/A | #N/A | 0 | #N/A | #N/A | #N/A | #N/A
7 | 29 | 14 | 4 | #N/A | #N/A | 1 | 1 | 0 | 0 | 0 | 0 | 0 | #N/A | #N/A | 0 | 0 | 0 | 0 | 0 | #N/A | #N/A | 0 | #N/A | #N/A | #N/A | #N/A
7 | 29 | 15 | 4 | #N/A | #N/A | 1 | 1 | 0 | 0 | 0 | 0 | 0 | #N/A | #N/A | 0 | 0 | 0 | 0 | 0 | #N/A | #N/A | 0 | #N/A | #N/A | #N/A | #N/A
7 | 29 | 16 | 4 | #N/A | #N/A | 1 | 1 | 0 | 0 | 0 | 0 | 0 | #N/A | #N/A | 0 | 0 | 0 | 0 | 0 | #N/A | #N/A | 0 | #N/A | #N/A | #N/A | #N/A
7 | 29 | 17 | 4 | #N/A | #N/A | 1 | 0 | 0 | 0 | 0 | 0 | 0 | #N/A | #N/A | 0 | 0 | 0 | 0 | 0 | #N/A | #N/A | 0 | #N/A | #N/A | #N/A | #N/A
7 | 29 | 18 | 4 | #N/A | #N/A | 1 | 0 | 0 | 0 | 0 | 0 | 0 | #N/A | #N/A | 0 | 0 | 0 | 0 | 0 | #N/A | #N/A | 0 | #N/A | #N/A | #N/A | #N/A
7 | 29 | 19 | 4 | #N/A | #N/A | 1 | 0 | 0 | 0 | 0 | 0 | 0 | #N/A | #N/A | 0 | 0 | 0 | 0 | 0 | #N/A | #N/A | 0 | #N/A | #N/A | #N/A | #N/A
7 | 29 | 20 | 4 | #N/A | #N/A | 1 | 0 | 0 | 0 | 0 | 0 | 0 | #N/A | #N/A | 0 | 0 | 0 | 0 | 0 | #N/A | #N/A | 0 | #N/A | #N/A | #N/A | #N/A
7 | 29 | 21 | 4 | #N/A | #N/A | 1 | 0 | 0 | 0 | 0 | 0 | 0 | #N/A | #N/A | 0 | 0 | 0 | 0 | 0 | #N/A | #N/A | 0 | #N/A | #N/A | #N/A | #N/A
7 | 29 | 22 | 4 | #N/A | #N/A | 1 | 0 | 0 | 0 | 0 | 0 | 0 | #N/A | #N/A | 0 | 0 | 0 | 0 | 0 | #N/A | #N/A | 0 | #N/A | #N/A | #N/A | #N/A
7 | 29 | 23 | 4 | #N/A | #N/A | 0 | 0 | 0 | 0 | 0 | 0 | 0 | #N/A | #N/A | 0 | 0 | 0 | 0 | 0 | #N/A | #N/A | 0 | #N/A | #N/A | #N/A | #N/A
7 | 29 | 24 | 4 | #N/A | #N/A | 0 | 0 | 0 | 0 | 0 | 0 | 0 | #N/A | #N/A | 0 | 0 | 0 | 0 | 0 | #N/A | #N/A | 0 | #N/A | #N/A | #N/A | #N/A
7 | 30 | 1 | 5 | #N/A | #N/A | 0 | 0 | 0 | 0 | 0 | 0 | 0 | #N/A | #N/A | 0 | 0 | 0 | 0 | 0 | #N/A | #N/A | 0 | #N/A | #N/A | #N/A | #N/A
7 | 30 | 2 | 5 | #N/A | #N/A | 0 | 0 | 0 | 0 | 0 | 0 | 0 | #N/A | #N/A | 0 | 0 | 0 | 0 | 0 | #N/A | #N/A | 0 | #N/A | #N/A | #N/A | #N/A
7 | 30 | 3 | 5 | #N/A | #N/A | 0 | 0 | 0 | 0 | 0 | 0 | 0 | #N/A | #N/A | 0 | 0 | 0 | 0 | 0 | #N/A | #N/A | 0 | #N/A | #N/A | #N/A | #N/A
7 | 30 | 4 | 5 | #N/A | #N/A | 0 | 0 | 0 | 0 | 0 | 0 | 0 | #N/A | #N/A | 0 | 0 | 0 | 0 | 0 | #N/A | #N/A | 0 | #N/A | #N/A | #N/A | #N/A
7 | 30 | 5 | 5 | #N/A | #N/A | 0 | 0 | 0 | 0 | 0 | 0 | 0 | #N/A | #N/A | 0 | 0 | 0 | 0 | 0 | #N/A | #N/A | 0 | #N/A | #N/A | #N/A | #N/A
7 | 30 | 6 | 5 | #N/A | #N/A | 1 | 0 | 0 | 0 | 0 | 0 | 0 | #N/A | #N/A | 0 | 0 | 0 | 0 | 0 | #N/A | #N/A | 0 | #N/A | #N/A | #N/A | #N/A
7 | 30 | 7 | 5 | #N/A | #N/A | 1 | 0 | 0 | 0 | 0 | 0 | 0 | #N/A | #N/A | 0 | 0 | 0 | 0 | 0 | #N/A | #N/A | 0 | #N/A | #N/A | #N/A | #N/A
7 | 30 | 8 | 5 | #N/A | #N/A | 1 | 0 | 0 | 0 | 0 | 0 | 0 | #N/A | #N/A | 0 | 0 | 0 | 0 | 0 | #N/A | #N/A | 0 | #N/A | #N/A | #N/A | #N/A
7 | 30 | 9 | 5 | #N/A | #N/A | 1 | 0 | 0 | 0 | 0 | 0 | 0 | #N/A | #N/A | 0 | 0 | 0 | 0 | 0 | #N/A | #N/A | 0 | #N/A | #N/A | #N/A | #N/A
7 | 30 | 10 | 5 | #N/A | #N/A | 1 | 0 | 0 | 0 | 0 | 0 | 0 | #N/A | #N/A | 0 | 0 | 0 | 0 | 0 | #N/A | #N/A | 0 | #N/A | #N/A | #N/A | #N/A
7 | 30 | 11 | 5 | #N/A | #N/A | 1 | 0 | 0 | 0 | 0 | 0 | 0 | #N/A | #N/A | 0 | 0 | 0 | 0 | 0 | #N/A | #N/A | 0 | #N/A | #N/A | #N/A | #N/A
7 | 30 | 12 | 5 | #N/A | #N/A | 1 | 0 | 0 | 0 | 0 | 0 | 0 | #N/A | #N/A | 0 | 0 | 0 | 0 | 0 | #N/A | #N/A | 0 | #N/A | #N/A | #N/A | #N/A
7 | 30 | 13 | 5 | #N/A | #N/A | 1 | 1 | 0 | 0 | 0 | 0 | 0 | #N/A | #N/A | 0 | 0 | 0 | 0 | 0 | #N/A | #N/A | 0 | #N/A | #N/A | #N/A | #N/A
7 | 30 | 14 | 5 | #N/A | #N/A | 1 | 1 | 0 | 0 | 0 | 0 | 0 | #N/A | #N/A | 0 | 0 | 0 | 0 | 0 | #N/A | #N/A | 0 | #N/A | #N/A | #N/A | #N/A
7 | 30 | 15 | 5 | #N/A | #N/A | 1 | 1 | 0 | 0 | 0 | 0 | 0 | #N/A | #N/A | 0 | 0 | 0 | 0 | 0 | #N/A | #N/A | 0 | #N/A | #N/A | #N/A | #N/A
7 | 30 | 16 | 5 | #N/A | #N/A | 1 | 1 | 0 | 0 | 0 | 0 | 0 | #N/A | #N/A | 0 | 0 | 0 | 0 | 0 | #N/A | #N/A | 0 | #N/A | #N/A | #N/A | #N/A
7 | 30 | 17 | 5 | #N/A | #N/A | 1 | 0 | 0 | 0 | 0 | 0 | 0 | #N/A | #N/A | 0 | 0 | 0 | 0 | 0 | #N/A | #N/A | 0 | #N/A | #N/A | #N/A | #N/A
7 | 30 | 18 | 5 | #N/A | #N/A | 1 | 0 | 0 | 0 | 0 | 0 | 0 | #N/A | #N/A | 0 | 0 | 0 | 0 | 0 | #N/A | #N/A | 0 | #N/A | #N/A | #N/A | #N/A
7 | 30 | 19 | 5 | #N/A | #N/A | 1 | 0 | 0 | 0 | 0 | 0 | 0 | #N/A | #N/A | 0 | 0 | 0 | 0 | 0 | #N/A | #N/A | 0 | #N/A | #N/A | #N/A | #N/A
7 | 30 | 20 | 5 | #N/A | #N/A | 1 | 0 | 0 | 0 | 0 | 0 | 0 | #N/A | #N/A | 0 | 0 | 0 | 0 | 0 | #N/A | #N/A | 0 | #N/A | #N/A | #N/A | #N/A
7 | 30 | 21 | 5 | #N/A | #N/A | 1 | 0 | 0 | 0 | 0 | 0 | 0 | #N/A | #N/A | 0 | 0 | 0 | 0 | 0 | #N/A | #N/A | 0 | #N/A | #N/A | #N/A | #N/A
7 | 30 | 22 | 5 | #N/A | #N/A | 1 | 0 | 0 | 0 | 0 | 0 | 0 | #N/A | #N/A | 0 | 0 | 0 | 0 | 0 | #N/A | #N/A | 0 | #N/A | #N/A | #N/A | #N/A
7 | 30 | 23 | 5 | #N/A | #N/A | 0 | 0 | 0 | 0 | 0 | 0 | 0 | #N/A | #N/A | 0 | 0 | 0 | 0 | 0 | #N/A | #N/A | 0 | #N/A | #N/A | #N/A | #N/A
7 | 30 | 24 | 5 | #N/A | #N/A | 0 | 0 | 0 | 0 | 0 | 0 | 0 | #N/A | #N/A | 0 | 0 | 0 | 0 | 0 | #N/A | #N/A | 0 | #N/A | #N/A | #N/A | #N/A
7 | 31 | 1 | 6 | #N/A | #N/A | 0 | 0 | 0 | 0 | 0 | 0 | 0 | #N/A | #N/A | 0 | 0 | 0 | 0 | 0 | #N/A | #N/A | 0 | #N/A | #N/A | #N/A | #N/A
7 | 31 | 2 | 6 | #N/A | #N/A | 0 | 0 | 0 | 0 | 0 | 0 | 0 | #N/A | #N/A | 0 | 0 | 0 | 0 | 0 | #N/A | #N/A | 0 | #N/A | #N/A | #N/A | #N/A
7 | 31 | 3 | 6 | #N/A | #N/A | 0 | 0 | 0 | 0 | 0 | 0 | 0 | #N/A | #N/A | 0 | 0 | 0 | 0 | 0 | #N/A | #N/A | 0 | #N/A | #N/A | #N/A | #N/A
7 | 31 | 4 | 6 | #N/A | #N/A | 0 | 0 | 0 | 0 | 0 | 0 | 0 | #N/A | #N/A | 0 | 0 | 0 | 0 | 0 | #N/A | #N/A | 0 | #N/A | #N/A | #N/A | #N/A
7 | 31 | 5 | 6 | #N/A | #N/A | 0 | 0 | 0 | 0 | 0 | 0 | 0 | #N/A | #N/A | 0 | 0 | 0 | 0 | 0 | #N/A | #N/A | 0 | #N/A | #N/A | #N/A | #N/A
7 | 31 | 6 | 6 | #N/A | #N/A | 0 | 0 | 0 | 0 | 0 | 0 | 0 | #N/A | #N/A | 0 | 0 | 0 | 0 | 0 | #N/A | #N/A | 0 | #N/A | #N/A | #N/A | #N/A
7 | 31 | 7 | 6 | #N/A | #N/A | 0 | 0 | 0 | 0 | 0 | 0 | 0 | #N/A | #N/A | 0 | 0 | 0 | 0 | 0 | #N/A | #N/A | 0 | #N/A | #N/A | #N/A | #N/A
7 | 31 | 8 | 6 | #N/A | #N/A | 0 | 0 | 0 | 0 | 0 | 0 | 0 | #N/A | #N/A | 0 | 0 | 0 | 0 | 0 | #N/A | #N/A | 0 | #N/A | #N/A | #N/A | #N/A
7 | 31 | 9 | 6 | #N/A | #N/A | 0 | 0 | 0 | 0 | 0 | 0 | 0 | #N/A | #N/A | 0 | 0 | 0 | 0 | 0 | #N/A | #N/A | 0 | #N/A | #N/A | #N/A | #N/A
7 | 31 | 10 | 6 | #N/A | #N/A | 0 | 0 | 0 | 0 | 0 | 0 | 0 | #N/A | #N/A | 0 | 0 | 0 | 0 | 0 | #N/A | #N/A | 0 | #N/A | #N/A | #N/A | #N/A
7 | 31 | 11 | 6 | #N/A | #N/A | 0 | 0 | 0 | 0 | 0 | 0 | 0 | #N/A | #N/A | 0 | 0 | 0 | 0 | 0 | #N/A | #N/A | 0 | #N/A | #N/A | #N/A | #N/A
7 | 31 | 12 | 6 | #N/A | #N/A | 0 | 0 | 0 | 0 | 0 | 0 | 0 | #N/A | #N/A | 0 | 0 | 0 | 0 | 0 | #N/A | #N/A | 0 | #N/A | #N/A | #N/A | #N/A
7 | 31 | 13 | 6 | #N/A | #N/A | 0 | 0 | 0 | 0 | 0 | 0 | 0 | #N/A | #N/A | 0 | 0 | 0 | 0 | 0 | #N/A | #N/A | 0 | #N/A | #N/A | #N/A | #N/A
7 | 31 | 14 | 6 | #N/A | #N/A | 0 | 0 | 0 | 0 | 0 | 0 | 0 | #N/A | #N/A | 0 | 0 | 0 | 0 | 0 | #N/A | #N/A | 0 | #N/A | #N/A | #N/A | #N/A
7 | 31 | 15 | 6 | #N/A | #N/A | 0 | 0 | 0 | 0 | 0 | 0 | 0 | #N/A | #N/A | 0 | 0 | 0 | 0 | 0 | #N/A | #N/A | 0 | #N/A | #N/A | #N/A | #N/A
7 | 31 | 16 | 6 | #N/A | #N/A | 0 | 0 | 0 | 0 | 0 | 0 | 0 | #N/A | #N/A | 0 | 0 | 0 | 0 | 0 | #N/A | #N/A | 0 | #N/A | #N/A | #N/A | #N/A
7 | 31 | 17 | 6 | #N/A | #N/A | 0 | 0 | 0 | 0 | 0 | 0 | 0 | #N/A | #N/A | 0 | 0 | 0 | 0 | 0 | #N/A | #N/A | 0 | #N/A | #N/A | #N/A | #N/A
7 | 31 | 18 | 6 | #N/A | #N/A | 0 | 0 | 0 | 0 | 0 | 0 | 0 | #N/A | #N/A | 0 | 0 | 0 | 0 | 0 | #N/A | #N/A | 0 | #N/A | #N/A | #N/A | #N/A
7 | 31 | 19 | 6 | #N/A | #N/A | 0 | 0 | 0 | 0 | 0 | 0 | 0 | #N/A | #N/A | 0 | 0 | 0 | 0 | 0 | #N/A | #N/A | 0 | #N/A | #N/A | #N/A | #N/A
7 | 31 | 20 | 6 | #N/A | #N/A | 0 | 0 | 0 | 0 | 0 | 0 | 0 | #N/A | #N/A | 0 | 0 | 0 | 0 | 0 | #N/A | #N/A | 0 | #N/A | #N/A | #N/A | #N/A
7 | 31 | 21 | 6 | #N/A | #N/A | 0 | 0 | 0 | 0 | 0 | 0 | 0 | #N/A | #N/A | 0 | 0 | 0 | 0 | 0 | #N/A | #N/A | 0 | #N/A | #N/A | #N/A | #N/A
7 | 31 | 22 | 6 | #N/A | #N/A | 0 | 0 | 0 | 0 | 0 | 0 | 0 | #N/A | #N/A | 0 | 0 | 0 | 0 | 0 | #N/A | #N/A | 0 | #N/A | #N/A | #N/A | #N/A
7 | 31 | 23 | 6 | #N/A | #N/A | 0 | 0 | 0 | 0 | 0 | 0 | 0 | #N/A | #N/A | 0 | 0 | 0 | 0 | 0 | #N/A | #N/A | 0 | #N/A | #N/A | #N/A | #N/A
7 | 31 | 24 | 6 | #N/A | #N/A | 0 | 0 | 0 | 0 | 0 | 0 | 0 | #N/A | #N/A | 0 | 0 | 0 | 0 | 0 | #N/A | #N/A | 0 | #N/A | #N/A | #N/A | #N/A
8 | 1 | 1 | 7 | #N/A | #N/A | 0 | 0 | 0 | 0 | 0 | 0 | 0 | #N/A | #N/A | 0 | 0 | 0 | 0 | 0 | #N/A | #N/A | 0 | #N/A | #N/A | #N/A | #N/A
8 | 1 | 2 | 7 | #N/A | #N/A | 0 | 0 | 0 | 0 | 0 | 0 | 0 | #N/A | #N/A | 0 | 0 | 0 | 0 | 0 | #N/A | #N/A | 0 | #N/A | #N/A | #N/A | #N/A
8 | 1 | 3 | 7 | #N/A | #N/A | 0 | 0 | 0 | 0 | 0 | 0 | 0 | #N/A | #N/A | 0 | 0 | 0 | 0 | 0 | #N/A | #N/A | 0 | #N/A | #N/A | #N/A | #N/A
8 | 1 | 4 | 7 | #N/A | #N/A | 0 | 0 | 0 | 0 | 0 | 0 | 0 | #N/A | #N/A | 0 | 0 | 0 | 0 | 0 | #N/A | #N/A | 0 | #N/A | #N/A | #N/A | #N/A
8 | 1 | 5 | 7 | #N/A | #N/A | 0 | 0 | 0 | 0 | 0 | 0 | 0 | #N/A | #N/A | 0 | 0 | 0 | 0 | 0 | #N/A | #N/A | 0 | #N/A | #N/A | #N/A | #N/A
8 | 1 | 6 | 7 | #N/A | #N/A | 0 | 0 | 0 | 0 | 0 | 0 | 0 | #N/A | #N/A | 0 | 0 | 0 | 0 | 0 | #N/A | #N/A | 0 | #N/A | #N/A | #N/A | #N/A
8 | 1 | 7 | 7 | #N/A | #N/A | 0 | 0 | 0 | 0 | 0 | 0 | 0 | #N/A | #N/A | 0 | 0 | 0 | 0 | 0 | #N/A | #N/A | 0 | #N/A | #N/A | #N/A | #N/A
8 | 1 | 8 | 7 | #N/A | #N/A | 0 | 0 | 0 | 0 | 0 | 0 | 0 | #N/A | #N/A | 0 | 0 | 0 | 0 | 0 | #N/A | #N/A | 0 | #N/A | #N/A | #N/A | #N/A
8 | 1 | 9 | 7 | #N/A | #N/A | 0 | 0 | 0 | 0 | 0 | 0 | 0 | #N/A | #N/A | 0 | 0 | 0 | 0 | 0 | #N/A | #N/A | 0 | #N/A | #N/A | #N/A | #N/A
8 | 1 | 10 | 7 | #N/A | #N/A | 0 | 0 | 0 | 0 | 0 | 0 | 0 | #N/A | #N/A | 0 | 0 | 0 | 0 | 0 | #N/A | #N/A | 0 | #N/A | #N/A | #N/A | #N/A
8 | 1 | 11 | 7 | #N/A | #N/A | 0 | 0 | 0 | 0 | 0 | 0 | 0 | #N/A | #N/A | 0 | 0 | 0 | 0 | 0 | #N/A | #N/A | 0 | #N/A | #N/A | #N/A | #N/A
8 | 1 | 12 | 7 | #N/A | #N/A | 0 | 0 | 0 | 0 | 0 | 0 | 0 | #N/A | #N/A | 0 | 0 | 0 | 0 | 0 | #N/A | #N/A | 0 | #N/A | #N/A | #N/A | #N/A
8 | 1 | 13 | 7 | #N/A | #N/A | 0 | 0 | 0 | 0 | 0 | 0 | 0 | #N/A | #N/A | 0 | 0 | 0 | 0 | 0 | #N/A | #N/A | 0 | #N/A | #N/A | #N/A | #N/A
8 | 1 | 14 | 7 | #N/A | #N/A | 0 | 0 | 0 | 0 | 0 | 0 | 0 | #N/A | #N/A | 0 | 0 | 0 | 0 | 0 | #N/A | #N/A | 0 | #N/A | #N/A | #N/A | #N/A
8 | 1 | 15 | 7 | #N/A | #N/A | 0 | 0 | 0 | 0 | 0 | 0 | 0 | #N/A | #N/A | 0 | 0 | 0 | 0 | 0 | #N/A | #N/A | 0 | #N/A | #N/A | #N/A | #N/A
8 | 1 | 16 | 7 | #N/A | #N/A | 0 | 0 | 0 | 0 | 0 | 0 | 0 | #N/A | #N/A | 0 | 0 | 0 | 0 | 0 | #N/A | #N/A | 0 | #N/A | #N/A | #N/A | #N/A
8 | 1 | 17 | 7 | #N/A | #N/A | 0 | 0 | 0 | 0 | 0 | 0 | 0 | #N/A | #N/A | 0 | 0 | 0 | 0 | 0 | #N/A | #N/A | 0 | #N/A | #N/A | #N/A | #N/A
8 | 1 | 18 | 7 | #N/A | #N/A | 0 | 0 | 0 | 0 | 0 | 0 | 0 | #N/A | #N/A | 0 | 0 | 0 | 0 | 0 | #N/A | #N/A | 0 | #N/A | #N/A | #N/A | #N/A
8 | 1 | 19 | 7 | #N/A | #N/A | 0 | 0 | 0 | 0 | 0 | 0 | 0 | #N/A | #N/A | 0 | 0 | 0 | 0 | 0 | #N/A | #N/A | 0 | #N/A | #N/A | #N/A | #N/A
8 | 1 | 20 | 7 | #N/A | #N/A | 0 | 0 | 0 | 0 | 0 | 0 | 0 | #N/A | #N/A | 0 | 0 | 0 | 0 | 0 | #N/A | #N/A | 0 | #N/A | #N/A | #N/A | #N/A
8 | 1 | 21 | 7 | #N/A | #N/A | 0 | 0 | 0 | 0 | 0 | 0 | 0 | #N/A | #N/A | 0 | 0 | 0 | 0 | 0 | #N/A | #N/A | 0 | #N/A | #N/A | #N/A | #N/A
8 | 1 | 22 | 7 | #N/A | #N/A | 0 | 0 | 0 | 0 | 0 | 0 | 0 | #N/A | #N/A | 0 | 0 | 0 | 0 | 0 | #N/A | #N/A | 0 | #N/A | #N/A | #N/A | #N/A
8 | 1 | 23 | 7 | #N/A | #N/A | 0 | 0 | 0 | 0 | 0 | 0 | 0 | #N/A | #N/A | 0 | 0 | 0 | 0 | 0 | #N/A | #N/A | 0 | #N/A | #N/A | #N/A | #N/A
8 | 1 | 24 | 7 | #N/A | #N/A | 0 | 0 | 0 | 0 | 0 | 0 | 0 | #N/A | #N/A | 0 | 0 | 0 | 0 | 0 | #N/A | #N/A | 0 | #N/A | #N/A | #N/A | #N/A
8 | 2 | 1 | 1 | #N/A | #N/A | 0 | 0 | 0 | 0 | 0 | 0 | 0 | #N/A | #N/A | 0 | 0 | 0 | 0 | 0 | #N/A | #N/A | 0 | #N/A | #N/A | #N/A | #N/A
8 | 2 | 2 | 1 | #N/A | #N/A | 0 | 0 | 0 | 0 | 0 | 0 | 0 | #N/A | #N/A | 0 | 0 | 0 | 0 | 0 | #N/A | #N/A | 0 | #N/A | #N/A | #N/A | #N/A
8 | 2 | 3 | 1 | #N/A | #N/A | 0 | 0 | 0 | 0 | 0 | 0 | 0 | #N/A | #N/A | 0 | 0 | 0 | 0 | 0 | #N/A | #N/A | 0 | #N/A | #N/A | #N/A | #N/A
8 | 2 | 4 | 1 | #N/A | #N/A | 0 | 0 | 0 | 0 | 0 | 0 | 0 | #N/A | #N/A | 0 | 0 | 0 | 0 | 0 | #N/A | #N/A | 0 | #N/A | #N/A | #N/A | #N/A
8 | 2 | 5 | 1 | #N/A | #N/A | 0 | 0 | 0 | 0 | 0 | 0 | 0 | #N/A | #N/A | 0 | 0 | 0 | 0 | 0 | #N/A | #N/A | 0 | #N/A | #N/A | #N/A | #N/A
8 | 2 | 6 | 1 | #N/A | #N/A | 1 | 0 | 0 | 0 | 0 | 0 | 0 | #N/A | #N/A | 0 | 0 | 0 | 0 | 0 | #N/A | #N/A | 0 | #N/A | #N/A | #N/A | #N/A
8 | 2 | 7 | 1 | #N/A | #N/A | 1 | 0 | 0 | 0 | 0 | 0 | 0 | #N/A | #N/A | 0 | 0 | 0 | 0 | 0 | #N/A | #N/A | 0 | #N/A | #N/A | #N/A | #N/A
8 | 2 | 8 | 1 | #N/A | #N/A | 1 | 0 | 0 | 0 | 0 | 0 | 0 | #N/A | #N/A | 0 | 0 | 0 | 0 | 0 | #N/A | #N/A | 0 | #N/A | #N/A | #N/A | #N/A
8 | 2 | 9 | 1 | #N/A | #N/A | 1 | 0 | 0 | 0 | 0 | 0 | 0 | #N/A | #N/A | 0 | 0 | 0 | 0 | 0 | #N/A | #N/A | 0 | #N/A | #N/A | #N/A | #N/A
8 | 2 | 10 | 1 | #N/A | #N/A | 1 | 0 | 0 | 0 | 0 | 0 | 0 | #N/A | #N/A | 0 | 0 | 0 | 0 | 0 | #N/A | #N/A | 0 | #N/A | #N/A | #N/A | #N/A
8 | 2 | 11 | 1 | #N/A | #N/A | 1 | 0 | 0 | 0 | 0 | 0 | 0 | #N/A | #N/A | 0 | 0 | 0 | 0 | 0 | #N/A | #N/A | 0 | #N/A | #N/A | #N/A | #N/A
8 | 2 | 12 | 1 | #N/A | #N/A | 1 | 0 | 0 | 0 | 0 | 0 | 0 | #N/A | #N/A | 0 | 0 | 0 | 0 | 0 | #N/A | #N/A | 0 | #N/A | #N/A | #N/A | #N/A
8 | 2 | 13 | 1 | #N/A | #N/A | 1 | 1 | 0 | 0 | 0 | 0 | 0 | #N/A | #N/A | 0 | 0 | 0 | 0 | 0 | #N/A | #N/A | 0 | #N/A | #N/A | #N/A | #N/A
8 | 2 | 14 | 1 | #N/A | #N/A | 1 | 1 | 0 | 0 | 0 | 0 | 0 | #N/A | #N/A | 0 | 0 | 0 | 0 | 0 | #N/A | #N/A | 0 | #N/A | #N/A | #N/A | #N/A
8 | 2 | 15 | 1 | #N/A | #N/A | 1 | 1 | 0 | 0 | 0 | 0 | 0 | #N/A | #N/A | 0 | 0 | 0 | 0 | 0 | #N/A | #N/A | 0 | #N/A | #N/A | #N/A | #N/A
8 | 2 | 16 | 1 | #N/A | #N/A | 1 | 1 | 0 | 0 | 0 | 0 | 0 | #N/A | #N/A | 0 | 0 | 0 | 0 | 0 | #N/A | #N/A | 0 | #N/A | #N/A | #N/A | #N/A
8 | 2 | 17 | 1 | #N/A | #N/A | 1 | 0 | 0 | 0 | 0 | 0 | 0 | #N/A | #N/A | 0 | 0 | 0 | 0 | 0 | #N/A | #N/A | 0 | #N/A | #N/A | #N/A | #N/A
8 | 2 | 18 | 1 | #N/A | #N/A | 1 | 0 | 0 | 0 | 0 | 0 | 0 | #N/A | #N/A | 0 | 0 | 0 | 0 | 0 | #N/A | #N/A | 0 | #N/A | #N/A | #N/A | #N/A
8 | 2 | 19 | 1 | #N/A | #N/A | 1 | 0 | 0 | 0 | 0 | 0 | 0 | #N/A | #N/A | 0 | 0 | 0 | 0 | 0 | #N/A | #N/A | 0 | #N/A | #N/A | #N/A | #N/A
8 | 2 | 20 | 1 | #N/A | #N/A | 1 | 0 | 0 | 0 | 0 | 0 | 0 | #N/A | #N/A | 0 | 0 | 0 | 0 | 0 | #N/A | #N/A | 0 | #N/A | #N/A | #N/A | #N/A
8 | 2 | 21 | 1 | #N/A | #N/A | 1 | 0 | 0 | 0 | 0 | 0 | 0 | #N/A | #N/A | 0 | 0 | 0 | 0 | 0 | #N/A | #N/A | 0 | #N/A | #N/A | #N/A | #N/A
8 | 2 | 22 | 1 | #N/A | #N/A | 1 | 0 | 0 | 0 | 0 | 0 | 0 | #N/A | #N/A | 0 | 0 | 0 | 0 | 0 | #N/A | #N/A | 0 | #N/A | #N/A | #N/A | #N/A
8 | 2 | 23 | 1 | #N/A | #N/A | 0 | 0 | 0 | 0 | 0 | 0 | 0 | #N/A | #N/A | 0 | 0 | 0 | 0 | 0 | #N/A | #N/A | 0 | #N/A | #N/A | #N/A | #N/A
8 | 2 | 24 | 1 | #N/A | #N/A | 0 | 0 | 0 | 0 | 0 | 0 | 0 | #N/A | #N/A | 0 | 0 | 0 | 0 | 0 | #N/A | #N/A | 0 | #N/A | #N/A | #N/A | #N/A
8 | 3 | 1 | 2 | #N/A | #N/A | 0 | 0 | 0 | 0 | 0 | 0 | 0 | #N/A | #N/A | 0 | 0 | 0 | 0 | 0 | #N/A | #N/A | 0 | #N/A | #N/A | #N/A | #N/A
8 | 3 | 2 | 2 | #N/A | #N/A | 0 | 0 | 0 | 0 | 0 | 0 | 0 | #N/A | #N/A | 0 | 0 | 0 | 0 | 0 | #N/A | #N/A | 0 | #N/A | #N/A | #N/A | #N/A
8 | 3 | 3 | 2 | #N/A | #N/A | 0 | 0 | 0 | 0 | 0 | 0 | 0 | #N/A | #N/A | 0 | 0 | 0 | 0 | 0 | #N/A | #N/A | 0 | #N/A | #N/A | #N/A | #N/A
8 | 3 | 4 | 2 | #N/A | #N/A | 0 | 0 | 0 | 0 | 0 | 0 | 0 | #N/A | #N/A | 0 | 0 | 0 | 0 | 0 | #N/A | #N/A | 0 | #N/A | #N/A | #N/A | #N/A
8 | 3 | 5 | 2 | #N/A | #N/A | 0 | 0 | 0 | 0 | 0 | 0 | 0 | #N/A | #N/A | 0 | 0 | 0 | 0 | 0 | #N/A | #N/A | 0 | #N/A | #N/A | #N/A | #N/A
8 | 3 | 6 | 2 | #N/A | #N/A | 1 | 0 | 0 | 0 | 0 | 0 | 0 | #N/A | #N/A | 0 | 0 | 0 | 0 | 0 | #N/A | #N/A | 0 | #N/A | #N/A | #N/A | #N/A
8 | 3 | 7 | 2 | #N/A | #N/A | 1 | 0 | 0 | 0 | 0 | 0 | 0 | #N/A | #N/A | 0 | 0 | 0 | 0 | 0 | #N/A | #N/A | 0 | #N/A | #N/A | #N/A | #N/A
8 | 3 | 8 | 2 | #N/A | #N/A | 1 | 0 | 0 | 0 | 0 | 0 | 0 | #N/A | #N/A | 0 | 0 | 0 | 0 | 0 | #N/A | #N/A | 0 | #N/A | #N/A | #N/A | #N/A
8 | 3 | 9 | 2 | #N/A | #N/A | 1 | 0 | 0 | 0 | 0 | 0 | 0 | #N/A | #N/A | 0 | 0 | 0 | 0 | 0 | #N/A | #N/A | 0 | #N/A | #N/A | #N/A | #N/A
8 | 3 | 10 | 2 | #N/A | #N/A | 1 | 0 | 0 | 0 | 0 | 0 | 0 | #N/A | #N/A | 0 | 0 | 0 | 0 | 0 | #N/A | #N/A | 0 | #N/A | #N/A | #N/A | #N/A
8 | 3 | 11 | 2 | #N/A | #N/A | 1 | 0 | 0 | 0 | 0 | 0 | 0 | #N/A | #N/A | 0 | 0 | 0 | 0 | 0 | #N/A | #N/A | 0 | #N/A | #N/A | #N/A | #N/A
8 | 3 | 12 | 2 | #N/A | #N/A | 1 | 0 | 0 | 0 | 0 | 0 | 0 | #N/A | #N/A | 0 | 0 | 0 | 0 | 0 | #N/A | #N/A | 0 | #N/A | #N/A | #N/A | #N/A
8 | 3 | 13 | 2 | #N/A | #N/A | 1 | 1 | 0 | 0 | 0 | 0 | 0 | #N/A | #N/A | 0 | 0 | 0 | 0 | 0 | #N/A | #N/A | 0 | #N/A | #N/A | #N/A | #N/A
8 | 3 | 14 | 2 | #N/A | #N/A | 1 | 1 | 0 | 0 | 0 | 0 | 0 | #N/A | #N/A | 0 | 0 | 0 | 0 | 0 | #N/A | #N/A | 0 | #N/A | #N/A | #N/A | #N/A
8 | 3 | 15 | 2 | #N/A | #N/A | 1 | 1 | 0 | 0 | 0 | 0 | 0 | #N/A | #N/A | 0 | 0 | 0 | 0 | 0 | #N/A | #N/A | 0 | #N/A | #N/A | #N/A | #N/A
8 | 3 | 16 | 2 | #N/A | #N/A | 1 | 1 | 0 | 0 | 0 | 0 | 0 | #N/A | #N/A | 0 | 0 | 0 | 0 | 0 | #N/A | #N/A | 0 | #N/A | #N/A | #N/A | #N/A
8 | 3 | 17 | 2 | #N/A | #N/A | 1 | 0 | 0 | 0 | 0 | 0 | 0 | #N/A | #N/A | 0 | 0 | 0 | 0 | 0 | #N/A | #N/A | 0 | #N/A | #N/A | #N/A | #N/A
8 | 3 | 18 | 2 | #N/A | #N/A | 1 | 0 | 0 | 0 | 0 | 0 | 0 | #N/A | #N/A | 0 | 0 | 0 | 0 | 0 | #N/A | #N/A | 0 | #N/A | #N/A | #N/A | #N/A
8 | 3 | 19 | 2 | #N/A | #N/A | 1 | 0 | 0 | 0 | 0 | 0 | 0 | #N/A | #N/A | 0 | 0 | 0 | 0 | 0 | #N/A | #N/A | 0 | #N/A | #N/A | #N/A | #N/A
8 | 3 | 20 | 2 | #N/A | #N/A | 1 | 0 | 0 | 0 | 0 | 0 | 0 | #N/A | #N/A | 0 | 0 | 0 | 0 | 0 | #N/A | #N/A | 0 | #N/A | #N/A | #N/A | #N/A
8 | 3 | 21 | 2 | #N/A | #N/A | 1 | 0 | 0 | 0 | 0 | 0 | 0 | #N/A | #N/A | 0 | 0 | 0 | 0 | 0 | #N/A | #N/A | 0 | #N/A | #N/A | #N/A | #N/A
8 | 3 | 22 | 2 | #N/A | #N/A | 1 | 0 | 0 | 0 | 0 | 0 | 0 | #N/A | #N/A | 0 | 0 | 0 | 0 | 0 | #N/A | #N/A | 0 | #N/A | #N/A | #N/A | #N/A
8 | 3 | 23 | 2 | #N/A | #N/A | 0 | 0 | 0 | 0 | 0 | 0 | 0 | #N/A | #N/A | 0 | 0 | 0 | 0 | 0 | #N/A | #N/A | 0 | #N/A | #N/A | #N/A | #N/A
8 | 3 | 24 | 2 | #N/A | #N/A | 0 | 0 | 0 | 0 | 0 | 0 | 0 | #N/A | #N/A | 0 | 0 | 0 | 0 | 0 | #N/A | #N/A | 0 | #N/A | #N/A | #N/A | #N/A
8 | 4 | 1 | 3 | #N/A | #N/A | 0 | 0 | 0 | 0 | 0 | 0 | 0 | #N/A | #N/A | 0 | 0 | 0 | 0 | 0 | #N/A | #N/A | 0 | #N/A | #N/A | #N/A | #N/A
8 | 4 | 2 | 3 | #N/A | #N/A | 0 | 0 | 0 | 0 | 0 | 0 | 0 | #N/A | #N/A | 0 | 0 | 0 | 0 | 0 | #N/A | #N/A | 0 | #N/A | #N/A | #N/A | #N/A
8 | 4 | 3 | 3 | #N/A | #N/A | 0 | 0 | 0 | 0 | 0 | 0 | 0 | #N/A | #N/A | 0 | 0 | 0 | 0 | 0 | #N/A | #N/A | 0 | #N/A | #N/A | #N/A | #N/A
8 | 4 | 4 | 3 | #N/A | #N/A | 0 | 0 | 0 | 0 | 0 | 0 | 0 | #N/A | #N/A | 0 | 0 | 0 | 0 | 0 | #N/A | #N/A | 0 | #N/A | #N/A | #N/A | #N/A
8 | 4 | 5 | 3 | #N/A | #N/A | 0 | 0 | 0 | 0 | 0 | 0 | 0 | #N/A | #N/A | 0 | 0 | 0 | 0 | 0 | #N/A | #N/A | 0 | #N/A | #N/A | #N/A | #N/A
8 | 4 | 6 | 3 | #N/A | #N/A | 1 | 0 | 0 | 0 | 0 | 0 | 0 | #N/A | #N/A | 0 | 0 | 0 | 0 | 0 | #N/A | #N/A | 0 | #N/A | #N/A | #N/A | #N/A
8 | 4 | 7 | 3 | #N/A | #N/A | 1 | 0 | 0 | 0 | 0 | 0 | 0 | #N/A | #N/A | 0 | 0 | 0 | 0 | 0 | #N/A | #N/A | 0 | #N/A | #N/A | #N/A | #N/A
8 | 4 | 8 | 3 | #N/A | #N/A | 1 | 0 | 0 | 0 | 0 | 0 | 0 | #N/A | #N/A | 0 | 0 | 0 | 0 | 0 | #N/A | #N/A | 0 | #N/A | #N/A | #N/A | #N/A
8 | 4 | 9 | 3 | #N/A | #N/A | 1 | 0 | 0 | 0 | 0 | 0 | 0 | #N/A | #N/A | 0 | 0 | 0 | 0 | 0 | #N/A | #N/A | 0 | #N/A | #N/A | #N/A | #N/A
8 | 4 | 10 | 3 | #N/A | #N/A | 1 | 0 | 0 | 0 | 0 | 0 | 0 | #N/A | #N/A | 0 | 0 | 0 | 0 | 0 | #N/A | #N/A | 0 | #N/A | #N/A | #N/A | #N/A
8 | 4 | 11 | 3 | #N/A | #N/A | 1 | 0 | 0 | 0 | 0 | 0 | 0 | #N/A | #N/A | 0 | 0 | 0 | 0 | 0 | #N/A | #N/A | 0 | #N/A | #N/A | #N/A | #N/A
8 | 4 | 12 | 3 | #N/A | #N/A | 1 | 0 | 0 | 0 | 0 | 0 | 0 | #N/A | #N/A | 0 | 0 | 0 | 0 | 0 | #N/A | #N/A | 0 | #N/A | #N/A | #N/A | #N/A
8 | 4 | 13 | 3 | #N/A | #N/A | 1 | 1 | 0 | 0 | 0 | 0 | 0 | #N/A | #N/A | 0 | 0 | 0 | 0 | 0 | #N/A | #N/A | 0 | #N/A | #N/A | #N/A | #N/A
8 | 4 | 14 | 3 | #N/A | #N/A | 1 | 1 | 0 | 0 | 0 | 0 | 0 | #N/A | #N/A | 0 | 0 | 0 | 0 | 0 | #N/A | #N/A | 0 | #N/A | #N/A | #N/A | #N/A
8 | 4 | 15 | 3 | #N/A | #N/A | 1 | 1 | 0 | 0 | 0 | 0 | 0 | #N/A | #N/A | 0 | 0 | 0 | 0 | 0 | #N/A | #N/A | 0 | #N/A | #N/A | #N/A | #N/A
8 | 4 | 16 | 3 | #N/A | #N/A | 1 | 1 | 0 | 0 | 0 | 0 | 0 | #N/A | #N/A | 0 | 0 | 0 | 0 | 0 | #N/A | #N/A | 0 | #N/A | #N/A | #N/A | #N/A
8 | 4 | 17 | 3 | #N/A | #N/A | 1 | 0 | 0 | 0 | 0 | 0 | 0 | #N/A | #N/A | 0 | 0 | 0 | 0 | 0 | #N/A | #N/A | 0 | #N/A | #N/A | #N/A | #N/A
8 | 4 | 18 | 3 | #N/A | #N/A | 1 | 0 | 0 | 0 | 0 | 0 | 0 | #N/A | #N/A | 0 | 0 | 0 | 0 | 0 | #N/A | #N/A | 0 | #N/A | #N/A | #N/A | #N/A
8 | 4 | 19 | 3 | #N/A | #N/A | 1 | 0 | 0 | 0 | 0 | 0 | 0 | #N/A | #N/A | 0 | 0 | 0 | 0 | 0 | #N/A | #N/A | 0 | #N/A | #N/A | #N/A | #N/A
8 | 4 | 20 | 3 | #N/A | #N/A | 1 | 0 | 0 | 0 | 0 | 0 | 0 | #N/A | #N/A | 0 | 0 | 0 | 0 | 0 | #N/A | #N/A | 0 | #N/A | #N/A | #N/A | #N/A
8 | 4 | 21 | 3 | #N/A | #N/A | 1 | 0 | 0 | 0 | 0 | 0 | 0 | #N/A | #N/A | 0 | 0 | 0 | 0 | 0 | #N/A | #N/A | 0 | #N/A | #N/A | #N/A | #N/A
8 | 4 | 22 | 3 | #N/A | #N/A | 1 | 0 | 0 | 0 | 0 | 0 | 0 | #N/A | #N/A | 0 | 0 | 0 | 0 | 0 | #N/A | #N/A | 0 | #N/A | #N/A | #N/A | #N/A
8 | 4 | 23 | 3 | #N/A | #N/A | 0 | 0 | 0 | 0 | 0 | 0 | 0 | #N/A | #N/A | 0 | 0 | 0 | 0 | 0 | #N/A | #N/A | 0 | #N/A | #N/A | #N/A | #N/A
8 | 4 | 24 | 3 | #N/A | #N/A | 0 | 0 | 0 | 0 | 0 | 0 | 0 | #N/A | #N/A | 0 | 0 | 0 | 0 | 0 | #N/A | #N/A | 0 | #N/A | #N/A | #N/A | #N/A
8 | 5 | 1 | 4 | #N/A | #N/A | 0 | 0 | 0 | 0 | 0 | 0 | 0 | #N/A | #N/A | 0 | 0 | 0 | 0 | 0 | #N/A | #N/A | 0 | #N/A | #N/A | #N/A | #N/A
8 | 5 | 2 | 4 | #N/A | #N/A | 0 | 0 | 0 | 0 | 0 | 0 | 0 | #N/A | #N/A | 0 | 0 | 0 | 0 | 0 | #N/A | #N/A | 0 | #N/A | #N/A | #N/A | #N/A
8 | 5 | 3 | 4 | #N/A | #N/A | 0 | 0 | 0 | 0 | 0 | 0 | 0 | #N/A | #N/A | 0 | 0 | 0 | 0 | 0 | #N/A | #N/A | 0 | #N/A | #N/A | #N/A | #N/A
8 | 5 | 4 | 4 | #N/A | #N/A | 0 | 0 | 0 | 0 | 0 | 0 | 0 | #N/A | #N/A | 0 | 0 | 0 | 0 | 0 | #N/A | #N/A | 0 | #N/A | #N/A | #N/A | #N/A
8 | 5 | 5 | 4 | #N/A | #N/A | 0 | 0 | 0 | 0 | 0 | 0 | 0 | #N/A | #N/A | 0 | 0 | 0 | 0 | 0 | #N/A | #N/A | 0 | #N/A | #N/A | #N/A | #N/A
8 | 5 | 6 | 4 | #N/A | #N/A | 1 | 0 | 0 | 0 | 0 | 0 | 0 | #N/A | #N/A | 0 | 0 | 0 | 0 | 0 | #N/A | #N/A | 0 | #N/A | #N/A | #N/A | #N/A
8 | 5 | 7 | 4 | #N/A | #N/A | 1 | 0 | 0 | 0 | 0 | 0 | 0 | #N/A | #N/A | 0 | 0 | 0 | 0 | 0 | #N/A | #N/A | 0 | #N/A | #N/A | #N/A | #N/A
8 | 5 | 8 | 4 | #N/A | #N/A | 1 | 0 | 0 | 0 | 0 | 0 | 0 | #N/A | #N/A | 0 | 0 | 0 | 0 | 0 | #N/A | #N/A | 0 | #N/A | #N/A | #N/A | #N/A
8 | 5 | 9 | 4 | #N/A | #N/A | 1 | 0 | 0 | 0 | 0 | 0 | 0 | #N/A | #N/A | 0 | 0 | 0 | 0 | 0 | #N/A | #N/A | 0 | #N/A | #N/A | #N/A | #N/A
8 | 5 | 10 | 4 | #N/A | #N/A | 1 | 0 | 0 | 0 | 0 | 0 | 0 | #N/A | #N/A | 0 | 0 | 0 | 0 | 0 | #N/A | #N/A | 0 | #N/A | #N/A | #N/A | #N/A
8 | 5 | 11 | 4 | #N/A | #N/A | 1 | 0 | 0 | 0 | 0 | 0 | 0 | #N/A | #N/A | 0 | 0 | 0 | 0 | 0 | #N/A | #N/A | 0 | #N/A | #N/A | #N/A | #N/A
8 | 5 | 12 | 4 | #N/A | #N/A | 1 | 0 | 0 | 0 | 0 | 0 | 0 | #N/A | #N/A | 0 | 0 | 0 | 0 | 0 | #N/A | #N/A | 0 | #N/A | #N/A | #N/A | #N/A
8 | 5 | 13 | 4 | #N/A | #N/A | 1 | 1 | 0 | 0 | 0 | 0 | 0 | #N/A | #N/A | 0 | 0 | 0 | 0 | 0 | #N/A | #N/A | 0 | #N/A | #N/A | #N/A | #N/A
8 | 5 | 14 | 4 | #N/A | #N/A | 1 | 1 | 0 | 0 | 0 | 0 | 0 | #N/A | #N/A | 0 | 0 | 0 | 0 | 0 | #N/A | #N/A | 0 | #N/A | #N/A | #N/A | #N/A
8 | 5 | 15 | 4 | #N/A | #N/A | 1 | 1 | 0 | 0 | 0 | 0 | 0 | #N/A | #N/A | 0 | 0 | 0 | 0 | 0 | #N/A | #N/A | 0 | #N/A | #N/A | #N/A | #N/A
8 | 5 | 16 | 4 | #N/A | #N/A | 1 | 1 | 0 | 0 | 0 | 0 | 0 | #N/A | #N/A | 0 | 0 | 0 | 0 | 0 | #N/A | #N/A | 0 | #N/A | #N/A | #N/A | #N/A
8 | 5 | 17 | 4 | #N/A | #N/A | 1 | 0 | 0 | 0 | 0 | 0 | 0 | #N/A | #N/A | 0 | 0 | 0 | 0 | 0 | #N/A | #N/A | 0 | #N/A | #N/A | #N/A | #N/A
8 | 5 | 18 | 4 | #N/A | #N/A | 1 | 0 | 0 | 0 | 0 | 0 | 0 | #N/A | #N/A | 0 | 0 | 0 | 0 | 0 | #N/A | #N/A | 0 | #N/A | #N/A | #N/A | #N/A
8 | 5 | 19 | 4 | #N/A | #N/A | 1 | 0 | 0 | 0 | 0 | 0 | 0 | #N/A | #N/A | 0 | 0 | 0 | 0 | 0 | #N/A | #N/A | 0 | #N/A | #N/A | #N/A | #N/A
8 | 5 | 20 | 4 | #N/A | #N/A | 1 | 0 | 0 | 0 | 0 | 0 | 0 | #N/A | #N/A | 0 | 0 | 0 | 0 | 0 | #N/A | #N/A | 0 | #N/A | #N/A | #N/A | #N/A
8 | 5 | 21 | 4 | #N/A | #N/A | 1 | 0 | 0 | 0 | 0 | 0 | 0 | #N/A | #N/A | 0 | 0 | 0 | 0 | 0 | #N/A | #N/A | 0 | #N/A | #N/A | #N/A | #N/A
8 | 5 | 22 | 4 | #N/A | #N/A | 1 | 0 | 0 | 0 | 0 | 0 | 0 | #N/A | #N/A | 0 | 0 | 0 | 0 | 0 | #N/A | #N/A | 0 | #N/A | #N/A | #N/A | #N/A
8 | 5 | 23 | 4 | #N/A | #N/A | 0 | 0 | 0 | 0 | 0 | 0 | 0 | #N/A | #N/A | 0 | 0 | 0 | 0 | 0 | #N/A | #N/A | 0 | #N/A | #N/A | #N/A | #N/A
8 | 5 | 24 | 4 | #N/A | #N/A | 0 | 0 | 0 | 0 | 0 | 0 | 0 | #N/A | #N/A | 0 | 0 | 0 | 0 | 0 | #N/A | #N/A | 0 | #N/A | #N/A | #N/A | #N/A
8 | 6 | 1 | 5 | #N/A | #N/A | 0 | 0 | 0 | 0 | 0 | 0 | 0 | #N/A | #N/A | 0 | 0 | 0 | 0 | 0 | #N/A | #N/A | 0 | #N/A | #N/A | #N/A | #N/A
8 | 6 | 2 | 5 | #N/A | #N/A | 0 | 0 | 0 | 0 | 0 | 0 | 0 | #N/A | #N/A | 0 | 0 | 0 | 0 | 0 | #N/A | #N/A | 0 | #N/A | #N/A | #N/A | #N/A
8 | 6 | 3 | 5 | #N/A | #N/A | 0 | 0 | 0 | 0 | 0 | 0 | 0 | #N/A | #N/A | 0 | 0 | 0 | 0 | 0 | #N/A | #N/A | 0 | #N/A | #N/A | #N/A | #N/A
8 | 6 | 4 | 5 | #N/A | #N/A | 0 | 0 | 0 | 0 | 0 | 0 | 0 | #N/A | #N/A | 0 | 0 | 0 | 0 | 0 | #N/A | #N/A | 0 | #N/A | #N/A | #N/A | #N/A
8 | 6 | 5 | 5 | #N/A | #N/A | 0 | 0 | 0 | 0 | 0 | 0 | 0 | #N/A | #N/A | 0 | 0 | 0 | 0 | 0 | #N/A | #N/A | 0 | #N/A | #N/A | #N/A | #N/A
8 | 6 | 6 | 5 | #N/A | #N/A | 1 | 0 | 0 | 0 | 0 | 0 | 0 | #N/A | #N/A | 0 | 0 | 0 | 0 | 0 | #N/A | #N/A | 0 | #N/A | #N/A | #N/A | #N/A
8 | 6 | 7 | 5 | #N/A | #N/A | 1 | 0 | 0 | 0 | 0 | 0 | 0 | #N/A | #N/A | 0 | 0 | 0 | 0 | 0 | #N/A | #N/A | 0 | #N/A | #N/A | #N/A | #N/A
8 | 6 | 8 | 5 | #N/A | #N/A | 1 | 0 | 0 | 0 | 0 | 0 | 0 | #N/A | #N/A | 0 | 0 | 0 | 0 | 0 | #N/A | #N/A | 0 | #N/A | #N/A | #N/A | #N/A
8 | 6 | 9 | 5 | #N/A | #N/A | 1 | 0 | 0 | 0 | 0 | 0 | 0 | #N/A | #N/A | 0 | 0 | 0 | 0 | 0 | #N/A | #N/A | 0 | #N/A | #N/A | #N/A | #N/A
8 | 6 | 10 | 5 | #N/A | #N/A | 1 | 0 | 0 | 0 | 0 | 0 | 0 | #N/A | #N/A | 0 | 0 | 0 | 0 | 0 | #N/A | #N/A | 0 | #N/A | #N/A | #N/A | #N/A
8 | 6 | 11 | 5 | #N/A | #N/A | 1 | 0 | 0 | 0 | 0 | 0 | 0 | #N/A | #N/A | 0 | 0 | 0 | 0 | 0 | #N/A | #N/A | 0 | #N/A | #N/A | #N/A | #N/A
8 | 6 | 12 | 5 | #N/A | #N/A | 1 | 0 | 0 | 0 | 0 | 0 | 0 | #N/A | #N/A | 0 | 0 | 0 | 0 | 0 | #N/A | #N/A | 0 | #N/A | #N/A | #N/A | #N/A
8 | 6 | 13 | 5 | #N/A | #N/A | 1 | 1 | 0 | 0 | 0 | 0 | 0 | #N/A | #N/A | 0 | 0 | 0 | 0 | 0 | #N/A | #N/A | 0 | #N/A | #N/A | #N/A | #N/A
8 | 6 | 14 | 5 | #N/A | #N/A | 1 | 1 | 0 | 0 | 0 | 0 | 0 | #N/A | #N/A | 0 | 0 | 0 | 0 | 0 | #N/A | #N/A | 0 | #N/A | #N/A | #N/A | #N/A
8 | 6 | 15 | 5 | #N/A | #N/A | 1 | 1 | 0 | 0 | 0 | 0 | 0 | #N/A | #N/A | 0 | 0 | 0 | 0 | 0 | #N/A | #N/A | 0 | #N/A | #N/A | #N/A | #N/A
8 | 6 | 16 | 5 | #N/A | #N/A | 1 | 1 | 0 | 0 | 0 | 0 | 0 | #N/A | #N/A | 0 | 0 | 0 | 0 | 0 | #N/A | #N/A | 0 | #N/A | #N/A | #N/A | #N/A
8 | 6 | 17 | 5 | #N/A | #N/A | 1 | 0 | 0 | 0 | 0 | 0 | 0 | #N/A | #N/A | 0 | 0 | 0 | 0 | 0 | #N/A | #N/A | 0 | #N/A | #N/A | #N/A | #N/A
8 | 6 | 18 | 5 | #N/A | #N/A | 1 | 0 | 0 | 0 | 0 | 0 | 0 | #N/A | #N/A | 0 | 0 | 0 | 0 | 0 | #N/A | #N/A | 0 | #N/A | #N/A | #N/A | #N/A
8 | 6 | 19 | 5 | #N/A | #N/A | 1 | 0 | 0 | 0 | 0 | 0 | 0 | #N/A | #N/A | 0 | 0 | 0 | 0 | 0 | #N/A | #N/A | 0 | #N/A | #N/A | #N/A | #N/A
8 | 6 | 20 | 5 | #N/A | #N/A | 1 | 0 | 0 | 0 | 0 | 0 | 0 | #N/A | #N/A | 0 | 0 | 0 | 0 | 0 | #N/A | #N/A | 0 | #N/A | #N/A | #N/A | #N/A
8 | 6 | 21 | 5 | #N/A | #N/A | 1 | 0 | 0 | 0 | 0 | 0 | 0 | #N/A | #N/A | 0 | 0 | 0 | 0 | 0 | #N/A | #N/A | 0 | #N/A | #N/A | #N/A | #N/A
8 | 6 | 22 | 5 | #N/A | #N/A | 1 | 0 | 0 | 0 | 0 | 0 | 0 | #N/A | #N/A | 0 | 0 | 0 | 0 | 0 | #N/A | #N/A | 0 | #N/A | #N/A | #N/A | #N/A
8 | 6 | 23 | 5 | #N/A | #N/A | 0 | 0 | 0 | 0 | 0 | 0 | 0 | #N/A | #N/A | 0 | 0 | 0 | 0 | 0 | #N/A | #N/A | 0 | #N/A | #N/A | #N/A | #N/A
8 | 6 | 24 | 5 | #N/A | #N/A | 0 | 0 | 0 | 0 | 0 | 0 | 0 | #N/A | #N/A | 0 | 0 | 0 | 0 | 0 | #N/A | #N/A | 0 | #N/A | #N/A | #N/A | #N/A
8 | 7 | 1 | 6 | #N/A | #N/A | 0 | 0 | 0 | 0 | 0 | 0 | 0 | #N/A | #N/A | 0 | 0 | 0 | 0 | 0 | #N/A | #N/A | 0 | #N/A | #N/A | #N/A | #N/A
8 | 7 | 2 | 6 | #N/A | #N/A | 0 | 0 | 0 | 0 | 0 | 0 | 0 | #N/A | #N/A | 0 | 0 | 0 | 0 | 0 | #N/A | #N/A | 0 | #N/A | #N/A | #N/A | #N/A
8 | 7 | 3 | 6 | #N/A | #N/A | 0 | 0 | 0 | 0 | 0 | 0 | 0 | #N/A | #N/A | 0 | 0 | 0 | 0 | 0 | #N/A | #N/A | 0 | #N/A | #N/A | #N/A | #N/A
8 | 7 | 4 | 6 | #N/A | #N/A | 0 | 0 | 0 | 0 | 0 | 0 | 0 | #N/A | #N/A | 0 | 0 | 0 | 0 | 0 | #N/A | #N/A | 0 | #N/A | #N/A | #N/A | #N/A
8 | 7 | 5 | 6 | #N/A | #N/A | 0 | 0 | 0 | 0 | 0 | 0 | 0 | #N/A | #N/A | 0 | 0 | 0 | 0 | 0 | #N/A | #N/A | 0 | #N/A | #N/A | #N/A | #N/A
8 | 7 | 6 | 6 | #N/A | #N/A | 0 | 0 | 0 | 0 | 0 | 0 | 0 | #N/A | #N/A | 0 | 0 | 0 | 0 | 0 | #N/A | #N/A | 0 | #N/A | #N/A | #N/A | #N/A
8 | 7 | 7 | 6 | #N/A | #N/A | 0 | 0 | 0 | 0 | 0 | 0 | 0 | #N/A | #N/A | 0 | 0 | 0 | 0 | 0 | #N/A | #N/A | 0 | #N/A | #N/A | #N/A | #N/A
8 | 7 | 8 | 6 | #N/A | #N/A | 0 | 0 | 0 | 0 | 0 | 0 | 0 | #N/A | #N/A | 0 | 0 | 0 | 0 | 0 | #N/A | #N/A | 0 | #N/A | #N/A | #N/A | #N/A
8 | 7 | 9 | 6 | #N/A | #N/A | 0 | 0 | 0 | 0 | 0 | 0 | 0 | #N/A | #N/A | 0 | 0 | 0 | 0 | 0 | #N/A | #N/A | 0 | #N/A | #N/A | #N/A | #N/A
8 | 7 | 10 | 6 | #N/A | #N/A | 0 | 0 | 0 | 0 | 0 | 0 | 0 | #N/A | #N/A | 0 | 0 | 0 | 0 | 0 | #N/A | #N/A | 0 | #N/A | #N/A | #N/A | #N/A
8 | 7 | 11 | 6 | #N/A | #N/A | 0 | 0 | 0 | 0 | 0 | 0 | 0 | #N/A | #N/A | 0 | 0 | 0 | 0 | 0 | #N/A | #N/A | 0 | #N/A | #N/A | #N/A | #N/A
8 | 7 | 12 | 6 | #N/A | #N/A | 0 | 0 | 0 | 0 | 0 | 0 | 0 | #N/A | #N/A | 0 | 0 | 0 | 0 | 0 | #N/A | #N/A | 0 | #N/A | #N/A | #N/A | #N/A
8 | 7 | 13 | 6 | #N/A | #N/A | 0 | 0 | 0 | 0 | 0 | 0 | 0 | #N/A | #N/A | 0 | 0 | 0 | 0 | 0 | #N/A | #N/A | 0 | #N/A | #N/A | #N/A | #N/A
8 | 7 | 14 | 6 | #N/A | #N/A | 0 | 0 | 0 | 0 | 0 | 0 | 0 | #N/A | #N/A | 0 | 0 | 0 | 0 | 0 | #N/A | #N/A | 0 | #N/A | #N/A | #N/A | #N/A
8 | 7 | 15 | 6 | #N/A | #N/A | 0 | 0 | 0 | 0 | 0 | 0 | 0 | #N/A | #N/A | 0 | 0 | 0 | 0 | 0 | #N/A | #N/A | 0 | #N/A | #N/A | #N/A | #N/A
8 | 7 | 16 | 6 | #N/A | #N/A | 0 | 0 | 0 | 0 | 0 | 0 | 0 | #N/A | #N/A | 0 | 0 | 0 | 0 | 0 | #N/A | #N/A | 0 | #N/A | #N/A | #N/A | #N/A
8 | 7 | 17 | 6 | #N/A | #N/A | 0 | 0 | 0 | 0 | 0 | 0 | 0 | #N/A | #N/A | 0 | 0 | 0 | 0 | 0 | #N/A | #N/A | 0 | #N/A | #N/A | #N/A | #N/A
8 | 7 | 18 | 6 | #N/A | #N/A | 0 | 0 | 0 | 0 | 0 | 0 | 0 | #N/A | #N/A | 0 | 0 | 0 | 0 | 0 | #N/A | #N/A | 0 | #N/A | #N/A | #N/A | #N/A
8 | 7 | 19 | 6 | #N/A | #N/A | 0 | 0 | 0 | 0 | 0 | 0 | 0 | #N/A | #N/A | 0 | 0 | 0 | 0 | 0 | #N/A | #N/A | 0 | #N/A | #N/A | #N/A | #N/A
8 | 7 | 20 | 6 | #N/A | #N/A | 0 | 0 | 0 | 0 | 0 | 0 | 0 | #N/A | #N/A | 0 | 0 | 0 | 0 | 0 | #N/A | #N/A | 0 | #N/A | #N/A | #N/A | #N/A
8 | 7 | 21 | 6 | #N/A | #N/A | 0 | 0 | 0 | 0 | 0 | 0 | 0 | #N/A | #N/A | 0 | 0 | 0 | 0 | 0 | #N/A | #N/A | 0 | #N/A | #N/A | #N/A | #N/A
8 | 7 | 22 | 6 | #N/A | #N/A | 0 | 0 | 0 | 0 | 0 | 0 | 0 | #N/A | #N/A | 0 | 0 | 0 | 0 | 0 | #N/A | #N/A | 0 | #N/A | #N/A | #N/A | #N/A
8 | 7 | 23 | 6 | #N/A | #N/A | 0 | 0 | 0 | 0 | 0 | 0 | 0 | #N/A | #N/A | 0 | 0 | 0 | 0 | 0 | #N/A | #N/A | 0 | #N/A | #N/A | #N/A | #N/A
8 | 7 | 24 | 6 | #N/A | #N/A | 0 | 0 | 0 | 0 | 0 | 0 | 0 | #N/A | #N/A | 0 | 0 | 0 | 0 | 0 | #N/A | #N/A | 0 | #N/A | #N/A | #N/A | #N/A
8 | 8 | 1 | 7 | #N/A | #N/A | 0 | 0 | 0 | 0 | 0 | 0 | 0 | #N/A | #N/A | 0 | 0 | 0 | 0 | 0 | #N/A | #N/A | 0 | #N/A | #N/A | #N/A | #N/A
8 | 8 | 2 | 7 | #N/A | #N/A | 0 | 0 | 0 | 0 | 0 | 0 | 0 | #N/A | #N/A | 0 | 0 | 0 | 0 | 0 | #N/A | #N/A | 0 | #N/A | #N/A | #N/A | #N/A
8 | 8 | 3 | 7 | #N/A | #N/A | 0 | 0 | 0 | 0 | 0 | 0 | 0 | #N/A | #N/A | 0 | 0 | 0 | 0 | 0 | #N/A | #N/A | 0 | #N/A | #N/A | #N/A | #N/A
8 | 8 | 4 | 7 | #N/A | #N/A | 0 | 0 | 0 | 0 | 0 | 0 | 0 | #N/A | #N/A | 0 | 0 | 0 | 0 | 0 | #N/A | #N/A | 0 | #N/A | #N/A | #N/A | #N/A
8 | 8 | 5 | 7 | #N/A | #N/A | 0 | 0 | 0 | 0 | 0 | 0 | 0 | #N/A | #N/A | 0 | 0 | 0 | 0 | 0 | #N/A | #N/A | 0 | #N/A | #N/A | #N/A | #N/A
8 | 8 | 6 | 7 | #N/A | #N/A | 0 | 0 | 0 | 0 | 0 | 0 | 0 | #N/A | #N/A | 0 | 0 | 0 | 0 | 0 | #N/A | #N/A | 0 | #N/A | #N/A | #N/A | #N/A
8 | 8 | 7 | 7 | #N/A | #N/A | 0 | 0 | 0 | 0 | 0 | 0 | 0 | #N/A | #N/A | 0 | 0 | 0 | 0 | 0 | #N/A | #N/A | 0 | #N/A | #N/A | #N/A | #N/A
8 | 8 | 8 | 7 | #N/A | #N/A | 0 | 0 | 0 | 0 | 0 | 0 | 0 | #N/A | #N/A | 0 | 0 | 0 | 0 | 0 | #N/A | #N/A | 0 | #N/A | #N/A | #N/A | #N/A
8 | 8 | 9 | 7 | #N/A | #N/A | 0 | 0 | 0 | 0 | 0 | 0 | 0 | #N/A | #N/A | 0 | 0 | 0 | 0 | 0 | #N/A | #N/A | 0 | #N/A | #N/A | #N/A | #N/A
8 | 8 | 10 | 7 | #N/A | #N/A | 0 | 0 | 0 | 0 | 0 | 0 | 0 | #N/A | #N/A | 0 | 0 | 0 | 0 | 0 | #N/A | #N/A | 0 | #N/A | #N/A | #N/A | #N/A
8 | 8 | 11 | 7 | #N/A | #N/A | 0 | 0 | 0 | 0 | 0 | 0 | 0 | #N/A | #N/A | 0 | 0 | 0 | 0 | 0 | #N/A | #N/A | 0 | #N/A | #N/A | #N/A | #N/A
8 | 8 | 12 | 7 | #N/A | #N/A | 0 | 0 | 0 | 0 | 0 | 0 | 0 | #N/A | #N/A | 0 | 0 | 0 | 0 | 0 | #N/A | #N/A | 0 | #N/A | #N/A | #N/A | #N/A
8 | 8 | 13 | 7 | #N/A | #N/A | 0 | 0 | 0 | 0 | 0 | 0 | 0 | #N/A | #N/A | 0 | 0 | 0 | 0 | 0 | #N/A | #N/A | 0 | #N/A | #N/A | #N/A | #N/A
8 | 8 | 14 | 7 | #N/A | #N/A | 0 | 0 | 0 | 0 | 0 | 0 | 0 | #N/A | #N/A | 0 | 0 | 0 | 0 | 0 | #N/A | #N/A | 0 | #N/A | #N/A | #N/A | #N/A
8 | 8 | 15 | 7 | #N/A | #N/A | 0 | 0 | 0 | 0 | 0 | 0 | 0 | #N/A | #N/A | 0 | 0 | 0 | 0 | 0 | #N/A | #N/A | 0 | #N/A | #N/A | #N/A | #N/A
8 | 8 | 16 | 7 | #N/A | #N/A | 0 | 0 | 0 | 0 | 0 | 0 | 0 | #N/A | #N/A | 0 | 0 | 0 | 0 | 0 | #N/A | #N/A | 0 | #N/A | #N/A | #N/A | #N/A
8 | 8 | 17 | 7 | #N/A | #N/A | 0 | 0 | 0 | 0 | 0 | 0 | 0 | #N/A | #N/A | 0 | 0 | 0 | 0 | 0 | #N/A | #N/A | 0 | #N/A | #N/A | #N/A | #N/A
8 | 8 | 18 | 7 | #N/A | #N/A | 0 | 0 | 0 | 0 | 0 | 0 | 0 | #N/A | #N/A | 0 | 0 | 0 | 0 | 0 | #N/A | #N/A | 0 | #N/A | #N/A | #N/A | #N/A
8 | 8 | 19 | 7 | #N/A | #N/A | 0 | 0 | 0 | 0 | 0 | 0 | 0 | #N/A | #N/A | 0 | 0 | 0 | 0 | 0 | #N/A | #N/A | 0 | #N/A | #N/A | #N/A | #N/A
8 | 8 | 20 | 7 | #N/A | #N/A | 0 | 0 | 0 | 0 | 0 | 0 | 0 | #N/A | #N/A | 0 | 0 | 0 | 0 | 0 | #N/A | #N/A | 0 | #N/A | #N/A | #N/A | #N/A
8 | 8 | 21 | 7 | #N/A | #N/A | 0 | 0 | 0 | 0 | 0 | 0 | 0 | #N/A | #N/A | 0 | 0 | 0 | 0 | 0 | #N/A | #N/A | 0 | #N/A | #N/A | #N/A | #N/A
8 | 8 | 22 | 7 | #N/A | #N/A | 0 | 0 | 0 | 0 | 0 | 0 | 0 | #N/A | #N/A | 0 | 0 | 0 | 0 | 0 | #N/A | #N/A | 0 | #N/A | #N/A | #N/A | #N/A
8 | 8 | 23 | 7 | #N/A | #N/A | 0 | 0 | 0 | 0 | 0 | 0 | 0 | #N/A | #N/A | 0 | 0 | 0 | 0 | 0 | #N/A | #N/A | 0 | #N/A | #N/A | #N/A | #N/A
8 | 8 | 24 | 7 | #N/A | #N/A | 0 | 0 | 0 | 0 | 0 | 0 | 0 | #N/A | #N/A | 0 | 0 | 0 | 0 | 0 | #N/A | #N/A | 0 | #N/A | #N/A | #N/A | #N/A
8 | 9 | 1 | 1 | #N/A | #N/A | 0 | 0 | 0 | 0 | 0 | 0 | 0 | #N/A | #N/A | 0 | 0 | 0 | 0 | 0 | #N/A | #N/A | 0 | #N/A | #N/A | #N/A | #N/A
8 | 9 | 2 | 1 | #N/A | #N/A | 0 | 0 | 0 | 0 | 0 | 0 | 0 | #N/A | #N/A | 0 | 0 | 0 | 0 | 0 | #N/A | #N/A | 0 | #N/A | #N/A | #N/A | #N/A
8 | 9 | 3 | 1 | #N/A | #N/A | 0 | 0 | 0 | 0 | 0 | 0 | 0 | #N/A | #N/A | 0 | 0 | 0 | 0 | 0 | #N/A | #N/A | 0 | #N/A | #N/A | #N/A | #N/A
8 | 9 | 4 | 1 | #N/A | #N/A | 0 | 0 | 0 | 0 | 0 | 0 | 0 | #N/A | #N/A | 0 | 0 | 0 | 0 | 0 | #N/A | #N/A | 0 | #N/A | #N/A | #N/A | #N/A
8 | 9 | 5 | 1 | #N/A | #N/A | 0 | 0 | 0 | 0 | 0 | 0 | 0 | #N/A | #N/A | 0 | 0 | 0 | 0 | 0 | #N/A | #N/A | 0 | #N/A | #N/A | #N/A | #N/A
8 | 9 | 6 | 1 | #N/A | #N/A | 1 | 0 | 0 | 0 | 0 | 0 | 0 | #N/A | #N/A | 0 | 0 | 0 | 0 | 0 | #N/A | #N/A | 0 | #N/A | #N/A | #N/A | #N/A
8 | 9 | 7 | 1 | #N/A | #N/A | 1 | 0 | 0 | 0 | 0 | 0 | 0 | #N/A | #N/A | 0 | 0 | 0 | 0 | 0 | #N/A | #N/A | 0 | #N/A | #N/A | #N/A | #N/A
8 | 9 | 8 | 1 | #N/A | #N/A | 1 | 0 | 0 | 0 | 0 | 0 | 0 | #N/A | #N/A | 0 | 0 | 0 | 0 | 0 | #N/A | #N/A | 0 | #N/A | #N/A | #N/A | #N/A
8 | 9 | 9 | 1 | #N/A | #N/A | 1 | 0 | 0 | 0 | 0 | 0 | 0 | #N/A | #N/A | 0 | 0 | 0 | 0 | 0 | #N/A | #N/A | 0 | #N/A | #N/A | #N/A | #N/A
8 | 9 | 10 | 1 | #N/A | #N/A | 1 | 0 | 0 | 0 | 0 | 0 | 0 | #N/A | #N/A | 0 | 0 | 0 | 0 | 0 | #N/A | #N/A | 0 | #N/A | #N/A | #N/A | #N/A
8 | 9 | 11 | 1 | #N/A | #N/A | 1 | 0 | 0 | 0 | 0 | 0 | 0 | #N/A | #N/A | 0 | 0 | 0 | 0 | 0 | #N/A | #N/A | 0 | #N/A | #N/A | #N/A | #N/A
8 | 9 | 12 | 1 | #N/A | #N/A | 1 | 0 | 0 | 0 | 0 | 0 | 0 | #N/A | #N/A | 0 | 0 | 0 | 0 | 0 | #N/A | #N/A | 0 | #N/A | #N/A | #N/A | #N/A
8 | 9 | 13 | 1 | #N/A | #N/A | 1 | 1 | 0 | 0 | 0 | 0 | 0 | #N/A | #N/A | 0 | 0 | 0 | 0 | 0 | #N/A | #N/A | 0 | #N/A | #N/A | #N/A | #N/A
8 | 9 | 14 | 1 | #N/A | #N/A | 1 | 1 | 0 | 0 | 0 | 0 | 0 | #N/A | #N/A | 0 | 0 | 0 | 0 | 0 | #N/A | #N/A | 0 | #N/A | #N/A | #N/A | #N/A
8 | 9 | 15 | 1 | #N/A | #N/A | 1 | 1 | 0 | 0 | 0 | 0 | 0 | #N/A | #N/A | 0 | 0 | 0 | 0 | 0 | #N/A | #N/A | 0 | #N/A | #N/A | #N/A | #N/A
8 | 9 | 16 | 1 | #N/A | #N/A | 1 | 1 | 0 | 0 | 0 | 0 | 0 | #N/A | #N/A | 0 | 0 | 0 | 0 | 0 | #N/A | #N/A | 0 | #N/A | #N/A | #N/A | #N/A
8 | 9 | 17 | 1 | #N/A | #N/A | 1 | 0 | 0 | 0 | 0 | 0 | 0 | #N/A | #N/A | 0 | 0 | 0 | 0 | 0 | #N/A | #N/A | 0 | #N/A | #N/A | #N/A | #N/A
8 | 9 | 18 | 1 | #N/A | #N/A | 1 | 0 | 0 | 0 | 0 | 0 | 0 | #N/A | #N/A | 0 | 0 | 0 | 0 | 0 | #N/A | #N/A | 0 | #N/A | #N/A | #N/A | #N/A
8 | 9 | 19 | 1 | #N/A | #N/A | 1 | 0 | 0 | 0 | 0 | 0 | 0 | #N/A | #N/A | 0 | 0 | 0 | 0 | 0 | #N/A | #N/A | 0 | #N/A | #N/A | #N/A | #N/A
8 | 9 | 20 | 1 | #N/A | #N/A | 1 | 0 | 0 | 0 | 0 | 0 | 0 | #N/A | #N/A | 0 | 0 | 0 | 0 | 0 | #N/A | #N/A | 0 | #N/A | #N/A | #N/A | #N/A
8 | 9 | 21 | 1 | #N/A | #N/A | 1 | 0 | 0 | 0 | 0 | 0 | 0 | #N/A | #N/A | 0 | 0 | 0 | 0 | 0 | #N/A | #N/A | 0 | #N/A | #N/A | #N/A | #N/A
8 | 9 | 22 | 1 | #N/A | #N/A | 1 | 0 | 0 | 0 | 0 | 0 | 0 | #N/A | #N/A | 0 | 0 | 0 | 0 | 0 | #N/A | #N/A | 0 | #N/A | #N/A | #N/A | #N/A
8 | 9 | 23 | 1 | #N/A | #N/A | 0 | 0 | 0 | 0 | 0 | 0 | 0 | #N/A | #N/A | 0 | 0 | 0 | 0 | 0 | #N/A | #N/A | 0 | #N/A | #N/A | #N/A | #N/A
8 | 9 | 24 | 1 | #N/A | #N/A | 0 | 0 | 0 | 0 | 0 | 0 | 0 | #N/A | #N/A | 0 | 0 | 0 | 0 | 0 | #N/A | #N/A | 0 | #N/A | #N/A | #N/A | #N/A
8 | 10 | 1 | 2 | #N/A | #N/A | 0 | 0 | 0 | 0 | 0 | 0 | 0 | #N/A | #N/A | 0 | 0 | 0 | 0 | 0 | #N/A | #N/A | 0 | #N/A | #N/A | #N/A | #N/A
8 | 10 | 2 | 2 | #N/A | #N/A | 0 | 0 | 0 | 0 | 0 | 0 | 0 | #N/A | #N/A | 0 | 0 | 0 | 0 | 0 | #N/A | #N/A | 0 | #N/A | #N/A | #N/A | #N/A
8 | 10 | 3 | 2 | #N/A | #N/A | 0 | 0 | 0 | 0 | 0 | 0 | 0 | #N/A | #N/A | 0 | 0 | 0 | 0 | 0 | #N/A | #N/A | 0 | #N/A | #N/A | #N/A | #N/A
8 | 10 | 4 | 2 | #N/A | #N/A | 0 | 0 | 0 | 0 | 0 | 0 | 0 | #N/A | #N/A | 0 | 0 | 0 | 0 | 0 | #N/A | #N/A | 0 | #N/A | #N/A | #N/A | #N/A
8 | 10 | 5 | 2 | #N/A | #N/A | 0 | 0 | 0 | 0 | 0 | 0 | 0 | #N/A | #N/A | 0 | 0 | 0 | 0 | 0 | #N/A | #N/A | 0 | #N/A | #N/A | #N/A | #N/A
8 | 10 | 6 | 2 | #N/A | #N/A | 1 | 0 | 0 | 0 | 0 | 0 | 0 | #N/A | #N/A | 0 | 0 | 0 | 0 | 0 | #N/A | #N/A | 0 | #N/A | #N/A | #N/A | #N/A
8 | 10 | 7 | 2 | #N/A | #N/A | 1 | 0 | 0 | 0 | 0 | 0 | 0 | #N/A | #N/A | 0 | 0 | 0 | 0 | 0 | #N/A | #N/A | 0 | #N/A | #N/A | #N/A | #N/A
8 | 10 | 8 | 2 | #N/A | #N/A | 1 | 0 | 0 | 0 | 0 | 0 | 0 | #N/A | #N/A | 0 | 0 | 0 | 0 | 0 | #N/A | #N/A | 0 | #N/A | #N/A | #N/A | #N/A
8 | 10 | 9 | 2 | #N/A | #N/A | 1 | 0 | 0 | 0 | 0 | 0 | 0 | #N/A | #N/A | 0 | 0 | 0 | 0 | 0 | #N/A | #N/A | 0 | #N/A | #N/A | #N/A | #N/A
8 | 10 | 10 | 2 | #N/A | #N/A | 1 | 0 | 0 | 0 | 0 | 0 | 0 | #N/A | #N/A | 0 | 0 | 0 | 0 | 0 | #N/A | #N/A | 0 | #N/A | #N/A | #N/A | #N/A
8 | 10 | 11 | 2 | #N/A | #N/A | 1 | 0 | 0 | 0 | 0 | 0 | 0 | #N/A | #N/A | 0 | 0 | 0 | 0 | 0 | #N/A | #N/A | 0 | #N/A | #N/A | #N/A | #N/A
8 | 10 | 12 | 2 | #N/A | #N/A | 1 | 0 | 0 | 0 | 0 | 0 | 0 | #N/A | #N/A | 0 | 0 | 0 | 0 | 0 | #N/A | #N/A | 0 | #N/A | #N/A | #N/A | #N/A
8 | 10 | 13 | 2 | #N/A | #N/A | 1 | 1 | 0 | 0 | 0 | 0 | 0 | #N/A | #N/A | 0 | 0 | 0 | 0 | 0 | #N/A | #N/A | 0 | #N/A | #N/A | #N/A | #N/A
8 | 10 | 14 | 2 | #N/A | #N/A | 1 | 1 | 0 | 0 | 0 | 0 | 0 | #N/A | #N/A | 0 | 0 | 0 | 0 | 0 | #N/A | #N/A | 0 | #N/A | #N/A | #N/A | #N/A
8 | 10 | 15 | 2 | #N/A | #N/A | 1 | 1 | 0 | 0 | 0 | 0 | 0 | #N/A | #N/A | 0 | 0 | 0 | 0 | 0 | #N/A | #N/A | 0 | #N/A | #N/A | #N/A | #N/A
8 | 10 | 16 | 2 | #N/A | #N/A | 1 | 1 | 0 | 0 | 0 | 0 | 0 | #N/A | #N/A | 0 | 0 | 0 | 0 | 0 | #N/A | #N/A | 0 | #N/A | #N/A | #N/A | #N/A
8 | 10 | 17 | 2 | #N/A | #N/A | 1 | 0 | 0 | 0 | 0 | 0 | 0 | #N/A | #N/A | 0 | 0 | 0 | 0 | 0 | #N/A | #N/A | 0 | #N/A | #N/A | #N/A | #N/A
8 | 10 | 18 | 2 | #N/A | #N/A | 1 | 0 | 0 | 0 | 0 | 0 | 0 | #N/A | #N/A | 0 | 0 | 0 | 0 | 0 | #N/A | #N/A | 0 | #N/A | #N/A | #N/A | #N/A
8 | 10 | 19 | 2 | #N/A | #N/A | 1 | 0 | 0 | 0 | 0 | 0 | 0 | #N/A | #N/A | 0 | 0 | 0 | 0 | 0 | #N/A | #N/A | 0 | #N/A | #N/A | #N/A | #N/A
8 | 10 | 20 | 2 | #N/A | #N/A | 1 | 0 | 0 | 0 | 0 | 0 | 0 | #N/A | #N/A | 0 | 0 | 0 | 0 | 0 | #N/A | #N/A | 0 | #N/A | #N/A | #N/A | #N/A
8 | 10 | 21 | 2 | #N/A | #N/A | 1 | 0 | 0 | 0 | 0 | 0 | 0 | #N/A | #N/A | 0 | 0 | 0 | 0 | 0 | #N/A | #N/A | 0 | #N/A | #N/A | #N/A | #N/A
8 | 10 | 22 | 2 | #N/A | #N/A | 1 | 0 | 0 | 0 | 0 | 0 | 0 | #N/A | #N/A | 0 | 0 | 0 | 0 | 0 | #N/A | #N/A | 0 | #N/A | #N/A | #N/A | #N/A
8 | 10 | 23 | 2 | #N/A | #N/A | 0 | 0 | 0 | 0 | 0 | 0 | 0 | #N/A | #N/A | 0 | 0 | 0 | 0 | 0 | #N/A | #N/A | 0 | #N/A | #N/A | #N/A | #N/A
8 | 10 | 24 | 2 | #N/A | #N/A | 0 | 0 | 0 | 0 | 0 | 0 | 0 | #N/A | #N/A | 0 | 0 | 0 | 0 | 0 | #N/A | #N/A | 0 | #N/A | #N/A | #N/A | #N/A
8 | 11 | 1 | 3 | #N/A | #N/A | 0 | 0 | 0 | 0 | 0 | 0 | 0 | #N/A | #N/A | 0 | 0 | 0 | 0 | 0 | #N/A | #N/A | 0 | #N/A | #N/A | #N/A | #N/A
8 | 11 | 2 | 3 | #N/A | #N/A | 0 | 0 | 0 | 0 | 0 | 0 | 0 | #N/A | #N/A | 0 | 0 | 0 | 0 | 0 | #N/A | #N/A | 0 | #N/A | #N/A | #N/A | #N/A
8 | 11 | 3 | 3 | #N/A | #N/A | 0 | 0 | 0 | 0 | 0 | 0 | 0 | #N/A | #N/A | 0 | 0 | 0 | 0 | 0 | #N/A | #N/A | 0 | #N/A | #N/A | #N/A | #N/A
8 | 11 | 4 | 3 | #N/A | #N/A | 0 | 0 | 0 | 0 | 0 | 0 | 0 | #N/A | #N/A | 0 | 0 | 0 | 0 | 0 | #N/A | #N/A | 0 | #N/A | #N/A | #N/A | #N/A
8 | 11 | 5 | 3 | #N/A | #N/A | 0 | 0 | 0 | 0 | 0 | 0 | 0 | #N/A | #N/A | 0 | 0 | 0 | 0 | 0 | #N/A | #N/A | 0 | #N/A | #N/A | #N/A | #N/A
8 | 11 | 6 | 3 | #N/A | #N/A | 1 | 0 | 0 | 0 | 0 | 0 | 0 | #N/A | #N/A | 0 | 0 | 0 | 0 | 0 | #N/A | #N/A | 0 | #N/A | #N/A | #N/A | #N/A
8 | 11 | 7 | 3 | #N/A | #N/A | 1 | 0 | 0 | 0 | 0 | 0 | 0 | #N/A | #N/A | 0 | 0 | 0 | 0 | 0 | #N/A | #N/A | 0 | #N/A | #N/A | #N/A | #N/A
8 | 11 | 8 | 3 | #N/A | #N/A | 1 | 0 | 0 | 0 | 0 | 0 | 0 | #N/A | #N/A | 0 | 0 | 0 | 0 | 0 | #N/A | #N/A | 0 | #N/A | #N/A | #N/A | #N/A
8 | 11 | 9 | 3 | #N/A | #N/A | 1 | 0 | 0 | 0 | 0 | 0 | 0 | #N/A | #N/A | 0 | 0 | 0 | 0 | 0 | #N/A | #N/A | 0 | #N/A | #N/A | #N/A | #N/A
8 | 11 | 10 | 3 | #N/A | #N/A | 1 | 0 | 0 | 0 | 0 | 0 | 0 | #N/A | #N/A | 0 | 0 | 0 | 0 | 0 | #N/A | #N/A | 0 | #N/A | #N/A | #N/A | #N/A
8 | 11 | 11 | 3 | #N/A | #N/A | 1 | 0 | 0 | 0 | 0 | 0 | 0 | #N/A | #N/A | 0 | 0 | 0 | 0 | 0 | #N/A | #N/A | 0 | #N/A | #N/A | #N/A | #N/A
8 | 11 | 12 | 3 | #N/A | #N/A | 1 | 0 | 0 | 0 | 0 | 0 | 0 | #N/A | #N/A | 0 | 0 | 0 | 0 | 0 | #N/A | #N/A | 0 | #N/A | #N/A | #N/A | #N/A
8 | 11 | 13 | 3 | #N/A | #N/A | 1 | 1 | 0 | 0 | 0 | 0 | 0 | #N/A | #N/A | 0 | 0 | 0 | 0 | 0 | #N/A | #N/A | 0 | #N/A | #N/A | #N/A | #N/A
8 | 11 | 14 | 3 | #N/A | #N/A | 1 | 1 | 0 | 0 | 0 | 0 | 0 | #N/A | #N/A | 0 | 0 | 0 | 0 | 0 | #N/A | #N/A | 0 | #N/A | #N/A | #N/A | #N/A
8 | 11 | 15 | 3 | #N/A | #N/A | 1 | 1 | 0 | 0 | 0 | 0 | 0 | #N/A | #N/A | 0 | 0 | 0 | 0 | 0 | #N/A | #N/A | 0 | #N/A | #N/A | #N/A | #N/A
8 | 11 | 16 | 3 | #N/A | #N/A | 1 | 1 | 0 | 0 | 0 | 0 | 0 | #N/A | #N/A | 0 | 0 | 0 | 0 | 0 | #N/A | #N/A | 0 | #N/A | #N/A | #N/A | #N/A
8 | 11 | 17 | 3 | #N/A | #N/A | 1 | 0 | 0 | 0 | 0 | 0 | 0 | #N/A | #N/A | 0 | 0 | 0 | 0 | 0 | #N/A | #N/A | 0 | #N/A | #N/A | #N/A | #N/A
8 | 11 | 18 | 3 | #N/A | #N/A | 1 | 0 | 0 | 0 | 0 | 0 | 0 | #N/A | #N/A | 0 | 0 | 0 | 0 | 0 | #N/A | #N/A | 0 | #N/A | #N/A | #N/A | #N/A
8 | 11 | 19 | 3 | #N/A | #N/A | 1 | 0 | 0 | 0 | 0 | 0 | 0 | #N/A | #N/A | 0 | 0 | 0 | 0 | 0 | #N/A | #N/A | 0 | #N/A | #N/A | #N/A | #N/A
8 | 11 | 20 | 3 | #N/A | #N/A | 1 | 0 | 0 | 0 | 0 | 0 | 0 | #N/A | #N/A | 0 | 0 | 0 | 0 | 0 | #N/A | #N/A | 0 | #N/A | #N/A | #N/A | #N/A
8 | 11 | 21 | 3 | #N/A | #N/A | 1 | 0 | 0 | 0 | 0 | 0 | 0 | #N/A | #N/A | 0 | 0 | 0 | 0 | 0 | #N/A | #N/A | 0 | #N/A | #N/A | #N/A | #N/A
8 | 11 | 22 | 3 | #N/A | #N/A | 1 | 0 | 0 | 0 | 0 | 0 | 0 | #N/A | #N/A | 0 | 0 | 0 | 0 | 0 | #N/A | #N/A | 0 | #N/A | #N/A | #N/A | #N/A
8 | 11 | 23 | 3 | #N/A | #N/A | 0 | 0 | 0 | 0 | 0 | 0 | 0 | #N/A | #N/A | 0 | 0 | 0 | 0 | 0 | #N/A | #N/A | 0 | #N/A | #N/A | #N/A | #N/A
8 | 11 | 24 | 3 | #N/A | #N/A | 0 | 0 | 0 | 0 | 0 | 0 | 0 | #N/A | #N/A | 0 | 0 | 0 | 0 | 0 | #N/A | #N/A | 0 | #N/A | #N/A | #N/A | #N/A
8 | 12 | 1 | 4 | #N/A | #N/A | 0 | 0 | 0 | 0 | 0 | 0 | 0 | #N/A | #N/A | 0 | 0 | 0 | 0 | 0 | #N/A | #N/A | 0 | #N/A | #N/A | #N/A | #N/A
8 | 12 | 2 | 4 | #N/A | #N/A | 0 | 0 | 0 | 0 | 0 | 0 | 0 | #N/A | #N/A | 0 | 0 | 0 | 0 | 0 | #N/A | #N/A | 0 | #N/A | #N/A | #N/A | #N/A
8 | 12 | 3 | 4 | #N/A | #N/A | 0 | 0 | 0 | 0 | 0 | 0 | 0 | #N/A | #N/A | 0 | 0 | 0 | 0 | 0 | #N/A | #N/A | 0 | #N/A | #N/A | #N/A | #N/A
8 | 12 | 4 | 4 | #N/A | #N/A | 0 | 0 | 0 | 0 | 0 | 0 | 0 | #N/A | #N/A | 0 | 0 | 0 | 0 | 0 | #N/A | #N/A | 0 | #N/A | #N/A | #N/A | #N/A
8 | 12 | 5 | 4 | #N/A | #N/A | 0 | 0 | 0 | 0 | 0 | 0 | 0 | #N/A | #N/A | 0 | 0 | 0 | 0 | 0 | #N/A | #N/A | 0 | #N/A | #N/A | #N/A | #N/A
8 | 12 | 6 | 4 | #N/A | #N/A | 1 | 0 | 0 | 0 | 0 | 0 | 0 | #N/A | #N/A | 0 | 0 | 0 | 0 | 0 | #N/A | #N/A | 0 | #N/A | #N/A | #N/A | #N/A
8 | 12 | 7 | 4 | #N/A | #N/A | 1 | 0 | 0 | 0 | 0 | 0 | 0 | #N/A | #N/A | 0 | 0 | 0 | 0 | 0 | #N/A | #N/A | 0 | #N/A | #N/A | #N/A | #N/A
8 | 12 | 8 | 4 | #N/A | #N/A | 1 | 0 | 0 | 0 | 0 | 0 | 0 | #N/A | #N/A | 0 | 0 | 0 | 0 | 0 | #N/A | #N/A | 0 | #N/A | #N/A | #N/A | #N/A
8 | 12 | 9 | 4 | #N/A | #N/A | 1 | 0 | 0 | 0 | 0 | 0 | 0 | #N/A | #N/A | 0 | 0 | 0 | 0 | 0 | #N/A | #N/A | 0 | #N/A | #N/A | #N/A | #N/A
8 | 12 | 10 | 4 | #N/A | #N/A | 1 | 0 | 0 | 0 | 0 | 0 | 0 | #N/A | #N/A | 0 | 0 | 0 | 0 | 0 | #N/A | #N/A | 0 | #N/A | #N/A | #N/A | #N/A
8 | 12 | 11 | 4 | #N/A | #N/A | 1 | 0 | 0 | 0 | 0 | 0 | 0 | #N/A | #N/A | 0 | 0 | 0 | 0 | 0 | #N/A | #N/A | 0 | #N/A | #N/A | #N/A | #N/A
8 | 12 | 12 | 4 | #N/A | #N/A | 1 | 0 | 0 | 0 | 0 | 0 | 0 | #N/A | #N/A | 0 | 0 | 0 | 0 | 0 | #N/A | #N/A | 0 | #N/A | #N/A | #N/A | #N/A
8 | 12 | 13 | 4 | #N/A | #N/A | 1 | 1 | 0 | 0 | 0 | 0 | 0 | #N/A | #N/A | 0 | 0 | 0 | 0 | 0 | #N/A | #N/A | 0 | #N/A | #N/A | #N/A | #N/A
8 | 12 | 14 | 4 | #N/A | #N/A | 1 | 1 | 0 | 0 | 0 | 0 | 0 | #N/A | #N/A | 0 | 0 | 0 | 0 | 0 | #N/A | #N/A | 0 | #N/A | #N/A | #N/A | #N/A
8 | 12 | 15 | 4 | #N/A | #N/A | 1 | 1 | 0 | 0 | 0 | 0 | 0 | #N/A | #N/A | 0 | 0 | 0 | 0 | 0 | #N/A | #N/A | 0 | #N/A | #N/A | #N/A | #N/A
8 | 12 | 16 | 4 | #N/A | #N/A | 1 | 1 | 0 | 0 | 0 | 0 | 0 | #N/A | #N/A | 0 | 0 | 0 | 0 | 0 | #N/A | #N/A | 0 | #N/A | #N/A | #N/A | #N/A
8 | 12 | 17 | 4 | #N/A | #N/A | 1 | 0 | 0 | 0 | 0 | 0 | 0 | #N/A | #N/A | 0 | 0 | 0 | 0 | 0 | #N/A | #N/A | 0 | #N/A | #N/A | #N/A | #N/A
8 | 12 | 18 | 4 | #N/A | #N/A | 1 | 0 | 0 | 0 | 0 | 0 | 0 | #N/A | #N/A | 0 | 0 | 0 | 0 | 0 | #N/A | #N/A | 0 | #N/A | #N/A | #N/A | #N/A
8 | 12 | 19 | 4 | #N/A | #N/A | 1 | 0 | 0 | 0 | 0 | 0 | 0 | #N/A | #N/A | 0 | 0 | 0 | 0 | 0 | #N/A | #N/A | 0 | #N/A | #N/A | #N/A | #N/A
8 | 12 | 20 | 4 | #N/A | #N/A | 1 | 0 | 0 | 0 | 0 | 0 | 0 | #N/A | #N/A | 0 | 0 | 0 | 0 | 0 | #N/A | #N/A | 0 | #N/A | #N/A | #N/A | #N/A
8 | 12 | 21 | 4 | #N/A | #N/A | 1 | 0 | 0 | 0 | 0 | 0 | 0 | #N/A | #N/A | 0 | 0 | 0 | 0 | 0 | #N/A | #N/A | 0 | #N/A | #N/A | #N/A | #N/A
8 | 12 | 22 | 4 | #N/A | #N/A | 1 | 0 | 0 | 0 | 0 | 0 | 0 | #N/A | #N/A | 0 | 0 | 0 | 0 | 0 | #N/A | #N/A | 0 | #N/A | #N/A | #N/A | #N/A
8 | 12 | 23 | 4 | #N/A | #N/A | 0 | 0 | 0 | 0 | 0 | 0 | 0 | #N/A | #N/A | 0 | 0 | 0 | 0 | 0 | #N/A | #N/A | 0 | #N/A | #N/A | #N/A | #N/A
8 | 12 | 24 | 4 | #N/A | #N/A | 0 | 0 | 0 | 0 | 0 | 0 | 0 | #N/A | #N/A | 0 | 0 | 0 | 0 | 0 | #N/A | #N/A | 0 | #N/A | #N/A | #N/A | #N/A
8 | 13 | 1 | 5 | #N/A | #N/A | 0 | 0 | 0 | 0 | 0 | 0 | 0 | #N/A | #N/A | 0 | 0 | 0 | 0 | 0 | #N/A | #N/A | 0 | #N/A | #N/A | #N/A | #N/A
8 | 13 | 2 | 5 | #N/A | #N/A | 0 | 0 | 0 | 0 | 0 | 0 | 0 | #N/A | #N/A | 0 | 0 | 0 | 0 | 0 | #N/A | #N/A | 0 | #N/A | #N/A | #N/A | #N/A
8 | 13 | 3 | 5 | #N/A | #N/A | 0 | 0 | 0 | 0 | 0 | 0 | 0 | #N/A | #N/A | 0 | 0 | 0 | 0 | 0 | #N/A | #N/A | 0 | #N/A | #N/A | #N/A | #N/A
8 | 13 | 4 | 5 | #N/A | #N/A | 0 | 0 | 0 | 0 | 0 | 0 | 0 | #N/A | #N/A | 0 | 0 | 0 | 0 | 0 | #N/A | #N/A | 0 | #N/A | #N/A | #N/A | #N/A
8 | 13 | 5 | 5 | #N/A | #N/A | 0 | 0 | 0 | 0 | 0 | 0 | 0 | #N/A | #N/A | 0 | 0 | 0 | 0 | 0 | #N/A | #N/A | 0 | #N/A | #N/A | #N/A | #N/A
8 | 13 | 6 | 5 | #N/A | #N/A | 1 | 0 | 0 | 0 | 0 | 0 | 0 | #N/A | #N/A | 0 | 0 | 0 | 0 | 0 | #N/A | #N/A | 0 | #N/A | #N/A | #N/A | #N/A
8 | 13 | 7 | 5 | #N/A | #N/A | 1 | 0 | 0 | 0 | 0 | 0 | 0 | #N/A | #N/A | 0 | 0 | 0 | 0 | 0 | #N/A | #N/A | 0 | #N/A | #N/A | #N/A | #N/A
8 | 13 | 8 | 5 | #N/A | #N/A | 1 | 0 | 0 | 0 | 0 | 0 | 0 | #N/A | #N/A | 0 | 0 | 0 | 0 | 0 | #N/A | #N/A | 0 | #N/A | #N/A | #N/A | #N/A
8 | 13 | 9 | 5 | #N/A | #N/A | 1 | 0 | 0 | 0 | 0 | 0 | 0 | #N/A | #N/A | 0 | 0 | 0 | 0 | 0 | #N/A | #N/A | 0 | #N/A | #N/A | #N/A | #N/A
8 | 13 | 10 | 5 | #N/A | #N/A | 1 | 0 | 0 | 0 | 0 | 0 | 0 | #N/A | #N/A | 0 | 0 | 0 | 0 | 0 | #N/A | #N/A | 0 | #N/A | #N/A | #N/A | #N/A
8 | 13 | 11 | 5 | #N/A | #N/A | 1 | 0 | 0 | 0 | 0 | 0 | 0 | #N/A | #N/A | 0 | 0 | 0 | 0 | 0 | #N/A | #N/A | 0 | #N/A | #N/A | #N/A | #N/A
8 | 13 | 12 | 5 | #N/A | #N/A | 1 | 0 | 0 | 0 | 0 | 0 | 0 | #N/A | #N/A | 0 | 0 | 0 | 0 | 0 | #N/A | #N/A | 0 | #N/A | #N/A | #N/A | #N/A
8 | 13 | 13 | 5 | #N/A | #N/A | 1 | 1 | 0 | 0 | 0 | 0 | 0 | #N/A | #N/A | 0 | 0 | 0 | 0 | 0 | #N/A | #N/A | 0 | #N/A | #N/A | #N/A | #N/A
8 | 13 | 14 | 5 | #N/A | #N/A | 1 | 1 | 0 | 0 | 0 | 0 | 0 | #N/A | #N/A | 0 | 0 | 0 | 0 | 0 | #N/A | #N/A | 0 | #N/A | #N/A | #N/A | #N/A
8 | 13 | 15 | 5 | #N/A | #N/A | 1 | 1 | 0 | 0 | 0 | 0 | 0 | #N/A | #N/A | 0 | 0 | 0 | 0 | 0 | #N/A | #N/A | 0 | #N/A | #N/A | #N/A | #N/A
8 | 13 | 16 | 5 | #N/A | #N/A | 1 | 1 | 0 | 0 | 0 | 0 | 0 | #N/A | #N/A | 0 | 0 | 0 | 0 | 0 | #N/A | #N/A | 0 | #N/A | #N/A | #N/A | #N/A
8 | 13 | 17 | 5 | #N/A | #N/A | 1 | 0 | 0 | 0 | 0 | 0 | 0 | #N/A | #N/A | 0 | 0 | 0 | 0 | 0 | #N/A | #N/A | 0 | #N/A | #N/A | #N/A | #N/A
8 | 13 | 18 | 5 | #N/A | #N/A | 1 | 0 | 0 | 0 | 0 | 0 | 0 | #N/A | #N/A | 0 | 0 | 0 | 0 | 0 | #N/A | #N/A | 0 | #N/A | #N/A | #N/A | #N/A
8 | 13 | 19 | 5 | #N/A | #N/A | 1 | 0 | 0 | 0 | 0 | 0 | 0 | #N/A | #N/A | 0 | 0 | 0 | 0 | 0 | #N/A | #N/A | 0 | #N/A | #N/A | #N/A | #N/A
8 | 13 | 20 | 5 | #N/A | #N/A | 1 | 0 | 0 | 0 | 0 | 0 | 0 | #N/A | #N/A | 0 | 0 | 0 | 0 | 0 | #N/A | #N/A | 0 | #N/A | #N/A | #N/A | #N/A
8 | 13 | 21 | 5 | #N/A | #N/A | 1 | 0 | 0 | 0 | 0 | 0 | 0 | #N/A | #N/A | 0 | 0 | 0 | 0 | 0 | #N/A | #N/A | 0 | #N/A | #N/A | #N/A | #N/A
8 | 13 | 22 | 5 | #N/A | #N/A | 1 | 0 | 0 | 0 | 0 | 0 | 0 | #N/A | #N/A | 0 | 0 | 0 | 0 | 0 | #N/A | #N/A | 0 | #N/A | #N/A | #N/A | #N/A
8 | 13 | 23 | 5 | #N/A | #N/A | 0 | 0 | 0 | 0 | 0 | 0 | 0 | #N/A | #N/A | 0 | 0 | 0 | 0 | 0 | #N/A | #N/A | 0 | #N/A | #N/A | #N/A | #N/A
8 | 13 | 24 | 5 | #N/A | #N/A | 0 | 0 | 0 | 0 | 0 | 0 | 0 | #N/A | #N/A | 0 | 0 | 0 | 0 | 0 | #N/A | #N/A | 0 | #N/A | #N/A | #N/A | #N/A
8 | 14 | 1 | 6 | #N/A | #N/A | 0 | 0 | 0 | 0 | 0 | 0 | 0 | #N/A | #N/A | 0 | 0 | 0 | 0 | 0 | #N/A | #N/A | 0 | #N/A | #N/A | #N/A | #N/A
8 | 14 | 2 | 6 | #N/A | #N/A | 0 | 0 | 0 | 0 | 0 | 0 | 0 | #N/A | #N/A | 0 | 0 | 0 | 0 | 0 | #N/A | #N/A | 0 | #N/A | #N/A | #N/A | #N/A
8 | 14 | 3 | 6 | #N/A | #N/A | 0 | 0 | 0 | 0 | 0 | 0 | 0 | #N/A | #N/A | 0 | 0 | 0 | 0 | 0 | #N/A | #N/A | 0 | #N/A | #N/A | #N/A | #N/A
8 | 14 | 4 | 6 | #N/A | #N/A | 0 | 0 | 0 | 0 | 0 | 0 | 0 | #N/A | #N/A | 0 | 0 | 0 | 0 | 0 | #N/A | #N/A | 0 | #N/A | #N/A | #N/A | #N/A
8 | 14 | 5 | 6 | #N/A | #N/A | 0 | 0 | 0 | 0 | 0 | 0 | 0 | #N/A | #N/A | 0 | 0 | 0 | 0 | 0 | #N/A | #N/A | 0 | #N/A | #N/A | #N/A | #N/A
8 | 14 | 6 | 6 | #N/A | #N/A | 0 | 0 | 0 | 0 | 0 | 0 | 0 | #N/A | #N/A | 0 | 0 | 0 | 0 | 0 | #N/A | #N/A | 0 | #N/A | #N/A | #N/A | #N/A
8 | 14 | 7 | 6 | #N/A | #N/A | 0 | 0 | 0 | 0 | 0 | 0 | 0 | #N/A | #N/A | 0 | 0 | 0 | 0 | 0 | #N/A | #N/A | 0 | #N/A | #N/A | #N/A | #N/A
8 | 14 | 8 | 6 | #N/A | #N/A | 0 | 0 | 0 | 0 | 0 | 0 | 0 | #N/A | #N/A | 0 | 0 | 0 | 0 | 0 | #N/A | #N/A | 0 | #N/A | #N/A | #N/A | #N/A
8 | 14 | 9 | 6 | #N/A | #N/A | 0 | 0 | 0 | 0 | 0 | 0 | 0 | #N/A | #N/A | 0 | 0 | 0 | 0 | 0 | #N/A | #N/A | 0 | #N/A | #N/A | #N/A | #N/A
8 | 14 | 10 | 6 | #N/A | #N/A | 0 | 0 | 0 | 0 | 0 | 0 | 0 | #N/A | #N/A | 0 | 0 | 0 | 0 | 0 | #N/A | #N/A | 0 | #N/A | #N/A | #N/A | #N/A
8 | 14 | 11 | 6 | #N/A | #N/A | 0 | 0 | 0 | 0 | 0 | 0 | 0 | #N/A | #N/A | 0 | 0 | 0 | 0 | 0 | #N/A | #N/A | 0 | #N/A | #N/A | #N/A | #N/A
8 | 14 | 12 | 6 | #N/A | #N/A | 0 | 0 | 0 | 0 | 0 | 0 | 0 | #N/A | #N/A | 0 | 0 | 0 | 0 | 0 | #N/A | #N/A | 0 | #N/A | #N/A | #N/A | #N/A
8 | 14 | 13 | 6 | #N/A | #N/A | 0 | 0 | 0 | 0 | 0 | 0 | 0 | #N/A | #N/A | 0 | 0 | 0 | 0 | 0 | #N/A | #N/A | 0 | #N/A | #N/A | #N/A | #N/A
8 | 14 | 14 | 6 | #N/A | #N/A | 0 | 0 | 0 | 0 | 0 | 0 | 0 | #N/A | #N/A | 0 | 0 | 0 | 0 | 0 | #N/A | #N/A | 0 | #N/A | #N/A | #N/A | #N/A
8 | 14 | 15 | 6 | #N/A | #N/A | 0 | 0 | 0 | 0 | 0 | 0 | 0 | #N/A | #N/A | 0 | 0 | 0 | 0 | 0 | #N/A | #N/A | 0 | #N/A | #N/A | #N/A | #N/A
8 | 14 | 16 | 6 | #N/A | #N/A | 0 | 0 | 0 | 0 | 0 | 0 | 0 | #N/A | #N/A | 0 | 0 | 0 | 0 | 0 | #N/A | #N/A | 0 | #N/A | #N/A | #N/A | #N/A
8 | 14 | 17 | 6 | #N/A | #N/A | 0 | 0 | 0 | 0 | 0 | 0 | 0 | #N/A | #N/A | 0 | 0 | 0 | 0 | 0 | #N/A | #N/A | 0 | #N/A | #N/A | #N/A | #N/A
8 | 14 | 18 | 6 | #N/A | #N/A | 0 | 0 | 0 | 0 | 0 | 0 | 0 | #N/A | #N/A | 0 | 0 | 0 | 0 | 0 | #N/A | #N/A | 0 | #N/A | #N/A | #N/A | #N/A
8 | 14 | 19 | 6 | #N/A | #N/A | 0 | 0 | 0 | 0 | 0 | 0 | 0 | #N/A | #N/A | 0 | 0 | 0 | 0 | 0 | #N/A | #N/A | 0 | #N/A | #N/A | #N/A | #N/A
8 | 14 | 20 | 6 | #N/A | #N/A | 0 | 0 | 0 | 0 | 0 | 0 | 0 | #N/A | #N/A | 0 | 0 | 0 | 0 | 0 | #N/A | #N/A | 0 | #N/A | #N/A | #N/A | #N/A
8 | 14 | 21 | 6 | #N/A | #N/A | 0 | 0 | 0 | 0 | 0 | 0 | 0 | #N/A | #N/A | 0 | 0 | 0 | 0 | 0 | #N/A | #N/A | 0 | #N/A | #N/A | #N/A | #N/A
8 | 14 | 22 | 6 | #N/A | #N/A | 0 | 0 | 0 | 0 | 0 | 0 | 0 | #N/A | #N/A | 0 | 0 | 0 | 0 | 0 | #N/A | #N/A | 0 | #N/A | #N/A | #N/A | #N/A
8 | 14 | 23 | 6 | #N/A | #N/A | 0 | 0 | 0 | 0 | 0 | 0 | 0 | #N/A | #N/A | 0 | 0 | 0 | 0 | 0 | #N/A | #N/A | 0 | #N/A | #N/A | #N/A | #N/A
8 | 14 | 24 | 6 | #N/A | #N/A | 0 | 0 | 0 | 0 | 0 | 0 | 0 | #N/A | #N/A | 0 | 0 | 0 | 0 | 0 | #N/A | #N/A | 0 | #N/A | #N/A | #N/A | #N/A
8 | 15 | 1 | 7 | #N/A | #N/A | 0 | 0 | 0 | 0 | 0 | 0 | 0 | #N/A | #N/A | 0 | 0 | 0 | 0 | 0 | #N/A | #N/A | 0 | #N/A | #N/A | #N/A | #N/A
8 | 15 | 2 | 7 | #N/A | #N/A | 0 | 0 | 0 | 0 | 0 | 0 | 0 | #N/A | #N/A | 0 | 0 | 0 | 0 | 0 | #N/A | #N/A | 0 | #N/A | #N/A | #N/A | #N/A
8 | 15 | 3 | 7 | #N/A | #N/A | 0 | 0 | 0 | 0 | 0 | 0 | 0 | #N/A | #N/A | 0 | 0 | 0 | 0 | 0 | #N/A | #N/A | 0 | #N/A | #N/A | #N/A | #N/A
8 | 15 | 4 | 7 | #N/A | #N/A | 0 | 0 | 0 | 0 | 0 | 0 | 0 | #N/A | #N/A | 0 | 0 | 0 | 0 | 0 | #N/A | #N/A | 0 | #N/A | #N/A | #N/A | #N/A
8 | 15 | 5 | 7 | #N/A | #N/A | 0 | 0 | 0 | 0 | 0 | 0 | 0 | #N/A | #N/A | 0 | 0 | 0 | 0 | 0 | #N/A | #N/A | 0 | #N/A | #N/A | #N/A | #N/A
8 | 15 | 6 | 7 | #N/A | #N/A | 0 | 0 | 0 | 0 | 0 | 0 | 0 | #N/A | #N/A | 0 | 0 | 0 | 0 | 0 | #N/A | #N/A | 0 | #N/A | #N/A | #N/A | #N/A
8 | 15 | 7 | 7 | #N/A | #N/A | 0 | 0 | 0 | 0 | 0 | 0 | 0 | #N/A | #N/A | 0 | 0 | 0 | 0 | 0 | #N/A | #N/A | 0 | #N/A | #N/A | #N/A | #N/A
8 | 15 | 8 | 7 | #N/A | #N/A | 0 | 0 | 0 | 0 | 0 | 0 | 0 | #N/A | #N/A | 0 | 0 | 0 | 0 | 0 | #N/A | #N/A | 0 | #N/A | #N/A | #N/A | #N/A
8 | 15 | 9 | 7 | #N/A | #N/A | 0 | 0 | 0 | 0 | 0 | 0 | 0 | #N/A | #N/A | 0 | 0 | 0 | 0 | 0 | #N/A | #N/A | 0 | #N/A | #N/A | #N/A | #N/A
8 | 15 | 10 | 7 | #N/A | #N/A | 0 | 0 | 0 | 0 | 0 | 0 | 0 | #N/A | #N/A | 0 | 0 | 0 | 0 | 0 | #N/A | #N/A | 0 | #N/A | #N/A | #N/A | #N/A
8 | 15 | 11 | 7 | #N/A | #N/A | 0 | 0 | 0 | 0 | 0 | 0 | 0 | #N/A | #N/A | 0 | 0 | 0 | 0 | 0 | #N/A | #N/A | 0 | #N/A | #N/A | #N/A | #N/A
8 | 15 | 12 | 7 | #N/A | #N/A | 0 | 0 | 0 | 0 | 0 | 0 | 0 | #N/A | #N/A | 0 | 0 | 0 | 0 | 0 | #N/A | #N/A | 0 | #N/A | #N/A | #N/A | #N/A
8 | 15 | 13 | 7 | #N/A | #N/A | 0 | 0 | 0 | 0 | 0 | 0 | 0 | #N/A | #N/A | 0 | 0 | 0 | 0 | 0 | #N/A | #N/A | 0 | #N/A | #N/A | #N/A | #N/A
8 | 15 | 14 | 7 | #N/A | #N/A | 0 | 0 | 0 | 0 | 0 | 0 | 0 | #N/A | #N/A | 0 | 0 | 0 | 0 | 0 | #N/A | #N/A | 0 | #N/A | #N/A | #N/A | #N/A
8 | 15 | 15 | 7 | #N/A | #N/A | 0 | 0 | 0 | 0 | 0 | 0 | 0 | #N/A | #N/A | 0 | 0 | 0 | 0 | 0 | #N/A | #N/A | 0 | #N/A | #N/A | #N/A | #N/A
8 | 15 | 16 | 7 | #N/A | #N/A | 0 | 0 | 0 | 0 | 0 | 0 | 0 | #N/A | #N/A | 0 | 0 | 0 | 0 | 0 | #N/A | #N/A | 0 | #N/A | #N/A | #N/A | #N/A
8 | 15 | 17 | 7 | #N/A | #N/A | 0 | 0 | 0 | 0 | 0 | 0 | 0 | #N/A | #N/A | 0 | 0 | 0 | 0 | 0 | #N/A | #N/A | 0 | #N/A | #N/A | #N/A | #N/A
8 | 15 | 18 | 7 | #N/A | #N/A | 0 | 0 | 0 | 0 | 0 | 0 | 0 | #N/A | #N/A | 0 | 0 | 0 | 0 | 0 | #N/A | #N/A | 0 | #N/A | #N/A | #N/A | #N/A
8 | 15 | 19 | 7 | #N/A | #N/A | 0 | 0 | 0 | 0 | 0 | 0 | 0 | #N/A | #N/A | 0 | 0 | 0 | 0 | 0 | #N/A | #N/A | 0 | #N/A | #N/A | #N/A | #N/A
8 | 15 | 20 | 7 | #N/A | #N/A | 0 | 0 | 0 | 0 | 0 | 0 | 0 | #N/A | #N/A | 0 | 0 | 0 | 0 | 0 | #N/A | #N/A | 0 | #N/A | #N/A | #N/A | #N/A
8 | 15 | 21 | 7 | #N/A | #N/A | 0 | 0 | 0 | 0 | 0 | 0 | 0 | #N/A | #N/A | 0 | 0 | 0 | 0 | 0 | #N/A | #N/A | 0 | #N/A | #N/A | #N/A | #N/A
8 | 15 | 22 | 7 | #N/A | #N/A | 0 | 0 | 0 | 0 | 0 | 0 | 0 | #N/A | #N/A | 0 | 0 | 0 | 0 | 0 | #N/A | #N/A | 0 | #N/A | #N/A | #N/A | #N/A
8 | 15 | 23 | 7 | #N/A | #N/A | 0 | 0 | 0 | 0 | 0 | 0 | 0 | #N/A | #N/A | 0 | 0 | 0 | 0 | 0 | #N/A | #N/A | 0 | #N/A | #N/A | #N/A | #N/A
8 | 15 | 24 | 7 | #N/A | #N/A | 0 | 0 | 0 | 0 | 0 | 0 | 0 | #N/A | #N/A | 0 | 0 | 0 | 0 | 0 | #N/A | #N/A | 0 | #N/A | #N/A | #N/A | #N/A
8 | 16 | 1 | 1 | #N/A | #N/A | 0 | 0 | 0 | 0 | 0 | 0 | 0 | #N/A | #N/A | 0 | 0 | 0 | 0 | 0 | #N/A | #N/A | 0 | #N/A | #N/A | #N/A | #N/A
8 | 16 | 2 | 1 | #N/A | #N/A | 0 | 0 | 0 | 0 | 0 | 0 | 0 | #N/A | #N/A | 0 | 0 | 0 | 0 | 0 | #N/A | #N/A | 0 | #N/A | #N/A | #N/A | #N/A
8 | 16 | 3 | 1 | #N/A | #N/A | 0 | 0 | 0 | 0 | 0 | 0 | 0 | #N/A | #N/A | 0 | 0 | 0 | 0 | 0 | #N/A | #N/A | 0 | #N/A | #N/A | #N/A | #N/A
8 | 16 | 4 | 1 | #N/A | #N/A | 0 | 0 | 0 | 0 | 0 | 0 | 0 | #N/A | #N/A | 0 | 0 | 0 | 0 | 0 | #N/A | #N/A | 0 | #N/A | #N/A | #N/A | #N/A
8 | 16 | 5 | 1 | #N/A | #N/A | 0 | 0 | 0 | 0 | 0 | 0 | 0 | #N/A | #N/A | 0 | 0 | 0 | 0 | 0 | #N/A | #N/A | 0 | #N/A | #N/A | #N/A | #N/A
8 | 16 | 6 | 1 | #N/A | #N/A | 1 | 0 | 0 | 0 | 0 | 0 | 0 | #N/A | #N/A | 0 | 0 | 0 | 0 | 0 | #N/A | #N/A | 0 | #N/A | #N/A | #N/A | #N/A
8 | 16 | 7 | 1 | #N/A | #N/A | 1 | 0 | 0 | 0 | 0 | 0 | 0 | #N/A | #N/A | 0 | 0 | 0 | 0 | 0 | #N/A | #N/A | 0 | #N/A | #N/A | #N/A | #N/A
8 | 16 | 8 | 1 | #N/A | #N/A | 1 | 0 | 0 | 0 | 0 | 0 | 0 | #N/A | #N/A | 0 | 0 | 0 | 0 | 0 | #N/A | #N/A | 0 | #N/A | #N/A | #N/A | #N/A
8 | 16 | 9 | 1 | #N/A | #N/A | 1 | 0 | 0 | 0 | 0 | 0 | 0 | #N/A | #N/A | 0 | 0 | 0 | 0 | 0 | #N/A | #N/A | 0 | #N/A | #N/A | #N/A | #N/A
8 | 16 | 10 | 1 | #N/A | #N/A | 1 | 0 | 0 | 0 | 0 | 0 | 0 | #N/A | #N/A | 0 | 0 | 0 | 0 | 0 | #N/A | #N/A | 0 | #N/A | #N/A | #N/A | #N/A
8 | 16 | 11 | 1 | #N/A | #N/A | 1 | 0 | 0 | 0 | 0 | 0 | 0 | #N/A | #N/A | 0 | 0 | 0 | 0 | 0 | #N/A | #N/A | 0 | #N/A | #N/A | #N/A | #N/A
8 | 16 | 12 | 1 | #N/A | #N/A | 1 | 0 | 0 | 0 | 0 | 0 | 0 | #N/A | #N/A | 0 | 0 | 0 | 0 | 0 | #N/A | #N/A | 0 | #N/A | #N/A | #N/A | #N/A
8 | 16 | 13 | 1 | #N/A | #N/A | 1 | 1 | 0 | 0 | 0 | 0 | 0 | #N/A | #N/A | 0 | 0 | 0 | 0 | 0 | #N/A | #N/A | 0 | #N/A | #N/A | #N/A | #N/A
8 | 16 | 14 | 1 | #N/A | #N/A | 1 | 1 | 0 | 0 | 0 | 0 | 0 | #N/A | #N/A | 0 | 0 | 0 | 0 | 0 | #N/A | #N/A | 0 | #N/A | #N/A | #N/A | #N/A
8 | 16 | 15 | 1 | #N/A | #N/A | 1 | 1 | 0 | 0 | 0 | 0 | 0 | #N/A | #N/A | 0 | 0 | 0 | 0 | 0 | #N/A | #N/A | 0 | #N/A | #N/A | #N/A | #N/A
8 | 16 | 16 | 1 | #N/A | #N/A | 1 | 1 | 0 | 0 | 0 | 0 | 0 | #N/A | #N/A | 0 | 0 | 0 | 0 | 0 | #N/A | #N/A | 0 | #N/A | #N/A | #N/A | #N/A
8 | 16 | 17 | 1 | #N/A | #N/A | 1 | 0 | 0 | 0 | 0 | 0 | 0 | #N/A | #N/A | 0 | 0 | 0 | 0 | 0 | #N/A | #N/A | 0 | #N/A | #N/A | #N/A | #N/A
8 | 16 | 18 | 1 | #N/A | #N/A | 1 | 0 | 0 | 0 | 0 | 0 | 0 | #N/A | #N/A | 0 | 0 | 0 | 0 | 0 | #N/A | #N/A | 0 | #N/A | #N/A | #N/A | #N/A
8 | 16 | 19 | 1 | #N/A | #N/A | 1 | 0 | 0 | 0 | 0 | 0 | 0 | #N/A | #N/A | 0 | 0 | 0 | 0 | 0 | #N/A | #N/A | 0 | #N/A | #N/A | #N/A | #N/A
8 | 16 | 20 | 1 | #N/A | #N/A | 1 | 0 | 0 | 0 | 0 | 0 | 0 | #N/A | #N/A | 0 | 0 | 0 | 0 | 0 | #N/A | #N/A | 0 | #N/A | #N/A | #N/A | #N/A
8 | 16 | 21 | 1 | #N/A | #N/A | 1 | 0 | 0 | 0 | 0 | 0 | 0 | #N/A | #N/A | 0 | 0 | 0 | 0 | 0 | #N/A | #N/A | 0 | #N/A | #N/A | #N/A | #N/A
8 | 16 | 22 | 1 | #N/A | #N/A | 1 | 0 | 0 | 0 | 0 | 0 | 0 | #N/A | #N/A | 0 | 0 | 0 | 0 | 0 | #N/A | #N/A | 0 | #N/A | #N/A | #N/A | #N/A
8 | 16 | 23 | 1 | #N/A | #N/A | 0 | 0 | 0 | 0 | 0 | 0 | 0 | #N/A | #N/A | 0 | 0 | 0 | 0 | 0 | #N/A | #N/A | 0 | #N/A | #N/A | #N/A | #N/A
8 | 16 | 24 | 1 | #N/A | #N/A | 0 | 0 | 0 | 0 | 0 | 0 | 0 | #N/A | #N/A | 0 | 0 | 0 | 0 | 0 | #N/A | #N/A | 0 | #N/A | #N/A | #N/A | #N/A
8 | 17 | 1 | 2 | #N/A | #N/A | 0 | 0 | 0 | 0 | 0 | 0 | 0 | #N/A | #N/A | 0 | 0 | 0 | 0 | 0 | #N/A | #N/A | 0 | #N/A | #N/A | #N/A | #N/A
8 | 17 | 2 | 2 | #N/A | #N/A | 0 | 0 | 0 | 0 | 0 | 0 | 0 | #N/A | #N/A | 0 | 0 | 0 | 0 | 0 | #N/A | #N/A | 0 | #N/A | #N/A | #N/A | #N/A
8 | 17 | 3 | 2 | #N/A | #N/A | 0 | 0 | 0 | 0 | 0 | 0 | 0 | #N/A | #N/A | 0 | 0 | 0 | 0 | 0 | #N/A | #N/A | 0 | #N/A | #N/A | #N/A | #N/A
8 | 17 | 4 | 2 | #N/A | #N/A | 0 | 0 | 0 | 0 | 0 | 0 | 0 | #N/A | #N/A | 0 | 0 | 0 | 0 | 0 | #N/A | #N/A | 0 | #N/A | #N/A | #N/A | #N/A
8 | 17 | 5 | 2 | #N/A | #N/A | 0 | 0 | 0 | 0 | 0 | 0 | 0 | #N/A | #N/A | 0 | 0 | 0 | 0 | 0 | #N/A | #N/A | 0 | #N/A | #N/A | #N/A | #N/A
8 | 17 | 6 | 2 | #N/A | #N/A | 1 | 0 | 0 | 0 | 0 | 0 | 0 | #N/A | #N/A | 0 | 0 | 0 | 0 | 0 | #N/A | #N/A | 0 | #N/A | #N/A | #N/A | #N/A
8 | 17 | 7 | 2 | #N/A | #N/A | 1 | 0 | 0 | 0 | 0 | 0 | 0 | #N/A | #N/A | 0 | 0 | 0 | 0 | 0 | #N/A | #N/A | 0 | #N/A | #N/A | #N/A | #N/A
8 | 17 | 8 | 2 | #N/A | #N/A | 1 | 0 | 0 | 0 | 0 | 0 | 0 | #N/A | #N/A | 0 | 0 | 0 | 0 | 0 | #N/A | #N/A | 0 | #N/A | #N/A | #N/A | #N/A
8 | 17 | 9 | 2 | #N/A | #N/A | 1 | 0 | 0 | 0 | 0 | 0 | 0 | #N/A | #N/A | 0 | 0 | 0 | 0 | 0 | #N/A | #N/A | 0 | #N/A | #N/A | #N/A | #N/A
8 | 17 | 10 | 2 | #N/A | #N/A | 1 | 0 | 0 | 0 | 0 | 0 | 0 | #N/A | #N/A | 0 | 0 | 0 | 0 | 0 | #N/A | #N/A | 0 | #N/A | #N/A | #N/A | #N/A
8 | 17 | 11 | 2 | #N/A | #N/A | 1 | 0 | 0 | 0 | 0 | 0 | 0 | #N/A | #N/A | 0 | 0 | 0 | 0 | 0 | #N/A | #N/A | 0 | #N/A | #N/A | #N/A | #N/A
8 | 17 | 12 | 2 | #N/A | #N/A | 1 | 0 | 0 | 0 | 0 | 0 | 0 | #N/A | #N/A | 0 | 0 | 0 | 0 | 0 | #N/A | #N/A | 0 | #N/A | #N/A | #N/A | #N/A
8 | 17 | 13 | 2 | #N/A | #N/A | 1 | 1 | 0 | 0 | 0 | 0 | 0 | #N/A | #N/A | 0 | 0 | 0 | 0 | 0 | #N/A | #N/A | 0 | #N/A | #N/A | #N/A | #N/A
8 | 17 | 14 | 2 | #N/A | #N/A | 1 | 1 | 0 | 0 | 0 | 0 | 0 | #N/A | #N/A | 0 | 0 | 0 | 0 | 0 | #N/A | #N/A | 0 | #N/A | #N/A | #N/A | #N/A
8 | 17 | 15 | 2 | #N/A | #N/A | 1 | 1 | 0 | 0 | 0 | 0 | 0 | #N/A | #N/A | 0 | 0 | 0 | 0 | 0 | #N/A | #N/A | 0 | #N/A | #N/A | #N/A | #N/A
8 | 17 | 16 | 2 | #N/A | #N/A | 1 | 1 | 0 | 0 | 0 | 0 | 0 | #N/A | #N/A | 0 | 0 | 0 | 0 | 0 | #N/A | #N/A | 0 | #N/A | #N/A | #N/A | #N/A
8 | 17 | 17 | 2 | #N/A | #N/A | 1 | 0 | 0 | 0 | 0 | 0 | 0 | #N/A | #N/A | 0 | 0 | 0 | 0 | 0 | #N/A | #N/A | 0 | #N/A | #N/A | #N/A | #N/A
8 | 17 | 18 | 2 | #N/A | #N/A | 1 | 0 | 0 | 0 | 0 | 0 | 0 | #N/A | #N/A | 0 | 0 | 0 | 0 | 0 | #N/A | #N/A | 0 | #N/A | #N/A | #N/A | #N/A
8 | 17 | 19 | 2 | #N/A | #N/A | 1 | 0 | 0 | 0 | 0 | 0 | 0 | #N/A | #N/A | 0 | 0 | 0 | 0 | 0 | #N/A | #N/A | 0 | #N/A | #N/A | #N/A | #N/A
8 | 17 | 20 | 2 | #N/A | #N/A | 1 | 0 | 0 | 0 | 0 | 0 | 0 | #N/A | #N/A | 0 | 0 | 0 | 0 | 0 | #N/A | #N/A | 0 | #N/A | #N/A | #N/A | #N/A
8 | 17 | 21 | 2 | #N/A | #N/A | 1 | 0 | 0 | 0 | 0 | 0 | 0 | #N/A | #N/A | 0 | 0 | 0 | 0 | 0 | #N/A | #N/A | 0 | #N/A | #N/A | #N/A | #N/A
8 | 17 | 22 | 2 | #N/A | #N/A | 1 | 0 | 0 | 0 | 0 | 0 | 0 | #N/A | #N/A | 0 | 0 | 0 | 0 | 0 | #N/A | #N/A | 0 | #N/A | #N/A | #N/A | #N/A
8 | 17 | 23 | 2 | #N/A | #N/A | 0 | 0 | 0 | 0 | 0 | 0 | 0 | #N/A | #N/A | 0 | 0 | 0 | 0 | 0 | #N/A | #N/A | 0 | #N/A | #N/A | #N/A | #N/A
8 | 17 | 24 | 2 | #N/A | #N/A | 0 | 0 | 0 | 0 | 0 | 0 | 0 | #N/A | #N/A | 0 | 0 | 0 | 0 | 0 | #N/A | #N/A | 0 | #N/A | #N/A | #N/A | #N/A
8 | 18 | 1 | 3 | #N/A | #N/A | 0 | 0 | 0 | 0 | 0 | 0 | 0 | #N/A | #N/A | 0 | 0 | 0 | 0 | 0 | #N/A | #N/A | 0 | #N/A | #N/A | #N/A | #N/A
8 | 18 | 2 | 3 | #N/A | #N/A | 0 | 0 | 0 | 0 | 0 | 0 | 0 | #N/A | #N/A | 0 | 0 | 0 | 0 | 0 | #N/A | #N/A | 0 | #N/A | #N/A | #N/A | #N/A
8 | 18 | 3 | 3 | #N/A | #N/A | 0 | 0 | 0 | 0 | 0 | 0 | 0 | #N/A | #N/A | 0 | 0 | 0 | 0 | 0 | #N/A | #N/A | 0 | #N/A | #N/A | #N/A | #N/A
8 | 18 | 4 | 3 | #N/A | #N/A | 0 | 0 | 0 | 0 | 0 | 0 | 0 | #N/A | #N/A | 0 | 0 | 0 | 0 | 0 | #N/A | #N/A | 0 | #N/A | #N/A | #N/A | #N/A
8 | 18 | 5 | 3 | #N/A | #N/A | 0 | 0 | 0 | 0 | 0 | 0 | 0 | #N/A | #N/A | 0 | 0 | 0 | 0 | 0 | #N/A | #N/A | 0 | #N/A | #N/A | #N/A | #N/A
8 | 18 | 6 | 3 | #N/A | #N/A | 1 | 0 | 0 | 0 | 0 | 0 | 0 | #N/A | #N/A | 0 | 0 | 0 | 0 | 0 | #N/A | #N/A | 0 | #N/A | #N/A | #N/A | #N/A
8 | 18 | 7 | 3 | #N/A | #N/A | 1 | 0 | 0 | 0 | 0 | 0 | 0 | #N/A | #N/A | 0 | 0 | 0 | 0 | 0 | #N/A | #N/A | 0 | #N/A | #N/A | #N/A | #N/A
8 | 18 | 8 | 3 | #N/A | #N/A | 1 | 0 | 0 | 0 | 0 | 0 | 0 | #N/A | #N/A | 0 | 0 | 0 | 0 | 0 | #N/A | #N/A | 0 | #N/A | #N/A | #N/A | #N/A
8 | 18 | 9 | 3 | #N/A | #N/A | 1 | 0 | 0 | 0 | 0 | 0 | 0 | #N/A | #N/A | 0 | 0 | 0 | 0 | 0 | #N/A | #N/A | 0 | #N/A | #N/A | #N/A | #N/A
8 | 18 | 10 | 3 | #N/A | #N/A | 1 | 0 | 0 | 0 | 0 | 0 | 0 | #N/A | #N/A | 0 | 0 | 0 | 0 | 0 | #N/A | #N/A | 0 | #N/A | #N/A | #N/A | #N/A
8 | 18 | 11 | 3 | #N/A | #N/A | 1 | 0 | 0 | 0 | 0 | 0 | 0 | #N/A | #N/A | 0 | 0 | 0 | 0 | 0 | #N/A | #N/A | 0 | #N/A | #N/A | #N/A | #N/A
8 | 18 | 12 | 3 | #N/A | #N/A | 1 | 0 | 0 | 0 | 0 | 0 | 0 | #N/A | #N/A | 0 | 0 | 0 | 0 | 0 | #N/A | #N/A | 0 | #N/A | #N/A | #N/A | #N/A
8 | 18 | 13 | 3 | #N/A | #N/A | 1 | 1 | 0 | 0 | 0 | 0 | 0 | #N/A | #N/A | 0 | 0 | 0 | 0 | 0 | #N/A | #N/A | 0 | #N/A | #N/A | #N/A | #N/A
8 | 18 | 14 | 3 | #N/A | #N/A | 1 | 1 | 0 | 0 | 0 | 0 | 0 | #N/A | #N/A | 0 | 0 | 0 | 0 | 0 | #N/A | #N/A | 0 | #N/A | #N/A | #N/A | #N/A
8 | 18 | 15 | 3 | #N/A | #N/A | 1 | 1 | 0 | 0 | 0 | 0 | 0 | #N/A | #N/A | 0 | 0 | 0 | 0 | 0 | #N/A | #N/A | 0 | #N/A | #N/A | #N/A | #N/A
8 | 18 | 16 | 3 | #N/A | #N/A | 1 | 1 | 0 | 0 | 0 | 0 | 0 | #N/A | #N/A | 0 | 0 | 0 | 0 | 0 | #N/A | #N/A | 0 | #N/A | #N/A | #N/A | #N/A
8 | 18 | 17 | 3 | #N/A | #N/A | 1 | 0 | 0 | 0 | 0 | 0 | 0 | #N/A | #N/A | 0 | 0 | 0 | 0 | 0 | #N/A | #N/A | 0 | #N/A | #N/A | #N/A | #N/A
8 | 18 | 18 | 3 | #N/A | #N/A | 1 | 0 | 0 | 0 | 0 | 0 | 0 | #N/A | #N/A | 0 | 0 | 0 | 0 | 0 | #N/A | #N/A | 0 | #N/A | #N/A | #N/A | #N/A
8 | 18 | 19 | 3 | #N/A | #N/A | 1 | 0 | 0 | 0 | 0 | 0 | 0 | #N/A | #N/A | 0 | 0 | 0 | 0 | 0 | #N/A | #N/A | 0 | #N/A | #N/A | #N/A | #N/A
8 | 18 | 20 | 3 | #N/A | #N/A | 1 | 0 | 0 | 0 | 0 | 0 | 0 | #N/A | #N/A | 0 | 0 | 0 | 0 | 0 | #N/A | #N/A | 0 | #N/A | #N/A | #N/A | #N/A
8 | 18 | 21 | 3 | #N/A | #N/A | 1 | 0 | 0 | 0 | 0 | 0 | 0 | #N/A | #N/A | 0 | 0 | 0 | 0 | 0 | #N/A | #N/A | 0 | #N/A | #N/A | #N/A | #N/A
8 | 18 | 22 | 3 | #N/A | #N/A | 1 | 0 | 0 | 0 | 0 | 0 | 0 | #N/A | #N/A | 0 | 0 | 0 | 0 | 0 | #N/A | #N/A | 0 | #N/A | #N/A | #N/A | #N/A
8 | 18 | 23 | 3 | #N/A | #N/A | 0 | 0 | 0 | 0 | 0 | 0 | 0 | #N/A | #N/A | 0 | 0 | 0 | 0 | 0 | #N/A | #N/A | 0 | #N/A | #N/A | #N/A | #N/A
8 | 18 | 24 | 3 | #N/A | #N/A | 0 | 0 | 0 | 0 | 0 | 0 | 0 | #N/A | #N/A | 0 | 0 | 0 | 0 | 0 | #N/A | #N/A | 0 | #N/A | #N/A | #N/A | #N/A
8 | 19 | 1 | 4 | #N/A | #N/A | 0 | 0 | 0 | 0 | 0 | 0 | 0 | #N/A | #N/A | 0 | 0 | 0 | 0 | 0 | #N/A | #N/A | 0 | #N/A | #N/A | #N/A | #N/A
8 | 19 | 2 | 4 | #N/A | #N/A | 0 | 0 | 0 | 0 | 0 | 0 | 0 | #N/A | #N/A | 0 | 0 | 0 | 0 | 0 | #N/A | #N/A | 0 | #N/A | #N/A | #N/A | #N/A
8 | 19 | 3 | 4 | #N/A | #N/A | 0 | 0 | 0 | 0 | 0 | 0 | 0 | #N/A | #N/A | 0 | 0 | 0 | 0 | 0 | #N/A | #N/A | 0 | #N/A | #N/A | #N/A | #N/A
8 | 19 | 4 | 4 | #N/A | #N/A | 0 | 0 | 0 | 0 | 0 | 0 | 0 | #N/A | #N/A | 0 | 0 | 0 | 0 | 0 | #N/A | #N/A | 0 | #N/A | #N/A | #N/A | #N/A
8 | 19 | 5 | 4 | #N/A | #N/A | 0 | 0 | 0 | 0 | 0 | 0 | 0 | #N/A | #N/A | 0 | 0 | 0 | 0 | 0 | #N/A | #N/A | 0 | #N/A | #N/A | #N/A | #N/A
8 | 19 | 6 | 4 | #N/A | #N/A | 1 | 0 | 0 | 0 | 0 | 0 | 0 | #N/A | #N/A | 0 | 0 | 0 | 0 | 0 | #N/A | #N/A | 0 | #N/A | #N/A | #N/A | #N/A
8 | 19 | 7 | 4 | #N/A | #N/A | 1 | 0 | 0 | 0 | 0 | 0 | 0 | #N/A | #N/A | 0 | 0 | 0 | 0 | 0 | #N/A | #N/A | 0 | #N/A | #N/A | #N/A | #N/A
8 | 19 | 8 | 4 | #N/A | #N/A | 1 | 0 | 0 | 0 | 0 | 0 | 0 | #N/A | #N/A | 0 | 0 | 0 | 0 | 0 | #N/A | #N/A | 0 | #N/A | #N/A | #N/A | #N/A
8 | 19 | 9 | 4 | #N/A | #N/A | 1 | 0 | 0 | 0 | 0 | 0 | 0 | #N/A | #N/A | 0 | 0 | 0 | 0 | 0 | #N/A | #N/A | 0 | #N/A | #N/A | #N/A | #N/A
8 | 19 | 10 | 4 | #N/A | #N/A | 1 | 0 | 0 | 0 | 0 | 0 | 0 | #N/A | #N/A | 0 | 0 | 0 | 0 | 0 | #N/A | #N/A | 0 | #N/A | #N/A | #N/A | #N/A
8 | 19 | 11 | 4 | #N/A | #N/A | 1 | 0 | 0 | 0 | 0 | 0 | 0 | #N/A | #N/A | 0 | 0 | 0 | 0 | 0 | #N/A | #N/A | 0 | #N/A | #N/A | #N/A | #N/A
8 | 19 | 12 | 4 | #N/A | #N/A | 1 | 0 | 0 | 0 | 0 | 0 | 0 | #N/A | #N/A | 0 | 0 | 0 | 0 | 0 | #N/A | #N/A | 0 | #N/A | #N/A | #N/A | #N/A
8 | 19 | 13 | 4 | #N/A | #N/A | 1 | 1 | 0 | 0 | 0 | 0 | 0 | #N/A | #N/A | 0 | 0 | 0 | 0 | 0 | #N/A | #N/A | 0 | #N/A | #N/A | #N/A | #N/A
8 | 19 | 14 | 4 | #N/A | #N/A | 1 | 1 | 0 | 0 | 0 | 0 | 0 | #N/A | #N/A | 0 | 0 | 0 | 0 | 0 | #N/A | #N/A | 0 | #N/A | #N/A | #N/A | #N/A
8 | 19 | 15 | 4 | #N/A | #N/A | 1 | 1 | 0 | 0 | 0 | 0 | 0 | #N/A | #N/A | 0 | 0 | 0 | 0 | 0 | #N/A | #N/A | 0 | #N/A | #N/A | #N/A | #N/A
8 | 19 | 16 | 4 | #N/A | #N/A | 1 | 1 | 0 | 0 | 0 | 0 | 0 | #N/A | #N/A | 0 | 0 | 0 | 0 | 0 | #N/A | #N/A | 0 | #N/A | #N/A | #N/A | #N/A
8 | 19 | 17 | 4 | #N/A | #N/A | 1 | 0 | 0 | 0 | 0 | 0 | 0 | #N/A | #N/A | 0 | 0 | 0 | 0 | 0 | #N/A | #N/A | 0 | #N/A | #N/A | #N/A | #N/A
8 | 19 | 18 | 4 | #N/A | #N/A | 1 | 0 | 0 | 0 | 0 | 0 | 0 | #N/A | #N/A | 0 | 0 | 0 | 0 | 0 | #N/A | #N/A | 0 | #N/A | #N/A | #N/A | #N/A
8 | 19 | 19 | 4 | #N/A | #N/A | 1 | 0 | 0 | 0 | 0 | 0 | 0 | #N/A | #N/A | 0 | 0 | 0 | 0 | 0 | #N/A | #N/A | 0 | #N/A | #N/A | #N/A | #N/A
8 | 19 | 20 | 4 | #N/A | #N/A | 1 | 0 | 0 | 0 | 0 | 0 | 0 | #N/A | #N/A | 0 | 0 | 0 | 0 | 0 | #N/A | #N/A | 0 | #N/A | #N/A | #N/A | #N/A
8 | 19 | 21 | 4 | #N/A | #N/A | 1 | 0 | 0 | 0 | 0 | 0 | 0 | #N/A | #N/A | 0 | 0 | 0 | 0 | 0 | #N/A | #N/A | 0 | #N/A | #N/A | #N/A | #N/A
8 | 19 | 22 | 4 | #N/A | #N/A | 1 | 0 | 0 | 0 | 0 | 0 | 0 | #N/A | #N/A | 0 | 0 | 0 | 0 | 0 | #N/A | #N/A | 0 | #N/A | #N/A | #N/A | #N/A
8 | 19 | 23 | 4 | #N/A | #N/A | 0 | 0 | 0 | 0 | 0 | 0 | 0 | #N/A | #N/A | 0 | 0 | 0 | 0 | 0 | #N/A | #N/A | 0 | #N/A | #N/A | #N/A | #N/A
8 | 19 | 24 | 4 | #N/A | #N/A | 0 | 0 | 0 | 0 | 0 | 0 | 0 | #N/A | #N/A | 0 | 0 | 0 | 0 | 0 | #N/A | #N/A | 0 | #N/A | #N/A | #N/A | #N/A
8 | 20 | 1 | 5 | #N/A | #N/A | 0 | 0 | 0 | 0 | 0 | 0 | 0 | #N/A | #N/A | 0 | 0 | 0 | 0 | 0 | #N/A | #N/A | 0 | #N/A | #N/A | #N/A | #N/A
8 | 20 | 2 | 5 | #N/A | #N/A | 0 | 0 | 0 | 0 | 0 | 0 | 0 | #N/A | #N/A | 0 | 0 | 0 | 0 | 0 | #N/A | #N/A | 0 | #N/A | #N/A | #N/A | #N/A
8 | 20 | 3 | 5 | #N/A | #N/A | 0 | 0 | 0 | 0 | 0 | 0 | 0 | #N/A | #N/A | 0 | 0 | 0 | 0 | 0 | #N/A | #N/A | 0 | #N/A | #N/A | #N/A | #N/A
8 | 20 | 4 | 5 | #N/A | #N/A | 0 | 0 | 0 | 0 | 0 | 0 | 0 | #N/A | #N/A | 0 | 0 | 0 | 0 | 0 | #N/A | #N/A | 0 | #N/A | #N/A | #N/A | #N/A
8 | 20 | 5 | 5 | #N/A | #N/A | 0 | 0 | 0 | 0 | 0 | 0 | 0 | #N/A | #N/A | 0 | 0 | 0 | 0 | 0 | #N/A | #N/A | 0 | #N/A | #N/A | #N/A | #N/A
8 | 20 | 6 | 5 | #N/A | #N/A | 1 | 0 | 0 | 0 | 0 | 0 | 0 | #N/A | #N/A | 0 | 0 | 0 | 0 | 0 | #N/A | #N/A | 0 | #N/A | #N/A | #N/A | #N/A
8 | 20 | 7 | 5 | #N/A | #N/A | 1 | 0 | 0 | 0 | 0 | 0 | 0 | #N/A | #N/A | 0 | 0 | 0 | 0 | 0 | #N/A | #N/A | 0 | #N/A | #N/A | #N/A | #N/A
8 | 20 | 8 | 5 | #N/A | #N/A | 1 | 0 | 0 | 0 | 0 | 0 | 0 | #N/A | #N/A | 0 | 0 | 0 | 0 | 0 | #N/A | #N/A | 0 | #N/A | #N/A | #N/A | #N/A
8 | 20 | 9 | 5 | #N/A | #N/A | 1 | 0 | 0 | 0 | 0 | 0 | 0 | #N/A | #N/A | 0 | 0 | 0 | 0 | 0 | #N/A | #N/A | 0 | #N/A | #N/A | #N/A | #N/A
8 | 20 | 10 | 5 | #N/A | #N/A | 1 | 0 | 0 | 0 | 0 | 0 | 0 | #N/A | #N/A | 0 | 0 | 0 | 0 | 0 | #N/A | #N/A | 0 | #N/A | #N/A | #N/A | #N/A
8 | 20 | 11 | 5 | #N/A | #N/A | 1 | 0 | 0 | 0 | 0 | 0 | 0 | #N/A | #N/A | 0 | 0 | 0 | 0 | 0 | #N/A | #N/A | 0 | #N/A | #N/A | #N/A | #N/A
8 | 20 | 12 | 5 | #N/A | #N/A | 1 | 0 | 0 | 0 | 0 | 0 | 0 | #N/A | #N/A | 0 | 0 | 0 | 0 | 0 | #N/A | #N/A | 0 | #N/A | #N/A | #N/A | #N/A
8 | 20 | 13 | 5 | #N/A | #N/A | 1 | 1 | 0 | 0 | 0 | 0 | 0 | #N/A | #N/A | 0 | 0 | 0 | 0 | 0 | #N/A | #N/A | 0 | #N/A | #N/A | #N/A | #N/A
8 | 20 | 14 | 5 | #N/A | #N/A | 1 | 1 | 0 | 0 | 0 | 0 | 0 | #N/A | #N/A | 0 | 0 | 0 | 0 | 0 | #N/A | #N/A | 0 | #N/A | #N/A | #N/A | #N/A
8 | 20 | 15 | 5 | #N/A | #N/A | 1 | 1 | 0 | 0 | 0 | 0 | 0 | #N/A | #N/A | 0 | 0 | 0 | 0 | 0 | #N/A | #N/A | 0 | #N/A | #N/A | #N/A | #N/A
8 | 20 | 16 | 5 | #N/A | #N/A | 1 | 1 | 0 | 0 | 0 | 0 | 0 | #N/A | #N/A | 0 | 0 | 0 | 0 | 0 | #N/A | #N/A | 0 | #N/A | #N/A | #N/A | #N/A
8 | 20 | 17 | 5 | #N/A | #N/A | 1 | 0 | 0 | 0 | 0 | 0 | 0 | #N/A | #N/A | 0 | 0 | 0 | 0 | 0 | #N/A | #N/A | 0 | #N/A | #N/A | #N/A | #N/A
8 | 20 | 18 | 5 | #N/A | #N/A | 1 | 0 | 0 | 0 | 0 | 0 | 0 | #N/A | #N/A | 0 | 0 | 0 | 0 | 0 | #N/A | #N/A | 0 | #N/A | #N/A | #N/A | #N/A
8 | 20 | 19 | 5 | #N/A | #N/A | 1 | 0 | 0 | 0 | 0 | 0 | 0 | #N/A | #N/A | 0 | 0 | 0 | 0 | 0 | #N/A | #N/A | 0 | #N/A | #N/A | #N/A | #N/A
8 | 20 | 20 | 5 | #N/A | #N/A | 1 | 0 | 0 | 0 | 0 | 0 | 0 | #N/A | #N/A | 0 | 0 | 0 | 0 | 0 | #N/A | #N/A | 0 | #N/A | #N/A | #N/A | #N/A
8 | 20 | 21 | 5 | #N/A | #N/A | 1 | 0 | 0 | 0 | 0 | 0 | 0 | #N/A | #N/A | 0 | 0 | 0 | 0 | 0 | #N/A | #N/A | 0 | #N/A | #N/A | #N/A | #N/A
8 | 20 | 22 | 5 | #N/A | #N/A | 1 | 0 | 0 | 0 | 0 | 0 | 0 | #N/A | #N/A | 0 | 0 | 0 | 0 | 0 | #N/A | #N/A | 0 | #N/A | #N/A | #N/A | #N/A
8 | 20 | 23 | 5 | #N/A | #N/A | 0 | 0 | 0 | 0 | 0 | 0 | 0 | #N/A | #N/A | 0 | 0 | 0 | 0 | 0 | #N/A | #N/A | 0 | #N/A | #N/A | #N/A | #N/A
8 | 20 | 24 | 5 | #N/A | #N/A | 0 | 0 | 0 | 0 | 0 | 0 | 0 | #N/A | #N/A | 0 | 0 | 0 | 0 | 0 | #N/A | #N/A | 0 | #N/A | #N/A | #N/A | #N/A
8 | 21 | 1 | 6 | #N/A | #N/A | 0 | 0 | 0 | 0 | 0 | 0 | 0 | #N/A | #N/A | 0 | 0 | 0 | 0 | 0 | #N/A | #N/A | 0 | #N/A | #N/A | #N/A | #N/A
8 | 21 | 2 | 6 | #N/A | #N/A | 0 | 0 | 0 | 0 | 0 | 0 | 0 | #N/A | #N/A | 0 | 0 | 0 | 0 | 0 | #N/A | #N/A | 0 | #N/A | #N/A | #N/A | #N/A
8 | 21 | 3 | 6 | #N/A | #N/A | 0 | 0 | 0 | 0 | 0 | 0 | 0 | #N/A | #N/A | 0 | 0 | 0 | 0 | 0 | #N/A | #N/A | 0 | #N/A | #N/A | #N/A | #N/A
8 | 21 | 4 | 6 | #N/A | #N/A | 0 | 0 | 0 | 0 | 0 | 0 | 0 | #N/A | #N/A | 0 | 0 | 0 | 0 | 0 | #N/A | #N/A | 0 | #N/A | #N/A | #N/A | #N/A
8 | 21 | 5 | 6 | #N/A | #N/A | 0 | 0 | 0 | 0 | 0 | 0 | 0 | #N/A | #N/A | 0 | 0 | 0 | 0 | 0 | #N/A | #N/A | 0 | #N/A | #N/A | #N/A | #N/A
8 | 21 | 6 | 6 | #N/A | #N/A | 0 | 0 | 0 | 0 | 0 | 0 | 0 | #N/A | #N/A | 0 | 0 | 0 | 0 | 0 | #N/A | #N/A | 0 | #N/A | #N/A | #N/A | #N/A
8 | 21 | 7 | 6 | #N/A | #N/A | 0 | 0 | 0 | 0 | 0 | 0 | 0 | #N/A | #N/A | 0 | 0 | 0 | 0 | 0 | #N/A | #N/A | 0 | #N/A | #N/A | #N/A | #N/A
8 | 21 | 8 | 6 | #N/A | #N/A | 0 | 0 | 0 | 0 | 0 | 0 | 0 | #N/A | #N/A | 0 | 0 | 0 | 0 | 0 | #N/A | #N/A | 0 | #N/A | #N/A | #N/A | #N/A
8 | 21 | 9 | 6 | #N/A | #N/A | 0 | 0 | 0 | 0 | 0 | 0 | 0 | #N/A | #N/A | 0 | 0 | 0 | 0 | 0 | #N/A | #N/A | 0 | #N/A | #N/A | #N/A | #N/A
8 | 21 | 10 | 6 | #N/A | #N/A | 0 | 0 | 0 | 0 | 0 | 0 | 0 | #N/A | #N/A | 0 | 0 | 0 | 0 | 0 | #N/A | #N/A | 0 | #N/A | #N/A | #N/A | #N/A
8 | 21 | 11 | 6 | #N/A | #N/A | 0 | 0 | 0 | 0 | 0 | 0 | 0 | #N/A | #N/A | 0 | 0 | 0 | 0 | 0 | #N/A | #N/A | 0 | #N/A | #N/A | #N/A | #N/A
8 | 21 | 12 | 6 | #N/A | #N/A | 0 | 0 | 0 | 0 | 0 | 0 | 0 | #N/A | #N/A | 0 | 0 | 0 | 0 | 0 | #N/A | #N/A | 0 | #N/A | #N/A | #N/A | #N/A
8 | 21 | 13 | 6 | #N/A | #N/A | 0 | 0 | 0 | 0 | 0 | 0 | 0 | #N/A | #N/A | 0 | 0 | 0 | 0 | 0 | #N/A | #N/A | 0 | #N/A | #N/A | #N/A | #N/A
8 | 21 | 14 | 6 | #N/A | #N/A | 0 | 0 | 0 | 0 | 0 | 0 | 0 | #N/A | #N/A | 0 | 0 | 0 | 0 | 0 | #N/A | #N/A | 0 | #N/A | #N/A | #N/A | #N/A
8 | 21 | 15 | 6 | #N/A | #N/A | 0 | 0 | 0 | 0 | 0 | 0 | 0 | #N/A | #N/A | 0 | 0 | 0 | 0 | 0 | #N/A | #N/A | 0 | #N/A | #N/A | #N/A | #N/A
8 | 21 | 16 | 6 | #N/A | #N/A | 0 | 0 | 0 | 0 | 0 | 0 | 0 | #N/A | #N/A | 0 | 0 | 0 | 0 | 0 | #N/A | #N/A | 0 | #N/A | #N/A | #N/A | #N/A
8 | 21 | 17 | 6 | #N/A | #N/A | 0 | 0 | 0 | 0 | 0 | 0 | 0 | #N/A | #N/A | 0 | 0 | 0 | 0 | 0 | #N/A | #N/A | 0 | #N/A | #N/A | #N/A | #N/A
8 | 21 | 18 | 6 | #N/A | #N/A | 0 | 0 | 0 | 0 | 0 | 0 | 0 | #N/A | #N/A | 0 | 0 | 0 | 0 | 0 | #N/A | #N/A | 0 | #N/A | #N/A | #N/A | #N/A
8 | 21 | 19 | 6 | #N/A | #N/A | 0 | 0 | 0 | 0 | 0 | 0 | 0 | #N/A | #N/A | 0 | 0 | 0 | 0 | 0 | #N/A | #N/A | 0 | #N/A | #N/A | #N/A | #N/A
8 | 21 | 20 | 6 | #N/A | #N/A | 0 | 0 | 0 | 0 | 0 | 0 | 0 | #N/A | #N/A | 0 | 0 | 0 | 0 | 0 | #N/A | #N/A | 0 | #N/A | #N/A | #N/A | #N/A
8 | 21 | 21 | 6 | #N/A | #N/A | 0 | 0 | 0 | 0 | 0 | 0 | 0 | #N/A | #N/A | 0 | 0 | 0 | 0 | 0 | #N/A | #N/A | 0 | #N/A | #N/A | #N/A | #N/A
8 | 21 | 22 | 6 | #N/A | #N/A | 0 | 0 | 0 | 0 | 0 | 0 | 0 | #N/A | #N/A | 0 | 0 | 0 | 0 | 0 | #N/A | #N/A | 0 | #N/A | #N/A | #N/A | #N/A
8 | 21 | 23 | 6 | #N/A | #N/A | 0 | 0 | 0 | 0 | 0 | 0 | 0 | #N/A | #N/A | 0 | 0 | 0 | 0 | 0 | #N/A | #N/A | 0 | #N/A | #N/A | #N/A | #N/A
8 | 21 | 24 | 6 | #N/A | #N/A | 0 | 0 | 0 | 0 | 0 | 0 | 0 | #N/A | #N/A | 0 | 0 | 0 | 0 | 0 | #N/A | #N/A | 0 | #N/A | #N/A | #N/A | #N/A
8 | 22 | 1 | 7 | #N/A | #N/A | 0 | 0 | 0 | 0 | 0 | 0 | 0 | #N/A | #N/A | 0 | 0 | 0 | 0 | 0 | #N/A | #N/A | 0 | #N/A | #N/A | #N/A | #N/A
8 | 22 | 2 | 7 | #N/A | #N/A | 0 | 0 | 0 | 0 | 0 | 0 | 0 | #N/A | #N/A | 0 | 0 | 0 | 0 | 0 | #N/A | #N/A | 0 | #N/A | #N/A | #N/A | #N/A
8 | 22 | 3 | 7 | #N/A | #N/A | 0 | 0 | 0 | 0 | 0 | 0 | 0 | #N/A | #N/A | 0 | 0 | 0 | 0 | 0 | #N/A | #N/A | 0 | #N/A | #N/A | #N/A | #N/A
8 | 22 | 4 | 7 | #N/A | #N/A | 0 | 0 | 0 | 0 | 0 | 0 | 0 | #N/A | #N/A | 0 | 0 | 0 | 0 | 0 | #N/A | #N/A | 0 | #N/A | #N/A | #N/A | #N/A
8 | 22 | 5 | 7 | #N/A | #N/A | 0 | 0 | 0 | 0 | 0 | 0 | 0 | #N/A | #N/A | 0 | 0 | 0 | 0 | 0 | #N/A | #N/A | 0 | #N/A | #N/A | #N/A | #N/A
8 | 22 | 6 | 7 | #N/A | #N/A | 0 | 0 | 0 | 0 | 0 | 0 | 0 | #N/A | #N/A | 0 | 0 | 0 | 0 | 0 | #N/A | #N/A | 0 | #N/A | #N/A | #N/A | #N/A
8 | 22 | 7 | 7 | #N/A | #N/A | 0 | 0 | 0 | 0 | 0 | 0 | 0 | #N/A | #N/A | 0 | 0 | 0 | 0 | 0 | #N/A | #N/A | 0 | #N/A | #N/A | #N/A | #N/A
8 | 22 | 8 | 7 | #N/A | #N/A | 0 | 0 | 0 | 0 | 0 | 0 | 0 | #N/A | #N/A | 0 | 0 | 0 | 0 | 0 | #N/A | #N/A | 0 | #N/A | #N/A | #N/A | #N/A
8 | 22 | 9 | 7 | #N/A | #N/A | 0 | 0 | 0 | 0 | 0 | 0 | 0 | #N/A | #N/A | 0 | 0 | 0 | 0 | 0 | #N/A | #N/A | 0 | #N/A | #N/A | #N/A | #N/A
8 | 22 | 10 | 7 | #N/A | #N/A | 0 | 0 | 0 | 0 | 0 | 0 | 0 | #N/A | #N/A | 0 | 0 | 0 | 0 | 0 | #N/A | #N/A | 0 | #N/A | #N/A | #N/A | #N/A
8 | 22 | 11 | 7 | #N/A | #N/A | 0 | 0 | 0 | 0 | 0 | 0 | 0 | #N/A | #N/A | 0 | 0 | 0 | 0 | 0 | #N/A | #N/A | 0 | #N/A | #N/A | #N/A | #N/A
8 | 22 | 12 | 7 | #N/A | #N/A | 0 | 0 | 0 | 0 | 0 | 0 | 0 | #N/A | #N/A | 0 | 0 | 0 | 0 | 0 | #N/A | #N/A | 0 | #N/A | #N/A | #N/A | #N/A
8 | 22 | 13 | 7 | #N/A | #N/A | 0 | 0 | 0 | 0 | 0 | 0 | 0 | #N/A | #N/A | 0 | 0 | 0 | 0 | 0 | #N/A | #N/A | 0 | #N/A | #N/A | #N/A | #N/A
8 | 22 | 14 | 7 | #N/A | #N/A | 0 | 0 | 0 | 0 | 0 | 0 | 0 | #N/A | #N/A | 0 | 0 | 0 | 0 | 0 | #N/A | #N/A | 0 | #N/A | #N/A | #N/A | #N/A
8 | 22 | 15 | 7 | #N/A | #N/A | 0 | 0 | 0 | 0 | 0 | 0 | 0 | #N/A | #N/A | 0 | 0 | 0 | 0 | 0 | #N/A | #N/A | 0 | #N/A | #N/A | #N/A | #N/A
8 | 22 | 16 | 7 | #N/A | #N/A | 0 | 0 | 0 | 0 | 0 | 0 | 0 | #N/A | #N/A | 0 | 0 | 0 | 0 | 0 | #N/A | #N/A | 0 | #N/A | #N/A | #N/A | #N/A
8 | 22 | 17 | 7 | #N/A | #N/A | 0 | 0 | 0 | 0 | 0 | 0 | 0 | #N/A | #N/A | 0 | 0 | 0 | 0 | 0 | #N/A | #N/A | 0 | #N/A | #N/A | #N/A | #N/A
8 | 22 | 18 | 7 | #N/A | #N/A | 0 | 0 | 0 | 0 | 0 | 0 | 0 | #N/A | #N/A | 0 | 0 | 0 | 0 | 0 | #N/A | #N/A | 0 | #N/A | #N/A | #N/A | #N/A
8 | 22 | 19 | 7 | #N/A | #N/A | 0 | 0 | 0 | 0 | 0 | 0 | 0 | #N/A | #N/A | 0 | 0 | 0 | 0 | 0 | #N/A | #N/A | 0 | #N/A | #N/A | #N/A | #N/A
8 | 22 | 20 | 7 | #N/A | #N/A | 0 | 0 | 0 | 0 | 0 | 0 | 0 | #N/A | #N/A | 0 | 0 | 0 | 0 | 0 | #N/A | #N/A | 0 | #N/A | #N/A | #N/A | #N/A
8 | 22 | 21 | 7 | #N/A | #N/A | 0 | 0 | 0 | 0 | 0 | 0 | 0 | #N/A | #N/A | 0 | 0 | 0 | 0 | 0 | #N/A | #N/A | 0 | #N/A | #N/A | #N/A | #N/A
8 | 22 | 22 | 7 | #N/A | #N/A | 0 | 0 | 0 | 0 | 0 | 0 | 0 | #N/A | #N/A | 0 | 0 | 0 | 0 | 0 | #N/A | #N/A | 0 | #N/A | #N/A | #N/A | #N/A
8 | 22 | 23 | 7 | #N/A | #N/A | 0 | 0 | 0 | 0 | 0 | 0 | 0 | #N/A | #N/A | 0 | 0 | 0 | 0 | 0 | #N/A | #N/A | 0 | #N/A | #N/A | #N/A | #N/A
8 | 22 | 24 | 7 | #N/A | #N/A | 0 | 0 | 0 | 0 | 0 | 0 | 0 | #N/A | #N/A | 0 | 0 | 0 | 0 | 0 | #N/A | #N/A | 0 | #N/A | #N/A | #N/A | #N/A
8 | 23 | 1 | 1 | #N/A | #N/A | 0 | 0 | 0 | 0 | 0 | 0 | 0 | #N/A | #N/A | 0 | 0 | 0 | 0 | 0 | #N/A | #N/A | 0 | #N/A | #N/A | #N/A | #N/A
8 | 23 | 2 | 1 | #N/A | #N/A | 0 | 0 | 0 | 0 | 0 | 0 | 0 | #N/A | #N/A | 0 | 0 | 0 | 0 | 0 | #N/A | #N/A | 0 | #N/A | #N/A | #N/A | #N/A
8 | 23 | 3 | 1 | #N/A | #N/A | 0 | 0 | 0 | 0 | 0 | 0 | 0 | #N/A | #N/A | 0 | 0 | 0 | 0 | 0 | #N/A | #N/A | 0 | #N/A | #N/A | #N/A | #N/A
8 | 23 | 4 | 1 | #N/A | #N/A | 0 | 0 | 0 | 0 | 0 | 0 | 0 | #N/A | #N/A | 0 | 0 | 0 | 0 | 0 | #N/A | #N/A | 0 | #N/A | #N/A | #N/A | #N/A
8 | 23 | 5 | 1 | #N/A | #N/A | 0 | 0 | 0 | 0 | 0 | 0 | 0 | #N/A | #N/A | 0 | 0 | 0 | 0 | 0 | #N/A | #N/A | 0 | #N/A | #N/A | #N/A | #N/A
8 | 23 | 6 | 1 | #N/A | #N/A | 1 | 0 | 0 | 0 | 0 | 0 | 0 | #N/A | #N/A | 0 | 0 | 0 | 0 | 0 | #N/A | #N/A | 0 | #N/A | #N/A | #N/A | #N/A
8 | 23 | 7 | 1 | #N/A | #N/A | 1 | 0 | 0 | 0 | 0 | 0 | 0 | #N/A | #N/A | 0 | 0 | 0 | 0 | 0 | #N/A | #N/A | 0 | #N/A | #N/A | #N/A | #N/A
8 | 23 | 8 | 1 | #N/A | #N/A | 1 | 0 | 0 | 0 | 0 | 0 | 0 | #N/A | #N/A | 0 | 0 | 0 | 0 | 0 | #N/A | #N/A | 0 | #N/A | #N/A | #N/A | #N/A
8 | 23 | 9 | 1 | #N/A | #N/A | 1 | 0 | 0 | 0 | 0 | 0 | 0 | #N/A | #N/A | 0 | 0 | 0 | 0 | 0 | #N/A | #N/A | 0 | #N/A | #N/A | #N/A | #N/A
8 | 23 | 10 | 1 | #N/A | #N/A | 1 | 0 | 0 | 0 | 0 | 0 | 0 | #N/A | #N/A | 0 | 0 | 0 | 0 | 0 | #N/A | #N/A | 0 | #N/A | #N/A | #N/A | #N/A
8 | 23 | 11 | 1 | #N/A | #N/A | 1 | 0 | 0 | 0 | 0 | 0 | 0 | #N/A | #N/A | 0 | 0 | 0 | 0 | 0 | #N/A | #N/A | 0 | #N/A | #N/A | #N/A | #N/A
8 | 23 | 12 | 1 | #N/A | #N/A | 1 | 0 | 0 | 0 | 0 | 0 | 0 | #N/A | #N/A | 0 | 0 | 0 | 0 | 0 | #N/A | #N/A | 0 | #N/A | #N/A | #N/A | #N/A
8 | 23 | 13 | 1 | #N/A | #N/A | 1 | 1 | 0 | 0 | 0 | 0 | 0 | #N/A | #N/A | 0 | 0 | 0 | 0 | 0 | #N/A | #N/A | 0 | #N/A | #N/A | #N/A | #N/A
8 | 23 | 14 | 1 | #N/A | #N/A | 1 | 1 | 0 | 0 | 0 | 0 | 0 | #N/A | #N/A | 0 | 0 | 0 | 0 | 0 | #N/A | #N/A | 0 | #N/A | #N/A | #N/A | #N/A
8 | 23 | 15 | 1 | #N/A | #N/A | 1 | 1 | 0 | 0 | 0 | 0 | 0 | #N/A | #N/A | 0 | 0 | 0 | 0 | 0 | #N/A | #N/A | 0 | #N/A | #N/A | #N/A | #N/A
8 | 23 | 16 | 1 | #N/A | #N/A | 1 | 1 | 0 | 0 | 0 | 0 | 0 | #N/A | #N/A | 0 | 0 | 0 | 0 | 0 | #N/A | #N/A | 0 | #N/A | #N/A | #N/A | #N/A
8 | 23 | 17 | 1 | #N/A | #N/A | 1 | 0 | 0 | 0 | 0 | 0 | 0 | #N/A | #N/A | 0 | 0 | 0 | 0 | 0 | #N/A | #N/A | 0 | #N/A | #N/A | #N/A | #N/A
8 | 23 | 18 | 1 | #N/A | #N/A | 1 | 0 | 0 | 0 | 0 | 0 | 0 | #N/A | #N/A | 0 | 0 | 0 | 0 | 0 | #N/A | #N/A | 0 | #N/A | #N/A | #N/A | #N/A
8 | 23 | 19 | 1 | #N/A | #N/A | 1 | 0 | 0 | 0 | 0 | 0 | 0 | #N/A | #N/A | 0 | 0 | 0 | 0 | 0 | #N/A | #N/A | 0 | #N/A | #N/A | #N/A | #N/A
8 | 23 | 20 | 1 | #N/A | #N/A | 1 | 0 | 0 | 0 | 0 | 0 | 0 | #N/A | #N/A | 0 | 0 | 0 | 0 | 0 | #N/A | #N/A | 0 | #N/A | #N/A | #N/A | #N/A
8 | 23 | 21 | 1 | #N/A | #N/A | 1 | 0 | 0 | 0 | 0 | 0 | 0 | #N/A | #N/A | 0 | 0 | 0 | 0 | 0 | #N/A | #N/A | 0 | #N/A | #N/A | #N/A | #N/A
8 | 23 | 22 | 1 | #N/A | #N/A | 1 | 0 | 0 | 0 | 0 | 0 | 0 | #N/A | #N/A | 0 | 0 | 0 | 0 | 0 | #N/A | #N/A | 0 | #N/A | #N/A | #N/A | #N/A
8 | 23 | 23 | 1 | #N/A | #N/A | 0 | 0 | 0 | 0 | 0 | 0 | 0 | #N/A | #N/A | 0 | 0 | 0 | 0 | 0 | #N/A | #N/A | 0 | #N/A | #N/A | #N/A | #N/A
8 | 23 | 24 | 1 | #N/A | #N/A | 0 | 0 | 0 | 0 | 0 | 0 | 0 | #N/A | #N/A | 0 | 0 | 0 | 0 | 0 | #N/A | #N/A | 0 | #N/A | #N/A | #N/A | #N/A
8 | 24 | 1 | 2 | #N/A | #N/A | 0 | 0 | 0 | 0 | 0 | 0 | 0 | #N/A | #N/A | 0 | 0 | 0 | 0 | 0 | #N/A | #N/A | 0 | #N/A | #N/A | #N/A | #N/A
8 | 24 | 2 | 2 | #N/A | #N/A | 0 | 0 | 0 | 0 | 0 | 0 | 0 | #N/A | #N/A | 0 | 0 | 0 | 0 | 0 | #N/A | #N/A | 0 | #N/A | #N/A | #N/A | #N/A
8 | 24 | 3 | 2 | #N/A | #N/A | 0 | 0 | 0 | 0 | 0 | 0 | 0 | #N/A | #N/A | 0 | 0 | 0 | 0 | 0 | #N/A | #N/A | 0 | #N/A | #N/A | #N/A | #N/A
8 | 24 | 4 | 2 | #N/A | #N/A | 0 | 0 | 0 | 0 | 0 | 0 | 0 | #N/A | #N/A | 0 | 0 | 0 | 0 | 0 | #N/A | #N/A | 0 | #N/A | #N/A | #N/A | #N/A
8 | 24 | 5 | 2 | #N/A | #N/A | 0 | 0 | 0 | 0 | 0 | 0 | 0 | #N/A | #N/A | 0 | 0 | 0 | 0 | 0 | #N/A | #N/A | 0 | #N/A | #N/A | #N/A | #N/A
8 | 24 | 6 | 2 | #N/A | #N/A | 1 | 0 | 0 | 0 | 0 | 0 | 0 | #N/A | #N/A | 0 | 0 | 0 | 0 | 0 | #N/A | #N/A | 0 | #N/A | #N/A | #N/A | #N/A
8 | 24 | 7 | 2 | #N/A | #N/A | 1 | 0 | 0 | 0 | 0 | 0 | 0 | #N/A | #N/A | 0 | 0 | 0 | 0 | 0 | #N/A | #N/A | 0 | #N/A | #N/A | #N/A | #N/A
8 | 24 | 8 | 2 | #N/A | #N/A | 1 | 0 | 0 | 0 | 0 | 0 | 0 | #N/A | #N/A | 0 | 0 | 0 | 0 | 0 | #N/A | #N/A | 0 | #N/A | #N/A | #N/A | #N/A
8 | 24 | 9 | 2 | #N/A | #N/A | 1 | 0 | 0 | 0 | 0 | 0 | 0 | #N/A | #N/A | 0 | 0 | 0 | 0 | 0 | #N/A | #N/A | 0 | #N/A | #N/A | #N/A | #N/A
8 | 24 | 10 | 2 | #N/A | #N/A | 1 | 0 | 0 | 0 | 0 | 0 | 0 | #N/A | #N/A | 0 | 0 | 0 | 0 | 0 | #N/A | #N/A | 0 | #N/A | #N/A | #N/A | #N/A
8 | 24 | 11 | 2 | #N/A | #N/A | 1 | 0 | 0 | 0 | 0 | 0 | 0 | #N/A | #N/A | 0 | 0 | 0 | 0 | 0 | #N/A | #N/A | 0 | #N/A | #N/A | #N/A | #N/A
8 | 24 | 12 | 2 | #N/A | #N/A | 1 | 0 | 0 | 0 | 0 | 0 | 0 | #N/A | #N/A | 0 | 0 | 0 | 0 | 0 | #N/A | #N/A | 0 | #N/A | #N/A | #N/A | #N/A
8 | 24 | 13 | 2 | #N/A | #N/A | 1 | 1 | 0 | 0 | 0 | 0 | 0 | #N/A | #N/A | 0 | 0 | 0 | 0 | 0 | #N/A | #N/A | 0 | #N/A | #N/A | #N/A | #N/A
8 | 24 | 14 | 2 | #N/A | #N/A | 1 | 1 | 0 | 0 | 0 | 0 | 0 | #N/A | #N/A | 0 | 0 | 0 | 0 | 0 | #N/A | #N/A | 0 | #N/A | #N/A | #N/A | #N/A
8 | 24 | 15 | 2 | #N/A | #N/A | 1 | 1 | 0 | 0 | 0 | 0 | 0 | #N/A | #N/A | 0 | 0 | 0 | 0 | 0 | #N/A | #N/A | 0 | #N/A | #N/A | #N/A | #N/A
8 | 24 | 16 | 2 | #N/A | #N/A | 1 | 1 | 0 | 0 | 0 | 0 | 0 | #N/A | #N/A | 0 | 0 | 0 | 0 | 0 | #N/A | #N/A | 0 | #N/A | #N/A | #N/A | #N/A
8 | 24 | 17 | 2 | #N/A | #N/A | 1 | 0 | 0 | 0 | 0 | 0 | 0 | #N/A | #N/A | 0 | 0 | 0 | 0 | 0 | #N/A | #N/A | 0 | #N/A | #N/A | #N/A | #N/A
8 | 24 | 18 | 2 | #N/A | #N/A | 1 | 0 | 0 | 0 | 0 | 0 | 0 | #N/A | #N/A | 0 | 0 | 0 | 0 | 0 | #N/A | #N/A | 0 | #N/A | #N/A | #N/A | #N/A
8 | 24 | 19 | 2 | #N/A | #N/A | 1 | 0 | 0 | 0 | 0 | 0 | 0 | #N/A | #N/A | 0 | 0 | 0 | 0 | 0 | #N/A | #N/A | 0 | #N/A | #N/A | #N/A | #N/A
8 | 24 | 20 | 2 | #N/A | #N/A | 1 | 0 | 0 | 0 | 0 | 0 | 0 | #N/A | #N/A | 0 | 0 | 0 | 0 | 0 | #N/A | #N/A | 0 | #N/A | #N/A | #N/A | #N/A
8 | 24 | 21 | 2 | #N/A | #N/A | 1 | 0 | 0 | 0 | 0 | 0 | 0 | #N/A | #N/A | 0 | 0 | 0 | 0 | 0 | #N/A | #N/A | 0 | #N/A | #N/A | #N/A | #N/A
8 | 24 | 22 | 2 | #N/A | #N/A | 1 | 0 | 0 | 0 | 0 | 0 | 0 | #N/A | #N/A | 0 | 0 | 0 | 0 | 0 | #N/A | #N/A | 0 | #N/A | #N/A | #N/A | #N/A
8 | 24 | 23 | 2 | #N/A | #N/A | 0 | 0 | 0 | 0 | 0 | 0 | 0 | #N/A | #N/A | 0 | 0 | 0 | 0 | 0 | #N/A | #N/A | 0 | #N/A | #N/A | #N/A | #N/A
8 | 24 | 24 | 2 | #N/A | #N/A | 0 | 0 | 0 | 0 | 0 | 0 | 0 | #N/A | #N/A | 0 | 0 | 0 | 0 | 0 | #N/A | #N/A | 0 | #N/A | #N/A | #N/A | #N/A
8 | 25 | 1 | 3 | #N/A | #N/A | 0 | 0 | 0 | 0 | 0 | 0 | 0 | #N/A | #N/A | 0 | 0 | 0 | 0 | 0 | #N/A | #N/A | 0 | #N/A | #N/A | #N/A | #N/A
8 | 25 | 2 | 3 | #N/A | #N/A | 0 | 0 | 0 | 0 | 0 | 0 | 0 | #N/A | #N/A | 0 | 0 | 0 | 0 | 0 | #N/A | #N/A | 0 | #N/A | #N/A | #N/A | #N/A
8 | 25 | 3 | 3 | #N/A | #N/A | 0 | 0 | 0 | 0 | 0 | 0 | 0 | #N/A | #N/A | 0 | 0 | 0 | 0 | 0 | #N/A | #N/A | 0 | #N/A | #N/A | #N/A | #N/A
8 | 25 | 4 | 3 | #N/A | #N/A | 0 | 0 | 0 | 0 | 0 | 0 | 0 | #N/A | #N/A | 0 | 0 | 0 | 0 | 0 | #N/A | #N/A | 0 | #N/A | #N/A | #N/A | #N/A
8 | 25 | 5 | 3 | #N/A | #N/A | 0 | 0 | 0 | 0 | 0 | 0 | 0 | #N/A | #N/A | 0 | 0 | 0 | 0 | 0 | #N/A | #N/A | 0 | #N/A | #N/A | #N/A | #N/A
8 | 25 | 6 | 3 | #N/A | #N/A | 1 | 0 | 0 | 0 | 0 | 0 | 0 | #N/A | #N/A | 0 | 0 | 0 | 0 | 0 | #N/A | #N/A | 0 | #N/A | #N/A | #N/A | #N/A
8 | 25 | 7 | 3 | #N/A | #N/A | 1 | 0 | 0 | 0 | 0 | 0 | 0 | #N/A | #N/A | 0 | 0 | 0 | 0 | 0 | #N/A | #N/A | 0 | #N/A | #N/A | #N/A | #N/A
8 | 25 | 8 | 3 | #N/A | #N/A | 1 | 0 | 0 | 0 | 0 | 0 | 0 | #N/A | #N/A | 0 | 0 | 0 | 0 | 0 | #N/A | #N/A | 0 | #N/A | #N/A | #N/A | #N/A
8 | 25 | 9 | 3 | #N/A | #N/A | 1 | 0 | 0 | 0 | 0 | 0 | 0 | #N/A | #N/A | 0 | 0 | 0 | 0 | 0 | #N/A | #N/A | 0 | #N/A | #N/A | #N/A | #N/A
8 | 25 | 10 | 3 | #N/A | #N/A | 1 | 0 | 0 | 0 | 0 | 0 | 0 | #N/A | #N/A | 0 | 0 | 0 | 0 | 0 | #N/A | #N/A | 0 | #N/A | #N/A | #N/A | #N/A
8 | 25 | 11 | 3 | #N/A | #N/A | 1 | 0 | 0 | 0 | 0 | 0 | 0 | #N/A | #N/A | 0 | 0 | 0 | 0 | 0 | #N/A | #N/A | 0 | #N/A | #N/A | #N/A | #N/A
8 | 25 | 12 | 3 | #N/A | #N/A | 1 | 0 | 0 | 0 | 0 | 0 | 0 | #N/A | #N/A | 0 | 0 | 0 | 0 | 0 | #N/A | #N/A | 0 | #N/A | #N/A | #N/A | #N/A
8 | 25 | 13 | 3 | #N/A | #N/A | 1 | 1 | 0 | 0 | 0 | 0 | 0 | #N/A | #N/A | 0 | 0 | 0 | 0 | 0 | #N/A | #N/A | 0 | #N/A | #N/A | #N/A | #N/A
8 | 25 | 14 | 3 | #N/A | #N/A | 1 | 1 | 0 | 0 | 0 | 0 | 0 | #N/A | #N/A | 0 | 0 | 0 | 0 | 0 | #N/A | #N/A | 0 | #N/A | #N/A | #N/A | #N/A
8 | 25 | 15 | 3 | #N/A | #N/A | 1 | 1 | 0 | 0 | 0 | 0 | 0 | #N/A | #N/A | 0 | 0 | 0 | 0 | 0 | #N/A | #N/A | 0 | #N/A | #N/A | #N/A | #N/A
8 | 25 | 16 | 3 | #N/A | #N/A | 1 | 1 | 0 | 0 | 0 | 0 | 0 | #N/A | #N/A | 0 | 0 | 0 | 0 | 0 | #N/A | #N/A | 0 | #N/A | #N/A | #N/A | #N/A
8 | 25 | 17 | 3 | #N/A | #N/A | 1 | 0 | 0 | 0 | 0 | 0 | 0 | #N/A | #N/A | 0 | 0 | 0 | 0 | 0 | #N/A | #N/A | 0 | #N/A | #N/A | #N/A | #N/A
8 | 25 | 18 | 3 | #N/A | #N/A | 1 | 0 | 0 | 0 | 0 | 0 | 0 | #N/A | #N/A | 0 | 0 | 0 | 0 | 0 | #N/A | #N/A | 0 | #N/A | #N/A | #N/A | #N/A
8 | 25 | 19 | 3 | #N/A | #N/A | 1 | 0 | 0 | 0 | 0 | 0 | 0 | #N/A | #N/A | 0 | 0 | 0 | 0 | 0 | #N/A | #N/A | 0 | #N/A | #N/A | #N/A | #N/A
8 | 25 | 20 | 3 | #N/A | #N/A | 1 | 0 | 0 | 0 | 0 | 0 | 0 | #N/A | #N/A | 0 | 0 | 0 | 0 | 0 | #N/A | #N/A | 0 | #N/A | #N/A | #N/A | #N/A
8 | 25 | 21 | 3 | #N/A | #N/A | 1 | 0 | 0 | 0 | 0 | 0 | 0 | #N/A | #N/A | 0 | 0 | 0 | 0 | 0 | #N/A | #N/A | 0 | #N/A | #N/A | #N/A | #N/A
8 | 25 | 22 | 3 | #N/A | #N/A | 1 | 0 | 0 | 0 | 0 | 0 | 0 | #N/A | #N/A | 0 | 0 | 0 | 0 | 0 | #N/A | #N/A | 0 | #N/A | #N/A | #N/A | #N/A
8 | 25 | 23 | 3 | #N/A | #N/A | 0 | 0 | 0 | 0 | 0 | 0 | 0 | #N/A | #N/A | 0 | 0 | 0 | 0 | 0 | #N/A | #N/A | 0 | #N/A | #N/A | #N/A | #N/A
8 | 25 | 24 | 3 | #N/A | #N/A | 0 | 0 | 0 | 0 | 0 | 0 | 0 | #N/A | #N/A | 0 | 0 | 0 | 0 | 0 | #N/A | #N/A | 0 | #N/A | #N/A | #N/A | #N/A
8 | 26 | 1 | 4 | #N/A | #N/A | 0 | 0 | 0 | 0 | 0 | 0 | 0 | #N/A | #N/A | 0 | 0 | 0 | 0 | 0 | #N/A | #N/A | 0 | #N/A | #N/A | #N/A | #N/A
8 | 26 | 2 | 4 | #N/A | #N/A | 0 | 0 | 0 | 0 | 0 | 0 | 0 | #N/A | #N/A | 0 | 0 | 0 | 0 | 0 | #N/A | #N/A | 0 | #N/A | #N/A | #N/A | #N/A
8 | 26 | 3 | 4 | #N/A | #N/A | 0 | 0 | 0 | 0 | 0 | 0 | 0 | #N/A | #N/A | 0 | 0 | 0 | 0 | 0 | #N/A | #N/A | 0 | #N/A | #N/A | #N/A | #N/A
8 | 26 | 4 | 4 | #N/A | #N/A | 0 | 0 | 0 | 0 | 0 | 0 | 0 | #N/A | #N/A | 0 | 0 | 0 | 0 | 0 | #N/A | #N/A | 0 | #N/A | #N/A | #N/A | #N/A
8 | 26 | 5 | 4 | #N/A | #N/A | 0 | 0 | 0 | 0 | 0 | 0 | 0 | #N/A | #N/A | 0 | 0 | 0 | 0 | 0 | #N/A | #N/A | 0 | #N/A | #N/A | #N/A | #N/A
8 | 26 | 6 | 4 | #N/A | #N/A | 1 | 0 | 0 | 0 | 0 | 0 | 0 | #N/A | #N/A | 0 | 0 | 0 | 0 | 0 | #N/A | #N/A | 0 | #N/A | #N/A | #N/A | #N/A
8 | 26 | 7 | 4 | #N/A | #N/A | 1 | 0 | 0 | 0 | 0 | 0 | 0 | #N/A | #N/A | 0 | 0 | 0 | 0 | 0 | #N/A | #N/A | 0 | #N/A | #N/A | #N/A | #N/A
8 | 26 | 8 | 4 | #N/A | #N/A | 1 | 0 | 0 | 0 | 0 | 0 | 0 | #N/A | #N/A | 0 | 0 | 0 | 0 | 0 | #N/A | #N/A | 0 | #N/A | #N/A | #N/A | #N/A
8 | 26 | 9 | 4 | #N/A | #N/A | 1 | 0 | 0 | 0 | 0 | 0 | 0 | #N/A | #N/A | 0 | 0 | 0 | 0 | 0 | #N/A | #N/A | 0 | #N/A | #N/A | #N/A | #N/A
8 | 26 | 10 | 4 | #N/A | #N/A | 1 | 0 | 0 | 0 | 0 | 0 | 0 | #N/A | #N/A | 0 | 0 | 0 | 0 | 0 | #N/A | #N/A | 0 | #N/A | #N/A | #N/A | #N/A
8 | 26 | 11 | 4 | #N/A | #N/A | 1 | 0 | 0 | 0 | 0 | 0 | 0 | #N/A | #N/A | 0 | 0 | 0 | 0 | 0 | #N/A | #N/A | 0 | #N/A | #N/A | #N/A | #N/A
8 | 26 | 12 | 4 | #N/A | #N/A | 1 | 0 | 0 | 0 | 0 | 0 | 0 | #N/A | #N/A | 0 | 0 | 0 | 0 | 0 | #N/A | #N/A | 0 | #N/A | #N/A | #N/A | #N/A
8 | 26 | 13 | 4 | #N/A | #N/A | 1 | 1 | 0 | 0 | 0 | 0 | 0 | #N/A | #N/A | 0 | 0 | 0 | 0 | 0 | #N/A | #N/A | 0 | #N/A | #N/A | #N/A | #N/A
8 | 26 | 14 | 4 | #N/A | #N/A | 1 | 1 | 0 | 0 | 0 | 0 | 0 | #N/A | #N/A | 0 | 0 | 0 | 0 | 0 | #N/A | #N/A | 0 | #N/A | #N/A | #N/A | #N/A
8 | 26 | 15 | 4 | #N/A | #N/A | 1 | 1 | 0 | 0 | 0 | 0 | 0 | #N/A | #N/A | 0 | 0 | 0 | 0 | 0 | #N/A | #N/A | 0 | #N/A | #N/A | #N/A | #N/A
8 | 26 | 16 | 4 | #N/A | #N/A | 1 | 1 | 0 | 0 | 0 | 0 | 0 | #N/A | #N/A | 0 | 0 | 0 | 0 | 0 | #N/A | #N/A | 0 | #N/A | #N/A | #N/A | #N/A
8 | 26 | 17 | 4 | #N/A | #N/A | 1 | 0 | 0 | 0 | 0 | 0 | 0 | #N/A | #N/A | 0 | 0 | 0 | 0 | 0 | #N/A | #N/A | 0 | #N/A | #N/A | #N/A | #N/A
8 | 26 | 18 | 4 | #N/A | #N/A | 1 | 0 | 0 | 0 | 0 | 0 | 0 | #N/A | #N/A | 0 | 0 | 0 | 0 | 0 | #N/A | #N/A | 0 | #N/A | #N/A | #N/A | #N/A
8 | 26 | 19 | 4 | #N/A | #N/A | 1 | 0 | 0 | 0 | 0 | 0 | 0 | #N/A | #N/A | 0 | 0 | 0 | 0 | 0 | #N/A | #N/A | 0 | #N/A | #N/A | #N/A | #N/A
8 | 26 | 20 | 4 | #N/A | #N/A | 1 | 0 | 0 | 0 | 0 | 0 | 0 | #N/A | #N/A | 0 | 0 | 0 | 0 | 0 | #N/A | #N/A | 0 | #N/A | #N/A | #N/A | #N/A
8 | 26 | 21 | 4 | #N/A | #N/A | 1 | 0 | 0 | 0 | 0 | 0 | 0 | #N/A | #N/A | 0 | 0 | 0 | 0 | 0 | #N/A | #N/A | 0 | #N/A | #N/A | #N/A | #N/A
8 | 26 | 22 | 4 | #N/A | #N/A | 1 | 0 | 0 | 0 | 0 | 0 | 0 | #N/A | #N/A | 0 | 0 | 0 | 0 | 0 | #N/A | #N/A | 0 | #N/A | #N/A | #N/A | #N/A
8 | 26 | 23 | 4 | #N/A | #N/A | 0 | 0 | 0 | 0 | 0 | 0 | 0 | #N/A | #N/A | 0 | 0 | 0 | 0 | 0 | #N/A | #N/A | 0 | #N/A | #N/A | #N/A | #N/A
8 | 26 | 24 | 4 | #N/A | #N/A | 0 | 0 | 0 | 0 | 0 | 0 | 0 | #N/A | #N/A | 0 | 0 | 0 | 0 | 0 | #N/A | #N/A | 0 | #N/A | #N/A | #N/A | #N/A
8 | 27 | 1 | 5 | #N/A | #N/A | 0 | 0 | 0 | 0 | 0 | 0 | 0 | #N/A | #N/A | 0 | 0 | 0 | 0 | 0 | #N/A | #N/A | 0 | #N/A | #N/A | #N/A | #N/A
8 | 27 | 2 | 5 | #N/A | #N/A | 0 | 0 | 0 | 0 | 0 | 0 | 0 | #N/A | #N/A | 0 | 0 | 0 | 0 | 0 | #N/A | #N/A | 0 | #N/A | #N/A | #N/A | #N/A
8 | 27 | 3 | 5 | #N/A | #N/A | 0 | 0 | 0 | 0 | 0 | 0 | 0 | #N/A | #N/A | 0 | 0 | 0 | 0 | 0 | #N/A | #N/A | 0 | #N/A | #N/A | #N/A | #N/A
8 | 27 | 4 | 5 | #N/A | #N/A | 0 | 0 | 0 | 0 | 0 | 0 | 0 | #N/A | #N/A | 0 | 0 | 0 | 0 | 0 | #N/A | #N/A | 0 | #N/A | #N/A | #N/A | #N/A
8 | 27 | 5 | 5 | #N/A | #N/A | 0 | 0 | 0 | 0 | 0 | 0 | 0 | #N/A | #N/A | 0 | 0 | 0 | 0 | 0 | #N/A | #N/A | 0 | #N/A | #N/A | #N/A | #N/A
8 | 27 | 6 | 5 | #N/A | #N/A | 1 | 0 | 0 | 0 | 0 | 0 | 0 | #N/A | #N/A | 0 | 0 | 0 | 0 | 0 | #N/A | #N/A | 0 | #N/A | #N/A | #N/A | #N/A
8 | 27 | 7 | 5 | #N/A | #N/A | 1 | 0 | 0 | 0 | 0 | 0 | 0 | #N/A | #N/A | 0 | 0 | 0 | 0 | 0 | #N/A | #N/A | 0 | #N/A | #N/A | #N/A | #N/A
8 | 27 | 8 | 5 | #N/A | #N/A | 1 | 0 | 0 | 0 | 0 | 0 | 0 | #N/A | #N/A | 0 | 0 | 0 | 0 | 0 | #N/A | #N/A | 0 | #N/A | #N/A | #N/A | #N/A
8 | 27 | 9 | 5 | #N/A | #N/A | 1 | 0 | 0 | 0 | 0 | 0 | 0 | #N/A | #N/A | 0 | 0 | 0 | 0 | 0 | #N/A | #N/A | 0 | #N/A | #N/A | #N/A | #N/A
8 | 27 | 10 | 5 | #N/A | #N/A | 1 | 0 | 0 | 0 | 0 | 0 | 0 | #N/A | #N/A | 0 | 0 | 0 | 0 | 0 | #N/A | #N/A | 0 | #N/A | #N/A | #N/A | #N/A
8 | 27 | 11 | 5 | #N/A | #N/A | 1 | 0 | 0 | 0 | 0 | 0 | 0 | #N/A | #N/A | 0 | 0 | 0 | 0 | 0 | #N/A | #N/A | 0 | #N/A | #N/A | #N/A | #N/A
8 | 27 | 12 | 5 | #N/A | #N/A | 1 | 0 | 0 | 0 | 0 | 0 | 0 | #N/A | #N/A | 0 | 0 | 0 | 0 | 0 | #N/A | #N/A | 0 | #N/A | #N/A | #N/A | #N/A
8 | 27 | 13 | 5 | #N/A | #N/A | 1 | 1 | 0 | 0 | 0 | 0 | 0 | #N/A | #N/A | 0 | 0 | 0 | 0 | 0 | #N/A | #N/A | 0 | #N/A | #N/A | #N/A | #N/A
8 | 27 | 14 | 5 | #N/A | #N/A | 1 | 1 | 0 | 0 | 0 | 0 | 0 | #N/A | #N/A | 0 | 0 | 0 | 0 | 0 | #N/A | #N/A | 0 | #N/A | #N/A | #N/A | #N/A
8 | 27 | 15 | 5 | #N/A | #N/A | 1 | 1 | 0 | 0 | 0 | 0 | 0 | #N/A | #N/A | 0 | 0 | 0 | 0 | 0 | #N/A | #N/A | 0 | #N/A | #N/A | #N/A | #N/A
8 | 27 | 16 | 5 | #N/A | #N/A | 1 | 1 | 0 | 0 | 0 | 0 | 0 | #N/A | #N/A | 0 | 0 | 0 | 0 | 0 | #N/A | #N/A | 0 | #N/A | #N/A | #N/A | #N/A
8 | 27 | 17 | 5 | #N/A | #N/A | 1 | 0 | 0 | 0 | 0 | 0 | 0 | #N/A | #N/A | 0 | 0 | 0 | 0 | 0 | #N/A | #N/A | 0 | #N/A | #N/A | #N/A | #N/A
8 | 27 | 18 | 5 | #N/A | #N/A | 1 | 0 | 0 | 0 | 0 | 0 | 0 | #N/A | #N/A | 0 | 0 | 0 | 0 | 0 | #N/A | #N/A | 0 | #N/A | #N/A | #N/A | #N/A
8 | 27 | 19 | 5 | #N/A | #N/A | 1 | 0 | 0 | 0 | 0 | 0 | 0 | #N/A | #N/A | 0 | 0 | 0 | 0 | 0 | #N/A | #N/A | 0 | #N/A | #N/A | #N/A | #N/A
8 | 27 | 20 | 5 | #N/A | #N/A | 1 | 0 | 0 | 0 | 0 | 0 | 0 | #N/A | #N/A | 0 | 0 | 0 | 0 | 0 | #N/A | #N/A | 0 | #N/A | #N/A | #N/A | #N/A
8 | 27 | 21 | 5 | #N/A | #N/A | 1 | 0 | 0 | 0 | 0 | 0 | 0 | #N/A | #N/A | 0 | 0 | 0 | 0 | 0 | #N/A | #N/A | 0 | #N/A | #N/A | #N/A | #N/A
8 | 27 | 22 | 5 | #N/A | #N/A | 1 | 0 | 0 | 0 | 0 | 0 | 0 | #N/A | #N/A | 0 | 0 | 0 | 0 | 0 | #N/A | #N/A | 0 | #N/A | #N/A | #N/A | #N/A
8 | 27 | 23 | 5 | #N/A | #N/A | 0 | 0 | 0 | 0 | 0 | 0 | 0 | #N/A | #N/A | 0 | 0 | 0 | 0 | 0 | #N/A | #N/A | 0 | #N/A | #N/A | #N/A | #N/A
8 | 27 | 24 | 5 | #N/A | #N/A | 0 | 0 | 0 | 0 | 0 | 0 | 0 | #N/A | #N/A | 0 | 0 | 0 | 0 | 0 | #N/A | #N/A | 0 | #N/A | #N/A | #N/A | #N/A
8 | 28 | 1 | 6 | #N/A | #N/A | 0 | 0 | 0 | 0 | 0 | 0 | 0 | #N/A | #N/A | 0 | 0 | 0 | 0 | 0 | #N/A | #N/A | 0 | #N/A | #N/A | #N/A | #N/A
8 | 28 | 2 | 6 | #N/A | #N/A | 0 | 0 | 0 | 0 | 0 | 0 | 0 | #N/A | #N/A | 0 | 0 | 0 | 0 | 0 | #N/A | #N/A | 0 | #N/A | #N/A | #N/A | #N/A
8 | 28 | 3 | 6 | #N/A | #N/A | 0 | 0 | 0 | 0 | 0 | 0 | 0 | #N/A | #N/A | 0 | 0 | 0 | 0 | 0 | #N/A | #N/A | 0 | #N/A | #N/A | #N/A | #N/A
8 | 28 | 4 | 6 | #N/A | #N/A | 0 | 0 | 0 | 0 | 0 | 0 | 0 | #N/A | #N/A | 0 | 0 | 0 | 0 | 0 | #N/A | #N/A | 0 | #N/A | #N/A | #N/A | #N/A
8 | 28 | 5 | 6 | #N/A | #N/A | 0 | 0 | 0 | 0 | 0 | 0 | 0 | #N/A | #N/A | 0 | 0 | 0 | 0 | 0 | #N/A | #N/A | 0 | #N/A | #N/A | #N/A | #N/A
8 | 28 | 6 | 6 | #N/A | #N/A | 0 | 0 | 0 | 0 | 0 | 0 | 0 | #N/A | #N/A | 0 | 0 | 0 | 0 | 0 | #N/A | #N/A | 0 | #N/A | #N/A | #N/A | #N/A
8 | 28 | 7 | 6 | #N/A | #N/A | 0 | 0 | 0 | 0 | 0 | 0 | 0 | #N/A | #N/A | 0 | 0 | 0 | 0 | 0 | #N/A | #N/A | 0 | #N/A | #N/A | #N/A | #N/A
8 | 28 | 8 | 6 | #N/A | #N/A | 0 | 0 | 0 | 0 | 0 | 0 | 0 | #N/A | #N/A | 0 | 0 | 0 | 0 | 0 | #N/A | #N/A | 0 | #N/A | #N/A | #N/A | #N/A
8 | 28 | 9 | 6 | #N/A | #N/A | 0 | 0 | 0 | 0 | 0 | 0 | 0 | #N/A | #N/A | 0 | 0 | 0 | 0 | 0 | #N/A | #N/A | 0 | #N/A | #N/A | #N/A | #N/A
8 | 28 | 10 | 6 | #N/A | #N/A | 0 | 0 | 0 | 0 | 0 | 0 | 0 | #N/A | #N/A | 0 | 0 | 0 | 0 | 0 | #N/A | #N/A | 0 | #N/A | #N/A | #N/A | #N/A
8 | 28 | 11 | 6 | #N/A | #N/A | 0 | 0 | 0 | 0 | 0 | 0 | 0 | #N/A | #N/A | 0 | 0 | 0 | 0 | 0 | #N/A | #N/A | 0 | #N/A | #N/A | #N/A | #N/A
8 | 28 | 12 | 6 | #N/A | #N/A | 0 | 0 | 0 | 0 | 0 | 0 | 0 | #N/A | #N/A | 0 | 0 | 0 | 0 | 0 | #N/A | #N/A | 0 | #N/A | #N/A | #N/A | #N/A
8 | 28 | 13 | 6 | #N/A | #N/A | 0 | 0 | 0 | 0 | 0 | 0 | 0 | #N/A | #N/A | 0 | 0 | 0 | 0 | 0 | #N/A | #N/A | 0 | #N/A | #N/A | #N/A | #N/A
8 | 28 | 14 | 6 | #N/A | #N/A | 0 | 0 | 0 | 0 | 0 | 0 | 0 | #N/A | #N/A | 0 | 0 | 0 | 0 | 0 | #N/A | #N/A | 0 | #N/A | #N/A | #N/A | #N/A
8 | 28 | 15 | 6 | #N/A | #N/A | 0 | 0 | 0 | 0 | 0 | 0 | 0 | #N/A | #N/A | 0 | 0 | 0 | 0 | 0 | #N/A | #N/A | 0 | #N/A | #N/A | #N/A | #N/A
8 | 28 | 16 | 6 | #N/A | #N/A | 0 | 0 | 0 | 0 | 0 | 0 | 0 | #N/A | #N/A | 0 | 0 | 0 | 0 | 0 | #N/A | #N/A | 0 | #N/A | #N/A | #N/A | #N/A
8 | 28 | 17 | 6 | #N/A | #N/A | 0 | 0 | 0 | 0 | 0 | 0 | 0 | #N/A | #N/A | 0 | 0 | 0 | 0 | 0 | #N/A | #N/A | 0 | #N/A | #N/A | #N/A | #N/A
8 | 28 | 18 | 6 | #N/A | #N/A | 0 | 0 | 0 | 0 | 0 | 0 | 0 | #N/A | #N/A | 0 | 0 | 0 | 0 | 0 | #N/A | #N/A | 0 | #N/A | #N/A | #N/A | #N/A
8 | 28 | 19 | 6 | #N/A | #N/A | 0 | 0 | 0 | 0 | 0 | 0 | 0 | #N/A | #N/A | 0 | 0 | 0 | 0 | 0 | #N/A | #N/A | 0 | #N/A | #N/A | #N/A | #N/A
8 | 28 | 20 | 6 | #N/A | #N/A | 0 | 0 | 0 | 0 | 0 | 0 | 0 | #N/A | #N/A | 0 | 0 | 0 | 0 | 0 | #N/A | #N/A | 0 | #N/A | #N/A | #N/A | #N/A
8 | 28 | 21 | 6 | #N/A | #N/A | 0 | 0 | 0 | 0 | 0 | 0 | 0 | #N/A | #N/A | 0 | 0 | 0 | 0 | 0 | #N/A | #N/A | 0 | #N/A | #N/A | #N/A | #N/A
8 | 28 | 22 | 6 | #N/A | #N/A | 0 | 0 | 0 | 0 | 0 | 0 | 0 | #N/A | #N/A | 0 | 0 | 0 | 0 | 0 | #N/A | #N/A | 0 | #N/A | #N/A | #N/A | #N/A
8 | 28 | 23 | 6 | #N/A | #N/A | 0 | 0 | 0 | 0 | 0 | 0 | 0 | #N/A | #N/A | 0 | 0 | 0 | 0 | 0 | #N/A | #N/A | 0 | #N/A | #N/A | #N/A | #N/A
8 | 28 | 24 | 6 | #N/A | #N/A | 0 | 0 | 0 | 0 | 0 | 0 | 0 | #N/A | #N/A | 0 | 0 | 0 | 0 | 0 | #N/A | #N/A | 0 | #N/A | #N/A | #N/A | #N/A
8 | 29 | 1 | 7 | #N/A | #N/A | 0 | 0 | 0 | 0 | 0 | 0 | 0 | #N/A | #N/A | 0 | 0 | 0 | 0 | 0 | #N/A | #N/A | 0 | #N/A | #N/A | #N/A | #N/A
8 | 29 | 2 | 7 | #N/A | #N/A | 0 | 0 | 0 | 0 | 0 | 0 | 0 | #N/A | #N/A | 0 | 0 | 0 | 0 | 0 | #N/A | #N/A | 0 | #N/A | #N/A | #N/A | #N/A
8 | 29 | 3 | 7 | #N/A | #N/A | 0 | 0 | 0 | 0 | 0 | 0 | 0 | #N/A | #N/A | 0 | 0 | 0 | 0 | 0 | #N/A | #N/A | 0 | #N/A | #N/A | #N/A | #N/A
8 | 29 | 4 | 7 | #N/A | #N/A | 0 | 0 | 0 | 0 | 0 | 0 | 0 | #N/A | #N/A | 0 | 0 | 0 | 0 | 0 | #N/A | #N/A | 0 | #N/A | #N/A | #N/A | #N/A
8 | 29 | 5 | 7 | #N/A | #N/A | 0 | 0 | 0 | 0 | 0 | 0 | 0 | #N/A | #N/A | 0 | 0 | 0 | 0 | 0 | #N/A | #N/A | 0 | #N/A | #N/A | #N/A | #N/A
8 | 29 | 6 | 7 | #N/A | #N/A | 0 | 0 | 0 | 0 | 0 | 0 | 0 | #N/A | #N/A | 0 | 0 | 0 | 0 | 0 | #N/A | #N/A | 0 | #N/A | #N/A | #N/A | #N/A
8 | 29 | 7 | 7 | #N/A | #N/A | 0 | 0 | 0 | 0 | 0 | 0 | 0 | #N/A | #N/A | 0 | 0 | 0 | 0 | 0 | #N/A | #N/A | 0 | #N/A | #N/A | #N/A | #N/A
8 | 29 | 8 | 7 | #N/A | #N/A | 0 | 0 | 0 | 0 | 0 | 0 | 0 | #N/A | #N/A | 0 | 0 | 0 | 0 | 0 | #N/A | #N/A | 0 | #N/A | #N/A | #N/A | #N/A
8 | 29 | 9 | 7 | #N/A | #N/A | 0 | 0 | 0 | 0 | 0 | 0 | 0 | #N/A | #N/A | 0 | 0 | 0 | 0 | 0 | #N/A | #N/A | 0 | #N/A | #N/A | #N/A | #N/A
8 | 29 | 10 | 7 | #N/A | #N/A | 0 | 0 | 0 | 0 | 0 | 0 | 0 | #N/A | #N/A | 0 | 0 | 0 | 0 | 0 | #N/A | #N/A | 0 | #N/A | #N/A | #N/A | #N/A
8 | 29 | 11 | 7 | #N/A | #N/A | 0 | 0 | 0 | 0 | 0 | 0 | 0 | #N/A | #N/A | 0 | 0 | 0 | 0 | 0 | #N/A | #N/A | 0 | #N/A | #N/A | #N/A | #N/A
8 | 29 | 12 | 7 | #N/A | #N/A | 0 | 0 | 0 | 0 | 0 | 0 | 0 | #N/A | #N/A | 0 | 0 | 0 | 0 | 0 | #N/A | #N/A | 0 | #N/A | #N/A | #N/A | #N/A
8 | 29 | 13 | 7 | #N/A | #N/A | 0 | 0 | 0 | 0 | 0 | 0 | 0 | #N/A | #N/A | 0 | 0 | 0 | 0 | 0 | #N/A | #N/A | 0 | #N/A | #N/A | #N/A | #N/A
8 | 29 | 14 | 7 | #N/A | #N/A | 0 | 0 | 0 | 0 | 0 | 0 | 0 | #N/A | #N/A | 0 | 0 | 0 | 0 | 0 | #N/A | #N/A | 0 | #N/A | #N/A | #N/A | #N/A
8 | 29 | 15 | 7 | #N/A | #N/A | 0 | 0 | 0 | 0 | 0 | 0 | 0 | #N/A | #N/A | 0 | 0 | 0 | 0 | 0 | #N/A | #N/A | 0 | #N/A | #N/A | #N/A | #N/A
8 | 29 | 16 | 7 | #N/A | #N/A | 0 | 0 | 0 | 0 | 0 | 0 | 0 | #N/A | #N/A | 0 | 0 | 0 | 0 | 0 | #N/A | #N/A | 0 | #N/A | #N/A | #N/A | #N/A
8 | 29 | 17 | 7 | #N/A | #N/A | 0 | 0 | 0 | 0 | 0 | 0 | 0 | #N/A | #N/A | 0 | 0 | 0 | 0 | 0 | #N/A | #N/A | 0 | #N/A | #N/A | #N/A | #N/A
8 | 29 | 18 | 7 | #N/A | #N/A | 0 | 0 | 0 | 0 | 0 | 0 | 0 | #N/A | #N/A | 0 | 0 | 0 | 0 | 0 | #N/A | #N/A | 0 | #N/A | #N/A | #N/A | #N/A
8 | 29 | 19 | 7 | #N/A | #N/A | 0 | 0 | 0 | 0 | 0 | 0 | 0 | #N/A | #N/A | 0 | 0 | 0 | 0 | 0 | #N/A | #N/A | 0 | #N/A | #N/A | #N/A | #N/A
8 | 29 | 20 | 7 | #N/A | #N/A | 0 | 0 | 0 | 0 | 0 | 0 | 0 | #N/A | #N/A | 0 | 0 | 0 | 0 | 0 | #N/A | #N/A | 0 | #N/A | #N/A | #N/A | #N/A
8 | 29 | 21 | 7 | #N/A | #N/A | 0 | 0 | 0 | 0 | 0 | 0 | 0 | #N/A | #N/A | 0 | 0 | 0 | 0 | 0 | #N/A | #N/A | 0 | #N/A | #N/A | #N/A | #N/A
8 | 29 | 22 | 7 | #N/A | #N/A | 0 | 0 | 0 | 0 | 0 | 0 | 0 | #N/A | #N/A | 0 | 0 | 0 | 0 | 0 | #N/A | #N/A | 0 | #N/A | #N/A | #N/A | #N/A
8 | 29 | 23 | 7 | #N/A | #N/A | 0 | 0 | 0 | 0 | 0 | 0 | 0 | #N/A | #N/A | 0 | 0 | 0 | 0 | 0 | #N/A | #N/A | 0 | #N/A | #N/A | #N/A | #N/A
8 | 29 | 24 | 7 | #N/A | #N/A | 0 | 0 | 0 | 0 | 0 | 0 | 0 | #N/A | #N/A | 0 | 0 | 0 | 0 | 0 | #N/A | #N/A | 0 | #N/A | #N/A | #N/A | #N/A
8 | 30 | 1 | 1 | #N/A | #N/A | 0 | 0 | 0 | 0 | 0 | 0 | 0 | #N/A | #N/A | 0 | 0 | 0 | 0 | 0 | #N/A | #N/A | 0 | #N/A | #N/A | #N/A | #N/A
8 | 30 | 2 | 1 | #N/A | #N/A | 0 | 0 | 0 | 0 | 0 | 0 | 0 | #N/A | #N/A | 0 | 0 | 0 | 0 | 0 | #N/A | #N/A | 0 | #N/A | #N/A | #N/A | #N/A
8 | 30 | 3 | 1 | #N/A | #N/A | 0 | 0 | 0 | 0 | 0 | 0 | 0 | #N/A | #N/A | 0 | 0 | 0 | 0 | 0 | #N/A | #N/A | 0 | #N/A | #N/A | #N/A | #N/A
8 | 30 | 4 | 1 | #N/A | #N/A | 0 | 0 | 0 | 0 | 0 | 0 | 0 | #N/A | #N/A | 0 | 0 | 0 | 0 | 0 | #N/A | #N/A | 0 | #N/A | #N/A | #N/A | #N/A
8 | 30 | 5 | 1 | #N/A | #N/A | 0 | 0 | 0 | 0 | 0 | 0 | 0 | #N/A | #N/A | 0 | 0 | 0 | 0 | 0 | #N/A | #N/A | 0 | #N/A | #N/A | #N/A | #N/A
8 | 30 | 6 | 1 | #N/A | #N/A | 1 | 0 | 0 | 0 | 0 | 0 | 0 | #N/A | #N/A | 0 | 0 | 0 | 0 | 0 | #N/A | #N/A | 0 | #N/A | #N/A | #N/A | #N/A
8 | 30 | 7 | 1 | #N/A | #N/A | 1 | 0 | 0 | 0 | 0 | 0 | 0 | #N/A | #N/A | 0 | 0 | 0 | 0 | 0 | #N/A | #N/A | 0 | #N/A | #N/A | #N/A | #N/A
8 | 30 | 8 | 1 | #N/A | #N/A | 1 | 0 | 0 | 0 | 0 | 0 | 0 | #N/A | #N/A | 0 | 0 | 0 | 0 | 0 | #N/A | #N/A | 0 | #N/A | #N/A | #N/A | #N/A
8 | 30 | 9 | 1 | #N/A | #N/A | 1 | 0 | 0 | 0 | 0 | 0 | 0 | #N/A | #N/A | 0 | 0 | 0 | 0 | 0 | #N/A | #N/A | 0 | #N/A | #N/A | #N/A | #N/A
8 | 30 | 10 | 1 | #N/A | #N/A | 1 | 0 | 0 | 0 | 0 | 0 | 0 | #N/A | #N/A | 0 | 0 | 0 | 0 | 0 | #N/A | #N/A | 0 | #N/A | #N/A | #N/A | #N/A
8 | 30 | 11 | 1 | #N/A | #N/A | 1 | 0 | 0 | 0 | 0 | 0 | 0 | #N/A | #N/A | 0 | 0 | 0 | 0 | 0 | #N/A | #N/A | 0 | #N/A | #N/A | #N/A | #N/A
8 | 30 | 12 | 1 | #N/A | #N/A | 1 | 0 | 0 | 0 | 0 | 0 | 0 | #N/A | #N/A | 0 | 0 | 0 | 0 | 0 | #N/A | #N/A | 0 | #N/A | #N/A | #N/A | #N/A
8 | 30 | 13 | 1 | #N/A | #N/A | 1 | 1 | 0 | 0 | 0 | 0 | 0 | #N/A | #N/A | 0 | 0 | 0 | 0 | 0 | #N/A | #N/A | 0 | #N/A | #N/A | #N/A | #N/A
8 | 30 | 14 | 1 | #N/A | #N/A | 1 | 1 | 0 | 0 | 0 | 0 | 0 | #N/A | #N/A | 0 | 0 | 0 | 0 | 0 | #N/A | #N/A | 0 | #N/A | #N/A | #N/A | #N/A
8 | 30 | 15 | 1 | #N/A | #N/A | 1 | 1 | 0 | 0 | 0 | 0 | 0 | #N/A | #N/A | 0 | 0 | 0 | 0 | 0 | #N/A | #N/A | 0 | #N/A | #N/A | #N/A | #N/A
8 | 30 | 16 | 1 | #N/A | #N/A | 1 | 1 | 0 | 0 | 0 | 0 | 0 | #N/A | #N/A | 0 | 0 | 0 | 0 | 0 | #N/A | #N/A | 0 | #N/A | #N/A | #N/A | #N/A
8 | 30 | 17 | 1 | #N/A | #N/A | 1 | 0 | 0 | 0 | 0 | 0 | 0 | #N/A | #N/A | 0 | 0 | 0 | 0 | 0 | #N/A | #N/A | 0 | #N/A | #N/A | #N/A | #N/A
8 | 30 | 18 | 1 | #N/A | #N/A | 1 | 0 | 0 | 0 | 0 | 0 | 0 | #N/A | #N/A | 0 | 0 | 0 | 0 | 0 | #N/A | #N/A | 0 | #N/A | #N/A | #N/A | #N/A
8 | 30 | 19 | 1 | #N/A | #N/A | 1 | 0 | 0 | 0 | 0 | 0 | 0 | #N/A | #N/A | 0 | 0 | 0 | 0 | 0 | #N/A | #N/A | 0 | #N/A | #N/A | #N/A | #N/A
8 | 30 | 20 | 1 | #N/A | #N/A | 1 | 0 | 0 | 0 | 0 | 0 | 0 | #N/A | #N/A | 0 | 0 | 0 | 0 | 0 | #N/A | #N/A | 0 | #N/A | #N/A | #N/A | #N/A
8 | 30 | 21 | 1 | #N/A | #N/A | 1 | 0 | 0 | 0 | 0 | 0 | 0 | #N/A | #N/A | 0 | 0 | 0 | 0 | 0 | #N/A | #N/A | 0 | #N/A | #N/A | #N/A | #N/A
8 | 30 | 22 | 1 | #N/A | #N/A | 1 | 0 | 0 | 0 | 0 | 0 | 0 | #N/A | #N/A | 0 | 0 | 0 | 0 | 0 | #N/A | #N/A | 0 | #N/A | #N/A | #N/A | #N/A
8 | 30 | 23 | 1 | #N/A | #N/A | 0 | 0 | 0 | 0 | 0 | 0 | 0 | #N/A | #N/A | 0 | 0 | 0 | 0 | 0 | #N/A | #N/A | 0 | #N/A | #N/A | #N/A | #N/A
8 | 30 | 24 | 1 | #N/A | #N/A | 0 | 0 | 0 | 0 | 0 | 0 | 0 | #N/A | #N/A | 0 | 0 | 0 | 0 | 0 | #N/A | #N/A | 0 | #N/A | #N/A | #N/A | #N/A
8 | 31 | 1 | 2 | #N/A | #N/A | 0 | 0 | 0 | 0 | 0 | 0 | 0 | #N/A | #N/A | 0 | 0 | 0 | 0 | 0 | #N/A | #N/A | 0 | #N/A | #N/A | #N/A | #N/A
8 | 31 | 2 | 2 | #N/A | #N/A | 0 | 0 | 0 | 0 | 0 | 0 | 0 | #N/A | #N/A | 0 | 0 | 0 | 0 | 0 | #N/A | #N/A | 0 | #N/A | #N/A | #N/A | #N/A
8 | 31 | 3 | 2 | #N/A | #N/A | 0 | 0 | 0 | 0 | 0 | 0 | 0 | #N/A | #N/A | 0 | 0 | 0 | 0 | 0 | #N/A | #N/A | 0 | #N/A | #N/A | #N/A | #N/A
8 | 31 | 4 | 2 | #N/A | #N/A | 0 | 0 | 0 | 0 | 0 | 0 | 0 | #N/A | #N/A | 0 | 0 | 0 | 0 | 0 | #N/A | #N/A | 0 | #N/A | #N/A | #N/A | #N/A
8 | 31 | 5 | 2 | #N/A | #N/A | 0 | 0 | 0 | 0 | 0 | 0 | 0 | #N/A | #N/A | 0 | 0 | 0 | 0 | 0 | #N/A | #N/A | 0 | #N/A | #N/A | #N/A | #N/A
8 | 31 | 6 | 2 | #N/A | #N/A | 1 | 0 | 0 | 0 | 0 | 0 | 0 | #N/A | #N/A | 0 | 0 | 0 | 0 | 0 | #N/A | #N/A | 0 | #N/A | #N/A | #N/A | #N/A
8 | 31 | 7 | 2 | #N/A | #N/A | 1 | 0 | 0 | 0 | 0 | 0 | 0 | #N/A | #N/A | 0 | 0 | 0 | 0 | 0 | #N/A | #N/A | 0 | #N/A | #N/A | #N/A | #N/A
8 | 31 | 8 | 2 | #N/A | #N/A | 1 | 0 | 0 | 0 | 0 | 0 | 0 | #N/A | #N/A | 0 | 0 | 0 | 0 | 0 | #N/A | #N/A | 0 | #N/A | #N/A | #N/A | #N/A
8 | 31 | 9 | 2 | #N/A | #N/A | 1 | 0 | 0 | 0 | 0 | 0 | 0 | #N/A | #N/A | 0 | 0 | 0 | 0 | 0 | #N/A | #N/A | 0 | #N/A | #N/A | #N/A | #N/A
8 | 31 | 10 | 2 | #N/A | #N/A | 1 | 0 | 0 | 0 | 0 | 0 | 0 | #N/A | #N/A | 0 | 0 | 0 | 0 | 0 | #N/A | #N/A | 0 | #N/A | #N/A | #N/A | #N/A
8 | 31 | 11 | 2 | #N/A | #N/A | 1 | 0 | 0 | 0 | 0 | 0 | 0 | #N/A | #N/A | 0 | 0 | 0 | 0 | 0 | #N/A | #N/A | 0 | #N/A | #N/A | #N/A | #N/A
8 | 31 | 12 | 2 | #N/A | #N/A | 1 | 0 | 0 | 0 | 0 | 0 | 0 | #N/A | #N/A | 0 | 0 | 0 | 0 | 0 | #N/A | #N/A | 0 | #N/A | #N/A | #N/A | #N/A
8 | 31 | 13 | 2 | #N/A | #N/A | 1 | 1 | 0 | 0 | 0 | 0 | 0 | #N/A | #N/A | 0 | 0 | 0 | 0 | 0 | #N/A | #N/A | 0 | #N/A | #N/A | #N/A | #N/A
8 | 31 | 14 | 2 | #N/A | #N/A | 1 | 1 | 0 | 0 | 0 | 0 | 0 | #N/A | #N/A | 0 | 0 | 0 | 0 | 0 | #N/A | #N/A | 0 | #N/A | #N/A | #N/A | #N/A
8 | 31 | 15 | 2 | #N/A | #N/A | 1 | 1 | 0 | 0 | 0 | 0 | 0 | #N/A | #N/A | 0 | 0 | 0 | 0 | 0 | #N/A | #N/A | 0 | #N/A | #N/A | #N/A | #N/A
8 | 31 | 16 | 2 | #N/A | #N/A | 1 | 1 | 0 | 0 | 0 | 0 | 0 | #N/A | #N/A | 0 | 0 | 0 | 0 | 0 | #N/A | #N/A | 0 | #N/A | #N/A | #N/A | #N/A
8 | 31 | 17 | 2 | #N/A | #N/A | 1 | 0 | 0 | 0 | 0 | 0 | 0 | #N/A | #N/A | 0 | 0 | 0 | 0 | 0 | #N/A | #N/A | 0 | #N/A | #N/A | #N/A | #N/A
8 | 31 | 18 | 2 | #N/A | #N/A | 1 | 0 | 0 | 0 | 0 | 0 | 0 | #N/A | #N/A | 0 | 0 | 0 | 0 | 0 | #N/A | #N/A | 0 | #N/A | #N/A | #N/A | #N/A
8 | 31 | 19 | 2 | #N/A | #N/A | 1 | 0 | 0 | 0 | 0 | 0 | 0 | #N/A | #N/A | 0 | 0 | 0 | 0 | 0 | #N/A | #N/A | 0 | #N/A | #N/A | #N/A | #N/A
8 | 31 | 20 | 2 | #N/A | #N/A | 1 | 0 | 0 | 0 | 0 | 0 | 0 | #N/A | #N/A | 0 | 0 | 0 | 0 | 0 | #N/A | #N/A | 0 | #N/A | #N/A | #N/A | #N/A
8 | 31 | 21 | 2 | #N/A | #N/A | 1 | 0 | 0 | 0 | 0 | 0 | 0 | #N/A | #N/A | 0 | 0 | 0 | 0 | 0 | #N/A | #N/A | 0 | #N/A | #N/A | #N/A | #N/A
8 | 31 | 22 | 2 | #N/A | #N/A | 1 | 0 | 0 | 0 | 0 | 0 | 0 | #N/A | #N/A | 0 | 0 | 0 | 0 | 0 | #N/A | #N/A | 0 | #N/A | #N/A | #N/A | #N/A
8 | 31 | 23 | 2 | #N/A | #N/A | 0 | 0 | 0 | 0 | 0 | 0 | 0 | #N/A | #N/A | 0 | 0 | 0 | 0 | 0 | #N/A | #N/A | 0 | #N/A | #N/A | #N/A | #N/A
8 | 31 | 24 | 2 | #N/A | #N/A | 0 | 0 | 0 | 0 | 0 | 0 | 0 | #N/A | #N/A | 0 | 0 | 0 | 0 | 0 | #N/A | #N/A | 0 | #N/A | #N/A | #N/A | #N/A
9 | 1 | 1 | 3 | #N/A | #N/A | 0 | 0 | 0 | 0 | 0 | 0 | 0 | #N/A | #N/A | 0 | 0 | 0 | 0 | 0 | #N/A | #N/A | 0 | #N/A | #N/A | #N/A | #N/A
9 | 1 | 2 | 3 | #N/A | #N/A | 0 | 0 | 0 | 0 | 0 | 0 | 0 | #N/A | #N/A | 0 | 0 | 0 | 0 | 0 | #N/A | #N/A | 0 | #N/A | #N/A | #N/A | #N/A
9 | 1 | 3 | 3 | #N/A | #N/A | 0 | 0 | 0 | 0 | 0 | 0 | 0 | #N/A | #N/A | 0 | 0 | 0 | 0 | 0 | #N/A | #N/A | 0 | #N/A | #N/A | #N/A | #N/A
9 | 1 | 4 | 3 | #N/A | #N/A | 0 | 0 | 0 | 0 | 0 | 0 | 0 | #N/A | #N/A | 0 | 0 | 0 | 0 | 0 | #N/A | #N/A | 0 | #N/A | #N/A | #N/A | #N/A
9 | 1 | 5 | 3 | #N/A | #N/A | 0 | 0 | 0 | 0 | 0 | 0 | 0 | #N/A | #N/A | 0 | 0 | 0 | 0 | 0 | #N/A | #N/A | 0 | #N/A | #N/A | #N/A | #N/A
9 | 1 | 6 | 3 | #N/A | #N/A | 1 | 0 | 0 | 0 | 0 | 0 | 0 | #N/A | #N/A | 0 | 0 | 0 | 0 | 0 | #N/A | #N/A | 0 | #N/A | #N/A | #N/A | #N/A
9 | 1 | 7 | 3 | #N/A | #N/A | 1 | 0 | 0 | 0 | 0 | 0 | 0 | #N/A | #N/A | 0 | 0 | 0 | 0 | 0 | #N/A | #N/A | 0 | #N/A | #N/A | #N/A | #N/A
9 | 1 | 8 | 3 | #N/A | #N/A | 1 | 0 | 0 | 0 | 0 | 0 | 0 | #N/A | #N/A | 0 | 0 | 0 | 0 | 0 | #N/A | #N/A | 0 | #N/A | #N/A | #N/A | #N/A
9 | 1 | 9 | 3 | #N/A | #N/A | 1 | 0 | 0 | 0 | 0 | 0 | 0 | #N/A | #N/A | 0 | 0 | 0 | 0 | 0 | #N/A | #N/A | 0 | #N/A | #N/A | #N/A | #N/A
9 | 1 | 10 | 3 | #N/A | #N/A | 1 | 0 | 0 | 0 | 0 | 0 | 0 | #N/A | #N/A | 0 | 0 | 0 | 0 | 0 | #N/A | #N/A | 0 | #N/A | #N/A | #N/A | #N/A
9 | 1 | 11 | 3 | #N/A | #N/A | 1 | 0 | 0 | 0 | 0 | 0 | 0 | #N/A | #N/A | 0 | 0 | 0 | 0 | 0 | #N/A | #N/A | 0 | #N/A | #N/A | #N/A | #N/A
9 | 1 | 12 | 3 | #N/A | #N/A | 1 | 0 | 0 | 0 | 0 | 0 | 0 | #N/A | #N/A | 0 | 0 | 0 | 0 | 0 | #N/A | #N/A | 0 | #N/A | #N/A | #N/A | #N/A
9 | 1 | 13 | 3 | #N/A | #N/A | 1 | 1 | 0 | 0 | 0 | 0 | 0 | #N/A | #N/A | 0 | 0 | 0 | 0 | 0 | #N/A | #N/A | 0 | #N/A | #N/A | #N/A | #N/A
9 | 1 | 14 | 3 | #N/A | #N/A | 1 | 1 | 0 | 0 | 0 | 0 | 0 | #N/A | #N/A | 0 | 0 | 0 | 0 | 0 | #N/A | #N/A | 0 | #N/A | #N/A | #N/A | #N/A
9 | 1 | 15 | 3 | #N/A | #N/A | 1 | 1 | 0 | 0 | 0 | 0 | 0 | #N/A | #N/A | 0 | 0 | 0 | 0 | 0 | #N/A | #N/A | 0 | #N/A | #N/A | #N/A | #N/A
9 | 1 | 16 | 3 | #N/A | #N/A | 1 | 1 | 0 | 0 | 0 | 0 | 0 | #N/A | #N/A | 0 | 0 | 0 | 0 | 0 | #N/A | #N/A | 0 | #N/A | #N/A | #N/A | #N/A
9 | 1 | 17 | 3 | #N/A | #N/A | 1 | 0 | 0 | 0 | 0 | 0 | 0 | #N/A | #N/A | 0 | 0 | 0 | 0 | 0 | #N/A | #N/A | 0 | #N/A | #N/A | #N/A | #N/A
9 | 1 | 18 | 3 | #N/A | #N/A | 1 | 0 | 0 | 0 | 0 | 0 | 0 | #N/A | #N/A | 0 | 0 | 0 | 0 | 0 | #N/A | #N/A | 0 | #N/A | #N/A | #N/A | #N/A
9 | 1 | 19 | 3 | #N/A | #N/A | 1 | 0 | 0 | 0 | 0 | 0 | 0 | #N/A | #N/A | 0 | 0 | 0 | 0 | 0 | #N/A | #N/A | 0 | #N/A | #N/A | #N/A | #N/A
9 | 1 | 20 | 3 | #N/A | #N/A | 1 | 0 | 0 | 0 | 0 | 0 | 0 | #N/A | #N/A | 0 | 0 | 0 | 0 | 0 | #N/A | #N/A | 0 | #N/A | #N/A | #N/A | #N/A
9 | 1 | 21 | 3 | #N/A | #N/A | 1 | 0 | 0 | 0 | 0 | 0 | 0 | #N/A | #N/A | 0 | 0 | 0 | 0 | 0 | #N/A | #N/A | 0 | #N/A | #N/A | #N/A | #N/A
9 | 1 | 22 | 3 | #N/A | #N/A | 1 | 0 | 0 | 0 | 0 | 0 | 0 | #N/A | #N/A | 0 | 0 | 0 | 0 | 0 | #N/A | #N/A | 0 | #N/A | #N/A | #N/A | #N/A
9 | 1 | 23 | 3 | #N/A | #N/A | 0 | 0 | 0 | 0 | 0 | 0 | 0 | #N/A | #N/A | 0 | 0 | 0 | 0 | 0 | #N/A | #N/A | 0 | #N/A | #N/A | #N/A | #N/A
9 | 1 | 24 | 3 | #N/A | #N/A | 0 | 0 | 0 | 0 | 0 | 0 | 0 | #N/A | #N/A | 0 | 0 | 0 | 0 | 0 | #N/A | #N/A | 0 | #N/A | #N/A | #N/A | #N/A
9 | 2 | 1 | 4 | #N/A | #N/A | 0 | 0 | 0 | 0 | 0 | 0 | 0 | #N/A | #N/A | 0 | 0 | 0 | 0 | 0 | #N/A | #N/A | 0 | #N/A | #N/A | #N/A | #N/A
9 | 2 | 2 | 4 | #N/A | #N/A | 0 | 0 | 0 | 0 | 0 | 0 | 0 | #N/A | #N/A | 0 | 0 | 0 | 0 | 0 | #N/A | #N/A | 0 | #N/A | #N/A | #N/A | #N/A
9 | 2 | 3 | 4 | #N/A | #N/A | 0 | 0 | 0 | 0 | 0 | 0 | 0 | #N/A | #N/A | 0 | 0 | 0 | 0 | 0 | #N/A | #N/A | 0 | #N/A | #N/A | #N/A | #N/A
9 | 2 | 4 | 4 | #N/A | #N/A | 0 | 0 | 0 | 0 | 0 | 0 | 0 | #N/A | #N/A | 0 | 0 | 0 | 0 | 0 | #N/A | #N/A | 0 | #N/A | #N/A | #N/A | #N/A
9 | 2 | 5 | 4 | #N/A | #N/A | 0 | 0 | 0 | 0 | 0 | 0 | 0 | #N/A | #N/A | 0 | 0 | 0 | 0 | 0 | #N/A | #N/A | 0 | #N/A | #N/A | #N/A | #N/A
9 | 2 | 6 | 4 | #N/A | #N/A | 1 | 0 | 0 | 0 | 0 | 0 | 0 | #N/A | #N/A | 0 | 0 | 0 | 0 | 0 | #N/A | #N/A | 0 | #N/A | #N/A | #N/A | #N/A
9 | 2 | 7 | 4 | #N/A | #N/A | 1 | 0 | 0 | 0 | 0 | 0 | 0 | #N/A | #N/A | 0 | 0 | 0 | 0 | 0 | #N/A | #N/A | 0 | #N/A | #N/A | #N/A | #N/A
9 | 2 | 8 | 4 | #N/A | #N/A | 1 | 0 | 0 | 0 | 0 | 0 | 0 | #N/A | #N/A | 0 | 0 | 0 | 0 | 0 | #N/A | #N/A | 0 | #N/A | #N/A | #N/A | #N/A
9 | 2 | 9 | 4 | #N/A | #N/A | 1 | 0 | 0 | 0 | 0 | 0 | 0 | #N/A | #N/A | 0 | 0 | 0 | 0 | 0 | #N/A | #N/A | 0 | #N/A | #N/A | #N/A | #N/A
9 | 2 | 10 | 4 | #N/A | #N/A | 1 | 0 | 0 | 0 | 0 | 0 | 0 | #N/A | #N/A | 0 | 0 | 0 | 0 | 0 | #N/A | #N/A | 0 | #N/A | #N/A | #N/A | #N/A
9 | 2 | 11 | 4 | #N/A | #N/A | 1 | 0 | 0 | 0 | 0 | 0 | 0 | #N/A | #N/A | 0 | 0 | 0 | 0 | 0 | #N/A | #N/A | 0 | #N/A | #N/A | #N/A | #N/A
9 | 2 | 12 | 4 | #N/A | #N/A | 1 | 0 | 0 | 0 | 0 | 0 | 0 | #N/A | #N/A | 0 | 0 | 0 | 0 | 0 | #N/A | #N/A | 0 | #N/A | #N/A | #N/A | #N/A
9 | 2 | 13 | 4 | #N/A | #N/A | 1 | 1 | 0 | 0 | 0 | 0 | 0 | #N/A | #N/A | 0 | 0 | 0 | 0 | 0 | #N/A | #N/A | 0 | #N/A | #N/A | #N/A | #N/A
9 | 2 | 14 | 4 | #N/A | #N/A | 1 | 1 | 0 | 0 | 0 | 0 | 0 | #N/A | #N/A | 0 | 0 | 0 | 0 | 0 | #N/A | #N/A | 0 | #N/A | #N/A | #N/A | #N/A
9 | 2 | 15 | 4 | #N/A | #N/A | 1 | 1 | 0 | 0 | 0 | 0 | 0 | #N/A | #N/A | 0 | 0 | 0 | 0 | 0 | #N/A | #N/A | 0 | #N/A | #N/A | #N/A | #N/A
9 | 2 | 16 | 4 | #N/A | #N/A | 1 | 1 | 0 | 0 | 0 | 0 | 0 | #N/A | #N/A | 0 | 0 | 0 | 0 | 0 | #N/A | #N/A | 0 | #N/A | #N/A | #N/A | #N/A
9 | 2 | 17 | 4 | #N/A | #N/A | 1 | 0 | 0 | 0 | 0 | 0 | 0 | #N/A | #N/A | 0 | 0 | 0 | 0 | 0 | #N/A | #N/A | 0 | #N/A | #N/A | #N/A | #N/A
9 | 2 | 18 | 4 | #N/A | #N/A | 1 | 0 | 0 | 0 | 0 | 0 | 0 | #N/A | #N/A | 0 | 0 | 0 | 0 | 0 | #N/A | #N/A | 0 | #N/A | #N/A | #N/A | #N/A
9 | 2 | 19 | 4 | #N/A | #N/A | 1 | 0 | 0 | 0 | 0 | 0 | 0 | #N/A | #N/A | 0 | 0 | 0 | 0 | 0 | #N/A | #N/A | 0 | #N/A | #N/A | #N/A | #N/A
9 | 2 | 20 | 4 | #N/A | #N/A | 1 | 0 | 0 | 0 | 0 | 0 | 0 | #N/A | #N/A | 0 | 0 | 0 | 0 | 0 | #N/A | #N/A | 0 | #N/A | #N/A | #N/A | #N/A
9 | 2 | 21 | 4 | #N/A | #N/A | 1 | 0 | 0 | 0 | 0 | 0 | 0 | #N/A | #N/A | 0 | 0 | 0 | 0 | 0 | #N/A | #N/A | 0 | #N/A | #N/A | #N/A | #N/A
9 | 2 | 22 | 4 | #N/A | #N/A | 1 | 0 | 0 | 0 | 0 | 0 | 0 | #N/A | #N/A | 0 | 0 | 0 | 0 | 0 | #N/A | #N/A | 0 | #N/A | #N/A | #N/A | #N/A
9 | 2 | 23 | 4 | #N/A | #N/A | 0 | 0 | 0 | 0 | 0 | 0 | 0 | #N/A | #N/A | 0 | 0 | 0 | 0 | 0 | #N/A | #N/A | 0 | #N/A | #N/A | #N/A | #N/A
9 | 2 | 24 | 4 | #N/A | #N/A | 0 | 0 | 0 | 0 | 0 | 0 | 0 | #N/A | #N/A | 0 | 0 | 0 | 0 | 0 | #N/A | #N/A | 0 | #N/A | #N/A | #N/A | #N/A
9 | 3 | 1 | 5 | #N/A | #N/A | 0 | 0 | 0 | 0 | 0 | 0 | 0 | #N/A | #N/A | 0 | 0 | 0 | 0 | 0 | #N/A | #N/A | 0 | #N/A | #N/A | #N/A | #N/A
9 | 3 | 2 | 5 | #N/A | #N/A | 0 | 0 | 0 | 0 | 0 | 0 | 0 | #N/A | #N/A | 0 | 0 | 0 | 0 | 0 | #N/A | #N/A | 0 | #N/A | #N/A | #N/A | #N/A
9 | 3 | 3 | 5 | #N/A | #N/A | 0 | 0 | 0 | 0 | 0 | 0 | 0 | #N/A | #N/A | 0 | 0 | 0 | 0 | 0 | #N/A | #N/A | 0 | #N/A | #N/A | #N/A | #N/A
9 | 3 | 4 | 5 | #N/A | #N/A | 0 | 0 | 0 | 0 | 0 | 0 | 0 | #N/A | #N/A | 0 | 0 | 0 | 0 | 0 | #N/A | #N/A | 0 | #N/A | #N/A | #N/A | #N/A
9 | 3 | 5 | 5 | #N/A | #N/A | 0 | 0 | 0 | 0 | 0 | 0 | 0 | #N/A | #N/A | 0 | 0 | 0 | 0 | 0 | #N/A | #N/A | 0 | #N/A | #N/A | #N/A | #N/A
9 | 3 | 6 | 5 | #N/A | #N/A | 1 | 0 | 0 | 0 | 0 | 0 | 0 | #N/A | #N/A | 0 | 0 | 0 | 0 | 0 | #N/A | #N/A | 0 | #N/A | #N/A | #N/A | #N/A
9 | 3 | 7 | 5 | #N/A | #N/A | 1 | 0 | 0 | 0 | 0 | 0 | 0 | #N/A | #N/A | 0 | 0 | 0 | 0 | 0 | #N/A | #N/A | 0 | #N/A | #N/A | #N/A | #N/A
9 | 3 | 8 | 5 | #N/A | #N/A | 1 | 0 | 0 | 0 | 0 | 0 | 0 | #N/A | #N/A | 0 | 0 | 0 | 0 | 0 | #N/A | #N/A | 0 | #N/A | #N/A | #N/A | #N/A
9 | 3 | 9 | 5 | #N/A | #N/A | 1 | 0 | 0 | 0 | 0 | 0 | 0 | #N/A | #N/A | 0 | 0 | 0 | 0 | 0 | #N/A | #N/A | 0 | #N/A | #N/A | #N/A | #N/A
9 | 3 | 10 | 5 | #N/A | #N/A | 1 | 0 | 0 | 0 | 0 | 0 | 0 | #N/A | #N/A | 0 | 0 | 0 | 0 | 0 | #N/A | #N/A | 0 | #N/A | #N/A | #N/A | #N/A
9 | 3 | 11 | 5 | #N/A | #N/A | 1 | 0 | 0 | 0 | 0 | 0 | 0 | #N/A | #N/A | 0 | 0 | 0 | 0 | 0 | #N/A | #N/A | 0 | #N/A | #N/A | #N/A | #N/A
9 | 3 | 12 | 5 | #N/A | #N/A | 1 | 0 | 0 | 0 | 0 | 0 | 0 | #N/A | #N/A | 0 | 0 | 0 | 0 | 0 | #N/A | #N/A | 0 | #N/A | #N/A | #N/A | #N/A
9 | 3 | 13 | 5 | #N/A | #N/A | 1 | 1 | 0 | 0 | 0 | 0 | 0 | #N/A | #N/A | 0 | 0 | 0 | 0 | 0 | #N/A | #N/A | 0 | #N/A | #N/A | #N/A | #N/A
9 | 3 | 14 | 5 | #N/A | #N/A | 1 | 1 | 0 | 0 | 0 | 0 | 0 | #N/A | #N/A | 0 | 0 | 0 | 0 | 0 | #N/A | #N/A | 0 | #N/A | #N/A | #N/A | #N/A
9 | 3 | 15 | 5 | #N/A | #N/A | 1 | 1 | 0 | 0 | 0 | 0 | 0 | #N/A | #N/A | 0 | 0 | 0 | 0 | 0 | #N/A | #N/A | 0 | #N/A | #N/A | #N/A | #N/A
9 | 3 | 16 | 5 | #N/A | #N/A | 1 | 1 | 0 | 0 | 0 | 0 | 0 | #N/A | #N/A | 0 | 0 | 0 | 0 | 0 | #N/A | #N/A | 0 | #N/A | #N/A | #N/A | #N/A
9 | 3 | 17 | 5 | #N/A | #N/A | 1 | 0 | 0 | 0 | 0 | 0 | 0 | #N/A | #N/A | 0 | 0 | 0 | 0 | 0 | #N/A | #N/A | 0 | #N/A | #N/A | #N/A | #N/A
9 | 3 | 18 | 5 | #N/A | #N/A | 1 | 0 | 0 | 0 | 0 | 0 | 0 | #N/A | #N/A | 0 | 0 | 0 | 0 | 0 | #N/A | #N/A | 0 | #N/A | #N/A | #N/A | #N/A
9 | 3 | 19 | 5 | #N/A | #N/A | 1 | 0 | 0 | 0 | 0 | 0 | 0 | #N/A | #N/A | 0 | 0 | 0 | 0 | 0 | #N/A | #N/A | 0 | #N/A | #N/A | #N/A | #N/A
9 | 3 | 20 | 5 | #N/A | #N/A | 1 | 0 | 0 | 0 | 0 | 0 | 0 | #N/A | #N/A | 0 | 0 | 0 | 0 | 0 | #N/A | #N/A | 0 | #N/A | #N/A | #N/A | #N/A
9 | 3 | 21 | 5 | #N/A | #N/A | 1 | 0 | 0 | 0 | 0 | 0 | 0 | #N/A | #N/A | 0 | 0 | 0 | 0 | 0 | #N/A | #N/A | 0 | #N/A | #N/A | #N/A | #N/A
9 | 3 | 22 | 5 | #N/A | #N/A | 1 | 0 | 0 | 0 | 0 | 0 | 0 | #N/A | #N/A | 0 | 0 | 0 | 0 | 0 | #N/A | #N/A | 0 | #N/A | #N/A | #N/A | #N/A
9 | 3 | 23 | 5 | #N/A | #N/A | 0 | 0 | 0 | 0 | 0 | 0 | 0 | #N/A | #N/A | 0 | 0 | 0 | 0 | 0 | #N/A | #N/A | 0 | #N/A | #N/A | #N/A | #N/A
9 | 3 | 24 | 5 | #N/A | #N/A | 0 | 0 | 0 | 0 | 0 | 0 | 0 | #N/A | #N/A | 0 | 0 | 0 | 0 | 0 | #N/A | #N/A | 0 | #N/A | #N/A | #N/A | #N/A
9 | 4 | 1 | 6 | #N/A | #N/A | 0 | 0 | 0 | 0 | 0 | 0 | 0 | #N/A | #N/A | 0 | 0 | 0 | 0 | 0 | #N/A | #N/A | 0 | #N/A | #N/A | #N/A | #N/A
9 | 4 | 2 | 6 | #N/A | #N/A | 0 | 0 | 0 | 0 | 0 | 0 | 0 | #N/A | #N/A | 0 | 0 | 0 | 0 | 0 | #N/A | #N/A | 0 | #N/A | #N/A | #N/A | #N/A
9 | 4 | 3 | 6 | #N/A | #N/A | 0 | 0 | 0 | 0 | 0 | 0 | 0 | #N/A | #N/A | 0 | 0 | 0 | 0 | 0 | #N/A | #N/A | 0 | #N/A | #N/A | #N/A | #N/A
9 | 4 | 4 | 6 | #N/A | #N/A | 0 | 0 | 0 | 0 | 0 | 0 | 0 | #N/A | #N/A | 0 | 0 | 0 | 0 | 0 | #N/A | #N/A | 0 | #N/A | #N/A | #N/A | #N/A
9 | 4 | 5 | 6 | #N/A | #N/A | 0 | 0 | 0 | 0 | 0 | 0 | 0 | #N/A | #N/A | 0 | 0 | 0 | 0 | 0 | #N/A | #N/A | 0 | #N/A | #N/A | #N/A | #N/A
9 | 4 | 6 | 6 | #N/A | #N/A | 0 | 0 | 0 | 0 | 0 | 0 | 0 | #N/A | #N/A | 0 | 0 | 0 | 0 | 0 | #N/A | #N/A | 0 | #N/A | #N/A | #N/A | #N/A
9 | 4 | 7 | 6 | #N/A | #N/A | 0 | 0 | 0 | 0 | 0 | 0 | 0 | #N/A | #N/A | 0 | 0 | 0 | 0 | 0 | #N/A | #N/A | 0 | #N/A | #N/A | #N/A | #N/A
9 | 4 | 8 | 6 | #N/A | #N/A | 0 | 0 | 0 | 0 | 0 | 0 | 0 | #N/A | #N/A | 0 | 0 | 0 | 0 | 0 | #N/A | #N/A | 0 | #N/A | #N/A | #N/A | #N/A
9 | 4 | 9 | 6 | #N/A | #N/A | 0 | 0 | 0 | 0 | 0 | 0 | 0 | #N/A | #N/A | 0 | 0 | 0 | 0 | 0 | #N/A | #N/A | 0 | #N/A | #N/A | #N/A | #N/A
9 | 4 | 10 | 6 | #N/A | #N/A | 0 | 0 | 0 | 0 | 0 | 0 | 0 | #N/A | #N/A | 0 | 0 | 0 | 0 | 0 | #N/A | #N/A | 0 | #N/A | #N/A | #N/A | #N/A
9 | 4 | 11 | 6 | #N/A | #N/A | 0 | 0 | 0 | 0 | 0 | 0 | 0 | #N/A | #N/A | 0 | 0 | 0 | 0 | 0 | #N/A | #N/A | 0 | #N/A | #N/A | #N/A | #N/A
9 | 4 | 12 | 6 | #N/A | #N/A | 0 | 0 | 0 | 0 | 0 | 0 | 0 | #N/A | #N/A | 0 | 0 | 0 | 0 | 0 | #N/A | #N/A | 0 | #N/A | #N/A | #N/A | #N/A
9 | 4 | 13 | 6 | #N/A | #N/A | 0 | 0 | 0 | 0 | 0 | 0 | 0 | #N/A | #N/A | 0 | 0 | 0 | 0 | 0 | #N/A | #N/A | 0 | #N/A | #N/A | #N/A | #N/A
9 | 4 | 14 | 6 | #N/A | #N/A | 0 | 0 | 0 | 0 | 0 | 0 | 0 | #N/A | #N/A | 0 | 0 | 0 | 0 | 0 | #N/A | #N/A | 0 | #N/A | #N/A | #N/A | #N/A
9 | 4 | 15 | 6 | #N/A | #N/A | 0 | 0 | 0 | 0 | 0 | 0 | 0 | #N/A | #N/A | 0 | 0 | 0 | 0 | 0 | #N/A | #N/A | 0 | #N/A | #N/A | #N/A | #N/A
9 | 4 | 16 | 6 | #N/A | #N/A | 0 | 0 | 0 | 0 | 0 | 0 | 0 | #N/A | #N/A | 0 | 0 | 0 | 0 | 0 | #N/A | #N/A | 0 | #N/A | #N/A | #N/A | #N/A
9 | 4 | 17 | 6 | #N/A | #N/A | 0 | 0 | 0 | 0 | 0 | 0 | 0 | #N/A | #N/A | 0 | 0 | 0 | 0 | 0 | #N/A | #N/A | 0 | #N/A | #N/A | #N/A | #N/A
9 | 4 | 18 | 6 | #N/A | #N/A | 0 | 0 | 0 | 0 | 0 | 0 | 0 | #N/A | #N/A | 0 | 0 | 0 | 0 | 0 | #N/A | #N/A | 0 | #N/A | #N/A | #N/A | #N/A
9 | 4 | 19 | 6 | #N/A | #N/A | 0 | 0 | 0 | 0 | 0 | 0 | 0 | #N/A | #N/A | 0 | 0 | 0 | 0 | 0 | #N/A | #N/A | 0 | #N/A | #N/A | #N/A | #N/A
9 | 4 | 20 | 6 | #N/A | #N/A | 0 | 0 | 0 | 0 | 0 | 0 | 0 | #N/A | #N/A | 0 | 0 | 0 | 0 | 0 | #N/A | #N/A | 0 | #N/A | #N/A | #N/A | #N/A
9 | 4 | 21 | 6 | #N/A | #N/A | 0 | 0 | 0 | 0 | 0 | 0 | 0 | #N/A | #N/A | 0 | 0 | 0 | 0 | 0 | #N/A | #N/A | 0 | #N/A | #N/A | #N/A | #N/A
9 | 4 | 22 | 6 | #N/A | #N/A | 0 | 0 | 0 | 0 | 0 | 0 | 0 | #N/A | #N/A | 0 | 0 | 0 | 0 | 0 | #N/A | #N/A | 0 | #N/A | #N/A | #N/A | #N/A
9 | 4 | 23 | 6 | #N/A | #N/A | 0 | 0 | 0 | 0 | 0 | 0 | 0 | #N/A | #N/A | 0 | 0 | 0 | 0 | 0 | #N/A | #N/A | 0 | #N/A | #N/A | #N/A | #N/A
9 | 4 | 24 | 6 | #N/A | #N/A | 0 | 0 | 0 | 0 | 0 | 0 | 0 | #N/A | #N/A | 0 | 0 | 0 | 0 | 0 | #N/A | #N/A | 0 | #N/A | #N/A | #N/A | #N/A
9 | 5 | 1 | 7 | #N/A | #N/A | 0 | 0 | 0 | 0 | 0 | 0 | 0 | #N/A | #N/A | 0 | 0 | 0 | 0 | 0 | #N/A | #N/A | 0 | #N/A | #N/A | #N/A | #N/A
9 | 5 | 2 | 7 | #N/A | #N/A | 0 | 0 | 0 | 0 | 0 | 0 | 0 | #N/A | #N/A | 0 | 0 | 0 | 0 | 0 | #N/A | #N/A | 0 | #N/A | #N/A | #N/A | #N/A
9 | 5 | 3 | 7 | #N/A | #N/A | 0 | 0 | 0 | 0 | 0 | 0 | 0 | #N/A | #N/A | 0 | 0 | 0 | 0 | 0 | #N/A | #N/A | 0 | #N/A | #N/A | #N/A | #N/A
9 | 5 | 4 | 7 | #N/A | #N/A | 0 | 0 | 0 | 0 | 0 | 0 | 0 | #N/A | #N/A | 0 | 0 | 0 | 0 | 0 | #N/A | #N/A | 0 | #N/A | #N/A | #N/A | #N/A
9 | 5 | 5 | 7 | #N/A | #N/A | 0 | 0 | 0 | 0 | 0 | 0 | 0 | #N/A | #N/A | 0 | 0 | 0 | 0 | 0 | #N/A | #N/A | 0 | #N/A | #N/A | #N/A | #N/A
9 | 5 | 6 | 7 | #N/A | #N/A | 0 | 0 | 0 | 0 | 0 | 0 | 0 | #N/A | #N/A | 0 | 0 | 0 | 0 | 0 | #N/A | #N/A | 0 | #N/A | #N/A | #N/A | #N/A
9 | 5 | 7 | 7 | #N/A | #N/A | 0 | 0 | 0 | 0 | 0 | 0 | 0 | #N/A | #N/A | 0 | 0 | 0 | 0 | 0 | #N/A | #N/A | 0 | #N/A | #N/A | #N/A | #N/A
9 | 5 | 8 | 7 | #N/A | #N/A | 0 | 0 | 0 | 0 | 0 | 0 | 0 | #N/A | #N/A | 0 | 0 | 0 | 0 | 0 | #N/A | #N/A | 0 | #N/A | #N/A | #N/A | #N/A
9 | 5 | 9 | 7 | #N/A | #N/A | 0 | 0 | 0 | 0 | 0 | 0 | 0 | #N/A | #N/A | 0 | 0 | 0 | 0 | 0 | #N/A | #N/A | 0 | #N/A | #N/A | #N/A | #N/A
9 | 5 | 10 | 7 | #N/A | #N/A | 0 | 0 | 0 | 0 | 0 | 0 | 0 | #N/A | #N/A | 0 | 0 | 0 | 0 | 0 | #N/A | #N/A | 0 | #N/A | #N/A | #N/A | #N/A
9 | 5 | 11 | 7 | #N/A | #N/A | 0 | 0 | 0 | 0 | 0 | 0 | 0 | #N/A | #N/A | 0 | 0 | 0 | 0 | 0 | #N/A | #N/A | 0 | #N/A | #N/A | #N/A | #N/A
9 | 5 | 12 | 7 | #N/A | #N/A | 0 | 0 | 0 | 0 | 0 | 0 | 0 | #N/A | #N/A | 0 | 0 | 0 | 0 | 0 | #N/A | #N/A | 0 | #N/A | #N/A | #N/A | #N/A
9 | 5 | 13 | 7 | #N/A | #N/A | 0 | 0 | 0 | 0 | 0 | 0 | 0 | #N/A | #N/A | 0 | 0 | 0 | 0 | 0 | #N/A | #N/A | 0 | #N/A | #N/A | #N/A | #N/A
9 | 5 | 14 | 7 | #N/A | #N/A | 0 | 0 | 0 | 0 | 0 | 0 | 0 | #N/A | #N/A | 0 | 0 | 0 | 0 | 0 | #N/A | #N/A | 0 | #N/A | #N/A | #N/A | #N/A
9 | 5 | 15 | 7 | #N/A | #N/A | 0 | 0 | 0 | 0 | 0 | 0 | 0 | #N/A | #N/A | 0 | 0 | 0 | 0 | 0 | #N/A | #N/A | 0 | #N/A | #N/A | #N/A | #N/A
9 | 5 | 16 | 7 | #N/A | #N/A | 0 | 0 | 0 | 0 | 0 | 0 | 0 | #N/A | #N/A | 0 | 0 | 0 | 0 | 0 | #N/A | #N/A | 0 | #N/A | #N/A | #N/A | #N/A
9 | 5 | 17 | 7 | #N/A | #N/A | 0 | 0 | 0 | 0 | 0 | 0 | 0 | #N/A | #N/A | 0 | 0 | 0 | 0 | 0 | #N/A | #N/A | 0 | #N/A | #N/A | #N/A | #N/A
9 | 5 | 18 | 7 | #N/A | #N/A | 0 | 0 | 0 | 0 | 0 | 0 | 0 | #N/A | #N/A | 0 | 0 | 0 | 0 | 0 | #N/A | #N/A | 0 | #N/A | #N/A | #N/A | #N/A
9 | 5 | 19 | 7 | #N/A | #N/A | 0 | 0 | 0 | 0 | 0 | 0 | 0 | #N/A | #N/A | 0 | 0 | 0 | 0 | 0 | #N/A | #N/A | 0 | #N/A | #N/A | #N/A | #N/A
9 | 5 | 20 | 7 | #N/A | #N/A | 0 | 0 | 0 | 0 | 0 | 0 | 0 | #N/A | #N/A | 0 | 0 | 0 | 0 | 0 | #N/A | #N/A | 0 | #N/A | #N/A | #N/A | #N/A
9 | 5 | 21 | 7 | #N/A | #N/A | 0 | 0 | 0 | 0 | 0 | 0 | 0 | #N/A | #N/A | 0 | 0 | 0 | 0 | 0 | #N/A | #N/A | 0 | #N/A | #N/A | #N/A | #N/A
9 | 5 | 22 | 7 | #N/A | #N/A | 0 | 0 | 0 | 0 | 0 | 0 | 0 | #N/A | #N/A | 0 | 0 | 0 | 0 | 0 | #N/A | #N/A | 0 | #N/A | #N/A | #N/A | #N/A
9 | 5 | 23 | 7 | #N/A | #N/A | 0 | 0 | 0 | 0 | 0 | 0 | 0 | #N/A | #N/A | 0 | 0 | 0 | 0 | 0 | #N/A | #N/A | 0 | #N/A | #N/A | #N/A | #N/A
9 | 5 | 24 | 7 | #N/A | #N/A | 0 | 0 | 0 | 0 | 0 | 0 | 0 | #N/A | #N/A | 0 | 0 | 0 | 0 | 0 | #N/A | #N/A | 0 | #N/A | #N/A | #N/A | #N/A
9 | 6 | 1 | 8 | #N/A | #N/A | 0 | 0 | 0 | 0 | 0 | 0 | 0 | #N/A | #N/A | 0 | 0 | 0 | 0 | 0 | #N/A | #N/A | 0 | #N/A | #N/A | #N/A | #N/A
9 | 6 | 2 | 8 | #N/A | #N/A | 0 | 0 | 0 | 0 | 0 | 0 | 0 | #N/A | #N/A | 0 | 0 | 0 | 0 | 0 | #N/A | #N/A | 0 | #N/A | #N/A | #N/A | #N/A
9 | 6 | 3 | 8 | #N/A | #N/A | 0 | 0 | 0 | 0 | 0 | 0 | 0 | #N/A | #N/A | 0 | 0 | 0 | 0 | 0 | #N/A | #N/A | 0 | #N/A | #N/A | #N/A | #N/A
9 | 6 | 4 | 8 | #N/A | #N/A | 0 | 0 | 0 | 0 | 0 | 0 | 0 | #N/A | #N/A | 0 | 0 | 0 | 0 | 0 | #N/A | #N/A | 0 | #N/A | #N/A | #N/A | #N/A
9 | 6 | 5 | 8 | #N/A | #N/A | 0 | 0 | 0 | 0 | 0 | 0 | 0 | #N/A | #N/A | 0 | 0 | 0 | 0 | 0 | #N/A | #N/A | 0 | #N/A | #N/A | #N/A | #N/A
9 | 6 | 6 | 8 | #N/A | #N/A | 0 | 0 | 0 | 0 | 0 | 0 | 0 | #N/A | #N/A | 0 | 0 | 0 | 0 | 0 | #N/A | #N/A | 0 | #N/A | #N/A | #N/A | #N/A
9 | 6 | 7 | 8 | #N/A | #N/A | 0 | 0 | 0 | 0 | 0 | 0 | 0 | #N/A | #N/A | 0 | 0 | 0 | 0 | 0 | #N/A | #N/A | 0 | #N/A | #N/A | #N/A | #N/A
9 | 6 | 8 | 8 | #N/A | #N/A | 0 | 0 | 0 | 0 | 0 | 0 | 0 | #N/A | #N/A | 0 | 0 | 0 | 0 | 0 | #N/A | #N/A | 0 | #N/A | #N/A | #N/A | #N/A
9 | 6 | 9 | 8 | #N/A | #N/A | 0 | 0 | 0 | 0 | 0 | 0 | 0 | #N/A | #N/A | 0 | 0 | 0 | 0 | 0 | #N/A | #N/A | 0 | #N/A | #N/A | #N/A | #N/A
9 | 6 | 10 | 8 | #N/A | #N/A | 0 | 0 | 0 | 0 | 0 | 0 | 0 | #N/A | #N/A | 0 | 0 | 0 | 0 | 0 | #N/A | #N/A | 0 | #N/A | #N/A | #N/A | #N/A
9 | 6 | 11 | 8 | #N/A | #N/A | 0 | 0 | 0 | 0 | 0 | 0 | 0 | #N/A | #N/A | 0 | 0 | 0 | 0 | 0 | #N/A | #N/A | 0 | #N/A | #N/A | #N/A | #N/A
9 | 6 | 12 | 8 | #N/A | #N/A | 0 | 0 | 0 | 0 | 0 | 0 | 0 | #N/A | #N/A | 0 | 0 | 0 | 0 | 0 | #N/A | #N/A | 0 | #N/A | #N/A | #N/A | #N/A
9 | 6 | 13 | 8 | #N/A | #N/A | 0 | 0 | 0 | 0 | 0 | 0 | 0 | #N/A | #N/A | 0 | 0 | 0 | 0 | 0 | #N/A | #N/A | 0 | #N/A | #N/A | #N/A | #N/A
9 | 6 | 14 | 8 | #N/A | #N/A | 0 | 0 | 0 | 0 | 0 | 0 | 0 | #N/A | #N/A | 0 | 0 | 0 | 0 | 0 | #N/A | #N/A | 0 | #N/A | #N/A | #N/A | #N/A
9 | 6 | 15 | 8 | #N/A | #N/A | 0 | 0 | 0 | 0 | 0 | 0 | 0 | #N/A | #N/A | 0 | 0 | 0 | 0 | 0 | #N/A | #N/A | 0 | #N/A | #N/A | #N/A | #N/A
9 | 6 | 16 | 8 | #N/A | #N/A | 0 | 0 | 0 | 0 | 0 | 0 | 0 | #N/A | #N/A | 0 | 0 | 0 | 0 | 0 | #N/A | #N/A | 0 | #N/A | #N/A | #N/A | #N/A
9 | 6 | 17 | 8 | #N/A | #N/A | 0 | 0 | 0 | 0 | 0 | 0 | 0 | #N/A | #N/A | 0 | 0 | 0 | 0 | 0 | #N/A | #N/A | 0 | #N/A | #N/A | #N/A | #N/A
9 | 6 | 18 | 8 | #N/A | #N/A | 0 | 0 | 0 | 0 | 0 | 0 | 0 | #N/A | #N/A | 0 | 0 | 0 | 0 | 0 | #N/A | #N/A | 0 | #N/A | #N/A | #N/A | #N/A
9 | 6 | 19 | 8 | #N/A | #N/A | 0 | 0 | 0 | 0 | 0 | 0 | 0 | #N/A | #N/A | 0 | 0 | 0 | 0 | 0 | #N/A | #N/A | 0 | #N/A | #N/A | #N/A | #N/A
9 | 6 | 20 | 8 | #N/A | #N/A | 0 | 0 | 0 | 0 | 0 | 0 | 0 | #N/A | #N/A | 0 | 0 | 0 | 0 | 0 | #N/A | #N/A | 0 | #N/A | #N/A | #N/A | #N/A
9 | 6 | 21 | 8 | #N/A | #N/A | 0 | 0 | 0 | 0 | 0 | 0 | 0 | #N/A | #N/A | 0 | 0 | 0 | 0 | 0 | #N/A | #N/A | 0 | #N/A | #N/A | #N/A | #N/A
9 | 6 | 22 | 8 | #N/A | #N/A | 0 | 0 | 0 | 0 | 0 | 0 | 0 | #N/A | #N/A | 0 | 0 | 0 | 0 | 0 | #N/A | #N/A | 0 | #N/A | #N/A | #N/A | #N/A
9 | 6 | 23 | 8 | #N/A | #N/A | 0 | 0 | 0 | 0 | 0 | 0 | 0 | #N/A | #N/A | 0 | 0 | 0 | 0 | 0 | #N/A | #N/A | 0 | #N/A | #N/A | #N/A | #N/A
9 | 6 | 24 | 8 | #N/A | #N/A | 0 | 0 | 0 | 0 | 0 | 0 | 0 | #N/A | #N/A | 0 | 0 | 0 | 0 | 0 | #N/A | #N/A | 0 | #N/A | #N/A | #N/A | #N/A
9 | 7 | 1 | 2 | #N/A | #N/A | 0 | 0 | 0 | 0 | 0 | 0 | 0 | #N/A | #N/A | 0 | 0 | 0 | 0 | 0 | #N/A | #N/A | 0 | #N/A | #N/A | #N/A | #N/A
9 | 7 | 2 | 2 | #N/A | #N/A | 0 | 0 | 0 | 0 | 0 | 0 | 0 | #N/A | #N/A | 0 | 0 | 0 | 0 | 0 | #N/A | #N/A | 0 | #N/A | #N/A | #N/A | #N/A
9 | 7 | 3 | 2 | #N/A | #N/A | 0 | 0 | 0 | 0 | 0 | 0 | 0 | #N/A | #N/A | 0 | 0 | 0 | 0 | 0 | #N/A | #N/A | 0 | #N/A | #N/A | #N/A | #N/A
9 | 7 | 4 | 2 | #N/A | #N/A | 0 | 0 | 0 | 0 | 0 | 0 | 0 | #N/A | #N/A | 0 | 0 | 0 | 0 | 0 | #N/A | #N/A | 0 | #N/A | #N/A | #N/A | #N/A
9 | 7 | 5 | 2 | #N/A | #N/A | 0 | 0 | 0 | 0 | 0 | 0 | 0 | #N/A | #N/A | 0 | 0 | 0 | 0 | 0 | #N/A | #N/A | 0 | #N/A | #N/A | #N/A | #N/A
9 | 7 | 6 | 2 | #N/A | #N/A | 1 | 0 | 0 | 0 | 0 | 0 | 0 | #N/A | #N/A | 0 | 0 | 0 | 0 | 0 | #N/A | #N/A | 0 | #N/A | #N/A | #N/A | #N/A
9 | 7 | 7 | 2 | #N/A | #N/A | 1 | 0 | 0 | 0 | 0 | 0 | 0 | #N/A | #N/A | 0 | 0 | 0 | 0 | 0 | #N/A | #N/A | 0 | #N/A | #N/A | #N/A | #N/A
9 | 7 | 8 | 2 | #N/A | #N/A | 1 | 0 | 0 | 0 | 0 | 0 | 0 | #N/A | #N/A | 0 | 0 | 0 | 0 | 0 | #N/A | #N/A | 0 | #N/A | #N/A | #N/A | #N/A
9 | 7 | 9 | 2 | #N/A | #N/A | 1 | 0 | 0 | 0 | 0 | 0 | 0 | #N/A | #N/A | 0 | 0 | 0 | 0 | 0 | #N/A | #N/A | 0 | #N/A | #N/A | #N/A | #N/A
9 | 7 | 10 | 2 | #N/A | #N/A | 1 | 0 | 0 | 0 | 0 | 0 | 0 | #N/A | #N/A | 0 | 0 | 0 | 0 | 0 | #N/A | #N/A | 0 | #N/A | #N/A | #N/A | #N/A
9 | 7 | 11 | 2 | #N/A | #N/A | 1 | 0 | 0 | 0 | 0 | 0 | 0 | #N/A | #N/A | 0 | 0 | 0 | 0 | 0 | #N/A | #N/A | 0 | #N/A | #N/A | #N/A | #N/A
9 | 7 | 12 | 2 | #N/A | #N/A | 1 | 0 | 0 | 0 | 0 | 0 | 0 | #N/A | #N/A | 0 | 0 | 0 | 0 | 0 | #N/A | #N/A | 0 | #N/A | #N/A | #N/A | #N/A
9 | 7 | 13 | 2 | #N/A | #N/A | 1 | 1 | 0 | 0 | 0 | 0 | 0 | #N/A | #N/A | 0 | 0 | 0 | 0 | 0 | #N/A | #N/A | 0 | #N/A | #N/A | #N/A | #N/A
9 | 7 | 14 | 2 | #N/A | #N/A | 1 | 1 | 0 | 0 | 0 | 0 | 0 | #N/A | #N/A | 0 | 0 | 0 | 0 | 0 | #N/A | #N/A | 0 | #N/A | #N/A | #N/A | #N/A
9 | 7 | 15 | 2 | #N/A | #N/A | 1 | 1 | 0 | 0 | 0 | 0 | 0 | #N/A | #N/A | 0 | 0 | 0 | 0 | 0 | #N/A | #N/A | 0 | #N/A | #N/A | #N/A | #N/A
9 | 7 | 16 | 2 | #N/A | #N/A | 1 | 1 | 0 | 0 | 0 | 0 | 0 | #N/A | #N/A | 0 | 0 | 0 | 0 | 0 | #N/A | #N/A | 0 | #N/A | #N/A | #N/A | #N/A
9 | 7 | 17 | 2 | #N/A | #N/A | 1 | 0 | 0 | 0 | 0 | 0 | 0 | #N/A | #N/A | 0 | 0 | 0 | 0 | 0 | #N/A | #N/A | 0 | #N/A | #N/A | #N/A | #N/A
9 | 7 | 18 | 2 | #N/A | #N/A | 1 | 0 | 0 | 0 | 0 | 0 | 0 | #N/A | #N/A | 0 | 0 | 0 | 0 | 0 | #N/A | #N/A | 0 | #N/A | #N/A | #N/A | #N/A
9 | 7 | 19 | 2 | #N/A | #N/A | 1 | 0 | 0 | 0 | 0 | 0 | 0 | #N/A | #N/A | 0 | 0 | 0 | 0 | 0 | #N/A | #N/A | 0 | #N/A | #N/A | #N/A | #N/A
9 | 7 | 20 | 2 | #N/A | #N/A | 1 | 0 | 0 | 0 | 0 | 0 | 0 | #N/A | #N/A | 0 | 0 | 0 | 0 | 0 | #N/A | #N/A | 0 | #N/A | #N/A | #N/A | #N/A
9 | 7 | 21 | 2 | #N/A | #N/A | 1 | 0 | 0 | 0 | 0 | 0 | 0 | #N/A | #N/A | 0 | 0 | 0 | 0 | 0 | #N/A | #N/A | 0 | #N/A | #N/A | #N/A | #N/A
9 | 7 | 22 | 2 | #N/A | #N/A | 1 | 0 | 0 | 0 | 0 | 0 | 0 | #N/A | #N/A | 0 | 0 | 0 | 0 | 0 | #N/A | #N/A | 0 | #N/A | #N/A | #N/A | #N/A
9 | 7 | 23 | 2 | #N/A | #N/A | 0 | 0 | 0 | 0 | 0 | 0 | 0 | #N/A | #N/A | 0 | 0 | 0 | 0 | 0 | #N/A | #N/A | 0 | #N/A | #N/A | #N/A | #N/A
9 | 7 | 24 | 2 | #N/A | #N/A | 0 | 0 | 0 | 0 | 0 | 0 | 0 | #N/A | #N/A | 0 | 0 | 0 | 0 | 0 | #N/A | #N/A | 0 | #N/A | #N/A | #N/A | #N/A
9 | 8 | 1 | 3 | #N/A | #N/A | 0 | 0 | 0 | 0 | 0 | 0 | 0 | #N/A | #N/A | 0 | 0 | 0 | 0 | 0 | #N/A | #N/A | 0 | #N/A | #N/A | #N/A | #N/A
9 | 8 | 2 | 3 | #N/A | #N/A | 0 | 0 | 0 | 0 | 0 | 0 | 0 | #N/A | #N/A | 0 | 0 | 0 | 0 | 0 | #N/A | #N/A | 0 | #N/A | #N/A | #N/A | #N/A
9 | 8 | 3 | 3 | #N/A | #N/A | 0 | 0 | 0 | 0 | 0 | 0 | 0 | #N/A | #N/A | 0 | 0 | 0 | 0 | 0 | #N/A | #N/A | 0 | #N/A | #N/A | #N/A | #N/A
9 | 8 | 4 | 3 | #N/A | #N/A | 0 | 0 | 0 | 0 | 0 | 0 | 0 | #N/A | #N/A | 0 | 0 | 0 | 0 | 0 | #N/A | #N/A | 0 | #N/A | #N/A | #N/A | #N/A
9 | 8 | 5 | 3 | #N/A | #N/A | 0 | 0 | 0 | 0 | 0 | 0 | 0 | #N/A | #N/A | 0 | 0 | 0 | 0 | 0 | #N/A | #N/A | 0 | #N/A | #N/A | #N/A | #N/A
9 | 8 | 6 | 3 | #N/A | #N/A | 1 | 0 | 0 | 0 | 0 | 0 | 0 | #N/A | #N/A | 0 | 0 | 0 | 0 | 0 | #N/A | #N/A | 0 | #N/A | #N/A | #N/A | #N/A
9 | 8 | 7 | 3 | #N/A | #N/A | 1 | 0 | 0 | 0 | 0 | 0 | 0 | #N/A | #N/A | 0 | 0 | 0 | 0 | 0 | #N/A | #N/A | 0 | #N/A | #N/A | #N/A | #N/A
9 | 8 | 8 | 3 | #N/A | #N/A | 1 | 0 | 0 | 0 | 0 | 0 | 0 | #N/A | #N/A | 0 | 0 | 0 | 0 | 0 | #N/A | #N/A | 0 | #N/A | #N/A | #N/A | #N/A
9 | 8 | 9 | 3 | #N/A | #N/A | 1 | 0 | 0 | 0 | 0 | 0 | 0 | #N/A | #N/A | 0 | 0 | 0 | 0 | 0 | #N/A | #N/A | 0 | #N/A | #N/A | #N/A | #N/A
9 | 8 | 10 | 3 | #N/A | #N/A | 1 | 0 | 0 | 0 | 0 | 0 | 0 | #N/A | #N/A | 0 | 0 | 0 | 0 | 0 | #N/A | #N/A | 0 | #N/A | #N/A | #N/A | #N/A
9 | 8 | 11 | 3 | #N/A | #N/A | 1 | 0 | 0 | 0 | 0 | 0 | 0 | #N/A | #N/A | 0 | 0 | 0 | 0 | 0 | #N/A | #N/A | 0 | #N/A | #N/A | #N/A | #N/A
9 | 8 | 12 | 3 | #N/A | #N/A | 1 | 0 | 0 | 0 | 0 | 0 | 0 | #N/A | #N/A | 0 | 0 | 0 | 0 | 0 | #N/A | #N/A | 0 | #N/A | #N/A | #N/A | #N/A
9 | 8 | 13 | 3 | #N/A | #N/A | 1 | 1 | 0 | 0 | 0 | 0 | 0 | #N/A | #N/A | 0 | 0 | 0 | 0 | 0 | #N/A | #N/A | 0 | #N/A | #N/A | #N/A | #N/A
9 | 8 | 14 | 3 | #N/A | #N/A | 1 | 1 | 0 | 0 | 0 | 0 | 0 | #N/A | #N/A | 0 | 0 | 0 | 0 | 0 | #N/A | #N/A | 0 | #N/A | #N/A | #N/A | #N/A
9 | 8 | 15 | 3 | #N/A | #N/A | 1 | 1 | 0 | 0 | 0 | 0 | 0 | #N/A | #N/A | 0 | 0 | 0 | 0 | 0 | #N/A | #N/A | 0 | #N/A | #N/A | #N/A | #N/A
9 | 8 | 16 | 3 | #N/A | #N/A | 1 | 1 | 0 | 0 | 0 | 0 | 0 | #N/A | #N/A | 0 | 0 | 0 | 0 | 0 | #N/A | #N/A | 0 | #N/A | #N/A | #N/A | #N/A
9 | 8 | 17 | 3 | #N/A | #N/A | 1 | 0 | 0 | 0 | 0 | 0 | 0 | #N/A | #N/A | 0 | 0 | 0 | 0 | 0 | #N/A | #N/A | 0 | #N/A | #N/A | #N/A | #N/A
9 | 8 | 18 | 3 | #N/A | #N/A | 1 | 0 | 0 | 0 | 0 | 0 | 0 | #N/A | #N/A | 0 | 0 | 0 | 0 | 0 | #N/A | #N/A | 0 | #N/A | #N/A | #N/A | #N/A
9 | 8 | 19 | 3 | #N/A | #N/A | 1 | 0 | 0 | 0 | 0 | 0 | 0 | #N/A | #N/A | 0 | 0 | 0 | 0 | 0 | #N/A | #N/A | 0 | #N/A | #N/A | #N/A | #N/A
9 | 8 | 20 | 3 | #N/A | #N/A | 1 | 0 | 0 | 0 | 0 | 0 | 0 | #N/A | #N/A | 0 | 0 | 0 | 0 | 0 | #N/A | #N/A | 0 | #N/A | #N/A | #N/A | #N/A
9 | 8 | 21 | 3 | #N/A | #N/A | 1 | 0 | 0 | 0 | 0 | 0 | 0 | #N/A | #N/A | 0 | 0 | 0 | 0 | 0 | #N/A | #N/A | 0 | #N/A | #N/A | #N/A | #N/A
9 | 8 | 22 | 3 | #N/A | #N/A | 1 | 0 | 0 | 0 | 0 | 0 | 0 | #N/A | #N/A | 0 | 0 | 0 | 0 | 0 | #N/A | #N/A | 0 | #N/A | #N/A | #N/A | #N/A
9 | 8 | 23 | 3 | #N/A | #N/A | 0 | 0 | 0 | 0 | 0 | 0 | 0 | #N/A | #N/A | 0 | 0 | 0 | 0 | 0 | #N/A | #N/A | 0 | #N/A | #N/A | #N/A | #N/A
9 | 8 | 24 | 3 | #N/A | #N/A | 0 | 0 | 0 | 0 | 0 | 0 | 0 | #N/A | #N/A | 0 | 0 | 0 | 0 | 0 | #N/A | #N/A | 0 | #N/A | #N/A | #N/A | #N/A
9 | 9 | 1 | 4 | #N/A | #N/A | 0 | 0 | 0 | 0 | 0 | 0 | 0 | #N/A | #N/A | 0 | 0 | 0 | 0 | 0 | #N/A | #N/A | 0 | #N/A | #N/A | #N/A | #N/A
9 | 9 | 2 | 4 | #N/A | #N/A | 0 | 0 | 0 | 0 | 0 | 0 | 0 | #N/A | #N/A | 0 | 0 | 0 | 0 | 0 | #N/A | #N/A | 0 | #N/A | #N/A | #N/A | #N/A
9 | 9 | 3 | 4 | #N/A | #N/A | 0 | 0 | 0 | 0 | 0 | 0 | 0 | #N/A | #N/A | 0 | 0 | 0 | 0 | 0 | #N/A | #N/A | 0 | #N/A | #N/A | #N/A | #N/A
9 | 9 | 4 | 4 | #N/A | #N/A | 0 | 0 | 0 | 0 | 0 | 0 | 0 | #N/A | #N/A | 0 | 0 | 0 | 0 | 0 | #N/A | #N/A | 0 | #N/A | #N/A | #N/A | #N/A
9 | 9 | 5 | 4 | #N/A | #N/A | 0 | 0 | 0 | 0 | 0 | 0 | 0 | #N/A | #N/A | 0 | 0 | 0 | 0 | 0 | #N/A | #N/A | 0 | #N/A | #N/A | #N/A | #N/A
9 | 9 | 6 | 4 | #N/A | #N/A | 1 | 0 | 0 | 0 | 0 | 0 | 0 | #N/A | #N/A | 0 | 0 | 0 | 0 | 0 | #N/A | #N/A | 0 | #N/A | #N/A | #N/A | #N/A
9 | 9 | 7 | 4 | #N/A | #N/A | 1 | 0 | 0 | 0 | 0 | 0 | 0 | #N/A | #N/A | 0 | 0 | 0 | 0 | 0 | #N/A | #N/A | 0 | #N/A | #N/A | #N/A | #N/A
9 | 9 | 8 | 4 | #N/A | #N/A | 1 | 0 | 0 | 0 | 0 | 0 | 0 | #N/A | #N/A | 0 | 0 | 0 | 0 | 0 | #N/A | #N/A | 0 | #N/A | #N/A | #N/A | #N/A
9 | 9 | 9 | 4 | #N/A | #N/A | 1 | 0 | 0 | 0 | 0 | 0 | 0 | #N/A | #N/A | 0 | 0 | 0 | 0 | 0 | #N/A | #N/A | 0 | #N/A | #N/A | #N/A | #N/A
9 | 9 | 10 | 4 | #N/A | #N/A | 1 | 0 | 0 | 0 | 0 | 0 | 0 | #N/A | #N/A | 0 | 0 | 0 | 0 | 0 | #N/A | #N/A | 0 | #N/A | #N/A | #N/A | #N/A
9 | 9 | 11 | 4 | #N/A | #N/A | 1 | 0 | 0 | 0 | 0 | 0 | 0 | #N/A | #N/A | 0 | 0 | 0 | 0 | 0 | #N/A | #N/A | 0 | #N/A | #N/A | #N/A | #N/A
9 | 9 | 12 | 4 | #N/A | #N/A | 1 | 0 | 0 | 0 | 0 | 0 | 0 | #N/A | #N/A | 0 | 0 | 0 | 0 | 0 | #N/A | #N/A | 0 | #N/A | #N/A | #N/A | #N/A
9 | 9 | 13 | 4 | #N/A | #N/A | 1 | 1 | 0 | 0 | 0 | 0 | 0 | #N/A | #N/A | 0 | 0 | 0 | 0 | 0 | #N/A | #N/A | 0 | #N/A | #N/A | #N/A | #N/A
9 | 9 | 14 | 4 | #N/A | #N/A | 1 | 1 | 0 | 0 | 0 | 0 | 0 | #N/A | #N/A | 0 | 0 | 0 | 0 | 0 | #N/A | #N/A | 0 | #N/A | #N/A | #N/A | #N/A
9 | 9 | 15 | 4 | #N/A | #N/A | 1 | 1 | 0 | 0 | 0 | 0 | 0 | #N/A | #N/A | 0 | 0 | 0 | 0 | 0 | #N/A | #N/A | 0 | #N/A | #N/A | #N/A | #N/A
9 | 9 | 16 | 4 | #N/A | #N/A | 1 | 1 | 0 | 0 | 0 | 0 | 0 | #N/A | #N/A | 0 | 0 | 0 | 0 | 0 | #N/A | #N/A | 0 | #N/A | #N/A | #N/A | #N/A
9 | 9 | 17 | 4 | #N/A | #N/A | 1 | 0 | 0 | 0 | 0 | 0 | 0 | #N/A | #N/A | 0 | 0 | 0 | 0 | 0 | #N/A | #N/A | 0 | #N/A | #N/A | #N/A | #N/A
9 | 9 | 18 | 4 | #N/A | #N/A | 1 | 0 | 0 | 0 | 0 | 0 | 0 | #N/A | #N/A | 0 | 0 | 0 | 0 | 0 | #N/A | #N/A | 0 | #N/A | #N/A | #N/A | #N/A
9 | 9 | 19 | 4 | #N/A | #N/A | 1 | 0 | 0 | 0 | 0 | 0 | 0 | #N/A | #N/A | 0 | 0 | 0 | 0 | 0 | #N/A | #N/A | 0 | #N/A | #N/A | #N/A | #N/A
9 | 9 | 20 | 4 | #N/A | #N/A | 1 | 0 | 0 | 0 | 0 | 0 | 0 | #N/A | #N/A | 0 | 0 | 0 | 0 | 0 | #N/A | #N/A | 0 | #N/A | #N/A | #N/A | #N/A
9 | 9 | 21 | 4 | #N/A | #N/A | 1 | 0 | 0 | 0 | 0 | 0 | 0 | #N/A | #N/A | 0 | 0 | 0 | 0 | 0 | #N/A | #N/A | 0 | #N/A | #N/A | #N/A | #N/A
9 | 9 | 22 | 4 | #N/A | #N/A | 1 | 0 | 0 | 0 | 0 | 0 | 0 | #N/A | #N/A | 0 | 0 | 0 | 0 | 0 | #N/A | #N/A | 0 | #N/A | #N/A | #N/A | #N/A
9 | 9 | 23 | 4 | #N/A | #N/A | 0 | 0 | 0 | 0 | 0 | 0 | 0 | #N/A | #N/A | 0 | 0 | 0 | 0 | 0 | #N/A | #N/A | 0 | #N/A | #N/A | #N/A | #N/A
9 | 9 | 24 | 4 | #N/A | #N/A | 0 | 0 | 0 | 0 | 0 | 0 | 0 | #N/A | #N/A | 0 | 0 | 0 | 0 | 0 | #N/A | #N/A | 0 | #N/A | #N/A | #N/A | #N/A
9 | 10 | 1 | 5 | #N/A | #N/A | 0 | 0 | 0 | 0 | 0 | 0 | 0 | #N/A | #N/A | 0 | 0 | 0 | 0 | 0 | #N/A | #N/A | 0 | #N/A | #N/A | #N/A | #N/A
9 | 10 | 2 | 5 | #N/A | #N/A | 0 | 0 | 0 | 0 | 0 | 0 | 0 | #N/A | #N/A | 0 | 0 | 0 | 0 | 0 | #N/A | #N/A | 0 | #N/A | #N/A | #N/A | #N/A
9 | 10 | 3 | 5 | #N/A | #N/A | 0 | 0 | 0 | 0 | 0 | 0 | 0 | #N/A | #N/A | 0 | 0 | 0 | 0 | 0 | #N/A | #N/A | 0 | #N/A | #N/A | #N/A | #N/A
9 | 10 | 4 | 5 | #N/A | #N/A | 0 | 0 | 0 | 0 | 0 | 0 | 0 | #N/A | #N/A | 0 | 0 | 0 | 0 | 0 | #N/A | #N/A | 0 | #N/A | #N/A | #N/A | #N/A
9 | 10 | 5 | 5 | #N/A | #N/A | 0 | 0 | 0 | 0 | 0 | 0 | 0 | #N/A | #N/A | 0 | 0 | 0 | 0 | 0 | #N/A | #N/A | 0 | #N/A | #N/A | #N/A | #N/A
9 | 10 | 6 | 5 | #N/A | #N/A | 1 | 0 | 0 | 0 | 0 | 0 | 0 | #N/A | #N/A | 0 | 0 | 0 | 0 | 0 | #N/A | #N/A | 0 | #N/A | #N/A | #N/A | #N/A
9 | 10 | 7 | 5 | #N/A | #N/A | 1 | 0 | 0 | 0 | 0 | 0 | 0 | #N/A | #N/A | 0 | 0 | 0 | 0 | 0 | #N/A | #N/A | 0 | #N/A | #N/A | #N/A | #N/A
9 | 10 | 8 | 5 | #N/A | #N/A | 1 | 0 | 0 | 0 | 0 | 0 | 0 | #N/A | #N/A | 0 | 0 | 0 | 0 | 0 | #N/A | #N/A | 0 | #N/A | #N/A | #N/A | #N/A
9 | 10 | 9 | 5 | #N/A | #N/A | 1 | 0 | 0 | 0 | 0 | 0 | 0 | #N/A | #N/A | 0 | 0 | 0 | 0 | 0 | #N/A | #N/A | 0 | #N/A | #N/A | #N/A | #N/A
9 | 10 | 10 | 5 | #N/A | #N/A | 1 | 0 | 0 | 0 | 0 | 0 | 0 | #N/A | #N/A | 0 | 0 | 0 | 0 | 0 | #N/A | #N/A | 0 | #N/A | #N/A | #N/A | #N/A
9 | 10 | 11 | 5 | #N/A | #N/A | 1 | 0 | 0 | 0 | 0 | 0 | 0 | #N/A | #N/A | 0 | 0 | 0 | 0 | 0 | #N/A | #N/A | 0 | #N/A | #N/A | #N/A | #N/A
9 | 10 | 12 | 5 | #N/A | #N/A | 1 | 0 | 0 | 0 | 0 | 0 | 0 | #N/A | #N/A | 0 | 0 | 0 | 0 | 0 | #N/A | #N/A | 0 | #N/A | #N/A | #N/A | #N/A
9 | 10 | 13 | 5 | #N/A | #N/A | 1 | 1 | 0 | 0 | 0 | 0 | 0 | #N/A | #N/A | 0 | 0 | 0 | 0 | 0 | #N/A | #N/A | 0 | #N/A | #N/A | #N/A | #N/A
9 | 10 | 14 | 5 | #N/A | #N/A | 1 | 1 | 0 | 0 | 0 | 0 | 0 | #N/A | #N/A | 0 | 0 | 0 | 0 | 0 | #N/A | #N/A | 0 | #N/A | #N/A | #N/A | #N/A
9 | 10 | 15 | 5 | #N/A | #N/A | 1 | 1 | 0 | 0 | 0 | 0 | 0 | #N/A | #N/A | 0 | 0 | 0 | 0 | 0 | #N/A | #N/A | 0 | #N/A | #N/A | #N/A | #N/A
9 | 10 | 16 | 5 | #N/A | #N/A | 1 | 1 | 0 | 0 | 0 | 0 | 0 | #N/A | #N/A | 0 | 0 | 0 | 0 | 0 | #N/A | #N/A | 0 | #N/A | #N/A | #N/A | #N/A
9 | 10 | 17 | 5 | #N/A | #N/A | 1 | 0 | 0 | 0 | 0 | 0 | 0 | #N/A | #N/A | 0 | 0 | 0 | 0 | 0 | #N/A | #N/A | 0 | #N/A | #N/A | #N/A | #N/A
9 | 10 | 18 | 5 | #N/A | #N/A | 1 | 0 | 0 | 0 | 0 | 0 | 0 | #N/A | #N/A | 0 | 0 | 0 | 0 | 0 | #N/A | #N/A | 0 | #N/A | #N/A | #N/A | #N/A
9 | 10 | 19 | 5 | #N/A | #N/A | 1 | 0 | 0 | 0 | 0 | 0 | 0 | #N/A | #N/A | 0 | 0 | 0 | 0 | 0 | #N/A | #N/A | 0 | #N/A | #N/A | #N/A | #N/A
9 | 10 | 20 | 5 | #N/A | #N/A | 1 | 0 | 0 | 0 | 0 | 0 | 0 | #N/A | #N/A | 0 | 0 | 0 | 0 | 0 | #N/A | #N/A | 0 | #N/A | #N/A | #N/A | #N/A
9 | 10 | 21 | 5 | #N/A | #N/A | 1 | 0 | 0 | 0 | 0 | 0 | 0 | #N/A | #N/A | 0 | 0 | 0 | 0 | 0 | #N/A | #N/A | 0 | #N/A | #N/A | #N/A | #N/A
9 | 10 | 22 | 5 | #N/A | #N/A | 1 | 0 | 0 | 0 | 0 | 0 | 0 | #N/A | #N/A | 0 | 0 | 0 | 0 | 0 | #N/A | #N/A | 0 | #N/A | #N/A | #N/A | #N/A
9 | 10 | 23 | 5 | #N/A | #N/A | 0 | 0 | 0 | 0 | 0 | 0 | 0 | #N/A | #N/A | 0 | 0 | 0 | 0 | 0 | #N/A | #N/A | 0 | #N/A | #N/A | #N/A | #N/A
9 | 10 | 24 | 5 | #N/A | #N/A | 0 | 0 | 0 | 0 | 0 | 0 | 0 | #N/A | #N/A | 0 | 0 | 0 | 0 | 0 | #N/A | #N/A | 0 | #N/A | #N/A | #N/A | #N/A
9 | 11 | 1 | 6 | #N/A | #N/A | 0 | 0 | 0 | 0 | 0 | 0 | 0 | #N/A | #N/A | 0 | 0 | 0 | 0 | 0 | #N/A | #N/A | 0 | #N/A | #N/A | #N/A | #N/A
9 | 11 | 2 | 6 | #N/A | #N/A | 0 | 0 | 0 | 0 | 0 | 0 | 0 | #N/A | #N/A | 0 | 0 | 0 | 0 | 0 | #N/A | #N/A | 0 | #N/A | #N/A | #N/A | #N/A
9 | 11 | 3 | 6 | #N/A | #N/A | 0 | 0 | 0 | 0 | 0 | 0 | 0 | #N/A | #N/A | 0 | 0 | 0 | 0 | 0 | #N/A | #N/A | 0 | #N/A | #N/A | #N/A | #N/A
9 | 11 | 4 | 6 | #N/A | #N/A | 0 | 0 | 0 | 0 | 0 | 0 | 0 | #N/A | #N/A | 0 | 0 | 0 | 0 | 0 | #N/A | #N/A | 0 | #N/A | #N/A | #N/A | #N/A
9 | 11 | 5 | 6 | #N/A | #N/A | 0 | 0 | 0 | 0 | 0 | 0 | 0 | #N/A | #N/A | 0 | 0 | 0 | 0 | 0 | #N/A | #N/A | 0 | #N/A | #N/A | #N/A | #N/A
9 | 11 | 6 | 6 | #N/A | #N/A | 0 | 0 | 0 | 0 | 0 | 0 | 0 | #N/A | #N/A | 0 | 0 | 0 | 0 | 0 | #N/A | #N/A | 0 | #N/A | #N/A | #N/A | #N/A
9 | 11 | 7 | 6 | #N/A | #N/A | 0 | 0 | 0 | 0 | 0 | 0 | 0 | #N/A | #N/A | 0 | 0 | 0 | 0 | 0 | #N/A | #N/A | 0 | #N/A | #N/A | #N/A | #N/A
9 | 11 | 8 | 6 | #N/A | #N/A | 0 | 0 | 0 | 0 | 0 | 0 | 0 | #N/A | #N/A | 0 | 0 | 0 | 0 | 0 | #N/A | #N/A | 0 | #N/A | #N/A | #N/A | #N/A
9 | 11 | 9 | 6 | #N/A | #N/A | 0 | 0 | 0 | 0 | 0 | 0 | 0 | #N/A | #N/A | 0 | 0 | 0 | 0 | 0 | #N/A | #N/A | 0 | #N/A | #N/A | #N/A | #N/A
9 | 11 | 10 | 6 | #N/A | #N/A | 0 | 0 | 0 | 0 | 0 | 0 | 0 | #N/A | #N/A | 0 | 0 | 0 | 0 | 0 | #N/A | #N/A | 0 | #N/A | #N/A | #N/A | #N/A
9 | 11 | 11 | 6 | #N/A | #N/A | 0 | 0 | 0 | 0 | 0 | 0 | 0 | #N/A | #N/A | 0 | 0 | 0 | 0 | 0 | #N/A | #N/A | 0 | #N/A | #N/A | #N/A | #N/A
9 | 11 | 12 | 6 | #N/A | #N/A | 0 | 0 | 0 | 0 | 0 | 0 | 0 | #N/A | #N/A | 0 | 0 | 0 | 0 | 0 | #N/A | #N/A | 0 | #N/A | #N/A | #N/A | #N/A
9 | 11 | 13 | 6 | #N/A | #N/A | 0 | 0 | 0 | 0 | 0 | 0 | 0 | #N/A | #N/A | 0 | 0 | 0 | 0 | 0 | #N/A | #N/A | 0 | #N/A | #N/A | #N/A | #N/A
9 | 11 | 14 | 6 | #N/A | #N/A | 0 | 0 | 0 | 0 | 0 | 0 | 0 | #N/A | #N/A | 0 | 0 | 0 | 0 | 0 | #N/A | #N/A | 0 | #N/A | #N/A | #N/A | #N/A
9 | 11 | 15 | 6 | #N/A | #N/A | 0 | 0 | 0 | 0 | 0 | 0 | 0 | #N/A | #N/A | 0 | 0 | 0 | 0 | 0 | #N/A | #N/A | 0 | #N/A | #N/A | #N/A | #N/A
9 | 11 | 16 | 6 | #N/A | #N/A | 0 | 0 | 0 | 0 | 0 | 0 | 0 | #N/A | #N/A | 0 | 0 | 0 | 0 | 0 | #N/A | #N/A | 0 | #N/A | #N/A | #N/A | #N/A
9 | 11 | 17 | 6 | #N/A | #N/A | 0 | 0 | 0 | 0 | 0 | 0 | 0 | #N/A | #N/A | 0 | 0 | 0 | 0 | 0 | #N/A | #N/A | 0 | #N/A | #N/A | #N/A | #N/A
9 | 11 | 18 | 6 | #N/A | #N/A | 0 | 0 | 0 | 0 | 0 | 0 | 0 | #N/A | #N/A | 0 | 0 | 0 | 0 | 0 | #N/A | #N/A | 0 | #N/A | #N/A | #N/A | #N/A
9 | 11 | 19 | 6 | #N/A | #N/A | 0 | 0 | 0 | 0 | 0 | 0 | 0 | #N/A | #N/A | 0 | 0 | 0 | 0 | 0 | #N/A | #N/A | 0 | #N/A | #N/A | #N/A | #N/A
9 | 11 | 20 | 6 | #N/A | #N/A | 0 | 0 | 0 | 0 | 0 | 0 | 0 | #N/A | #N/A | 0 | 0 | 0 | 0 | 0 | #N/A | #N/A | 0 | #N/A | #N/A | #N/A | #N/A
9 | 11 | 21 | 6 | #N/A | #N/A | 0 | 0 | 0 | 0 | 0 | 0 | 0 | #N/A | #N/A | 0 | 0 | 0 | 0 | 0 | #N/A | #N/A | 0 | #N/A | #N/A | #N/A | #N/A
9 | 11 | 22 | 6 | #N/A | #N/A | 0 | 0 | 0 | 0 | 0 | 0 | 0 | #N/A | #N/A | 0 | 0 | 0 | 0 | 0 | #N/A | #N/A | 0 | #N/A | #N/A | #N/A | #N/A
9 | 11 | 23 | 6 | #N/A | #N/A | 0 | 0 | 0 | 0 | 0 | 0 | 0 | #N/A | #N/A | 0 | 0 | 0 | 0 | 0 | #N/A | #N/A | 0 | #N/A | #N/A | #N/A | #N/A
9 | 11 | 24 | 6 | #N/A | #N/A | 0 | 0 | 0 | 0 | 0 | 0 | 0 | #N/A | #N/A | 0 | 0 | 0 | 0 | 0 | #N/A | #N/A | 0 | #N/A | #N/A | #N/A | #N/A
9 | 12 | 1 | 7 | #N/A | #N/A | 0 | 0 | 0 | 0 | 0 | 0 | 0 | #N/A | #N/A | 0 | 0 | 0 | 0 | 0 | #N/A | #N/A | 0 | #N/A | #N/A | #N/A | #N/A
9 | 12 | 2 | 7 | #N/A | #N/A | 0 | 0 | 0 | 0 | 0 | 0 | 0 | #N/A | #N/A | 0 | 0 | 0 | 0 | 0 | #N/A | #N/A | 0 | #N/A | #N/A | #N/A | #N/A
9 | 12 | 3 | 7 | #N/A | #N/A | 0 | 0 | 0 | 0 | 0 | 0 | 0 | #N/A | #N/A | 0 | 0 | 0 | 0 | 0 | #N/A | #N/A | 0 | #N/A | #N/A | #N/A | #N/A
9 | 12 | 4 | 7 | #N/A | #N/A | 0 | 0 | 0 | 0 | 0 | 0 | 0 | #N/A | #N/A | 0 | 0 | 0 | 0 | 0 | #N/A | #N/A | 0 | #N/A | #N/A | #N/A | #N/A
9 | 12 | 5 | 7 | #N/A | #N/A | 0 | 0 | 0 | 0 | 0 | 0 | 0 | #N/A | #N/A | 0 | 0 | 0 | 0 | 0 | #N/A | #N/A | 0 | #N/A | #N/A | #N/A | #N/A
9 | 12 | 6 | 7 | #N/A | #N/A | 0 | 0 | 0 | 0 | 0 | 0 | 0 | #N/A | #N/A | 0 | 0 | 0 | 0 | 0 | #N/A | #N/A | 0 | #N/A | #N/A | #N/A | #N/A
9 | 12 | 7 | 7 | #N/A | #N/A | 0 | 0 | 0 | 0 | 0 | 0 | 0 | #N/A | #N/A | 0 | 0 | 0 | 0 | 0 | #N/A | #N/A | 0 | #N/A | #N/A | #N/A | #N/A
9 | 12 | 8 | 7 | #N/A | #N/A | 0 | 0 | 0 | 0 | 0 | 0 | 0 | #N/A | #N/A | 0 | 0 | 0 | 0 | 0 | #N/A | #N/A | 0 | #N/A | #N/A | #N/A | #N/A
9 | 12 | 9 | 7 | #N/A | #N/A | 0 | 0 | 0 | 0 | 0 | 0 | 0 | #N/A | #N/A | 0 | 0 | 0 | 0 | 0 | #N/A | #N/A | 0 | #N/A | #N/A | #N/A | #N/A
9 | 12 | 10 | 7 | #N/A | #N/A | 0 | 0 | 0 | 0 | 0 | 0 | 0 | #N/A | #N/A | 0 | 0 | 0 | 0 | 0 | #N/A | #N/A | 0 | #N/A | #N/A | #N/A | #N/A
9 | 12 | 11 | 7 | #N/A | #N/A | 0 | 0 | 0 | 0 | 0 | 0 | 0 | #N/A | #N/A | 0 | 0 | 0 | 0 | 0 | #N/A | #N/A | 0 | #N/A | #N/A | #N/A | #N/A
9 | 12 | 12 | 7 | #N/A | #N/A | 0 | 0 | 0 | 0 | 0 | 0 | 0 | #N/A | #N/A | 0 | 0 | 0 | 0 | 0 | #N/A | #N/A | 0 | #N/A | #N/A | #N/A | #N/A
9 | 12 | 13 | 7 | #N/A | #N/A | 0 | 0 | 0 | 0 | 0 | 0 | 0 | #N/A | #N/A | 0 | 0 | 0 | 0 | 0 | #N/A | #N/A | 0 | #N/A | #N/A | #N/A | #N/A
9 | 12 | 14 | 7 | #N/A | #N/A | 0 | 0 | 0 | 0 | 0 | 0 | 0 | #N/A | #N/A | 0 | 0 | 0 | 0 | 0 | #N/A | #N/A | 0 | #N/A | #N/A | #N/A | #N/A
9 | 12 | 15 | 7 | #N/A | #N/A | 0 | 0 | 0 | 0 | 0 | 0 | 0 | #N/A | #N/A | 0 | 0 | 0 | 0 | 0 | #N/A | #N/A | 0 | #N/A | #N/A | #N/A | #N/A
9 | 12 | 16 | 7 | #N/A | #N/A | 0 | 0 | 0 | 0 | 0 | 0 | 0 | #N/A | #N/A | 0 | 0 | 0 | 0 | 0 | #N/A | #N/A | 0 | #N/A | #N/A | #N/A | #N/A
9 | 12 | 17 | 7 | #N/A | #N/A | 0 | 0 | 0 | 0 | 0 | 0 | 0 | #N/A | #N/A | 0 | 0 | 0 | 0 | 0 | #N/A | #N/A | 0 | #N/A | #N/A | #N/A | #N/A
9 | 12 | 18 | 7 | #N/A | #N/A | 0 | 0 | 0 | 0 | 0 | 0 | 0 | #N/A | #N/A | 0 | 0 | 0 | 0 | 0 | #N/A | #N/A | 0 | #N/A | #N/A | #N/A | #N/A
9 | 12 | 19 | 7 | #N/A | #N/A | 0 | 0 | 0 | 0 | 0 | 0 | 0 | #N/A | #N/A | 0 | 0 | 0 | 0 | 0 | #N/A | #N/A | 0 | #N/A | #N/A | #N/A | #N/A
9 | 12 | 20 | 7 | #N/A | #N/A | 0 | 0 | 0 | 0 | 0 | 0 | 0 | #N/A | #N/A | 0 | 0 | 0 | 0 | 0 | #N/A | #N/A | 0 | #N/A | #N/A | #N/A | #N/A
9 | 12 | 21 | 7 | #N/A | #N/A | 0 | 0 | 0 | 0 | 0 | 0 | 0 | #N/A | #N/A | 0 | 0 | 0 | 0 | 0 | #N/A | #N/A | 0 | #N/A | #N/A | #N/A | #N/A
9 | 12 | 22 | 7 | #N/A | #N/A | 0 | 0 | 0 | 0 | 0 | 0 | 0 | #N/A | #N/A | 0 | 0 | 0 | 0 | 0 | #N/A | #N/A | 0 | #N/A | #N/A | #N/A | #N/A
9 | 12 | 23 | 7 | #N/A | #N/A | 0 | 0 | 0 | 0 | 0 | 0 | 0 | #N/A | #N/A | 0 | 0 | 0 | 0 | 0 | #N/A | #N/A | 0 | #N/A | #N/A | #N/A | #N/A
9 | 12 | 24 | 7 | #N/A | #N/A | 0 | 0 | 0 | 0 | 0 | 0 | 0 | #N/A | #N/A | 0 | 0 | 0 | 0 | 0 | #N/A | #N/A | 0 | #N/A | #N/A | #N/A | #N/A
9 | 13 | 1 | 1 | #N/A | #N/A | 0 | 0 | 0 | 0 | 0 | 0 | 0 | #N/A | #N/A | 0 | 0 | 0 | 0 | 0 | #N/A | #N/A | 0 | #N/A | #N/A | #N/A | #N/A
9 | 13 | 2 | 1 | #N/A | #N/A | 0 | 0 | 0 | 0 | 0 | 0 | 0 | #N/A | #N/A | 0 | 0 | 0 | 0 | 0 | #N/A | #N/A | 0 | #N/A | #N/A | #N/A | #N/A
9 | 13 | 3 | 1 | #N/A | #N/A | 0 | 0 | 0 | 0 | 0 | 0 | 0 | #N/A | #N/A | 0 | 0 | 0 | 0 | 0 | #N/A | #N/A | 0 | #N/A | #N/A | #N/A | #N/A
9 | 13 | 4 | 1 | #N/A | #N/A | 0 | 0 | 0 | 0 | 0 | 0 | 0 | #N/A | #N/A | 0 | 0 | 0 | 0 | 0 | #N/A | #N/A | 0 | #N/A | #N/A | #N/A | #N/A
9 | 13 | 5 | 1 | #N/A | #N/A | 0 | 0 | 0 | 0 | 0 | 0 | 0 | #N/A | #N/A | 0 | 0 | 0 | 0 | 0 | #N/A | #N/A | 0 | #N/A | #N/A | #N/A | #N/A
9 | 13 | 6 | 1 | #N/A | #N/A | 1 | 0 | 0 | 0 | 0 | 0 | 0 | #N/A | #N/A | 0 | 0 | 0 | 0 | 0 | #N/A | #N/A | 0 | #N/A | #N/A | #N/A | #N/A
9 | 13 | 7 | 1 | #N/A | #N/A | 1 | 0 | 0 | 0 | 0 | 0 | 0 | #N/A | #N/A | 0 | 0 | 0 | 0 | 0 | #N/A | #N/A | 0 | #N/A | #N/A | #N/A | #N/A
9 | 13 | 8 | 1 | #N/A | #N/A | 1 | 0 | 0 | 0 | 0 | 0 | 0 | #N/A | #N/A | 0 | 0 | 0 | 0 | 0 | #N/A | #N/A | 0 | #N/A | #N/A | #N/A | #N/A
9 | 13 | 9 | 1 | #N/A | #N/A | 1 | 0 | 0 | 0 | 0 | 0 | 0 | #N/A | #N/A | 0 | 0 | 0 | 0 | 0 | #N/A | #N/A | 0 | #N/A | #N/A | #N/A | #N/A
9 | 13 | 10 | 1 | #N/A | #N/A | 1 | 0 | 0 | 0 | 0 | 0 | 0 | #N/A | #N/A | 0 | 0 | 0 | 0 | 0 | #N/A | #N/A | 0 | #N/A | #N/A | #N/A | #N/A
9 | 13 | 11 | 1 | #N/A | #N/A | 1 | 0 | 0 | 0 | 0 | 0 | 0 | #N/A | #N/A | 0 | 0 | 0 | 0 | 0 | #N/A | #N/A | 0 | #N/A | #N/A | #N/A | #N/A
9 | 13 | 12 | 1 | #N/A | #N/A | 1 | 0 | 0 | 0 | 0 | 0 | 0 | #N/A | #N/A | 0 | 0 | 0 | 0 | 0 | #N/A | #N/A | 0 | #N/A | #N/A | #N/A | #N/A
9 | 13 | 13 | 1 | #N/A | #N/A | 1 | 1 | 0 | 0 | 0 | 0 | 0 | #N/A | #N/A | 0 | 0 | 0 | 0 | 0 | #N/A | #N/A | 0 | #N/A | #N/A | #N/A | #N/A
9 | 13 | 14 | 1 | #N/A | #N/A | 1 | 1 | 0 | 0 | 0 | 0 | 0 | #N/A | #N/A | 0 | 0 | 0 | 0 | 0 | #N/A | #N/A | 0 | #N/A | #N/A | #N/A | #N/A
9 | 13 | 15 | 1 | #N/A | #N/A | 1 | 1 | 0 | 0 | 0 | 0 | 0 | #N/A | #N/A | 0 | 0 | 0 | 0 | 0 | #N/A | #N/A | 0 | #N/A | #N/A | #N/A | #N/A
9 | 13 | 16 | 1 | #N/A | #N/A | 1 | 1 | 0 | 0 | 0 | 0 | 0 | #N/A | #N/A | 0 | 0 | 0 | 0 | 0 | #N/A | #N/A | 0 | #N/A | #N/A | #N/A | #N/A
9 | 13 | 17 | 1 | #N/A | #N/A | 1 | 0 | 0 | 0 | 0 | 0 | 0 | #N/A | #N/A | 0 | 0 | 0 | 0 | 0 | #N/A | #N/A | 0 | #N/A | #N/A | #N/A | #N/A
9 | 13 | 18 | 1 | #N/A | #N/A | 1 | 0 | 0 | 0 | 0 | 0 | 0 | #N/A | #N/A | 0 | 0 | 0 | 0 | 0 | #N/A | #N/A | 0 | #N/A | #N/A | #N/A | #N/A
9 | 13 | 19 | 1 | #N/A | #N/A | 1 | 0 | 0 | 0 | 0 | 0 | 0 | #N/A | #N/A | 0 | 0 | 0 | 0 | 0 | #N/A | #N/A | 0 | #N/A | #N/A | #N/A | #N/A
9 | 13 | 20 | 1 | #N/A | #N/A | 1 | 0 | 0 | 0 | 0 | 0 | 0 | #N/A | #N/A | 0 | 0 | 0 | 0 | 0 | #N/A | #N/A | 0 | #N/A | #N/A | #N/A | #N/A
9 | 13 | 21 | 1 | #N/A | #N/A | 1 | 0 | 0 | 0 | 0 | 0 | 0 | #N/A | #N/A | 0 | 0 | 0 | 0 | 0 | #N/A | #N/A | 0 | #N/A | #N/A | #N/A | #N/A
9 | 13 | 22 | 1 | #N/A | #N/A | 1 | 0 | 0 | 0 | 0 | 0 | 0 | #N/A | #N/A | 0 | 0 | 0 | 0 | 0 | #N/A | #N/A | 0 | #N/A | #N/A | #N/A | #N/A
9 | 13 | 23 | 1 | #N/A | #N/A | 0 | 0 | 0 | 0 | 0 | 0 | 0 | #N/A | #N/A | 0 | 0 | 0 | 0 | 0 | #N/A | #N/A | 0 | #N/A | #N/A | #N/A | #N/A
9 | 13 | 24 | 1 | #N/A | #N/A | 0 | 0 | 0 | 0 | 0 | 0 | 0 | #N/A | #N/A | 0 | 0 | 0 | 0 | 0 | #N/A | #N/A | 0 | #N/A | #N/A | #N/A | #N/A
9 | 14 | 1 | 2 | #N/A | #N/A | 0 | 0 | 0 | 0 | 0 | 0 | 0 | #N/A | #N/A | 0 | 0 | 0 | 0 | 0 | #N/A | #N/A | 0 | #N/A | #N/A | #N/A | #N/A
9 | 14 | 2 | 2 | #N/A | #N/A | 0 | 0 | 0 | 0 | 0 | 0 | 0 | #N/A | #N/A | 0 | 0 | 0 | 0 | 0 | #N/A | #N/A | 0 | #N/A | #N/A | #N/A | #N/A
9 | 14 | 3 | 2 | #N/A | #N/A | 0 | 0 | 0 | 0 | 0 | 0 | 0 | #N/A | #N/A | 0 | 0 | 0 | 0 | 0 | #N/A | #N/A | 0 | #N/A | #N/A | #N/A | #N/A
9 | 14 | 4 | 2 | #N/A | #N/A | 0 | 0 | 0 | 0 | 0 | 0 | 0 | #N/A | #N/A | 0 | 0 | 0 | 0 | 0 | #N/A | #N/A | 0 | #N/A | #N/A | #N/A | #N/A
9 | 14 | 5 | 2 | #N/A | #N/A | 0 | 0 | 0 | 0 | 0 | 0 | 0 | #N/A | #N/A | 0 | 0 | 0 | 0 | 0 | #N/A | #N/A | 0 | #N/A | #N/A | #N/A | #N/A
9 | 14 | 6 | 2 | #N/A | #N/A | 1 | 0 | 0 | 0 | 0 | 0 | 0 | #N/A | #N/A | 0 | 0 | 0 | 0 | 0 | #N/A | #N/A | 0 | #N/A | #N/A | #N/A | #N/A
9 | 14 | 7 | 2 | #N/A | #N/A | 1 | 0 | 0 | 0 | 0 | 0 | 0 | #N/A | #N/A | 0 | 0 | 0 | 0 | 0 | #N/A | #N/A | 0 | #N/A | #N/A | #N/A | #N/A
9 | 14 | 8 | 2 | #N/A | #N/A | 1 | 0 | 0 | 0 | 0 | 0 | 0 | #N/A | #N/A | 0 | 0 | 0 | 0 | 0 | #N/A | #N/A | 0 | #N/A | #N/A | #N/A | #N/A
9 | 14 | 9 | 2 | #N/A | #N/A | 1 | 0 | 0 | 0 | 0 | 0 | 0 | #N/A | #N/A | 0 | 0 | 0 | 0 | 0 | #N/A | #N/A | 0 | #N/A | #N/A | #N/A | #N/A
9 | 14 | 10 | 2 | #N/A | #N/A | 1 | 0 | 0 | 0 | 0 | 0 | 0 | #N/A | #N/A | 0 | 0 | 0 | 0 | 0 | #N/A | #N/A | 0 | #N/A | #N/A | #N/A | #N/A
9 | 14 | 11 | 2 | #N/A | #N/A | 1 | 0 | 0 | 0 | 0 | 0 | 0 | #N/A | #N/A | 0 | 0 | 0 | 0 | 0 | #N/A | #N/A | 0 | #N/A | #N/A | #N/A | #N/A
9 | 14 | 12 | 2 | #N/A | #N/A | 1 | 0 | 0 | 0 | 0 | 0 | 0 | #N/A | #N/A | 0 | 0 | 0 | 0 | 0 | #N/A | #N/A | 0 | #N/A | #N/A | #N/A | #N/A
9 | 14 | 13 | 2 | #N/A | #N/A | 1 | 1 | 0 | 0 | 0 | 0 | 0 | #N/A | #N/A | 0 | 0 | 0 | 0 | 0 | #N/A | #N/A | 0 | #N/A | #N/A | #N/A | #N/A
9 | 14 | 14 | 2 | #N/A | #N/A | 1 | 1 | 0 | 0 | 0 | 0 | 0 | #N/A | #N/A | 0 | 0 | 0 | 0 | 0 | #N/A | #N/A | 0 | #N/A | #N/A | #N/A | #N/A
9 | 14 | 15 | 2 | #N/A | #N/A | 1 | 1 | 0 | 0 | 0 | 0 | 0 | #N/A | #N/A | 0 | 0 | 0 | 0 | 0 | #N/A | #N/A | 0 | #N/A | #N/A | #N/A | #N/A
9 | 14 | 16 | 2 | #N/A | #N/A | 1 | 1 | 0 | 0 | 0 | 0 | 0 | #N/A | #N/A | 0 | 0 | 0 | 0 | 0 | #N/A | #N/A | 0 | #N/A | #N/A | #N/A | #N/A
9 | 14 | 17 | 2 | #N/A | #N/A | 1 | 0 | 0 | 0 | 0 | 0 | 0 | #N/A | #N/A | 0 | 0 | 0 | 0 | 0 | #N/A | #N/A | 0 | #N/A | #N/A | #N/A | #N/A
9 | 14 | 18 | 2 | #N/A | #N/A | 1 | 0 | 0 | 0 | 0 | 0 | 0 | #N/A | #N/A | 0 | 0 | 0 | 0 | 0 | #N/A | #N/A | 0 | #N/A | #N/A | #N/A | #N/A
9 | 14 | 19 | 2 | #N/A | #N/A | 1 | 0 | 0 | 0 | 0 | 0 | 0 | #N/A | #N/A | 0 | 0 | 0 | 0 | 0 | #N/A | #N/A | 0 | #N/A | #N/A | #N/A | #N/A
9 | 14 | 20 | 2 | #N/A | #N/A | 1 | 0 | 0 | 0 | 0 | 0 | 0 | #N/A | #N/A | 0 | 0 | 0 | 0 | 0 | #N/A | #N/A | 0 | #N/A | #N/A | #N/A | #N/A
9 | 14 | 21 | 2 | #N/A | #N/A | 1 | 0 | 0 | 0 | 0 | 0 | 0 | #N/A | #N/A | 0 | 0 | 0 | 0 | 0 | #N/A | #N/A | 0 | #N/A | #N/A | #N/A | #N/A
9 | 14 | 22 | 2 | #N/A | #N/A | 1 | 0 | 0 | 0 | 0 | 0 | 0 | #N/A | #N/A | 0 | 0 | 0 | 0 | 0 | #N/A | #N/A | 0 | #N/A | #N/A | #N/A | #N/A
9 | 14 | 23 | 2 | #N/A | #N/A | 0 | 0 | 0 | 0 | 0 | 0 | 0 | #N/A | #N/A | 0 | 0 | 0 | 0 | 0 | #N/A | #N/A | 0 | #N/A | #N/A | #N/A | #N/A
9 | 14 | 24 | 2 | #N/A | #N/A | 0 | 0 | 0 | 0 | 0 | 0 | 0 | #N/A | #N/A | 0 | 0 | 0 | 0 | 0 | #N/A | #N/A | 0 | #N/A | #N/A | #N/A | #N/A
9 | 15 | 1 | 3 | #N/A | #N/A | 0 | 0 | 0 | 0 | 0 | 0 | 0 | #N/A | #N/A | 0 | 0 | 0 | 0 | 0 | #N/A | #N/A | 0 | #N/A | #N/A | #N/A | #N/A
9 | 15 | 2 | 3 | #N/A | #N/A | 0 | 0 | 0 | 0 | 0 | 0 | 0 | #N/A | #N/A | 0 | 0 | 0 | 0 | 0 | #N/A | #N/A | 0 | #N/A | #N/A | #N/A | #N/A
9 | 15 | 3 | 3 | #N/A | #N/A | 0 | 0 | 0 | 0 | 0 | 0 | 0 | #N/A | #N/A | 0 | 0 | 0 | 0 | 0 | #N/A | #N/A | 0 | #N/A | #N/A | #N/A | #N/A
9 | 15 | 4 | 3 | #N/A | #N/A | 0 | 0 | 0 | 0 | 0 | 0 | 0 | #N/A | #N/A | 0 | 0 | 0 | 0 | 0 | #N/A | #N/A | 0 | #N/A | #N/A | #N/A | #N/A
9 | 15 | 5 | 3 | #N/A | #N/A | 0 | 0 | 0 | 0 | 0 | 0 | 0 | #N/A | #N/A | 0 | 0 | 0 | 0 | 0 | #N/A | #N/A | 0 | #N/A | #N/A | #N/A | #N/A
9 | 15 | 6 | 3 | #N/A | #N/A | 1 | 0 | 0 | 0 | 0 | 0 | 0 | #N/A | #N/A | 0 | 0 | 0 | 0 | 0 | #N/A | #N/A | 0 | #N/A | #N/A | #N/A | #N/A
9 | 15 | 7 | 3 | #N/A | #N/A | 1 | 0 | 0 | 0 | 0 | 0 | 0 | #N/A | #N/A | 0 | 0 | 0 | 0 | 0 | #N/A | #N/A | 0 | #N/A | #N/A | #N/A | #N/A
9 | 15 | 8 | 3 | #N/A | #N/A | 1 | 0 | 0 | 0 | 0 | 0 | 0 | #N/A | #N/A | 0 | 0 | 0 | 0 | 0 | #N/A | #N/A | 0 | #N/A | #N/A | #N/A | #N/A
9 | 15 | 9 | 3 | #N/A | #N/A | 1 | 0 | 0 | 0 | 0 | 0 | 0 | #N/A | #N/A | 0 | 0 | 0 | 0 | 0 | #N/A | #N/A | 0 | #N/A | #N/A | #N/A | #N/A
9 | 15 | 10 | 3 | #N/A | #N/A | 1 | 0 | 0 | 0 | 0 | 0 | 0 | #N/A | #N/A | 0 | 0 | 0 | 0 | 0 | #N/A | #N/A | 0 | #N/A | #N/A | #N/A | #N/A
9 | 15 | 11 | 3 | #N/A | #N/A | 1 | 0 | 0 | 0 | 0 | 0 | 0 | #N/A | #N/A | 0 | 0 | 0 | 0 | 0 | #N/A | #N/A | 0 | #N/A | #N/A | #N/A | #N/A
9 | 15 | 12 | 3 | #N/A | #N/A | 1 | 0 | 0 | 0 | 0 | 0 | 0 | #N/A | #N/A | 0 | 0 | 0 | 0 | 0 | #N/A | #N/A | 0 | #N/A | #N/A | #N/A | #N/A
9 | 15 | 13 | 3 | #N/A | #N/A | 1 | 1 | 0 | 0 | 0 | 0 | 0 | #N/A | #N/A | 0 | 0 | 0 | 0 | 0 | #N/A | #N/A | 0 | #N/A | #N/A | #N/A | #N/A
9 | 15 | 14 | 3 | #N/A | #N/A | 1 | 1 | 0 | 0 | 0 | 0 | 0 | #N/A | #N/A | 0 | 0 | 0 | 0 | 0 | #N/A | #N/A | 0 | #N/A | #N/A | #N/A | #N/A
9 | 15 | 15 | 3 | #N/A | #N/A | 1 | 1 | 0 | 0 | 0 | 0 | 0 | #N/A | #N/A | 0 | 0 | 0 | 0 | 0 | #N/A | #N/A | 0 | #N/A | #N/A | #N/A | #N/A
9 | 15 | 16 | 3 | #N/A | #N/A | 1 | 1 | 0 | 0 | 0 | 0 | 0 | #N/A | #N/A | 0 | 0 | 0 | 0 | 0 | #N/A | #N/A | 0 | #N/A | #N/A | #N/A | #N/A
9 | 15 | 17 | 3 | #N/A | #N/A | 1 | 0 | 0 | 0 | 0 | 0 | 0 | #N/A | #N/A | 0 | 0 | 0 | 0 | 0 | #N/A | #N/A | 0 | #N/A | #N/A | #N/A | #N/A
9 | 15 | 18 | 3 | #N/A | #N/A | 1 | 0 | 0 | 0 | 0 | 0 | 0 | #N/A | #N/A | 0 | 0 | 0 | 0 | 0 | #N/A | #N/A | 0 | #N/A | #N/A | #N/A | #N/A
9 | 15 | 19 | 3 | #N/A | #N/A | 1 | 0 | 0 | 0 | 0 | 0 | 0 | #N/A | #N/A | 0 | 0 | 0 | 0 | 0 | #N/A | #N/A | 0 | #N/A | #N/A | #N/A | #N/A
9 | 15 | 20 | 3 | #N/A | #N/A | 1 | 0 | 0 | 0 | 0 | 0 | 0 | #N/A | #N/A | 0 | 0 | 0 | 0 | 0 | #N/A | #N/A | 0 | #N/A | #N/A | #N/A | #N/A
9 | 15 | 21 | 3 | #N/A | #N/A | 1 | 0 | 0 | 0 | 0 | 0 | 0 | #N/A | #N/A | 0 | 0 | 0 | 0 | 0 | #N/A | #N/A | 0 | #N/A | #N/A | #N/A | #N/A
9 | 15 | 22 | 3 | #N/A | #N/A | 1 | 0 | 0 | 0 | 0 | 0 | 0 | #N/A | #N/A | 0 | 0 | 0 | 0 | 0 | #N/A | #N/A | 0 | #N/A | #N/A | #N/A | #N/A
9 | 15 | 23 | 3 | #N/A | #N/A | 0 | 0 | 0 | 0 | 0 | 0 | 0 | #N/A | #N/A | 0 | 0 | 0 | 0 | 0 | #N/A | #N/A | 0 | #N/A | #N/A | #N/A | #N/A
9 | 15 | 24 | 3 | #N/A | #N/A | 0 | 0 | 0 | 0 | 0 | 0 | 0 | #N/A | #N/A | 0 | 0 | 0 | 0 | 0 | #N/A | #N/A | 0 | #N/A | #N/A | #N/A | #N/A
9 | 16 | 1 | 4 | #N/A | #N/A | 0 | 0 | 0 | 0 | 0 | 0 | 0 | #N/A | #N/A | 0 | 0 | 0 | 0 | 0 | #N/A | #N/A | 0 | #N/A | #N/A | #N/A | #N/A
9 | 16 | 2 | 4 | #N/A | #N/A | 0 | 0 | 0 | 0 | 0 | 0 | 0 | #N/A | #N/A | 0 | 0 | 0 | 0 | 0 | #N/A | #N/A | 0 | #N/A | #N/A | #N/A | #N/A
9 | 16 | 3 | 4 | #N/A | #N/A | 0 | 0 | 0 | 0 | 0 | 0 | 0 | #N/A | #N/A | 0 | 0 | 0 | 0 | 0 | #N/A | #N/A | 0 | #N/A | #N/A | #N/A | #N/A
9 | 16 | 4 | 4 | #N/A | #N/A | 0 | 0 | 0 | 0 | 0 | 0 | 0 | #N/A | #N/A | 0 | 0 | 0 | 0 | 0 | #N/A | #N/A | 0 | #N/A | #N/A | #N/A | #N/A
9 | 16 | 5 | 4 | #N/A | #N/A | 0 | 0 | 0 | 0 | 0 | 0 | 0 | #N/A | #N/A | 0 | 0 | 0 | 0 | 0 | #N/A | #N/A | 0 | #N/A | #N/A | #N/A | #N/A
9 | 16 | 6 | 4 | #N/A | #N/A | 1 | 0 | 0 | 0 | 0 | 0 | 0 | #N/A | #N/A | 0 | 0 | 0 | 0 | 0 | #N/A | #N/A | 0 | #N/A | #N/A | #N/A | #N/A
9 | 16 | 7 | 4 | #N/A | #N/A | 1 | 0 | 0 | 0 | 0 | 0 | 0 | #N/A | #N/A | 0 | 0 | 0 | 0 | 0 | #N/A | #N/A | 0 | #N/A | #N/A | #N/A | #N/A
9 | 16 | 8 | 4 | #N/A | #N/A | 1 | 0 | 0 | 0 | 0 | 0 | 0 | #N/A | #N/A | 0 | 0 | 0 | 0 | 0 | #N/A | #N/A | 0 | #N/A | #N/A | #N/A | #N/A
9 | 16 | 9 | 4 | #N/A | #N/A | 1 | 0 | 0 | 0 | 0 | 0 | 0 | #N/A | #N/A | 0 | 0 | 0 | 0 | 0 | #N/A | #N/A | 0 | #N/A | #N/A | #N/A | #N/A
9 | 16 | 10 | 4 | #N/A | #N/A | 1 | 0 | 0 | 0 | 0 | 0 | 0 | #N/A | #N/A | 0 | 0 | 0 | 0 | 0 | #N/A | #N/A | 0 | #N/A | #N/A | #N/A | #N/A
9 | 16 | 11 | 4 | #N/A | #N/A | 1 | 0 | 0 | 0 | 0 | 0 | 0 | #N/A | #N/A | 0 | 0 | 0 | 0 | 0 | #N/A | #N/A | 0 | #N/A | #N/A | #N/A | #N/A
9 | 16 | 12 | 4 | #N/A | #N/A | 1 | 0 | 0 | 0 | 0 | 0 | 0 | #N/A | #N/A | 0 | 0 | 0 | 0 | 0 | #N/A | #N/A | 0 | #N/A | #N/A | #N/A | #N/A
9 | 16 | 13 | 4 | #N/A | #N/A | 1 | 1 | 0 | 0 | 0 | 0 | 0 | #N/A | #N/A | 0 | 0 | 0 | 0 | 0 | #N/A | #N/A | 0 | #N/A | #N/A | #N/A | #N/A
9 | 16 | 14 | 4 | #N/A | #N/A | 1 | 1 | 0 | 0 | 0 | 0 | 0 | #N/A | #N/A | 0 | 0 | 0 | 0 | 0 | #N/A | #N/A | 0 | #N/A | #N/A | #N/A | #N/A
9 | 16 | 15 | 4 | #N/A | #N/A | 1 | 1 | 0 | 0 | 0 | 0 | 0 | #N/A | #N/A | 0 | 0 | 0 | 0 | 0 | #N/A | #N/A | 0 | #N/A | #N/A | #N/A | #N/A
9 | 16 | 16 | 4 | #N/A | #N/A | 1 | 1 | 0 | 0 | 0 | 0 | 0 | #N/A | #N/A | 0 | 0 | 0 | 0 | 0 | #N/A | #N/A | 0 | #N/A | #N/A | #N/A | #N/A
9 | 16 | 17 | 4 | #N/A | #N/A | 1 | 0 | 0 | 0 | 0 | 0 | 0 | #N/A | #N/A | 0 | 0 | 0 | 0 | 0 | #N/A | #N/A | 0 | #N/A | #N/A | #N/A | #N/A
9 | 16 | 18 | 4 | #N/A | #N/A | 1 | 0 | 0 | 0 | 0 | 0 | 0 | #N/A | #N/A | 0 | 0 | 0 | 0 | 0 | #N/A | #N/A | 0 | #N/A | #N/A | #N/A | #N/A
9 | 16 | 19 | 4 | #N/A | #N/A | 1 | 0 | 0 | 0 | 0 | 0 | 0 | #N/A | #N/A | 0 | 0 | 0 | 0 | 0 | #N/A | #N/A | 0 | #N/A | #N/A | #N/A | #N/A
9 | 16 | 20 | 4 | #N/A | #N/A | 1 | 0 | 0 | 0 | 0 | 0 | 0 | #N/A | #N/A | 0 | 0 | 0 | 0 | 0 | #N/A | #N/A | 0 | #N/A | #N/A | #N/A | #N/A
9 | 16 | 21 | 4 | #N/A | #N/A | 1 | 0 | 0 | 0 | 0 | 0 | 0 | #N/A | #N/A | 0 | 0 | 0 | 0 | 0 | #N/A | #N/A | 0 | #N/A | #N/A | #N/A | #N/A
9 | 16 | 22 | 4 | #N/A | #N/A | 1 | 0 | 0 | 0 | 0 | 0 | 0 | #N/A | #N/A | 0 | 0 | 0 | 0 | 0 | #N/A | #N/A | 0 | #N/A | #N/A | #N/A | #N/A
9 | 16 | 23 | 4 | #N/A | #N/A | 0 | 0 | 0 | 0 | 0 | 0 | 0 | #N/A | #N/A | 0 | 0 | 0 | 0 | 0 | #N/A | #N/A | 0 | #N/A | #N/A | #N/A | #N/A
9 | 16 | 24 | 4 | #N/A | #N/A | 0 | 0 | 0 | 0 | 0 | 0 | 0 | #N/A | #N/A | 0 | 0 | 0 | 0 | 0 | #N/A | #N/A | 0 | #N/A | #N/A | #N/A | #N/A
9 | 17 | 1 | 5 | #N/A | #N/A | 0 | 0 | 0 | 0 | 0 | 0 | 0 | #N/A | #N/A | 0 | 0 | 0 | 0 | 0 | #N/A | #N/A | 0 | #N/A | #N/A | #N/A | #N/A
9 | 17 | 2 | 5 | #N/A | #N/A | 0 | 0 | 0 | 0 | 0 | 0 | 0 | #N/A | #N/A | 0 | 0 | 0 | 0 | 0 | #N/A | #N/A | 0 | #N/A | #N/A | #N/A | #N/A
9 | 17 | 3 | 5 | #N/A | #N/A | 0 | 0 | 0 | 0 | 0 | 0 | 0 | #N/A | #N/A | 0 | 0 | 0 | 0 | 0 | #N/A | #N/A | 0 | #N/A | #N/A | #N/A | #N/A
9 | 17 | 4 | 5 | #N/A | #N/A | 0 | 0 | 0 | 0 | 0 | 0 | 0 | #N/A | #N/A | 0 | 0 | 0 | 0 | 0 | #N/A | #N/A | 0 | #N/A | #N/A | #N/A | #N/A
9 | 17 | 5 | 5 | #N/A | #N/A | 0 | 0 | 0 | 0 | 0 | 0 | 0 | #N/A | #N/A | 0 | 0 | 0 | 0 | 0 | #N/A | #N/A | 0 | #N/A | #N/A | #N/A | #N/A
9 | 17 | 6 | 5 | #N/A | #N/A | 1 | 0 | 0 | 0 | 0 | 0 | 0 | #N/A | #N/A | 0 | 0 | 0 | 0 | 0 | #N/A | #N/A | 0 | #N/A | #N/A | #N/A | #N/A
9 | 17 | 7 | 5 | #N/A | #N/A | 1 | 0 | 0 | 0 | 0 | 0 | 0 | #N/A | #N/A | 0 | 0 | 0 | 0 | 0 | #N/A | #N/A | 0 | #N/A | #N/A | #N/A | #N/A
9 | 17 | 8 | 5 | #N/A | #N/A | 1 | 0 | 0 | 0 | 0 | 0 | 0 | #N/A | #N/A | 0 | 0 | 0 | 0 | 0 | #N/A | #N/A | 0 | #N/A | #N/A | #N/A | #N/A
9 | 17 | 9 | 5 | #N/A | #N/A | 1 | 0 | 0 | 0 | 0 | 0 | 0 | #N/A | #N/A | 0 | 0 | 0 | 0 | 0 | #N/A | #N/A | 0 | #N/A | #N/A | #N/A | #N/A
9 | 17 | 10 | 5 | #N/A | #N/A | 1 | 0 | 0 | 0 | 0 | 0 | 0 | #N/A | #N/A | 0 | 0 | 0 | 0 | 0 | #N/A | #N/A | 0 | #N/A | #N/A | #N/A | #N/A
9 | 17 | 11 | 5 | #N/A | #N/A | 1 | 0 | 0 | 0 | 0 | 0 | 0 | #N/A | #N/A | 0 | 0 | 0 | 0 | 0 | #N/A | #N/A | 0 | #N/A | #N/A | #N/A | #N/A
9 | 17 | 12 | 5 | #N/A | #N/A | 1 | 0 | 0 | 0 | 0 | 0 | 0 | #N/A | #N/A | 0 | 0 | 0 | 0 | 0 | #N/A | #N/A | 0 | #N/A | #N/A | #N/A | #N/A
9 | 17 | 13 | 5 | #N/A | #N/A | 1 | 1 | 0 | 0 | 0 | 0 | 0 | #N/A | #N/A | 0 | 0 | 0 | 0 | 0 | #N/A | #N/A | 0 | #N/A | #N/A | #N/A | #N/A
9 | 17 | 14 | 5 | #N/A | #N/A | 1 | 1 | 0 | 0 | 0 | 0 | 0 | #N/A | #N/A | 0 | 0 | 0 | 0 | 0 | #N/A | #N/A | 0 | #N/A | #N/A | #N/A | #N/A
9 | 17 | 15 | 5 | #N/A | #N/A | 1 | 1 | 0 | 0 | 0 | 0 | 0 | #N/A | #N/A | 0 | 0 | 0 | 0 | 0 | #N/A | #N/A | 0 | #N/A | #N/A | #N/A | #N/A
9 | 17 | 16 | 5 | #N/A | #N/A | 1 | 1 | 0 | 0 | 0 | 0 | 0 | #N/A | #N/A | 0 | 0 | 0 | 0 | 0 | #N/A | #N/A | 0 | #N/A | #N/A | #N/A | #N/A
9 | 17 | 17 | 5 | #N/A | #N/A | 1 | 0 | 0 | 0 | 0 | 0 | 0 | #N/A | #N/A | 0 | 0 | 0 | 0 | 0 | #N/A | #N/A | 0 | #N/A | #N/A | #N/A | #N/A
9 | 17 | 18 | 5 | #N/A | #N/A | 1 | 0 | 0 | 0 | 0 | 0 | 0 | #N/A | #N/A | 0 | 0 | 0 | 0 | 0 | #N/A | #N/A | 0 | #N/A | #N/A | #N/A | #N/A
9 | 17 | 19 | 5 | #N/A | #N/A | 1 | 0 | 0 | 0 | 0 | 0 | 0 | #N/A | #N/A | 0 | 0 | 0 | 0 | 0 | #N/A | #N/A | 0 | #N/A | #N/A | #N/A | #N/A
9 | 17 | 20 | 5 | #N/A | #N/A | 1 | 0 | 0 | 0 | 0 | 0 | 0 | #N/A | #N/A | 0 | 0 | 0 | 0 | 0 | #N/A | #N/A | 0 | #N/A | #N/A | #N/A | #N/A
9 | 17 | 21 | 5 | #N/A | #N/A | 1 | 0 | 0 | 0 | 0 | 0 | 0 | #N/A | #N/A | 0 | 0 | 0 | 0 | 0 | #N/A | #N/A | 0 | #N/A | #N/A | #N/A | #N/A
9 | 17 | 22 | 5 | #N/A | #N/A | 1 | 0 | 0 | 0 | 0 | 0 | 0 | #N/A | #N/A | 0 | 0 | 0 | 0 | 0 | #N/A | #N/A | 0 | #N/A | #N/A | #N/A | #N/A
9 | 17 | 23 | 5 | #N/A | #N/A | 0 | 0 | 0 | 0 | 0 | 0 | 0 | #N/A | #N/A | 0 | 0 | 0 | 0 | 0 | #N/A | #N/A | 0 | #N/A | #N/A | #N/A | #N/A
9 | 17 | 24 | 5 | #N/A | #N/A | 0 | 0 | 0 | 0 | 0 | 0 | 0 | #N/A | #N/A | 0 | 0 | 0 | 0 | 0 | #N/A | #N/A | 0 | #N/A | #N/A | #N/A | #N/A
9 | 18 | 1 | 6 | #N/A | #N/A | 0 | 0 | 0 | 0 | 0 | 0 | 0 | #N/A | #N/A | 0 | 0 | 0 | 0 | 0 | #N/A | #N/A | 0 | #N/A | #N/A | #N/A | #N/A
9 | 18 | 2 | 6 | #N/A | #N/A | 0 | 0 | 0 | 0 | 0 | 0 | 0 | #N/A | #N/A | 0 | 0 | 0 | 0 | 0 | #N/A | #N/A | 0 | #N/A | #N/A | #N/A | #N/A
9 | 18 | 3 | 6 | #N/A | #N/A | 0 | 0 | 0 | 0 | 0 | 0 | 0 | #N/A | #N/A | 0 | 0 | 0 | 0 | 0 | #N/A | #N/A | 0 | #N/A | #N/A | #N/A | #N/A
9 | 18 | 4 | 6 | #N/A | #N/A | 0 | 0 | 0 | 0 | 0 | 0 | 0 | #N/A | #N/A | 0 | 0 | 0 | 0 | 0 | #N/A | #N/A | 0 | #N/A | #N/A | #N/A | #N/A
9 | 18 | 5 | 6 | #N/A | #N/A | 0 | 0 | 0 | 0 | 0 | 0 | 0 | #N/A | #N/A | 0 | 0 | 0 | 0 | 0 | #N/A | #N/A | 0 | #N/A | #N/A | #N/A | #N/A
9 | 18 | 6 | 6 | #N/A | #N/A | 0 | 0 | 0 | 0 | 0 | 0 | 0 | #N/A | #N/A | 0 | 0 | 0 | 0 | 0 | #N/A | #N/A | 0 | #N/A | #N/A | #N/A | #N/A
9 | 18 | 7 | 6 | #N/A | #N/A | 0 | 0 | 0 | 0 | 0 | 0 | 0 | #N/A | #N/A | 0 | 0 | 0 | 0 | 0 | #N/A | #N/A | 0 | #N/A | #N/A | #N/A | #N/A
9 | 18 | 8 | 6 | #N/A | #N/A | 0 | 0 | 0 | 0 | 0 | 0 | 0 | #N/A | #N/A | 0 | 0 | 0 | 0 | 0 | #N/A | #N/A | 0 | #N/A | #N/A | #N/A | #N/A
9 | 18 | 9 | 6 | #N/A | #N/A | 0 | 0 | 0 | 0 | 0 | 0 | 0 | #N/A | #N/A | 0 | 0 | 0 | 0 | 0 | #N/A | #N/A | 0 | #N/A | #N/A | #N/A | #N/A
9 | 18 | 10 | 6 | #N/A | #N/A | 0 | 0 | 0 | 0 | 0 | 0 | 0 | #N/A | #N/A | 0 | 0 | 0 | 0 | 0 | #N/A | #N/A | 0 | #N/A | #N/A | #N/A | #N/A
9 | 18 | 11 | 6 | #N/A | #N/A | 0 | 0 | 0 | 0 | 0 | 0 | 0 | #N/A | #N/A | 0 | 0 | 0 | 0 | 0 | #N/A | #N/A | 0 | #N/A | #N/A | #N/A | #N/A
9 | 18 | 12 | 6 | #N/A | #N/A | 0 | 0 | 0 | 0 | 0 | 0 | 0 | #N/A | #N/A | 0 | 0 | 0 | 0 | 0 | #N/A | #N/A | 0 | #N/A | #N/A | #N/A | #N/A
9 | 18 | 13 | 6 | #N/A | #N/A | 0 | 0 | 0 | 0 | 0 | 0 | 0 | #N/A | #N/A | 0 | 0 | 0 | 0 | 0 | #N/A | #N/A | 0 | #N/A | #N/A | #N/A | #N/A
9 | 18 | 14 | 6 | #N/A | #N/A | 0 | 0 | 0 | 0 | 0 | 0 | 0 | #N/A | #N/A | 0 | 0 | 0 | 0 | 0 | #N/A | #N/A | 0 | #N/A | #N/A | #N/A | #N/A
9 | 18 | 15 | 6 | #N/A | #N/A | 0 | 0 | 0 | 0 | 0 | 0 | 0 | #N/A | #N/A | 0 | 0 | 0 | 0 | 0 | #N/A | #N/A | 0 | #N/A | #N/A | #N/A | #N/A
9 | 18 | 16 | 6 | #N/A | #N/A | 0 | 0 | 0 | 0 | 0 | 0 | 0 | #N/A | #N/A | 0 | 0 | 0 | 0 | 0 | #N/A | #N/A | 0 | #N/A | #N/A | #N/A | #N/A
9 | 18 | 17 | 6 | #N/A | #N/A | 0 | 0 | 0 | 0 | 0 | 0 | 0 | #N/A | #N/A | 0 | 0 | 0 | 0 | 0 | #N/A | #N/A | 0 | #N/A | #N/A | #N/A | #N/A
9 | 18 | 18 | 6 | #N/A | #N/A | 0 | 0 | 0 | 0 | 0 | 0 | 0 | #N/A | #N/A | 0 | 0 | 0 | 0 | 0 | #N/A | #N/A | 0 | #N/A | #N/A | #N/A | #N/A
9 | 18 | 19 | 6 | #N/A | #N/A | 0 | 0 | 0 | 0 | 0 | 0 | 0 | #N/A | #N/A | 0 | 0 | 0 | 0 | 0 | #N/A | #N/A | 0 | #N/A | #N/A | #N/A | #N/A
9 | 18 | 20 | 6 | #N/A | #N/A | 0 | 0 | 0 | 0 | 0 | 0 | 0 | #N/A | #N/A | 0 | 0 | 0 | 0 | 0 | #N/A | #N/A | 0 | #N/A | #N/A | #N/A | #N/A
9 | 18 | 21 | 6 | #N/A | #N/A | 0 | 0 | 0 | 0 | 0 | 0 | 0 | #N/A | #N/A | 0 | 0 | 0 | 0 | 0 | #N/A | #N/A | 0 | #N/A | #N/A | #N/A | #N/A
9 | 18 | 22 | 6 | #N/A | #N/A | 0 | 0 | 0 | 0 | 0 | 0 | 0 | #N/A | #N/A | 0 | 0 | 0 | 0 | 0 | #N/A | #N/A | 0 | #N/A | #N/A | #N/A | #N/A
9 | 18 | 23 | 6 | #N/A | #N/A | 0 | 0 | 0 | 0 | 0 | 0 | 0 | #N/A | #N/A | 0 | 0 | 0 | 0 | 0 | #N/A | #N/A | 0 | #N/A | #N/A | #N/A | #N/A
9 | 18 | 24 | 6 | #N/A | #N/A | 0 | 0 | 0 | 0 | 0 | 0 | 0 | #N/A | #N/A | 0 | 0 | 0 | 0 | 0 | #N/A | #N/A | 0 | #N/A | #N/A | #N/A | #N/A
9 | 19 | 1 | 7 | #N/A | #N/A | 0 | 0 | 0 | 0 | 0 | 0 | 0 | #N/A | #N/A | 0 | 0 | 0 | 0 | 0 | #N/A | #N/A | 0 | #N/A | #N/A | #N/A | #N/A
9 | 19 | 2 | 7 | #N/A | #N/A | 0 | 0 | 0 | 0 | 0 | 0 | 0 | #N/A | #N/A | 0 | 0 | 0 | 0 | 0 | #N/A | #N/A | 0 | #N/A | #N/A | #N/A | #N/A
9 | 19 | 3 | 7 | #N/A | #N/A | 0 | 0 | 0 | 0 | 0 | 0 | 0 | #N/A | #N/A | 0 | 0 | 0 | 0 | 0 | #N/A | #N/A | 0 | #N/A | #N/A | #N/A | #N/A
9 | 19 | 4 | 7 | #N/A | #N/A | 0 | 0 | 0 | 0 | 0 | 0 | 0 | #N/A | #N/A | 0 | 0 | 0 | 0 | 0 | #N/A | #N/A | 0 | #N/A | #N/A | #N/A | #N/A
9 | 19 | 5 | 7 | #N/A | #N/A | 0 | 0 | 0 | 0 | 0 | 0 | 0 | #N/A | #N/A | 0 | 0 | 0 | 0 | 0 | #N/A | #N/A | 0 | #N/A | #N/A | #N/A | #N/A
9 | 19 | 6 | 7 | #N/A | #N/A | 0 | 0 | 0 | 0 | 0 | 0 | 0 | #N/A | #N/A | 0 | 0 | 0 | 0 | 0 | #N/A | #N/A | 0 | #N/A | #N/A | #N/A | #N/A
9 | 19 | 7 | 7 | #N/A | #N/A | 0 | 0 | 0 | 0 | 0 | 0 | 0 | #N/A | #N/A | 0 | 0 | 0 | 0 | 0 | #N/A | #N/A | 0 | #N/A | #N/A | #N/A | #N/A
9 | 19 | 8 | 7 | #N/A | #N/A | 0 | 0 | 0 | 0 | 0 | 0 | 0 | #N/A | #N/A | 0 | 0 | 0 | 0 | 0 | #N/A | #N/A | 0 | #N/A | #N/A | #N/A | #N/A
9 | 19 | 9 | 7 | #N/A | #N/A | 0 | 0 | 0 | 0 | 0 | 0 | 0 | #N/A | #N/A | 0 | 0 | 0 | 0 | 0 | #N/A | #N/A | 0 | #N/A | #N/A | #N/A | #N/A
9 | 19 | 10 | 7 | #N/A | #N/A | 0 | 0 | 0 | 0 | 0 | 0 | 0 | #N/A | #N/A | 0 | 0 | 0 | 0 | 0 | #N/A | #N/A | 0 | #N/A | #N/A | #N/A | #N/A
9 | 19 | 11 | 7 | #N/A | #N/A | 0 | 0 | 0 | 0 | 0 | 0 | 0 | #N/A | #N/A | 0 | 0 | 0 | 0 | 0 | #N/A | #N/A | 0 | #N/A | #N/A | #N/A | #N/A
9 | 19 | 12 | 7 | #N/A | #N/A | 0 | 0 | 0 | 0 | 0 | 0 | 0 | #N/A | #N/A | 0 | 0 | 0 | 0 | 0 | #N/A | #N/A | 0 | #N/A | #N/A | #N/A | #N/A
9 | 19 | 13 | 7 | #N/A | #N/A | 0 | 0 | 0 | 0 | 0 | 0 | 0 | #N/A | #N/A | 0 | 0 | 0 | 0 | 0 | #N/A | #N/A | 0 | #N/A | #N/A | #N/A | #N/A
9 | 19 | 14 | 7 | #N/A | #N/A | 0 | 0 | 0 | 0 | 0 | 0 | 0 | #N/A | #N/A | 0 | 0 | 0 | 0 | 0 | #N/A | #N/A | 0 | #N/A | #N/A | #N/A | #N/A
9 | 19 | 15 | 7 | #N/A | #N/A | 0 | 0 | 0 | 0 | 0 | 0 | 0 | #N/A | #N/A | 0 | 0 | 0 | 0 | 0 | #N/A | #N/A | 0 | #N/A | #N/A | #N/A | #N/A
9 | 19 | 16 | 7 | #N/A | #N/A | 0 | 0 | 0 | 0 | 0 | 0 | 0 | #N/A | #N/A | 0 | 0 | 0 | 0 | 0 | #N/A | #N/A | 0 | #N/A | #N/A | #N/A | #N/A
9 | 19 | 17 | 7 | #N/A | #N/A | 0 | 0 | 0 | 0 | 0 | 0 | 0 | #N/A | #N/A | 0 | 0 | 0 | 0 | 0 | #N/A | #N/A | 0 | #N/A | #N/A | #N/A | #N/A
9 | 19 | 18 | 7 | #N/A | #N/A | 0 | 0 | 0 | 0 | 0 | 0 | 0 | #N/A | #N/A | 0 | 0 | 0 | 0 | 0 | #N/A | #N/A | 0 | #N/A | #N/A | #N/A | #N/A
9 | 19 | 19 | 7 | #N/A | #N/A | 0 | 0 | 0 | 0 | 0 | 0 | 0 | #N/A | #N/A | 0 | 0 | 0 | 0 | 0 | #N/A | #N/A | 0 | #N/A | #N/A | #N/A | #N/A
9 | 19 | 20 | 7 | #N/A | #N/A | 0 | 0 | 0 | 0 | 0 | 0 | 0 | #N/A | #N/A | 0 | 0 | 0 | 0 | 0 | #N/A | #N/A | 0 | #N/A | #N/A | #N/A | #N/A
9 | 19 | 21 | 7 | #N/A | #N/A | 0 | 0 | 0 | 0 | 0 | 0 | 0 | #N/A | #N/A | 0 | 0 | 0 | 0 | 0 | #N/A | #N/A | 0 | #N/A | #N/A | #N/A | #N/A
9 | 19 | 22 | 7 | #N/A | #N/A | 0 | 0 | 0 | 0 | 0 | 0 | 0 | #N/A | #N/A | 0 | 0 | 0 | 0 | 0 | #N/A | #N/A | 0 | #N/A | #N/A | #N/A | #N/A
9 | 19 | 23 | 7 | #N/A | #N/A | 0 | 0 | 0 | 0 | 0 | 0 | 0 | #N/A | #N/A | 0 | 0 | 0 | 0 | 0 | #N/A | #N/A | 0 | #N/A | #N/A | #N/A | #N/A
9 | 19 | 24 | 7 | #N/A | #N/A | 0 | 0 | 0 | 0 | 0 | 0 | 0 | #N/A | #N/A | 0 | 0 | 0 | 0 | 0 | #N/A | #N/A | 0 | #N/A | #N/A | #N/A | #N/A
9 | 20 | 1 | 1 | #N/A | #N/A | 0 | 0 | 0 | 0 | 0 | 0 | 0 | #N/A | #N/A | 0 | 0 | 0 | 0 | 0 | #N/A | #N/A | 0 | #N/A | #N/A | #N/A | #N/A
9 | 20 | 2 | 1 | #N/A | #N/A | 0 | 0 | 0 | 0 | 0 | 0 | 0 | #N/A | #N/A | 0 | 0 | 0 | 0 | 0 | #N/A | #N/A | 0 | #N/A | #N/A | #N/A | #N/A
9 | 20 | 3 | 1 | #N/A | #N/A | 0 | 0 | 0 | 0 | 0 | 0 | 0 | #N/A | #N/A | 0 | 0 | 0 | 0 | 0 | #N/A | #N/A | 0 | #N/A | #N/A | #N/A | #N/A
9 | 20 | 4 | 1 | #N/A | #N/A | 0 | 0 | 0 | 0 | 0 | 0 | 0 | #N/A | #N/A | 0 | 0 | 0 | 0 | 0 | #N/A | #N/A | 0 | #N/A | #N/A | #N/A | #N/A
9 | 20 | 5 | 1 | #N/A | #N/A | 0 | 0 | 0 | 0 | 0 | 0 | 0 | #N/A | #N/A | 0 | 0 | 0 | 0 | 0 | #N/A | #N/A | 0 | #N/A | #N/A | #N/A | #N/A
9 | 20 | 6 | 1 | #N/A | #N/A | 1 | 0 | 0 | 0 | 0 | 0 | 0 | #N/A | #N/A | 0 | 0 | 0 | 0 | 0 | #N/A | #N/A | 0 | #N/A | #N/A | #N/A | #N/A
9 | 20 | 7 | 1 | #N/A | #N/A | 1 | 0 | 0 | 0 | 0 | 0 | 0 | #N/A | #N/A | 0 | 0 | 0 | 0 | 0 | #N/A | #N/A | 0 | #N/A | #N/A | #N/A | #N/A
9 | 20 | 8 | 1 | #N/A | #N/A | 1 | 0 | 0 | 0 | 0 | 0 | 0 | #N/A | #N/A | 0 | 0 | 0 | 0 | 0 | #N/A | #N/A | 0 | #N/A | #N/A | #N/A | #N/A
9 | 20 | 9 | 1 | #N/A | #N/A | 1 | 0 | 0 | 0 | 0 | 0 | 0 | #N/A | #N/A | 0 | 0 | 0 | 0 | 0 | #N/A | #N/A | 0 | #N/A | #N/A | #N/A | #N/A
9 | 20 | 10 | 1 | #N/A | #N/A | 1 | 0 | 0 | 0 | 0 | 0 | 0 | #N/A | #N/A | 0 | 0 | 0 | 0 | 0 | #N/A | #N/A | 0 | #N/A | #N/A | #N/A | #N/A
9 | 20 | 11 | 1 | #N/A | #N/A | 1 | 0 | 0 | 0 | 0 | 0 | 0 | #N/A | #N/A | 0 | 0 | 0 | 0 | 0 | #N/A | #N/A | 0 | #N/A | #N/A | #N/A | #N/A
9 | 20 | 12 | 1 | #N/A | #N/A | 1 | 0 | 0 | 0 | 0 | 0 | 0 | #N/A | #N/A | 0 | 0 | 0 | 0 | 0 | #N/A | #N/A | 0 | #N/A | #N/A | #N/A | #N/A
9 | 20 | 13 | 1 | #N/A | #N/A | 1 | 1 | 0 | 0 | 0 | 0 | 0 | #N/A | #N/A | 0 | 0 | 0 | 0 | 0 | #N/A | #N/A | 0 | #N/A | #N/A | #N/A | #N/A
9 | 20 | 14 | 1 | #N/A | #N/A | 1 | 1 | 0 | 0 | 0 | 0 | 0 | #N/A | #N/A | 0 | 0 | 0 | 0 | 0 | #N/A | #N/A | 0 | #N/A | #N/A | #N/A | #N/A
9 | 20 | 15 | 1 | #N/A | #N/A | 1 | 1 | 0 | 0 | 0 | 0 | 0 | #N/A | #N/A | 0 | 0 | 0 | 0 | 0 | #N/A | #N/A | 0 | #N/A | #N/A | #N/A | #N/A
9 | 20 | 16 | 1 | #N/A | #N/A | 1 | 1 | 0 | 0 | 0 | 0 | 0 | #N/A | #N/A | 0 | 0 | 0 | 0 | 0 | #N/A | #N/A | 0 | #N/A | #N/A | #N/A | #N/A
9 | 20 | 17 | 1 | #N/A | #N/A | 1 | 0 | 0 | 0 | 0 | 0 | 0 | #N/A | #N/A | 0 | 0 | 0 | 0 | 0 | #N/A | #N/A | 0 | #N/A | #N/A | #N/A | #N/A
9 | 20 | 18 | 1 | #N/A | #N/A | 1 | 0 | 0 | 0 | 0 | 0 | 0 | #N/A | #N/A | 0 | 0 | 0 | 0 | 0 | #N/A | #N/A | 0 | #N/A | #N/A | #N/A | #N/A
9 | 20 | 19 | 1 | #N/A | #N/A | 1 | 0 | 0 | 0 | 0 | 0 | 0 | #N/A | #N/A | 0 | 0 | 0 | 0 | 0 | #N/A | #N/A | 0 | #N/A | #N/A | #N/A | #N/A
9 | 20 | 20 | 1 | #N/A | #N/A | 1 | 0 | 0 | 0 | 0 | 0 | 0 | #N/A | #N/A | 0 | 0 | 0 | 0 | 0 | #N/A | #N/A | 0 | #N/A | #N/A | #N/A | #N/A
9 | 20 | 21 | 1 | #N/A | #N/A | 1 | 0 | 0 | 0 | 0 | 0 | 0 | #N/A | #N/A | 0 | 0 | 0 | 0 | 0 | #N/A | #N/A | 0 | #N/A | #N/A | #N/A | #N/A
9 | 20 | 22 | 1 | #N/A | #N/A | 1 | 0 | 0 | 0 | 0 | 0 | 0 | #N/A | #N/A | 0 | 0 | 0 | 0 | 0 | #N/A | #N/A | 0 | #N/A | #N/A | #N/A | #N/A
9 | 20 | 23 | 1 | #N/A | #N/A | 0 | 0 | 0 | 0 | 0 | 0 | 0 | #N/A | #N/A | 0 | 0 | 0 | 0 | 0 | #N/A | #N/A | 0 | #N/A | #N/A | #N/A | #N/A
9 | 20 | 24 | 1 | #N/A | #N/A | 0 | 0 | 0 | 0 | 0 | 0 | 0 | #N/A | #N/A | 0 | 0 | 0 | 0 | 0 | #N/A | #N/A | 0 | #N/A | #N/A | #N/A | #N/A
9 | 21 | 1 | 2 | #N/A | #N/A | 0 | 0 | 0 | 0 | 0 | 0 | 0 | #N/A | #N/A | 0 | 0 | 0 | 0 | 0 | #N/A | #N/A | 0 | #N/A | #N/A | #N/A | #N/A
9 | 21 | 2 | 2 | #N/A | #N/A | 0 | 0 | 0 | 0 | 0 | 0 | 0 | #N/A | #N/A | 0 | 0 | 0 | 0 | 0 | #N/A | #N/A | 0 | #N/A | #N/A | #N/A | #N/A
9 | 21 | 3 | 2 | #N/A | #N/A | 0 | 0 | 0 | 0 | 0 | 0 | 0 | #N/A | #N/A | 0 | 0 | 0 | 0 | 0 | #N/A | #N/A | 0 | #N/A | #N/A | #N/A | #N/A
9 | 21 | 4 | 2 | #N/A | #N/A | 0 | 0 | 0 | 0 | 0 | 0 | 0 | #N/A | #N/A | 0 | 0 | 0 | 0 | 0 | #N/A | #N/A | 0 | #N/A | #N/A | #N/A | #N/A
9 | 21 | 5 | 2 | #N/A | #N/A | 0 | 0 | 0 | 0 | 0 | 0 | 0 | #N/A | #N/A | 0 | 0 | 0 | 0 | 0 | #N/A | #N/A | 0 | #N/A | #N/A | #N/A | #N/A
9 | 21 | 6 | 2 | #N/A | #N/A | 1 | 0 | 0 | 0 | 0 | 0 | 0 | #N/A | #N/A | 0 | 0 | 0 | 0 | 0 | #N/A | #N/A | 0 | #N/A | #N/A | #N/A | #N/A
9 | 21 | 7 | 2 | #N/A | #N/A | 1 | 0 | 0 | 0 | 0 | 0 | 0 | #N/A | #N/A | 0 | 0 | 0 | 0 | 0 | #N/A | #N/A | 0 | #N/A | #N/A | #N/A | #N/A
9 | 21 | 8 | 2 | #N/A | #N/A | 1 | 0 | 0 | 0 | 0 | 0 | 0 | #N/A | #N/A | 0 | 0 | 0 | 0 | 0 | #N/A | #N/A | 0 | #N/A | #N/A | #N/A | #N/A
9 | 21 | 9 | 2 | #N/A | #N/A | 1 | 0 | 0 | 0 | 0 | 0 | 0 | #N/A | #N/A | 0 | 0 | 0 | 0 | 0 | #N/A | #N/A | 0 | #N/A | #N/A | #N/A | #N/A
9 | 21 | 10 | 2 | #N/A | #N/A | 1 | 0 | 0 | 0 | 0 | 0 | 0 | #N/A | #N/A | 0 | 0 | 0 | 0 | 0 | #N/A | #N/A | 0 | #N/A | #N/A | #N/A | #N/A
9 | 21 | 11 | 2 | #N/A | #N/A | 1 | 0 | 0 | 0 | 0 | 0 | 0 | #N/A | #N/A | 0 | 0 | 0 | 0 | 0 | #N/A | #N/A | 0 | #N/A | #N/A | #N/A | #N/A
9 | 21 | 12 | 2 | #N/A | #N/A | 1 | 0 | 0 | 0 | 0 | 0 | 0 | #N/A | #N/A | 0 | 0 | 0 | 0 | 0 | #N/A | #N/A | 0 | #N/A | #N/A | #N/A | #N/A
9 | 21 | 13 | 2 | #N/A | #N/A | 1 | 1 | 0 | 0 | 0 | 0 | 0 | #N/A | #N/A | 0 | 0 | 0 | 0 | 0 | #N/A | #N/A | 0 | #N/A | #N/A | #N/A | #N/A
9 | 21 | 14 | 2 | #N/A | #N/A | 1 | 1 | 0 | 0 | 0 | 0 | 0 | #N/A | #N/A | 0 | 0 | 0 | 0 | 0 | #N/A | #N/A | 0 | #N/A | #N/A | #N/A | #N/A
9 | 21 | 15 | 2 | #N/A | #N/A | 1 | 1 | 0 | 0 | 0 | 0 | 0 | #N/A | #N/A | 0 | 0 | 0 | 0 | 0 | #N/A | #N/A | 0 | #N/A | #N/A | #N/A | #N/A
9 | 21 | 16 | 2 | #N/A | #N/A | 1 | 1 | 0 | 0 | 0 | 0 | 0 | #N/A | #N/A | 0 | 0 | 0 | 0 | 0 | #N/A | #N/A | 0 | #N/A | #N/A | #N/A | #N/A
9 | 21 | 17 | 2 | #N/A | #N/A | 1 | 0 | 0 | 0 | 0 | 0 | 0 | #N/A | #N/A | 0 | 0 | 0 | 0 | 0 | #N/A | #N/A | 0 | #N/A | #N/A | #N/A | #N/A
9 | 21 | 18 | 2 | #N/A | #N/A | 1 | 0 | 0 | 0 | 0 | 0 | 0 | #N/A | #N/A | 0 | 0 | 0 | 0 | 0 | #N/A | #N/A | 0 | #N/A | #N/A | #N/A | #N/A
9 | 21 | 19 | 2 | #N/A | #N/A | 1 | 0 | 0 | 0 | 0 | 0 | 0 | #N/A | #N/A | 0 | 0 | 0 | 0 | 0 | #N/A | #N/A | 0 | #N/A | #N/A | #N/A | #N/A
9 | 21 | 20 | 2 | #N/A | #N/A | 1 | 0 | 0 | 0 | 0 | 0 | 0 | #N/A | #N/A | 0 | 0 | 0 | 0 | 0 | #N/A | #N/A | 0 | #N/A | #N/A | #N/A | #N/A
9 | 21 | 21 | 2 | #N/A | #N/A | 1 | 0 | 0 | 0 | 0 | 0 | 0 | #N/A | #N/A | 0 | 0 | 0 | 0 | 0 | #N/A | #N/A | 0 | #N/A | #N/A | #N/A | #N/A
9 | 21 | 22 | 2 | #N/A | #N/A | 1 | 0 | 0 | 0 | 0 | 0 | 0 | #N/A | #N/A | 0 | 0 | 0 | 0 | 0 | #N/A | #N/A | 0 | #N/A | #N/A | #N/A | #N/A
9 | 21 | 23 | 2 | #N/A | #N/A | 0 | 0 | 0 | 0 | 0 | 0 | 0 | #N/A | #N/A | 0 | 0 | 0 | 0 | 0 | #N/A | #N/A | 0 | #N/A | #N/A | #N/A | #N/A
9 | 21 | 24 | 2 | #N/A | #N/A | 0 | 0 | 0 | 0 | 0 | 0 | 0 | #N/A | #N/A | 0 | 0 | 0 | 0 | 0 | #N/A | #N/A | 0 | #N/A | #N/A | #N/A | #N/A
9 | 22 | 1 | 3 | #N/A | #N/A | 0 | 0 | 0 | 0 | 0 | 0 | 0 | #N/A | #N/A | 0 | 0 | 0 | 0 | 0 | #N/A | #N/A | 0 | #N/A | #N/A | #N/A | #N/A
9 | 22 | 2 | 3 | #N/A | #N/A | 0 | 0 | 0 | 0 | 0 | 0 | 0 | #N/A | #N/A | 0 | 0 | 0 | 0 | 0 | #N/A | #N/A | 0 | #N/A | #N/A | #N/A | #N/A
9 | 22 | 3 | 3 | #N/A | #N/A | 0 | 0 | 0 | 0 | 0 | 0 | 0 | #N/A | #N/A | 0 | 0 | 0 | 0 | 0 | #N/A | #N/A | 0 | #N/A | #N/A | #N/A | #N/A
9 | 22 | 4 | 3 | #N/A | #N/A | 0 | 0 | 0 | 0 | 0 | 0 | 0 | #N/A | #N/A | 0 | 0 | 0 | 0 | 0 | #N/A | #N/A | 0 | #N/A | #N/A | #N/A | #N/A
9 | 22 | 5 | 3 | #N/A | #N/A | 0 | 0 | 0 | 0 | 0 | 0 | 0 | #N/A | #N/A | 0 | 0 | 0 | 0 | 0 | #N/A | #N/A | 0 | #N/A | #N/A | #N/A | #N/A
9 | 22 | 6 | 3 | #N/A | #N/A | 1 | 0 | 0 | 0 | 0 | 0 | 0 | #N/A | #N/A | 0 | 0 | 0 | 0 | 0 | #N/A | #N/A | 0 | #N/A | #N/A | #N/A | #N/A
9 | 22 | 7 | 3 | #N/A | #N/A | 1 | 0 | 0 | 0 | 0 | 0 | 0 | #N/A | #N/A | 0 | 0 | 0 | 0 | 0 | #N/A | #N/A | 0 | #N/A | #N/A | #N/A | #N/A
9 | 22 | 8 | 3 | #N/A | #N/A | 1 | 0 | 0 | 0 | 0 | 0 | 0 | #N/A | #N/A | 0 | 0 | 0 | 0 | 0 | #N/A | #N/A | 0 | #N/A | #N/A | #N/A | #N/A
9 | 22 | 9 | 3 | #N/A | #N/A | 1 | 0 | 0 | 0 | 0 | 0 | 0 | #N/A | #N/A | 0 | 0 | 0 | 0 | 0 | #N/A | #N/A | 0 | #N/A | #N/A | #N/A | #N/A
9 | 22 | 10 | 3 | #N/A | #N/A | 1 | 0 | 0 | 0 | 0 | 0 | 0 | #N/A | #N/A | 0 | 0 | 0 | 0 | 0 | #N/A | #N/A | 0 | #N/A | #N/A | #N/A | #N/A
9 | 22 | 11 | 3 | #N/A | #N/A | 1 | 0 | 0 | 0 | 0 | 0 | 0 | #N/A | #N/A | 0 | 0 | 0 | 0 | 0 | #N/A | #N/A | 0 | #N/A | #N/A | #N/A | #N/A
9 | 22 | 12 | 3 | #N/A | #N/A | 1 | 0 | 0 | 0 | 0 | 0 | 0 | #N/A | #N/A | 0 | 0 | 0 | 0 | 0 | #N/A | #N/A | 0 | #N/A | #N/A | #N/A | #N/A
9 | 22 | 13 | 3 | #N/A | #N/A | 1 | 1 | 0 | 0 | 0 | 0 | 0 | #N/A | #N/A | 0 | 0 | 0 | 0 | 0 | #N/A | #N/A | 0 | #N/A | #N/A | #N/A | #N/A
9 | 22 | 14 | 3 | #N/A | #N/A | 1 | 1 | 0 | 0 | 0 | 0 | 0 | #N/A | #N/A | 0 | 0 | 0 | 0 | 0 | #N/A | #N/A | 0 | #N/A | #N/A | #N/A | #N/A
9 | 22 | 15 | 3 | #N/A | #N/A | 1 | 1 | 0 | 0 | 0 | 0 | 0 | #N/A | #N/A | 0 | 0 | 0 | 0 | 0 | #N/A | #N/A | 0 | #N/A | #N/A | #N/A | #N/A
9 | 22 | 16 | 3 | #N/A | #N/A | 1 | 1 | 0 | 0 | 0 | 0 | 0 | #N/A | #N/A | 0 | 0 | 0 | 0 | 0 | #N/A | #N/A | 0 | #N/A | #N/A | #N/A | #N/A
9 | 22 | 17 | 3 | #N/A | #N/A | 1 | 0 | 0 | 0 | 0 | 0 | 0 | #N/A | #N/A | 0 | 0 | 0 | 0 | 0 | #N/A | #N/A | 0 | #N/A | #N/A | #N/A | #N/A
9 | 22 | 18 | 3 | #N/A | #N/A | 1 | 0 | 0 | 0 | 0 | 0 | 0 | #N/A | #N/A | 0 | 0 | 0 | 0 | 0 | #N/A | #N/A | 0 | #N/A | #N/A | #N/A | #N/A
9 | 22 | 19 | 3 | #N/A | #N/A | 1 | 0 | 0 | 0 | 0 | 0 | 0 | #N/A | #N/A | 0 | 0 | 0 | 0 | 0 | #N/A | #N/A | 0 | #N/A | #N/A | #N/A | #N/A
9 | 22 | 20 | 3 | #N/A | #N/A | 1 | 0 | 0 | 0 | 0 | 0 | 0 | #N/A | #N/A | 0 | 0 | 0 | 0 | 0 | #N/A | #N/A | 0 | #N/A | #N/A | #N/A | #N/A
9 | 22 | 21 | 3 | #N/A | #N/A | 1 | 0 | 0 | 0 | 0 | 0 | 0 | #N/A | #N/A | 0 | 0 | 0 | 0 | 0 | #N/A | #N/A | 0 | #N/A | #N/A | #N/A | #N/A
9 | 22 | 22 | 3 | #N/A | #N/A | 1 | 0 | 0 | 0 | 0 | 0 | 0 | #N/A | #N/A | 0 | 0 | 0 | 0 | 0 | #N/A | #N/A | 0 | #N/A | #N/A | #N/A | #N/A
9 | 22 | 23 | 3 | #N/A | #N/A | 0 | 0 | 0 | 0 | 0 | 0 | 0 | #N/A | #N/A | 0 | 0 | 0 | 0 | 0 | #N/A | #N/A | 0 | #N/A | #N/A | #N/A | #N/A
9 | 22 | 24 | 3 | #N/A | #N/A | 0 | 0 | 0 | 0 | 0 | 0 | 0 | #N/A | #N/A | 0 | 0 | 0 | 0 | 0 | #N/A | #N/A | 0 | #N/A | #N/A | #N/A | #N/A
9 | 23 | 1 | 4 | #N/A | #N/A | 0 | 0 | 0 | 0 | 0 | 0 | 0 | #N/A | #N/A | 0 | 0 | 0 | 0 | 0 | #N/A | #N/A | 0 | #N/A | #N/A | #N/A | #N/A
9 | 23 | 2 | 4 | #N/A | #N/A | 0 | 0 | 0 | 0 | 0 | 0 | 0 | #N/A | #N/A | 0 | 0 | 0 | 0 | 0 | #N/A | #N/A | 0 | #N/A | #N/A | #N/A | #N/A
9 | 23 | 3 | 4 | #N/A | #N/A | 0 | 0 | 0 | 0 | 0 | 0 | 0 | #N/A | #N/A | 0 | 0 | 0 | 0 | 0 | #N/A | #N/A | 0 | #N/A | #N/A | #N/A | #N/A
9 | 23 | 4 | 4 | #N/A | #N/A | 0 | 0 | 0 | 0 | 0 | 0 | 0 | #N/A | #N/A | 0 | 0 | 0 | 0 | 0 | #N/A | #N/A | 0 | #N/A | #N/A | #N/A | #N/A
9 | 23 | 5 | 4 | #N/A | #N/A | 0 | 0 | 0 | 0 | 0 | 0 | 0 | #N/A | #N/A | 0 | 0 | 0 | 0 | 0 | #N/A | #N/A | 0 | #N/A | #N/A | #N/A | #N/A
9 | 23 | 6 | 4 | #N/A | #N/A | 1 | 0 | 0 | 0 | 0 | 0 | 0 | #N/A | #N/A | 0 | 0 | 0 | 0 | 0 | #N/A | #N/A | 0 | #N/A | #N/A | #N/A | #N/A
9 | 23 | 7 | 4 | #N/A | #N/A | 1 | 0 | 0 | 0 | 0 | 0 | 0 | #N/A | #N/A | 0 | 0 | 0 | 0 | 0 | #N/A | #N/A | 0 | #N/A | #N/A | #N/A | #N/A
9 | 23 | 8 | 4 | #N/A | #N/A | 1 | 0 | 0 | 0 | 0 | 0 | 0 | #N/A | #N/A | 0 | 0 | 0 | 0 | 0 | #N/A | #N/A | 0 | #N/A | #N/A | #N/A | #N/A
9 | 23 | 9 | 4 | #N/A | #N/A | 1 | 0 | 0 | 0 | 0 | 0 | 0 | #N/A | #N/A | 0 | 0 | 0 | 0 | 0 | #N/A | #N/A | 0 | #N/A | #N/A | #N/A | #N/A
9 | 23 | 10 | 4 | #N/A | #N/A | 1 | 0 | 0 | 0 | 0 | 0 | 0 | #N/A | #N/A | 0 | 0 | 0 | 0 | 0 | #N/A | #N/A | 0 | #N/A | #N/A | #N/A | #N/A
9 | 23 | 11 | 4 | #N/A | #N/A | 1 | 0 | 0 | 0 | 0 | 0 | 0 | #N/A | #N/A | 0 | 0 | 0 | 0 | 0 | #N/A | #N/A | 0 | #N/A | #N/A | #N/A | #N/A
9 | 23 | 12 | 4 | #N/A | #N/A | 1 | 0 | 0 | 0 | 0 | 0 | 0 | #N/A | #N/A | 0 | 0 | 0 | 0 | 0 | #N/A | #N/A | 0 | #N/A | #N/A | #N/A | #N/A
9 | 23 | 13 | 4 | #N/A | #N/A | 1 | 1 | 0 | 0 | 0 | 0 | 0 | #N/A | #N/A | 0 | 0 | 0 | 0 | 0 | #N/A | #N/A | 0 | #N/A | #N/A | #N/A | #N/A
9 | 23 | 14 | 4 | #N/A | #N/A | 1 | 1 | 0 | 0 | 0 | 0 | 0 | #N/A | #N/A | 0 | 0 | 0 | 0 | 0 | #N/A | #N/A | 0 | #N/A | #N/A | #N/A | #N/A
9 | 23 | 15 | 4 | #N/A | #N/A | 1 | 1 | 0 | 0 | 0 | 0 | 0 | #N/A | #N/A | 0 | 0 | 0 | 0 | 0 | #N/A | #N/A | 0 | #N/A | #N/A | #N/A | #N/A
9 | 23 | 16 | 4 | #N/A | #N/A | 1 | 1 | 0 | 0 | 0 | 0 | 0 | #N/A | #N/A | 0 | 0 | 0 | 0 | 0 | #N/A | #N/A | 0 | #N/A | #N/A | #N/A | #N/A
9 | 23 | 17 | 4 | #N/A | #N/A | 1 | 0 | 0 | 0 | 0 | 0 | 0 | #N/A | #N/A | 0 | 0 | 0 | 0 | 0 | #N/A | #N/A | 0 | #N/A | #N/A | #N/A | #N/A
9 | 23 | 18 | 4 | #N/A | #N/A | 1 | 0 | 0 | 0 | 0 | 0 | 0 | #N/A | #N/A | 0 | 0 | 0 | 0 | 0 | #N/A | #N/A | 0 | #N/A | #N/A | #N/A | #N/A
9 | 23 | 19 | 4 | #N/A | #N/A | 1 | 0 | 0 | 0 | 0 | 0 | 0 | #N/A | #N/A | 0 | 0 | 0 | 0 | 0 | #N/A | #N/A | 0 | #N/A | #N/A | #N/A | #N/A
9 | 23 | 20 | 4 | #N/A | #N/A | 1 | 0 | 0 | 0 | 0 | 0 | 0 | #N/A | #N/A | 0 | 0 | 0 | 0 | 0 | #N/A | #N/A | 0 | #N/A | #N/A | #N/A | #N/A
9 | 23 | 21 | 4 | #N/A | #N/A | 1 | 0 | 0 | 0 | 0 | 0 | 0 | #N/A | #N/A | 0 | 0 | 0 | 0 | 0 | #N/A | #N/A | 0 | #N/A | #N/A | #N/A | #N/A
9 | 23 | 22 | 4 | #N/A | #N/A | 1 | 0 | 0 | 0 | 0 | 0 | 0 | #N/A | #N/A | 0 | 0 | 0 | 0 | 0 | #N/A | #N/A | 0 | #N/A | #N/A | #N/A | #N/A
9 | 23 | 23 | 4 | #N/A | #N/A | 0 | 0 | 0 | 0 | 0 | 0 | 0 | #N/A | #N/A | 0 | 0 | 0 | 0 | 0 | #N/A | #N/A | 0 | #N/A | #N/A | #N/A | #N/A
9 | 23 | 24 | 4 | #N/A | #N/A | 0 | 0 | 0 | 0 | 0 | 0 | 0 | #N/A | #N/A | 0 | 0 | 0 | 0 | 0 | #N/A | #N/A | 0 | #N/A | #N/A | #N/A | #N/A
9 | 24 | 1 | 5 | #N/A | #N/A | 0 | 0 | 0 | 0 | 0 | 0 | 0 | #N/A | #N/A | 0 | 0 | 0 | 0 | 0 | #N/A | #N/A | 0 | #N/A | #N/A | #N/A | #N/A
9 | 24 | 2 | 5 | #N/A | #N/A | 0 | 0 | 0 | 0 | 0 | 0 | 0 | #N/A | #N/A | 0 | 0 | 0 | 0 | 0 | #N/A | #N/A | 0 | #N/A | #N/A | #N/A | #N/A
9 | 24 | 3 | 5 | #N/A | #N/A | 0 | 0 | 0 | 0 | 0 | 0 | 0 | #N/A | #N/A | 0 | 0 | 0 | 0 | 0 | #N/A | #N/A | 0 | #N/A | #N/A | #N/A | #N/A
9 | 24 | 4 | 5 | #N/A | #N/A | 0 | 0 | 0 | 0 | 0 | 0 | 0 | #N/A | #N/A | 0 | 0 | 0 | 0 | 0 | #N/A | #N/A | 0 | #N/A | #N/A | #N/A | #N/A
9 | 24 | 5 | 5 | #N/A | #N/A | 0 | 0 | 0 | 0 | 0 | 0 | 0 | #N/A | #N/A | 0 | 0 | 0 | 0 | 0 | #N/A | #N/A | 0 | #N/A | #N/A | #N/A | #N/A
9 | 24 | 6 | 5 | #N/A | #N/A | 1 | 0 | 0 | 0 | 0 | 0 | 0 | #N/A | #N/A | 0 | 0 | 0 | 0 | 0 | #N/A | #N/A | 0 | #N/A | #N/A | #N/A | #N/A
9 | 24 | 7 | 5 | #N/A | #N/A | 1 | 0 | 0 | 0 | 0 | 0 | 0 | #N/A | #N/A | 0 | 0 | 0 | 0 | 0 | #N/A | #N/A | 0 | #N/A | #N/A | #N/A | #N/A
9 | 24 | 8 | 5 | #N/A | #N/A | 1 | 0 | 0 | 0 | 0 | 0 | 0 | #N/A | #N/A | 0 | 0 | 0 | 0 | 0 | #N/A | #N/A | 0 | #N/A | #N/A | #N/A | #N/A
9 | 24 | 9 | 5 | #N/A | #N/A | 1 | 0 | 0 | 0 | 0 | 0 | 0 | #N/A | #N/A | 0 | 0 | 0 | 0 | 0 | #N/A | #N/A | 0 | #N/A | #N/A | #N/A | #N/A
9 | 24 | 10 | 5 | #N/A | #N/A | 1 | 0 | 0 | 0 | 0 | 0 | 0 | #N/A | #N/A | 0 | 0 | 0 | 0 | 0 | #N/A | #N/A | 0 | #N/A | #N/A | #N/A | #N/A
9 | 24 | 11 | 5 | #N/A | #N/A | 1 | 0 | 0 | 0 | 0 | 0 | 0 | #N/A | #N/A | 0 | 0 | 0 | 0 | 0 | #N/A | #N/A | 0 | #N/A | #N/A | #N/A | #N/A
9 | 24 | 12 | 5 | #N/A | #N/A | 1 | 0 | 0 | 0 | 0 | 0 | 0 | #N/A | #N/A | 0 | 0 | 0 | 0 | 0 | #N/A | #N/A | 0 | #N/A | #N/A | #N/A | #N/A
9 | 24 | 13 | 5 | #N/A | #N/A | 1 | 1 | 0 | 0 | 0 | 0 | 0 | #N/A | #N/A | 0 | 0 | 0 | 0 | 0 | #N/A | #N/A | 0 | #N/A | #N/A | #N/A | #N/A
9 | 24 | 14 | 5 | #N/A | #N/A | 1 | 1 | 0 | 0 | 0 | 0 | 0 | #N/A | #N/A | 0 | 0 | 0 | 0 | 0 | #N/A | #N/A | 0 | #N/A | #N/A | #N/A | #N/A
9 | 24 | 15 | 5 | #N/A | #N/A | 1 | 1 | 0 | 0 | 0 | 0 | 0 | #N/A | #N/A | 0 | 0 | 0 | 0 | 0 | #N/A | #N/A | 0 | #N/A | #N/A | #N/A | #N/A
9 | 24 | 16 | 5 | #N/A | #N/A | 1 | 1 | 0 | 0 | 0 | 0 | 0 | #N/A | #N/A | 0 | 0 | 0 | 0 | 0 | #N/A | #N/A | 0 | #N/A | #N/A | #N/A | #N/A
9 | 24 | 17 | 5 | #N/A | #N/A | 1 | 0 | 0 | 0 | 0 | 0 | 0 | #N/A | #N/A | 0 | 0 | 0 | 0 | 0 | #N/A | #N/A | 0 | #N/A | #N/A | #N/A | #N/A
9 | 24 | 18 | 5 | #N/A | #N/A | 1 | 0 | 0 | 0 | 0 | 0 | 0 | #N/A | #N/A | 0 | 0 | 0 | 0 | 0 | #N/A | #N/A | 0 | #N/A | #N/A | #N/A | #N/A
9 | 24 | 19 | 5 | #N/A | #N/A | 1 | 0 | 0 | 0 | 0 | 0 | 0 | #N/A | #N/A | 0 | 0 | 0 | 0 | 0 | #N/A | #N/A | 0 | #N/A | #N/A | #N/A | #N/A
9 | 24 | 20 | 5 | #N/A | #N/A | 1 | 0 | 0 | 0 | 0 | 0 | 0 | #N/A | #N/A | 0 | 0 | 0 | 0 | 0 | #N/A | #N/A | 0 | #N/A | #N/A | #N/A | #N/A
9 | 24 | 21 | 5 | #N/A | #N/A | 1 | 0 | 0 | 0 | 0 | 0 | 0 | #N/A | #N/A | 0 | 0 | 0 | 0 | 0 | #N/A | #N/A | 0 | #N/A | #N/A | #N/A | #N/A
9 | 24 | 22 | 5 | #N/A | #N/A | 1 | 0 | 0 | 0 | 0 | 0 | 0 | #N/A | #N/A | 0 | 0 | 0 | 0 | 0 | #N/A | #N/A | 0 | #N/A | #N/A | #N/A | #N/A
9 | 24 | 23 | 5 | #N/A | #N/A | 0 | 0 | 0 | 0 | 0 | 0 | 0 | #N/A | #N/A | 0 | 0 | 0 | 0 | 0 | #N/A | #N/A | 0 | #N/A | #N/A | #N/A | #N/A
9 | 24 | 24 | 5 | #N/A | #N/A | 0 | 0 | 0 | 0 | 0 | 0 | 0 | #N/A | #N/A | 0 | 0 | 0 | 0 | 0 | #N/A | #N/A | 0 | #N/A | #N/A | #N/A | #N/A
9 | 25 | 1 | 6 | #N/A | #N/A | 0 | 0 | 0 | 0 | 0 | 0 | 0 | #N/A | #N/A | 0 | 0 | 0 | 0 | 0 | #N/A | #N/A | 0 | #N/A | #N/A | #N/A | #N/A
9 | 25 | 2 | 6 | #N/A | #N/A | 0 | 0 | 0 | 0 | 0 | 0 | 0 | #N/A | #N/A | 0 | 0 | 0 | 0 | 0 | #N/A | #N/A | 0 | #N/A | #N/A | #N/A | #N/A
9 | 25 | 3 | 6 | #N/A | #N/A | 0 | 0 | 0 | 0 | 0 | 0 | 0 | #N/A | #N/A | 0 | 0 | 0 | 0 | 0 | #N/A | #N/A | 0 | #N/A | #N/A | #N/A | #N/A
9 | 25 | 4 | 6 | #N/A | #N/A | 0 | 0 | 0 | 0 | 0 | 0 | 0 | #N/A | #N/A | 0 | 0 | 0 | 0 | 0 | #N/A | #N/A | 0 | #N/A | #N/A | #N/A | #N/A
9 | 25 | 5 | 6 | #N/A | #N/A | 0 | 0 | 0 | 0 | 0 | 0 | 0 | #N/A | #N/A | 0 | 0 | 0 | 0 | 0 | #N/A | #N/A | 0 | #N/A | #N/A | #N/A | #N/A
9 | 25 | 6 | 6 | #N/A | #N/A | 0 | 0 | 0 | 0 | 0 | 0 | 0 | #N/A | #N/A | 0 | 0 | 0 | 0 | 0 | #N/A | #N/A | 0 | #N/A | #N/A | #N/A | #N/A
9 | 25 | 7 | 6 | #N/A | #N/A | 0 | 0 | 0 | 0 | 0 | 0 | 0 | #N/A | #N/A | 0 | 0 | 0 | 0 | 0 | #N/A | #N/A | 0 | #N/A | #N/A | #N/A | #N/A
9 | 25 | 8 | 6 | #N/A | #N/A | 0 | 0 | 0 | 0 | 0 | 0 | 0 | #N/A | #N/A | 0 | 0 | 0 | 0 | 0 | #N/A | #N/A | 0 | #N/A | #N/A | #N/A | #N/A
9 | 25 | 9 | 6 | #N/A | #N/A | 0 | 0 | 0 | 0 | 0 | 0 | 0 | #N/A | #N/A | 0 | 0 | 0 | 0 | 0 | #N/A | #N/A | 0 | #N/A | #N/A | #N/A | #N/A
9 | 25 | 10 | 6 | #N/A | #N/A | 0 | 0 | 0 | 0 | 0 | 0 | 0 | #N/A | #N/A | 0 | 0 | 0 | 0 | 0 | #N/A | #N/A | 0 | #N/A | #N/A | #N/A | #N/A
9 | 25 | 11 | 6 | #N/A | #N/A | 0 | 0 | 0 | 0 | 0 | 0 | 0 | #N/A | #N/A | 0 | 0 | 0 | 0 | 0 | #N/A | #N/A | 0 | #N/A | #N/A | #N/A | #N/A
9 | 25 | 12 | 6 | #N/A | #N/A | 0 | 0 | 0 | 0 | 0 | 0 | 0 | #N/A | #N/A | 0 | 0 | 0 | 0 | 0 | #N/A | #N/A | 0 | #N/A | #N/A | #N/A | #N/A
9 | 25 | 13 | 6 | #N/A | #N/A | 0 | 0 | 0 | 0 | 0 | 0 | 0 | #N/A | #N/A | 0 | 0 | 0 | 0 | 0 | #N/A | #N/A | 0 | #N/A | #N/A | #N/A | #N/A
9 | 25 | 14 | 6 | #N/A | #N/A | 0 | 0 | 0 | 0 | 0 | 0 | 0 | #N/A | #N/A | 0 | 0 | 0 | 0 | 0 | #N/A | #N/A | 0 | #N/A | #N/A | #N/A | #N/A
9 | 25 | 15 | 6 | #N/A | #N/A | 0 | 0 | 0 | 0 | 0 | 0 | 0 | #N/A | #N/A | 0 | 0 | 0 | 0 | 0 | #N/A | #N/A | 0 | #N/A | #N/A | #N/A | #N/A
9 | 25 | 16 | 6 | #N/A | #N/A | 0 | 0 | 0 | 0 | 0 | 0 | 0 | #N/A | #N/A | 0 | 0 | 0 | 0 | 0 | #N/A | #N/A | 0 | #N/A | #N/A | #N/A | #N/A
9 | 25 | 17 | 6 | #N/A | #N/A | 0 | 0 | 0 | 0 | 0 | 0 | 0 | #N/A | #N/A | 0 | 0 | 0 | 0 | 0 | #N/A | #N/A | 0 | #N/A | #N/A | #N/A | #N/A
9 | 25 | 18 | 6 | #N/A | #N/A | 0 | 0 | 0 | 0 | 0 | 0 | 0 | #N/A | #N/A | 0 | 0 | 0 | 0 | 0 | #N/A | #N/A | 0 | #N/A | #N/A | #N/A | #N/A
9 | 25 | 19 | 6 | #N/A | #N/A | 0 | 0 | 0 | 0 | 0 | 0 | 0 | #N/A | #N/A | 0 | 0 | 0 | 0 | 0 | #N/A | #N/A | 0 | #N/A | #N/A | #N/A | #N/A
9 | 25 | 20 | 6 | #N/A | #N/A | 0 | 0 | 0 | 0 | 0 | 0 | 0 | #N/A | #N/A | 0 | 0 | 0 | 0 | 0 | #N/A | #N/A | 0 | #N/A | #N/A | #N/A | #N/A
9 | 25 | 21 | 6 | #N/A | #N/A | 0 | 0 | 0 | 0 | 0 | 0 | 0 | #N/A | #N/A | 0 | 0 | 0 | 0 | 0 | #N/A | #N/A | 0 | #N/A | #N/A | #N/A | #N/A
9 | 25 | 22 | 6 | #N/A | #N/A | 0 | 0 | 0 | 0 | 0 | 0 | 0 | #N/A | #N/A | 0 | 0 | 0 | 0 | 0 | #N/A | #N/A | 0 | #N/A | #N/A | #N/A | #N/A
9 | 25 | 23 | 6 | #N/A | #N/A | 0 | 0 | 0 | 0 | 0 | 0 | 0 | #N/A | #N/A | 0 | 0 | 0 | 0 | 0 | #N/A | #N/A | 0 | #N/A | #N/A | #N/A | #N/A
9 | 25 | 24 | 6 | #N/A | #N/A | 0 | 0 | 0 | 0 | 0 | 0 | 0 | #N/A | #N/A | 0 | 0 | 0 | 0 | 0 | #N/A | #N/A | 0 | #N/A | #N/A | #N/A | #N/A
9 | 26 | 1 | 7 | #N/A | #N/A | 0 | 0 | 0 | 0 | 0 | 0 | 0 | #N/A | #N/A | 0 | 0 | 0 | 0 | 0 | #N/A | #N/A | 0 | #N/A | #N/A | #N/A | #N/A
9 | 26 | 2 | 7 | #N/A | #N/A | 0 | 0 | 0 | 0 | 0 | 0 | 0 | #N/A | #N/A | 0 | 0 | 0 | 0 | 0 | #N/A | #N/A | 0 | #N/A | #N/A | #N/A | #N/A
9 | 26 | 3 | 7 | #N/A | #N/A | 0 | 0 | 0 | 0 | 0 | 0 | 0 | #N/A | #N/A | 0 | 0 | 0 | 0 | 0 | #N/A | #N/A | 0 | #N/A | #N/A | #N/A | #N/A
9 | 26 | 4 | 7 | #N/A | #N/A | 0 | 0 | 0 | 0 | 0 | 0 | 0 | #N/A | #N/A | 0 | 0 | 0 | 0 | 0 | #N/A | #N/A | 0 | #N/A | #N/A | #N/A | #N/A
9 | 26 | 5 | 7 | #N/A | #N/A | 0 | 0 | 0 | 0 | 0 | 0 | 0 | #N/A | #N/A | 0 | 0 | 0 | 0 | 0 | #N/A | #N/A | 0 | #N/A | #N/A | #N/A | #N/A
9 | 26 | 6 | 7 | #N/A | #N/A | 0 | 0 | 0 | 0 | 0 | 0 | 0 | #N/A | #N/A | 0 | 0 | 0 | 0 | 0 | #N/A | #N/A | 0 | #N/A | #N/A | #N/A | #N/A
9 | 26 | 7 | 7 | #N/A | #N/A | 0 | 0 | 0 | 0 | 0 | 0 | 0 | #N/A | #N/A | 0 | 0 | 0 | 0 | 0 | #N/A | #N/A | 0 | #N/A | #N/A | #N/A | #N/A
9 | 26 | 8 | 7 | #N/A | #N/A | 0 | 0 | 0 | 0 | 0 | 0 | 0 | #N/A | #N/A | 0 | 0 | 0 | 0 | 0 | #N/A | #N/A | 0 | #N/A | #N/A | #N/A | #N/A
9 | 26 | 9 | 7 | #N/A | #N/A | 0 | 0 | 0 | 0 | 0 | 0 | 0 | #N/A | #N/A | 0 | 0 | 0 | 0 | 0 | #N/A | #N/A | 0 | #N/A | #N/A | #N/A | #N/A
9 | 26 | 10 | 7 | #N/A | #N/A | 0 | 0 | 0 | 0 | 0 | 0 | 0 | #N/A | #N/A | 0 | 0 | 0 | 0 | 0 | #N/A | #N/A | 0 | #N/A | #N/A | #N/A | #N/A
9 | 26 | 11 | 7 | #N/A | #N/A | 0 | 0 | 0 | 0 | 0 | 0 | 0 | #N/A | #N/A | 0 | 0 | 0 | 0 | 0 | #N/A | #N/A | 0 | #N/A | #N/A | #N/A | #N/A
9 | 26 | 12 | 7 | #N/A | #N/A | 0 | 0 | 0 | 0 | 0 | 0 | 0 | #N/A | #N/A | 0 | 0 | 0 | 0 | 0 | #N/A | #N/A | 0 | #N/A | #N/A | #N/A | #N/A
9 | 26 | 13 | 7 | #N/A | #N/A | 0 | 0 | 0 | 0 | 0 | 0 | 0 | #N/A | #N/A | 0 | 0 | 0 | 0 | 0 | #N/A | #N/A | 0 | #N/A | #N/A | #N/A | #N/A
9 | 26 | 14 | 7 | #N/A | #N/A | 0 | 0 | 0 | 0 | 0 | 0 | 0 | #N/A | #N/A | 0 | 0 | 0 | 0 | 0 | #N/A | #N/A | 0 | #N/A | #N/A | #N/A | #N/A
9 | 26 | 15 | 7 | #N/A | #N/A | 0 | 0 | 0 | 0 | 0 | 0 | 0 | #N/A | #N/A | 0 | 0 | 0 | 0 | 0 | #N/A | #N/A | 0 | #N/A | #N/A | #N/A | #N/A
9 | 26 | 16 | 7 | #N/A | #N/A | 0 | 0 | 0 | 0 | 0 | 0 | 0 | #N/A | #N/A | 0 | 0 | 0 | 0 | 0 | #N/A | #N/A | 0 | #N/A | #N/A | #N/A | #N/A
9 | 26 | 17 | 7 | #N/A | #N/A | 0 | 0 | 0 | 0 | 0 | 0 | 0 | #N/A | #N/A | 0 | 0 | 0 | 0 | 0 | #N/A | #N/A | 0 | #N/A | #N/A | #N/A | #N/A
9 | 26 | 18 | 7 | #N/A | #N/A | 0 | 0 | 0 | 0 | 0 | 0 | 0 | #N/A | #N/A | 0 | 0 | 0 | 0 | 0 | #N/A | #N/A | 0 | #N/A | #N/A | #N/A | #N/A
9 | 26 | 19 | 7 | #N/A | #N/A | 0 | 0 | 0 | 0 | 0 | 0 | 0 | #N/A | #N/A | 0 | 0 | 0 | 0 | 0 | #N/A | #N/A | 0 | #N/A | #N/A | #N/A | #N/A
9 | 26 | 20 | 7 | #N/A | #N/A | 0 | 0 | 0 | 0 | 0 | 0 | 0 | #N/A | #N/A | 0 | 0 | 0 | 0 | 0 | #N/A | #N/A | 0 | #N/A | #N/A | #N/A | #N/A
9 | 26 | 21 | 7 | #N/A | #N/A | 0 | 0 | 0 | 0 | 0 | 0 | 0 | #N/A | #N/A | 0 | 0 | 0 | 0 | 0 | #N/A | #N/A | 0 | #N/A | #N/A | #N/A | #N/A
9 | 26 | 22 | 7 | #N/A | #N/A | 0 | 0 | 0 | 0 | 0 | 0 | 0 | #N/A | #N/A | 0 | 0 | 0 | 0 | 0 | #N/A | #N/A | 0 | #N/A | #N/A | #N/A | #N/A
9 | 26 | 23 | 7 | #N/A | #N/A | 0 | 0 | 0 | 0 | 0 | 0 | 0 | #N/A | #N/A | 0 | 0 | 0 | 0 | 0 | #N/A | #N/A | 0 | #N/A | #N/A | #N/A | #N/A
9 | 26 | 24 | 7 | #N/A | #N/A | 0 | 0 | 0 | 0 | 0 | 0 | 0 | #N/A | #N/A | 0 | 0 | 0 | 0 | 0 | #N/A | #N/A | 0 | #N/A | #N/A | #N/A | #N/A
9 | 27 | 1 | 1 | #N/A | #N/A | 0 | 0 | 0 | 0 | 0 | 0 | 0 | #N/A | #N/A | 0 | 0 | 0 | 0 | 0 | #N/A | #N/A | 0 | #N/A | #N/A | #N/A | #N/A
9 | 27 | 2 | 1 | #N/A | #N/A | 0 | 0 | 0 | 0 | 0 | 0 | 0 | #N/A | #N/A | 0 | 0 | 0 | 0 | 0 | #N/A | #N/A | 0 | #N/A | #N/A | #N/A | #N/A
9 | 27 | 3 | 1 | #N/A | #N/A | 0 | 0 | 0 | 0 | 0 | 0 | 0 | #N/A | #N/A | 0 | 0 | 0 | 0 | 0 | #N/A | #N/A | 0 | #N/A | #N/A | #N/A | #N/A
9 | 27 | 4 | 1 | #N/A | #N/A | 0 | 0 | 0 | 0 | 0 | 0 | 0 | #N/A | #N/A | 0 | 0 | 0 | 0 | 0 | #N/A | #N/A | 0 | #N/A | #N/A | #N/A | #N/A
9 | 27 | 5 | 1 | #N/A | #N/A | 0 | 0 | 0 | 0 | 0 | 0 | 0 | #N/A | #N/A | 0 | 0 | 0 | 0 | 0 | #N/A | #N/A | 0 | #N/A | #N/A | #N/A | #N/A
9 | 27 | 6 | 1 | #N/A | #N/A | 1 | 0 | 0 | 0 | 0 | 0 | 0 | #N/A | #N/A | 0 | 0 | 0 | 0 | 0 | #N/A | #N/A | 0 | #N/A | #N/A | #N/A | #N/A
9 | 27 | 7 | 1 | #N/A | #N/A | 1 | 0 | 0 | 0 | 0 | 0 | 0 | #N/A | #N/A | 0 | 0 | 0 | 0 | 0 | #N/A | #N/A | 0 | #N/A | #N/A | #N/A | #N/A
9 | 27 | 8 | 1 | #N/A | #N/A | 1 | 0 | 0 | 0 | 0 | 0 | 0 | #N/A | #N/A | 0 | 0 | 0 | 0 | 0 | #N/A | #N/A | 0 | #N/A | #N/A | #N/A | #N/A
9 | 27 | 9 | 1 | #N/A | #N/A | 1 | 0 | 0 | 0 | 0 | 0 | 0 | #N/A | #N/A | 0 | 0 | 0 | 0 | 0 | #N/A | #N/A | 0 | #N/A | #N/A | #N/A | #N/A
9 | 27 | 10 | 1 | #N/A | #N/A | 1 | 0 | 0 | 0 | 0 | 0 | 0 | #N/A | #N/A | 0 | 0 | 0 | 0 | 0 | #N/A | #N/A | 0 | #N/A | #N/A | #N/A | #N/A
9 | 27 | 11 | 1 | #N/A | #N/A | 1 | 0 | 0 | 0 | 0 | 0 | 0 | #N/A | #N/A | 0 | 0 | 0 | 0 | 0 | #N/A | #N/A | 0 | #N/A | #N/A | #N/A | #N/A
9 | 27 | 12 | 1 | #N/A | #N/A | 1 | 0 | 0 | 0 | 0 | 0 | 0 | #N/A | #N/A | 0 | 0 | 0 | 0 | 0 | #N/A | #N/A | 0 | #N/A | #N/A | #N/A | #N/A
9 | 27 | 13 | 1 | #N/A | #N/A | 1 | 1 | 0 | 0 | 0 | 0 | 0 | #N/A | #N/A | 0 | 0 | 0 | 0 | 0 | #N/A | #N/A | 0 | #N/A | #N/A | #N/A | #N/A
9 | 27 | 14 | 1 | #N/A | #N/A | 1 | 1 | 0 | 0 | 0 | 0 | 0 | #N/A | #N/A | 0 | 0 | 0 | 0 | 0 | #N/A | #N/A | 0 | #N/A | #N/A | #N/A | #N/A
9 | 27 | 15 | 1 | #N/A | #N/A | 1 | 1 | 0 | 0 | 0 | 0 | 0 | #N/A | #N/A | 0 | 0 | 0 | 0 | 0 | #N/A | #N/A | 0 | #N/A | #N/A | #N/A | #N/A
9 | 27 | 16 | 1 | #N/A | #N/A | 1 | 1 | 0 | 0 | 0 | 0 | 0 | #N/A | #N/A | 0 | 0 | 0 | 0 | 0 | #N/A | #N/A | 0 | #N/A | #N/A | #N/A | #N/A
9 | 27 | 17 | 1 | #N/A | #N/A | 1 | 0 | 0 | 0 | 0 | 0 | 0 | #N/A | #N/A | 0 | 0 | 0 | 0 | 0 | #N/A | #N/A | 0 | #N/A | #N/A | #N/A | #N/A
9 | 27 | 18 | 1 | #N/A | #N/A | 1 | 0 | 0 | 0 | 0 | 0 | 0 | #N/A | #N/A | 0 | 0 | 0 | 0 | 0 | #N/A | #N/A | 0 | #N/A | #N/A | #N/A | #N/A
9 | 27 | 19 | 1 | #N/A | #N/A | 1 | 0 | 0 | 0 | 0 | 0 | 0 | #N/A | #N/A | 0 | 0 | 0 | 0 | 0 | #N/A | #N/A | 0 | #N/A | #N/A | #N/A | #N/A
9 | 27 | 20 | 1 | #N/A | #N/A | 1 | 0 | 0 | 0 | 0 | 0 | 0 | #N/A | #N/A | 0 | 0 | 0 | 0 | 0 | #N/A | #N/A | 0 | #N/A | #N/A | #N/A | #N/A
9 | 27 | 21 | 1 | #N/A | #N/A | 1 | 0 | 0 | 0 | 0 | 0 | 0 | #N/A | #N/A | 0 | 0 | 0 | 0 | 0 | #N/A | #N/A | 0 | #N/A | #N/A | #N/A | #N/A
9 | 27 | 22 | 1 | #N/A | #N/A | 1 | 0 | 0 | 0 | 0 | 0 | 0 | #N/A | #N/A | 0 | 0 | 0 | 0 | 0 | #N/A | #N/A | 0 | #N/A | #N/A | #N/A | #N/A
9 | 27 | 23 | 1 | #N/A | #N/A | 0 | 0 | 0 | 0 | 0 | 0 | 0 | #N/A | #N/A | 0 | 0 | 0 | 0 | 0 | #N/A | #N/A | 0 | #N/A | #N/A | #N/A | #N/A
9 | 27 | 24 | 1 | #N/A | #N/A | 0 | 0 | 0 | 0 | 0 | 0 | 0 | #N/A | #N/A | 0 | 0 | 0 | 0 | 0 | #N/A | #N/A | 0 | #N/A | #N/A | #N/A | #N/A
9 | 28 | 1 | 2 | #N/A | #N/A | 0 | 0 | 0 | 0 | 0 | 0 | 0 | #N/A | #N/A | 0 | 0 | 0 | 0 | 0 | #N/A | #N/A | 0 | #N/A | #N/A | #N/A | #N/A
9 | 28 | 2 | 2 | #N/A | #N/A | 0 | 0 | 0 | 0 | 0 | 0 | 0 | #N/A | #N/A | 0 | 0 | 0 | 0 | 0 | #N/A | #N/A | 0 | #N/A | #N/A | #N/A | #N/A
9 | 28 | 3 | 2 | #N/A | #N/A | 0 | 0 | 0 | 0 | 0 | 0 | 0 | #N/A | #N/A | 0 | 0 | 0 | 0 | 0 | #N/A | #N/A | 0 | #N/A | #N/A | #N/A | #N/A
9 | 28 | 4 | 2 | #N/A | #N/A | 0 | 0 | 0 | 0 | 0 | 0 | 0 | #N/A | #N/A | 0 | 0 | 0 | 0 | 0 | #N/A | #N/A | 0 | #N/A | #N/A | #N/A | #N/A
9 | 28 | 5 | 2 | #N/A | #N/A | 0 | 0 | 0 | 0 | 0 | 0 | 0 | #N/A | #N/A | 0 | 0 | 0 | 0 | 0 | #N/A | #N/A | 0 | #N/A | #N/A | #N/A | #N/A
9 | 28 | 6 | 2 | #N/A | #N/A | 1 | 0 | 0 | 0 | 0 | 0 | 0 | #N/A | #N/A | 0 | 0 | 0 | 0 | 0 | #N/A | #N/A | 0 | #N/A | #N/A | #N/A | #N/A
9 | 28 | 7 | 2 | #N/A | #N/A | 1 | 0 | 0 | 0 | 0 | 0 | 0 | #N/A | #N/A | 0 | 0 | 0 | 0 | 0 | #N/A | #N/A | 0 | #N/A | #N/A | #N/A | #N/A
9 | 28 | 8 | 2 | #N/A | #N/A | 1 | 0 | 0 | 0 | 0 | 0 | 0 | #N/A | #N/A | 0 | 0 | 0 | 0 | 0 | #N/A | #N/A | 0 | #N/A | #N/A | #N/A | #N/A
9 | 28 | 9 | 2 | #N/A | #N/A | 1 | 0 | 0 | 0 | 0 | 0 | 0 | #N/A | #N/A | 0 | 0 | 0 | 0 | 0 | #N/A | #N/A | 0 | #N/A | #N/A | #N/A | #N/A
9 | 28 | 10 | 2 | #N/A | #N/A | 1 | 0 | 0 | 0 | 0 | 0 | 0 | #N/A | #N/A | 0 | 0 | 0 | 0 | 0 | #N/A | #N/A | 0 | #N/A | #N/A | #N/A | #N/A
9 | 28 | 11 | 2 | #N/A | #N/A | 1 | 0 | 0 | 0 | 0 | 0 | 0 | #N/A | #N/A | 0 | 0 | 0 | 0 | 0 | #N/A | #N/A | 0 | #N/A | #N/A | #N/A | #N/A
9 | 28 | 12 | 2 | #N/A | #N/A | 1 | 0 | 0 | 0 | 0 | 0 | 0 | #N/A | #N/A | 0 | 0 | 0 | 0 | 0 | #N/A | #N/A | 0 | #N/A | #N/A | #N/A | #N/A
9 | 28 | 13 | 2 | #N/A | #N/A | 1 | 1 | 0 | 0 | 0 | 0 | 0 | #N/A | #N/A | 0 | 0 | 0 | 0 | 0 | #N/A | #N/A | 0 | #N/A | #N/A | #N/A | #N/A
9 | 28 | 14 | 2 | #N/A | #N/A | 1 | 1 | 0 | 0 | 0 | 0 | 0 | #N/A | #N/A | 0 | 0 | 0 | 0 | 0 | #N/A | #N/A | 0 | #N/A | #N/A | #N/A | #N/A
9 | 28 | 15 | 2 | #N/A | #N/A | 1 | 1 | 0 | 0 | 0 | 0 | 0 | #N/A | #N/A | 0 | 0 | 0 | 0 | 0 | #N/A | #N/A | 0 | #N/A | #N/A | #N/A | #N/A
9 | 28 | 16 | 2 | #N/A | #N/A | 1 | 1 | 0 | 0 | 0 | 0 | 0 | #N/A | #N/A | 0 | 0 | 0 | 0 | 0 | #N/A | #N/A | 0 | #N/A | #N/A | #N/A | #N/A
9 | 28 | 17 | 2 | #N/A | #N/A | 1 | 0 | 0 | 0 | 0 | 0 | 0 | #N/A | #N/A | 0 | 0 | 0 | 0 | 0 | #N/A | #N/A | 0 | #N/A | #N/A | #N/A | #N/A
9 | 28 | 18 | 2 | #N/A | #N/A | 1 | 0 | 0 | 0 | 0 | 0 | 0 | #N/A | #N/A | 0 | 0 | 0 | 0 | 0 | #N/A | #N/A | 0 | #N/A | #N/A | #N/A | #N/A
9 | 28 | 19 | 2 | #N/A | #N/A | 1 | 0 | 0 | 0 | 0 | 0 | 0 | #N/A | #N/A | 0 | 0 | 0 | 0 | 0 | #N/A | #N/A | 0 | #N/A | #N/A | #N/A | #N/A
9 | 28 | 20 | 2 | #N/A | #N/A | 1 | 0 | 0 | 0 | 0 | 0 | 0 | #N/A | #N/A | 0 | 0 | 0 | 0 | 0 | #N/A | #N/A | 0 | #N/A | #N/A | #N/A | #N/A
9 | 28 | 21 | 2 | #N/A | #N/A | 1 | 0 | 0 | 0 | 0 | 0 | 0 | #N/A | #N/A | 0 | 0 | 0 | 0 | 0 | #N/A | #N/A | 0 | #N/A | #N/A | #N/A | #N/A
9 | 28 | 22 | 2 | #N/A | #N/A | 1 | 0 | 0 | 0 | 0 | 0 | 0 | #N/A | #N/A | 0 | 0 | 0 | 0 | 0 | #N/A | #N/A | 0 | #N/A | #N/A | #N/A | #N/A
9 | 28 | 23 | 2 | #N/A | #N/A | 0 | 0 | 0 | 0 | 0 | 0 | 0 | #N/A | #N/A | 0 | 0 | 0 | 0 | 0 | #N/A | #N/A | 0 | #N/A | #N/A | #N/A | #N/A
9 | 28 | 24 | 2 | #N/A | #N/A | 0 | 0 | 0 | 0 | 0 | 0 | 0 | #N/A | #N/A | 0 | 0 | 0 | 0 | 0 | #N/A | #N/A | 0 | #N/A | #N/A | #N/A | #N/A
9 | 29 | 1 | 3 | #N/A | #N/A | 0 | 0 | 0 | 0 | 0 | 0 | 0 | #N/A | #N/A | 0 | 0 | 0 | 0 | 0 | #N/A | #N/A | 0 | #N/A | #N/A | #N/A | #N/A
9 | 29 | 2 | 3 | #N/A | #N/A | 0 | 0 | 0 | 0 | 0 | 0 | 0 | #N/A | #N/A | 0 | 0 | 0 | 0 | 0 | #N/A | #N/A | 0 | #N/A | #N/A | #N/A | #N/A
9 | 29 | 3 | 3 | #N/A | #N/A | 0 | 0 | 0 | 0 | 0 | 0 | 0 | #N/A | #N/A | 0 | 0 | 0 | 0 | 0 | #N/A | #N/A | 0 | #N/A | #N/A | #N/A | #N/A
9 | 29 | 4 | 3 | #N/A | #N/A | 0 | 0 | 0 | 0 | 0 | 0 | 0 | #N/A | #N/A | 0 | 0 | 0 | 0 | 0 | #N/A | #N/A | 0 | #N/A | #N/A | #N/A | #N/A
9 | 29 | 5 | 3 | #N/A | #N/A | 0 | 0 | 0 | 0 | 0 | 0 | 0 | #N/A | #N/A | 0 | 0 | 0 | 0 | 0 | #N/A | #N/A | 0 | #N/A | #N/A | #N/A | #N/A
9 | 29 | 6 | 3 | #N/A | #N/A | 1 | 0 | 0 | 0 | 0 | 0 | 0 | #N/A | #N/A | 0 | 0 | 0 | 0 | 0 | #N/A | #N/A | 0 | #N/A | #N/A | #N/A | #N/A
9 | 29 | 7 | 3 | #N/A | #N/A | 1 | 0 | 0 | 0 | 0 | 0 | 0 | #N/A | #N/A | 0 | 0 | 0 | 0 | 0 | #N/A | #N/A | 0 | #N/A | #N/A | #N/A | #N/A
9 | 29 | 8 | 3 | #N/A | #N/A | 1 | 0 | 0 | 0 | 0 | 0 | 0 | #N/A | #N/A | 0 | 0 | 0 | 0 | 0 | #N/A | #N/A | 0 | #N/A | #N/A | #N/A | #N/A
9 | 29 | 9 | 3 | #N/A | #N/A | 1 | 0 | 0 | 0 | 0 | 0 | 0 | #N/A | #N/A | 0 | 0 | 0 | 0 | 0 | #N/A | #N/A | 0 | #N/A | #N/A | #N/A | #N/A
9 | 29 | 10 | 3 | #N/A | #N/A | 1 | 0 | 0 | 0 | 0 | 0 | 0 | #N/A | #N/A | 0 | 0 | 0 | 0 | 0 | #N/A | #N/A | 0 | #N/A | #N/A | #N/A | #N/A
9 | 29 | 11 | 3 | #N/A | #N/A | 1 | 0 | 0 | 0 | 0 | 0 | 0 | #N/A | #N/A | 0 | 0 | 0 | 0 | 0 | #N/A | #N/A | 0 | #N/A | #N/A | #N/A | #N/A
9 | 29 | 12 | 3 | #N/A | #N/A | 1 | 0 | 0 | 0 | 0 | 0 | 0 | #N/A | #N/A | 0 | 0 | 0 | 0 | 0 | #N/A | #N/A | 0 | #N/A | #N/A | #N/A | #N/A
9 | 29 | 13 | 3 | #N/A | #N/A | 1 | 1 | 0 | 0 | 0 | 0 | 0 | #N/A | #N/A | 0 | 0 | 0 | 0 | 0 | #N/A | #N/A | 0 | #N/A | #N/A | #N/A | #N/A
9 | 29 | 14 | 3 | #N/A | #N/A | 1 | 1 | 0 | 0 | 0 | 0 | 0 | #N/A | #N/A | 0 | 0 | 0 | 0 | 0 | #N/A | #N/A | 0 | #N/A | #N/A | #N/A | #N/A
9 | 29 | 15 | 3 | #N/A | #N/A | 1 | 1 | 0 | 0 | 0 | 0 | 0 | #N/A | #N/A | 0 | 0 | 0 | 0 | 0 | #N/A | #N/A | 0 | #N/A | #N/A | #N/A | #N/A
9 | 29 | 16 | 3 | #N/A | #N/A | 1 | 1 | 0 | 0 | 0 | 0 | 0 | #N/A | #N/A | 0 | 0 | 0 | 0 | 0 | #N/A | #N/A | 0 | #N/A | #N/A | #N/A | #N/A
9 | 29 | 17 | 3 | #N/A | #N/A | 1 | 0 | 0 | 0 | 0 | 0 | 0 | #N/A | #N/A | 0 | 0 | 0 | 0 | 0 | #N/A | #N/A | 0 | #N/A | #N/A | #N/A | #N/A
9 | 29 | 18 | 3 | #N/A | #N/A | 1 | 0 | 0 | 0 | 0 | 0 | 0 | #N/A | #N/A | 0 | 0 | 0 | 0 | 0 | #N/A | #N/A | 0 | #N/A | #N/A | #N/A | #N/A
9 | 29 | 19 | 3 | #N/A | #N/A | 1 | 0 | 0 | 0 | 0 | 0 | 0 | #N/A | #N/A | 0 | 0 | 0 | 0 | 0 | #N/A | #N/A | 0 | #N/A | #N/A | #N/A | #N/A
9 | 29 | 20 | 3 | #N/A | #N/A | 1 | 0 | 0 | 0 | 0 | 0 | 0 | #N/A | #N/A | 0 | 0 | 0 | 0 | 0 | #N/A | #N/A | 0 | #N/A | #N/A | #N/A | #N/A
9 | 29 | 21 | 3 | #N/A | #N/A | 1 | 0 | 0 | 0 | 0 | 0 | 0 | #N/A | #N/A | 0 | 0 | 0 | 0 | 0 | #N/A | #N/A | 0 | #N/A | #N/A | #N/A | #N/A
9 | 29 | 22 | 3 | #N/A | #N/A | 1 | 0 | 0 | 0 | 0 | 0 | 0 | #N/A | #N/A | 0 | 0 | 0 | 0 | 0 | #N/A | #N/A | 0 | #N/A | #N/A | #N/A | #N/A
9 | 29 | 23 | 3 | #N/A | #N/A | 0 | 0 | 0 | 0 | 0 | 0 | 0 | #N/A | #N/A | 0 | 0 | 0 | 0 | 0 | #N/A | #N/A | 0 | #N/A | #N/A | #N/A | #N/A
9 | 29 | 24 | 3 | #N/A | #N/A | 0 | 0 | 0 | 0 | 0 | 0 | 0 | #N/A | #N/A | 0 | 0 | 0 | 0 | 0 | #N/A | #N/A | 0 | #N/A | #N/A | #N/A | #N/A
9 | 30 | 1 | 4 | #N/A | #N/A | 0 | 0 | 0 | 0 | 0 | 0 | 0 | #N/A | #N/A | 0 | 0 | 0 | 0 | 0 | #N/A | #N/A | 0 | #N/A | #N/A | #N/A | #N/A
9 | 30 | 2 | 4 | #N/A | #N/A | 0 | 0 | 0 | 0 | 0 | 0 | 0 | #N/A | #N/A | 0 | 0 | 0 | 0 | 0 | #N/A | #N/A | 0 | #N/A | #N/A | #N/A | #N/A
9 | 30 | 3 | 4 | #N/A | #N/A | 0 | 0 | 0 | 0 | 0 | 0 | 0 | #N/A | #N/A | 0 | 0 | 0 | 0 | 0 | #N/A | #N/A | 0 | #N/A | #N/A | #N/A | #N/A
9 | 30 | 4 | 4 | #N/A | #N/A | 0 | 0 | 0 | 0 | 0 | 0 | 0 | #N/A | #N/A | 0 | 0 | 0 | 0 | 0 | #N/A | #N/A | 0 | #N/A | #N/A | #N/A | #N/A
9 | 30 | 5 | 4 | #N/A | #N/A | 0 | 0 | 0 | 0 | 0 | 0 | 0 | #N/A | #N/A | 0 | 0 | 0 | 0 | 0 | #N/A | #N/A | 0 | #N/A | #N/A | #N/A | #N/A
9 | 30 | 6 | 4 | #N/A | #N/A | 1 | 0 | 0 | 0 | 0 | 0 | 0 | #N/A | #N/A | 0 | 0 | 0 | 0 | 0 | #N/A | #N/A | 0 | #N/A | #N/A | #N/A | #N/A
9 | 30 | 7 | 4 | #N/A | #N/A | 1 | 0 | 0 | 0 | 0 | 0 | 0 | #N/A | #N/A | 0 | 0 | 0 | 0 | 0 | #N/A | #N/A | 0 | #N/A | #N/A | #N/A | #N/A
9 | 30 | 8 | 4 | #N/A | #N/A | 1 | 0 | 0 | 0 | 0 | 0 | 0 | #N/A | #N/A | 0 | 0 | 0 | 0 | 0 | #N/A | #N/A | 0 | #N/A | #N/A | #N/A | #N/A
9 | 30 | 9 | 4 | #N/A | #N/A | 1 | 0 | 0 | 0 | 0 | 0 | 0 | #N/A | #N/A | 0 | 0 | 0 | 0 | 0 | #N/A | #N/A | 0 | #N/A | #N/A | #N/A | #N/A
9 | 30 | 10 | 4 | #N/A | #N/A | 1 | 0 | 0 | 0 | 0 | 0 | 0 | #N/A | #N/A | 0 | 0 | 0 | 0 | 0 | #N/A | #N/A | 0 | #N/A | #N/A | #N/A | #N/A
9 | 30 | 11 | 4 | #N/A | #N/A | 1 | 0 | 0 | 0 | 0 | 0 | 0 | #N/A | #N/A | 0 | 0 | 0 | 0 | 0 | #N/A | #N/A | 0 | #N/A | #N/A | #N/A | #N/A
9 | 30 | 12 | 4 | #N/A | #N/A | 1 | 0 | 0 | 0 | 0 | 0 | 0 | #N/A | #N/A | 0 | 0 | 0 | 0 | 0 | #N/A | #N/A | 0 | #N/A | #N/A | #N/A | #N/A
9 | 30 | 13 | 4 | #N/A | #N/A | 1 | 1 | 0 | 0 | 0 | 0 | 0 | #N/A | #N/A | 0 | 0 | 0 | 0 | 0 | #N/A | #N/A | 0 | #N/A | #N/A | #N/A | #N/A
9 | 30 | 14 | 4 | #N/A | #N/A | 1 | 1 | 0 | 0 | 0 | 0 | 0 | #N/A | #N/A | 0 | 0 | 0 | 0 | 0 | #N/A | #N/A | 0 | #N/A | #N/A | #N/A | #N/A
9 | 30 | 15 | 4 | #N/A | #N/A | 1 | 1 | 0 | 0 | 0 | 0 | 0 | #N/A | #N/A | 0 | 0 | 0 | 0 | 0 | #N/A | #N/A | 0 | #N/A | #N/A | #N/A | #N/A
9 | 30 | 16 | 4 | #N/A | #N/A | 1 | 1 | 0 | 0 | 0 | 0 | 0 | #N/A | #N/A | 0 | 0 | 0 | 0 | 0 | #N/A | #N/A | 0 | #N/A | #N/A | #N/A | #N/A
9 | 30 | 17 | 4 | #N/A | #N/A | 1 | 0 | 0 | 0 | 0 | 0 | 0 | #N/A | #N/A | 0 | 0 | 0 | 0 | 0 | #N/A | #N/A | 0 | #N/A | #N/A | #N/A | #N/A
9 | 30 | 18 | 4 | #N/A | #N/A | 1 | 0 | 0 | 0 | 0 | 0 | 0 | #N/A | #N/A | 0 | 0 | 0 | 0 | 0 | #N/A | #N/A | 0 | #N/A | #N/A | #N/A | #N/A
9 | 30 | 19 | 4 | #N/A | #N/A | 1 | 0 | 0 | 0 | 0 | 0 | 0 | #N/A | #N/A | 0 | 0 | 0 | 0 | 0 | #N/A | #N/A | 0 | #N/A | #N/A | #N/A | #N/A
9 | 30 | 20 | 4 | #N/A | #N/A | 1 | 0 | 0 | 0 | 0 | 0 | 0 | #N/A | #N/A | 0 | 0 | 0 | 0 | 0 | #N/A | #N/A | 0 | #N/A | #N/A | #N/A | #N/A
9 | 30 | 21 | 4 | #N/A | #N/A | 1 | 0 | 0 | 0 | 0 | 0 | 0 | #N/A | #N/A | 0 | 0 | 0 | 0 | 0 | #N/A | #N/A | 0 | #N/A | #N/A | #N/A | #N/A
9 | 30 | 22 | 4 | #N/A | #N/A | 1 | 0 | 0 | 0 | 0 | 0 | 0 | #N/A | #N/A | 0 | 0 | 0 | 0 | 0 | #N/A | #N/A | 0 | #N/A | #N/A | #N/A | #N/A
9 | 30 | 23 | 4 | #N/A | #N/A | 0 | 0 | 0 | 0 | 0 | 0 | 0 | #N/A | #N/A | 0 | 0 | 0 | 0 | 0 | #N/A | #N/A | 0 | #N/A | #N/A | #N/A | #N/A
9 | 30 | 24 | 4 | #N/A | #N/A | 0 | 0 | 0 | 0 | 0 | 0 | 0 | #N/A | #N/A | 0 | 0 | 0 | 0 | 0 | #N/A | #N/A | 0 | #N/A | #N/A | #N/A | #N/A
10 | 1 | 1 | 5 | #N/A | #N/A | 0 | 0 | 0 | 0 | 0 | 0 | 0 | #N/A | #N/A | 0 | 0 | 0 | 0 | 0 | #N/A | #N/A | 0 | #N/A | #N/A | #N/A | #N/A
10 | 1 | 2 | 5 | #N/A | #N/A | 0 | 0 | 0 | 0 | 0 | 0 | 0 | #N/A | #N/A | 0 | 0 | 0 | 0 | 0 | #N/A | #N/A | 0 | #N/A | #N/A | #N/A | #N/A
10 | 1 | 3 | 5 | #N/A | #N/A | 0 | 0 | 0 | 0 | 0 | 0 | 0 | #N/A | #N/A | 0 | 0 | 0 | 0 | 0 | #N/A | #N/A | 0 | #N/A | #N/A | #N/A | #N/A
10 | 1 | 4 | 5 | #N/A | #N/A | 0 | 0 | 0 | 0 | 0 | 0 | 0 | #N/A | #N/A | 0 | 0 | 0 | 0 | 0 | #N/A | #N/A | 0 | #N/A | #N/A | #N/A | #N/A
10 | 1 | 5 | 5 | #N/A | #N/A | 0 | 0 | 0 | 0 | 0 | 0 | 0 | #N/A | #N/A | 0 | 0 | 0 | 0 | 0 | #N/A | #N/A | 0 | #N/A | #N/A | #N/A | #N/A
10 | 1 | 6 | 5 | #N/A | #N/A | 1 | 0 | 0 | 0 | 0 | 0 | 0 | #N/A | #N/A | 0 | 0 | 0 | 0 | 0 | #N/A | #N/A | 0 | #N/A | #N/A | #N/A | #N/A
10 | 1 | 7 | 5 | #N/A | #N/A | 1 | 0 | 0 | 0 | 0 | 0 | 0 | #N/A | #N/A | 0 | 0 | 0 | 0 | 0 | #N/A | #N/A | 0 | #N/A | #N/A | #N/A | #N/A
10 | 1 | 8 | 5 | #N/A | #N/A | 1 | 0 | 0 | 0 | 0 | 0 | 0 | #N/A | #N/A | 0 | 0 | 0 | 0 | 0 | #N/A | #N/A | 0 | #N/A | #N/A | #N/A | #N/A
10 | 1 | 9 | 5 | #N/A | #N/A | 1 | 0 | 0 | 0 | 0 | 0 | 0 | #N/A | #N/A | 0 | 0 | 0 | 0 | 0 | #N/A | #N/A | 0 | #N/A | #N/A | #N/A | #N/A
10 | 1 | 10 | 5 | #N/A | #N/A | 1 | 0 | 0 | 0 | 0 | 0 | 0 | #N/A | #N/A | 0 | 0 | 0 | 0 | 0 | #N/A | #N/A | 0 | #N/A | #N/A | #N/A | #N/A
10 | 1 | 11 | 5 | #N/A | #N/A | 1 | 0 | 0 | 0 | 0 | 0 | 0 | #N/A | #N/A | 0 | 0 | 0 | 0 | 0 | #N/A | #N/A | 0 | #N/A | #N/A | #N/A | #N/A
10 | 1 | 12 | 5 | #N/A | #N/A | 1 | 0 | 0 | 0 | 0 | 0 | 0 | #N/A | #N/A | 0 | 0 | 0 | 0 | 0 | #N/A | #N/A | 0 | #N/A | #N/A | #N/A | #N/A
10 | 1 | 13 | 5 | #N/A | #N/A | 1 | 0 | 0 | 0 | 0 | 0 | 0 | #N/A | #N/A | 0 | 0 | 0 | 0 | 0 | #N/A | #N/A | 0 | #N/A | #N/A | #N/A | #N/A
10 | 1 | 14 | 5 | #N/A | #N/A | 1 | 0 | 0 | 0 | 0 | 0 | 0 | #N/A | #N/A | 0 | 0 | 0 | 0 | 0 | #N/A | #N/A | 0 | #N/A | #N/A | #N/A | #N/A
10 | 1 | 15 | 5 | #N/A | #N/A | 1 | 0 | 0 | 0 | 0 | 0 | 0 | #N/A | #N/A | 0 | 0 | 0 | 0 | 0 | #N/A | #N/A | 0 | #N/A | #N/A | #N/A | #N/A
10 | 1 | 16 | 5 | #N/A | #N/A | 1 | 0 | 0 | 0 | 0 | 0 | 0 | #N/A | #N/A | 0 | 0 | 0 | 0 | 0 | #N/A | #N/A | 0 | #N/A | #N/A | #N/A | #N/A
10 | 1 | 17 | 5 | #N/A | #N/A | 1 | 1 | 0 | 0 | 0 | 0 | 0 | #N/A | #N/A | 0 | 0 | 0 | 0 | 0 | #N/A | #N/A | 0 | #N/A | #N/A | #N/A | #N/A
10 | 1 | 18 | 5 | #N/A | #N/A | 1 | 1 | 0 | 0 | 0 | 0 | 0 | #N/A | #N/A | 0 | 0 | 0 | 0 | 0 | #N/A | #N/A | 0 | #N/A | #N/A | #N/A | #N/A
10 | 1 | 19 | 5 | #N/A | #N/A | 1 | 0 | 0 | 0 | 0 | 0 | 0 | #N/A | #N/A | 0 | 0 | 0 | 0 | 0 | #N/A | #N/A | 0 | #N/A | #N/A | #N/A | #N/A
10 | 1 | 20 | 5 | #N/A | #N/A | 1 | 0 | 0 | 0 | 0 | 0 | 0 | #N/A | #N/A | 0 | 0 | 0 | 0 | 0 | #N/A | #N/A | 0 | #N/A | #N/A | #N/A | #N/A
10 | 1 | 21 | 5 | #N/A | #N/A | 1 | 0 | 0 | 0 | 0 | 0 | 0 | #N/A | #N/A | 0 | 0 | 0 | 0 | 0 | #N/A | #N/A | 0 | #N/A | #N/A | #N/A | #N/A
10 | 1 | 22 | 5 | #N/A | #N/A | 1 | 0 | 0 | 0 | 0 | 0 | 0 | #N/A | #N/A | 0 | 0 | 0 | 0 | 0 | #N/A | #N/A | 0 | #N/A | #N/A | #N/A | #N/A
10 | 1 | 23 | 5 | #N/A | #N/A | 0 | 0 | 0 | 0 | 0 | 0 | 0 | #N/A | #N/A | 0 | 0 | 0 | 0 | 0 | #N/A | #N/A | 0 | #N/A | #N/A | #N/A | #N/A
10 | 1 | 24 | 5 | #N/A | #N/A | 0 | 0 | 0 | 0 | 0 | 0 | 0 | #N/A | #N/A | 0 | 0 | 0 | 0 | 0 | #N/A | #N/A | 0 | #N/A | #N/A | #N/A | #N/A
10 | 2 | 1 | 6 | #N/A | #N/A | 0 | 0 | 0 | 0 | 0 | 0 | 0 | #N/A | #N/A | 0 | 0 | 0 | 0 | 0 | #N/A | #N/A | 0 | #N/A | #N/A | #N/A | #N/A
10 | 2 | 2 | 6 | #N/A | #N/A | 0 | 0 | 0 | 0 | 0 | 0 | 0 | #N/A | #N/A | 0 | 0 | 0 | 0 | 0 | #N/A | #N/A | 0 | #N/A | #N/A | #N/A | #N/A
10 | 2 | 3 | 6 | #N/A | #N/A | 0 | 0 | 0 | 0 | 0 | 0 | 0 | #N/A | #N/A | 0 | 0 | 0 | 0 | 0 | #N/A | #N/A | 0 | #N/A | #N/A | #N/A | #N/A
10 | 2 | 4 | 6 | #N/A | #N/A | 0 | 0 | 0 | 0 | 0 | 0 | 0 | #N/A | #N/A | 0 | 0 | 0 | 0 | 0 | #N/A | #N/A | 0 | #N/A | #N/A | #N/A | #N/A
10 | 2 | 5 | 6 | #N/A | #N/A | 0 | 0 | 0 | 0 | 0 | 0 | 0 | #N/A | #N/A | 0 | 0 | 0 | 0 | 0 | #N/A | #N/A | 0 | #N/A | #N/A | #N/A | #N/A
10 | 2 | 6 | 6 | #N/A | #N/A | 0 | 0 | 0 | 0 | 0 | 0 | 0 | #N/A | #N/A | 0 | 0 | 0 | 0 | 0 | #N/A | #N/A | 0 | #N/A | #N/A | #N/A | #N/A
10 | 2 | 7 | 6 | #N/A | #N/A | 0 | 0 | 0 | 0 | 0 | 0 | 0 | #N/A | #N/A | 0 | 0 | 0 | 0 | 0 | #N/A | #N/A | 0 | #N/A | #N/A | #N/A | #N/A
10 | 2 | 8 | 6 | #N/A | #N/A | 0 | 0 | 0 | 0 | 0 | 0 | 0 | #N/A | #N/A | 0 | 0 | 0 | 0 | 0 | #N/A | #N/A | 0 | #N/A | #N/A | #N/A | #N/A
10 | 2 | 9 | 6 | #N/A | #N/A | 0 | 0 | 0 | 0 | 0 | 0 | 0 | #N/A | #N/A | 0 | 0 | 0 | 0 | 0 | #N/A | #N/A | 0 | #N/A | #N/A | #N/A | #N/A
10 | 2 | 10 | 6 | #N/A | #N/A | 0 | 0 | 0 | 0 | 0 | 0 | 0 | #N/A | #N/A | 0 | 0 | 0 | 0 | 0 | #N/A | #N/A | 0 | #N/A | #N/A | #N/A | #N/A
10 | 2 | 11 | 6 | #N/A | #N/A | 0 | 0 | 0 | 0 | 0 | 0 | 0 | #N/A | #N/A | 0 | 0 | 0 | 0 | 0 | #N/A | #N/A | 0 | #N/A | #N/A | #N/A | #N/A
10 | 2 | 12 | 6 | #N/A | #N/A | 0 | 0 | 0 | 0 | 0 | 0 | 0 | #N/A | #N/A | 0 | 0 | 0 | 0 | 0 | #N/A | #N/A | 0 | #N/A | #N/A | #N/A | #N/A
10 | 2 | 13 | 6 | #N/A | #N/A | 0 | 0 | 0 | 0 | 0 | 0 | 0 | #N/A | #N/A | 0 | 0 | 0 | 0 | 0 | #N/A | #N/A | 0 | #N/A | #N/A | #N/A | #N/A
10 | 2 | 14 | 6 | #N/A | #N/A | 0 | 0 | 0 | 0 | 0 | 0 | 0 | #N/A | #N/A | 0 | 0 | 0 | 0 | 0 | #N/A | #N/A | 0 | #N/A | #N/A | #N/A | #N/A
10 | 2 | 15 | 6 | #N/A | #N/A | 0 | 0 | 0 | 0 | 0 | 0 | 0 | #N/A | #N/A | 0 | 0 | 0 | 0 | 0 | #N/A | #N/A | 0 | #N/A | #N/A | #N/A | #N/A
10 | 2 | 16 | 6 | #N/A | #N/A | 0 | 0 | 0 | 0 | 0 | 0 | 0 | #N/A | #N/A | 0 | 0 | 0 | 0 | 0 | #N/A | #N/A | 0 | #N/A | #N/A | #N/A | #N/A
10 | 2 | 17 | 6 | #N/A | #N/A | 0 | 0 | 0 | 0 | 0 | 0 | 0 | #N/A | #N/A | 0 | 0 | 0 | 0 | 0 | #N/A | #N/A | 0 | #N/A | #N/A | #N/A | #N/A
10 | 2 | 18 | 6 | #N/A | #N/A | 0 | 0 | 0 | 0 | 0 | 0 | 0 | #N/A | #N/A | 0 | 0 | 0 | 0 | 0 | #N/A | #N/A | 0 | #N/A | #N/A | #N/A | #N/A
10 | 2 | 19 | 6 | #N/A | #N/A | 0 | 0 | 0 | 0 | 0 | 0 | 0 | #N/A | #N/A | 0 | 0 | 0 | 0 | 0 | #N/A | #N/A | 0 | #N/A | #N/A | #N/A | #N/A
10 | 2 | 20 | 6 | #N/A | #N/A | 0 | 0 | 0 | 0 | 0 | 0 | 0 | #N/A | #N/A | 0 | 0 | 0 | 0 | 0 | #N/A | #N/A | 0 | #N/A | #N/A | #N/A | #N/A
10 | 2 | 21 | 6 | #N/A | #N/A | 0 | 0 | 0 | 0 | 0 | 0 | 0 | #N/A | #N/A | 0 | 0 | 0 | 0 | 0 | #N/A | #N/A | 0 | #N/A | #N/A | #N/A | #N/A
10 | 2 | 22 | 6 | #N/A | #N/A | 0 | 0 | 0 | 0 | 0 | 0 | 0 | #N/A | #N/A | 0 | 0 | 0 | 0 | 0 | #N/A | #N/A | 0 | #N/A | #N/A | #N/A | #N/A
10 | 2 | 23 | 6 | #N/A | #N/A | 0 | 0 | 0 | 0 | 0 | 0 | 0 | #N/A | #N/A | 0 | 0 | 0 | 0 | 0 | #N/A | #N/A | 0 | #N/A | #N/A | #N/A | #N/A
10 | 2 | 24 | 6 | #N/A | #N/A | 0 | 0 | 0 | 0 | 0 | 0 | 0 | #N/A | #N/A | 0 | 0 | 0 | 0 | 0 | #N/A | #N/A | 0 | #N/A | #N/A | #N/A | #N/A
10 | 3 | 1 | 7 | #N/A | #N/A | 0 | 0 | 0 | 0 | 0 | 0 | 0 | #N/A | #N/A | 0 | 0 | 0 | 0 | 0 | #N/A | #N/A | 0 | #N/A | #N/A | #N/A | #N/A
10 | 3 | 2 | 7 | #N/A | #N/A | 0 | 0 | 0 | 0 | 0 | 0 | 0 | #N/A | #N/A | 0 | 0 | 0 | 0 | 0 | #N/A | #N/A | 0 | #N/A | #N/A | #N/A | #N/A
10 | 3 | 3 | 7 | #N/A | #N/A | 0 | 0 | 0 | 0 | 0 | 0 | 0 | #N/A | #N/A | 0 | 0 | 0 | 0 | 0 | #N/A | #N/A | 0 | #N/A | #N/A | #N/A | #N/A
10 | 3 | 4 | 7 | #N/A | #N/A | 0 | 0 | 0 | 0 | 0 | 0 | 0 | #N/A | #N/A | 0 | 0 | 0 | 0 | 0 | #N/A | #N/A | 0 | #N/A | #N/A | #N/A | #N/A
10 | 3 | 5 | 7 | #N/A | #N/A | 0 | 0 | 0 | 0 | 0 | 0 | 0 | #N/A | #N/A | 0 | 0 | 0 | 0 | 0 | #N/A | #N/A | 0 | #N/A | #N/A | #N/A | #N/A
10 | 3 | 6 | 7 | #N/A | #N/A | 0 | 0 | 0 | 0 | 0 | 0 | 0 | #N/A | #N/A | 0 | 0 | 0 | 0 | 0 | #N/A | #N/A | 0 | #N/A | #N/A | #N/A | #N/A
10 | 3 | 7 | 7 | #N/A | #N/A | 0 | 0 | 0 | 0 | 0 | 0 | 0 | #N/A | #N/A | 0 | 0 | 0 | 0 | 0 | #N/A | #N/A | 0 | #N/A | #N/A | #N/A | #N/A
10 | 3 | 8 | 7 | #N/A | #N/A | 0 | 0 | 0 | 0 | 0 | 0 | 0 | #N/A | #N/A | 0 | 0 | 0 | 0 | 0 | #N/A | #N/A | 0 | #N/A | #N/A | #N/A | #N/A
10 | 3 | 9 | 7 | #N/A | #N/A | 0 | 0 | 0 | 0 | 0 | 0 | 0 | #N/A | #N/A | 0 | 0 | 0 | 0 | 0 | #N/A | #N/A | 0 | #N/A | #N/A | #N/A | #N/A
10 | 3 | 10 | 7 | #N/A | #N/A | 0 | 0 | 0 | 0 | 0 | 0 | 0 | #N/A | #N/A | 0 | 0 | 0 | 0 | 0 | #N/A | #N/A | 0 | #N/A | #N/A | #N/A | #N/A
10 | 3 | 11 | 7 | #N/A | #N/A | 0 | 0 | 0 | 0 | 0 | 0 | 0 | #N/A | #N/A | 0 | 0 | 0 | 0 | 0 | #N/A | #N/A | 0 | #N/A | #N/A | #N/A | #N/A
10 | 3 | 12 | 7 | #N/A | #N/A | 0 | 0 | 0 | 0 | 0 | 0 | 0 | #N/A | #N/A | 0 | 0 | 0 | 0 | 0 | #N/A | #N/A | 0 | #N/A | #N/A | #N/A | #N/A
10 | 3 | 13 | 7 | #N/A | #N/A | 0 | 0 | 0 | 0 | 0 | 0 | 0 | #N/A | #N/A | 0 | 0 | 0 | 0 | 0 | #N/A | #N/A | 0 | #N/A | #N/A | #N/A | #N/A
10 | 3 | 14 | 7 | #N/A | #N/A | 0 | 0 | 0 | 0 | 0 | 0 | 0 | #N/A | #N/A | 0 | 0 | 0 | 0 | 0 | #N/A | #N/A | 0 | #N/A | #N/A | #N/A | #N/A
10 | 3 | 15 | 7 | #N/A | #N/A | 0 | 0 | 0 | 0 | 0 | 0 | 0 | #N/A | #N/A | 0 | 0 | 0 | 0 | 0 | #N/A | #N/A | 0 | #N/A | #N/A | #N/A | #N/A
10 | 3 | 16 | 7 | #N/A | #N/A | 0 | 0 | 0 | 0 | 0 | 0 | 0 | #N/A | #N/A | 0 | 0 | 0 | 0 | 0 | #N/A | #N/A | 0 | #N/A | #N/A | #N/A | #N/A
10 | 3 | 17 | 7 | #N/A | #N/A | 0 | 0 | 0 | 0 | 0 | 0 | 0 | #N/A | #N/A | 0 | 0 | 0 | 0 | 0 | #N/A | #N/A | 0 | #N/A | #N/A | #N/A | #N/A
10 | 3 | 18 | 7 | #N/A | #N/A | 0 | 0 | 0 | 0 | 0 | 0 | 0 | #N/A | #N/A | 0 | 0 | 0 | 0 | 0 | #N/A | #N/A | 0 | #N/A | #N/A | #N/A | #N/A
10 | 3 | 19 | 7 | #N/A | #N/A | 0 | 0 | 0 | 0 | 0 | 0 | 0 | #N/A | #N/A | 0 | 0 | 0 | 0 | 0 | #N/A | #N/A | 0 | #N/A | #N/A | #N/A | #N/A
10 | 3 | 20 | 7 | #N/A | #N/A | 0 | 0 | 0 | 0 | 0 | 0 | 0 | #N/A | #N/A | 0 | 0 | 0 | 0 | 0 | #N/A | #N/A | 0 | #N/A | #N/A | #N/A | #N/A
10 | 3 | 21 | 7 | #N/A | #N/A | 0 | 0 | 0 | 0 | 0 | 0 | 0 | #N/A | #N/A | 0 | 0 | 0 | 0 | 0 | #N/A | #N/A | 0 | #N/A | #N/A | #N/A | #N/A
10 | 3 | 22 | 7 | #N/A | #N/A | 0 | 0 | 0 | 0 | 0 | 0 | 0 | #N/A | #N/A | 0 | 0 | 0 | 0 | 0 | #N/A | #N/A | 0 | #N/A | #N/A | #N/A | #N/A
10 | 3 | 23 | 7 | #N/A | #N/A | 0 | 0 | 0 | 0 | 0 | 0 | 0 | #N/A | #N/A | 0 | 0 | 0 | 0 | 0 | #N/A | #N/A | 0 | #N/A | #N/A | #N/A | #N/A
10 | 3 | 24 | 7 | #N/A | #N/A | 0 | 0 | 0 | 0 | 0 | 0 | 0 | #N/A | #N/A | 0 | 0 | 0 | 0 | 0 | #N/A | #N/A | 0 | #N/A | #N/A | #N/A | #N/A
10 | 4 | 1 | 1 | #N/A | #N/A | 0 | 0 | 0 | 0 | 0 | 0 | 0 | #N/A | #N/A | 0 | 0 | 0 | 0 | 0 | #N/A | #N/A | 0 | #N/A | #N/A | #N/A | #N/A
10 | 4 | 2 | 1 | #N/A | #N/A | 0 | 0 | 0 | 0 | 0 | 0 | 0 | #N/A | #N/A | 0 | 0 | 0 | 0 | 0 | #N/A | #N/A | 0 | #N/A | #N/A | #N/A | #N/A
10 | 4 | 3 | 1 | #N/A | #N/A | 0 | 0 | 0 | 0 | 0 | 0 | 0 | #N/A | #N/A | 0 | 0 | 0 | 0 | 0 | #N/A | #N/A | 0 | #N/A | #N/A | #N/A | #N/A
10 | 4 | 4 | 1 | #N/A | #N/A | 0 | 0 | 0 | 0 | 0 | 0 | 0 | #N/A | #N/A | 0 | 0 | 0 | 0 | 0 | #N/A | #N/A | 0 | #N/A | #N/A | #N/A | #N/A
10 | 4 | 5 | 1 | #N/A | #N/A | 0 | 0 | 0 | 0 | 0 | 0 | 0 | #N/A | #N/A | 0 | 0 | 0 | 0 | 0 | #N/A | #N/A | 0 | #N/A | #N/A | #N/A | #N/A
10 | 4 | 6 | 1 | #N/A | #N/A | 1 | 0 | 0 | 0 | 0 | 0 | 0 | #N/A | #N/A | 0 | 0 | 0 | 0 | 0 | #N/A | #N/A | 0 | #N/A | #N/A | #N/A | #N/A
10 | 4 | 7 | 1 | #N/A | #N/A | 1 | 0 | 0 | 0 | 0 | 0 | 0 | #N/A | #N/A | 0 | 0 | 0 | 0 | 0 | #N/A | #N/A | 0 | #N/A | #N/A | #N/A | #N/A
10 | 4 | 8 | 1 | #N/A | #N/A | 1 | 0 | 0 | 0 | 0 | 0 | 0 | #N/A | #N/A | 0 | 0 | 0 | 0 | 0 | #N/A | #N/A | 0 | #N/A | #N/A | #N/A | #N/A
10 | 4 | 9 | 1 | #N/A | #N/A | 1 | 0 | 0 | 0 | 0 | 0 | 0 | #N/A | #N/A | 0 | 0 | 0 | 0 | 0 | #N/A | #N/A | 0 | #N/A | #N/A | #N/A | #N/A
10 | 4 | 10 | 1 | #N/A | #N/A | 1 | 0 | 0 | 0 | 0 | 0 | 0 | #N/A | #N/A | 0 | 0 | 0 | 0 | 0 | #N/A | #N/A | 0 | #N/A | #N/A | #N/A | #N/A
10 | 4 | 11 | 1 | #N/A | #N/A | 1 | 0 | 0 | 0 | 0 | 0 | 0 | #N/A | #N/A | 0 | 0 | 0 | 0 | 0 | #N/A | #N/A | 0 | #N/A | #N/A | #N/A | #N/A
10 | 4 | 12 | 1 | #N/A | #N/A | 1 | 0 | 0 | 0 | 0 | 0 | 0 | #N/A | #N/A | 0 | 0 | 0 | 0 | 0 | #N/A | #N/A | 0 | #N/A | #N/A | #N/A | #N/A
10 | 4 | 13 | 1 | #N/A | #N/A | 1 | 0 | 0 | 0 | 0 | 0 | 0 | #N/A | #N/A | 0 | 0 | 0 | 0 | 0 | #N/A | #N/A | 0 | #N/A | #N/A | #N/A | #N/A
10 | 4 | 14 | 1 | #N/A | #N/A | 1 | 0 | 0 | 0 | 0 | 0 | 0 | #N/A | #N/A | 0 | 0 | 0 | 0 | 0 | #N/A | #N/A | 0 | #N/A | #N/A | #N/A | #N/A
10 | 4 | 15 | 1 | #N/A | #N/A | 1 | 0 | 0 | 0 | 0 | 0 | 0 | #N/A | #N/A | 0 | 0 | 0 | 0 | 0 | #N/A | #N/A | 0 | #N/A | #N/A | #N/A | #N/A
10 | 4 | 16 | 1 | #N/A | #N/A | 1 | 0 | 0 | 0 | 0 | 0 | 0 | #N/A | #N/A | 0 | 0 | 0 | 0 | 0 | #N/A | #N/A | 0 | #N/A | #N/A | #N/A | #N/A
10 | 4 | 17 | 1 | #N/A | #N/A | 1 | 1 | 0 | 0 | 0 | 0 | 0 | #N/A | #N/A | 0 | 0 | 0 | 0 | 0 | #N/A | #N/A | 0 | #N/A | #N/A | #N/A | #N/A
10 | 4 | 18 | 1 | #N/A | #N/A | 1 | 1 | 0 | 0 | 0 | 0 | 0 | #N/A | #N/A | 0 | 0 | 0 | 0 | 0 | #N/A | #N/A | 0 | #N/A | #N/A | #N/A | #N/A
10 | 4 | 19 | 1 | #N/A | #N/A | 1 | 0 | 0 | 0 | 0 | 0 | 0 | #N/A | #N/A | 0 | 0 | 0 | 0 | 0 | #N/A | #N/A | 0 | #N/A | #N/A | #N/A | #N/A
10 | 4 | 20 | 1 | #N/A | #N/A | 1 | 0 | 0 | 0 | 0 | 0 | 0 | #N/A | #N/A | 0 | 0 | 0 | 0 | 0 | #N/A | #N/A | 0 | #N/A | #N/A | #N/A | #N/A
10 | 4 | 21 | 1 | #N/A | #N/A | 1 | 0 | 0 | 0 | 0 | 0 | 0 | #N/A | #N/A | 0 | 0 | 0 | 0 | 0 | #N/A | #N/A | 0 | #N/A | #N/A | #N/A | #N/A
10 | 4 | 22 | 1 | #N/A | #N/A | 1 | 0 | 0 | 0 | 0 | 0 | 0 | #N/A | #N/A | 0 | 0 | 0 | 0 | 0 | #N/A | #N/A | 0 | #N/A | #N/A | #N/A | #N/A
10 | 4 | 23 | 1 | #N/A | #N/A | 0 | 0 | 0 | 0 | 0 | 0 | 0 | #N/A | #N/A | 0 | 0 | 0 | 0 | 0 | #N/A | #N/A | 0 | #N/A | #N/A | #N/A | #N/A
10 | 4 | 24 | 1 | #N/A | #N/A | 0 | 0 | 0 | 0 | 0 | 0 | 0 | #N/A | #N/A | 0 | 0 | 0 | 0 | 0 | #N/A | #N/A | 0 | #N/A | #N/A | #N/A | #N/A
10 | 5 | 1 | 2 | #N/A | #N/A | 0 | 0 | 0 | 0 | 0 | 0 | 0 | #N/A | #N/A | 0 | 0 | 0 | 0 | 0 | #N/A | #N/A | 0 | #N/A | #N/A | #N/A | #N/A
10 | 5 | 2 | 2 | #N/A | #N/A | 0 | 0 | 0 | 0 | 0 | 0 | 0 | #N/A | #N/A | 0 | 0 | 0 | 0 | 0 | #N/A | #N/A | 0 | #N/A | #N/A | #N/A | #N/A
10 | 5 | 3 | 2 | #N/A | #N/A | 0 | 0 | 0 | 0 | 0 | 0 | 0 | #N/A | #N/A | 0 | 0 | 0 | 0 | 0 | #N/A | #N/A | 0 | #N/A | #N/A | #N/A | #N/A
10 | 5 | 4 | 2 | #N/A | #N/A | 0 | 0 | 0 | 0 | 0 | 0 | 0 | #N/A | #N/A | 0 | 0 | 0 | 0 | 0 | #N/A | #N/A | 0 | #N/A | #N/A | #N/A | #N/A
10 | 5 | 5 | 2 | #N/A | #N/A | 0 | 0 | 0 | 0 | 0 | 0 | 0 | #N/A | #N/A | 0 | 0 | 0 | 0 | 0 | #N/A | #N/A | 0 | #N/A | #N/A | #N/A | #N/A
10 | 5 | 6 | 2 | #N/A | #N/A | 1 | 0 | 0 | 0 | 0 | 0 | 0 | #N/A | #N/A | 0 | 0 | 0 | 0 | 0 | #N/A | #N/A | 0 | #N/A | #N/A | #N/A | #N/A
10 | 5 | 7 | 2 | #N/A | #N/A | 1 | 0 | 0 | 0 | 0 | 0 | 0 | #N/A | #N/A | 0 | 0 | 0 | 0 | 0 | #N/A | #N/A | 0 | #N/A | #N/A | #N/A | #N/A
10 | 5 | 8 | 2 | #N/A | #N/A | 1 | 0 | 0 | 0 | 0 | 0 | 0 | #N/A | #N/A | 0 | 0 | 0 | 0 | 0 | #N/A | #N/A | 0 | #N/A | #N/A | #N/A | #N/A
10 | 5 | 9 | 2 | #N/A | #N/A | 1 | 0 | 0 | 0 | 0 | 0 | 0 | #N/A | #N/A | 0 | 0 | 0 | 0 | 0 | #N/A | #N/A | 0 | #N/A | #N/A | #N/A | #N/A
10 | 5 | 10 | 2 | #N/A | #N/A | 1 | 0 | 0 | 0 | 0 | 0 | 0 | #N/A | #N/A | 0 | 0 | 0 | 0 | 0 | #N/A | #N/A | 0 | #N/A | #N/A | #N/A | #N/A
10 | 5 | 11 | 2 | #N/A | #N/A | 1 | 0 | 0 | 0 | 0 | 0 | 0 | #N/A | #N/A | 0 | 0 | 0 | 0 | 0 | #N/A | #N/A | 0 | #N/A | #N/A | #N/A | #N/A
10 | 5 | 12 | 2 | #N/A | #N/A | 1 | 0 | 0 | 0 | 0 | 0 | 0 | #N/A | #N/A | 0 | 0 | 0 | 0 | 0 | #N/A | #N/A | 0 | #N/A | #N/A | #N/A | #N/A
10 | 5 | 13 | 2 | #N/A | #N/A | 1 | 0 | 0 | 0 | 0 | 0 | 0 | #N/A | #N/A | 0 | 0 | 0 | 0 | 0 | #N/A | #N/A | 0 | #N/A | #N/A | #N/A | #N/A
10 | 5 | 14 | 2 | #N/A | #N/A | 1 | 0 | 0 | 0 | 0 | 0 | 0 | #N/A | #N/A | 0 | 0 | 0 | 0 | 0 | #N/A | #N/A | 0 | #N/A | #N/A | #N/A | #N/A
10 | 5 | 15 | 2 | #N/A | #N/A | 1 | 0 | 0 | 0 | 0 | 0 | 0 | #N/A | #N/A | 0 | 0 | 0 | 0 | 0 | #N/A | #N/A | 0 | #N/A | #N/A | #N/A | #N/A
10 | 5 | 16 | 2 | #N/A | #N/A | 1 | 0 | 0 | 0 | 0 | 0 | 0 | #N/A | #N/A | 0 | 0 | 0 | 0 | 0 | #N/A | #N/A | 0 | #N/A | #N/A | #N/A | #N/A
10 | 5 | 17 | 2 | #N/A | #N/A | 1 | 1 | 0 | 0 | 0 | 0 | 0 | #N/A | #N/A | 0 | 0 | 0 | 0 | 0 | #N/A | #N/A | 0 | #N/A | #N/A | #N/A | #N/A
10 | 5 | 18 | 2 | #N/A | #N/A | 1 | 1 | 0 | 0 | 0 | 0 | 0 | #N/A | #N/A | 0 | 0 | 0 | 0 | 0 | #N/A | #N/A | 0 | #N/A | #N/A | #N/A | #N/A
10 | 5 | 19 | 2 | #N/A | #N/A | 1 | 0 | 0 | 0 | 0 | 0 | 0 | #N/A | #N/A | 0 | 0 | 0 | 0 | 0 | #N/A | #N/A | 0 | #N/A | #N/A | #N/A | #N/A
10 | 5 | 20 | 2 | #N/A | #N/A | 1 | 0 | 0 | 0 | 0 | 0 | 0 | #N/A | #N/A | 0 | 0 | 0 | 0 | 0 | #N/A | #N/A | 0 | #N/A | #N/A | #N/A | #N/A
10 | 5 | 21 | 2 | #N/A | #N/A | 1 | 0 | 0 | 0 | 0 | 0 | 0 | #N/A | #N/A | 0 | 0 | 0 | 0 | 0 | #N/A | #N/A | 0 | #N/A | #N/A | #N/A | #N/A
10 | 5 | 22 | 2 | #N/A | #N/A | 1 | 0 | 0 | 0 | 0 | 0 | 0 | #N/A | #N/A | 0 | 0 | 0 | 0 | 0 | #N/A | #N/A | 0 | #N/A | #N/A | #N/A | #N/A
10 | 5 | 23 | 2 | #N/A | #N/A | 0 | 0 | 0 | 0 | 0 | 0 | 0 | #N/A | #N/A | 0 | 0 | 0 | 0 | 0 | #N/A | #N/A | 0 | #N/A | #N/A | #N/A | #N/A
10 | 5 | 24 | 2 | #N/A | #N/A | 0 | 0 | 0 | 0 | 0 | 0 | 0 | #N/A | #N/A | 0 | 0 | 0 | 0 | 0 | #N/A | #N/A | 0 | #N/A | #N/A | #N/A | #N/A
10 | 6 | 1 | 3 | #N/A | #N/A | 0 | 0 | 0 | 0 | 0 | 0 | 0 | #N/A | #N/A | 0 | 0 | 0 | 0 | 0 | #N/A | #N/A | 0 | #N/A | #N/A | #N/A | #N/A
10 | 6 | 2 | 3 | #N/A | #N/A | 0 | 0 | 0 | 0 | 0 | 0 | 0 | #N/A | #N/A | 0 | 0 | 0 | 0 | 0 | #N/A | #N/A | 0 | #N/A | #N/A | #N/A | #N/A
10 | 6 | 3 | 3 | #N/A | #N/A | 0 | 0 | 0 | 0 | 0 | 0 | 0 | #N/A | #N/A | 0 | 0 | 0 | 0 | 0 | #N/A | #N/A | 0 | #N/A | #N/A | #N/A | #N/A
10 | 6 | 4 | 3 | #N/A | #N/A | 0 | 0 | 0 | 0 | 0 | 0 | 0 | #N/A | #N/A | 0 | 0 | 0 | 0 | 0 | #N/A | #N/A | 0 | #N/A | #N/A | #N/A | #N/A
10 | 6 | 5 | 3 | #N/A | #N/A | 0 | 0 | 0 | 0 | 0 | 0 | 0 | #N/A | #N/A | 0 | 0 | 0 | 0 | 0 | #N/A | #N/A | 0 | #N/A | #N/A | #N/A | #N/A
10 | 6 | 6 | 3 | #N/A | #N/A | 1 | 0 | 0 | 0 | 0 | 0 | 0 | #N/A | #N/A | 0 | 0 | 0 | 0 | 0 | #N/A | #N/A | 0 | #N/A | #N/A | #N/A | #N/A
10 | 6 | 7 | 3 | #N/A | #N/A | 1 | 0 | 0 | 0 | 0 | 0 | 0 | #N/A | #N/A | 0 | 0 | 0 | 0 | 0 | #N/A | #N/A | 0 | #N/A | #N/A | #N/A | #N/A
10 | 6 | 8 | 3 | #N/A | #N/A | 1 | 0 | 0 | 0 | 0 | 0 | 0 | #N/A | #N/A | 0 | 0 | 0 | 0 | 0 | #N/A | #N/A | 0 | #N/A | #N/A | #N/A | #N/A
10 | 6 | 9 | 3 | #N/A | #N/A | 1 | 0 | 0 | 0 | 0 | 0 | 0 | #N/A | #N/A | 0 | 0 | 0 | 0 | 0 | #N/A | #N/A | 0 | #N/A | #N/A | #N/A | #N/A
10 | 6 | 10 | 3 | #N/A | #N/A | 1 | 0 | 0 | 0 | 0 | 0 | 0 | #N/A | #N/A | 0 | 0 | 0 | 0 | 0 | #N/A | #N/A | 0 | #N/A | #N/A | #N/A | #N/A
10 | 6 | 11 | 3 | #N/A | #N/A | 1 | 0 | 0 | 0 | 0 | 0 | 0 | #N/A | #N/A | 0 | 0 | 0 | 0 | 0 | #N/A | #N/A | 0 | #N/A | #N/A | #N/A | #N/A
10 | 6 | 12 | 3 | #N/A | #N/A | 1 | 0 | 0 | 0 | 0 | 0 | 0 | #N/A | #N/A | 0 | 0 | 0 | 0 | 0 | #N/A | #N/A | 0 | #N/A | #N/A | #N/A | #N/A
10 | 6 | 13 | 3 | #N/A | #N/A | 1 | 0 | 0 | 0 | 0 | 0 | 0 | #N/A | #N/A | 0 | 0 | 0 | 0 | 0 | #N/A | #N/A | 0 | #N/A | #N/A | #N/A | #N/A
10 | 6 | 14 | 3 | #N/A | #N/A | 1 | 0 | 0 | 0 | 0 | 0 | 0 | #N/A | #N/A | 0 | 0 | 0 | 0 | 0 | #N/A | #N/A | 0 | #N/A | #N/A | #N/A | #N/A
10 | 6 | 15 | 3 | #N/A | #N/A | 1 | 0 | 0 | 0 | 0 | 0 | 0 | #N/A | #N/A | 0 | 0 | 0 | 0 | 0 | #N/A | #N/A | 0 | #N/A | #N/A | #N/A | #N/A
10 | 6 | 16 | 3 | #N/A | #N/A | 1 | 0 | 0 | 0 | 0 | 0 | 0 | #N/A | #N/A | 0 | 0 | 0 | 0 | 0 | #N/A | #N/A | 0 | #N/A | #N/A | #N/A | #N/A
10 | 6 | 17 | 3 | #N/A | #N/A | 1 | 1 | 0 | 0 | 0 | 0 | 0 | #N/A | #N/A | 0 | 0 | 0 | 0 | 0 | #N/A | #N/A | 0 | #N/A | #N/A | #N/A | #N/A
10 | 6 | 18 | 3 | #N/A | #N/A | 1 | 1 | 0 | 0 | 0 | 0 | 0 | #N/A | #N/A | 0 | 0 | 0 | 0 | 0 | #N/A | #N/A | 0 | #N/A | #N/A | #N/A | #N/A
10 | 6 | 19 | 3 | #N/A | #N/A | 1 | 0 | 0 | 0 | 0 | 0 | 0 | #N/A | #N/A | 0 | 0 | 0 | 0 | 0 | #N/A | #N/A | 0 | #N/A | #N/A | #N/A | #N/A
10 | 6 | 20 | 3 | #N/A | #N/A | 1 | 0 | 0 | 0 | 0 | 0 | 0 | #N/A | #N/A | 0 | 0 | 0 | 0 | 0 | #N/A | #N/A | 0 | #N/A | #N/A | #N/A | #N/A
10 | 6 | 21 | 3 | #N/A | #N/A | 1 | 0 | 0 | 0 | 0 | 0 | 0 | #N/A | #N/A | 0 | 0 | 0 | 0 | 0 | #N/A | #N/A | 0 | #N/A | #N/A | #N/A | #N/A
10 | 6 | 22 | 3 | #N/A | #N/A | 1 | 0 | 0 | 0 | 0 | 0 | 0 | #N/A | #N/A | 0 | 0 | 0 | 0 | 0 | #N/A | #N/A | 0 | #N/A | #N/A | #N/A | #N/A
10 | 6 | 23 | 3 | #N/A | #N/A | 0 | 0 | 0 | 0 | 0 | 0 | 0 | #N/A | #N/A | 0 | 0 | 0 | 0 | 0 | #N/A | #N/A | 0 | #N/A | #N/A | #N/A | #N/A
10 | 6 | 24 | 3 | #N/A | #N/A | 0 | 0 | 0 | 0 | 0 | 0 | 0 | #N/A | #N/A | 0 | 0 | 0 | 0 | 0 | #N/A | #N/A | 0 | #N/A | #N/A | #N/A | #N/A
10 | 7 | 1 | 4 | #N/A | #N/A | 0 | 0 | 0 | 0 | 0 | 0 | 0 | #N/A | #N/A | 0 | 0 | 0 | 0 | 0 | #N/A | #N/A | 0 | #N/A | #N/A | #N/A | #N/A
10 | 7 | 2 | 4 | #N/A | #N/A | 0 | 0 | 0 | 0 | 0 | 0 | 0 | #N/A | #N/A | 0 | 0 | 0 | 0 | 0 | #N/A | #N/A | 0 | #N/A | #N/A | #N/A | #N/A
10 | 7 | 3 | 4 | #N/A | #N/A | 0 | 0 | 0 | 0 | 0 | 0 | 0 | #N/A | #N/A | 0 | 0 | 0 | 0 | 0 | #N/A | #N/A | 0 | #N/A | #N/A | #N/A | #N/A
10 | 7 | 4 | 4 | #N/A | #N/A | 0 | 0 | 0 | 0 | 0 | 0 | 0 | #N/A | #N/A | 0 | 0 | 0 | 0 | 0 | #N/A | #N/A | 0 | #N/A | #N/A | #N/A | #N/A
10 | 7 | 5 | 4 | #N/A | #N/A | 0 | 0 | 0 | 0 | 0 | 0 | 0 | #N/A | #N/A | 0 | 0 | 0 | 0 | 0 | #N/A | #N/A | 0 | #N/A | #N/A | #N/A | #N/A
10 | 7 | 6 | 4 | #N/A | #N/A | 1 | 0 | 0 | 0 | 0 | 0 | 0 | #N/A | #N/A | 0 | 0 | 0 | 0 | 0 | #N/A | #N/A | 0 | #N/A | #N/A | #N/A | #N/A
10 | 7 | 7 | 4 | #N/A | #N/A | 1 | 0 | 0 | 0 | 0 | 0 | 0 | #N/A | #N/A | 0 | 0 | 0 | 0 | 0 | #N/A | #N/A | 0 | #N/A | #N/A | #N/A | #N/A
10 | 7 | 8 | 4 | #N/A | #N/A | 1 | 0 | 0 | 0 | 0 | 0 | 0 | #N/A | #N/A | 0 | 0 | 0 | 0 | 0 | #N/A | #N/A | 0 | #N/A | #N/A | #N/A | #N/A
10 | 7 | 9 | 4 | #N/A | #N/A | 1 | 0 | 0 | 0 | 0 | 0 | 0 | #N/A | #N/A | 0 | 0 | 0 | 0 | 0 | #N/A | #N/A | 0 | #N/A | #N/A | #N/A | #N/A
10 | 7 | 10 | 4 | #N/A | #N/A | 1 | 0 | 0 | 0 | 0 | 0 | 0 | #N/A | #N/A | 0 | 0 | 0 | 0 | 0 | #N/A | #N/A | 0 | #N/A | #N/A | #N/A | #N/A
10 | 7 | 11 | 4 | #N/A | #N/A | 1 | 0 | 0 | 0 | 0 | 0 | 0 | #N/A | #N/A | 0 | 0 | 0 | 0 | 0 | #N/A | #N/A | 0 | #N/A | #N/A | #N/A | #N/A
10 | 7 | 12 | 4 | #N/A | #N/A | 1 | 0 | 0 | 0 | 0 | 0 | 0 | #N/A | #N/A | 0 | 0 | 0 | 0 | 0 | #N/A | #N/A | 0 | #N/A | #N/A | #N/A | #N/A
10 | 7 | 13 | 4 | #N/A | #N/A | 1 | 0 | 0 | 0 | 0 | 0 | 0 | #N/A | #N/A | 0 | 0 | 0 | 0 | 0 | #N/A | #N/A | 0 | #N/A | #N/A | #N/A | #N/A
10 | 7 | 14 | 4 | #N/A | #N/A | 1 | 0 | 0 | 0 | 0 | 0 | 0 | #N/A | #N/A | 0 | 0 | 0 | 0 | 0 | #N/A | #N/A | 0 | #N/A | #N/A | #N/A | #N/A
10 | 7 | 15 | 4 | #N/A | #N/A | 1 | 0 | 0 | 0 | 0 | 0 | 0 | #N/A | #N/A | 0 | 0 | 0 | 0 | 0 | #N/A | #N/A | 0 | #N/A | #N/A | #N/A | #N/A
10 | 7 | 16 | 4 | #N/A | #N/A | 1 | 0 | 0 | 0 | 0 | 0 | 0 | #N/A | #N/A | 0 | 0 | 0 | 0 | 0 | #N/A | #N/A | 0 | #N/A | #N/A | #N/A | #N/A
10 | 7 | 17 | 4 | #N/A | #N/A | 1 | 1 | 0 | 0 | 0 | 0 | 0 | #N/A | #N/A | 0 | 0 | 0 | 0 | 0 | #N/A | #N/A | 0 | #N/A | #N/A | #N/A | #N/A
10 | 7 | 18 | 4 | #N/A | #N/A | 1 | 1 | 0 | 0 | 0 | 0 | 0 | #N/A | #N/A | 0 | 0 | 0 | 0 | 0 | #N/A | #N/A | 0 | #N/A | #N/A | #N/A | #N/A
10 | 7 | 19 | 4 | #N/A | #N/A | 1 | 0 | 0 | 0 | 0 | 0 | 0 | #N/A | #N/A | 0 | 0 | 0 | 0 | 0 | #N/A | #N/A | 0 | #N/A | #N/A | #N/A | #N/A
10 | 7 | 20 | 4 | #N/A | #N/A | 1 | 0 | 0 | 0 | 0 | 0 | 0 | #N/A | #N/A | 0 | 0 | 0 | 0 | 0 | #N/A | #N/A | 0 | #N/A | #N/A | #N/A | #N/A
10 | 7 | 21 | 4 | #N/A | #N/A | 1 | 0 | 0 | 0 | 0 | 0 | 0 | #N/A | #N/A | 0 | 0 | 0 | 0 | 0 | #N/A | #N/A | 0 | #N/A | #N/A | #N/A | #N/A
10 | 7 | 22 | 4 | #N/A | #N/A | 1 | 0 | 0 | 0 | 0 | 0 | 0 | #N/A | #N/A | 0 | 0 | 0 | 0 | 0 | #N/A | #N/A | 0 | #N/A | #N/A | #N/A | #N/A
10 | 7 | 23 | 4 | #N/A | #N/A | 0 | 0 | 0 | 0 | 0 | 0 | 0 | #N/A | #N/A | 0 | 0 | 0 | 0 | 0 | #N/A | #N/A | 0 | #N/A | #N/A | #N/A | #N/A
10 | 7 | 24 | 4 | #N/A | #N/A | 0 | 0 | 0 | 0 | 0 | 0 | 0 | #N/A | #N/A | 0 | 0 | 0 | 0 | 0 | #N/A | #N/A | 0 | #N/A | #N/A | #N/A | #N/A
10 | 8 | 1 | 5 | #N/A | #N/A | 0 | 0 | 0 | 0 | 0 | 0 | 0 | #N/A | #N/A | 0 | 0 | 0 | 0 | 0 | #N/A | #N/A | 0 | #N/A | #N/A | #N/A | #N/A
10 | 8 | 2 | 5 | #N/A | #N/A | 0 | 0 | 0 | 0 | 0 | 0 | 0 | #N/A | #N/A | 0 | 0 | 0 | 0 | 0 | #N/A | #N/A | 0 | #N/A | #N/A | #N/A | #N/A
10 | 8 | 3 | 5 | #N/A | #N/A | 0 | 0 | 0 | 0 | 0 | 0 | 0 | #N/A | #N/A | 0 | 0 | 0 | 0 | 0 | #N/A | #N/A | 0 | #N/A | #N/A | #N/A | #N/A
10 | 8 | 4 | 5 | #N/A | #N/A | 0 | 0 | 0 | 0 | 0 | 0 | 0 | #N/A | #N/A | 0 | 0 | 0 | 0 | 0 | #N/A | #N/A | 0 | #N/A | #N/A | #N/A | #N/A
10 | 8 | 5 | 5 | #N/A | #N/A | 0 | 0 | 0 | 0 | 0 | 0 | 0 | #N/A | #N/A | 0 | 0 | 0 | 0 | 0 | #N/A | #N/A | 0 | #N/A | #N/A | #N/A | #N/A
10 | 8 | 6 | 5 | #N/A | #N/A | 1 | 0 | 0 | 0 | 0 | 0 | 0 | #N/A | #N/A | 0 | 0 | 0 | 0 | 0 | #N/A | #N/A | 0 | #N/A | #N/A | #N/A | #N/A
10 | 8 | 7 | 5 | #N/A | #N/A | 1 | 0 | 0 | 0 | 0 | 0 | 0 | #N/A | #N/A | 0 | 0 | 0 | 0 | 0 | #N/A | #N/A | 0 | #N/A | #N/A | #N/A | #N/A
10 | 8 | 8 | 5 | #N/A | #N/A | 1 | 0 | 0 | 0 | 0 | 0 | 0 | #N/A | #N/A | 0 | 0 | 0 | 0 | 0 | #N/A | #N/A | 0 | #N/A | #N/A | #N/A | #N/A
10 | 8 | 9 | 5 | #N/A | #N/A | 1 | 0 | 0 | 0 | 0 | 0 | 0 | #N/A | #N/A | 0 | 0 | 0 | 0 | 0 | #N/A | #N/A | 0 | #N/A | #N/A | #N/A | #N/A
10 | 8 | 10 | 5 | #N/A | #N/A | 1 | 0 | 0 | 0 | 0 | 0 | 0 | #N/A | #N/A | 0 | 0 | 0 | 0 | 0 | #N/A | #N/A | 0 | #N/A | #N/A | #N/A | #N/A
10 | 8 | 11 | 5 | #N/A | #N/A | 1 | 0 | 0 | 0 | 0 | 0 | 0 | #N/A | #N/A | 0 | 0 | 0 | 0 | 0 | #N/A | #N/A | 0 | #N/A | #N/A | #N/A | #N/A
10 | 8 | 12 | 5 | #N/A | #N/A | 1 | 0 | 0 | 0 | 0 | 0 | 0 | #N/A | #N/A | 0 | 0 | 0 | 0 | 0 | #N/A | #N/A | 0 | #N/A | #N/A | #N/A | #N/A
10 | 8 | 13 | 5 | #N/A | #N/A | 1 | 0 | 0 | 0 | 0 | 0 | 0 | #N/A | #N/A | 0 | 0 | 0 | 0 | 0 | #N/A | #N/A | 0 | #N/A | #N/A | #N/A | #N/A
10 | 8 | 14 | 5 | #N/A | #N/A | 1 | 0 | 0 | 0 | 0 | 0 | 0 | #N/A | #N/A | 0 | 0 | 0 | 0 | 0 | #N/A | #N/A | 0 | #N/A | #N/A | #N/A | #N/A
10 | 8 | 15 | 5 | #N/A | #N/A | 1 | 0 | 0 | 0 | 0 | 0 | 0 | #N/A | #N/A | 0 | 0 | 0 | 0 | 0 | #N/A | #N/A | 0 | #N/A | #N/A | #N/A | #N/A
10 | 8 | 16 | 5 | #N/A | #N/A | 1 | 0 | 0 | 0 | 0 | 0 | 0 | #N/A | #N/A | 0 | 0 | 0 | 0 | 0 | #N/A | #N/A | 0 | #N/A | #N/A | #N/A | #N/A
10 | 8 | 17 | 5 | #N/A | #N/A | 1 | 1 | 0 | 0 | 0 | 0 | 0 | #N/A | #N/A | 0 | 0 | 0 | 0 | 0 | #N/A | #N/A | 0 | #N/A | #N/A | #N/A | #N/A
10 | 8 | 18 | 5 | #N/A | #N/A | 1 | 1 | 0 | 0 | 0 | 0 | 0 | #N/A | #N/A | 0 | 0 | 0 | 0 | 0 | #N/A | #N/A | 0 | #N/A | #N/A | #N/A | #N/A
10 | 8 | 19 | 5 | #N/A | #N/A | 1 | 0 | 0 | 0 | 0 | 0 | 0 | #N/A | #N/A | 0 | 0 | 0 | 0 | 0 | #N/A | #N/A | 0 | #N/A | #N/A | #N/A | #N/A
10 | 8 | 20 | 5 | #N/A | #N/A | 1 | 0 | 0 | 0 | 0 | 0 | 0 | #N/A | #N/A | 0 | 0 | 0 | 0 | 0 | #N/A | #N/A | 0 | #N/A | #N/A | #N/A | #N/A
10 | 8 | 21 | 5 | #N/A | #N/A | 1 | 0 | 0 | 0 | 0 | 0 | 0 | #N/A | #N/A | 0 | 0 | 0 | 0 | 0 | #N/A | #N/A | 0 | #N/A | #N/A | #N/A | #N/A
10 | 8 | 22 | 5 | #N/A | #N/A | 1 | 0 | 0 | 0 | 0 | 0 | 0 | #N/A | #N/A | 0 | 0 | 0 | 0 | 0 | #N/A | #N/A | 0 | #N/A | #N/A | #N/A | #N/A
10 | 8 | 23 | 5 | #N/A | #N/A | 0 | 0 | 0 | 0 | 0 | 0 | 0 | #N/A | #N/A | 0 | 0 | 0 | 0 | 0 | #N/A | #N/A | 0 | #N/A | #N/A | #N/A | #N/A
10 | 8 | 24 | 5 | #N/A | #N/A | 0 | 0 | 0 | 0 | 0 | 0 | 0 | #N/A | #N/A | 0 | 0 | 0 | 0 | 0 | #N/A | #N/A | 0 | #N/A | #N/A | #N/A | #N/A
10 | 9 | 1 | 6 | #N/A | #N/A | 0 | 0 | 0 | 0 | 0 | 0 | 0 | #N/A | #N/A | 0 | 0 | 0 | 0 | 0 | #N/A | #N/A | 0 | #N/A | #N/A | #N/A | #N/A
10 | 9 | 2 | 6 | #N/A | #N/A | 0 | 0 | 0 | 0 | 0 | 0 | 0 | #N/A | #N/A | 0 | 0 | 0 | 0 | 0 | #N/A | #N/A | 0 | #N/A | #N/A | #N/A | #N/A
10 | 9 | 3 | 6 | #N/A | #N/A | 0 | 0 | 0 | 0 | 0 | 0 | 0 | #N/A | #N/A | 0 | 0 | 0 | 0 | 0 | #N/A | #N/A | 0 | #N/A | #N/A | #N/A | #N/A
10 | 9 | 4 | 6 | #N/A | #N/A | 0 | 0 | 0 | 0 | 0 | 0 | 0 | #N/A | #N/A | 0 | 0 | 0 | 0 | 0 | #N/A | #N/A | 0 | #N/A | #N/A | #N/A | #N/A
10 | 9 | 5 | 6 | #N/A | #N/A | 0 | 0 | 0 | 0 | 0 | 0 | 0 | #N/A | #N/A | 0 | 0 | 0 | 0 | 0 | #N/A | #N/A | 0 | #N/A | #N/A | #N/A | #N/A
10 | 9 | 6 | 6 | #N/A | #N/A | 0 | 0 | 0 | 0 | 0 | 0 | 0 | #N/A | #N/A | 0 | 0 | 0 | 0 | 0 | #N/A | #N/A | 0 | #N/A | #N/A | #N/A | #N/A
10 | 9 | 7 | 6 | #N/A | #N/A | 0 | 0 | 0 | 0 | 0 | 0 | 0 | #N/A | #N/A | 0 | 0 | 0 | 0 | 0 | #N/A | #N/A | 0 | #N/A | #N/A | #N/A | #N/A
10 | 9 | 8 | 6 | #N/A | #N/A | 0 | 0 | 0 | 0 | 0 | 0 | 0 | #N/A | #N/A | 0 | 0 | 0 | 0 | 0 | #N/A | #N/A | 0 | #N/A | #N/A | #N/A | #N/A
10 | 9 | 9 | 6 | #N/A | #N/A | 0 | 0 | 0 | 0 | 0 | 0 | 0 | #N/A | #N/A | 0 | 0 | 0 | 0 | 0 | #N/A | #N/A | 0 | #N/A | #N/A | #N/A | #N/A
10 | 9 | 10 | 6 | #N/A | #N/A | 0 | 0 | 0 | 0 | 0 | 0 | 0 | #N/A | #N/A | 0 | 0 | 0 | 0 | 0 | #N/A | #N/A | 0 | #N/A | #N/A | #N/A | #N/A
10 | 9 | 11 | 6 | #N/A | #N/A | 0 | 0 | 0 | 0 | 0 | 0 | 0 | #N/A | #N/A | 0 | 0 | 0 | 0 | 0 | #N/A | #N/A | 0 | #N/A | #N/A | #N/A | #N/A
10 | 9 | 12 | 6 | #N/A | #N/A | 0 | 0 | 0 | 0 | 0 | 0 | 0 | #N/A | #N/A | 0 | 0 | 0 | 0 | 0 | #N/A | #N/A | 0 | #N/A | #N/A | #N/A | #N/A
10 | 9 | 13 | 6 | #N/A | #N/A | 0 | 0 | 0 | 0 | 0 | 0 | 0 | #N/A | #N/A | 0 | 0 | 0 | 0 | 0 | #N/A | #N/A | 0 | #N/A | #N/A | #N/A | #N/A
10 | 9 | 14 | 6 | #N/A | #N/A | 0 | 0 | 0 | 0 | 0 | 0 | 0 | #N/A | #N/A | 0 | 0 | 0 | 0 | 0 | #N/A | #N/A | 0 | #N/A | #N/A | #N/A | #N/A
10 | 9 | 15 | 6 | #N/A | #N/A | 0 | 0 | 0 | 0 | 0 | 0 | 0 | #N/A | #N/A | 0 | 0 | 0 | 0 | 0 | #N/A | #N/A | 0 | #N/A | #N/A | #N/A | #N/A
10 | 9 | 16 | 6 | #N/A | #N/A | 0 | 0 | 0 | 0 | 0 | 0 | 0 | #N/A | #N/A | 0 | 0 | 0 | 0 | 0 | #N/A | #N/A | 0 | #N/A | #N/A | #N/A | #N/A
10 | 9 | 17 | 6 | #N/A | #N/A | 0 | 0 | 0 | 0 | 0 | 0 | 0 | #N/A | #N/A | 0 | 0 | 0 | 0 | 0 | #N/A | #N/A | 0 | #N/A | #N/A | #N/A | #N/A
10 | 9 | 18 | 6 | #N/A | #N/A | 0 | 0 | 0 | 0 | 0 | 0 | 0 | #N/A | #N/A | 0 | 0 | 0 | 0 | 0 | #N/A | #N/A | 0 | #N/A | #N/A | #N/A | #N/A
10 | 9 | 19 | 6 | #N/A | #N/A | 0 | 0 | 0 | 0 | 0 | 0 | 0 | #N/A | #N/A | 0 | 0 | 0 | 0 | 0 | #N/A | #N/A | 0 | #N/A | #N/A | #N/A | #N/A
10 | 9 | 20 | 6 | #N/A | #N/A | 0 | 0 | 0 | 0 | 0 | 0 | 0 | #N/A | #N/A | 0 | 0 | 0 | 0 | 0 | #N/A | #N/A | 0 | #N/A | #N/A | #N/A | #N/A
10 | 9 | 21 | 6 | #N/A | #N/A | 0 | 0 | 0 | 0 | 0 | 0 | 0 | #N/A | #N/A | 0 | 0 | 0 | 0 | 0 | #N/A | #N/A | 0 | #N/A | #N/A | #N/A | #N/A
10 | 9 | 22 | 6 | #N/A | #N/A | 0 | 0 | 0 | 0 | 0 | 0 | 0 | #N/A | #N/A | 0 | 0 | 0 | 0 | 0 | #N/A | #N/A | 0 | #N/A | #N/A | #N/A | #N/A
10 | 9 | 23 | 6 | #N/A | #N/A | 0 | 0 | 0 | 0 | 0 | 0 | 0 | #N/A | #N/A | 0 | 0 | 0 | 0 | 0 | #N/A | #N/A | 0 | #N/A | #N/A | #N/A | #N/A
10 | 9 | 24 | 6 | #N/A | #N/A | 0 | 0 | 0 | 0 | 0 | 0 | 0 | #N/A | #N/A | 0 | 0 | 0 | 0 | 0 | #N/A | #N/A | 0 | #N/A | #N/A | #N/A | #N/A
10 | 10 | 1 | 7 | #N/A | #N/A | 0 | 0 | 0 | 0 | 0 | 0 | 0 | #N/A | #N/A | 0 | 0 | 0 | 0 | 0 | #N/A | #N/A | 0 | #N/A | #N/A | #N/A | #N/A
10 | 10 | 2 | 7 | #N/A | #N/A | 0 | 0 | 0 | 0 | 0 | 0 | 0 | #N/A | #N/A | 0 | 0 | 0 | 0 | 0 | #N/A | #N/A | 0 | #N/A | #N/A | #N/A | #N/A
10 | 10 | 3 | 7 | #N/A | #N/A | 0 | 0 | 0 | 0 | 0 | 0 | 0 | #N/A | #N/A | 0 | 0 | 0 | 0 | 0 | #N/A | #N/A | 0 | #N/A | #N/A | #N/A | #N/A
10 | 10 | 4 | 7 | #N/A | #N/A | 0 | 0 | 0 | 0 | 0 | 0 | 0 | #N/A | #N/A | 0 | 0 | 0 | 0 | 0 | #N/A | #N/A | 0 | #N/A | #N/A | #N/A | #N/A
10 | 10 | 5 | 7 | #N/A | #N/A | 0 | 0 | 0 | 0 | 0 | 0 | 0 | #N/A | #N/A | 0 | 0 | 0 | 0 | 0 | #N/A | #N/A | 0 | #N/A | #N/A | #N/A | #N/A
10 | 10 | 6 | 7 | #N/A | #N/A | 0 | 0 | 0 | 0 | 0 | 0 | 0 | #N/A | #N/A | 0 | 0 | 0 | 0 | 0 | #N/A | #N/A | 0 | #N/A | #N/A | #N/A | #N/A
10 | 10 | 7 | 7 | #N/A | #N/A | 0 | 0 | 0 | 0 | 0 | 0 | 0 | #N/A | #N/A | 0 | 0 | 0 | 0 | 0 | #N/A | #N/A | 0 | #N/A | #N/A | #N/A | #N/A
10 | 10 | 8 | 7 | #N/A | #N/A | 0 | 0 | 0 | 0 | 0 | 0 | 0 | #N/A | #N/A | 0 | 0 | 0 | 0 | 0 | #N/A | #N/A | 0 | #N/A | #N/A | #N/A | #N/A
10 | 10 | 9 | 7 | #N/A | #N/A | 0 | 0 | 0 | 0 | 0 | 0 | 0 | #N/A | #N/A | 0 | 0 | 0 | 0 | 0 | #N/A | #N/A | 0 | #N/A | #N/A | #N/A | #N/A
10 | 10 | 10 | 7 | #N/A | #N/A | 0 | 0 | 0 | 0 | 0 | 0 | 0 | #N/A | #N/A | 0 | 0 | 0 | 0 | 0 | #N/A | #N/A | 0 | #N/A | #N/A | #N/A | #N/A
10 | 10 | 11 | 7 | #N/A | #N/A | 0 | 0 | 0 | 0 | 0 | 0 | 0 | #N/A | #N/A | 0 | 0 | 0 | 0 | 0 | #N/A | #N/A | 0 | #N/A | #N/A | #N/A | #N/A
10 | 10 | 12 | 7 | #N/A | #N/A | 0 | 0 | 0 | 0 | 0 | 0 | 0 | #N/A | #N/A | 0 | 0 | 0 | 0 | 0 | #N/A | #N/A | 0 | #N/A | #N/A | #N/A | #N/A
10 | 10 | 13 | 7 | #N/A | #N/A | 0 | 0 | 0 | 0 | 0 | 0 | 0 | #N/A | #N/A | 0 | 0 | 0 | 0 | 0 | #N/A | #N/A | 0 | #N/A | #N/A | #N/A | #N/A
10 | 10 | 14 | 7 | #N/A | #N/A | 0 | 0 | 0 | 0 | 0 | 0 | 0 | #N/A | #N/A | 0 | 0 | 0 | 0 | 0 | #N/A | #N/A | 0 | #N/A | #N/A | #N/A | #N/A
10 | 10 | 15 | 7 | #N/A | #N/A | 0 | 0 | 0 | 0 | 0 | 0 | 0 | #N/A | #N/A | 0 | 0 | 0 | 0 | 0 | #N/A | #N/A | 0 | #N/A | #N/A | #N/A | #N/A
10 | 10 | 16 | 7 | #N/A | #N/A | 0 | 0 | 0 | 0 | 0 | 0 | 0 | #N/A | #N/A | 0 | 0 | 0 | 0 | 0 | #N/A | #N/A | 0 | #N/A | #N/A | #N/A | #N/A
10 | 10 | 17 | 7 | #N/A | #N/A | 0 | 0 | 0 | 0 | 0 | 0 | 0 | #N/A | #N/A | 0 | 0 | 0 | 0 | 0 | #N/A | #N/A | 0 | #N/A | #N/A | #N/A | #N/A
10 | 10 | 18 | 7 | #N/A | #N/A | 0 | 0 | 0 | 0 | 0 | 0 | 0 | #N/A | #N/A | 0 | 0 | 0 | 0 | 0 | #N/A | #N/A | 0 | #N/A | #N/A | #N/A | #N/A
10 | 10 | 19 | 7 | #N/A | #N/A | 0 | 0 | 0 | 0 | 0 | 0 | 0 | #N/A | #N/A | 0 | 0 | 0 | 0 | 0 | #N/A | #N/A | 0 | #N/A | #N/A | #N/A | #N/A
10 | 10 | 20 | 7 | #N/A | #N/A | 0 | 0 | 0 | 0 | 0 | 0 | 0 | #N/A | #N/A | 0 | 0 | 0 | 0 | 0 | #N/A | #N/A | 0 | #N/A | #N/A | #N/A | #N/A
10 | 10 | 21 | 7 | #N/A | #N/A | 0 | 0 | 0 | 0 | 0 | 0 | 0 | #N/A | #N/A | 0 | 0 | 0 | 0 | 0 | #N/A | #N/A | 0 | #N/A | #N/A | #N/A | #N/A
10 | 10 | 22 | 7 | #N/A | #N/A | 0 | 0 | 0 | 0 | 0 | 0 | 0 | #N/A | #N/A | 0 | 0 | 0 | 0 | 0 | #N/A | #N/A | 0 | #N/A | #N/A | #N/A | #N/A
10 | 10 | 23 | 7 | #N/A | #N/A | 0 | 0 | 0 | 0 | 0 | 0 | 0 | #N/A | #N/A | 0 | 0 | 0 | 0 | 0 | #N/A | #N/A | 0 | #N/A | #N/A | #N/A | #N/A
10 | 10 | 24 | 7 | #N/A | #N/A | 0 | 0 | 0 | 0 | 0 | 0 | 0 | #N/A | #N/A | 0 | 0 | 0 | 0 | 0 | #N/A | #N/A | 0 | #N/A | #N/A | #N/A | #N/A
10 | 11 | 1 | 8 | #N/A | #N/A | 0 | 0 | 0 | 0 | 0 | 0 | 0 | #N/A | #N/A | 0 | 0 | 0 | 0 | 0 | #N/A | #N/A | 0 | #N/A | #N/A | #N/A | #N/A
10 | 11 | 2 | 8 | #N/A | #N/A | 0 | 0 | 0 | 0 | 0 | 0 | 0 | #N/A | #N/A | 0 | 0 | 0 | 0 | 0 | #N/A | #N/A | 0 | #N/A | #N/A | #N/A | #N/A
10 | 11 | 3 | 8 | #N/A | #N/A | 0 | 0 | 0 | 0 | 0 | 0 | 0 | #N/A | #N/A | 0 | 0 | 0 | 0 | 0 | #N/A | #N/A | 0 | #N/A | #N/A | #N/A | #N/A
10 | 11 | 4 | 8 | #N/A | #N/A | 0 | 0 | 0 | 0 | 0 | 0 | 0 | #N/A | #N/A | 0 | 0 | 0 | 0 | 0 | #N/A | #N/A | 0 | #N/A | #N/A | #N/A | #N/A
10 | 11 | 5 | 8 | #N/A | #N/A | 0 | 0 | 0 | 0 | 0 | 0 | 0 | #N/A | #N/A | 0 | 0 | 0 | 0 | 0 | #N/A | #N/A | 0 | #N/A | #N/A | #N/A | #N/A
10 | 11 | 6 | 8 | #N/A | #N/A | 0 | 0 | 0 | 0 | 0 | 0 | 0 | #N/A | #N/A | 0 | 0 | 0 | 0 | 0 | #N/A | #N/A | 0 | #N/A | #N/A | #N/A | #N/A
10 | 11 | 7 | 8 | #N/A | #N/A | 0 | 0 | 0 | 0 | 0 | 0 | 0 | #N/A | #N/A | 0 | 0 | 0 | 0 | 0 | #N/A | #N/A | 0 | #N/A | #N/A | #N/A | #N/A
10 | 11 | 8 | 8 | #N/A | #N/A | 0 | 0 | 0 | 0 | 0 | 0 | 0 | #N/A | #N/A | 0 | 0 | 0 | 0 | 0 | #N/A | #N/A | 0 | #N/A | #N/A | #N/A | #N/A
10 | 11 | 9 | 8 | #N/A | #N/A | 0 | 0 | 0 | 0 | 0 | 0 | 0 | #N/A | #N/A | 0 | 0 | 0 | 0 | 0 | #N/A | #N/A | 0 | #N/A | #N/A | #N/A | #N/A
10 | 11 | 10 | 8 | #N/A | #N/A | 0 | 0 | 0 | 0 | 0 | 0 | 0 | #N/A | #N/A | 0 | 0 | 0 | 0 | 0 | #N/A | #N/A | 0 | #N/A | #N/A | #N/A | #N/A
10 | 11 | 11 | 8 | #N/A | #N/A | 0 | 0 | 0 | 0 | 0 | 0 | 0 | #N/A | #N/A | 0 | 0 | 0 | 0 | 0 | #N/A | #N/A | 0 | #N/A | #N/A | #N/A | #N/A
10 | 11 | 12 | 8 | #N/A | #N/A | 0 | 0 | 0 | 0 | 0 | 0 | 0 | #N/A | #N/A | 0 | 0 | 0 | 0 | 0 | #N/A | #N/A | 0 | #N/A | #N/A | #N/A | #N/A
10 | 11 | 13 | 8 | #N/A | #N/A | 0 | 0 | 0 | 0 | 0 | 0 | 0 | #N/A | #N/A | 0 | 0 | 0 | 0 | 0 | #N/A | #N/A | 0 | #N/A | #N/A | #N/A | #N/A
10 | 11 | 14 | 8 | #N/A | #N/A | 0 | 0 | 0 | 0 | 0 | 0 | 0 | #N/A | #N/A | 0 | 0 | 0 | 0 | 0 | #N/A | #N/A | 0 | #N/A | #N/A | #N/A | #N/A
10 | 11 | 15 | 8 | #N/A | #N/A | 0 | 0 | 0 | 0 | 0 | 0 | 0 | #N/A | #N/A | 0 | 0 | 0 | 0 | 0 | #N/A | #N/A | 0 | #N/A | #N/A | #N/A | #N/A
10 | 11 | 16 | 8 | #N/A | #N/A | 0 | 0 | 0 | 0 | 0 | 0 | 0 | #N/A | #N/A | 0 | 0 | 0 | 0 | 0 | #N/A | #N/A | 0 | #N/A | #N/A | #N/A | #N/A
10 | 11 | 17 | 8 | #N/A | #N/A | 0 | 0 | 0 | 0 | 0 | 0 | 0 | #N/A | #N/A | 0 | 0 | 0 | 0 | 0 | #N/A | #N/A | 0 | #N/A | #N/A | #N/A | #N/A
10 | 11 | 18 | 8 | #N/A | #N/A | 0 | 0 | 0 | 0 | 0 | 0 | 0 | #N/A | #N/A | 0 | 0 | 0 | 0 | 0 | #N/A | #N/A | 0 | #N/A | #N/A | #N/A | #N/A
10 | 11 | 19 | 8 | #N/A | #N/A | 0 | 0 | 0 | 0 | 0 | 0 | 0 | #N/A | #N/A | 0 | 0 | 0 | 0 | 0 | #N/A | #N/A | 0 | #N/A | #N/A | #N/A | #N/A
10 | 11 | 20 | 8 | #N/A | #N/A | 0 | 0 | 0 | 0 | 0 | 0 | 0 | #N/A | #N/A | 0 | 0 | 0 | 0 | 0 | #N/A | #N/A | 0 | #N/A | #N/A | #N/A | #N/A
10 | 11 | 21 | 8 | #N/A | #N/A | 0 | 0 | 0 | 0 | 0 | 0 | 0 | #N/A | #N/A | 0 | 0 | 0 | 0 | 0 | #N/A | #N/A | 0 | #N/A | #N/A | #N/A | #N/A
10 | 11 | 22 | 8 | #N/A | #N/A | 0 | 0 | 0 | 0 | 0 | 0 | 0 | #N/A | #N/A | 0 | 0 | 0 | 0 | 0 | #N/A | #N/A | 0 | #N/A | #N/A | #N/A | #N/A
10 | 11 | 23 | 8 | #N/A | #N/A | 0 | 0 | 0 | 0 | 0 | 0 | 0 | #N/A | #N/A | 0 | 0 | 0 | 0 | 0 | #N/A | #N/A | 0 | #N/A | #N/A | #N/A | #N/A
10 | 11 | 24 | 8 | #N/A | #N/A | 0 | 0 | 0 | 0 | 0 | 0 | 0 | #N/A | #N/A | 0 | 0 | 0 | 0 | 0 | #N/A | #N/A | 0 | #N/A | #N/A | #N/A | #N/A
10 | 12 | 1 | 2 | #N/A | #N/A | 0 | 0 | 0 | 0 | 0 | 0 | 0 | #N/A | #N/A | 0 | 0 | 0 | 0 | 0 | #N/A | #N/A | 0 | #N/A | #N/A | #N/A | #N/A
10 | 12 | 2 | 2 | #N/A | #N/A | 0 | 0 | 0 | 0 | 0 | 0 | 0 | #N/A | #N/A | 0 | 0 | 0 | 0 | 0 | #N/A | #N/A | 0 | #N/A | #N/A | #N/A | #N/A
10 | 12 | 3 | 2 | #N/A | #N/A | 0 | 0 | 0 | 0 | 0 | 0 | 0 | #N/A | #N/A | 0 | 0 | 0 | 0 | 0 | #N/A | #N/A | 0 | #N/A | #N/A | #N/A | #N/A
10 | 12 | 4 | 2 | #N/A | #N/A | 0 | 0 | 0 | 0 | 0 | 0 | 0 | #N/A | #N/A | 0 | 0 | 0 | 0 | 0 | #N/A | #N/A | 0 | #N/A | #N/A | #N/A | #N/A
10 | 12 | 5 | 2 | #N/A | #N/A | 0 | 0 | 0 | 0 | 0 | 0 | 0 | #N/A | #N/A | 0 | 0 | 0 | 0 | 0 | #N/A | #N/A | 0 | #N/A | #N/A | #N/A | #N/A
10 | 12 | 6 | 2 | #N/A | #N/A | 1 | 0 | 0 | 0 | 0 | 0 | 0 | #N/A | #N/A | 0 | 0 | 0 | 0 | 0 | #N/A | #N/A | 0 | #N/A | #N/A | #N/A | #N/A
10 | 12 | 7 | 2 | #N/A | #N/A | 1 | 0 | 0 | 0 | 0 | 0 | 0 | #N/A | #N/A | 0 | 0 | 0 | 0 | 0 | #N/A | #N/A | 0 | #N/A | #N/A | #N/A | #N/A
10 | 12 | 8 | 2 | #N/A | #N/A | 1 | 0 | 0 | 0 | 0 | 0 | 0 | #N/A | #N/A | 0 | 0 | 0 | 0 | 0 | #N/A | #N/A | 0 | #N/A | #N/A | #N/A | #N/A
10 | 12 | 9 | 2 | #N/A | #N/A | 1 | 0 | 0 | 0 | 0 | 0 | 0 | #N/A | #N/A | 0 | 0 | 0 | 0 | 0 | #N/A | #N/A | 0 | #N/A | #N/A | #N/A | #N/A
10 | 12 | 10 | 2 | #N/A | #N/A | 1 | 0 | 0 | 0 | 0 | 0 | 0 | #N/A | #N/A | 0 | 0 | 0 | 0 | 0 | #N/A | #N/A | 0 | #N/A | #N/A | #N/A | #N/A
10 | 12 | 11 | 2 | #N/A | #N/A | 1 | 0 | 0 | 0 | 0 | 0 | 0 | #N/A | #N/A | 0 | 0 | 0 | 0 | 0 | #N/A | #N/A | 0 | #N/A | #N/A | #N/A | #N/A
10 | 12 | 12 | 2 | #N/A | #N/A | 1 | 0 | 0 | 0 | 0 | 0 | 0 | #N/A | #N/A | 0 | 0 | 0 | 0 | 0 | #N/A | #N/A | 0 | #N/A | #N/A | #N/A | #N/A
10 | 12 | 13 | 2 | #N/A | #N/A | 1 | 0 | 0 | 0 | 0 | 0 | 0 | #N/A | #N/A | 0 | 0 | 0 | 0 | 0 | #N/A | #N/A | 0 | #N/A | #N/A | #N/A | #N/A
10 | 12 | 14 | 2 | #N/A | #N/A | 1 | 0 | 0 | 0 | 0 | 0 | 0 | #N/A | #N/A | 0 | 0 | 0 | 0 | 0 | #N/A | #N/A | 0 | #N/A | #N/A | #N/A | #N/A
10 | 12 | 15 | 2 | #N/A | #N/A | 1 | 0 | 0 | 0 | 0 | 0 | 0 | #N/A | #N/A | 0 | 0 | 0 | 0 | 0 | #N/A | #N/A | 0 | #N/A | #N/A | #N/A | #N/A
10 | 12 | 16 | 2 | #N/A | #N/A | 1 | 0 | 0 | 0 | 0 | 0 | 0 | #N/A | #N/A | 0 | 0 | 0 | 0 | 0 | #N/A | #N/A | 0 | #N/A | #N/A | #N/A | #N/A
10 | 12 | 17 | 2 | #N/A | #N/A | 1 | 1 | 0 | 0 | 0 | 0 | 0 | #N/A | #N/A | 0 | 0 | 0 | 0 | 0 | #N/A | #N/A | 0 | #N/A | #N/A | #N/A | #N/A
10 | 12 | 18 | 2 | #N/A | #N/A | 1 | 1 | 0 | 0 | 0 | 0 | 0 | #N/A | #N/A | 0 | 0 | 0 | 0 | 0 | #N/A | #N/A | 0 | #N/A | #N/A | #N/A | #N/A
10 | 12 | 19 | 2 | #N/A | #N/A | 1 | 0 | 0 | 0 | 0 | 0 | 0 | #N/A | #N/A | 0 | 0 | 0 | 0 | 0 | #N/A | #N/A | 0 | #N/A | #N/A | #N/A | #N/A
10 | 12 | 20 | 2 | #N/A | #N/A | 1 | 0 | 0 | 0 | 0 | 0 | 0 | #N/A | #N/A | 0 | 0 | 0 | 0 | 0 | #N/A | #N/A | 0 | #N/A | #N/A | #N/A | #N/A
10 | 12 | 21 | 2 | #N/A | #N/A | 1 | 0 | 0 | 0 | 0 | 0 | 0 | #N/A | #N/A | 0 | 0 | 0 | 0 | 0 | #N/A | #N/A | 0 | #N/A | #N/A | #N/A | #N/A
10 | 12 | 22 | 2 | #N/A | #N/A | 1 | 0 | 0 | 0 | 0 | 0 | 0 | #N/A | #N/A | 0 | 0 | 0 | 0 | 0 | #N/A | #N/A | 0 | #N/A | #N/A | #N/A | #N/A
10 | 12 | 23 | 2 | #N/A | #N/A | 0 | 0 | 0 | 0 | 0 | 0 | 0 | #N/A | #N/A | 0 | 0 | 0 | 0 | 0 | #N/A | #N/A | 0 | #N/A | #N/A | #N/A | #N/A
10 | 12 | 24 | 2 | #N/A | #N/A | 0 | 0 | 0 | 0 | 0 | 0 | 0 | #N/A | #N/A | 0 | 0 | 0 | 0 | 0 | #N/A | #N/A | 0 | #N/A | #N/A | #N/A | #N/A
10 | 13 | 1 | 3 | #N/A | #N/A | 0 | 0 | 0 | 0 | 0 | 0 | 0 | #N/A | #N/A | 0 | 0 | 0 | 0 | 0 | #N/A | #N/A | 0 | #N/A | #N/A | #N/A | #N/A
10 | 13 | 2 | 3 | #N/A | #N/A | 0 | 0 | 0 | 0 | 0 | 0 | 0 | #N/A | #N/A | 0 | 0 | 0 | 0 | 0 | #N/A | #N/A | 0 | #N/A | #N/A | #N/A | #N/A
10 | 13 | 3 | 3 | #N/A | #N/A | 0 | 0 | 0 | 0 | 0 | 0 | 0 | #N/A | #N/A | 0 | 0 | 0 | 0 | 0 | #N/A | #N/A | 0 | #N/A | #N/A | #N/A | #N/A
10 | 13 | 4 | 3 | #N/A | #N/A | 0 | 0 | 0 | 0 | 0 | 0 | 0 | #N/A | #N/A | 0 | 0 | 0 | 0 | 0 | #N/A | #N/A | 0 | #N/A | #N/A | #N/A | #N/A
10 | 13 | 5 | 3 | #N/A | #N/A | 0 | 0 | 0 | 0 | 0 | 0 | 0 | #N/A | #N/A | 0 | 0 | 0 | 0 | 0 | #N/A | #N/A | 0 | #N/A | #N/A | #N/A | #N/A
10 | 13 | 6 | 3 | #N/A | #N/A | 1 | 0 | 0 | 0 | 0 | 0 | 0 | #N/A | #N/A | 0 | 0 | 0 | 0 | 0 | #N/A | #N/A | 0 | #N/A | #N/A | #N/A | #N/A
10 | 13 | 7 | 3 | #N/A | #N/A | 1 | 0 | 0 | 0 | 0 | 0 | 0 | #N/A | #N/A | 0 | 0 | 0 | 0 | 0 | #N/A | #N/A | 0 | #N/A | #N/A | #N/A | #N/A
10 | 13 | 8 | 3 | #N/A | #N/A | 1 | 0 | 0 | 0 | 0 | 0 | 0 | #N/A | #N/A | 0 | 0 | 0 | 0 | 0 | #N/A | #N/A | 0 | #N/A | #N/A | #N/A | #N/A
10 | 13 | 9 | 3 | #N/A | #N/A | 1 | 0 | 0 | 0 | 0 | 0 | 0 | #N/A | #N/A | 0 | 0 | 0 | 0 | 0 | #N/A | #N/A | 0 | #N/A | #N/A | #N/A | #N/A
10 | 13 | 10 | 3 | #N/A | #N/A | 1 | 0 | 0 | 0 | 0 | 0 | 0 | #N/A | #N/A | 0 | 0 | 0 | 0 | 0 | #N/A | #N/A | 0 | #N/A | #N/A | #N/A | #N/A
10 | 13 | 11 | 3 | #N/A | #N/A | 1 | 0 | 0 | 0 | 0 | 0 | 0 | #N/A | #N/A | 0 | 0 | 0 | 0 | 0 | #N/A | #N/A | 0 | #N/A | #N/A | #N/A | #N/A
10 | 13 | 12 | 3 | #N/A | #N/A | 1 | 0 | 0 | 0 | 0 | 0 | 0 | #N/A | #N/A | 0 | 0 | 0 | 0 | 0 | #N/A | #N/A | 0 | #N/A | #N/A | #N/A | #N/A
10 | 13 | 13 | 3 | #N/A | #N/A | 1 | 0 | 0 | 0 | 0 | 0 | 0 | #N/A | #N/A | 0 | 0 | 0 | 0 | 0 | #N/A | #N/A | 0 | #N/A | #N/A | #N/A | #N/A
10 | 13 | 14 | 3 | #N/A | #N/A | 1 | 0 | 0 | 0 | 0 | 0 | 0 | #N/A | #N/A | 0 | 0 | 0 | 0 | 0 | #N/A | #N/A | 0 | #N/A | #N/A | #N/A | #N/A
10 | 13 | 15 | 3 | #N/A | #N/A | 1 | 0 | 0 | 0 | 0 | 0 | 0 | #N/A | #N/A | 0 | 0 | 0 | 0 | 0 | #N/A | #N/A | 0 | #N/A | #N/A | #N/A | #N/A
10 | 13 | 16 | 3 | #N/A | #N/A | 1 | 0 | 0 | 0 | 0 | 0 | 0 | #N/A | #N/A | 0 | 0 | 0 | 0 | 0 | #N/A | #N/A | 0 | #N/A | #N/A | #N/A | #N/A
10 | 13 | 17 | 3 | #N/A | #N/A | 1 | 1 | 0 | 0 | 0 | 0 | 0 | #N/A | #N/A | 0 | 0 | 0 | 0 | 0 | #N/A | #N/A | 0 | #N/A | #N/A | #N/A | #N/A
10 | 13 | 18 | 3 | #N/A | #N/A | 1 | 1 | 0 | 0 | 0 | 0 | 0 | #N/A | #N/A | 0 | 0 | 0 | 0 | 0 | #N/A | #N/A | 0 | #N/A | #N/A | #N/A | #N/A
10 | 13 | 19 | 3 | #N/A | #N/A | 1 | 0 | 0 | 0 | 0 | 0 | 0 | #N/A | #N/A | 0 | 0 | 0 | 0 | 0 | #N/A | #N/A | 0 | #N/A | #N/A | #N/A | #N/A
10 | 13 | 20 | 3 | #N/A | #N/A | 1 | 0 | 0 | 0 | 0 | 0 | 0 | #N/A | #N/A | 0 | 0 | 0 | 0 | 0 | #N/A | #N/A | 0 | #N/A | #N/A | #N/A | #N/A
10 | 13 | 21 | 3 | #N/A | #N/A | 1 | 0 | 0 | 0 | 0 | 0 | 0 | #N/A | #N/A | 0 | 0 | 0 | 0 | 0 | #N/A | #N/A | 0 | #N/A | #N/A | #N/A | #N/A
10 | 13 | 22 | 3 | #N/A | #N/A | 1 | 0 | 0 | 0 | 0 | 0 | 0 | #N/A | #N/A | 0 | 0 | 0 | 0 | 0 | #N/A | #N/A | 0 | #N/A | #N/A | #N/A | #N/A
10 | 13 | 23 | 3 | #N/A | #N/A | 0 | 0 | 0 | 0 | 0 | 0 | 0 | #N/A | #N/A | 0 | 0 | 0 | 0 | 0 | #N/A | #N/A | 0 | #N/A | #N/A | #N/A | #N/A
10 | 13 | 24 | 3 | #N/A | #N/A | 0 | 0 | 0 | 0 | 0 | 0 | 0 | #N/A | #N/A | 0 | 0 | 0 | 0 | 0 | #N/A | #N/A | 0 | #N/A | #N/A | #N/A | #N/A
10 | 14 | 1 | 4 | #N/A | #N/A | 0 | 0 | 0 | 0 | 0 | 0 | 0 | #N/A | #N/A | 0 | 0 | 0 | 0 | 0 | #N/A | #N/A | 0 | #N/A | #N/A | #N/A | #N/A
10 | 14 | 2 | 4 | #N/A | #N/A | 0 | 0 | 0 | 0 | 0 | 0 | 0 | #N/A | #N/A | 0 | 0 | 0 | 0 | 0 | #N/A | #N/A | 0 | #N/A | #N/A | #N/A | #N/A
10 | 14 | 3 | 4 | #N/A | #N/A | 0 | 0 | 0 | 0 | 0 | 0 | 0 | #N/A | #N/A | 0 | 0 | 0 | 0 | 0 | #N/A | #N/A | 0 | #N/A | #N/A | #N/A | #N/A
10 | 14 | 4 | 4 | #N/A | #N/A | 0 | 0 | 0 | 0 | 0 | 0 | 0 | #N/A | #N/A | 0 | 0 | 0 | 0 | 0 | #N/A | #N/A | 0 | #N/A | #N/A | #N/A | #N/A
10 | 14 | 5 | 4 | #N/A | #N/A | 0 | 0 | 0 | 0 | 0 | 0 | 0 | #N/A | #N/A | 0 | 0 | 0 | 0 | 0 | #N/A | #N/A | 0 | #N/A | #N/A | #N/A | #N/A
10 | 14 | 6 | 4 | #N/A | #N/A | 1 | 0 | 0 | 0 | 0 | 0 | 0 | #N/A | #N/A | 0 | 0 | 0 | 0 | 0 | #N/A | #N/A | 0 | #N/A | #N/A | #N/A | #N/A
10 | 14 | 7 | 4 | #N/A | #N/A | 1 | 0 | 0 | 0 | 0 | 0 | 0 | #N/A | #N/A | 0 | 0 | 0 | 0 | 0 | #N/A | #N/A | 0 | #N/A | #N/A | #N/A | #N/A
10 | 14 | 8 | 4 | #N/A | #N/A | 1 | 0 | 0 | 0 | 0 | 0 | 0 | #N/A | #N/A | 0 | 0 | 0 | 0 | 0 | #N/A | #N/A | 0 | #N/A | #N/A | #N/A | #N/A
10 | 14 | 9 | 4 | #N/A | #N/A | 1 | 0 | 0 | 0 | 0 | 0 | 0 | #N/A | #N/A | 0 | 0 | 0 | 0 | 0 | #N/A | #N/A | 0 | #N/A | #N/A | #N/A | #N/A
10 | 14 | 10 | 4 | #N/A | #N/A | 1 | 0 | 0 | 0 | 0 | 0 | 0 | #N/A | #N/A | 0 | 0 | 0 | 0 | 0 | #N/A | #N/A | 0 | #N/A | #N/A | #N/A | #N/A
10 | 14 | 11 | 4 | #N/A | #N/A | 1 | 0 | 0 | 0 | 0 | 0 | 0 | #N/A | #N/A | 0 | 0 | 0 | 0 | 0 | #N/A | #N/A | 0 | #N/A | #N/A | #N/A | #N/A
10 | 14 | 12 | 4 | #N/A | #N/A | 1 | 0 | 0 | 0 | 0 | 0 | 0 | #N/A | #N/A | 0 | 0 | 0 | 0 | 0 | #N/A | #N/A | 0 | #N/A | #N/A | #N/A | #N/A
10 | 14 | 13 | 4 | #N/A | #N/A | 1 | 0 | 0 | 0 | 0 | 0 | 0 | #N/A | #N/A | 0 | 0 | 0 | 0 | 0 | #N/A | #N/A | 0 | #N/A | #N/A | #N/A | #N/A
10 | 14 | 14 | 4 | #N/A | #N/A | 1 | 0 | 0 | 0 | 0 | 0 | 0 | #N/A | #N/A | 0 | 0 | 0 | 0 | 0 | #N/A | #N/A | 0 | #N/A | #N/A | #N/A | #N/A
10 | 14 | 15 | 4 | #N/A | #N/A | 1 | 0 | 0 | 0 | 0 | 0 | 0 | #N/A | #N/A | 0 | 0 | 0 | 0 | 0 | #N/A | #N/A | 0 | #N/A | #N/A | #N/A | #N/A
10 | 14 | 16 | 4 | #N/A | #N/A | 1 | 0 | 0 | 0 | 0 | 0 | 0 | #N/A | #N/A | 0 | 0 | 0 | 0 | 0 | #N/A | #N/A | 0 | #N/A | #N/A | #N/A | #N/A
10 | 14 | 17 | 4 | #N/A | #N/A | 1 | 1 | 0 | 0 | 0 | 0 | 0 | #N/A | #N/A | 0 | 0 | 0 | 0 | 0 | #N/A | #N/A | 0 | #N/A | #N/A | #N/A | #N/A
10 | 14 | 18 | 4 | #N/A | #N/A | 1 | 1 | 0 | 0 | 0 | 0 | 0 | #N/A | #N/A | 0 | 0 | 0 | 0 | 0 | #N/A | #N/A | 0 | #N/A | #N/A | #N/A | #N/A
10 | 14 | 19 | 4 | #N/A | #N/A | 1 | 0 | 0 | 0 | 0 | 0 | 0 | #N/A | #N/A | 0 | 0 | 0 | 0 | 0 | #N/A | #N/A | 0 | #N/A | #N/A | #N/A | #N/A
10 | 14 | 20 | 4 | #N/A | #N/A | 1 | 0 | 0 | 0 | 0 | 0 | 0 | #N/A | #N/A | 0 | 0 | 0 | 0 | 0 | #N/A | #N/A | 0 | #N/A | #N/A | #N/A | #N/A
10 | 14 | 21 | 4 | #N/A | #N/A | 1 | 0 | 0 | 0 | 0 | 0 | 0 | #N/A | #N/A | 0 | 0 | 0 | 0 | 0 | #N/A | #N/A | 0 | #N/A | #N/A | #N/A | #N/A
10 | 14 | 22 | 4 | #N/A | #N/A | 1 | 0 | 0 | 0 | 0 | 0 | 0 | #N/A | #N/A | 0 | 0 | 0 | 0 | 0 | #N/A | #N/A | 0 | #N/A | #N/A | #N/A | #N/A
10 | 14 | 23 | 4 | #N/A | #N/A | 0 | 0 | 0 | 0 | 0 | 0 | 0 | #N/A | #N/A | 0 | 0 | 0 | 0 | 0 | #N/A | #N/A | 0 | #N/A | #N/A | #N/A | #N/A
10 | 14 | 24 | 4 | #N/A | #N/A | 0 | 0 | 0 | 0 | 0 | 0 | 0 | #N/A | #N/A | 0 | 0 | 0 | 0 | 0 | #N/A | #N/A | 0 | #N/A | #N/A | #N/A | #N/A
10 | 15 | 1 | 5 | #N/A | #N/A | 0 | 0 | 0 | 0 | 0 | 0 | 0 | #N/A | #N/A | 0 | 0 | 0 | 0 | 0 | #N/A | #N/A | 0 | #N/A | #N/A | #N/A | #N/A
10 | 15 | 2 | 5 | #N/A | #N/A | 0 | 0 | 0 | 0 | 0 | 0 | 0 | #N/A | #N/A | 0 | 0 | 0 | 0 | 0 | #N/A | #N/A | 0 | #N/A | #N/A | #N/A | #N/A
10 | 15 | 3 | 5 | #N/A | #N/A | 0 | 0 | 0 | 0 | 0 | 0 | 0 | #N/A | #N/A | 0 | 0 | 0 | 0 | 0 | #N/A | #N/A | 0 | #N/A | #N/A | #N/A | #N/A
10 | 15 | 4 | 5 | #N/A | #N/A | 0 | 0 | 0 | 0 | 0 | 0 | 0 | #N/A | #N/A | 0 | 0 | 0 | 0 | 0 | #N/A | #N/A | 0 | #N/A | #N/A | #N/A | #N/A
10 | 15 | 5 | 5 | #N/A | #N/A | 0 | 0 | 0 | 0 | 0 | 0 | 0 | #N/A | #N/A | 0 | 0 | 0 | 0 | 0 | #N/A | #N/A | 0 | #N/A | #N/A | #N/A | #N/A
10 | 15 | 6 | 5 | #N/A | #N/A | 1 | 0 | 0 | 0 | 0 | 0 | 0 | #N/A | #N/A | 0 | 0 | 0 | 0 | 0 | #N/A | #N/A | 0 | #N/A | #N/A | #N/A | #N/A
10 | 15 | 7 | 5 | #N/A | #N/A | 1 | 0 | 0 | 0 | 0 | 0 | 0 | #N/A | #N/A | 0 | 0 | 0 | 0 | 0 | #N/A | #N/A | 0 | #N/A | #N/A | #N/A | #N/A
10 | 15 | 8 | 5 | #N/A | #N/A | 1 | 0 | 0 | 0 | 0 | 0 | 0 | #N/A | #N/A | 0 | 0 | 0 | 0 | 0 | #N/A | #N/A | 0 | #N/A | #N/A | #N/A | #N/A
10 | 15 | 9 | 5 | #N/A | #N/A | 1 | 0 | 0 | 0 | 0 | 0 | 0 | #N/A | #N/A | 0 | 0 | 0 | 0 | 0 | #N/A | #N/A | 0 | #N/A | #N/A | #N/A | #N/A
10 | 15 | 10 | 5 | #N/A | #N/A | 1 | 0 | 0 | 0 | 0 | 0 | 0 | #N/A | #N/A | 0 | 0 | 0 | 0 | 0 | #N/A | #N/A | 0 | #N/A | #N/A | #N/A | #N/A
10 | 15 | 11 | 5 | #N/A | #N/A | 1 | 0 | 0 | 0 | 0 | 0 | 0 | #N/A | #N/A | 0 | 0 | 0 | 0 | 0 | #N/A | #N/A | 0 | #N/A | #N/A | #N/A | #N/A
10 | 15 | 12 | 5 | #N/A | #N/A | 1 | 0 | 0 | 0 | 0 | 0 | 0 | #N/A | #N/A | 0 | 0 | 0 | 0 | 0 | #N/A | #N/A | 0 | #N/A | #N/A | #N/A | #N/A
10 | 15 | 13 | 5 | #N/A | #N/A | 1 | 0 | 0 | 0 | 0 | 0 | 0 | #N/A | #N/A | 0 | 0 | 0 | 0 | 0 | #N/A | #N/A | 0 | #N/A | #N/A | #N/A | #N/A
10 | 15 | 14 | 5 | #N/A | #N/A | 1 | 0 | 0 | 0 | 0 | 0 | 0 | #N/A | #N/A | 0 | 0 | 0 | 0 | 0 | #N/A | #N/A | 0 | #N/A | #N/A | #N/A | #N/A
10 | 15 | 15 | 5 | #N/A | #N/A | 1 | 0 | 0 | 0 | 0 | 0 | 0 | #N/A | #N/A | 0 | 0 | 0 | 0 | 0 | #N/A | #N/A | 0 | #N/A | #N/A | #N/A | #N/A
10 | 15 | 16 | 5 | #N/A | #N/A | 1 | 0 | 0 | 0 | 0 | 0 | 0 | #N/A | #N/A | 0 | 0 | 0 | 0 | 0 | #N/A | #N/A | 0 | #N/A | #N/A | #N/A | #N/A
10 | 15 | 17 | 5 | #N/A | #N/A | 1 | 1 | 0 | 0 | 0 | 0 | 0 | #N/A | #N/A | 0 | 0 | 0 | 0 | 0 | #N/A | #N/A | 0 | #N/A | #N/A | #N/A | #N/A
10 | 15 | 18 | 5 | #N/A | #N/A | 1 | 1 | 0 | 0 | 0 | 0 | 0 | #N/A | #N/A | 0 | 0 | 0 | 0 | 0 | #N/A | #N/A | 0 | #N/A | #N/A | #N/A | #N/A
10 | 15 | 19 | 5 | #N/A | #N/A | 1 | 0 | 0 | 0 | 0 | 0 | 0 | #N/A | #N/A | 0 | 0 | 0 | 0 | 0 | #N/A | #N/A | 0 | #N/A | #N/A | #N/A | #N/A
10 | 15 | 20 | 5 | #N/A | #N/A | 1 | 0 | 0 | 0 | 0 | 0 | 0 | #N/A | #N/A | 0 | 0 | 0 | 0 | 0 | #N/A | #N/A | 0 | #N/A | #N/A | #N/A | #N/A
10 | 15 | 21 | 5 | #N/A | #N/A | 1 | 0 | 0 | 0 | 0 | 0 | 0 | #N/A | #N/A | 0 | 0 | 0 | 0 | 0 | #N/A | #N/A | 0 | #N/A | #N/A | #N/A | #N/A
10 | 15 | 22 | 5 | #N/A | #N/A | 1 | 0 | 0 | 0 | 0 | 0 | 0 | #N/A | #N/A | 0 | 0 | 0 | 0 | 0 | #N/A | #N/A | 0 | #N/A | #N/A | #N/A | #N/A
10 | 15 | 23 | 5 | #N/A | #N/A | 0 | 0 | 0 | 0 | 0 | 0 | 0 | #N/A | #N/A | 0 | 0 | 0 | 0 | 0 | #N/A | #N/A | 0 | #N/A | #N/A | #N/A | #N/A
10 | 15 | 24 | 5 | #N/A | #N/A | 0 | 0 | 0 | 0 | 0 | 0 | 0 | #N/A | #N/A | 0 | 0 | 0 | 0 | 0 | #N/A | #N/A | 0 | #N/A | #N/A | #N/A | #N/A
10 | 16 | 1 | 6 | #N/A | #N/A | 0 | 0 | 0 | 0 | 0 | 0 | 0 | #N/A | #N/A | 0 | 0 | 0 | 0 | 0 | #N/A | #N/A | 0 | #N/A | #N/A | #N/A | #N/A
10 | 16 | 2 | 6 | #N/A | #N/A | 0 | 0 | 0 | 0 | 0 | 0 | 0 | #N/A | #N/A | 0 | 0 | 0 | 0 | 0 | #N/A | #N/A | 0 | #N/A | #N/A | #N/A | #N/A
10 | 16 | 3 | 6 | #N/A | #N/A | 0 | 0 | 0 | 0 | 0 | 0 | 0 | #N/A | #N/A | 0 | 0 | 0 | 0 | 0 | #N/A | #N/A | 0 | #N/A | #N/A | #N/A | #N/A
10 | 16 | 4 | 6 | #N/A | #N/A | 0 | 0 | 0 | 0 | 0 | 0 | 0 | #N/A | #N/A | 0 | 0 | 0 | 0 | 0 | #N/A | #N/A | 0 | #N/A | #N/A | #N/A | #N/A
10 | 16 | 5 | 6 | #N/A | #N/A | 0 | 0 | 0 | 0 | 0 | 0 | 0 | #N/A | #N/A | 0 | 0 | 0 | 0 | 0 | #N/A | #N/A | 0 | #N/A | #N/A | #N/A | #N/A
10 | 16 | 6 | 6 | #N/A | #N/A | 0 | 0 | 0 | 0 | 0 | 0 | 0 | #N/A | #N/A | 0 | 0 | 0 | 0 | 0 | #N/A | #N/A | 0 | #N/A | #N/A | #N/A | #N/A
10 | 16 | 7 | 6 | #N/A | #N/A | 0 | 0 | 0 | 0 | 0 | 0 | 0 | #N/A | #N/A | 0 | 0 | 0 | 0 | 0 | #N/A | #N/A | 0 | #N/A | #N/A | #N/A | #N/A
10 | 16 | 8 | 6 | #N/A | #N/A | 0 | 0 | 0 | 0 | 0 | 0 | 0 | #N/A | #N/A | 0 | 0 | 0 | 0 | 0 | #N/A | #N/A | 0 | #N/A | #N/A | #N/A | #N/A
10 | 16 | 9 | 6 | #N/A | #N/A | 0 | 0 | 0 | 0 | 0 | 0 | 0 | #N/A | #N/A | 0 | 0 | 0 | 0 | 0 | #N/A | #N/A | 0 | #N/A | #N/A | #N/A | #N/A
10 | 16 | 10 | 6 | #N/A | #N/A | 0 | 0 | 0 | 0 | 0 | 0 | 0 | #N/A | #N/A | 0 | 0 | 0 | 0 | 0 | #N/A | #N/A | 0 | #N/A | #N/A | #N/A | #N/A
10 | 16 | 11 | 6 | #N/A | #N/A | 0 | 0 | 0 | 0 | 0 | 0 | 0 | #N/A | #N/A | 0 | 0 | 0 | 0 | 0 | #N/A | #N/A | 0 | #N/A | #N/A | #N/A | #N/A
10 | 16 | 12 | 6 | #N/A | #N/A | 0 | 0 | 0 | 0 | 0 | 0 | 0 | #N/A | #N/A | 0 | 0 | 0 | 0 | 0 | #N/A | #N/A | 0 | #N/A | #N/A | #N/A | #N/A
10 | 16 | 13 | 6 | #N/A | #N/A | 0 | 0 | 0 | 0 | 0 | 0 | 0 | #N/A | #N/A | 0 | 0 | 0 | 0 | 0 | #N/A | #N/A | 0 | #N/A | #N/A | #N/A | #N/A
10 | 16 | 14 | 6 | #N/A | #N/A | 0 | 0 | 0 | 0 | 0 | 0 | 0 | #N/A | #N/A | 0 | 0 | 0 | 0 | 0 | #N/A | #N/A | 0 | #N/A | #N/A | #N/A | #N/A
10 | 16 | 15 | 6 | #N/A | #N/A | 0 | 0 | 0 | 0 | 0 | 0 | 0 | #N/A | #N/A | 0 | 0 | 0 | 0 | 0 | #N/A | #N/A | 0 | #N/A | #N/A | #N/A | #N/A
10 | 16 | 16 | 6 | #N/A | #N/A | 0 | 0 | 0 | 0 | 0 | 0 | 0 | #N/A | #N/A | 0 | 0 | 0 | 0 | 0 | #N/A | #N/A | 0 | #N/A | #N/A | #N/A | #N/A
10 | 16 | 17 | 6 | #N/A | #N/A | 0 | 0 | 0 | 0 | 0 | 0 | 0 | #N/A | #N/A | 0 | 0 | 0 | 0 | 0 | #N/A | #N/A | 0 | #N/A | #N/A | #N/A | #N/A
10 | 16 | 18 | 6 | #N/A | #N/A | 0 | 0 | 0 | 0 | 0 | 0 | 0 | #N/A | #N/A | 0 | 0 | 0 | 0 | 0 | #N/A | #N/A | 0 | #N/A | #N/A | #N/A | #N/A
10 | 16 | 19 | 6 | #N/A | #N/A | 0 | 0 | 0 | 0 | 0 | 0 | 0 | #N/A | #N/A | 0 | 0 | 0 | 0 | 0 | #N/A | #N/A | 0 | #N/A | #N/A | #N/A | #N/A
10 | 16 | 20 | 6 | #N/A | #N/A | 0 | 0 | 0 | 0 | 0 | 0 | 0 | #N/A | #N/A | 0 | 0 | 0 | 0 | 0 | #N/A | #N/A | 0 | #N/A | #N/A | #N/A | #N/A
10 | 16 | 21 | 6 | #N/A | #N/A | 0 | 0 | 0 | 0 | 0 | 0 | 0 | #N/A | #N/A | 0 | 0 | 0 | 0 | 0 | #N/A | #N/A | 0 | #N/A | #N/A | #N/A | #N/A
10 | 16 | 22 | 6 | #N/A | #N/A | 0 | 0 | 0 | 0 | 0 | 0 | 0 | #N/A | #N/A | 0 | 0 | 0 | 0 | 0 | #N/A | #N/A | 0 | #N/A | #N/A | #N/A | #N/A
10 | 16 | 23 | 6 | #N/A | #N/A | 0 | 0 | 0 | 0 | 0 | 0 | 0 | #N/A | #N/A | 0 | 0 | 0 | 0 | 0 | #N/A | #N/A | 0 | #N/A | #N/A | #N/A | #N/A
10 | 16 | 24 | 6 | #N/A | #N/A | 0 | 0 | 0 | 0 | 0 | 0 | 0 | #N/A | #N/A | 0 | 0 | 0 | 0 | 0 | #N/A | #N/A | 0 | #N/A | #N/A | #N/A | #N/A
10 | 17 | 1 | 7 | #N/A | #N/A | 0 | 0 | 0 | 0 | 0 | 0 | 0 | #N/A | #N/A | 0 | 0 | 0 | 0 | 0 | #N/A | #N/A | 0 | #N/A | #N/A | #N/A | #N/A
10 | 17 | 2 | 7 | #N/A | #N/A | 0 | 0 | 0 | 0 | 0 | 0 | 0 | #N/A | #N/A | 0 | 0 | 0 | 0 | 0 | #N/A | #N/A | 0 | #N/A | #N/A | #N/A | #N/A
10 | 17 | 3 | 7 | #N/A | #N/A | 0 | 0 | 0 | 0 | 0 | 0 | 0 | #N/A | #N/A | 0 | 0 | 0 | 0 | 0 | #N/A | #N/A | 0 | #N/A | #N/A | #N/A | #N/A
10 | 17 | 4 | 7 | #N/A | #N/A | 0 | 0 | 0 | 0 | 0 | 0 | 0 | #N/A | #N/A | 0 | 0 | 0 | 0 | 0 | #N/A | #N/A | 0 | #N/A | #N/A | #N/A | #N/A
10 | 17 | 5 | 7 | #N/A | #N/A | 0 | 0 | 0 | 0 | 0 | 0 | 0 | #N/A | #N/A | 0 | 0 | 0 | 0 | 0 | #N/A | #N/A | 0 | #N/A | #N/A | #N/A | #N/A
10 | 17 | 6 | 7 | #N/A | #N/A | 0 | 0 | 0 | 0 | 0 | 0 | 0 | #N/A | #N/A | 0 | 0 | 0 | 0 | 0 | #N/A | #N/A | 0 | #N/A | #N/A | #N/A | #N/A
10 | 17 | 7 | 7 | #N/A | #N/A | 0 | 0 | 0 | 0 | 0 | 0 | 0 | #N/A | #N/A | 0 | 0 | 0 | 0 | 0 | #N/A | #N/A | 0 | #N/A | #N/A | #N/A | #N/A
10 | 17 | 8 | 7 | #N/A | #N/A | 0 | 0 | 0 | 0 | 0 | 0 | 0 | #N/A | #N/A | 0 | 0 | 0 | 0 | 0 | #N/A | #N/A | 0 | #N/A | #N/A | #N/A | #N/A
10 | 17 | 9 | 7 | #N/A | #N/A | 0 | 0 | 0 | 0 | 0 | 0 | 0 | #N/A | #N/A | 0 | 0 | 0 | 0 | 0 | #N/A | #N/A | 0 | #N/A | #N/A | #N/A | #N/A
10 | 17 | 10 | 7 | #N/A | #N/A | 0 | 0 | 0 | 0 | 0 | 0 | 0 | #N/A | #N/A | 0 | 0 | 0 | 0 | 0 | #N/A | #N/A | 0 | #N/A | #N/A | #N/A | #N/A
10 | 17 | 11 | 7 | #N/A | #N/A | 0 | 0 | 0 | 0 | 0 | 0 | 0 | #N/A | #N/A | 0 | 0 | 0 | 0 | 0 | #N/A | #N/A | 0 | #N/A | #N/A | #N/A | #N/A
10 | 17 | 12 | 7 | #N/A | #N/A | 0 | 0 | 0 | 0 | 0 | 0 | 0 | #N/A | #N/A | 0 | 0 | 0 | 0 | 0 | #N/A | #N/A | 0 | #N/A | #N/A | #N/A | #N/A
10 | 17 | 13 | 7 | #N/A | #N/A | 0 | 0 | 0 | 0 | 0 | 0 | 0 | #N/A | #N/A | 0 | 0 | 0 | 0 | 0 | #N/A | #N/A | 0 | #N/A | #N/A | #N/A | #N/A
10 | 17 | 14 | 7 | #N/A | #N/A | 0 | 0 | 0 | 0 | 0 | 0 | 0 | #N/A | #N/A | 0 | 0 | 0 | 0 | 0 | #N/A | #N/A | 0 | #N/A | #N/A | #N/A | #N/A
10 | 17 | 15 | 7 | #N/A | #N/A | 0 | 0 | 0 | 0 | 0 | 0 | 0 | #N/A | #N/A | 0 | 0 | 0 | 0 | 0 | #N/A | #N/A | 0 | #N/A | #N/A | #N/A | #N/A
10 | 17 | 16 | 7 | #N/A | #N/A | 0 | 0 | 0 | 0 | 0 | 0 | 0 | #N/A | #N/A | 0 | 0 | 0 | 0 | 0 | #N/A | #N/A | 0 | #N/A | #N/A | #N/A | #N/A
10 | 17 | 17 | 7 | #N/A | #N/A | 0 | 0 | 0 | 0 | 0 | 0 | 0 | #N/A | #N/A | 0 | 0 | 0 | 0 | 0 | #N/A | #N/A | 0 | #N/A | #N/A | #N/A | #N/A
10 | 17 | 18 | 7 | #N/A | #N/A | 0 | 0 | 0 | 0 | 0 | 0 | 0 | #N/A | #N/A | 0 | 0 | 0 | 0 | 0 | #N/A | #N/A | 0 | #N/A | #N/A | #N/A | #N/A
10 | 17 | 19 | 7 | #N/A | #N/A | 0 | 0 | 0 | 0 | 0 | 0 | 0 | #N/A | #N/A | 0 | 0 | 0 | 0 | 0 | #N/A | #N/A | 0 | #N/A | #N/A | #N/A | #N/A
10 | 17 | 20 | 7 | #N/A | #N/A | 0 | 0 | 0 | 0 | 0 | 0 | 0 | #N/A | #N/A | 0 | 0 | 0 | 0 | 0 | #N/A | #N/A | 0 | #N/A | #N/A | #N/A | #N/A
10 | 17 | 21 | 7 | #N/A | #N/A | 0 | 0 | 0 | 0 | 0 | 0 | 0 | #N/A | #N/A | 0 | 0 | 0 | 0 | 0 | #N/A | #N/A | 0 | #N/A | #N/A | #N/A | #N/A
10 | 17 | 22 | 7 | #N/A | #N/A | 0 | 0 | 0 | 0 | 0 | 0 | 0 | #N/A | #N/A | 0 | 0 | 0 | 0 | 0 | #N/A | #N/A | 0 | #N/A | #N/A | #N/A | #N/A
10 | 17 | 23 | 7 | #N/A | #N/A | 0 | 0 | 0 | 0 | 0 | 0 | 0 | #N/A | #N/A | 0 | 0 | 0 | 0 | 0 | #N/A | #N/A | 0 | #N/A | #N/A | #N/A | #N/A
10 | 17 | 24 | 7 | #N/A | #N/A | 0 | 0 | 0 | 0 | 0 | 0 | 0 | #N/A | #N/A | 0 | 0 | 0 | 0 | 0 | #N/A | #N/A | 0 | #N/A | #N/A | #N/A | #N/A
10 | 18 | 1 | 1 | #N/A | #N/A | 0 | 0 | 0 | 0 | 0 | 0 | 0 | #N/A | #N/A | 0 | 0 | 0 | 0 | 0 | #N/A | #N/A | 0 | #N/A | #N/A | #N/A | #N/A
10 | 18 | 2 | 1 | #N/A | #N/A | 0 | 0 | 0 | 0 | 0 | 0 | 0 | #N/A | #N/A | 0 | 0 | 0 | 0 | 0 | #N/A | #N/A | 0 | #N/A | #N/A | #N/A | #N/A
10 | 18 | 3 | 1 | #N/A | #N/A | 0 | 0 | 0 | 0 | 0 | 0 | 0 | #N/A | #N/A | 0 | 0 | 0 | 0 | 0 | #N/A | #N/A | 0 | #N/A | #N/A | #N/A | #N/A
10 | 18 | 4 | 1 | #N/A | #N/A | 0 | 0 | 0 | 0 | 0 | 0 | 0 | #N/A | #N/A | 0 | 0 | 0 | 0 | 0 | #N/A | #N/A | 0 | #N/A | #N/A | #N/A | #N/A
10 | 18 | 5 | 1 | #N/A | #N/A | 0 | 0 | 0 | 0 | 0 | 0 | 0 | #N/A | #N/A | 0 | 0 | 0 | 0 | 0 | #N/A | #N/A | 0 | #N/A | #N/A | #N/A | #N/A
10 | 18 | 6 | 1 | #N/A | #N/A | 1 | 0 | 0 | 0 | 0 | 0 | 0 | #N/A | #N/A | 0 | 0 | 0 | 0 | 0 | #N/A | #N/A | 0 | #N/A | #N/A | #N/A | #N/A
10 | 18 | 7 | 1 | #N/A | #N/A | 1 | 0 | 0 | 0 | 0 | 0 | 0 | #N/A | #N/A | 0 | 0 | 0 | 0 | 0 | #N/A | #N/A | 0 | #N/A | #N/A | #N/A | #N/A
10 | 18 | 8 | 1 | #N/A | #N/A | 1 | 0 | 0 | 0 | 0 | 0 | 0 | #N/A | #N/A | 0 | 0 | 0 | 0 | 0 | #N/A | #N/A | 0 | #N/A | #N/A | #N/A | #N/A
10 | 18 | 9 | 1 | #N/A | #N/A | 1 | 0 | 0 | 0 | 0 | 0 | 0 | #N/A | #N/A | 0 | 0 | 0 | 0 | 0 | #N/A | #N/A | 0 | #N/A | #N/A | #N/A | #N/A
10 | 18 | 10 | 1 | #N/A | #N/A | 1 | 0 | 0 | 0 | 0 | 0 | 0 | #N/A | #N/A | 0 | 0 | 0 | 0 | 0 | #N/A | #N/A | 0 | #N/A | #N/A | #N/A | #N/A
10 | 18 | 11 | 1 | #N/A | #N/A | 1 | 0 | 0 | 0 | 0 | 0 | 0 | #N/A | #N/A | 0 | 0 | 0 | 0 | 0 | #N/A | #N/A | 0 | #N/A | #N/A | #N/A | #N/A
10 | 18 | 12 | 1 | #N/A | #N/A | 1 | 0 | 0 | 0 | 0 | 0 | 0 | #N/A | #N/A | 0 | 0 | 0 | 0 | 0 | #N/A | #N/A | 0 | #N/A | #N/A | #N/A | #N/A
10 | 18 | 13 | 1 | #N/A | #N/A | 1 | 0 | 0 | 0 | 0 | 0 | 0 | #N/A | #N/A | 0 | 0 | 0 | 0 | 0 | #N/A | #N/A | 0 | #N/A | #N/A | #N/A | #N/A
10 | 18 | 14 | 1 | #N/A | #N/A | 1 | 0 | 0 | 0 | 0 | 0 | 0 | #N/A | #N/A | 0 | 0 | 0 | 0 | 0 | #N/A | #N/A | 0 | #N/A | #N/A | #N/A | #N/A
10 | 18 | 15 | 1 | #N/A | #N/A | 1 | 0 | 0 | 0 | 0 | 0 | 0 | #N/A | #N/A | 0 | 0 | 0 | 0 | 0 | #N/A | #N/A | 0 | #N/A | #N/A | #N/A | #N/A
10 | 18 | 16 | 1 | #N/A | #N/A | 1 | 0 | 0 | 0 | 0 | 0 | 0 | #N/A | #N/A | 0 | 0 | 0 | 0 | 0 | #N/A | #N/A | 0 | #N/A | #N/A | #N/A | #N/A
10 | 18 | 17 | 1 | #N/A | #N/A | 1 | 1 | 0 | 0 | 0 | 0 | 0 | #N/A | #N/A | 0 | 0 | 0 | 0 | 0 | #N/A | #N/A | 0 | #N/A | #N/A | #N/A | #N/A
10 | 18 | 18 | 1 | #N/A | #N/A | 1 | 1 | 0 | 0 | 0 | 0 | 0 | #N/A | #N/A | 0 | 0 | 0 | 0 | 0 | #N/A | #N/A | 0 | #N/A | #N/A | #N/A | #N/A
10 | 18 | 19 | 1 | #N/A | #N/A | 1 | 0 | 0 | 0 | 0 | 0 | 0 | #N/A | #N/A | 0 | 0 | 0 | 0 | 0 | #N/A | #N/A | 0 | #N/A | #N/A | #N/A | #N/A
10 | 18 | 20 | 1 | #N/A | #N/A | 1 | 0 | 0 | 0 | 0 | 0 | 0 | #N/A | #N/A | 0 | 0 | 0 | 0 | 0 | #N/A | #N/A | 0 | #N/A | #N/A | #N/A | #N/A
10 | 18 | 21 | 1 | #N/A | #N/A | 1 | 0 | 0 | 0 | 0 | 0 | 0 | #N/A | #N/A | 0 | 0 | 0 | 0 | 0 | #N/A | #N/A | 0 | #N/A | #N/A | #N/A | #N/A
10 | 18 | 22 | 1 | #N/A | #N/A | 1 | 0 | 0 | 0 | 0 | 0 | 0 | #N/A | #N/A | 0 | 0 | 0 | 0 | 0 | #N/A | #N/A | 0 | #N/A | #N/A | #N/A | #N/A
10 | 18 | 23 | 1 | #N/A | #N/A | 0 | 0 | 0 | 0 | 0 | 0 | 0 | #N/A | #N/A | 0 | 0 | 0 | 0 | 0 | #N/A | #N/A | 0 | #N/A | #N/A | #N/A | #N/A
10 | 18 | 24 | 1 | #N/A | #N/A | 0 | 0 | 0 | 0 | 0 | 0 | 0 | #N/A | #N/A | 0 | 0 | 0 | 0 | 0 | #N/A | #N/A | 0 | #N/A | #N/A | #N/A | #N/A
10 | 19 | 1 | 2 | #N/A | #N/A | 0 | 0 | 0 | 0 | 0 | 0 | 0 | #N/A | #N/A | 0 | 0 | 0 | 0 | 0 | #N/A | #N/A | 0 | #N/A | #N/A | #N/A | #N/A
10 | 19 | 2 | 2 | #N/A | #N/A | 0 | 0 | 0 | 0 | 0 | 0 | 0 | #N/A | #N/A | 0 | 0 | 0 | 0 | 0 | #N/A | #N/A | 0 | #N/A | #N/A | #N/A | #N/A
10 | 19 | 3 | 2 | #N/A | #N/A | 0 | 0 | 0 | 0 | 0 | 0 | 0 | #N/A | #N/A | 0 | 0 | 0 | 0 | 0 | #N/A | #N/A | 0 | #N/A | #N/A | #N/A | #N/A
10 | 19 | 4 | 2 | #N/A | #N/A | 0 | 0 | 0 | 0 | 0 | 0 | 0 | #N/A | #N/A | 0 | 0 | 0 | 0 | 0 | #N/A | #N/A | 0 | #N/A | #N/A | #N/A | #N/A
10 | 19 | 5 | 2 | #N/A | #N/A | 0 | 0 | 0 | 0 | 0 | 0 | 0 | #N/A | #N/A | 0 | 0 | 0 | 0 | 0 | #N/A | #N/A | 0 | #N/A | #N/A | #N/A | #N/A
10 | 19 | 6 | 2 | #N/A | #N/A | 1 | 0 | 0 | 0 | 0 | 0 | 0 | #N/A | #N/A | 0 | 0 | 0 | 0 | 0 | #N/A | #N/A | 0 | #N/A | #N/A | #N/A | #N/A
10 | 19 | 7 | 2 | #N/A | #N/A | 1 | 0 | 0 | 0 | 0 | 0 | 0 | #N/A | #N/A | 0 | 0 | 0 | 0 | 0 | #N/A | #N/A | 0 | #N/A | #N/A | #N/A | #N/A
10 | 19 | 8 | 2 | #N/A | #N/A | 1 | 0 | 0 | 0 | 0 | 0 | 0 | #N/A | #N/A | 0 | 0 | 0 | 0 | 0 | #N/A | #N/A | 0 | #N/A | #N/A | #N/A | #N/A
10 | 19 | 9 | 2 | #N/A | #N/A | 1 | 0 | 0 | 0 | 0 | 0 | 0 | #N/A | #N/A | 0 | 0 | 0 | 0 | 0 | #N/A | #N/A | 0 | #N/A | #N/A | #N/A | #N/A
10 | 19 | 10 | 2 | #N/A | #N/A | 1 | 0 | 0 | 0 | 0 | 0 | 0 | #N/A | #N/A | 0 | 0 | 0 | 0 | 0 | #N/A | #N/A | 0 | #N/A | #N/A | #N/A | #N/A
10 | 19 | 11 | 2 | #N/A | #N/A | 1 | 0 | 0 | 0 | 0 | 0 | 0 | #N/A | #N/A | 0 | 0 | 0 | 0 | 0 | #N/A | #N/A | 0 | #N/A | #N/A | #N/A | #N/A
10 | 19 | 12 | 2 | #N/A | #N/A | 1 | 0 | 0 | 0 | 0 | 0 | 0 | #N/A | #N/A | 0 | 0 | 0 | 0 | 0 | #N/A | #N/A | 0 | #N/A | #N/A | #N/A | #N/A
10 | 19 | 13 | 2 | #N/A | #N/A | 1 | 0 | 0 | 0 | 0 | 0 | 0 | #N/A | #N/A | 0 | 0 | 0 | 0 | 0 | #N/A | #N/A | 0 | #N/A | #N/A | #N/A | #N/A
10 | 19 | 14 | 2 | #N/A | #N/A | 1 | 0 | 0 | 0 | 0 | 0 | 0 | #N/A | #N/A | 0 | 0 | 0 | 0 | 0 | #N/A | #N/A | 0 | #N/A | #N/A | #N/A | #N/A
10 | 19 | 15 | 2 | #N/A | #N/A | 1 | 0 | 0 | 0 | 0 | 0 | 0 | #N/A | #N/A | 0 | 0 | 0 | 0 | 0 | #N/A | #N/A | 0 | #N/A | #N/A | #N/A | #N/A
10 | 19 | 16 | 2 | #N/A | #N/A | 1 | 0 | 0 | 0 | 0 | 0 | 0 | #N/A | #N/A | 0 | 0 | 0 | 0 | 0 | #N/A | #N/A | 0 | #N/A | #N/A | #N/A | #N/A
10 | 19 | 17 | 2 | #N/A | #N/A | 1 | 1 | 0 | 0 | 0 | 0 | 0 | #N/A | #N/A | 0 | 0 | 0 | 0 | 0 | #N/A | #N/A | 0 | #N/A | #N/A | #N/A | #N/A
10 | 19 | 18 | 2 | #N/A | #N/A | 1 | 1 | 0 | 0 | 0 | 0 | 0 | #N/A | #N/A | 0 | 0 | 0 | 0 | 0 | #N/A | #N/A | 0 | #N/A | #N/A | #N/A | #N/A
10 | 19 | 19 | 2 | #N/A | #N/A | 1 | 0 | 0 | 0 | 0 | 0 | 0 | #N/A | #N/A | 0 | 0 | 0 | 0 | 0 | #N/A | #N/A | 0 | #N/A | #N/A | #N/A | #N/A
10 | 19 | 20 | 2 | #N/A | #N/A | 1 | 0 | 0 | 0 | 0 | 0 | 0 | #N/A | #N/A | 0 | 0 | 0 | 0 | 0 | #N/A | #N/A | 0 | #N/A | #N/A | #N/A | #N/A
10 | 19 | 21 | 2 | #N/A | #N/A | 1 | 0 | 0 | 0 | 0 | 0 | 0 | #N/A | #N/A | 0 | 0 | 0 | 0 | 0 | #N/A | #N/A | 0 | #N/A | #N/A | #N/A | #N/A
10 | 19 | 22 | 2 | #N/A | #N/A | 1 | 0 | 0 | 0 | 0 | 0 | 0 | #N/A | #N/A | 0 | 0 | 0 | 0 | 0 | #N/A | #N/A | 0 | #N/A | #N/A | #N/A | #N/A
10 | 19 | 23 | 2 | #N/A | #N/A | 0 | 0 | 0 | 0 | 0 | 0 | 0 | #N/A | #N/A | 0 | 0 | 0 | 0 | 0 | #N/A | #N/A | 0 | #N/A | #N/A | #N/A | #N/A
10 | 19 | 24 | 2 | #N/A | #N/A | 0 | 0 | 0 | 0 | 0 | 0 | 0 | #N/A | #N/A | 0 | 0 | 0 | 0 | 0 | #N/A | #N/A | 0 | #N/A | #N/A | #N/A | #N/A
10 | 20 | 1 | 3 | #N/A | #N/A | 0 | 0 | 0 | 0 | 0 | 0 | 0 | #N/A | #N/A | 0 | 0 | 0 | 0 | 0 | #N/A | #N/A | 0 | #N/A | #N/A | #N/A | #N/A
10 | 20 | 2 | 3 | #N/A | #N/A | 0 | 0 | 0 | 0 | 0 | 0 | 0 | #N/A | #N/A | 0 | 0 | 0 | 0 | 0 | #N/A | #N/A | 0 | #N/A | #N/A | #N/A | #N/A
10 | 20 | 3 | 3 | #N/A | #N/A | 0 | 0 | 0 | 0 | 0 | 0 | 0 | #N/A | #N/A | 0 | 0 | 0 | 0 | 0 | #N/A | #N/A | 0 | #N/A | #N/A | #N/A | #N/A
10 | 20 | 4 | 3 | #N/A | #N/A | 0 | 0 | 0 | 0 | 0 | 0 | 0 | #N/A | #N/A | 0 | 0 | 0 | 0 | 0 | #N/A | #N/A | 0 | #N/A | #N/A | #N/A | #N/A
10 | 20 | 5 | 3 | #N/A | #N/A | 0 | 0 | 0 | 0 | 0 | 0 | 0 | #N/A | #N/A | 0 | 0 | 0 | 0 | 0 | #N/A | #N/A | 0 | #N/A | #N/A | #N/A | #N/A
10 | 20 | 6 | 3 | #N/A | #N/A | 1 | 0 | 0 | 0 | 0 | 0 | 0 | #N/A | #N/A | 0 | 0 | 0 | 0 | 0 | #N/A | #N/A | 0 | #N/A | #N/A | #N/A | #N/A
10 | 20 | 7 | 3 | #N/A | #N/A | 1 | 0 | 0 | 0 | 0 | 0 | 0 | #N/A | #N/A | 0 | 0 | 0 | 0 | 0 | #N/A | #N/A | 0 | #N/A | #N/A | #N/A | #N/A
10 | 20 | 8 | 3 | #N/A | #N/A | 1 | 0 | 0 | 0 | 0 | 0 | 0 | #N/A | #N/A | 0 | 0 | 0 | 0 | 0 | #N/A | #N/A | 0 | #N/A | #N/A | #N/A | #N/A
10 | 20 | 9 | 3 | #N/A | #N/A | 1 | 0 | 0 | 0 | 0 | 0 | 0 | #N/A | #N/A | 0 | 0 | 0 | 0 | 0 | #N/A | #N/A | 0 | #N/A | #N/A | #N/A | #N/A
10 | 20 | 10 | 3 | #N/A | #N/A | 1 | 0 | 0 | 0 | 0 | 0 | 0 | #N/A | #N/A | 0 | 0 | 0 | 0 | 0 | #N/A | #N/A | 0 | #N/A | #N/A | #N/A | #N/A
10 | 20 | 11 | 3 | #N/A | #N/A | 1 | 0 | 0 | 0 | 0 | 0 | 0 | #N/A | #N/A | 0 | 0 | 0 | 0 | 0 | #N/A | #N/A | 0 | #N/A | #N/A | #N/A | #N/A
10 | 20 | 12 | 3 | #N/A | #N/A | 1 | 0 | 0 | 0 | 0 | 0 | 0 | #N/A | #N/A | 0 | 0 | 0 | 0 | 0 | #N/A | #N/A | 0 | #N/A | #N/A | #N/A | #N/A
10 | 20 | 13 | 3 | #N/A | #N/A | 1 | 0 | 0 | 0 | 0 | 0 | 0 | #N/A | #N/A | 0 | 0 | 0 | 0 | 0 | #N/A | #N/A | 0 | #N/A | #N/A | #N/A | #N/A
10 | 20 | 14 | 3 | #N/A | #N/A | 1 | 0 | 0 | 0 | 0 | 0 | 0 | #N/A | #N/A | 0 | 0 | 0 | 0 | 0 | #N/A | #N/A | 0 | #N/A | #N/A | #N/A | #N/A
10 | 20 | 15 | 3 | #N/A | #N/A | 1 | 0 | 0 | 0 | 0 | 0 | 0 | #N/A | #N/A | 0 | 0 | 0 | 0 | 0 | #N/A | #N/A | 0 | #N/A | #N/A | #N/A | #N/A
10 | 20 | 16 | 3 | #N/A | #N/A | 1 | 0 | 0 | 0 | 0 | 0 | 0 | #N/A | #N/A | 0 | 0 | 0 | 0 | 0 | #N/A | #N/A | 0 | #N/A | #N/A | #N/A | #N/A
10 | 20 | 17 | 3 | #N/A | #N/A | 1 | 1 | 0 | 0 | 0 | 0 | 0 | #N/A | #N/A | 0 | 0 | 0 | 0 | 0 | #N/A | #N/A | 0 | #N/A | #N/A | #N/A | #N/A
10 | 20 | 18 | 3 | #N/A | #N/A | 1 | 1 | 0 | 0 | 0 | 0 | 0 | #N/A | #N/A | 0 | 0 | 0 | 0 | 0 | #N/A | #N/A | 0 | #N/A | #N/A | #N/A | #N/A
10 | 20 | 19 | 3 | #N/A | #N/A | 1 | 0 | 0 | 0 | 0 | 0 | 0 | #N/A | #N/A | 0 | 0 | 0 | 0 | 0 | #N/A | #N/A | 0 | #N/A | #N/A | #N/A | #N/A
10 | 20 | 20 | 3 | #N/A | #N/A | 1 | 0 | 0 | 0 | 0 | 0 | 0 | #N/A | #N/A | 0 | 0 | 0 | 0 | 0 | #N/A | #N/A | 0 | #N/A | #N/A | #N/A | #N/A
10 | 20 | 21 | 3 | #N/A | #N/A | 1 | 0 | 0 | 0 | 0 | 0 | 0 | #N/A | #N/A | 0 | 0 | 0 | 0 | 0 | #N/A | #N/A | 0 | #N/A | #N/A | #N/A | #N/A
10 | 20 | 22 | 3 | #N/A | #N/A | 1 | 0 | 0 | 0 | 0 | 0 | 0 | #N/A | #N/A | 0 | 0 | 0 | 0 | 0 | #N/A | #N/A | 0 | #N/A | #N/A | #N/A | #N/A
10 | 20 | 23 | 3 | #N/A | #N/A | 0 | 0 | 0 | 0 | 0 | 0 | 0 | #N/A | #N/A | 0 | 0 | 0 | 0 | 0 | #N/A | #N/A | 0 | #N/A | #N/A | #N/A | #N/A
10 | 20 | 24 | 3 | #N/A | #N/A | 0 | 0 | 0 | 0 | 0 | 0 | 0 | #N/A | #N/A | 0 | 0 | 0 | 0 | 0 | #N/A | #N/A | 0 | #N/A | #N/A | #N/A | #N/A
10 | 21 | 1 | 4 | #N/A | #N/A | 0 | 0 | 0 | 0 | 0 | 0 | 0 | #N/A | #N/A | 0 | 0 | 0 | 0 | 0 | #N/A | #N/A | 0 | #N/A | #N/A | #N/A | #N/A
10 | 21 | 2 | 4 | #N/A | #N/A | 0 | 0 | 0 | 0 | 0 | 0 | 0 | #N/A | #N/A | 0 | 0 | 0 | 0 | 0 | #N/A | #N/A | 0 | #N/A | #N/A | #N/A | #N/A
10 | 21 | 3 | 4 | #N/A | #N/A | 0 | 0 | 0 | 0 | 0 | 0 | 0 | #N/A | #N/A | 0 | 0 | 0 | 0 | 0 | #N/A | #N/A | 0 | #N/A | #N/A | #N/A | #N/A
10 | 21 | 4 | 4 | #N/A | #N/A | 0 | 0 | 0 | 0 | 0 | 0 | 0 | #N/A | #N/A | 0 | 0 | 0 | 0 | 0 | #N/A | #N/A | 0 | #N/A | #N/A | #N/A | #N/A
10 | 21 | 5 | 4 | #N/A | #N/A | 0 | 0 | 0 | 0 | 0 | 0 | 0 | #N/A | #N/A | 0 | 0 | 0 | 0 | 0 | #N/A | #N/A | 0 | #N/A | #N/A | #N/A | #N/A
10 | 21 | 6 | 4 | #N/A | #N/A | 1 | 0 | 0 | 0 | 0 | 0 | 0 | #N/A | #N/A | 0 | 0 | 0 | 0 | 0 | #N/A | #N/A | 0 | #N/A | #N/A | #N/A | #N/A
10 | 21 | 7 | 4 | #N/A | #N/A | 1 | 0 | 0 | 0 | 0 | 0 | 0 | #N/A | #N/A | 0 | 0 | 0 | 0 | 0 | #N/A | #N/A | 0 | #N/A | #N/A | #N/A | #N/A
10 | 21 | 8 | 4 | #N/A | #N/A | 1 | 0 | 0 | 0 | 0 | 0 | 0 | #N/A | #N/A | 0 | 0 | 0 | 0 | 0 | #N/A | #N/A | 0 | #N/A | #N/A | #N/A | #N/A
10 | 21 | 9 | 4 | #N/A | #N/A | 1 | 0 | 0 | 0 | 0 | 0 | 0 | #N/A | #N/A | 0 | 0 | 0 | 0 | 0 | #N/A | #N/A | 0 | #N/A | #N/A | #N/A | #N/A
10 | 21 | 10 | 4 | #N/A | #N/A | 1 | 0 | 0 | 0 | 0 | 0 | 0 | #N/A | #N/A | 0 | 0 | 0 | 0 | 0 | #N/A | #N/A | 0 | #N/A | #N/A | #N/A | #N/A
10 | 21 | 11 | 4 | #N/A | #N/A | 1 | 0 | 0 | 0 | 0 | 0 | 0 | #N/A | #N/A | 0 | 0 | 0 | 0 | 0 | #N/A | #N/A | 0 | #N/A | #N/A | #N/A | #N/A
10 | 21 | 12 | 4 | #N/A | #N/A | 1 | 0 | 0 | 0 | 0 | 0 | 0 | #N/A | #N/A | 0 | 0 | 0 | 0 | 0 | #N/A | #N/A | 0 | #N/A | #N/A | #N/A | #N/A
10 | 21 | 13 | 4 | #N/A | #N/A | 1 | 0 | 0 | 0 | 0 | 0 | 0 | #N/A | #N/A | 0 | 0 | 0 | 0 | 0 | #N/A | #N/A | 0 | #N/A | #N/A | #N/A | #N/A
10 | 21 | 14 | 4 | #N/A | #N/A | 1 | 0 | 0 | 0 | 0 | 0 | 0 | #N/A | #N/A | 0 | 0 | 0 | 0 | 0 | #N/A | #N/A | 0 | #N/A | #N/A | #N/A | #N/A
10 | 21 | 15 | 4 | #N/A | #N/A | 1 | 0 | 0 | 0 | 0 | 0 | 0 | #N/A | #N/A | 0 | 0 | 0 | 0 | 0 | #N/A | #N/A | 0 | #N/A | #N/A | #N/A | #N/A
10 | 21 | 16 | 4 | #N/A | #N/A | 1 | 0 | 0 | 0 | 0 | 0 | 0 | #N/A | #N/A | 0 | 0 | 0 | 0 | 0 | #N/A | #N/A | 0 | #N/A | #N/A | #N/A | #N/A
10 | 21 | 17 | 4 | #N/A | #N/A | 1 | 1 | 0 | 0 | 0 | 0 | 0 | #N/A | #N/A | 0 | 0 | 0 | 0 | 0 | #N/A | #N/A | 0 | #N/A | #N/A | #N/A | #N/A
10 | 21 | 18 | 4 | #N/A | #N/A | 1 | 1 | 0 | 0 | 0 | 0 | 0 | #N/A | #N/A | 0 | 0 | 0 | 0 | 0 | #N/A | #N/A | 0 | #N/A | #N/A | #N/A | #N/A
10 | 21 | 19 | 4 | #N/A | #N/A | 1 | 0 | 0 | 0 | 0 | 0 | 0 | #N/A | #N/A | 0 | 0 | 0 | 0 | 0 | #N/A | #N/A | 0 | #N/A | #N/A | #N/A | #N/A
10 | 21 | 20 | 4 | #N/A | #N/A | 1 | 0 | 0 | 0 | 0 | 0 | 0 | #N/A | #N/A | 0 | 0 | 0 | 0 | 0 | #N/A | #N/A | 0 | #N/A | #N/A | #N/A | #N/A
10 | 21 | 21 | 4 | #N/A | #N/A | 1 | 0 | 0 | 0 | 0 | 0 | 0 | #N/A | #N/A | 0 | 0 | 0 | 0 | 0 | #N/A | #N/A | 0 | #N/A | #N/A | #N/A | #N/A
10 | 21 | 22 | 4 | #N/A | #N/A | 1 | 0 | 0 | 0 | 0 | 0 | 0 | #N/A | #N/A | 0 | 0 | 0 | 0 | 0 | #N/A | #N/A | 0 | #N/A | #N/A | #N/A | #N/A
10 | 21 | 23 | 4 | #N/A | #N/A | 0 | 0 | 0 | 0 | 0 | 0 | 0 | #N/A | #N/A | 0 | 0 | 0 | 0 | 0 | #N/A | #N/A | 0 | #N/A | #N/A | #N/A | #N/A
10 | 21 | 24 | 4 | #N/A | #N/A | 0 | 0 | 0 | 0 | 0 | 0 | 0 | #N/A | #N/A | 0 | 0 | 0 | 0 | 0 | #N/A | #N/A | 0 | #N/A | #N/A | #N/A | #N/A
10 | 22 | 1 | 5 | #N/A | #N/A | 0 | 0 | 0 | 0 | 0 | 0 | 0 | #N/A | #N/A | 0 | 0 | 0 | 0 | 0 | #N/A | #N/A | 0 | #N/A | #N/A | #N/A | #N/A
10 | 22 | 2 | 5 | #N/A | #N/A | 0 | 0 | 0 | 0 | 0 | 0 | 0 | #N/A | #N/A | 0 | 0 | 0 | 0 | 0 | #N/A | #N/A | 0 | #N/A | #N/A | #N/A | #N/A
10 | 22 | 3 | 5 | #N/A | #N/A | 0 | 0 | 0 | 0 | 0 | 0 | 0 | #N/A | #N/A | 0 | 0 | 0 | 0 | 0 | #N/A | #N/A | 0 | #N/A | #N/A | #N/A | #N/A
10 | 22 | 4 | 5 | #N/A | #N/A | 0 | 0 | 0 | 0 | 0 | 0 | 0 | #N/A | #N/A | 0 | 0 | 0 | 0 | 0 | #N/A | #N/A | 0 | #N/A | #N/A | #N/A | #N/A
10 | 22 | 5 | 5 | #N/A | #N/A | 0 | 0 | 0 | 0 | 0 | 0 | 0 | #N/A | #N/A | 0 | 0 | 0 | 0 | 0 | #N/A | #N/A | 0 | #N/A | #N/A | #N/A | #N/A
10 | 22 | 6 | 5 | #N/A | #N/A | 1 | 0 | 0 | 0 | 0 | 0 | 0 | #N/A | #N/A | 0 | 0 | 0 | 0 | 0 | #N/A | #N/A | 0 | #N/A | #N/A | #N/A | #N/A
10 | 22 | 7 | 5 | #N/A | #N/A | 1 | 0 | 0 | 0 | 0 | 0 | 0 | #N/A | #N/A | 0 | 0 | 0 | 0 | 0 | #N/A | #N/A | 0 | #N/A | #N/A | #N/A | #N/A
10 | 22 | 8 | 5 | #N/A | #N/A | 1 | 0 | 0 | 0 | 0 | 0 | 0 | #N/A | #N/A | 0 | 0 | 0 | 0 | 0 | #N/A | #N/A | 0 | #N/A | #N/A | #N/A | #N/A
10 | 22 | 9 | 5 | #N/A | #N/A | 1 | 0 | 0 | 0 | 0 | 0 | 0 | #N/A | #N/A | 0 | 0 | 0 | 0 | 0 | #N/A | #N/A | 0 | #N/A | #N/A | #N/A | #N/A
10 | 22 | 10 | 5 | #N/A | #N/A | 1 | 0 | 0 | 0 | 0 | 0 | 0 | #N/A | #N/A | 0 | 0 | 0 | 0 | 0 | #N/A | #N/A | 0 | #N/A | #N/A | #N/A | #N/A
10 | 22 | 11 | 5 | #N/A | #N/A | 1 | 0 | 0 | 0 | 0 | 0 | 0 | #N/A | #N/A | 0 | 0 | 0 | 0 | 0 | #N/A | #N/A | 0 | #N/A | #N/A | #N/A | #N/A
10 | 22 | 12 | 5 | #N/A | #N/A | 1 | 0 | 0 | 0 | 0 | 0 | 0 | #N/A | #N/A | 0 | 0 | 0 | 0 | 0 | #N/A | #N/A | 0 | #N/A | #N/A | #N/A | #N/A
10 | 22 | 13 | 5 | #N/A | #N/A | 1 | 0 | 0 | 0 | 0 | 0 | 0 | #N/A | #N/A | 0 | 0 | 0 | 0 | 0 | #N/A | #N/A | 0 | #N/A | #N/A | #N/A | #N/A
10 | 22 | 14 | 5 | #N/A | #N/A | 1 | 0 | 0 | 0 | 0 | 0 | 0 | #N/A | #N/A | 0 | 0 | 0 | 0 | 0 | #N/A | #N/A | 0 | #N/A | #N/A | #N/A | #N/A
10 | 22 | 15 | 5 | #N/A | #N/A | 1 | 0 | 0 | 0 | 0 | 0 | 0 | #N/A | #N/A | 0 | 0 | 0 | 0 | 0 | #N/A | #N/A | 0 | #N/A | #N/A | #N/A | #N/A
10 | 22 | 16 | 5 | #N/A | #N/A | 1 | 0 | 0 | 0 | 0 | 0 | 0 | #N/A | #N/A | 0 | 0 | 0 | 0 | 0 | #N/A | #N/A | 0 | #N/A | #N/A | #N/A | #N/A
10 | 22 | 17 | 5 | #N/A | #N/A | 1 | 1 | 0 | 0 | 0 | 0 | 0 | #N/A | #N/A | 0 | 0 | 0 | 0 | 0 | #N/A | #N/A | 0 | #N/A | #N/A | #N/A | #N/A
10 | 22 | 18 | 5 | #N/A | #N/A | 1 | 1 | 0 | 0 | 0 | 0 | 0 | #N/A | #N/A | 0 | 0 | 0 | 0 | 0 | #N/A | #N/A | 0 | #N/A | #N/A | #N/A | #N/A
10 | 22 | 19 | 5 | #N/A | #N/A | 1 | 0 | 0 | 0 | 0 | 0 | 0 | #N/A | #N/A | 0 | 0 | 0 | 0 | 0 | #N/A | #N/A | 0 | #N/A | #N/A | #N/A | #N/A
10 | 22 | 20 | 5 | #N/A | #N/A | 1 | 0 | 0 | 0 | 0 | 0 | 0 | #N/A | #N/A | 0 | 0 | 0 | 0 | 0 | #N/A | #N/A | 0 | #N/A | #N/A | #N/A | #N/A
10 | 22 | 21 | 5 | #N/A | #N/A | 1 | 0 | 0 | 0 | 0 | 0 | 0 | #N/A | #N/A | 0 | 0 | 0 | 0 | 0 | #N/A | #N/A | 0 | #N/A | #N/A | #N/A | #N/A
10 | 22 | 22 | 5 | #N/A | #N/A | 1 | 0 | 0 | 0 | 0 | 0 | 0 | #N/A | #N/A | 0 | 0 | 0 | 0 | 0 | #N/A | #N/A | 0 | #N/A | #N/A | #N/A | #N/A
10 | 22 | 23 | 5 | #N/A | #N/A | 0 | 0 | 0 | 0 | 0 | 0 | 0 | #N/A | #N/A | 0 | 0 | 0 | 0 | 0 | #N/A | #N/A | 0 | #N/A | #N/A | #N/A | #N/A
10 | 22 | 24 | 5 | #N/A | #N/A | 0 | 0 | 0 | 0 | 0 | 0 | 0 | #N/A | #N/A | 0 | 0 | 0 | 0 | 0 | #N/A | #N/A | 0 | #N/A | #N/A | #N/A | #N/A
10 | 23 | 1 | 6 | #N/A | #N/A | 0 | 0 | 0 | 0 | 0 | 0 | 0 | #N/A | #N/A | 0 | 0 | 0 | 0 | 0 | #N/A | #N/A | 0 | #N/A | #N/A | #N/A | #N/A
10 | 23 | 2 | 6 | #N/A | #N/A | 0 | 0 | 0 | 0 | 0 | 0 | 0 | #N/A | #N/A | 0 | 0 | 0 | 0 | 0 | #N/A | #N/A | 0 | #N/A | #N/A | #N/A | #N/A
10 | 23 | 3 | 6 | #N/A | #N/A | 0 | 0 | 0 | 0 | 0 | 0 | 0 | #N/A | #N/A | 0 | 0 | 0 | 0 | 0 | #N/A | #N/A | 0 | #N/A | #N/A | #N/A | #N/A
10 | 23 | 4 | 6 | #N/A | #N/A | 0 | 0 | 0 | 0 | 0 | 0 | 0 | #N/A | #N/A | 0 | 0 | 0 | 0 | 0 | #N/A | #N/A | 0 | #N/A | #N/A | #N/A | #N/A
10 | 23 | 5 | 6 | #N/A | #N/A | 0 | 0 | 0 | 0 | 0 | 0 | 0 | #N/A | #N/A | 0 | 0 | 0 | 0 | 0 | #N/A | #N/A | 0 | #N/A | #N/A | #N/A | #N/A
10 | 23 | 6 | 6 | #N/A | #N/A | 0 | 0 | 0 | 0 | 0 | 0 | 0 | #N/A | #N/A | 0 | 0 | 0 | 0 | 0 | #N/A | #N/A | 0 | #N/A | #N/A | #N/A | #N/A
10 | 23 | 7 | 6 | #N/A | #N/A | 0 | 0 | 0 | 0 | 0 | 0 | 0 | #N/A | #N/A | 0 | 0 | 0 | 0 | 0 | #N/A | #N/A | 0 | #N/A | #N/A | #N/A | #N/A
10 | 23 | 8 | 6 | #N/A | #N/A | 0 | 0 | 0 | 0 | 0 | 0 | 0 | #N/A | #N/A | 0 | 0 | 0 | 0 | 0 | #N/A | #N/A | 0 | #N/A | #N/A | #N/A | #N/A
10 | 23 | 9 | 6 | #N/A | #N/A | 0 | 0 | 0 | 0 | 0 | 0 | 0 | #N/A | #N/A | 0 | 0 | 0 | 0 | 0 | #N/A | #N/A | 0 | #N/A | #N/A | #N/A | #N/A
10 | 23 | 10 | 6 | #N/A | #N/A | 0 | 0 | 0 | 0 | 0 | 0 | 0 | #N/A | #N/A | 0 | 0 | 0 | 0 | 0 | #N/A | #N/A | 0 | #N/A | #N/A | #N/A | #N/A
10 | 23 | 11 | 6 | #N/A | #N/A | 0 | 0 | 0 | 0 | 0 | 0 | 0 | #N/A | #N/A | 0 | 0 | 0 | 0 | 0 | #N/A | #N/A | 0 | #N/A | #N/A | #N/A | #N/A
10 | 23 | 12 | 6 | #N/A | #N/A | 0 | 0 | 0 | 0 | 0 | 0 | 0 | #N/A | #N/A | 0 | 0 | 0 | 0 | 0 | #N/A | #N/A | 0 | #N/A | #N/A | #N/A | #N/A
10 | 23 | 13 | 6 | #N/A | #N/A | 0 | 0 | 0 | 0 | 0 | 0 | 0 | #N/A | #N/A | 0 | 0 | 0 | 0 | 0 | #N/A | #N/A | 0 | #N/A | #N/A | #N/A | #N/A
10 | 23 | 14 | 6 | #N/A | #N/A | 0 | 0 | 0 | 0 | 0 | 0 | 0 | #N/A | #N/A | 0 | 0 | 0 | 0 | 0 | #N/A | #N/A | 0 | #N/A | #N/A | #N/A | #N/A
10 | 23 | 15 | 6 | #N/A | #N/A | 0 | 0 | 0 | 0 | 0 | 0 | 0 | #N/A | #N/A | 0 | 0 | 0 | 0 | 0 | #N/A | #N/A | 0 | #N/A | #N/A | #N/A | #N/A
10 | 23 | 16 | 6 | #N/A | #N/A | 0 | 0 | 0 | 0 | 0 | 0 | 0 | #N/A | #N/A | 0 | 0 | 0 | 0 | 0 | #N/A | #N/A | 0 | #N/A | #N/A | #N/A | #N/A
10 | 23 | 17 | 6 | #N/A | #N/A | 0 | 0 | 0 | 0 | 0 | 0 | 0 | #N/A | #N/A | 0 | 0 | 0 | 0 | 0 | #N/A | #N/A | 0 | #N/A | #N/A | #N/A | #N/A
10 | 23 | 18 | 6 | #N/A | #N/A | 0 | 0 | 0 | 0 | 0 | 0 | 0 | #N/A | #N/A | 0 | 0 | 0 | 0 | 0 | #N/A | #N/A | 0 | #N/A | #N/A | #N/A | #N/A
10 | 23 | 19 | 6 | #N/A | #N/A | 0 | 0 | 0 | 0 | 0 | 0 | 0 | #N/A | #N/A | 0 | 0 | 0 | 0 | 0 | #N/A | #N/A | 0 | #N/A | #N/A | #N/A | #N/A
10 | 23 | 20 | 6 | #N/A | #N/A | 0 | 0 | 0 | 0 | 0 | 0 | 0 | #N/A | #N/A | 0 | 0 | 0 | 0 | 0 | #N/A | #N/A | 0 | #N/A | #N/A | #N/A | #N/A
10 | 23 | 21 | 6 | #N/A | #N/A | 0 | 0 | 0 | 0 | 0 | 0 | 0 | #N/A | #N/A | 0 | 0 | 0 | 0 | 0 | #N/A | #N/A | 0 | #N/A | #N/A | #N/A | #N/A
10 | 23 | 22 | 6 | #N/A | #N/A | 0 | 0 | 0 | 0 | 0 | 0 | 0 | #N/A | #N/A | 0 | 0 | 0 | 0 | 0 | #N/A | #N/A | 0 | #N/A | #N/A | #N/A | #N/A
10 | 23 | 23 | 6 | #N/A | #N/A | 0 | 0 | 0 | 0 | 0 | 0 | 0 | #N/A | #N/A | 0 | 0 | 0 | 0 | 0 | #N/A | #N/A | 0 | #N/A | #N/A | #N/A | #N/A
10 | 23 | 24 | 6 | #N/A | #N/A | 0 | 0 | 0 | 0 | 0 | 0 | 0 | #N/A | #N/A | 0 | 0 | 0 | 0 | 0 | #N/A | #N/A | 0 | #N/A | #N/A | #N/A | #N/A
10 | 24 | 1 | 7 | #N/A | #N/A | 0 | 0 | 0 | 0 | 0 | 0 | 0 | #N/A | #N/A | 0 | 0 | 0 | 0 | 0 | #N/A | #N/A | 0 | #N/A | #N/A | #N/A | #N/A
10 | 24 | 2 | 7 | #N/A | #N/A | 0 | 0 | 0 | 0 | 0 | 0 | 0 | #N/A | #N/A | 0 | 0 | 0 | 0 | 0 | #N/A | #N/A | 0 | #N/A | #N/A | #N/A | #N/A
10 | 24 | 3 | 7 | #N/A | #N/A | 0 | 0 | 0 | 0 | 0 | 0 | 0 | #N/A | #N/A | 0 | 0 | 0 | 0 | 0 | #N/A | #N/A | 0 | #N/A | #N/A | #N/A | #N/A
10 | 24 | 4 | 7 | #N/A | #N/A | 0 | 0 | 0 | 0 | 0 | 0 | 0 | #N/A | #N/A | 0 | 0 | 0 | 0 | 0 | #N/A | #N/A | 0 | #N/A | #N/A | #N/A | #N/A
10 | 24 | 5 | 7 | #N/A | #N/A | 0 | 0 | 0 | 0 | 0 | 0 | 0 | #N/A | #N/A | 0 | 0 | 0 | 0 | 0 | #N/A | #N/A | 0 | #N/A | #N/A | #N/A | #N/A
10 | 24 | 6 | 7 | #N/A | #N/A | 0 | 0 | 0 | 0 | 0 | 0 | 0 | #N/A | #N/A | 0 | 0 | 0 | 0 | 0 | #N/A | #N/A | 0 | #N/A | #N/A | #N/A | #N/A
10 | 24 | 7 | 7 | #N/A | #N/A | 0 | 0 | 0 | 0 | 0 | 0 | 0 | #N/A | #N/A | 0 | 0 | 0 | 0 | 0 | #N/A | #N/A | 0 | #N/A | #N/A | #N/A | #N/A
10 | 24 | 8 | 7 | #N/A | #N/A | 0 | 0 | 0 | 0 | 0 | 0 | 0 | #N/A | #N/A | 0 | 0 | 0 | 0 | 0 | #N/A | #N/A | 0 | #N/A | #N/A | #N/A | #N/A
10 | 24 | 9 | 7 | #N/A | #N/A | 0 | 0 | 0 | 0 | 0 | 0 | 0 | #N/A | #N/A | 0 | 0 | 0 | 0 | 0 | #N/A | #N/A | 0 | #N/A | #N/A | #N/A | #N/A
10 | 24 | 10 | 7 | #N/A | #N/A | 0 | 0 | 0 | 0 | 0 | 0 | 0 | #N/A | #N/A | 0 | 0 | 0 | 0 | 0 | #N/A | #N/A | 0 | #N/A | #N/A | #N/A | #N/A
10 | 24 | 11 | 7 | #N/A | #N/A | 0 | 0 | 0 | 0 | 0 | 0 | 0 | #N/A | #N/A | 0 | 0 | 0 | 0 | 0 | #N/A | #N/A | 0 | #N/A | #N/A | #N/A | #N/A
10 | 24 | 12 | 7 | #N/A | #N/A | 0 | 0 | 0 | 0 | 0 | 0 | 0 | #N/A | #N/A | 0 | 0 | 0 | 0 | 0 | #N/A | #N/A | 0 | #N/A | #N/A | #N/A | #N/A
10 | 24 | 13 | 7 | #N/A | #N/A | 0 | 0 | 0 | 0 | 0 | 0 | 0 | #N/A | #N/A | 0 | 0 | 0 | 0 | 0 | #N/A | #N/A | 0 | #N/A | #N/A | #N/A | #N/A
10 | 24 | 14 | 7 | #N/A | #N/A | 0 | 0 | 0 | 0 | 0 | 0 | 0 | #N/A | #N/A | 0 | 0 | 0 | 0 | 0 | #N/A | #N/A | 0 | #N/A | #N/A | #N/A | #N/A
10 | 24 | 15 | 7 | #N/A | #N/A | 0 | 0 | 0 | 0 | 0 | 0 | 0 | #N/A | #N/A | 0 | 0 | 0 | 0 | 0 | #N/A | #N/A | 0 | #N/A | #N/A | #N/A | #N/A
10 | 24 | 16 | 7 | #N/A | #N/A | 0 | 0 | 0 | 0 | 0 | 0 | 0 | #N/A | #N/A | 0 | 0 | 0 | 0 | 0 | #N/A | #N/A | 0 | #N/A | #N/A | #N/A | #N/A
10 | 24 | 17 | 7 | #N/A | #N/A | 0 | 0 | 0 | 0 | 0 | 0 | 0 | #N/A | #N/A | 0 | 0 | 0 | 0 | 0 | #N/A | #N/A | 0 | #N/A | #N/A | #N/A | #N/A
10 | 24 | 18 | 7 | #N/A | #N/A | 0 | 0 | 0 | 0 | 0 | 0 | 0 | #N/A | #N/A | 0 | 0 | 0 | 0 | 0 | #N/A | #N/A | 0 | #N/A | #N/A | #N/A | #N/A
10 | 24 | 19 | 7 | #N/A | #N/A | 0 | 0 | 0 | 0 | 0 | 0 | 0 | #N/A | #N/A | 0 | 0 | 0 | 0 | 0 | #N/A | #N/A | 0 | #N/A | #N/A | #N/A | #N/A
10 | 24 | 20 | 7 | #N/A | #N/A | 0 | 0 | 0 | 0 | 0 | 0 | 0 | #N/A | #N/A | 0 | 0 | 0 | 0 | 0 | #N/A | #N/A | 0 | #N/A | #N/A | #N/A | #N/A
10 | 24 | 21 | 7 | #N/A | #N/A | 0 | 0 | 0 | 0 | 0 | 0 | 0 | #N/A | #N/A | 0 | 0 | 0 | 0 | 0 | #N/A | #N/A | 0 | #N/A | #N/A | #N/A | #N/A
10 | 24 | 22 | 7 | #N/A | #N/A | 0 | 0 | 0 | 0 | 0 | 0 | 0 | #N/A | #N/A | 0 | 0 | 0 | 0 | 0 | #N/A | #N/A | 0 | #N/A | #N/A | #N/A | #N/A
10 | 24 | 23 | 7 | #N/A | #N/A | 0 | 0 | 0 | 0 | 0 | 0 | 0 | #N/A | #N/A | 0 | 0 | 0 | 0 | 0 | #N/A | #N/A | 0 | #N/A | #N/A | #N/A | #N/A
10 | 24 | 24 | 7 | #N/A | #N/A | 0 | 0 | 0 | 0 | 0 | 0 | 0 | #N/A | #N/A | 0 | 0 | 0 | 0 | 0 | #N/A | #N/A | 0 | #N/A | #N/A | #N/A | #N/A
10 | 25 | 1 | 1 | #N/A | #N/A | 0 | 0 | 0 | 0 | 0 | 0 | 0 | #N/A | #N/A | 0 | 0 | 0 | 0 | 0 | #N/A | #N/A | 0 | #N/A | #N/A | #N/A | #N/A
10 | 25 | 2 | 1 | #N/A | #N/A | 0 | 0 | 0 | 0 | 0 | 0 | 0 | #N/A | #N/A | 0 | 0 | 0 | 0 | 0 | #N/A | #N/A | 0 | #N/A | #N/A | #N/A | #N/A
10 | 25 | 3 | 1 | #N/A | #N/A | 0 | 0 | 0 | 0 | 0 | 0 | 0 | #N/A | #N/A | 0 | 0 | 0 | 0 | 0 | #N/A | #N/A | 0 | #N/A | #N/A | #N/A | #N/A
10 | 25 | 4 | 1 | #N/A | #N/A | 0 | 0 | 0 | 0 | 0 | 0 | 0 | #N/A | #N/A | 0 | 0 | 0 | 0 | 0 | #N/A | #N/A | 0 | #N/A | #N/A | #N/A | #N/A
10 | 25 | 5 | 1 | #N/A | #N/A | 0 | 0 | 0 | 0 | 0 | 0 | 0 | #N/A | #N/A | 0 | 0 | 0 | 0 | 0 | #N/A | #N/A | 0 | #N/A | #N/A | #N/A | #N/A
10 | 25 | 6 | 1 | #N/A | #N/A | 1 | 0 | 0 | 0 | 0 | 0 | 0 | #N/A | #N/A | 0 | 0 | 0 | 0 | 0 | #N/A | #N/A | 0 | #N/A | #N/A | #N/A | #N/A
10 | 25 | 7 | 1 | #N/A | #N/A | 1 | 0 | 0 | 0 | 0 | 0 | 0 | #N/A | #N/A | 0 | 0 | 0 | 0 | 0 | #N/A | #N/A | 0 | #N/A | #N/A | #N/A | #N/A
10 | 25 | 8 | 1 | #N/A | #N/A | 1 | 0 | 0 | 0 | 0 | 0 | 0 | #N/A | #N/A | 0 | 0 | 0 | 0 | 0 | #N/A | #N/A | 0 | #N/A | #N/A | #N/A | #N/A
10 | 25 | 9 | 1 | #N/A | #N/A | 1 | 0 | 0 | 0 | 0 | 0 | 0 | #N/A | #N/A | 0 | 0 | 0 | 0 | 0 | #N/A | #N/A | 0 | #N/A | #N/A | #N/A | #N/A
10 | 25 | 10 | 1 | #N/A | #N/A | 1 | 0 | 0 | 0 | 0 | 0 | 0 | #N/A | #N/A | 0 | 0 | 0 | 0 | 0 | #N/A | #N/A | 0 | #N/A | #N/A | #N/A | #N/A
10 | 25 | 11 | 1 | #N/A | #N/A | 1 | 0 | 0 | 0 | 0 | 0 | 0 | #N/A | #N/A | 0 | 0 | 0 | 0 | 0 | #N/A | #N/A | 0 | #N/A | #N/A | #N/A | #N/A
10 | 25 | 12 | 1 | #N/A | #N/A | 1 | 0 | 0 | 0 | 0 | 0 | 0 | #N/A | #N/A | 0 | 0 | 0 | 0 | 0 | #N/A | #N/A | 0 | #N/A | #N/A | #N/A | #N/A
10 | 25 | 13 | 1 | #N/A | #N/A | 1 | 0 | 0 | 0 | 0 | 0 | 0 | #N/A | #N/A | 0 | 0 | 0 | 0 | 0 | #N/A | #N/A | 0 | #N/A | #N/A | #N/A | #N/A
10 | 25 | 14 | 1 | #N/A | #N/A | 1 | 0 | 0 | 0 | 0 | 0 | 0 | #N/A | #N/A | 0 | 0 | 0 | 0 | 0 | #N/A | #N/A | 0 | #N/A | #N/A | #N/A | #N/A
10 | 25 | 15 | 1 | #N/A | #N/A | 1 | 0 | 0 | 0 | 0 | 0 | 0 | #N/A | #N/A | 0 | 0 | 0 | 0 | 0 | #N/A | #N/A | 0 | #N/A | #N/A | #N/A | #N/A
10 | 25 | 16 | 1 | #N/A | #N/A | 1 | 0 | 0 | 0 | 0 | 0 | 0 | #N/A | #N/A | 0 | 0 | 0 | 0 | 0 | #N/A | #N/A | 0 | #N/A | #N/A | #N/A | #N/A
10 | 25 | 17 | 1 | #N/A | #N/A | 1 | 1 | 0 | 0 | 0 | 0 | 0 | #N/A | #N/A | 0 | 0 | 0 | 0 | 0 | #N/A | #N/A | 0 | #N/A | #N/A | #N/A | #N/A
10 | 25 | 18 | 1 | #N/A | #N/A | 1 | 1 | 0 | 0 | 0 | 0 | 0 | #N/A | #N/A | 0 | 0 | 0 | 0 | 0 | #N/A | #N/A | 0 | #N/A | #N/A | #N/A | #N/A
10 | 25 | 19 | 1 | #N/A | #N/A | 1 | 0 | 0 | 0 | 0 | 0 | 0 | #N/A | #N/A | 0 | 0 | 0 | 0 | 0 | #N/A | #N/A | 0 | #N/A | #N/A | #N/A | #N/A
10 | 25 | 20 | 1 | #N/A | #N/A | 1 | 0 | 0 | 0 | 0 | 0 | 0 | #N/A | #N/A | 0 | 0 | 0 | 0 | 0 | #N/A | #N/A | 0 | #N/A | #N/A | #N/A | #N/A
10 | 25 | 21 | 1 | #N/A | #N/A | 1 | 0 | 0 | 0 | 0 | 0 | 0 | #N/A | #N/A | 0 | 0 | 0 | 0 | 0 | #N/A | #N/A | 0 | #N/A | #N/A | #N/A | #N/A
10 | 25 | 22 | 1 | #N/A | #N/A | 1 | 0 | 0 | 0 | 0 | 0 | 0 | #N/A | #N/A | 0 | 0 | 0 | 0 | 0 | #N/A | #N/A | 0 | #N/A | #N/A | #N/A | #N/A
10 | 25 | 23 | 1 | #N/A | #N/A | 0 | 0 | 0 | 0 | 0 | 0 | 0 | #N/A | #N/A | 0 | 0 | 0 | 0 | 0 | #N/A | #N/A | 0 | #N/A | #N/A | #N/A | #N/A
10 | 25 | 24 | 1 | #N/A | #N/A | 0 | 0 | 0 | 0 | 0 | 0 | 0 | #N/A | #N/A | 0 | 0 | 0 | 0 | 0 | #N/A | #N/A | 0 | #N/A | #N/A | #N/A | #N/A
10 | 26 | 1 | 2 | #N/A | #N/A | 0 | 0 | 0 | 0 | 0 | 0 | 0 | #N/A | #N/A | 0 | 0 | 0 | 0 | 0 | #N/A | #N/A | 0 | #N/A | #N/A | #N/A | #N/A
10 | 26 | 2 | 2 | #N/A | #N/A | 0 | 0 | 0 | 0 | 0 | 0 | 0 | #N/A | #N/A | 0 | 0 | 0 | 0 | 0 | #N/A | #N/A | 0 | #N/A | #N/A | #N/A | #N/A
10 | 26 | 3 | 2 | #N/A | #N/A | 0 | 0 | 0 | 0 | 0 | 0 | 0 | #N/A | #N/A | 0 | 0 | 0 | 0 | 0 | #N/A | #N/A | 0 | #N/A | #N/A | #N/A | #N/A
10 | 26 | 4 | 2 | #N/A | #N/A | 0 | 0 | 0 | 0 | 0 | 0 | 0 | #N/A | #N/A | 0 | 0 | 0 | 0 | 0 | #N/A | #N/A | 0 | #N/A | #N/A | #N/A | #N/A
10 | 26 | 5 | 2 | #N/A | #N/A | 0 | 0 | 0 | 0 | 0 | 0 | 0 | #N/A | #N/A | 0 | 0 | 0 | 0 | 0 | #N/A | #N/A | 0 | #N/A | #N/A | #N/A | #N/A
10 | 26 | 6 | 2 | #N/A | #N/A | 1 | 0 | 0 | 0 | 0 | 0 | 0 | #N/A | #N/A | 0 | 0 | 0 | 0 | 0 | #N/A | #N/A | 0 | #N/A | #N/A | #N/A | #N/A
10 | 26 | 7 | 2 | #N/A | #N/A | 1 | 0 | 0 | 0 | 0 | 0 | 0 | #N/A | #N/A | 0 | 0 | 0 | 0 | 0 | #N/A | #N/A | 0 | #N/A | #N/A | #N/A | #N/A
10 | 26 | 8 | 2 | #N/A | #N/A | 1 | 0 | 0 | 0 | 0 | 0 | 0 | #N/A | #N/A | 0 | 0 | 0 | 0 | 0 | #N/A | #N/A | 0 | #N/A | #N/A | #N/A | #N/A
10 | 26 | 9 | 2 | #N/A | #N/A | 1 | 0 | 0 | 0 | 0 | 0 | 0 | #N/A | #N/A | 0 | 0 | 0 | 0 | 0 | #N/A | #N/A | 0 | #N/A | #N/A | #N/A | #N/A
10 | 26 | 10 | 2 | #N/A | #N/A | 1 | 0 | 0 | 0 | 0 | 0 | 0 | #N/A | #N/A | 0 | 0 | 0 | 0 | 0 | #N/A | #N/A | 0 | #N/A | #N/A | #N/A | #N/A
10 | 26 | 11 | 2 | #N/A | #N/A | 1 | 0 | 0 | 0 | 0 | 0 | 0 | #N/A | #N/A | 0 | 0 | 0 | 0 | 0 | #N/A | #N/A | 0 | #N/A | #N/A | #N/A | #N/A
10 | 26 | 12 | 2 | #N/A | #N/A | 1 | 0 | 0 | 0 | 0 | 0 | 0 | #N/A | #N/A | 0 | 0 | 0 | 0 | 0 | #N/A | #N/A | 0 | #N/A | #N/A | #N/A | #N/A
10 | 26 | 13 | 2 | #N/A | #N/A | 1 | 0 | 0 | 0 | 0 | 0 | 0 | #N/A | #N/A | 0 | 0 | 0 | 0 | 0 | #N/A | #N/A | 0 | #N/A | #N/A | #N/A | #N/A
10 | 26 | 14 | 2 | #N/A | #N/A | 1 | 0 | 0 | 0 | 0 | 0 | 0 | #N/A | #N/A | 0 | 0 | 0 | 0 | 0 | #N/A | #N/A | 0 | #N/A | #N/A | #N/A | #N/A
10 | 26 | 15 | 2 | #N/A | #N/A | 1 | 0 | 0 | 0 | 0 | 0 | 0 | #N/A | #N/A | 0 | 0 | 0 | 0 | 0 | #N/A | #N/A | 0 | #N/A | #N/A | #N/A | #N/A
10 | 26 | 16 | 2 | #N/A | #N/A | 1 | 0 | 0 | 0 | 0 | 0 | 0 | #N/A | #N/A | 0 | 0 | 0 | 0 | 0 | #N/A | #N/A | 0 | #N/A | #N/A | #N/A | #N/A
10 | 26 | 17 | 2 | #N/A | #N/A | 1 | 1 | 0 | 0 | 0 | 0 | 0 | #N/A | #N/A | 0 | 0 | 0 | 0 | 0 | #N/A | #N/A | 0 | #N/A | #N/A | #N/A | #N/A
10 | 26 | 18 | 2 | #N/A | #N/A | 1 | 1 | 0 | 0 | 0 | 0 | 0 | #N/A | #N/A | 0 | 0 | 0 | 0 | 0 | #N/A | #N/A | 0 | #N/A | #N/A | #N/A | #N/A
10 | 26 | 19 | 2 | #N/A | #N/A | 1 | 0 | 0 | 0 | 0 | 0 | 0 | #N/A | #N/A | 0 | 0 | 0 | 0 | 0 | #N/A | #N/A | 0 | #N/A | #N/A | #N/A | #N/A
10 | 26 | 20 | 2 | #N/A | #N/A | 1 | 0 | 0 | 0 | 0 | 0 | 0 | #N/A | #N/A | 0 | 0 | 0 | 0 | 0 | #N/A | #N/A | 0 | #N/A | #N/A | #N/A | #N/A
10 | 26 | 21 | 2 | #N/A | #N/A | 1 | 0 | 0 | 0 | 0 | 0 | 0 | #N/A | #N/A | 0 | 0 | 0 | 0 | 0 | #N/A | #N/A | 0 | #N/A | #N/A | #N/A | #N/A
10 | 26 | 22 | 2 | #N/A | #N/A | 1 | 0 | 0 | 0 | 0 | 0 | 0 | #N/A | #N/A | 0 | 0 | 0 | 0 | 0 | #N/A | #N/A | 0 | #N/A | #N/A | #N/A | #N/A
10 | 26 | 23 | 2 | #N/A | #N/A | 0 | 0 | 0 | 0 | 0 | 0 | 0 | #N/A | #N/A | 0 | 0 | 0 | 0 | 0 | #N/A | #N/A | 0 | #N/A | #N/A | #N/A | #N/A
10 | 26 | 24 | 2 | #N/A | #N/A | 0 | 0 | 0 | 0 | 0 | 0 | 0 | #N/A | #N/A | 0 | 0 | 0 | 0 | 0 | #N/A | #N/A | 0 | #N/A | #N/A | #N/A | #N/A
10 | 27 | 1 | 3 | #N/A | #N/A | 0 | 0 | 0 | 0 | 0 | 0 | 0 | #N/A | #N/A | 0 | 0 | 0 | 0 | 0 | #N/A | #N/A | 0 | #N/A | #N/A | #N/A | #N/A
10 | 27 | 2 | 3 | #N/A | #N/A | 0 | 0 | 0 | 0 | 0 | 0 | 0 | #N/A | #N/A | 0 | 0 | 0 | 0 | 0 | #N/A | #N/A | 0 | #N/A | #N/A | #N/A | #N/A
10 | 27 | 3 | 3 | #N/A | #N/A | 0 | 0 | 0 | 0 | 0 | 0 | 0 | #N/A | #N/A | 0 | 0 | 0 | 0 | 0 | #N/A | #N/A | 0 | #N/A | #N/A | #N/A | #N/A
10 | 27 | 4 | 3 | #N/A | #N/A | 0 | 0 | 0 | 0 | 0 | 0 | 0 | #N/A | #N/A | 0 | 0 | 0 | 0 | 0 | #N/A | #N/A | 0 | #N/A | #N/A | #N/A | #N/A
10 | 27 | 5 | 3 | #N/A | #N/A | 0 | 0 | 0 | 0 | 0 | 0 | 0 | #N/A | #N/A | 0 | 0 | 0 | 0 | 0 | #N/A | #N/A | 0 | #N/A | #N/A | #N/A | #N/A
10 | 27 | 6 | 3 | #N/A | #N/A | 1 | 0 | 0 | 0 | 0 | 0 | 0 | #N/A | #N/A | 0 | 0 | 0 | 0 | 0 | #N/A | #N/A | 0 | #N/A | #N/A | #N/A | #N/A
10 | 27 | 7 | 3 | #N/A | #N/A | 1 | 0 | 0 | 0 | 0 | 0 | 0 | #N/A | #N/A | 0 | 0 | 0 | 0 | 0 | #N/A | #N/A | 0 | #N/A | #N/A | #N/A | #N/A
10 | 27 | 8 | 3 | #N/A | #N/A | 1 | 0 | 0 | 0 | 0 | 0 | 0 | #N/A | #N/A | 0 | 0 | 0 | 0 | 0 | #N/A | #N/A | 0 | #N/A | #N/A | #N/A | #N/A
10 | 27 | 9 | 3 | #N/A | #N/A | 1 | 0 | 0 | 0 | 0 | 0 | 0 | #N/A | #N/A | 0 | 0 | 0 | 0 | 0 | #N/A | #N/A | 0 | #N/A | #N/A | #N/A | #N/A
10 | 27 | 10 | 3 | #N/A | #N/A | 1 | 0 | 0 | 0 | 0 | 0 | 0 | #N/A | #N/A | 0 | 0 | 0 | 0 | 0 | #N/A | #N/A | 0 | #N/A | #N/A | #N/A | #N/A
10 | 27 | 11 | 3 | #N/A | #N/A | 1 | 0 | 0 | 0 | 0 | 0 | 0 | #N/A | #N/A | 0 | 0 | 0 | 0 | 0 | #N/A | #N/A | 0 | #N/A | #N/A | #N/A | #N/A
10 | 27 | 12 | 3 | #N/A | #N/A | 1 | 0 | 0 | 0 | 0 | 0 | 0 | #N/A | #N/A | 0 | 0 | 0 | 0 | 0 | #N/A | #N/A | 0 | #N/A | #N/A | #N/A | #N/A
10 | 27 | 13 | 3 | #N/A | #N/A | 1 | 0 | 0 | 0 | 0 | 0 | 0 | #N/A | #N/A | 0 | 0 | 0 | 0 | 0 | #N/A | #N/A | 0 | #N/A | #N/A | #N/A | #N/A
10 | 27 | 14 | 3 | #N/A | #N/A | 1 | 0 | 0 | 0 | 0 | 0 | 0 | #N/A | #N/A | 0 | 0 | 0 | 0 | 0 | #N/A | #N/A | 0 | #N/A | #N/A | #N/A | #N/A
10 | 27 | 15 | 3 | #N/A | #N/A | 1 | 0 | 0 | 0 | 0 | 0 | 0 | #N/A | #N/A | 0 | 0 | 0 | 0 | 0 | #N/A | #N/A | 0 | #N/A | #N/A | #N/A | #N/A
10 | 27 | 16 | 3 | #N/A | #N/A | 1 | 0 | 0 | 0 | 0 | 0 | 0 | #N/A | #N/A | 0 | 0 | 0 | 0 | 0 | #N/A | #N/A | 0 | #N/A | #N/A | #N/A | #N/A
10 | 27 | 17 | 3 | #N/A | #N/A | 1 | 1 | 0 | 0 | 0 | 0 | 0 | #N/A | #N/A | 0 | 0 | 0 | 0 | 0 | #N/A | #N/A | 0 | #N/A | #N/A | #N/A | #N/A
10 | 27 | 18 | 3 | #N/A | #N/A | 1 | 1 | 0 | 0 | 0 | 0 | 0 | #N/A | #N/A | 0 | 0 | 0 | 0 | 0 | #N/A | #N/A | 0 | #N/A | #N/A | #N/A | #N/A
10 | 27 | 19 | 3 | #N/A | #N/A | 1 | 0 | 0 | 0 | 0 | 0 | 0 | #N/A | #N/A | 0 | 0 | 0 | 0 | 0 | #N/A | #N/A | 0 | #N/A | #N/A | #N/A | #N/A
10 | 27 | 20 | 3 | #N/A | #N/A | 1 | 0 | 0 | 0 | 0 | 0 | 0 | #N/A | #N/A | 0 | 0 | 0 | 0 | 0 | #N/A | #N/A | 0 | #N/A | #N/A | #N/A | #N/A
10 | 27 | 21 | 3 | #N/A | #N/A | 1 | 0 | 0 | 0 | 0 | 0 | 0 | #N/A | #N/A | 0 | 0 | 0 | 0 | 0 | #N/A | #N/A | 0 | #N/A | #N/A | #N/A | #N/A
10 | 27 | 22 | 3 | #N/A | #N/A | 1 | 0 | 0 | 0 | 0 | 0 | 0 | #N/A | #N/A | 0 | 0 | 0 | 0 | 0 | #N/A | #N/A | 0 | #N/A | #N/A | #N/A | #N/A
10 | 27 | 23 | 3 | #N/A | #N/A | 0 | 0 | 0 | 0 | 0 | 0 | 0 | #N/A | #N/A | 0 | 0 | 0 | 0 | 0 | #N/A | #N/A | 0 | #N/A | #N/A | #N/A | #N/A
10 | 27 | 24 | 3 | #N/A | #N/A | 0 | 0 | 0 | 0 | 0 | 0 | 0 | #N/A | #N/A | 0 | 0 | 0 | 0 | 0 | #N/A | #N/A | 0 | #N/A | #N/A | #N/A | #N/A
10 | 28 | 1 | 4 | #N/A | #N/A | 0 | 0 | 0 | 0 | 0 | 0 | 0 | #N/A | #N/A | 0 | 0 | 0 | 0 | 0 | #N/A | #N/A | 0 | #N/A | #N/A | #N/A | #N/A
10 | 28 | 2 | 4 | #N/A | #N/A | 0 | 0 | 0 | 0 | 0 | 0 | 0 | #N/A | #N/A | 0 | 0 | 0 | 0 | 0 | #N/A | #N/A | 0 | #N/A | #N/A | #N/A | #N/A
10 | 28 | 3 | 4 | #N/A | #N/A | 0 | 0 | 0 | 0 | 0 | 0 | 0 | #N/A | #N/A | 0 | 0 | 0 | 0 | 0 | #N/A | #N/A | 0 | #N/A | #N/A | #N/A | #N/A
10 | 28 | 4 | 4 | #N/A | #N/A | 0 | 0 | 0 | 0 | 0 | 0 | 0 | #N/A | #N/A | 0 | 0 | 0 | 0 | 0 | #N/A | #N/A | 0 | #N/A | #N/A | #N/A | #N/A
10 | 28 | 5 | 4 | #N/A | #N/A | 0 | 0 | 0 | 0 | 0 | 0 | 0 | #N/A | #N/A | 0 | 0 | 0 | 0 | 0 | #N/A | #N/A | 0 | #N/A | #N/A | #N/A | #N/A
10 | 28 | 6 | 4 | #N/A | #N/A | 1 | 0 | 0 | 0 | 0 | 0 | 0 | #N/A | #N/A | 0 | 0 | 0 | 0 | 0 | #N/A | #N/A | 0 | #N/A | #N/A | #N/A | #N/A
10 | 28 | 7 | 4 | #N/A | #N/A | 1 | 0 | 0 | 0 | 0 | 0 | 0 | #N/A | #N/A | 0 | 0 | 0 | 0 | 0 | #N/A | #N/A | 0 | #N/A | #N/A | #N/A | #N/A
10 | 28 | 8 | 4 | #N/A | #N/A | 1 | 0 | 0 | 0 | 0 | 0 | 0 | #N/A | #N/A | 0 | 0 | 0 | 0 | 0 | #N/A | #N/A | 0 | #N/A | #N/A | #N/A | #N/A
10 | 28 | 9 | 4 | #N/A | #N/A | 1 | 0 | 0 | 0 | 0 | 0 | 0 | #N/A | #N/A | 0 | 0 | 0 | 0 | 0 | #N/A | #N/A | 0 | #N/A | #N/A | #N/A | #N/A
10 | 28 | 10 | 4 | #N/A | #N/A | 1 | 0 | 0 | 0 | 0 | 0 | 0 | #N/A | #N/A | 0 | 0 | 0 | 0 | 0 | #N/A | #N/A | 0 | #N/A | #N/A | #N/A | #N/A
10 | 28 | 11 | 4 | #N/A | #N/A | 1 | 0 | 0 | 0 | 0 | 0 | 0 | #N/A | #N/A | 0 | 0 | 0 | 0 | 0 | #N/A | #N/A | 0 | #N/A | #N/A | #N/A | #N/A
10 | 28 | 12 | 4 | #N/A | #N/A | 1 | 0 | 0 | 0 | 0 | 0 | 0 | #N/A | #N/A | 0 | 0 | 0 | 0 | 0 | #N/A | #N/A | 0 | #N/A | #N/A | #N/A | #N/A
10 | 28 | 13 | 4 | #N/A | #N/A | 1 | 0 | 0 | 0 | 0 | 0 | 0 | #N/A | #N/A | 0 | 0 | 0 | 0 | 0 | #N/A | #N/A | 0 | #N/A | #N/A | #N/A | #N/A
10 | 28 | 14 | 4 | #N/A | #N/A | 1 | 0 | 0 | 0 | 0 | 0 | 0 | #N/A | #N/A | 0 | 0 | 0 | 0 | 0 | #N/A | #N/A | 0 | #N/A | #N/A | #N/A | #N/A
10 | 28 | 15 | 4 | #N/A | #N/A | 1 | 0 | 0 | 0 | 0 | 0 | 0 | #N/A | #N/A | 0 | 0 | 0 | 0 | 0 | #N/A | #N/A | 0 | #N/A | #N/A | #N/A | #N/A
10 | 28 | 16 | 4 | #N/A | #N/A | 1 | 0 | 0 | 0 | 0 | 0 | 0 | #N/A | #N/A | 0 | 0 | 0 | 0 | 0 | #N/A | #N/A | 0 | #N/A | #N/A | #N/A | #N/A
10 | 28 | 17 | 4 | #N/A | #N/A | 1 | 1 | 0 | 0 | 0 | 0 | 0 | #N/A | #N/A | 0 | 0 | 0 | 0 | 0 | #N/A | #N/A | 0 | #N/A | #N/A | #N/A | #N/A
10 | 28 | 18 | 4 | #N/A | #N/A | 1 | 1 | 0 | 0 | 0 | 0 | 0 | #N/A | #N/A | 0 | 0 | 0 | 0 | 0 | #N/A | #N/A | 0 | #N/A | #N/A | #N/A | #N/A
10 | 28 | 19 | 4 | #N/A | #N/A | 1 | 0 | 0 | 0 | 0 | 0 | 0 | #N/A | #N/A | 0 | 0 | 0 | 0 | 0 | #N/A | #N/A | 0 | #N/A | #N/A | #N/A | #N/A
10 | 28 | 20 | 4 | #N/A | #N/A | 1 | 0 | 0 | 0 | 0 | 0 | 0 | #N/A | #N/A | 0 | 0 | 0 | 0 | 0 | #N/A | #N/A | 0 | #N/A | #N/A | #N/A | #N/A
10 | 28 | 21 | 4 | #N/A | #N/A | 1 | 0 | 0 | 0 | 0 | 0 | 0 | #N/A | #N/A | 0 | 0 | 0 | 0 | 0 | #N/A | #N/A | 0 | #N/A | #N/A | #N/A | #N/A
10 | 28 | 22 | 4 | #N/A | #N/A | 1 | 0 | 0 | 0 | 0 | 0 | 0 | #N/A | #N/A | 0 | 0 | 0 | 0 | 0 | #N/A | #N/A | 0 | #N/A | #N/A | #N/A | #N/A
10 | 28 | 23 | 4 | #N/A | #N/A | 0 | 0 | 0 | 0 | 0 | 0 | 0 | #N/A | #N/A | 0 | 0 | 0 | 0 | 0 | #N/A | #N/A | 0 | #N/A | #N/A | #N/A | #N/A
10 | 28 | 24 | 4 | #N/A | #N/A | 0 | 0 | 0 | 0 | 0 | 0 | 0 | #N/A | #N/A | 0 | 0 | 0 | 0 | 0 | #N/A | #N/A | 0 | #N/A | #N/A | #N/A | #N/A
10 | 29 | 1 | 5 | #N/A | #N/A | 0 | 0 | 0 | 0 | 0 | 0 | 0 | #N/A | #N/A | 0 | 0 | 0 | 0 | 0 | #N/A | #N/A | 0 | #N/A | #N/A | #N/A | #N/A
10 | 29 | 2 | 5 | #N/A | #N/A | 0 | 0 | 0 | 0 | 0 | 0 | 0 | #N/A | #N/A | 0 | 0 | 0 | 0 | 0 | #N/A | #N/A | 0 | #N/A | #N/A | #N/A | #N/A
10 | 29 | 3 | 5 | #N/A | #N/A | 0 | 0 | 0 | 0 | 0 | 0 | 0 | #N/A | #N/A | 0 | 0 | 0 | 0 | 0 | #N/A | #N/A | 0 | #N/A | #N/A | #N/A | #N/A
10 | 29 | 4 | 5 | #N/A | #N/A | 0 | 0 | 0 | 0 | 0 | 0 | 0 | #N/A | #N/A | 0 | 0 | 0 | 0 | 0 | #N/A | #N/A | 0 | #N/A | #N/A | #N/A | #N/A
10 | 29 | 5 | 5 | #N/A | #N/A | 0 | 0 | 0 | 0 | 0 | 0 | 0 | #N/A | #N/A | 0 | 0 | 0 | 0 | 0 | #N/A | #N/A | 0 | #N/A | #N/A | #N/A | #N/A
10 | 29 | 6 | 5 | #N/A | #N/A | 1 | 0 | 0 | 0 | 0 | 0 | 0 | #N/A | #N/A | 0 | 0 | 0 | 0 | 0 | #N/A | #N/A | 0 | #N/A | #N/A | #N/A | #N/A
10 | 29 | 7 | 5 | #N/A | #N/A | 1 | 0 | 0 | 0 | 0 | 0 | 0 | #N/A | #N/A | 0 | 0 | 0 | 0 | 0 | #N/A | #N/A | 0 | #N/A | #N/A | #N/A | #N/A
10 | 29 | 8 | 5 | #N/A | #N/A | 1 | 0 | 0 | 0 | 0 | 0 | 0 | #N/A | #N/A | 0 | 0 | 0 | 0 | 0 | #N/A | #N/A | 0 | #N/A | #N/A | #N/A | #N/A
10 | 29 | 9 | 5 | #N/A | #N/A | 1 | 0 | 0 | 0 | 0 | 0 | 0 | #N/A | #N/A | 0 | 0 | 0 | 0 | 0 | #N/A | #N/A | 0 | #N/A | #N/A | #N/A | #N/A
10 | 29 | 10 | 5 | #N/A | #N/A | 1 | 0 | 0 | 0 | 0 | 0 | 0 | #N/A | #N/A | 0 | 0 | 0 | 0 | 0 | #N/A | #N/A | 0 | #N/A | #N/A | #N/A | #N/A
10 | 29 | 11 | 5 | #N/A | #N/A | 1 | 0 | 0 | 0 | 0 | 0 | 0 | #N/A | #N/A | 0 | 0 | 0 | 0 | 0 | #N/A | #N/A | 0 | #N/A | #N/A | #N/A | #N/A
10 | 29 | 12 | 5 | #N/A | #N/A | 1 | 0 | 0 | 0 | 0 | 0 | 0 | #N/A | #N/A | 0 | 0 | 0 | 0 | 0 | #N/A | #N/A | 0 | #N/A | #N/A | #N/A | #N/A
10 | 29 | 13 | 5 | #N/A | #N/A | 1 | 0 | 0 | 0 | 0 | 0 | 0 | #N/A | #N/A | 0 | 0 | 0 | 0 | 0 | #N/A | #N/A | 0 | #N/A | #N/A | #N/A | #N/A
10 | 29 | 14 | 5 | #N/A | #N/A | 1 | 0 | 0 | 0 | 0 | 0 | 0 | #N/A | #N/A | 0 | 0 | 0 | 0 | 0 | #N/A | #N/A | 0 | #N/A | #N/A | #N/A | #N/A
10 | 29 | 15 | 5 | #N/A | #N/A | 1 | 0 | 0 | 0 | 0 | 0 | 0 | #N/A | #N/A | 0 | 0 | 0 | 0 | 0 | #N/A | #N/A | 0 | #N/A | #N/A | #N/A | #N/A
10 | 29 | 16 | 5 | #N/A | #N/A | 1 | 0 | 0 | 0 | 0 | 0 | 0 | #N/A | #N/A | 0 | 0 | 0 | 0 | 0 | #N/A | #N/A | 0 | #N/A | #N/A | #N/A | #N/A
10 | 29 | 17 | 5 | #N/A | #N/A | 1 | 1 | 0 | 0 | 0 | 0 | 0 | #N/A | #N/A | 0 | 0 | 0 | 0 | 0 | #N/A | #N/A | 0 | #N/A | #N/A | #N/A | #N/A
10 | 29 | 18 | 5 | #N/A | #N/A | 1 | 1 | 0 | 0 | 0 | 0 | 0 | #N/A | #N/A | 0 | 0 | 0 | 0 | 0 | #N/A | #N/A | 0 | #N/A | #N/A | #N/A | #N/A
10 | 29 | 19 | 5 | #N/A | #N/A | 1 | 0 | 0 | 0 | 0 | 0 | 0 | #N/A | #N/A | 0 | 0 | 0 | 0 | 0 | #N/A | #N/A | 0 | #N/A | #N/A | #N/A | #N/A
10 | 29 | 20 | 5 | #N/A | #N/A | 1 | 0 | 0 | 0 | 0 | 0 | 0 | #N/A | #N/A | 0 | 0 | 0 | 0 | 0 | #N/A | #N/A | 0 | #N/A | #N/A | #N/A | #N/A
10 | 29 | 21 | 5 | #N/A | #N/A | 1 | 0 | 0 | 0 | 0 | 0 | 0 | #N/A | #N/A | 0 | 0 | 0 | 0 | 0 | #N/A | #N/A | 0 | #N/A | #N/A | #N/A | #N/A
10 | 29 | 22 | 5 | #N/A | #N/A | 1 | 0 | 0 | 0 | 0 | 0 | 0 | #N/A | #N/A | 0 | 0 | 0 | 0 | 0 | #N/A | #N/A | 0 | #N/A | #N/A | #N/A | #N/A
10 | 29 | 23 | 5 | #N/A | #N/A | 0 | 0 | 0 | 0 | 0 | 0 | 0 | #N/A | #N/A | 0 | 0 | 0 | 0 | 0 | #N/A | #N/A | 0 | #N/A | #N/A | #N/A | #N/A
10 | 29 | 24 | 5 | #N/A | #N/A | 0 | 0 | 0 | 0 | 0 | 0 | 0 | #N/A | #N/A | 0 | 0 | 0 | 0 | 0 | #N/A | #N/A | 0 | #N/A | #N/A | #N/A | #N/A
10 | 30 | 1 | 6 | #N/A | #N/A | 0 | 0 | 0 | 0 | 0 | 0 | 0 | #N/A | #N/A | 0 | 0 | 0 | 0 | 0 | #N/A | #N/A | 0 | #N/A | #N/A | #N/A | #N/A
10 | 30 | 2 | 6 | #N/A | #N/A | 0 | 0 | 0 | 0 | 0 | 0 | 0 | #N/A | #N/A | 0 | 0 | 0 | 0 | 0 | #N/A | #N/A | 0 | #N/A | #N/A | #N/A | #N/A
10 | 30 | 3 | 6 | #N/A | #N/A | 0 | 0 | 0 | 0 | 0 | 0 | 0 | #N/A | #N/A | 0 | 0 | 0 | 0 | 0 | #N/A | #N/A | 0 | #N/A | #N/A | #N/A | #N/A
10 | 30 | 4 | 6 | #N/A | #N/A | 0 | 0 | 0 | 0 | 0 | 0 | 0 | #N/A | #N/A | 0 | 0 | 0 | 0 | 0 | #N/A | #N/A | 0 | #N/A | #N/A | #N/A | #N/A
10 | 30 | 5 | 6 | #N/A | #N/A | 0 | 0 | 0 | 0 | 0 | 0 | 0 | #N/A | #N/A | 0 | 0 | 0 | 0 | 0 | #N/A | #N/A | 0 | #N/A | #N/A | #N/A | #N/A
10 | 30 | 6 | 6 | #N/A | #N/A | 0 | 0 | 0 | 0 | 0 | 0 | 0 | #N/A | #N/A | 0 | 0 | 0 | 0 | 0 | #N/A | #N/A | 0 | #N/A | #N/A | #N/A | #N/A
10 | 30 | 7 | 6 | #N/A | #N/A | 0 | 0 | 0 | 0 | 0 | 0 | 0 | #N/A | #N/A | 0 | 0 | 0 | 0 | 0 | #N/A | #N/A | 0 | #N/A | #N/A | #N/A | #N/A
10 | 30 | 8 | 6 | #N/A | #N/A | 0 | 0 | 0 | 0 | 0 | 0 | 0 | #N/A | #N/A | 0 | 0 | 0 | 0 | 0 | #N/A | #N/A | 0 | #N/A | #N/A | #N/A | #N/A
10 | 30 | 9 | 6 | #N/A | #N/A | 0 | 0 | 0 | 0 | 0 | 0 | 0 | #N/A | #N/A | 0 | 0 | 0 | 0 | 0 | #N/A | #N/A | 0 | #N/A | #N/A | #N/A | #N/A
10 | 30 | 10 | 6 | #N/A | #N/A | 0 | 0 | 0 | 0 | 0 | 0 | 0 | #N/A | #N/A | 0 | 0 | 0 | 0 | 0 | #N/A | #N/A | 0 | #N/A | #N/A | #N/A | #N/A
10 | 30 | 11 | 6 | #N/A | #N/A | 0 | 0 | 0 | 0 | 0 | 0 | 0 | #N/A | #N/A | 0 | 0 | 0 | 0 | 0 | #N/A | #N/A | 0 | #N/A | #N/A | #N/A | #N/A
10 | 30 | 12 | 6 | #N/A | #N/A | 0 | 0 | 0 | 0 | 0 | 0 | 0 | #N/A | #N/A | 0 | 0 | 0 | 0 | 0 | #N/A | #N/A | 0 | #N/A | #N/A | #N/A | #N/A
10 | 30 | 13 | 6 | #N/A | #N/A | 0 | 0 | 0 | 0 | 0 | 0 | 0 | #N/A | #N/A | 0 | 0 | 0 | 0 | 0 | #N/A | #N/A | 0 | #N/A | #N/A | #N/A | #N/A
10 | 30 | 14 | 6 | #N/A | #N/A | 0 | 0 | 0 | 0 | 0 | 0 | 0 | #N/A | #N/A | 0 | 0 | 0 | 0 | 0 | #N/A | #N/A | 0 | #N/A | #N/A | #N/A | #N/A
10 | 30 | 15 | 6 | #N/A | #N/A | 0 | 0 | 0 | 0 | 0 | 0 | 0 | #N/A | #N/A | 0 | 0 | 0 | 0 | 0 | #N/A | #N/A | 0 | #N/A | #N/A | #N/A | #N/A
10 | 30 | 16 | 6 | #N/A | #N/A | 0 | 0 | 0 | 0 | 0 | 0 | 0 | #N/A | #N/A | 0 | 0 | 0 | 0 | 0 | #N/A | #N/A | 0 | #N/A | #N/A | #N/A | #N/A
10 | 30 | 17 | 6 | #N/A | #N/A | 0 | 0 | 0 | 0 | 0 | 0 | 0 | #N/A | #N/A | 0 | 0 | 0 | 0 | 0 | #N/A | #N/A | 0 | #N/A | #N/A | #N/A | #N/A
10 | 30 | 18 | 6 | #N/A | #N/A | 0 | 0 | 0 | 0 | 0 | 0 | 0 | #N/A | #N/A | 0 | 0 | 0 | 0 | 0 | #N/A | #N/A | 0 | #N/A | #N/A | #N/A | #N/A
10 | 30 | 19 | 6 | #N/A | #N/A | 0 | 0 | 0 | 0 | 0 | 0 | 0 | #N/A | #N/A | 0 | 0 | 0 | 0 | 0 | #N/A | #N/A | 0 | #N/A | #N/A | #N/A | #N/A
10 | 30 | 20 | 6 | #N/A | #N/A | 0 | 0 | 0 | 0 | 0 | 0 | 0 | #N/A | #N/A | 0 | 0 | 0 | 0 | 0 | #N/A | #N/A | 0 | #N/A | #N/A | #N/A | #N/A
10 | 30 | 21 | 6 | #N/A | #N/A | 0 | 0 | 0 | 0 | 0 | 0 | 0 | #N/A | #N/A | 0 | 0 | 0 | 0 | 0 | #N/A | #N/A | 0 | #N/A | #N/A | #N/A | #N/A
10 | 30 | 22 | 6 | #N/A | #N/A | 0 | 0 | 0 | 0 | 0 | 0 | 0 | #N/A | #N/A | 0 | 0 | 0 | 0 | 0 | #N/A | #N/A | 0 | #N/A | #N/A | #N/A | #N/A
10 | 30 | 23 | 6 | #N/A | #N/A | 0 | 0 | 0 | 0 | 0 | 0 | 0 | #N/A | #N/A | 0 | 0 | 0 | 0 | 0 | #N/A | #N/A | 0 | #N/A | #N/A | #N/A | #N/A
10 | 30 | 24 | 6 | #N/A | #N/A | 0 | 0 | 0 | 0 | 0 | 0 | 0 | #N/A | #N/A | 0 | 0 | 0 | 0 | 0 | #N/A | #N/A | 0 | #N/A | #N/A | #N/A | #N/A
10 | 31 | 1 | 7 | #N/A | #N/A | 0 | 0 | 0 | 0 | 0 | 0 | 0 | #N/A | #N/A | 0 | 0 | 0 | 0 | 0 | #N/A | #N/A | 0 | #N/A | #N/A | #N/A | #N/A
10 | 31 | 2 | 7 | #N/A | #N/A | 0 | 0 | 0 | 0 | 0 | 0 | 0 | #N/A | #N/A | 0 | 0 | 0 | 0 | 0 | #N/A | #N/A | 0 | #N/A | #N/A | #N/A | #N/A
10 | 31 | 3 | 7 | #N/A | #N/A | 0 | 0 | 0 | 0 | 0 | 0 | 0 | #N/A | #N/A | 0 | 0 | 0 | 0 | 0 | #N/A | #N/A | 0 | #N/A | #N/A | #N/A | #N/A
10 | 31 | 4 | 7 | #N/A | #N/A | 0 | 0 | 0 | 0 | 0 | 0 | 0 | #N/A | #N/A | 0 | 0 | 0 | 0 | 0 | #N/A | #N/A | 0 | #N/A | #N/A | #N/A | #N/A
10 | 31 | 5 | 7 | #N/A | #N/A | 0 | 0 | 0 | 0 | 0 | 0 | 0 | #N/A | #N/A | 0 | 0 | 0 | 0 | 0 | #N/A | #N/A | 0 | #N/A | #N/A | #N/A | #N/A
10 | 31 | 6 | 7 | #N/A | #N/A | 0 | 0 | 0 | 0 | 0 | 0 | 0 | #N/A | #N/A | 0 | 0 | 0 | 0 | 0 | #N/A | #N/A | 0 | #N/A | #N/A | #N/A | #N/A
10 | 31 | 7 | 7 | #N/A | #N/A | 0 | 0 | 0 | 0 | 0 | 0 | 0 | #N/A | #N/A | 0 | 0 | 0 | 0 | 0 | #N/A | #N/A | 0 | #N/A | #N/A | #N/A | #N/A
10 | 31 | 8 | 7 | #N/A | #N/A | 0 | 0 | 0 | 0 | 0 | 0 | 0 | #N/A | #N/A | 0 | 0 | 0 | 0 | 0 | #N/A | #N/A | 0 | #N/A | #N/A | #N/A | #N/A
10 | 31 | 9 | 7 | #N/A | #N/A | 0 | 0 | 0 | 0 | 0 | 0 | 0 | #N/A | #N/A | 0 | 0 | 0 | 0 | 0 | #N/A | #N/A | 0 | #N/A | #N/A | #N/A | #N/A
10 | 31 | 10 | 7 | #N/A | #N/A | 0 | 0 | 0 | 0 | 0 | 0 | 0 | #N/A | #N/A | 0 | 0 | 0 | 0 | 0 | #N/A | #N/A | 0 | #N/A | #N/A | #N/A | #N/A
10 | 31 | 11 | 7 | #N/A | #N/A | 0 | 0 | 0 | 0 | 0 | 0 | 0 | #N/A | #N/A | 0 | 0 | 0 | 0 | 0 | #N/A | #N/A | 0 | #N/A | #N/A | #N/A | #N/A
10 | 31 | 12 | 7 | #N/A | #N/A | 0 | 0 | 0 | 0 | 0 | 0 | 0 | #N/A | #N/A | 0 | 0 | 0 | 0 | 0 | #N/A | #N/A | 0 | #N/A | #N/A | #N/A | #N/A
10 | 31 | 13 | 7 | #N/A | #N/A | 0 | 0 | 0 | 0 | 0 | 0 | 0 | #N/A | #N/A | 0 | 0 | 0 | 0 | 0 | #N/A | #N/A | 0 | #N/A | #N/A | #N/A | #N/A
10 | 31 | 14 | 7 | #N/A | #N/A | 0 | 0 | 0 | 0 | 0 | 0 | 0 | #N/A | #N/A | 0 | 0 | 0 | 0 | 0 | #N/A | #N/A | 0 | #N/A | #N/A | #N/A | #N/A
10 | 31 | 15 | 7 | #N/A | #N/A | 0 | 0 | 0 | 0 | 0 | 0 | 0 | #N/A | #N/A | 0 | 0 | 0 | 0 | 0 | #N/A | #N/A | 0 | #N/A | #N/A | #N/A | #N/A
10 | 31 | 16 | 7 | #N/A | #N/A | 0 | 0 | 0 | 0 | 0 | 0 | 0 | #N/A | #N/A | 0 | 0 | 0 | 0 | 0 | #N/A | #N/A | 0 | #N/A | #N/A | #N/A | #N/A
10 | 31 | 17 | 7 | #N/A | #N/A | 0 | 0 | 0 | 0 | 0 | 0 | 0 | #N/A | #N/A | 0 | 0 | 0 | 0 | 0 | #N/A | #N/A | 0 | #N/A | #N/A | #N/A | #N/A
10 | 31 | 18 | 7 | #N/A | #N/A | 0 | 0 | 0 | 0 | 0 | 0 | 0 | #N/A | #N/A | 0 | 0 | 0 | 0 | 0 | #N/A | #N/A | 0 | #N/A | #N/A | #N/A | #N/A
10 | 31 | 19 | 7 | #N/A | #N/A | 0 | 0 | 0 | 0 | 0 | 0 | 0 | #N/A | #N/A | 0 | 0 | 0 | 0 | 0 | #N/A | #N/A | 0 | #N/A | #N/A | #N/A | #N/A
10 | 31 | 20 | 7 | #N/A | #N/A | 0 | 0 | 0 | 0 | 0 | 0 | 0 | #N/A | #N/A | 0 | 0 | 0 | 0 | 0 | #N/A | #N/A | 0 | #N/A | #N/A | #N/A | #N/A
10 | 31 | 21 | 7 | #N/A | #N/A | 0 | 0 | 0 | 0 | 0 | 0 | 0 | #N/A | #N/A | 0 | 0 | 0 | 0 | 0 | #N/A | #N/A | 0 | #N/A | #N/A | #N/A | #N/A
10 | 31 | 22 | 7 | #N/A | #N/A | 0 | 0 | 0 | 0 | 0 | 0 | 0 | #N/A | #N/A | 0 | 0 | 0 | 0 | 0 | #N/A | #N/A | 0 | #N/A | #N/A | #N/A | #N/A
10 | 31 | 23 | 7 | #N/A | #N/A | 0 | 0 | 0 | 0 | 0 | 0 | 0 | #N/A | #N/A | 0 | 0 | 0 | 0 | 0 | #N/A | #N/A | 0 | #N/A | #N/A | #N/A | #N/A
10 | 31 | 24 | 7 | #N/A | #N/A | 0 | 0 | 0 | 0 | 0 | 0 | 0 | #N/A | #N/A | 0 | 0 | 0 | 0 | 0 | #N/A | #N/A | 0 | #N/A | #N/A | #N/A | #N/A
11 | 1 | 1 | 1 | #N/A | #N/A | 0 | 0 | 0 | 0 | 0 | 0 | 0 | #N/A | #N/A | 0 | 0 | 0 | 0 | 0 | #N/A | #N/A | 0 | #N/A | #N/A | #N/A | #N/A
11 | 1 | 2 | 1 | #N/A | #N/A | 0 | 0 | 0 | 0 | 0 | 0 | 0 | #N/A | #N/A | 0 | 0 | 0 | 0 | 0 | #N/A | #N/A | 0 | #N/A | #N/A | #N/A | #N/A
11 | 1 | 3 | 1 | #N/A | #N/A | 0 | 0 | 0 | 0 | 0 | 0 | 0 | #N/A | #N/A | 0 | 0 | 0 | 0 | 0 | #N/A | #N/A | 0 | #N/A | #N/A | #N/A | #N/A
11 | 1 | 4 | 1 | #N/A | #N/A | 0 | 0 | 0 | 0 | 0 | 0 | 0 | #N/A | #N/A | 0 | 0 | 0 | 0 | 0 | #N/A | #N/A | 0 | #N/A | #N/A | #N/A | #N/A
11 | 1 | 5 | 1 | #N/A | #N/A | 0 | 0 | 0 | 0 | 0 | 0 | 0 | #N/A | #N/A | 0 | 0 | 0 | 0 | 0 | #N/A | #N/A | 0 | #N/A | #N/A | #N/A | #N/A
11 | 1 | 6 | 1 | #N/A | #N/A | 1 | 0 | 0 | 0 | 0 | 0 | 0 | #N/A | #N/A | 0 | 0 | 0 | 0 | 0 | #N/A | #N/A | 0 | #N/A | #N/A | #N/A | #N/A
11 | 1 | 7 | 1 | #N/A | #N/A | 1 | 0 | 0 | 0 | 0 | 0 | 0 | #N/A | #N/A | 0 | 0 | 0 | 0 | 0 | #N/A | #N/A | 0 | #N/A | #N/A | #N/A | #N/A
11 | 1 | 8 | 1 | #N/A | #N/A | 1 | 0 | 0 | 0 | 0 | 0 | 0 | #N/A | #N/A | 0 | 0 | 0 | 0 | 0 | #N/A | #N/A | 0 | #N/A | #N/A | #N/A | #N/A
11 | 1 | 9 | 1 | #N/A | #N/A | 1 | 0 | 0 | 0 | 0 | 0 | 0 | #N/A | #N/A | 0 | 0 | 0 | 0 | 0 | #N/A | #N/A | 0 | #N/A | #N/A | #N/A | #N/A
11 | 1 | 10 | 1 | #N/A | #N/A | 1 | 0 | 0 | 0 | 0 | 0 | 0 | #N/A | #N/A | 0 | 0 | 0 | 0 | 0 | #N/A | #N/A | 0 | #N/A | #N/A | #N/A | #N/A
11 | 1 | 11 | 1 | #N/A | #N/A | 1 | 0 | 0 | 0 | 0 | 0 | 0 | #N/A | #N/A | 0 | 0 | 0 | 0 | 0 | #N/A | #N/A | 0 | #N/A | #N/A | #N/A | #N/A
11 | 1 | 12 | 1 | #N/A | #N/A | 1 | 0 | 0 | 0 | 0 | 0 | 0 | #N/A | #N/A | 0 | 0 | 0 | 0 | 0 | #N/A | #N/A | 0 | #N/A | #N/A | #N/A | #N/A
11 | 1 | 13 | 1 | #N/A | #N/A | 1 | 0 | 0 | 0 | 0 | 0 | 0 | #N/A | #N/A | 0 | 0 | 0 | 0 | 0 | #N/A | #N/A | 0 | #N/A | #N/A | #N/A | #N/A
11 | 1 | 14 | 1 | #N/A | #N/A | 1 | 0 | 0 | 0 | 0 | 0 | 0 | #N/A | #N/A | 0 | 0 | 0 | 0 | 0 | #N/A | #N/A | 0 | #N/A | #N/A | #N/A | #N/A
11 | 1 | 15 | 1 | #N/A | #N/A | 1 | 0 | 0 | 0 | 0 | 0 | 0 | #N/A | #N/A | 0 | 0 | 0 | 0 | 0 | #N/A | #N/A | 0 | #N/A | #N/A | #N/A | #N/A
11 | 1 | 16 | 1 | #N/A | #N/A | 1 | 0 | 0 | 0 | 0 | 0 | 0 | #N/A | #N/A | 0 | 0 | 0 | 0 | 0 | #N/A | #N/A | 0 | #N/A | #N/A | #N/A | #N/A
11 | 1 | 17 | 1 | #N/A | #N/A | 1 | 1 | 0 | 0 | 0 | 0 | 0 | #N/A | #N/A | 0 | 0 | 0 | 0 | 0 | #N/A | #N/A | 0 | #N/A | #N/A | #N/A | #N/A
11 | 1 | 18 | 1 | #N/A | #N/A | 1 | 1 | 0 | 0 | 0 | 0 | 0 | #N/A | #N/A | 0 | 0 | 0 | 0 | 0 | #N/A | #N/A | 0 | #N/A | #N/A | #N/A | #N/A
11 | 1 | 19 | 1 | #N/A | #N/A | 1 | 0 | 0 | 0 | 0 | 0 | 0 | #N/A | #N/A | 0 | 0 | 0 | 0 | 0 | #N/A | #N/A | 0 | #N/A | #N/A | #N/A | #N/A
11 | 1 | 20 | 1 | #N/A | #N/A | 1 | 0 | 0 | 0 | 0 | 0 | 0 | #N/A | #N/A | 0 | 0 | 0 | 0 | 0 | #N/A | #N/A | 0 | #N/A | #N/A | #N/A | #N/A
11 | 1 | 21 | 1 | #N/A | #N/A | 1 | 0 | 0 | 0 | 0 | 0 | 0 | #N/A | #N/A | 0 | 0 | 0 | 0 | 0 | #N/A | #N/A | 0 | #N/A | #N/A | #N/A | #N/A
11 | 1 | 22 | 1 | #N/A | #N/A | 1 | 0 | 0 | 0 | 0 | 0 | 0 | #N/A | #N/A | 0 | 0 | 0 | 0 | 0 | #N/A | #N/A | 0 | #N/A | #N/A | #N/A | #N/A
11 | 1 | 23 | 1 | #N/A | #N/A | 0 | 0 | 0 | 0 | 0 | 0 | 0 | #N/A | #N/A | 0 | 0 | 0 | 0 | 0 | #N/A | #N/A | 0 | #N/A | #N/A | #N/A | #N/A
11 | 1 | 24 | 1 | #N/A | #N/A | 0 | 0 | 0 | 0 | 0 | 0 | 0 | #N/A | #N/A | 0 | 0 | 0 | 0 | 0 | #N/A | #N/A | 0 | #N/A | #N/A | #N/A | #N/A
11 | 2 | 1 | 2 | #N/A | #N/A | 0 | 0 | 0 | 0 | 0 | 0 | 0 | #N/A | #N/A | 0 | 0 | 0 | 0 | 0 | #N/A | #N/A | 0 | #N/A | #N/A | #N/A | #N/A
11 | 2 | 2 | 2 | #N/A | #N/A | 0 | 0 | 0 | 0 | 0 | 0 | 0 | #N/A | #N/A | 0 | 0 | 0 | 0 | 0 | #N/A | #N/A | 0 | #N/A | #N/A | #N/A | #N/A
11 | 2 | 3 | 2 | #N/A | #N/A | 0 | 0 | 0 | 0 | 0 | 0 | 0 | #N/A | #N/A | 0 | 0 | 0 | 0 | 0 | #N/A | #N/A | 0 | #N/A | #N/A | #N/A | #N/A
11 | 2 | 4 | 2 | #N/A | #N/A | 0 | 0 | 0 | 0 | 0 | 0 | 0 | #N/A | #N/A | 0 | 0 | 0 | 0 | 0 | #N/A | #N/A | 0 | #N/A | #N/A | #N/A | #N/A
11 | 2 | 5 | 2 | #N/A | #N/A | 0 | 0 | 0 | 0 | 0 | 0 | 0 | #N/A | #N/A | 0 | 0 | 0 | 0 | 0 | #N/A | #N/A | 0 | #N/A | #N/A | #N/A | #N/A
11 | 2 | 6 | 2 | #N/A | #N/A | 1 | 0 | 0 | 0 | 0 | 0 | 0 | #N/A | #N/A | 0 | 0 | 0 | 0 | 0 | #N/A | #N/A | 0 | #N/A | #N/A | #N/A | #N/A
11 | 2 | 7 | 2 | #N/A | #N/A | 1 | 0 | 0 | 0 | 0 | 0 | 0 | #N/A | #N/A | 0 | 0 | 0 | 0 | 0 | #N/A | #N/A | 0 | #N/A | #N/A | #N/A | #N/A
11 | 2 | 8 | 2 | #N/A | #N/A | 1 | 0 | 0 | 0 | 0 | 0 | 0 | #N/A | #N/A | 0 | 0 | 0 | 0 | 0 | #N/A | #N/A | 0 | #N/A | #N/A | #N/A | #N/A
11 | 2 | 9 | 2 | #N/A | #N/A | 1 | 0 | 0 | 0 | 0 | 0 | 0 | #N/A | #N/A | 0 | 0 | 0 | 0 | 0 | #N/A | #N/A | 0 | #N/A | #N/A | #N/A | #N/A
11 | 2 | 10 | 2 | #N/A | #N/A | 1 | 0 | 0 | 0 | 0 | 0 | 0 | #N/A | #N/A | 0 | 0 | 0 | 0 | 0 | #N/A | #N/A | 0 | #N/A | #N/A | #N/A | #N/A
11 | 2 | 11 | 2 | #N/A | #N/A | 1 | 0 | 0 | 0 | 0 | 0 | 0 | #N/A | #N/A | 0 | 0 | 0 | 0 | 0 | #N/A | #N/A | 0 | #N/A | #N/A | #N/A | #N/A
11 | 2 | 12 | 2 | #N/A | #N/A | 1 | 0 | 0 | 0 | 0 | 0 | 0 | #N/A | #N/A | 0 | 0 | 0 | 0 | 0 | #N/A | #N/A | 0 | #N/A | #N/A | #N/A | #N/A
11 | 2 | 13 | 2 | #N/A | #N/A | 1 | 0 | 0 | 0 | 0 | 0 | 0 | #N/A | #N/A | 0 | 0 | 0 | 0 | 0 | #N/A | #N/A | 0 | #N/A | #N/A | #N/A | #N/A
11 | 2 | 14 | 2 | #N/A | #N/A | 1 | 0 | 0 | 0 | 0 | 0 | 0 | #N/A | #N/A | 0 | 0 | 0 | 0 | 0 | #N/A | #N/A | 0 | #N/A | #N/A | #N/A | #N/A
11 | 2 | 15 | 2 | #N/A | #N/A | 1 | 0 | 0 | 0 | 0 | 0 | 0 | #N/A | #N/A | 0 | 0 | 0 | 0 | 0 | #N/A | #N/A | 0 | #N/A | #N/A | #N/A | #N/A
11 | 2 | 16 | 2 | #N/A | #N/A | 1 | 0 | 0 | 0 | 0 | 0 | 0 | #N/A | #N/A | 0 | 0 | 0 | 0 | 0 | #N/A | #N/A | 0 | #N/A | #N/A | #N/A | #N/A
11 | 2 | 17 | 2 | #N/A | #N/A | 1 | 1 | 0 | 0 | 0 | 0 | 0 | #N/A | #N/A | 0 | 0 | 0 | 0 | 0 | #N/A | #N/A | 0 | #N/A | #N/A | #N/A | #N/A
11 | 2 | 18 | 2 | #N/A | #N/A | 1 | 1 | 0 | 0 | 0 | 0 | 0 | #N/A | #N/A | 0 | 0 | 0 | 0 | 0 | #N/A | #N/A | 0 | #N/A | #N/A | #N/A | #N/A
11 | 2 | 19 | 2 | #N/A | #N/A | 1 | 0 | 0 | 0 | 0 | 0 | 0 | #N/A | #N/A | 0 | 0 | 0 | 0 | 0 | #N/A | #N/A | 0 | #N/A | #N/A | #N/A | #N/A
11 | 2 | 20 | 2 | #N/A | #N/A | 1 | 0 | 0 | 0 | 0 | 0 | 0 | #N/A | #N/A | 0 | 0 | 0 | 0 | 0 | #N/A | #N/A | 0 | #N/A | #N/A | #N/A | #N/A
11 | 2 | 21 | 2 | #N/A | #N/A | 1 | 0 | 0 | 0 | 0 | 0 | 0 | #N/A | #N/A | 0 | 0 | 0 | 0 | 0 | #N/A | #N/A | 0 | #N/A | #N/A | #N/A | #N/A
11 | 2 | 22 | 2 | #N/A | #N/A | 1 | 0 | 0 | 0 | 0 | 0 | 0 | #N/A | #N/A | 0 | 0 | 0 | 0 | 0 | #N/A | #N/A | 0 | #N/A | #N/A | #N/A | #N/A
11 | 2 | 23 | 2 | #N/A | #N/A | 0 | 0 | 0 | 0 | 0 | 0 | 0 | #N/A | #N/A | 0 | 0 | 0 | 0 | 0 | #N/A | #N/A | 0 | #N/A | #N/A | #N/A | #N/A
11 | 2 | 24 | 2 | #N/A | #N/A | 0 | 0 | 0 | 0 | 0 | 0 | 0 | #N/A | #N/A | 0 | 0 | 0 | 0 | 0 | #N/A | #N/A | 0 | #N/A | #N/A | #N/A | #N/A
11 | 3 | 1 | 3 | #N/A | #N/A | 0 | 0 | 0 | 0 | 0 | 0 | 0 | #N/A | #N/A | 0 | 0 | 0 | 0 | 0 | #N/A | #N/A | 0 | #N/A | #N/A | #N/A | #N/A
11 | 3 | 2 | 3 | #N/A | #N/A | 0 | 0 | 0 | 0 | 0 | 0 | 0 | #N/A | #N/A | 0 | 0 | 0 | 0 | 0 | #N/A | #N/A | 0 | #N/A | #N/A | #N/A | #N/A
11 | 3 | 3 | 3 | #N/A | #N/A | 0 | 0 | 0 | 0 | 0 | 0 | 0 | #N/A | #N/A | 0 | 0 | 0 | 0 | 0 | #N/A | #N/A | 0 | #N/A | #N/A | #N/A | #N/A
11 | 3 | 4 | 3 | #N/A | #N/A | 0 | 0 | 0 | 0 | 0 | 0 | 0 | #N/A | #N/A | 0 | 0 | 0 | 0 | 0 | #N/A | #N/A | 0 | #N/A | #N/A | #N/A | #N/A
11 | 3 | 5 | 3 | #N/A | #N/A | 0 | 0 | 0 | 0 | 0 | 0 | 0 | #N/A | #N/A | 0 | 0 | 0 | 0 | 0 | #N/A | #N/A | 0 | #N/A | #N/A | #N/A | #N/A
11 | 3 | 6 | 3 | #N/A | #N/A | 1 | 0 | 0 | 0 | 0 | 0 | 0 | #N/A | #N/A | 0 | 0 | 0 | 0 | 0 | #N/A | #N/A | 0 | #N/A | #N/A | #N/A | #N/A
11 | 3 | 7 | 3 | #N/A | #N/A | 1 | 0 | 0 | 0 | 0 | 0 | 0 | #N/A | #N/A | 0 | 0 | 0 | 0 | 0 | #N/A | #N/A | 0 | #N/A | #N/A | #N/A | #N/A
11 | 3 | 8 | 3 | #N/A | #N/A | 1 | 0 | 0 | 0 | 0 | 0 | 0 | #N/A | #N/A | 0 | 0 | 0 | 0 | 0 | #N/A | #N/A | 0 | #N/A | #N/A | #N/A | #N/A
11 | 3 | 9 | 3 | #N/A | #N/A | 1 | 0 | 0 | 0 | 0 | 0 | 0 | #N/A | #N/A | 0 | 0 | 0 | 0 | 0 | #N/A | #N/A | 0 | #N/A | #N/A | #N/A | #N/A
11 | 3 | 10 | 3 | #N/A | #N/A | 1 | 0 | 0 | 0 | 0 | 0 | 0 | #N/A | #N/A | 0 | 0 | 0 | 0 | 0 | #N/A | #N/A | 0 | #N/A | #N/A | #N/A | #N/A
11 | 3 | 11 | 3 | #N/A | #N/A | 1 | 0 | 0 | 0 | 0 | 0 | 0 | #N/A | #N/A | 0 | 0 | 0 | 0 | 0 | #N/A | #N/A | 0 | #N/A | #N/A | #N/A | #N/A
11 | 3 | 12 | 3 | #N/A | #N/A | 1 | 0 | 0 | 0 | 0 | 0 | 0 | #N/A | #N/A | 0 | 0 | 0 | 0 | 0 | #N/A | #N/A | 0 | #N/A | #N/A | #N/A | #N/A
11 | 3 | 13 | 3 | #N/A | #N/A | 1 | 0 | 0 | 0 | 0 | 0 | 0 | #N/A | #N/A | 0 | 0 | 0 | 0 | 0 | #N/A | #N/A | 0 | #N/A | #N/A | #N/A | #N/A
11 | 3 | 14 | 3 | #N/A | #N/A | 1 | 0 | 0 | 0 | 0 | 0 | 0 | #N/A | #N/A | 0 | 0 | 0 | 0 | 0 | #N/A | #N/A | 0 | #N/A | #N/A | #N/A | #N/A
11 | 3 | 15 | 3 | #N/A | #N/A | 1 | 0 | 0 | 0 | 0 | 0 | 0 | #N/A | #N/A | 0 | 0 | 0 | 0 | 0 | #N/A | #N/A | 0 | #N/A | #N/A | #N/A | #N/A
11 | 3 | 16 | 3 | #N/A | #N/A | 1 | 0 | 0 | 0 | 0 | 0 | 0 | #N/A | #N/A | 0 | 0 | 0 | 0 | 0 | #N/A | #N/A | 0 | #N/A | #N/A | #N/A | #N/A
11 | 3 | 17 | 3 | #N/A | #N/A | 1 | 1 | 0 | 0 | 0 | 0 | 0 | #N/A | #N/A | 0 | 0 | 0 | 0 | 0 | #N/A | #N/A | 0 | #N/A | #N/A | #N/A | #N/A
11 | 3 | 18 | 3 | #N/A | #N/A | 1 | 1 | 0 | 0 | 0 | 0 | 0 | #N/A | #N/A | 0 | 0 | 0 | 0 | 0 | #N/A | #N/A | 0 | #N/A | #N/A | #N/A | #N/A
11 | 3 | 19 | 3 | #N/A | #N/A | 1 | 0 | 0 | 0 | 0 | 0 | 0 | #N/A | #N/A | 0 | 0 | 0 | 0 | 0 | #N/A | #N/A | 0 | #N/A | #N/A | #N/A | #N/A
11 | 3 | 20 | 3 | #N/A | #N/A | 1 | 0 | 0 | 0 | 0 | 0 | 0 | #N/A | #N/A | 0 | 0 | 0 | 0 | 0 | #N/A | #N/A | 0 | #N/A | #N/A | #N/A | #N/A
11 | 3 | 21 | 3 | #N/A | #N/A | 1 | 0 | 0 | 0 | 0 | 0 | 0 | #N/A | #N/A | 0 | 0 | 0 | 0 | 0 | #N/A | #N/A | 0 | #N/A | #N/A | #N/A | #N/A
11 | 3 | 22 | 3 | #N/A | #N/A | 1 | 0 | 0 | 0 | 0 | 0 | 0 | #N/A | #N/A | 0 | 0 | 0 | 0 | 0 | #N/A | #N/A | 0 | #N/A | #N/A | #N/A | #N/A
11 | 3 | 23 | 3 | #N/A | #N/A | 0 | 0 | 0 | 0 | 0 | 0 | 0 | #N/A | #N/A | 0 | 0 | 0 | 0 | 0 | #N/A | #N/A | 0 | #N/A | #N/A | #N/A | #N/A
11 | 3 | 24 | 3 | #N/A | #N/A | 0 | 0 | 0 | 0 | 0 | 0 | 0 | #N/A | #N/A | 0 | 0 | 0 | 0 | 0 | #N/A | #N/A | 0 | #N/A | #N/A | #N/A | #N/A
11 | 4 | 1 | 4 | #N/A | #N/A | 0 | 0 | 0 | 0 | 0 | 0 | 0 | #N/A | #N/A | 0 | 0 | 0 | 0 | 0 | #N/A | #N/A | 0 | #N/A | #N/A | #N/A | #N/A
11 | 4 | 2 | 4 | #N/A | #N/A | 0 | 0 | 0 | 0 | 0 | 0 | 0 | #N/A | #N/A | 0 | 0 | 0 | 0 | 0 | #N/A | #N/A | 0 | #N/A | #N/A | #N/A | #N/A
11 | 4 | 3 | 4 | #N/A | #N/A | 0 | 0 | 0 | 0 | 0 | 0 | 0 | #N/A | #N/A | 0 | 0 | 0 | 0 | 0 | #N/A | #N/A | 0 | #N/A | #N/A | #N/A | #N/A
11 | 4 | 4 | 4 | #N/A | #N/A | 0 | 0 | 0 | 0 | 0 | 0 | 0 | #N/A | #N/A | 0 | 0 | 0 | 0 | 0 | #N/A | #N/A | 0 | #N/A | #N/A | #N/A | #N/A
11 | 4 | 5 | 4 | #N/A | #N/A | 0 | 0 | 0 | 0 | 0 | 0 | 0 | #N/A | #N/A | 0 | 0 | 0 | 0 | 0 | #N/A | #N/A | 0 | #N/A | #N/A | #N/A | #N/A
11 | 4 | 6 | 4 | #N/A | #N/A | 1 | 0 | 0 | 0 | 0 | 0 | 0 | #N/A | #N/A | 0 | 0 | 0 | 0 | 0 | #N/A | #N/A | 0 | #N/A | #N/A | #N/A | #N/A
11 | 4 | 7 | 4 | #N/A | #N/A | 1 | 0 | 0 | 0 | 0 | 0 | 0 | #N/A | #N/A | 0 | 0 | 0 | 0 | 0 | #N/A | #N/A | 0 | #N/A | #N/A | #N/A | #N/A
11 | 4 | 8 | 4 | #N/A | #N/A | 1 | 0 | 0 | 0 | 0 | 0 | 0 | #N/A | #N/A | 0 | 0 | 0 | 0 | 0 | #N/A | #N/A | 0 | #N/A | #N/A | #N/A | #N/A
11 | 4 | 9 | 4 | #N/A | #N/A | 1 | 0 | 0 | 0 | 0 | 0 | 0 | #N/A | #N/A | 0 | 0 | 0 | 0 | 0 | #N/A | #N/A | 0 | #N/A | #N/A | #N/A | #N/A
11 | 4 | 10 | 4 | #N/A | #N/A | 1 | 0 | 0 | 0 | 0 | 0 | 0 | #N/A | #N/A | 0 | 0 | 0 | 0 | 0 | #N/A | #N/A | 0 | #N/A | #N/A | #N/A | #N/A
11 | 4 | 11 | 4 | #N/A | #N/A | 1 | 0 | 0 | 0 | 0 | 0 | 0 | #N/A | #N/A | 0 | 0 | 0 | 0 | 0 | #N/A | #N/A | 0 | #N/A | #N/A | #N/A | #N/A
11 | 4 | 12 | 4 | #N/A | #N/A | 1 | 0 | 0 | 0 | 0 | 0 | 0 | #N/A | #N/A | 0 | 0 | 0 | 0 | 0 | #N/A | #N/A | 0 | #N/A | #N/A | #N/A | #N/A
11 | 4 | 13 | 4 | #N/A | #N/A | 1 | 0 | 0 | 0 | 0 | 0 | 0 | #N/A | #N/A | 0 | 0 | 0 | 0 | 0 | #N/A | #N/A | 0 | #N/A | #N/A | #N/A | #N/A
11 | 4 | 14 | 4 | #N/A | #N/A | 1 | 0 | 0 | 0 | 0 | 0 | 0 | #N/A | #N/A | 0 | 0 | 0 | 0 | 0 | #N/A | #N/A | 0 | #N/A | #N/A | #N/A | #N/A
11 | 4 | 15 | 4 | #N/A | #N/A | 1 | 0 | 0 | 0 | 0 | 0 | 0 | #N/A | #N/A | 0 | 0 | 0 | 0 | 0 | #N/A | #N/A | 0 | #N/A | #N/A | #N/A | #N/A
11 | 4 | 16 | 4 | #N/A | #N/A | 1 | 0 | 0 | 0 | 0 | 0 | 0 | #N/A | #N/A | 0 | 0 | 0 | 0 | 0 | #N/A | #N/A | 0 | #N/A | #N/A | #N/A | #N/A
11 | 4 | 17 | 4 | #N/A | #N/A | 1 | 1 | 0 | 0 | 0 | 0 | 0 | #N/A | #N/A | 0 | 0 | 0 | 0 | 0 | #N/A | #N/A | 0 | #N/A | #N/A | #N/A | #N/A
11 | 4 | 18 | 4 | #N/A | #N/A | 1 | 1 | 0 | 0 | 0 | 0 | 0 | #N/A | #N/A | 0 | 0 | 0 | 0 | 0 | #N/A | #N/A | 0 | #N/A | #N/A | #N/A | #N/A
11 | 4 | 19 | 4 | #N/A | #N/A | 1 | 0 | 0 | 0 | 0 | 0 | 0 | #N/A | #N/A | 0 | 0 | 0 | 0 | 0 | #N/A | #N/A | 0 | #N/A | #N/A | #N/A | #N/A
11 | 4 | 20 | 4 | #N/A | #N/A | 1 | 0 | 0 | 0 | 0 | 0 | 0 | #N/A | #N/A | 0 | 0 | 0 | 0 | 0 | #N/A | #N/A | 0 | #N/A | #N/A | #N/A | #N/A
11 | 4 | 21 | 4 | #N/A | #N/A | 1 | 0 | 0 | 0 | 0 | 0 | 0 | #N/A | #N/A | 0 | 0 | 0 | 0 | 0 | #N/A | #N/A | 0 | #N/A | #N/A | #N/A | #N/A
11 | 4 | 22 | 4 | #N/A | #N/A | 1 | 0 | 0 | 0 | 0 | 0 | 0 | #N/A | #N/A | 0 | 0 | 0 | 0 | 0 | #N/A | #N/A | 0 | #N/A | #N/A | #N/A | #N/A
11 | 4 | 23 | 4 | #N/A | #N/A | 0 | 0 | 0 | 0 | 0 | 0 | 0 | #N/A | #N/A | 0 | 0 | 0 | 0 | 0 | #N/A | #N/A | 0 | #N/A | #N/A | #N/A | #N/A
11 | 4 | 24 | 4 | #N/A | #N/A | 0 | 0 | 0 | 0 | 0 | 0 | 0 | #N/A | #N/A | 0 | 0 | 0 | 0 | 0 | #N/A | #N/A | 0 | #N/A | #N/A | #N/A | #N/A
11 | 5 | 1 | 5 | #N/A | #N/A | 0 | 0 | 0 | 0 | 0 | 0 | 0 | #N/A | #N/A | 0 | 0 | 0 | 0 | 0 | #N/A | #N/A | 0 | #N/A | #N/A | #N/A | #N/A
11 | 5 | 2 | 5 | #N/A | #N/A | 0 | 0 | 0 | 0 | 0 | 0 | 0 | #N/A | #N/A | 0 | 0 | 0 | 0 | 0 | #N/A | #N/A | 0 | #N/A | #N/A | #N/A | #N/A
11 | 5 | 3 | 5 | #N/A | #N/A | 0 | 0 | 0 | 0 | 0 | 0 | 0 | #N/A | #N/A | 0 | 0 | 0 | 0 | 0 | #N/A | #N/A | 0 | #N/A | #N/A | #N/A | #N/A
11 | 5 | 4 | 5 | #N/A | #N/A | 0 | 0 | 0 | 0 | 0 | 0 | 0 | #N/A | #N/A | 0 | 0 | 0 | 0 | 0 | #N/A | #N/A | 0 | #N/A | #N/A | #N/A | #N/A
11 | 5 | 5 | 5 | #N/A | #N/A | 0 | 0 | 0 | 0 | 0 | 0 | 0 | #N/A | #N/A | 0 | 0 | 0 | 0 | 0 | #N/A | #N/A | 0 | #N/A | #N/A | #N/A | #N/A
11 | 5 | 6 | 5 | #N/A | #N/A | 1 | 0 | 0 | 0 | 0 | 0 | 0 | #N/A | #N/A | 0 | 0 | 0 | 0 | 0 | #N/A | #N/A | 0 | #N/A | #N/A | #N/A | #N/A
11 | 5 | 7 | 5 | #N/A | #N/A | 1 | 0 | 0 | 0 | 0 | 0 | 0 | #N/A | #N/A | 0 | 0 | 0 | 0 | 0 | #N/A | #N/A | 0 | #N/A | #N/A | #N/A | #N/A
11 | 5 | 8 | 5 | #N/A | #N/A | 1 | 0 | 0 | 0 | 0 | 0 | 0 | #N/A | #N/A | 0 | 0 | 0 | 0 | 0 | #N/A | #N/A | 0 | #N/A | #N/A | #N/A | #N/A
11 | 5 | 9 | 5 | #N/A | #N/A | 1 | 0 | 0 | 0 | 0 | 0 | 0 | #N/A | #N/A | 0 | 0 | 0 | 0 | 0 | #N/A | #N/A | 0 | #N/A | #N/A | #N/A | #N/A
11 | 5 | 10 | 5 | #N/A | #N/A | 1 | 0 | 0 | 0 | 0 | 0 | 0 | #N/A | #N/A | 0 | 0 | 0 | 0 | 0 | #N/A | #N/A | 0 | #N/A | #N/A | #N/A | #N/A
11 | 5 | 11 | 5 | #N/A | #N/A | 1 | 0 | 0 | 0 | 0 | 0 | 0 | #N/A | #N/A | 0 | 0 | 0 | 0 | 0 | #N/A | #N/A | 0 | #N/A | #N/A | #N/A | #N/A
11 | 5 | 12 | 5 | #N/A | #N/A | 1 | 0 | 0 | 0 | 0 | 0 | 0 | #N/A | #N/A | 0 | 0 | 0 | 0 | 0 | #N/A | #N/A | 0 | #N/A | #N/A | #N/A | #N/A
11 | 5 | 13 | 5 | #N/A | #N/A | 1 | 0 | 0 | 0 | 0 | 0 | 0 | #N/A | #N/A | 0 | 0 | 0 | 0 | 0 | #N/A | #N/A | 0 | #N/A | #N/A | #N/A | #N/A
11 | 5 | 14 | 5 | #N/A | #N/A | 1 | 0 | 0 | 0 | 0 | 0 | 0 | #N/A | #N/A | 0 | 0 | 0 | 0 | 0 | #N/A | #N/A | 0 | #N/A | #N/A | #N/A | #N/A
11 | 5 | 15 | 5 | #N/A | #N/A | 1 | 0 | 0 | 0 | 0 | 0 | 0 | #N/A | #N/A | 0 | 0 | 0 | 0 | 0 | #N/A | #N/A | 0 | #N/A | #N/A | #N/A | #N/A
11 | 5 | 16 | 5 | #N/A | #N/A | 1 | 0 | 0 | 0 | 0 | 0 | 0 | #N/A | #N/A | 0 | 0 | 0 | 0 | 0 | #N/A | #N/A | 0 | #N/A | #N/A | #N/A | #N/A
11 | 5 | 17 | 5 | #N/A | #N/A | 1 | 1 | 0 | 0 | 0 | 0 | 0 | #N/A | #N/A | 0 | 0 | 0 | 0 | 0 | #N/A | #N/A | 0 | #N/A | #N/A | #N/A | #N/A
11 | 5 | 18 | 5 | #N/A | #N/A | 1 | 1 | 0 | 0 | 0 | 0 | 0 | #N/A | #N/A | 0 | 0 | 0 | 0 | 0 | #N/A | #N/A | 0 | #N/A | #N/A | #N/A | #N/A
11 | 5 | 19 | 5 | #N/A | #N/A | 1 | 0 | 0 | 0 | 0 | 0 | 0 | #N/A | #N/A | 0 | 0 | 0 | 0 | 0 | #N/A | #N/A | 0 | #N/A | #N/A | #N/A | #N/A
11 | 5 | 20 | 5 | #N/A | #N/A | 1 | 0 | 0 | 0 | 0 | 0 | 0 | #N/A | #N/A | 0 | 0 | 0 | 0 | 0 | #N/A | #N/A | 0 | #N/A | #N/A | #N/A | #N/A
11 | 5 | 21 | 5 | #N/A | #N/A | 1 | 0 | 0 | 0 | 0 | 0 | 0 | #N/A | #N/A | 0 | 0 | 0 | 0 | 0 | #N/A | #N/A | 0 | #N/A | #N/A | #N/A | #N/A
11 | 5 | 22 | 5 | #N/A | #N/A | 1 | 0 | 0 | 0 | 0 | 0 | 0 | #N/A | #N/A | 0 | 0 | 0 | 0 | 0 | #N/A | #N/A | 0 | #N/A | #N/A | #N/A | #N/A
11 | 5 | 23 | 5 | #N/A | #N/A | 0 | 0 | 0 | 0 | 0 | 0 | 0 | #N/A | #N/A | 0 | 0 | 0 | 0 | 0 | #N/A | #N/A | 0 | #N/A | #N/A | #N/A | #N/A
11 | 5 | 24 | 5 | #N/A | #N/A | 0 | 0 | 0 | 0 | 0 | 0 | 0 | #N/A | #N/A | 0 | 0 | 0 | 0 | 0 | #N/A | #N/A | 0 | #N/A | #N/A | #N/A | #N/A
11 | 6 | 1 | 6 | #N/A | #N/A | 0 | 0 | 0 | 0 | 0 | 0 | 0 | #N/A | #N/A | 0 | 0 | 0 | 0 | 0 | #N/A | #N/A | 0 | #N/A | #N/A | #N/A | #N/A
11 | 6 | 2 | 6 | #N/A | #N/A | 0 | 0 | 0 | 0 | 0 | 0 | 0 | #N/A | #N/A | 0 | 0 | 0 | 0 | 0 | #N/A | #N/A | 0 | #N/A | #N/A | #N/A | #N/A
11 | 6 | 3 | 6 | #N/A | #N/A | 0 | 0 | 0 | 0 | 0 | 0 | 0 | #N/A | #N/A | 0 | 0 | 0 | 0 | 0 | #N/A | #N/A | 0 | #N/A | #N/A | #N/A | #N/A
11 | 6 | 4 | 6 | #N/A | #N/A | 0 | 0 | 0 | 0 | 0 | 0 | 0 | #N/A | #N/A | 0 | 0 | 0 | 0 | 0 | #N/A | #N/A | 0 | #N/A | #N/A | #N/A | #N/A
11 | 6 | 5 | 6 | #N/A | #N/A | 0 | 0 | 0 | 0 | 0 | 0 | 0 | #N/A | #N/A | 0 | 0 | 0 | 0 | 0 | #N/A | #N/A | 0 | #N/A | #N/A | #N/A | #N/A
11 | 6 | 6 | 6 | #N/A | #N/A | 0 | 0 | 0 | 0 | 0 | 0 | 0 | #N/A | #N/A | 0 | 0 | 0 | 0 | 0 | #N/A | #N/A | 0 | #N/A | #N/A | #N/A | #N/A
11 | 6 | 7 | 6 | #N/A | #N/A | 0 | 0 | 0 | 0 | 0 | 0 | 0 | #N/A | #N/A | 0 | 0 | 0 | 0 | 0 | #N/A | #N/A | 0 | #N/A | #N/A | #N/A | #N/A
11 | 6 | 8 | 6 | #N/A | #N/A | 0 | 0 | 0 | 0 | 0 | 0 | 0 | #N/A | #N/A | 0 | 0 | 0 | 0 | 0 | #N/A | #N/A | 0 | #N/A | #N/A | #N/A | #N/A
11 | 6 | 9 | 6 | #N/A | #N/A | 0 | 0 | 0 | 0 | 0 | 0 | 0 | #N/A | #N/A | 0 | 0 | 0 | 0 | 0 | #N/A | #N/A | 0 | #N/A | #N/A | #N/A | #N/A
11 | 6 | 10 | 6 | #N/A | #N/A | 0 | 0 | 0 | 0 | 0 | 0 | 0 | #N/A | #N/A | 0 | 0 | 0 | 0 | 0 | #N/A | #N/A | 0 | #N/A | #N/A | #N/A | #N/A
11 | 6 | 11 | 6 | #N/A | #N/A | 0 | 0 | 0 | 0 | 0 | 0 | 0 | #N/A | #N/A | 0 | 0 | 0 | 0 | 0 | #N/A | #N/A | 0 | #N/A | #N/A | #N/A | #N/A
11 | 6 | 12 | 6 | #N/A | #N/A | 0 | 0 | 0 | 0 | 0 | 0 | 0 | #N/A | #N/A | 0 | 0 | 0 | 0 | 0 | #N/A | #N/A | 0 | #N/A | #N/A | #N/A | #N/A
11 | 6 | 13 | 6 | #N/A | #N/A | 0 | 0 | 0 | 0 | 0 | 0 | 0 | #N/A | #N/A | 0 | 0 | 0 | 0 | 0 | #N/A | #N/A | 0 | #N/A | #N/A | #N/A | #N/A
11 | 6 | 14 | 6 | #N/A | #N/A | 0 | 0 | 0 | 0 | 0 | 0 | 0 | #N/A | #N/A | 0 | 0 | 0 | 0 | 0 | #N/A | #N/A | 0 | #N/A | #N/A | #N/A | #N/A
11 | 6 | 15 | 6 | #N/A | #N/A | 0 | 0 | 0 | 0 | 0 | 0 | 0 | #N/A | #N/A | 0 | 0 | 0 | 0 | 0 | #N/A | #N/A | 0 | #N/A | #N/A | #N/A | #N/A
11 | 6 | 16 | 6 | #N/A | #N/A | 0 | 0 | 0 | 0 | 0 | 0 | 0 | #N/A | #N/A | 0 | 0 | 0 | 0 | 0 | #N/A | #N/A | 0 | #N/A | #N/A | #N/A | #N/A
11 | 6 | 17 | 6 | #N/A | #N/A | 0 | 0 | 0 | 0 | 0 | 0 | 0 | #N/A | #N/A | 0 | 0 | 0 | 0 | 0 | #N/A | #N/A | 0 | #N/A | #N/A | #N/A | #N/A
11 | 6 | 18 | 6 | #N/A | #N/A | 0 | 0 | 0 | 0 | 0 | 0 | 0 | #N/A | #N/A | 0 | 0 | 0 | 0 | 0 | #N/A | #N/A | 0 | #N/A | #N/A | #N/A | #N/A
11 | 6 | 19 | 6 | #N/A | #N/A | 0 | 0 | 0 | 0 | 0 | 0 | 0 | #N/A | #N/A | 0 | 0 | 0 | 0 | 0 | #N/A | #N/A | 0 | #N/A | #N/A | #N/A | #N/A
11 | 6 | 20 | 6 | #N/A | #N/A | 0 | 0 | 0 | 0 | 0 | 0 | 0 | #N/A | #N/A | 0 | 0 | 0 | 0 | 0 | #N/A | #N/A | 0 | #N/A | #N/A | #N/A | #N/A
11 | 6 | 21 | 6 | #N/A | #N/A | 0 | 0 | 0 | 0 | 0 | 0 | 0 | #N/A | #N/A | 0 | 0 | 0 | 0 | 0 | #N/A | #N/A | 0 | #N/A | #N/A | #N/A | #N/A
11 | 6 | 22 | 6 | #N/A | #N/A | 0 | 0 | 0 | 0 | 0 | 0 | 0 | #N/A | #N/A | 0 | 0 | 0 | 0 | 0 | #N/A | #N/A | 0 | #N/A | #N/A | #N/A | #N/A
11 | 6 | 23 | 6 | #N/A | #N/A | 0 | 0 | 0 | 0 | 0 | 0 | 0 | #N/A | #N/A | 0 | 0 | 0 | 0 | 0 | #N/A | #N/A | 0 | #N/A | #N/A | #N/A | #N/A
11 | 6 | 24 | 6 | #N/A | #N/A | 0 | 0 | 0 | 0 | 0 | 0 | 0 | #N/A | #N/A | 0 | 0 | 0 | 0 | 0 | #N/A | #N/A | 0 | #N/A | #N/A | #N/A | #N/A
11 | 7 | 1 | 7 | #N/A | #N/A | 0 | 0 | 0 | 0 | 0 | 0 | 0 | #N/A | #N/A | 0 | 0 | 0 | 0 | 0 | #N/A | #N/A | 0 | #N/A | #N/A | #N/A | #N/A
11 | 7 | 2 | 7 | #N/A | #N/A | 0 | 0 | 0 | 0 | 0 | 0 | 0 | #N/A | #N/A | 0 | 0 | 0 | 0 | 0 | #N/A | #N/A | 0 | #N/A | #N/A | #N/A | #N/A
11 | 7 | 3 | 7 | #N/A | #N/A | 0 | 0 | 0 | 0 | 0 | 0 | 0 | #N/A | #N/A | 0 | 0 | 0 | 0 | 0 | #N/A | #N/A | 0 | #N/A | #N/A | #N/A | #N/A
11 | 7 | 4 | 7 | #N/A | #N/A | 0 | 0 | 0 | 0 | 0 | 0 | 0 | #N/A | #N/A | 0 | 0 | 0 | 0 | 0 | #N/A | #N/A | 0 | #N/A | #N/A | #N/A | #N/A
11 | 7 | 5 | 7 | #N/A | #N/A | 0 | 0 | 0 | 0 | 0 | 0 | 0 | #N/A | #N/A | 0 | 0 | 0 | 0 | 0 | #N/A | #N/A | 0 | #N/A | #N/A | #N/A | #N/A
11 | 7 | 6 | 7 | #N/A | #N/A | 0 | 0 | 0 | 0 | 0 | 0 | 0 | #N/A | #N/A | 0 | 0 | 0 | 0 | 0 | #N/A | #N/A | 0 | #N/A | #N/A | #N/A | #N/A
11 | 7 | 7 | 7 | #N/A | #N/A | 0 | 0 | 0 | 0 | 0 | 0 | 0 | #N/A | #N/A | 0 | 0 | 0 | 0 | 0 | #N/A | #N/A | 0 | #N/A | #N/A | #N/A | #N/A
11 | 7 | 8 | 7 | #N/A | #N/A | 0 | 0 | 0 | 0 | 0 | 0 | 0 | #N/A | #N/A | 0 | 0 | 0 | 0 | 0 | #N/A | #N/A | 0 | #N/A | #N/A | #N/A | #N/A
11 | 7 | 9 | 7 | #N/A | #N/A | 0 | 0 | 0 | 0 | 0 | 0 | 0 | #N/A | #N/A | 0 | 0 | 0 | 0 | 0 | #N/A | #N/A | 0 | #N/A | #N/A | #N/A | #N/A
11 | 7 | 10 | 7 | #N/A | #N/A | 0 | 0 | 0 | 0 | 0 | 0 | 0 | #N/A | #N/A | 0 | 0 | 0 | 0 | 0 | #N/A | #N/A | 0 | #N/A | #N/A | #N/A | #N/A
11 | 7 | 11 | 7 | #N/A | #N/A | 0 | 0 | 0 | 0 | 0 | 0 | 0 | #N/A | #N/A | 0 | 0 | 0 | 0 | 0 | #N/A | #N/A | 0 | #N/A | #N/A | #N/A | #N/A
11 | 7 | 12 | 7 | #N/A | #N/A | 0 | 0 | 0 | 0 | 0 | 0 | 0 | #N/A | #N/A | 0 | 0 | 0 | 0 | 0 | #N/A | #N/A | 0 | #N/A | #N/A | #N/A | #N/A
11 | 7 | 13 | 7 | #N/A | #N/A | 0 | 0 | 0 | 0 | 0 | 0 | 0 | #N/A | #N/A | 0 | 0 | 0 | 0 | 0 | #N/A | #N/A | 0 | #N/A | #N/A | #N/A | #N/A
11 | 7 | 14 | 7 | #N/A | #N/A | 0 | 0 | 0 | 0 | 0 | 0 | 0 | #N/A | #N/A | 0 | 0 | 0 | 0 | 0 | #N/A | #N/A | 0 | #N/A | #N/A | #N/A | #N/A
11 | 7 | 15 | 7 | #N/A | #N/A | 0 | 0 | 0 | 0 | 0 | 0 | 0 | #N/A | #N/A | 0 | 0 | 0 | 0 | 0 | #N/A | #N/A | 0 | #N/A | #N/A | #N/A | #N/A
11 | 7 | 16 | 7 | #N/A | #N/A | 0 | 0 | 0 | 0 | 0 | 0 | 0 | #N/A | #N/A | 0 | 0 | 0 | 0 | 0 | #N/A | #N/A | 0 | #N/A | #N/A | #N/A | #N/A
11 | 7 | 17 | 7 | #N/A | #N/A | 0 | 0 | 0 | 0 | 0 | 0 | 0 | #N/A | #N/A | 0 | 0 | 0 | 0 | 0 | #N/A | #N/A | 0 | #N/A | #N/A | #N/A | #N/A
11 | 7 | 18 | 7 | #N/A | #N/A | 0 | 0 | 0 | 0 | 0 | 0 | 0 | #N/A | #N/A | 0 | 0 | 0 | 0 | 0 | #N/A | #N/A | 0 | #N/A | #N/A | #N/A | #N/A
11 | 7 | 19 | 7 | #N/A | #N/A | 0 | 0 | 0 | 0 | 0 | 0 | 0 | #N/A | #N/A | 0 | 0 | 0 | 0 | 0 | #N/A | #N/A | 0 | #N/A | #N/A | #N/A | #N/A
11 | 7 | 20 | 7 | #N/A | #N/A | 0 | 0 | 0 | 0 | 0 | 0 | 0 | #N/A | #N/A | 0 | 0 | 0 | 0 | 0 | #N/A | #N/A | 0 | #N/A | #N/A | #N/A | #N/A
11 | 7 | 21 | 7 | #N/A | #N/A | 0 | 0 | 0 | 0 | 0 | 0 | 0 | #N/A | #N/A | 0 | 0 | 0 | 0 | 0 | #N/A | #N/A | 0 | #N/A | #N/A | #N/A | #N/A
11 | 7 | 22 | 7 | #N/A | #N/A | 0 | 0 | 0 | 0 | 0 | 0 | 0 | #N/A | #N/A | 0 | 0 | 0 | 0 | 0 | #N/A | #N/A | 0 | #N/A | #N/A | #N/A | #N/A
11 | 7 | 23 | 7 | #N/A | #N/A | 0 | 0 | 0 | 0 | 0 | 0 | 0 | #N/A | #N/A | 0 | 0 | 0 | 0 | 0 | #N/A | #N/A | 0 | #N/A | #N/A | #N/A | #N/A
11 | 7 | 24 | 7 | #N/A | #N/A | 0 | 0 | 0 | 0 | 0 | 0 | 0 | #N/A | #N/A | 0 | 0 | 0 | 0 | 0 | #N/A | #N/A | 0 | #N/A | #N/A | #N/A | #N/A
11 | 8 | 1 | 1 | #N/A | #N/A | 0 | 0 | 0 | 0 | 0 | 0 | 0 | #N/A | #N/A | 0 | 0 | 0 | 0 | 0 | #N/A | #N/A | 0 | #N/A | #N/A | #N/A | #N/A
11 | 8 | 2 | 1 | #N/A | #N/A | 0 | 0 | 0 | 0 | 0 | 0 | 0 | #N/A | #N/A | 0 | 0 | 0 | 0 | 0 | #N/A | #N/A | 0 | #N/A | #N/A | #N/A | #N/A
11 | 8 | 3 | 1 | #N/A | #N/A | 0 | 0 | 0 | 0 | 0 | 0 | 0 | #N/A | #N/A | 0 | 0 | 0 | 0 | 0 | #N/A | #N/A | 0 | #N/A | #N/A | #N/A | #N/A
11 | 8 | 4 | 1 | #N/A | #N/A | 0 | 0 | 0 | 0 | 0 | 0 | 0 | #N/A | #N/A | 0 | 0 | 0 | 0 | 0 | #N/A | #N/A | 0 | #N/A | #N/A | #N/A | #N/A
11 | 8 | 5 | 1 | #N/A | #N/A | 0 | 0 | 0 | 0 | 0 | 0 | 0 | #N/A | #N/A | 0 | 0 | 0 | 0 | 0 | #N/A | #N/A | 0 | #N/A | #N/A | #N/A | #N/A
11 | 8 | 6 | 1 | #N/A | #N/A | 1 | 0 | 0 | 0 | 0 | 0 | 0 | #N/A | #N/A | 0 | 0 | 0 | 0 | 0 | #N/A | #N/A | 0 | #N/A | #N/A | #N/A | #N/A
11 | 8 | 7 | 1 | #N/A | #N/A | 1 | 0 | 0 | 0 | 0 | 0 | 0 | #N/A | #N/A | 0 | 0 | 0 | 0 | 0 | #N/A | #N/A | 0 | #N/A | #N/A | #N/A | #N/A
11 | 8 | 8 | 1 | #N/A | #N/A | 1 | 0 | 0 | 0 | 0 | 0 | 0 | #N/A | #N/A | 0 | 0 | 0 | 0 | 0 | #N/A | #N/A | 0 | #N/A | #N/A | #N/A | #N/A
11 | 8 | 9 | 1 | #N/A | #N/A | 1 | 0 | 0 | 0 | 0 | 0 | 0 | #N/A | #N/A | 0 | 0 | 0 | 0 | 0 | #N/A | #N/A | 0 | #N/A | #N/A | #N/A | #N/A
11 | 8 | 10 | 1 | #N/A | #N/A | 1 | 0 | 0 | 0 | 0 | 0 | 0 | #N/A | #N/A | 0 | 0 | 0 | 0 | 0 | #N/A | #N/A | 0 | #N/A | #N/A | #N/A | #N/A
11 | 8 | 11 | 1 | #N/A | #N/A | 1 | 0 | 0 | 0 | 0 | 0 | 0 | #N/A | #N/A | 0 | 0 | 0 | 0 | 0 | #N/A | #N/A | 0 | #N/A | #N/A | #N/A | #N/A
11 | 8 | 12 | 1 | #N/A | #N/A | 1 | 0 | 0 | 0 | 0 | 0 | 0 | #N/A | #N/A | 0 | 0 | 0 | 0 | 0 | #N/A | #N/A | 0 | #N/A | #N/A | #N/A | #N/A
11 | 8 | 13 | 1 | #N/A | #N/A | 1 | 0 | 0 | 0 | 0 | 0 | 0 | #N/A | #N/A | 0 | 0 | 0 | 0 | 0 | #N/A | #N/A | 0 | #N/A | #N/A | #N/A | #N/A
11 | 8 | 14 | 1 | #N/A | #N/A | 1 | 0 | 0 | 0 | 0 | 0 | 0 | #N/A | #N/A | 0 | 0 | 0 | 0 | 0 | #N/A | #N/A | 0 | #N/A | #N/A | #N/A | #N/A
11 | 8 | 15 | 1 | #N/A | #N/A | 1 | 0 | 0 | 0 | 0 | 0 | 0 | #N/A | #N/A | 0 | 0 | 0 | 0 | 0 | #N/A | #N/A | 0 | #N/A | #N/A | #N/A | #N/A
11 | 8 | 16 | 1 | #N/A | #N/A | 1 | 0 | 0 | 0 | 0 | 0 | 0 | #N/A | #N/A | 0 | 0 | 0 | 0 | 0 | #N/A | #N/A | 0 | #N/A | #N/A | #N/A | #N/A
11 | 8 | 17 | 1 | #N/A | #N/A | 1 | 1 | 0 | 0 | 0 | 0 | 0 | #N/A | #N/A | 0 | 0 | 0 | 0 | 0 | #N/A | #N/A | 0 | #N/A | #N/A | #N/A | #N/A
11 | 8 | 18 | 1 | #N/A | #N/A | 1 | 1 | 0 | 0 | 0 | 0 | 0 | #N/A | #N/A | 0 | 0 | 0 | 0 | 0 | #N/A | #N/A | 0 | #N/A | #N/A | #N/A | #N/A
11 | 8 | 19 | 1 | #N/A | #N/A | 1 | 0 | 0 | 0 | 0 | 0 | 0 | #N/A | #N/A | 0 | 0 | 0 | 0 | 0 | #N/A | #N/A | 0 | #N/A | #N/A | #N/A | #N/A
11 | 8 | 20 | 1 | #N/A | #N/A | 1 | 0 | 0 | 0 | 0 | 0 | 0 | #N/A | #N/A | 0 | 0 | 0 | 0 | 0 | #N/A | #N/A | 0 | #N/A | #N/A | #N/A | #N/A
11 | 8 | 21 | 1 | #N/A | #N/A | 1 | 0 | 0 | 0 | 0 | 0 | 0 | #N/A | #N/A | 0 | 0 | 0 | 0 | 0 | #N/A | #N/A | 0 | #N/A | #N/A | #N/A | #N/A
11 | 8 | 22 | 1 | #N/A | #N/A | 1 | 0 | 0 | 0 | 0 | 0 | 0 | #N/A | #N/A | 0 | 0 | 0 | 0 | 0 | #N/A | #N/A | 0 | #N/A | #N/A | #N/A | #N/A
11 | 8 | 23 | 1 | #N/A | #N/A | 0 | 0 | 0 | 0 | 0 | 0 | 0 | #N/A | #N/A | 0 | 0 | 0 | 0 | 0 | #N/A | #N/A | 0 | #N/A | #N/A | #N/A | #N/A
11 | 8 | 24 | 1 | #N/A | #N/A | 0 | 0 | 0 | 0 | 0 | 0 | 0 | #N/A | #N/A | 0 | 0 | 0 | 0 | 0 | #N/A | #N/A | 0 | #N/A | #N/A | #N/A | #N/A
11 | 9 | 1 | 2 | #N/A | #N/A | 0 | 0 | 0 | 0 | 0 | 0 | 0 | #N/A | #N/A | 0 | 0 | 0 | 0 | 0 | #N/A | #N/A | 0 | #N/A | #N/A | #N/A | #N/A
11 | 9 | 2 | 2 | #N/A | #N/A | 0 | 0 | 0 | 0 | 0 | 0 | 0 | #N/A | #N/A | 0 | 0 | 0 | 0 | 0 | #N/A | #N/A | 0 | #N/A | #N/A | #N/A | #N/A
11 | 9 | 3 | 2 | #N/A | #N/A | 0 | 0 | 0 | 0 | 0 | 0 | 0 | #N/A | #N/A | 0 | 0 | 0 | 0 | 0 | #N/A | #N/A | 0 | #N/A | #N/A | #N/A | #N/A
11 | 9 | 4 | 2 | #N/A | #N/A | 0 | 0 | 0 | 0 | 0 | 0 | 0 | #N/A | #N/A | 0 | 0 | 0 | 0 | 0 | #N/A | #N/A | 0 | #N/A | #N/A | #N/A | #N/A
11 | 9 | 5 | 2 | #N/A | #N/A | 0 | 0 | 0 | 0 | 0 | 0 | 0 | #N/A | #N/A | 0 | 0 | 0 | 0 | 0 | #N/A | #N/A | 0 | #N/A | #N/A | #N/A | #N/A
11 | 9 | 6 | 2 | #N/A | #N/A | 1 | 0 | 0 | 0 | 0 | 0 | 0 | #N/A | #N/A | 0 | 0 | 0 | 0 | 0 | #N/A | #N/A | 0 | #N/A | #N/A | #N/A | #N/A
11 | 9 | 7 | 2 | #N/A | #N/A | 1 | 0 | 0 | 0 | 0 | 0 | 0 | #N/A | #N/A | 0 | 0 | 0 | 0 | 0 | #N/A | #N/A | 0 | #N/A | #N/A | #N/A | #N/A
11 | 9 | 8 | 2 | #N/A | #N/A | 1 | 0 | 0 | 0 | 0 | 0 | 0 | #N/A | #N/A | 0 | 0 | 0 | 0 | 0 | #N/A | #N/A | 0 | #N/A | #N/A | #N/A | #N/A
11 | 9 | 9 | 2 | #N/A | #N/A | 1 | 0 | 0 | 0 | 0 | 0 | 0 | #N/A | #N/A | 0 | 0 | 0 | 0 | 0 | #N/A | #N/A | 0 | #N/A | #N/A | #N/A | #N/A
11 | 9 | 10 | 2 | #N/A | #N/A | 1 | 0 | 0 | 0 | 0 | 0 | 0 | #N/A | #N/A | 0 | 0 | 0 | 0 | 0 | #N/A | #N/A | 0 | #N/A | #N/A | #N/A | #N/A
11 | 9 | 11 | 2 | #N/A | #N/A | 1 | 0 | 0 | 0 | 0 | 0 | 0 | #N/A | #N/A | 0 | 0 | 0 | 0 | 0 | #N/A | #N/A | 0 | #N/A | #N/A | #N/A | #N/A
11 | 9 | 12 | 2 | #N/A | #N/A | 1 | 0 | 0 | 0 | 0 | 0 | 0 | #N/A | #N/A | 0 | 0 | 0 | 0 | 0 | #N/A | #N/A | 0 | #N/A | #N/A | #N/A | #N/A
11 | 9 | 13 | 2 | #N/A | #N/A | 1 | 0 | 0 | 0 | 0 | 0 | 0 | #N/A | #N/A | 0 | 0 | 0 | 0 | 0 | #N/A | #N/A | 0 | #N/A | #N/A | #N/A | #N/A
11 | 9 | 14 | 2 | #N/A | #N/A | 1 | 0 | 0 | 0 | 0 | 0 | 0 | #N/A | #N/A | 0 | 0 | 0 | 0 | 0 | #N/A | #N/A | 0 | #N/A | #N/A | #N/A | #N/A
11 | 9 | 15 | 2 | #N/A | #N/A | 1 | 0 | 0 | 0 | 0 | 0 | 0 | #N/A | #N/A | 0 | 0 | 0 | 0 | 0 | #N/A | #N/A | 0 | #N/A | #N/A | #N/A | #N/A
11 | 9 | 16 | 2 | #N/A | #N/A | 1 | 0 | 0 | 0 | 0 | 0 | 0 | #N/A | #N/A | 0 | 0 | 0 | 0 | 0 | #N/A | #N/A | 0 | #N/A | #N/A | #N/A | #N/A
11 | 9 | 17 | 2 | #N/A | #N/A | 1 | 1 | 0 | 0 | 0 | 0 | 0 | #N/A | #N/A | 0 | 0 | 0 | 0 | 0 | #N/A | #N/A | 0 | #N/A | #N/A | #N/A | #N/A
11 | 9 | 18 | 2 | #N/A | #N/A | 1 | 1 | 0 | 0 | 0 | 0 | 0 | #N/A | #N/A | 0 | 0 | 0 | 0 | 0 | #N/A | #N/A | 0 | #N/A | #N/A | #N/A | #N/A
11 | 9 | 19 | 2 | #N/A | #N/A | 1 | 0 | 0 | 0 | 0 | 0 | 0 | #N/A | #N/A | 0 | 0 | 0 | 0 | 0 | #N/A | #N/A | 0 | #N/A | #N/A | #N/A | #N/A
11 | 9 | 20 | 2 | #N/A | #N/A | 1 | 0 | 0 | 0 | 0 | 0 | 0 | #N/A | #N/A | 0 | 0 | 0 | 0 | 0 | #N/A | #N/A | 0 | #N/A | #N/A | #N/A | #N/A
11 | 9 | 21 | 2 | #N/A | #N/A | 1 | 0 | 0 | 0 | 0 | 0 | 0 | #N/A | #N/A | 0 | 0 | 0 | 0 | 0 | #N/A | #N/A | 0 | #N/A | #N/A | #N/A | #N/A
11 | 9 | 22 | 2 | #N/A | #N/A | 1 | 0 | 0 | 0 | 0 | 0 | 0 | #N/A | #N/A | 0 | 0 | 0 | 0 | 0 | #N/A | #N/A | 0 | #N/A | #N/A | #N/A | #N/A
11 | 9 | 23 | 2 | #N/A | #N/A | 0 | 0 | 0 | 0 | 0 | 0 | 0 | #N/A | #N/A | 0 | 0 | 0 | 0 | 0 | #N/A | #N/A | 0 | #N/A | #N/A | #N/A | #N/A
11 | 9 | 24 | 2 | #N/A | #N/A | 0 | 0 | 0 | 0 | 0 | 0 | 0 | #N/A | #N/A | 0 | 0 | 0 | 0 | 0 | #N/A | #N/A | 0 | #N/A | #N/A | #N/A | #N/A
11 | 10 | 1 | 3 | #N/A | #N/A | 0 | 0 | 0 | 0 | 0 | 0 | 0 | #N/A | #N/A | 0 | 0 | 0 | 0 | 0 | #N/A | #N/A | 0 | #N/A | #N/A | #N/A | #N/A
11 | 10 | 2 | 3 | #N/A | #N/A | 0 | 0 | 0 | 0 | 0 | 0 | 0 | #N/A | #N/A | 0 | 0 | 0 | 0 | 0 | #N/A | #N/A | 0 | #N/A | #N/A | #N/A | #N/A
11 | 10 | 3 | 3 | #N/A | #N/A | 0 | 0 | 0 | 0 | 0 | 0 | 0 | #N/A | #N/A | 0 | 0 | 0 | 0 | 0 | #N/A | #N/A | 0 | #N/A | #N/A | #N/A | #N/A
11 | 10 | 4 | 3 | #N/A | #N/A | 0 | 0 | 0 | 0 | 0 | 0 | 0 | #N/A | #N/A | 0 | 0 | 0 | 0 | 0 | #N/A | #N/A | 0 | #N/A | #N/A | #N/A | #N/A
11 | 10 | 5 | 3 | #N/A | #N/A | 0 | 0 | 0 | 0 | 0 | 0 | 0 | #N/A | #N/A | 0 | 0 | 0 | 0 | 0 | #N/A | #N/A | 0 | #N/A | #N/A | #N/A | #N/A
11 | 10 | 6 | 3 | #N/A | #N/A | 1 | 0 | 0 | 0 | 0 | 0 | 0 | #N/A | #N/A | 0 | 0 | 0 | 0 | 0 | #N/A | #N/A | 0 | #N/A | #N/A | #N/A | #N/A
11 | 10 | 7 | 3 | #N/A | #N/A | 1 | 0 | 0 | 0 | 0 | 0 | 0 | #N/A | #N/A | 0 | 0 | 0 | 0 | 0 | #N/A | #N/A | 0 | #N/A | #N/A | #N/A | #N/A
11 | 10 | 8 | 3 | #N/A | #N/A | 1 | 0 | 0 | 0 | 0 | 0 | 0 | #N/A | #N/A | 0 | 0 | 0 | 0 | 0 | #N/A | #N/A | 0 | #N/A | #N/A | #N/A | #N/A
11 | 10 | 9 | 3 | #N/A | #N/A | 1 | 0 | 0 | 0 | 0 | 0 | 0 | #N/A | #N/A | 0 | 0 | 0 | 0 | 0 | #N/A | #N/A | 0 | #N/A | #N/A | #N/A | #N/A
11 | 10 | 10 | 3 | #N/A | #N/A | 1 | 0 | 0 | 0 | 0 | 0 | 0 | #N/A | #N/A | 0 | 0 | 0 | 0 | 0 | #N/A | #N/A | 0 | #N/A | #N/A | #N/A | #N/A
11 | 10 | 11 | 3 | #N/A | #N/A | 1 | 0 | 0 | 0 | 0 | 0 | 0 | #N/A | #N/A | 0 | 0 | 0 | 0 | 0 | #N/A | #N/A | 0 | #N/A | #N/A | #N/A | #N/A
11 | 10 | 12 | 3 | #N/A | #N/A | 1 | 0 | 0 | 0 | 0 | 0 | 0 | #N/A | #N/A | 0 | 0 | 0 | 0 | 0 | #N/A | #N/A | 0 | #N/A | #N/A | #N/A | #N/A
11 | 10 | 13 | 3 | #N/A | #N/A | 1 | 0 | 0 | 0 | 0 | 0 | 0 | #N/A | #N/A | 0 | 0 | 0 | 0 | 0 | #N/A | #N/A | 0 | #N/A | #N/A | #N/A | #N/A
11 | 10 | 14 | 3 | #N/A | #N/A | 1 | 0 | 0 | 0 | 0 | 0 | 0 | #N/A | #N/A | 0 | 0 | 0 | 0 | 0 | #N/A | #N/A | 0 | #N/A | #N/A | #N/A | #N/A
11 | 10 | 15 | 3 | #N/A | #N/A | 1 | 0 | 0 | 0 | 0 | 0 | 0 | #N/A | #N/A | 0 | 0 | 0 | 0 | 0 | #N/A | #N/A | 0 | #N/A | #N/A | #N/A | #N/A
11 | 10 | 16 | 3 | #N/A | #N/A | 1 | 0 | 0 | 0 | 0 | 0 | 0 | #N/A | #N/A | 0 | 0 | 0 | 0 | 0 | #N/A | #N/A | 0 | #N/A | #N/A | #N/A | #N/A
11 | 10 | 17 | 3 | #N/A | #N/A | 1 | 1 | 0 | 0 | 0 | 0 | 0 | #N/A | #N/A | 0 | 0 | 0 | 0 | 0 | #N/A | #N/A | 0 | #N/A | #N/A | #N/A | #N/A
11 | 10 | 18 | 3 | #N/A | #N/A | 1 | 1 | 0 | 0 | 0 | 0 | 0 | #N/A | #N/A | 0 | 0 | 0 | 0 | 0 | #N/A | #N/A | 0 | #N/A | #N/A | #N/A | #N/A
11 | 10 | 19 | 3 | #N/A | #N/A | 1 | 0 | 0 | 0 | 0 | 0 | 0 | #N/A | #N/A | 0 | 0 | 0 | 0 | 0 | #N/A | #N/A | 0 | #N/A | #N/A | #N/A | #N/A
11 | 10 | 20 | 3 | #N/A | #N/A | 1 | 0 | 0 | 0 | 0 | 0 | 0 | #N/A | #N/A | 0 | 0 | 0 | 0 | 0 | #N/A | #N/A | 0 | #N/A | #N/A | #N/A | #N/A
11 | 10 | 21 | 3 | #N/A | #N/A | 1 | 0 | 0 | 0 | 0 | 0 | 0 | #N/A | #N/A | 0 | 0 | 0 | 0 | 0 | #N/A | #N/A | 0 | #N/A | #N/A | #N/A | #N/A
11 | 10 | 22 | 3 | #N/A | #N/A | 1 | 0 | 0 | 0 | 0 | 0 | 0 | #N/A | #N/A | 0 | 0 | 0 | 0 | 0 | #N/A | #N/A | 0 | #N/A | #N/A | #N/A | #N/A
11 | 10 | 23 | 3 | #N/A | #N/A | 0 | 0 | 0 | 0 | 0 | 0 | 0 | #N/A | #N/A | 0 | 0 | 0 | 0 | 0 | #N/A | #N/A | 0 | #N/A | #N/A | #N/A | #N/A
11 | 10 | 24 | 3 | #N/A | #N/A | 0 | 0 | 0 | 0 | 0 | 0 | 0 | #N/A | #N/A | 0 | 0 | 0 | 0 | 0 | #N/A | #N/A | 0 | #N/A | #N/A | #N/A | #N/A
11 | 11 | 1 | 8 | #N/A | #N/A | 0 | 0 | 0 | 0 | 0 | 0 | 0 | #N/A | #N/A | 0 | 0 | 0 | 0 | 0 | #N/A | #N/A | 0 | #N/A | #N/A | #N/A | #N/A
11 | 11 | 2 | 8 | #N/A | #N/A | 0 | 0 | 0 | 0 | 0 | 0 | 0 | #N/A | #N/A | 0 | 0 | 0 | 0 | 0 | #N/A | #N/A | 0 | #N/A | #N/A | #N/A | #N/A
11 | 11 | 3 | 8 | #N/A | #N/A | 0 | 0 | 0 | 0 | 0 | 0 | 0 | #N/A | #N/A | 0 | 0 | 0 | 0 | 0 | #N/A | #N/A | 0 | #N/A | #N/A | #N/A | #N/A
11 | 11 | 4 | 8 | #N/A | #N/A | 0 | 0 | 0 | 0 | 0 | 0 | 0 | #N/A | #N/A | 0 | 0 | 0 | 0 | 0 | #N/A | #N/A | 0 | #N/A | #N/A | #N/A | #N/A
11 | 11 | 5 | 8 | #N/A | #N/A | 0 | 0 | 0 | 0 | 0 | 0 | 0 | #N/A | #N/A | 0 | 0 | 0 | 0 | 0 | #N/A | #N/A | 0 | #N/A | #N/A | #N/A | #N/A
11 | 11 | 6 | 8 | #N/A | #N/A | 0 | 0 | 0 | 0 | 0 | 0 | 0 | #N/A | #N/A | 0 | 0 | 0 | 0 | 0 | #N/A | #N/A | 0 | #N/A | #N/A | #N/A | #N/A
11 | 11 | 7 | 8 | #N/A | #N/A | 0 | 0 | 0 | 0 | 0 | 0 | 0 | #N/A | #N/A | 0 | 0 | 0 | 0 | 0 | #N/A | #N/A | 0 | #N/A | #N/A | #N/A | #N/A
11 | 11 | 8 | 8 | #N/A | #N/A | 0 | 0 | 0 | 0 | 0 | 0 | 0 | #N/A | #N/A | 0 | 0 | 0 | 0 | 0 | #N/A | #N/A | 0 | #N/A | #N/A | #N/A | #N/A
11 | 11 | 9 | 8 | #N/A | #N/A | 0 | 0 | 0 | 0 | 0 | 0 | 0 | #N/A | #N/A | 0 | 0 | 0 | 0 | 0 | #N/A | #N/A | 0 | #N/A | #N/A | #N/A | #N/A
11 | 11 | 10 | 8 | #N/A | #N/A | 0 | 0 | 0 | 0 | 0 | 0 | 0 | #N/A | #N/A | 0 | 0 | 0 | 0 | 0 | #N/A | #N/A | 0 | #N/A | #N/A | #N/A | #N/A
11 | 11 | 11 | 8 | #N/A | #N/A | 0 | 0 | 0 | 0 | 0 | 0 | 0 | #N/A | #N/A | 0 | 0 | 0 | 0 | 0 | #N/A | #N/A | 0 | #N/A | #N/A | #N/A | #N/A
11 | 11 | 12 | 8 | #N/A | #N/A | 0 | 0 | 0 | 0 | 0 | 0 | 0 | #N/A | #N/A | 0 | 0 | 0 | 0 | 0 | #N/A | #N/A | 0 | #N/A | #N/A | #N/A | #N/A
11 | 11 | 13 | 8 | #N/A | #N/A | 0 | 0 | 0 | 0 | 0 | 0 | 0 | #N/A | #N/A | 0 | 0 | 0 | 0 | 0 | #N/A | #N/A | 0 | #N/A | #N/A | #N/A | #N/A
11 | 11 | 14 | 8 | #N/A | #N/A | 0 | 0 | 0 | 0 | 0 | 0 | 0 | #N/A | #N/A | 0 | 0 | 0 | 0 | 0 | #N/A | #N/A | 0 | #N/A | #N/A | #N/A | #N/A
11 | 11 | 15 | 8 | #N/A | #N/A | 0 | 0 | 0 | 0 | 0 | 0 | 0 | #N/A | #N/A | 0 | 0 | 0 | 0 | 0 | #N/A | #N/A | 0 | #N/A | #N/A | #N/A | #N/A
11 | 11 | 16 | 8 | #N/A | #N/A | 0 | 0 | 0 | 0 | 0 | 0 | 0 | #N/A | #N/A | 0 | 0 | 0 | 0 | 0 | #N/A | #N/A | 0 | #N/A | #N/A | #N/A | #N/A
11 | 11 | 17 | 8 | #N/A | #N/A | 0 | 0 | 0 | 0 | 0 | 0 | 0 | #N/A | #N/A | 0 | 0 | 0 | 0 | 0 | #N/A | #N/A | 0 | #N/A | #N/A | #N/A | #N/A
11 | 11 | 18 | 8 | #N/A | #N/A | 0 | 0 | 0 | 0 | 0 | 0 | 0 | #N/A | #N/A | 0 | 0 | 0 | 0 | 0 | #N/A | #N/A | 0 | #N/A | #N/A | #N/A | #N/A
11 | 11 | 19 | 8 | #N/A | #N/A | 0 | 0 | 0 | 0 | 0 | 0 | 0 | #N/A | #N/A | 0 | 0 | 0 | 0 | 0 | #N/A | #N/A | 0 | #N/A | #N/A | #N/A | #N/A
11 | 11 | 20 | 8 | #N/A | #N/A | 0 | 0 | 0 | 0 | 0 | 0 | 0 | #N/A | #N/A | 0 | 0 | 0 | 0 | 0 | #N/A | #N/A | 0 | #N/A | #N/A | #N/A | #N/A
11 | 11 | 21 | 8 | #N/A | #N/A | 0 | 0 | 0 | 0 | 0 | 0 | 0 | #N/A | #N/A | 0 | 0 | 0 | 0 | 0 | #N/A | #N/A | 0 | #N/A | #N/A | #N/A | #N/A
11 | 11 | 22 | 8 | #N/A | #N/A | 0 | 0 | 0 | 0 | 0 | 0 | 0 | #N/A | #N/A | 0 | 0 | 0 | 0 | 0 | #N/A | #N/A | 0 | #N/A | #N/A | #N/A | #N/A
11 | 11 | 23 | 8 | #N/A | #N/A | 0 | 0 | 0 | 0 | 0 | 0 | 0 | #N/A | #N/A | 0 | 0 | 0 | 0 | 0 | #N/A | #N/A | 0 | #N/A | #N/A | #N/A | #N/A
11 | 11 | 24 | 8 | #N/A | #N/A | 0 | 0 | 0 | 0 | 0 | 0 | 0 | #N/A | #N/A | 0 | 0 | 0 | 0 | 0 | #N/A | #N/A | 0 | #N/A | #N/A | #N/A | #N/A
11 | 12 | 1 | 5 | #N/A | #N/A | 0 | 0 | 0 | 0 | 0 | 0 | 0 | #N/A | #N/A | 0 | 0 | 0 | 0 | 0 | #N/A | #N/A | 0 | #N/A | #N/A | #N/A | #N/A
11 | 12 | 2 | 5 | #N/A | #N/A | 0 | 0 | 0 | 0 | 0 | 0 | 0 | #N/A | #N/A | 0 | 0 | 0 | 0 | 0 | #N/A | #N/A | 0 | #N/A | #N/A | #N/A | #N/A
11 | 12 | 3 | 5 | #N/A | #N/A | 0 | 0 | 0 | 0 | 0 | 0 | 0 | #N/A | #N/A | 0 | 0 | 0 | 0 | 0 | #N/A | #N/A | 0 | #N/A | #N/A | #N/A | #N/A
11 | 12 | 4 | 5 | #N/A | #N/A | 0 | 0 | 0 | 0 | 0 | 0 | 0 | #N/A | #N/A | 0 | 0 | 0 | 0 | 0 | #N/A | #N/A | 0 | #N/A | #N/A | #N/A | #N/A
11 | 12 | 5 | 5 | #N/A | #N/A | 0 | 0 | 0 | 0 | 0 | 0 | 0 | #N/A | #N/A | 0 | 0 | 0 | 0 | 0 | #N/A | #N/A | 0 | #N/A | #N/A | #N/A | #N/A
11 | 12 | 6 | 5 | #N/A | #N/A | 1 | 0 | 0 | 0 | 0 | 0 | 0 | #N/A | #N/A | 0 | 0 | 0 | 0 | 0 | #N/A | #N/A | 0 | #N/A | #N/A | #N/A | #N/A
11 | 12 | 7 | 5 | #N/A | #N/A | 1 | 0 | 0 | 0 | 0 | 0 | 0 | #N/A | #N/A | 0 | 0 | 0 | 0 | 0 | #N/A | #N/A | 0 | #N/A | #N/A | #N/A | #N/A
11 | 12 | 8 | 5 | #N/A | #N/A | 1 | 0 | 0 | 0 | 0 | 0 | 0 | #N/A | #N/A | 0 | 0 | 0 | 0 | 0 | #N/A | #N/A | 0 | #N/A | #N/A | #N/A | #N/A
11 | 12 | 9 | 5 | #N/A | #N/A | 1 | 0 | 0 | 0 | 0 | 0 | 0 | #N/A | #N/A | 0 | 0 | 0 | 0 | 0 | #N/A | #N/A | 0 | #N/A | #N/A | #N/A | #N/A
11 | 12 | 10 | 5 | #N/A | #N/A | 1 | 0 | 0 | 0 | 0 | 0 | 0 | #N/A | #N/A | 0 | 0 | 0 | 0 | 0 | #N/A | #N/A | 0 | #N/A | #N/A | #N/A | #N/A
11 | 12 | 11 | 5 | #N/A | #N/A | 1 | 0 | 0 | 0 | 0 | 0 | 0 | #N/A | #N/A | 0 | 0 | 0 | 0 | 0 | #N/A | #N/A | 0 | #N/A | #N/A | #N/A | #N/A
11 | 12 | 12 | 5 | #N/A | #N/A | 1 | 0 | 0 | 0 | 0 | 0 | 0 | #N/A | #N/A | 0 | 0 | 0 | 0 | 0 | #N/A | #N/A | 0 | #N/A | #N/A | #N/A | #N/A
11 | 12 | 13 | 5 | #N/A | #N/A | 1 | 0 | 0 | 0 | 0 | 0 | 0 | #N/A | #N/A | 0 | 0 | 0 | 0 | 0 | #N/A | #N/A | 0 | #N/A | #N/A | #N/A | #N/A
11 | 12 | 14 | 5 | #N/A | #N/A | 1 | 0 | 0 | 0 | 0 | 0 | 0 | #N/A | #N/A | 0 | 0 | 0 | 0 | 0 | #N/A | #N/A | 0 | #N/A | #N/A | #N/A | #N/A
11 | 12 | 15 | 5 | #N/A | #N/A | 1 | 0 | 0 | 0 | 0 | 0 | 0 | #N/A | #N/A | 0 | 0 | 0 | 0 | 0 | #N/A | #N/A | 0 | #N/A | #N/A | #N/A | #N/A
11 | 12 | 16 | 5 | #N/A | #N/A | 1 | 0 | 0 | 0 | 0 | 0 | 0 | #N/A | #N/A | 0 | 0 | 0 | 0 | 0 | #N/A | #N/A | 0 | #N/A | #N/A | #N/A | #N/A
11 | 12 | 17 | 5 | #N/A | #N/A | 1 | 1 | 0 | 0 | 0 | 0 | 0 | #N/A | #N/A | 0 | 0 | 0 | 0 | 0 | #N/A | #N/A | 0 | #N/A | #N/A | #N/A | #N/A
11 | 12 | 18 | 5 | #N/A | #N/A | 1 | 1 | 0 | 0 | 0 | 0 | 0 | #N/A | #N/A | 0 | 0 | 0 | 0 | 0 | #N/A | #N/A | 0 | #N/A | #N/A | #N/A | #N/A
11 | 12 | 19 | 5 | #N/A | #N/A | 1 | 0 | 0 | 0 | 0 | 0 | 0 | #N/A | #N/A | 0 | 0 | 0 | 0 | 0 | #N/A | #N/A | 0 | #N/A | #N/A | #N/A | #N/A
11 | 12 | 20 | 5 | #N/A | #N/A | 1 | 0 | 0 | 0 | 0 | 0 | 0 | #N/A | #N/A | 0 | 0 | 0 | 0 | 0 | #N/A | #N/A | 0 | #N/A | #N/A | #N/A | #N/A
11 | 12 | 21 | 5 | #N/A | #N/A | 1 | 0 | 0 | 0 | 0 | 0 | 0 | #N/A | #N/A | 0 | 0 | 0 | 0 | 0 | #N/A | #N/A | 0 | #N/A | #N/A | #N/A | #N/A
11 | 12 | 22 | 5 | #N/A | #N/A | 1 | 0 | 0 | 0 | 0 | 0 | 0 | #N/A | #N/A | 0 | 0 | 0 | 0 | 0 | #N/A | #N/A | 0 | #N/A | #N/A | #N/A | #N/A
11 | 12 | 23 | 5 | #N/A | #N/A | 0 | 0 | 0 | 0 | 0 | 0 | 0 | #N/A | #N/A | 0 | 0 | 0 | 0 | 0 | #N/A | #N/A | 0 | #N/A | #N/A | #N/A | #N/A
11 | 12 | 24 | 5 | #N/A | #N/A | 0 | 0 | 0 | 0 | 0 | 0 | 0 | #N/A | #N/A | 0 | 0 | 0 | 0 | 0 | #N/A | #N/A | 0 | #N/A | #N/A | #N/A | #N/A
11 | 13 | 1 | 6 | #N/A | #N/A | 0 | 0 | 0 | 0 | 0 | 0 | 0 | #N/A | #N/A | 0 | 0 | 0 | 0 | 0 | #N/A | #N/A | 0 | #N/A | #N/A | #N/A | #N/A
11 | 13 | 2 | 6 | #N/A | #N/A | 0 | 0 | 0 | 0 | 0 | 0 | 0 | #N/A | #N/A | 0 | 0 | 0 | 0 | 0 | #N/A | #N/A | 0 | #N/A | #N/A | #N/A | #N/A
11 | 13 | 3 | 6 | #N/A | #N/A | 0 | 0 | 0 | 0 | 0 | 0 | 0 | #N/A | #N/A | 0 | 0 | 0 | 0 | 0 | #N/A | #N/A | 0 | #N/A | #N/A | #N/A | #N/A
11 | 13 | 4 | 6 | #N/A | #N/A | 0 | 0 | 0 | 0 | 0 | 0 | 0 | #N/A | #N/A | 0 | 0 | 0 | 0 | 0 | #N/A | #N/A | 0 | #N/A | #N/A | #N/A | #N/A
11 | 13 | 5 | 6 | #N/A | #N/A | 0 | 0 | 0 | 0 | 0 | 0 | 0 | #N/A | #N/A | 0 | 0 | 0 | 0 | 0 | #N/A | #N/A | 0 | #N/A | #N/A | #N/A | #N/A
11 | 13 | 6 | 6 | #N/A | #N/A | 0 | 0 | 0 | 0 | 0 | 0 | 0 | #N/A | #N/A | 0 | 0 | 0 | 0 | 0 | #N/A | #N/A | 0 | #N/A | #N/A | #N/A | #N/A
11 | 13 | 7 | 6 | #N/A | #N/A | 0 | 0 | 0 | 0 | 0 | 0 | 0 | #N/A | #N/A | 0 | 0 | 0 | 0 | 0 | #N/A | #N/A | 0 | #N/A | #N/A | #N/A | #N/A
11 | 13 | 8 | 6 | #N/A | #N/A | 0 | 0 | 0 | 0 | 0 | 0 | 0 | #N/A | #N/A | 0 | 0 | 0 | 0 | 0 | #N/A | #N/A | 0 | #N/A | #N/A | #N/A | #N/A
11 | 13 | 9 | 6 | #N/A | #N/A | 0 | 0 | 0 | 0 | 0 | 0 | 0 | #N/A | #N/A | 0 | 0 | 0 | 0 | 0 | #N/A | #N/A | 0 | #N/A | #N/A | #N/A | #N/A
11 | 13 | 10 | 6 | #N/A | #N/A | 0 | 0 | 0 | 0 | 0 | 0 | 0 | #N/A | #N/A | 0 | 0 | 0 | 0 | 0 | #N/A | #N/A | 0 | #N/A | #N/A | #N/A | #N/A
11 | 13 | 11 | 6 | #N/A | #N/A | 0 | 0 | 0 | 0 | 0 | 0 | 0 | #N/A | #N/A | 0 | 0 | 0 | 0 | 0 | #N/A | #N/A | 0 | #N/A | #N/A | #N/A | #N/A
11 | 13 | 12 | 6 | #N/A | #N/A | 0 | 0 | 0 | 0 | 0 | 0 | 0 | #N/A | #N/A | 0 | 0 | 0 | 0 | 0 | #N/A | #N/A | 0 | #N/A | #N/A | #N/A | #N/A
11 | 13 | 13 | 6 | #N/A | #N/A | 0 | 0 | 0 | 0 | 0 | 0 | 0 | #N/A | #N/A | 0 | 0 | 0 | 0 | 0 | #N/A | #N/A | 0 | #N/A | #N/A | #N/A | #N/A
11 | 13 | 14 | 6 | #N/A | #N/A | 0 | 0 | 0 | 0 | 0 | 0 | 0 | #N/A | #N/A | 0 | 0 | 0 | 0 | 0 | #N/A | #N/A | 0 | #N/A | #N/A | #N/A | #N/A
11 | 13 | 15 | 6 | #N/A | #N/A | 0 | 0 | 0 | 0 | 0 | 0 | 0 | #N/A | #N/A | 0 | 0 | 0 | 0 | 0 | #N/A | #N/A | 0 | #N/A | #N/A | #N/A | #N/A
11 | 13 | 16 | 6 | #N/A | #N/A | 0 | 0 | 0 | 0 | 0 | 0 | 0 | #N/A | #N/A | 0 | 0 | 0 | 0 | 0 | #N/A | #N/A | 0 | #N/A | #N/A | #N/A | #N/A
11 | 13 | 17 | 6 | #N/A | #N/A | 0 | 0 | 0 | 0 | 0 | 0 | 0 | #N/A | #N/A | 0 | 0 | 0 | 0 | 0 | #N/A | #N/A | 0 | #N/A | #N/A | #N/A | #N/A
11 | 13 | 18 | 6 | #N/A | #N/A | 0 | 0 | 0 | 0 | 0 | 0 | 0 | #N/A | #N/A | 0 | 0 | 0 | 0 | 0 | #N/A | #N/A | 0 | #N/A | #N/A | #N/A | #N/A
11 | 13 | 19 | 6 | #N/A | #N/A | 0 | 0 | 0 | 0 | 0 | 0 | 0 | #N/A | #N/A | 0 | 0 | 0 | 0 | 0 | #N/A | #N/A | 0 | #N/A | #N/A | #N/A | #N/A
11 | 13 | 20 | 6 | #N/A | #N/A | 0 | 0 | 0 | 0 | 0 | 0 | 0 | #N/A | #N/A | 0 | 0 | 0 | 0 | 0 | #N/A | #N/A | 0 | #N/A | #N/A | #N/A | #N/A
11 | 13 | 21 | 6 | #N/A | #N/A | 0 | 0 | 0 | 0 | 0 | 0 | 0 | #N/A | #N/A | 0 | 0 | 0 | 0 | 0 | #N/A | #N/A | 0 | #N/A | #N/A | #N/A | #N/A
11 | 13 | 22 | 6 | #N/A | #N/A | 0 | 0 | 0 | 0 | 0 | 0 | 0 | #N/A | #N/A | 0 | 0 | 0 | 0 | 0 | #N/A | #N/A | 0 | #N/A | #N/A | #N/A | #N/A
11 | 13 | 23 | 6 | #N/A | #N/A | 0 | 0 | 0 | 0 | 0 | 0 | 0 | #N/A | #N/A | 0 | 0 | 0 | 0 | 0 | #N/A | #N/A | 0 | #N/A | #N/A | #N/A | #N/A
11 | 13 | 24 | 6 | #N/A | #N/A | 0 | 0 | 0 | 0 | 0 | 0 | 0 | #N/A | #N/A | 0 | 0 | 0 | 0 | 0 | #N/A | #N/A | 0 | #N/A | #N/A | #N/A | #N/A
11 | 14 | 1 | 7 | #N/A | #N/A | 0 | 0 | 0 | 0 | 0 | 0 | 0 | #N/A | #N/A | 0 | 0 | 0 | 0 | 0 | #N/A | #N/A | 0 | #N/A | #N/A | #N/A | #N/A
11 | 14 | 2 | 7 | #N/A | #N/A | 0 | 0 | 0 | 0 | 0 | 0 | 0 | #N/A | #N/A | 0 | 0 | 0 | 0 | 0 | #N/A | #N/A | 0 | #N/A | #N/A | #N/A | #N/A
11 | 14 | 3 | 7 | #N/A | #N/A | 0 | 0 | 0 | 0 | 0 | 0 | 0 | #N/A | #N/A | 0 | 0 | 0 | 0 | 0 | #N/A | #N/A | 0 | #N/A | #N/A | #N/A | #N/A
11 | 14 | 4 | 7 | #N/A | #N/A | 0 | 0 | 0 | 0 | 0 | 0 | 0 | #N/A | #N/A | 0 | 0 | 0 | 0 | 0 | #N/A | #N/A | 0 | #N/A | #N/A | #N/A | #N/A
11 | 14 | 5 | 7 | #N/A | #N/A | 0 | 0 | 0 | 0 | 0 | 0 | 0 | #N/A | #N/A | 0 | 0 | 0 | 0 | 0 | #N/A | #N/A | 0 | #N/A | #N/A | #N/A | #N/A
11 | 14 | 6 | 7 | #N/A | #N/A | 0 | 0 | 0 | 0 | 0 | 0 | 0 | #N/A | #N/A | 0 | 0 | 0 | 0 | 0 | #N/A | #N/A | 0 | #N/A | #N/A | #N/A | #N/A
11 | 14 | 7 | 7 | #N/A | #N/A | 0 | 0 | 0 | 0 | 0 | 0 | 0 | #N/A | #N/A | 0 | 0 | 0 | 0 | 0 | #N/A | #N/A | 0 | #N/A | #N/A | #N/A | #N/A
11 | 14 | 8 | 7 | #N/A | #N/A | 0 | 0 | 0 | 0 | 0 | 0 | 0 | #N/A | #N/A | 0 | 0 | 0 | 0 | 0 | #N/A | #N/A | 0 | #N/A | #N/A | #N/A | #N/A
11 | 14 | 9 | 7 | #N/A | #N/A | 0 | 0 | 0 | 0 | 0 | 0 | 0 | #N/A | #N/A | 0 | 0 | 0 | 0 | 0 | #N/A | #N/A | 0 | #N/A | #N/A | #N/A | #N/A
11 | 14 | 10 | 7 | #N/A | #N/A | 0 | 0 | 0 | 0 | 0 | 0 | 0 | #N/A | #N/A | 0 | 0 | 0 | 0 | 0 | #N/A | #N/A | 0 | #N/A | #N/A | #N/A | #N/A
11 | 14 | 11 | 7 | #N/A | #N/A | 0 | 0 | 0 | 0 | 0 | 0 | 0 | #N/A | #N/A | 0 | 0 | 0 | 0 | 0 | #N/A | #N/A | 0 | #N/A | #N/A | #N/A | #N/A
11 | 14 | 12 | 7 | #N/A | #N/A | 0 | 0 | 0 | 0 | 0 | 0 | 0 | #N/A | #N/A | 0 | 0 | 0 | 0 | 0 | #N/A | #N/A | 0 | #N/A | #N/A | #N/A | #N/A
11 | 14 | 13 | 7 | #N/A | #N/A | 0 | 0 | 0 | 0 | 0 | 0 | 0 | #N/A | #N/A | 0 | 0 | 0 | 0 | 0 | #N/A | #N/A | 0 | #N/A | #N/A | #N/A | #N/A
11 | 14 | 14 | 7 | #N/A | #N/A | 0 | 0 | 0 | 0 | 0 | 0 | 0 | #N/A | #N/A | 0 | 0 | 0 | 0 | 0 | #N/A | #N/A | 0 | #N/A | #N/A | #N/A | #N/A
11 | 14 | 15 | 7 | #N/A | #N/A | 0 | 0 | 0 | 0 | 0 | 0 | 0 | #N/A | #N/A | 0 | 0 | 0 | 0 | 0 | #N/A | #N/A | 0 | #N/A | #N/A | #N/A | #N/A
11 | 14 | 16 | 7 | #N/A | #N/A | 0 | 0 | 0 | 0 | 0 | 0 | 0 | #N/A | #N/A | 0 | 0 | 0 | 0 | 0 | #N/A | #N/A | 0 | #N/A | #N/A | #N/A | #N/A
11 | 14 | 17 | 7 | #N/A | #N/A | 0 | 0 | 0 | 0 | 0 | 0 | 0 | #N/A | #N/A | 0 | 0 | 0 | 0 | 0 | #N/A | #N/A | 0 | #N/A | #N/A | #N/A | #N/A
11 | 14 | 18 | 7 | #N/A | #N/A | 0 | 0 | 0 | 0 | 0 | 0 | 0 | #N/A | #N/A | 0 | 0 | 0 | 0 | 0 | #N/A | #N/A | 0 | #N/A | #N/A | #N/A | #N/A
11 | 14 | 19 | 7 | #N/A | #N/A | 0 | 0 | 0 | 0 | 0 | 0 | 0 | #N/A | #N/A | 0 | 0 | 0 | 0 | 0 | #N/A | #N/A | 0 | #N/A | #N/A | #N/A | #N/A
11 | 14 | 20 | 7 | #N/A | #N/A | 0 | 0 | 0 | 0 | 0 | 0 | 0 | #N/A | #N/A | 0 | 0 | 0 | 0 | 0 | #N/A | #N/A | 0 | #N/A | #N/A | #N/A | #N/A
11 | 14 | 21 | 7 | #N/A | #N/A | 0 | 0 | 0 | 0 | 0 | 0 | 0 | #N/A | #N/A | 0 | 0 | 0 | 0 | 0 | #N/A | #N/A | 0 | #N/A | #N/A | #N/A | #N/A
11 | 14 | 22 | 7 | #N/A | #N/A | 0 | 0 | 0 | 0 | 0 | 0 | 0 | #N/A | #N/A | 0 | 0 | 0 | 0 | 0 | #N/A | #N/A | 0 | #N/A | #N/A | #N/A | #N/A
11 | 14 | 23 | 7 | #N/A | #N/A | 0 | 0 | 0 | 0 | 0 | 0 | 0 | #N/A | #N/A | 0 | 0 | 0 | 0 | 0 | #N/A | #N/A | 0 | #N/A | #N/A | #N/A | #N/A
11 | 14 | 24 | 7 | #N/A | #N/A | 0 | 0 | 0 | 0 | 0 | 0 | 0 | #N/A | #N/A | 0 | 0 | 0 | 0 | 0 | #N/A | #N/A | 0 | #N/A | #N/A | #N/A | #N/A
11 | 15 | 1 | 1 | #N/A | #N/A | 0 | 0 | 0 | 0 | 0 | 0 | 0 | #N/A | #N/A | 0 | 0 | 0 | 0 | 0 | #N/A | #N/A | 0 | #N/A | #N/A | #N/A | #N/A
11 | 15 | 2 | 1 | #N/A | #N/A | 0 | 0 | 0 | 0 | 0 | 0 | 0 | #N/A | #N/A | 0 | 0 | 0 | 0 | 0 | #N/A | #N/A | 0 | #N/A | #N/A | #N/A | #N/A
11 | 15 | 3 | 1 | #N/A | #N/A | 0 | 0 | 0 | 0 | 0 | 0 | 0 | #N/A | #N/A | 0 | 0 | 0 | 0 | 0 | #N/A | #N/A | 0 | #N/A | #N/A | #N/A | #N/A
11 | 15 | 4 | 1 | #N/A | #N/A | 0 | 0 | 0 | 0 | 0 | 0 | 0 | #N/A | #N/A | 0 | 0 | 0 | 0 | 0 | #N/A | #N/A | 0 | #N/A | #N/A | #N/A | #N/A
11 | 15 | 5 | 1 | #N/A | #N/A | 0 | 0 | 0 | 0 | 0 | 0 | 0 | #N/A | #N/A | 0 | 0 | 0 | 0 | 0 | #N/A | #N/A | 0 | #N/A | #N/A | #N/A | #N/A
11 | 15 | 6 | 1 | #N/A | #N/A | 1 | 0 | 0 | 0 | 0 | 0 | 0 | #N/A | #N/A | 0 | 0 | 0 | 0 | 0 | #N/A | #N/A | 0 | #N/A | #N/A | #N/A | #N/A
11 | 15 | 7 | 1 | #N/A | #N/A | 1 | 0 | 0 | 0 | 0 | 0 | 0 | #N/A | #N/A | 0 | 0 | 0 | 0 | 0 | #N/A | #N/A | 0 | #N/A | #N/A | #N/A | #N/A
11 | 15 | 8 | 1 | #N/A | #N/A | 1 | 0 | 0 | 0 | 0 | 0 | 0 | #N/A | #N/A | 0 | 0 | 0 | 0 | 0 | #N/A | #N/A | 0 | #N/A | #N/A | #N/A | #N/A
11 | 15 | 9 | 1 | #N/A | #N/A | 1 | 0 | 0 | 0 | 0 | 0 | 0 | #N/A | #N/A | 0 | 0 | 0 | 0 | 0 | #N/A | #N/A | 0 | #N/A | #N/A | #N/A | #N/A
11 | 15 | 10 | 1 | #N/A | #N/A | 1 | 0 | 0 | 0 | 0 | 0 | 0 | #N/A | #N/A | 0 | 0 | 0 | 0 | 0 | #N/A | #N/A | 0 | #N/A | #N/A | #N/A | #N/A
11 | 15 | 11 | 1 | #N/A | #N/A | 1 | 0 | 0 | 0 | 0 | 0 | 0 | #N/A | #N/A | 0 | 0 | 0 | 0 | 0 | #N/A | #N/A | 0 | #N/A | #N/A | #N/A | #N/A
11 | 15 | 12 | 1 | #N/A | #N/A | 1 | 0 | 0 | 0 | 0 | 0 | 0 | #N/A | #N/A | 0 | 0 | 0 | 0 | 0 | #N/A | #N/A | 0 | #N/A | #N/A | #N/A | #N/A
11 | 15 | 13 | 1 | #N/A | #N/A | 1 | 0 | 0 | 0 | 0 | 0 | 0 | #N/A | #N/A | 0 | 0 | 0 | 0 | 0 | #N/A | #N/A | 0 | #N/A | #N/A | #N/A | #N/A
11 | 15 | 14 | 1 | #N/A | #N/A | 1 | 0 | 0 | 0 | 0 | 0 | 0 | #N/A | #N/A | 0 | 0 | 0 | 0 | 0 | #N/A | #N/A | 0 | #N/A | #N/A | #N/A | #N/A
11 | 15 | 15 | 1 | #N/A | #N/A | 1 | 0 | 0 | 0 | 0 | 0 | 0 | #N/A | #N/A | 0 | 0 | 0 | 0 | 0 | #N/A | #N/A | 0 | #N/A | #N/A | #N/A | #N/A
11 | 15 | 16 | 1 | #N/A | #N/A | 1 | 0 | 0 | 0 | 0 | 0 | 0 | #N/A | #N/A | 0 | 0 | 0 | 0 | 0 | #N/A | #N/A | 0 | #N/A | #N/A | #N/A | #N/A
11 | 15 | 17 | 1 | #N/A | #N/A | 1 | 1 | 0 | 0 | 0 | 0 | 0 | #N/A | #N/A | 0 | 0 | 0 | 0 | 0 | #N/A | #N/A | 0 | #N/A | #N/A | #N/A | #N/A
11 | 15 | 18 | 1 | #N/A | #N/A | 1 | 1 | 0 | 0 | 0 | 0 | 0 | #N/A | #N/A | 0 | 0 | 0 | 0 | 0 | #N/A | #N/A | 0 | #N/A | #N/A | #N/A | #N/A
11 | 15 | 19 | 1 | #N/A | #N/A | 1 | 0 | 0 | 0 | 0 | 0 | 0 | #N/A | #N/A | 0 | 0 | 0 | 0 | 0 | #N/A | #N/A | 0 | #N/A | #N/A | #N/A | #N/A
11 | 15 | 20 | 1 | #N/A | #N/A | 1 | 0 | 0 | 0 | 0 | 0 | 0 | #N/A | #N/A | 0 | 0 | 0 | 0 | 0 | #N/A | #N/A | 0 | #N/A | #N/A | #N/A | #N/A
11 | 15 | 21 | 1 | #N/A | #N/A | 1 | 0 | 0 | 0 | 0 | 0 | 0 | #N/A | #N/A | 0 | 0 | 0 | 0 | 0 | #N/A | #N/A | 0 | #N/A | #N/A | #N/A | #N/A
11 | 15 | 22 | 1 | #N/A | #N/A | 1 | 0 | 0 | 0 | 0 | 0 | 0 | #N/A | #N/A | 0 | 0 | 0 | 0 | 0 | #N/A | #N/A | 0 | #N/A | #N/A | #N/A | #N/A
11 | 15 | 23 | 1 | #N/A | #N/A | 0 | 0 | 0 | 0 | 0 | 0 | 0 | #N/A | #N/A | 0 | 0 | 0 | 0 | 0 | #N/A | #N/A | 0 | #N/A | #N/A | #N/A | #N/A
11 | 15 | 24 | 1 | #N/A | #N/A | 0 | 0 | 0 | 0 | 0 | 0 | 0 | #N/A | #N/A | 0 | 0 | 0 | 0 | 0 | #N/A | #N/A | 0 | #N/A | #N/A | #N/A | #N/A
11 | 16 | 1 | 2 | #N/A | #N/A | 0 | 0 | 0 | 0 | 0 | 0 | 0 | #N/A | #N/A | 0 | 0 | 0 | 0 | 0 | #N/A | #N/A | 0 | #N/A | #N/A | #N/A | #N/A
11 | 16 | 2 | 2 | #N/A | #N/A | 0 | 0 | 0 | 0 | 0 | 0 | 0 | #N/A | #N/A | 0 | 0 | 0 | 0 | 0 | #N/A | #N/A | 0 | #N/A | #N/A | #N/A | #N/A
11 | 16 | 3 | 2 | #N/A | #N/A | 0 | 0 | 0 | 0 | 0 | 0 | 0 | #N/A | #N/A | 0 | 0 | 0 | 0 | 0 | #N/A | #N/A | 0 | #N/A | #N/A | #N/A | #N/A
11 | 16 | 4 | 2 | #N/A | #N/A | 0 | 0 | 0 | 0 | 0 | 0 | 0 | #N/A | #N/A | 0 | 0 | 0 | 0 | 0 | #N/A | #N/A | 0 | #N/A | #N/A | #N/A | #N/A
11 | 16 | 5 | 2 | #N/A | #N/A | 0 | 0 | 0 | 0 | 0 | 0 | 0 | #N/A | #N/A | 0 | 0 | 0 | 0 | 0 | #N/A | #N/A | 0 | #N/A | #N/A | #N/A | #N/A
11 | 16 | 6 | 2 | #N/A | #N/A | 1 | 0 | 0 | 0 | 0 | 0 | 0 | #N/A | #N/A | 0 | 0 | 0 | 0 | 0 | #N/A | #N/A | 0 | #N/A | #N/A | #N/A | #N/A
11 | 16 | 7 | 2 | #N/A | #N/A | 1 | 0 | 0 | 0 | 0 | 0 | 0 | #N/A | #N/A | 0 | 0 | 0 | 0 | 0 | #N/A | #N/A | 0 | #N/A | #N/A | #N/A | #N/A
11 | 16 | 8 | 2 | #N/A | #N/A | 1 | 0 | 0 | 0 | 0 | 0 | 0 | #N/A | #N/A | 0 | 0 | 0 | 0 | 0 | #N/A | #N/A | 0 | #N/A | #N/A | #N/A | #N/A
11 | 16 | 9 | 2 | #N/A | #N/A | 1 | 0 | 0 | 0 | 0 | 0 | 0 | #N/A | #N/A | 0 | 0 | 0 | 0 | 0 | #N/A | #N/A | 0 | #N/A | #N/A | #N/A | #N/A
11 | 16 | 10 | 2 | #N/A | #N/A | 1 | 0 | 0 | 0 | 0 | 0 | 0 | #N/A | #N/A | 0 | 0 | 0 | 0 | 0 | #N/A | #N/A | 0 | #N/A | #N/A | #N/A | #N/A
11 | 16 | 11 | 2 | #N/A | #N/A | 1 | 0 | 0 | 0 | 0 | 0 | 0 | #N/A | #N/A | 0 | 0 | 0 | 0 | 0 | #N/A | #N/A | 0 | #N/A | #N/A | #N/A | #N/A
11 | 16 | 12 | 2 | #N/A | #N/A | 1 | 0 | 0 | 0 | 0 | 0 | 0 | #N/A | #N/A | 0 | 0 | 0 | 0 | 0 | #N/A | #N/A | 0 | #N/A | #N/A | #N/A | #N/A
11 | 16 | 13 | 2 | #N/A | #N/A | 1 | 0 | 0 | 0 | 0 | 0 | 0 | #N/A | #N/A | 0 | 0 | 0 | 0 | 0 | #N/A | #N/A | 0 | #N/A | #N/A | #N/A | #N/A
11 | 16 | 14 | 2 | #N/A | #N/A | 1 | 0 | 0 | 0 | 0 | 0 | 0 | #N/A | #N/A | 0 | 0 | 0 | 0 | 0 | #N/A | #N/A | 0 | #N/A | #N/A | #N/A | #N/A
11 | 16 | 15 | 2 | #N/A | #N/A | 1 | 0 | 0 | 0 | 0 | 0 | 0 | #N/A | #N/A | 0 | 0 | 0 | 0 | 0 | #N/A | #N/A | 0 | #N/A | #N/A | #N/A | #N/A
11 | 16 | 16 | 2 | #N/A | #N/A | 1 | 0 | 0 | 0 | 0 | 0 | 0 | #N/A | #N/A | 0 | 0 | 0 | 0 | 0 | #N/A | #N/A | 0 | #N/A | #N/A | #N/A | #N/A
11 | 16 | 17 | 2 | #N/A | #N/A | 1 | 1 | 0 | 0 | 0 | 0 | 0 | #N/A | #N/A | 0 | 0 | 0 | 0 | 0 | #N/A | #N/A | 0 | #N/A | #N/A | #N/A | #N/A
11 | 16 | 18 | 2 | #N/A | #N/A | 1 | 1 | 0 | 0 | 0 | 0 | 0 | #N/A | #N/A | 0 | 0 | 0 | 0 | 0 | #N/A | #N/A | 0 | #N/A | #N/A | #N/A | #N/A
11 | 16 | 19 | 2 | #N/A | #N/A | 1 | 0 | 0 | 0 | 0 | 0 | 0 | #N/A | #N/A | 0 | 0 | 0 | 0 | 0 | #N/A | #N/A | 0 | #N/A | #N/A | #N/A | #N/A
11 | 16 | 20 | 2 | #N/A | #N/A | 1 | 0 | 0 | 0 | 0 | 0 | 0 | #N/A | #N/A | 0 | 0 | 0 | 0 | 0 | #N/A | #N/A | 0 | #N/A | #N/A | #N/A | #N/A
11 | 16 | 21 | 2 | #N/A | #N/A | 1 | 0 | 0 | 0 | 0 | 0 | 0 | #N/A | #N/A | 0 | 0 | 0 | 0 | 0 | #N/A | #N/A | 0 | #N/A | #N/A | #N/A | #N/A
11 | 16 | 22 | 2 | #N/A | #N/A | 1 | 0 | 0 | 0 | 0 | 0 | 0 | #N/A | #N/A | 0 | 0 | 0 | 0 | 0 | #N/A | #N/A | 0 | #N/A | #N/A | #N/A | #N/A
11 | 16 | 23 | 2 | #N/A | #N/A | 0 | 0 | 0 | 0 | 0 | 0 | 0 | #N/A | #N/A | 0 | 0 | 0 | 0 | 0 | #N/A | #N/A | 0 | #N/A | #N/A | #N/A | #N/A
11 | 16 | 24 | 2 | #N/A | #N/A | 0 | 0 | 0 | 0 | 0 | 0 | 0 | #N/A | #N/A | 0 | 0 | 0 | 0 | 0 | #N/A | #N/A | 0 | #N/A | #N/A | #N/A | #N/A
11 | 17 | 1 | 3 | #N/A | #N/A | 0 | 0 | 0 | 0 | 0 | 0 | 0 | #N/A | #N/A | 0 | 0 | 0 | 0 | 0 | #N/A | #N/A | 0 | #N/A | #N/A | #N/A | #N/A
11 | 17 | 2 | 3 | #N/A | #N/A | 0 | 0 | 0 | 0 | 0 | 0 | 0 | #N/A | #N/A | 0 | 0 | 0 | 0 | 0 | #N/A | #N/A | 0 | #N/A | #N/A | #N/A | #N/A
11 | 17 | 3 | 3 | #N/A | #N/A | 0 | 0 | 0 | 0 | 0 | 0 | 0 | #N/A | #N/A | 0 | 0 | 0 | 0 | 0 | #N/A | #N/A | 0 | #N/A | #N/A | #N/A | #N/A
11 | 17 | 4 | 3 | #N/A | #N/A | 0 | 0 | 0 | 0 | 0 | 0 | 0 | #N/A | #N/A | 0 | 0 | 0 | 0 | 0 | #N/A | #N/A | 0 | #N/A | #N/A | #N/A | #N/A
11 | 17 | 5 | 3 | #N/A | #N/A | 0 | 0 | 0 | 0 | 0 | 0 | 0 | #N/A | #N/A | 0 | 0 | 0 | 0 | 0 | #N/A | #N/A | 0 | #N/A | #N/A | #N/A | #N/A
11 | 17 | 6 | 3 | #N/A | #N/A | 1 | 0 | 0 | 0 | 0 | 0 | 0 | #N/A | #N/A | 0 | 0 | 0 | 0 | 0 | #N/A | #N/A | 0 | #N/A | #N/A | #N/A | #N/A
11 | 17 | 7 | 3 | #N/A | #N/A | 1 | 0 | 0 | 0 | 0 | 0 | 0 | #N/A | #N/A | 0 | 0 | 0 | 0 | 0 | #N/A | #N/A | 0 | #N/A | #N/A | #N/A | #N/A
11 | 17 | 8 | 3 | #N/A | #N/A | 1 | 0 | 0 | 0 | 0 | 0 | 0 | #N/A | #N/A | 0 | 0 | 0 | 0 | 0 | #N/A | #N/A | 0 | #N/A | #N/A | #N/A | #N/A
11 | 17 | 9 | 3 | #N/A | #N/A | 1 | 0 | 0 | 0 | 0 | 0 | 0 | #N/A | #N/A | 0 | 0 | 0 | 0 | 0 | #N/A | #N/A | 0 | #N/A | #N/A | #N/A | #N/A
11 | 17 | 10 | 3 | #N/A | #N/A | 1 | 0 | 0 | 0 | 0 | 0 | 0 | #N/A | #N/A | 0 | 0 | 0 | 0 | 0 | #N/A | #N/A | 0 | #N/A | #N/A | #N/A | #N/A
11 | 17 | 11 | 3 | #N/A | #N/A | 1 | 0 | 0 | 0 | 0 | 0 | 0 | #N/A | #N/A | 0 | 0 | 0 | 0 | 0 | #N/A | #N/A | 0 | #N/A | #N/A | #N/A | #N/A
11 | 17 | 12 | 3 | #N/A | #N/A | 1 | 0 | 0 | 0 | 0 | 0 | 0 | #N/A | #N/A | 0 | 0 | 0 | 0 | 0 | #N/A | #N/A | 0 | #N/A | #N/A | #N/A | #N/A
11 | 17 | 13 | 3 | #N/A | #N/A | 1 | 0 | 0 | 0 | 0 | 0 | 0 | #N/A | #N/A | 0 | 0 | 0 | 0 | 0 | #N/A | #N/A | 0 | #N/A | #N/A | #N/A | #N/A
11 | 17 | 14 | 3 | #N/A | #N/A | 1 | 0 | 0 | 0 | 0 | 0 | 0 | #N/A | #N/A | 0 | 0 | 0 | 0 | 0 | #N/A | #N/A | 0 | #N/A | #N/A | #N/A | #N/A
11 | 17 | 15 | 3 | #N/A | #N/A | 1 | 0 | 0 | 0 | 0 | 0 | 0 | #N/A | #N/A | 0 | 0 | 0 | 0 | 0 | #N/A | #N/A | 0 | #N/A | #N/A | #N/A | #N/A
11 | 17 | 16 | 3 | #N/A | #N/A | 1 | 0 | 0 | 0 | 0 | 0 | 0 | #N/A | #N/A | 0 | 0 | 0 | 0 | 0 | #N/A | #N/A | 0 | #N/A | #N/A | #N/A | #N/A
11 | 17 | 17 | 3 | #N/A | #N/A | 1 | 1 | 0 | 0 | 0 | 0 | 0 | #N/A | #N/A | 0 | 0 | 0 | 0 | 0 | #N/A | #N/A | 0 | #N/A | #N/A | #N/A | #N/A
11 | 17 | 18 | 3 | #N/A | #N/A | 1 | 1 | 0 | 0 | 0 | 0 | 0 | #N/A | #N/A | 0 | 0 | 0 | 0 | 0 | #N/A | #N/A | 0 | #N/A | #N/A | #N/A | #N/A
11 | 17 | 19 | 3 | #N/A | #N/A | 1 | 0 | 0 | 0 | 0 | 0 | 0 | #N/A | #N/A | 0 | 0 | 0 | 0 | 0 | #N/A | #N/A | 0 | #N/A | #N/A | #N/A | #N/A
11 | 17 | 20 | 3 | #N/A | #N/A | 1 | 0 | 0 | 0 | 0 | 0 | 0 | #N/A | #N/A | 0 | 0 | 0 | 0 | 0 | #N/A | #N/A | 0 | #N/A | #N/A | #N/A | #N/A
11 | 17 | 21 | 3 | #N/A | #N/A | 1 | 0 | 0 | 0 | 0 | 0 | 0 | #N/A | #N/A | 0 | 0 | 0 | 0 | 0 | #N/A | #N/A | 0 | #N/A | #N/A | #N/A | #N/A
11 | 17 | 22 | 3 | #N/A | #N/A | 1 | 0 | 0 | 0 | 0 | 0 | 0 | #N/A | #N/A | 0 | 0 | 0 | 0 | 0 | #N/A | #N/A | 0 | #N/A | #N/A | #N/A | #N/A
11 | 17 | 23 | 3 | #N/A | #N/A | 0 | 0 | 0 | 0 | 0 | 0 | 0 | #N/A | #N/A | 0 | 0 | 0 | 0 | 0 | #N/A | #N/A | 0 | #N/A | #N/A | #N/A | #N/A
11 | 17 | 24 | 3 | #N/A | #N/A | 0 | 0 | 0 | 0 | 0 | 0 | 0 | #N/A | #N/A | 0 | 0 | 0 | 0 | 0 | #N/A | #N/A | 0 | #N/A | #N/A | #N/A | #N/A
11 | 18 | 1 | 4 | #N/A | #N/A | 0 | 0 | 0 | 0 | 0 | 0 | 0 | #N/A | #N/A | 0 | 0 | 0 | 0 | 0 | #N/A | #N/A | 0 | #N/A | #N/A | #N/A | #N/A
11 | 18 | 2 | 4 | #N/A | #N/A | 0 | 0 | 0 | 0 | 0 | 0 | 0 | #N/A | #N/A | 0 | 0 | 0 | 0 | 0 | #N/A | #N/A | 0 | #N/A | #N/A | #N/A | #N/A
11 | 18 | 3 | 4 | #N/A | #N/A | 0 | 0 | 0 | 0 | 0 | 0 | 0 | #N/A | #N/A | 0 | 0 | 0 | 0 | 0 | #N/A | #N/A | 0 | #N/A | #N/A | #N/A | #N/A
11 | 18 | 4 | 4 | #N/A | #N/A | 0 | 0 | 0 | 0 | 0 | 0 | 0 | #N/A | #N/A | 0 | 0 | 0 | 0 | 0 | #N/A | #N/A | 0 | #N/A | #N/A | #N/A | #N/A
11 | 18 | 5 | 4 | #N/A | #N/A | 0 | 0 | 0 | 0 | 0 | 0 | 0 | #N/A | #N/A | 0 | 0 | 0 | 0 | 0 | #N/A | #N/A | 0 | #N/A | #N/A | #N/A | #N/A
11 | 18 | 6 | 4 | #N/A | #N/A | 1 | 0 | 0 | 0 | 0 | 0 | 0 | #N/A | #N/A | 0 | 0 | 0 | 0 | 0 | #N/A | #N/A | 0 | #N/A | #N/A | #N/A | #N/A
11 | 18 | 7 | 4 | #N/A | #N/A | 1 | 0 | 0 | 0 | 0 | 0 | 0 | #N/A | #N/A | 0 | 0 | 0 | 0 | 0 | #N/A | #N/A | 0 | #N/A | #N/A | #N/A | #N/A
11 | 18 | 8 | 4 | #N/A | #N/A | 1 | 0 | 0 | 0 | 0 | 0 | 0 | #N/A | #N/A | 0 | 0 | 0 | 0 | 0 | #N/A | #N/A | 0 | #N/A | #N/A | #N/A | #N/A
11 | 18 | 9 | 4 | #N/A | #N/A | 1 | 0 | 0 | 0 | 0 | 0 | 0 | #N/A | #N/A | 0 | 0 | 0 | 0 | 0 | #N/A | #N/A | 0 | #N/A | #N/A | #N/A | #N/A
11 | 18 | 10 | 4 | #N/A | #N/A | 1 | 0 | 0 | 0 | 0 | 0 | 0 | #N/A | #N/A | 0 | 0 | 0 | 0 | 0 | #N/A | #N/A | 0 | #N/A | #N/A | #N/A | #N/A
11 | 18 | 11 | 4 | #N/A | #N/A | 1 | 0 | 0 | 0 | 0 | 0 | 0 | #N/A | #N/A | 0 | 0 | 0 | 0 | 0 | #N/A | #N/A | 0 | #N/A | #N/A | #N/A | #N/A
11 | 18 | 12 | 4 | #N/A | #N/A | 1 | 0 | 0 | 0 | 0 | 0 | 0 | #N/A | #N/A | 0 | 0 | 0 | 0 | 0 | #N/A | #N/A | 0 | #N/A | #N/A | #N/A | #N/A
11 | 18 | 13 | 4 | #N/A | #N/A | 1 | 0 | 0 | 0 | 0 | 0 | 0 | #N/A | #N/A | 0 | 0 | 0 | 0 | 0 | #N/A | #N/A | 0 | #N/A | #N/A | #N/A | #N/A
11 | 18 | 14 | 4 | #N/A | #N/A | 1 | 0 | 0 | 0 | 0 | 0 | 0 | #N/A | #N/A | 0 | 0 | 0 | 0 | 0 | #N/A | #N/A | 0 | #N/A | #N/A | #N/A | #N/A
11 | 18 | 15 | 4 | #N/A | #N/A | 1 | 0 | 0 | 0 | 0 | 0 | 0 | #N/A | #N/A | 0 | 0 | 0 | 0 | 0 | #N/A | #N/A | 0 | #N/A | #N/A | #N/A | #N/A
11 | 18 | 16 | 4 | #N/A | #N/A | 1 | 0 | 0 | 0 | 0 | 0 | 0 | #N/A | #N/A | 0 | 0 | 0 | 0 | 0 | #N/A | #N/A | 0 | #N/A | #N/A | #N/A | #N/A
11 | 18 | 17 | 4 | #N/A | #N/A | 1 | 1 | 0 | 0 | 0 | 0 | 0 | #N/A | #N/A | 0 | 0 | 0 | 0 | 0 | #N/A | #N/A | 0 | #N/A | #N/A | #N/A | #N/A
11 | 18 | 18 | 4 | #N/A | #N/A | 1 | 1 | 0 | 0 | 0 | 0 | 0 | #N/A | #N/A | 0 | 0 | 0 | 0 | 0 | #N/A | #N/A | 0 | #N/A | #N/A | #N/A | #N/A
11 | 18 | 19 | 4 | #N/A | #N/A | 1 | 0 | 0 | 0 | 0 | 0 | 0 | #N/A | #N/A | 0 | 0 | 0 | 0 | 0 | #N/A | #N/A | 0 | #N/A | #N/A | #N/A | #N/A
11 | 18 | 20 | 4 | #N/A | #N/A | 1 | 0 | 0 | 0 | 0 | 0 | 0 | #N/A | #N/A | 0 | 0 | 0 | 0 | 0 | #N/A | #N/A | 0 | #N/A | #N/A | #N/A | #N/A
11 | 18 | 21 | 4 | #N/A | #N/A | 1 | 0 | 0 | 0 | 0 | 0 | 0 | #N/A | #N/A | 0 | 0 | 0 | 0 | 0 | #N/A | #N/A | 0 | #N/A | #N/A | #N/A | #N/A
11 | 18 | 22 | 4 | #N/A | #N/A | 1 | 0 | 0 | 0 | 0 | 0 | 0 | #N/A | #N/A | 0 | 0 | 0 | 0 | 0 | #N/A | #N/A | 0 | #N/A | #N/A | #N/A | #N/A
11 | 18 | 23 | 4 | #N/A | #N/A | 0 | 0 | 0 | 0 | 0 | 0 | 0 | #N/A | #N/A | 0 | 0 | 0 | 0 | 0 | #N/A | #N/A | 0 | #N/A | #N/A | #N/A | #N/A
11 | 18 | 24 | 4 | #N/A | #N/A | 0 | 0 | 0 | 0 | 0 | 0 | 0 | #N/A | #N/A | 0 | 0 | 0 | 0 | 0 | #N/A | #N/A | 0 | #N/A | #N/A | #N/A | #N/A
11 | 19 | 1 | 5 | #N/A | #N/A | 0 | 0 | 0 | 0 | 0 | 0 | 0 | #N/A | #N/A | 0 | 0 | 0 | 0 | 0 | #N/A | #N/A | 0 | #N/A | #N/A | #N/A | #N/A
11 | 19 | 2 | 5 | #N/A | #N/A | 0 | 0 | 0 | 0 | 0 | 0 | 0 | #N/A | #N/A | 0 | 0 | 0 | 0 | 0 | #N/A | #N/A | 0 | #N/A | #N/A | #N/A | #N/A
11 | 19 | 3 | 5 | #N/A | #N/A | 0 | 0 | 0 | 0 | 0 | 0 | 0 | #N/A | #N/A | 0 | 0 | 0 | 0 | 0 | #N/A | #N/A | 0 | #N/A | #N/A | #N/A | #N/A
11 | 19 | 4 | 5 | #N/A | #N/A | 0 | 0 | 0 | 0 | 0 | 0 | 0 | #N/A | #N/A | 0 | 0 | 0 | 0 | 0 | #N/A | #N/A | 0 | #N/A | #N/A | #N/A | #N/A
11 | 19 | 5 | 5 | #N/A | #N/A | 0 | 0 | 0 | 0 | 0 | 0 | 0 | #N/A | #N/A | 0 | 0 | 0 | 0 | 0 | #N/A | #N/A | 0 | #N/A | #N/A | #N/A | #N/A
11 | 19 | 6 | 5 | #N/A | #N/A | 1 | 0 | 0 | 0 | 0 | 0 | 0 | #N/A | #N/A | 0 | 0 | 0 | 0 | 0 | #N/A | #N/A | 0 | #N/A | #N/A | #N/A | #N/A
11 | 19 | 7 | 5 | #N/A | #N/A | 1 | 0 | 0 | 0 | 0 | 0 | 0 | #N/A | #N/A | 0 | 0 | 0 | 0 | 0 | #N/A | #N/A | 0 | #N/A | #N/A | #N/A | #N/A
11 | 19 | 8 | 5 | #N/A | #N/A | 1 | 0 | 0 | 0 | 0 | 0 | 0 | #N/A | #N/A | 0 | 0 | 0 | 0 | 0 | #N/A | #N/A | 0 | #N/A | #N/A | #N/A | #N/A
11 | 19 | 9 | 5 | #N/A | #N/A | 1 | 0 | 0 | 0 | 0 | 0 | 0 | #N/A | #N/A | 0 | 0 | 0 | 0 | 0 | #N/A | #N/A | 0 | #N/A | #N/A | #N/A | #N/A
11 | 19 | 10 | 5 | #N/A | #N/A | 1 | 0 | 0 | 0 | 0 | 0 | 0 | #N/A | #N/A | 0 | 0 | 0 | 0 | 0 | #N/A | #N/A | 0 | #N/A | #N/A | #N/A | #N/A
11 | 19 | 11 | 5 | #N/A | #N/A | 1 | 0 | 0 | 0 | 0 | 0 | 0 | #N/A | #N/A | 0 | 0 | 0 | 0 | 0 | #N/A | #N/A | 0 | #N/A | #N/A | #N/A | #N/A
11 | 19 | 12 | 5 | #N/A | #N/A | 1 | 0 | 0 | 0 | 0 | 0 | 0 | #N/A | #N/A | 0 | 0 | 0 | 0 | 0 | #N/A | #N/A | 0 | #N/A | #N/A | #N/A | #N/A
11 | 19 | 13 | 5 | #N/A | #N/A | 1 | 0 | 0 | 0 | 0 | 0 | 0 | #N/A | #N/A | 0 | 0 | 0 | 0 | 0 | #N/A | #N/A | 0 | #N/A | #N/A | #N/A | #N/A
11 | 19 | 14 | 5 | #N/A | #N/A | 1 | 0 | 0 | 0 | 0 | 0 | 0 | #N/A | #N/A | 0 | 0 | 0 | 0 | 0 | #N/A | #N/A | 0 | #N/A | #N/A | #N/A | #N/A
11 | 19 | 15 | 5 | #N/A | #N/A | 1 | 0 | 0 | 0 | 0 | 0 | 0 | #N/A | #N/A | 0 | 0 | 0 | 0 | 0 | #N/A | #N/A | 0 | #N/A | #N/A | #N/A | #N/A
11 | 19 | 16 | 5 | #N/A | #N/A | 1 | 0 | 0 | 0 | 0 | 0 | 0 | #N/A | #N/A | 0 | 0 | 0 | 0 | 0 | #N/A | #N/A | 0 | #N/A | #N/A | #N/A | #N/A
11 | 19 | 17 | 5 | #N/A | #N/A | 1 | 1 | 0 | 0 | 0 | 0 | 0 | #N/A | #N/A | 0 | 0 | 0 | 0 | 0 | #N/A | #N/A | 0 | #N/A | #N/A | #N/A | #N/A
11 | 19 | 18 | 5 | #N/A | #N/A | 1 | 1 | 0 | 0 | 0 | 0 | 0 | #N/A | #N/A | 0 | 0 | 0 | 0 | 0 | #N/A | #N/A | 0 | #N/A | #N/A | #N/A | #N/A
11 | 19 | 19 | 5 | #N/A | #N/A | 1 | 0 | 0 | 0 | 0 | 0 | 0 | #N/A | #N/A | 0 | 0 | 0 | 0 | 0 | #N/A | #N/A | 0 | #N/A | #N/A | #N/A | #N/A
11 | 19 | 20 | 5 | #N/A | #N/A | 1 | 0 | 0 | 0 | 0 | 0 | 0 | #N/A | #N/A | 0 | 0 | 0 | 0 | 0 | #N/A | #N/A | 0 | #N/A | #N/A | #N/A | #N/A
11 | 19 | 21 | 5 | #N/A | #N/A | 1 | 0 | 0 | 0 | 0 | 0 | 0 | #N/A | #N/A | 0 | 0 | 0 | 0 | 0 | #N/A | #N/A | 0 | #N/A | #N/A | #N/A | #N/A
11 | 19 | 22 | 5 | #N/A | #N/A | 1 | 0 | 0 | 0 | 0 | 0 | 0 | #N/A | #N/A | 0 | 0 | 0 | 0 | 0 | #N/A | #N/A | 0 | #N/A | #N/A | #N/A | #N/A
11 | 19 | 23 | 5 | #N/A | #N/A | 0 | 0 | 0 | 0 | 0 | 0 | 0 | #N/A | #N/A | 0 | 0 | 0 | 0 | 0 | #N/A | #N/A | 0 | #N/A | #N/A | #N/A | #N/A
11 | 19 | 24 | 5 | #N/A | #N/A | 0 | 0 | 0 | 0 | 0 | 0 | 0 | #N/A | #N/A | 0 | 0 | 0 | 0 | 0 | #N/A | #N/A | 0 | #N/A | #N/A | #N/A | #N/A
11 | 20 | 1 | 6 | #N/A | #N/A | 0 | 0 | 0 | 0 | 0 | 0 | 0 | #N/A | #N/A | 0 | 0 | 0 | 0 | 0 | #N/A | #N/A | 0 | #N/A | #N/A | #N/A | #N/A
11 | 20 | 2 | 6 | #N/A | #N/A | 0 | 0 | 0 | 0 | 0 | 0 | 0 | #N/A | #N/A | 0 | 0 | 0 | 0 | 0 | #N/A | #N/A | 0 | #N/A | #N/A | #N/A | #N/A
11 | 20 | 3 | 6 | #N/A | #N/A | 0 | 0 | 0 | 0 | 0 | 0 | 0 | #N/A | #N/A | 0 | 0 | 0 | 0 | 0 | #N/A | #N/A | 0 | #N/A | #N/A | #N/A | #N/A
11 | 20 | 4 | 6 | #N/A | #N/A | 0 | 0 | 0 | 0 | 0 | 0 | 0 | #N/A | #N/A | 0 | 0 | 0 | 0 | 0 | #N/A | #N/A | 0 | #N/A | #N/A | #N/A | #N/A
11 | 20 | 5 | 6 | #N/A | #N/A | 0 | 0 | 0 | 0 | 0 | 0 | 0 | #N/A | #N/A | 0 | 0 | 0 | 0 | 0 | #N/A | #N/A | 0 | #N/A | #N/A | #N/A | #N/A
11 | 20 | 6 | 6 | #N/A | #N/A | 0 | 0 | 0 | 0 | 0 | 0 | 0 | #N/A | #N/A | 0 | 0 | 0 | 0 | 0 | #N/A | #N/A | 0 | #N/A | #N/A | #N/A | #N/A
11 | 20 | 7 | 6 | #N/A | #N/A | 0 | 0 | 0 | 0 | 0 | 0 | 0 | #N/A | #N/A | 0 | 0 | 0 | 0 | 0 | #N/A | #N/A | 0 | #N/A | #N/A | #N/A | #N/A
11 | 20 | 8 | 6 | #N/A | #N/A | 0 | 0 | 0 | 0 | 0 | 0 | 0 | #N/A | #N/A | 0 | 0 | 0 | 0 | 0 | #N/A | #N/A | 0 | #N/A | #N/A | #N/A | #N/A
11 | 20 | 9 | 6 | #N/A | #N/A | 0 | 0 | 0 | 0 | 0 | 0 | 0 | #N/A | #N/A | 0 | 0 | 0 | 0 | 0 | #N/A | #N/A | 0 | #N/A | #N/A | #N/A | #N/A
11 | 20 | 10 | 6 | #N/A | #N/A | 0 | 0 | 0 | 0 | 0 | 0 | 0 | #N/A | #N/A | 0 | 0 | 0 | 0 | 0 | #N/A | #N/A | 0 | #N/A | #N/A | #N/A | #N/A
11 | 20 | 11 | 6 | #N/A | #N/A | 0 | 0 | 0 | 0 | 0 | 0 | 0 | #N/A | #N/A | 0 | 0 | 0 | 0 | 0 | #N/A | #N/A | 0 | #N/A | #N/A | #N/A | #N/A
11 | 20 | 12 | 6 | #N/A | #N/A | 0 | 0 | 0 | 0 | 0 | 0 | 0 | #N/A | #N/A | 0 | 0 | 0 | 0 | 0 | #N/A | #N/A | 0 | #N/A | #N/A | #N/A | #N/A
11 | 20 | 13 | 6 | #N/A | #N/A | 0 | 0 | 0 | 0 | 0 | 0 | 0 | #N/A | #N/A | 0 | 0 | 0 | 0 | 0 | #N/A | #N/A | 0 | #N/A | #N/A | #N/A | #N/A
11 | 20 | 14 | 6 | #N/A | #N/A | 0 | 0 | 0 | 0 | 0 | 0 | 0 | #N/A | #N/A | 0 | 0 | 0 | 0 | 0 | #N/A | #N/A | 0 | #N/A | #N/A | #N/A | #N/A
11 | 20 | 15 | 6 | #N/A | #N/A | 0 | 0 | 0 | 0 | 0 | 0 | 0 | #N/A | #N/A | 0 | 0 | 0 | 0 | 0 | #N/A | #N/A | 0 | #N/A | #N/A | #N/A | #N/A
11 | 20 | 16 | 6 | #N/A | #N/A | 0 | 0 | 0 | 0 | 0 | 0 | 0 | #N/A | #N/A | 0 | 0 | 0 | 0 | 0 | #N/A | #N/A | 0 | #N/A | #N/A | #N/A | #N/A
11 | 20 | 17 | 6 | #N/A | #N/A | 0 | 0 | 0 | 0 | 0 | 0 | 0 | #N/A | #N/A | 0 | 0 | 0 | 0 | 0 | #N/A | #N/A | 0 | #N/A | #N/A | #N/A | #N/A
11 | 20 | 18 | 6 | #N/A | #N/A | 0 | 0 | 0 | 0 | 0 | 0 | 0 | #N/A | #N/A | 0 | 0 | 0 | 0 | 0 | #N/A | #N/A | 0 | #N/A | #N/A | #N/A | #N/A
11 | 20 | 19 | 6 | #N/A | #N/A | 0 | 0 | 0 | 0 | 0 | 0 | 0 | #N/A | #N/A | 0 | 0 | 0 | 0 | 0 | #N/A | #N/A | 0 | #N/A | #N/A | #N/A | #N/A
11 | 20 | 20 | 6 | #N/A | #N/A | 0 | 0 | 0 | 0 | 0 | 0 | 0 | #N/A | #N/A | 0 | 0 | 0 | 0 | 0 | #N/A | #N/A | 0 | #N/A | #N/A | #N/A | #N/A
11 | 20 | 21 | 6 | #N/A | #N/A | 0 | 0 | 0 | 0 | 0 | 0 | 0 | #N/A | #N/A | 0 | 0 | 0 | 0 | 0 | #N/A | #N/A | 0 | #N/A | #N/A | #N/A | #N/A
11 | 20 | 22 | 6 | #N/A | #N/A | 0 | 0 | 0 | 0 | 0 | 0 | 0 | #N/A | #N/A | 0 | 0 | 0 | 0 | 0 | #N/A | #N/A | 0 | #N/A | #N/A | #N/A | #N/A
11 | 20 | 23 | 6 | #N/A | #N/A | 0 | 0 | 0 | 0 | 0 | 0 | 0 | #N/A | #N/A | 0 | 0 | 0 | 0 | 0 | #N/A | #N/A | 0 | #N/A | #N/A | #N/A | #N/A
11 | 20 | 24 | 6 | #N/A | #N/A | 0 | 0 | 0 | 0 | 0 | 0 | 0 | #N/A | #N/A | 0 | 0 | 0 | 0 | 0 | #N/A | #N/A | 0 | #N/A | #N/A | #N/A | #N/A
11 | 21 | 1 | 7 | #N/A | #N/A | 0 | 0 | 0 | 0 | 0 | 0 | 0 | #N/A | #N/A | 0 | 0 | 0 | 0 | 0 | #N/A | #N/A | 0 | #N/A | #N/A | #N/A | #N/A
11 | 21 | 2 | 7 | #N/A | #N/A | 0 | 0 | 0 | 0 | 0 | 0 | 0 | #N/A | #N/A | 0 | 0 | 0 | 0 | 0 | #N/A | #N/A | 0 | #N/A | #N/A | #N/A | #N/A
11 | 21 | 3 | 7 | #N/A | #N/A | 0 | 0 | 0 | 0 | 0 | 0 | 0 | #N/A | #N/A | 0 | 0 | 0 | 0 | 0 | #N/A | #N/A | 0 | #N/A | #N/A | #N/A | #N/A
11 | 21 | 4 | 7 | #N/A | #N/A | 0 | 0 | 0 | 0 | 0 | 0 | 0 | #N/A | #N/A | 0 | 0 | 0 | 0 | 0 | #N/A | #N/A | 0 | #N/A | #N/A | #N/A | #N/A
11 | 21 | 5 | 7 | #N/A | #N/A | 0 | 0 | 0 | 0 | 0 | 0 | 0 | #N/A | #N/A | 0 | 0 | 0 | 0 | 0 | #N/A | #N/A | 0 | #N/A | #N/A | #N/A | #N/A
11 | 21 | 6 | 7 | #N/A | #N/A | 0 | 0 | 0 | 0 | 0 | 0 | 0 | #N/A | #N/A | 0 | 0 | 0 | 0 | 0 | #N/A | #N/A | 0 | #N/A | #N/A | #N/A | #N/A
11 | 21 | 7 | 7 | #N/A | #N/A | 0 | 0 | 0 | 0 | 0 | 0 | 0 | #N/A | #N/A | 0 | 0 | 0 | 0 | 0 | #N/A | #N/A | 0 | #N/A | #N/A | #N/A | #N/A
11 | 21 | 8 | 7 | #N/A | #N/A | 0 | 0 | 0 | 0 | 0 | 0 | 0 | #N/A | #N/A | 0 | 0 | 0 | 0 | 0 | #N/A | #N/A | 0 | #N/A | #N/A | #N/A | #N/A
11 | 21 | 9 | 7 | #N/A | #N/A | 0 | 0 | 0 | 0 | 0 | 0 | 0 | #N/A | #N/A | 0 | 0 | 0 | 0 | 0 | #N/A | #N/A | 0 | #N/A | #N/A | #N/A | #N/A
11 | 21 | 10 | 7 | #N/A | #N/A | 0 | 0 | 0 | 0 | 0 | 0 | 0 | #N/A | #N/A | 0 | 0 | 0 | 0 | 0 | #N/A | #N/A | 0 | #N/A | #N/A | #N/A | #N/A
11 | 21 | 11 | 7 | #N/A | #N/A | 0 | 0 | 0 | 0 | 0 | 0 | 0 | #N/A | #N/A | 0 | 0 | 0 | 0 | 0 | #N/A | #N/A | 0 | #N/A | #N/A | #N/A | #N/A
11 | 21 | 12 | 7 | #N/A | #N/A | 0 | 0 | 0 | 0 | 0 | 0 | 0 | #N/A | #N/A | 0 | 0 | 0 | 0 | 0 | #N/A | #N/A | 0 | #N/A | #N/A | #N/A | #N/A
11 | 21 | 13 | 7 | #N/A | #N/A | 0 | 0 | 0 | 0 | 0 | 0 | 0 | #N/A | #N/A | 0 | 0 | 0 | 0 | 0 | #N/A | #N/A | 0 | #N/A | #N/A | #N/A | #N/A
11 | 21 | 14 | 7 | #N/A | #N/A | 0 | 0 | 0 | 0 | 0 | 0 | 0 | #N/A | #N/A | 0 | 0 | 0 | 0 | 0 | #N/A | #N/A | 0 | #N/A | #N/A | #N/A | #N/A
11 | 21 | 15 | 7 | #N/A | #N/A | 0 | 0 | 0 | 0 | 0 | 0 | 0 | #N/A | #N/A | 0 | 0 | 0 | 0 | 0 | #N/A | #N/A | 0 | #N/A | #N/A | #N/A | #N/A
11 | 21 | 16 | 7 | #N/A | #N/A | 0 | 0 | 0 | 0 | 0 | 0 | 0 | #N/A | #N/A | 0 | 0 | 0 | 0 | 0 | #N/A | #N/A | 0 | #N/A | #N/A | #N/A | #N/A
11 | 21 | 17 | 7 | #N/A | #N/A | 0 | 0 | 0 | 0 | 0 | 0 | 0 | #N/A | #N/A | 0 | 0 | 0 | 0 | 0 | #N/A | #N/A | 0 | #N/A | #N/A | #N/A | #N/A
11 | 21 | 18 | 7 | #N/A | #N/A | 0 | 0 | 0 | 0 | 0 | 0 | 0 | #N/A | #N/A | 0 | 0 | 0 | 0 | 0 | #N/A | #N/A | 0 | #N/A | #N/A | #N/A | #N/A
11 | 21 | 19 | 7 | #N/A | #N/A | 0 | 0 | 0 | 0 | 0 | 0 | 0 | #N/A | #N/A | 0 | 0 | 0 | 0 | 0 | #N/A | #N/A | 0 | #N/A | #N/A | #N/A | #N/A
11 | 21 | 20 | 7 | #N/A | #N/A | 0 | 0 | 0 | 0 | 0 | 0 | 0 | #N/A | #N/A | 0 | 0 | 0 | 0 | 0 | #N/A | #N/A | 0 | #N/A | #N/A | #N/A | #N/A
11 | 21 | 21 | 7 | #N/A | #N/A | 0 | 0 | 0 | 0 | 0 | 0 | 0 | #N/A | #N/A | 0 | 0 | 0 | 0 | 0 | #N/A | #N/A | 0 | #N/A | #N/A | #N/A | #N/A
11 | 21 | 22 | 7 | #N/A | #N/A | 0 | 0 | 0 | 0 | 0 | 0 | 0 | #N/A | #N/A | 0 | 0 | 0 | 0 | 0 | #N/A | #N/A | 0 | #N/A | #N/A | #N/A | #N/A
11 | 21 | 23 | 7 | #N/A | #N/A | 0 | 0 | 0 | 0 | 0 | 0 | 0 | #N/A | #N/A | 0 | 0 | 0 | 0 | 0 | #N/A | #N/A | 0 | #N/A | #N/A | #N/A | #N/A
11 | 21 | 24 | 7 | #N/A | #N/A | 0 | 0 | 0 | 0 | 0 | 0 | 0 | #N/A | #N/A | 0 | 0 | 0 | 0 | 0 | #N/A | #N/A | 0 | #N/A | #N/A | #N/A | #N/A
11 | 22 | 1 | 1 | #N/A | #N/A | 0 | 0 | 0 | 0 | 0 | 0 | 0 | #N/A | #N/A | 0 | 0 | 0 | 0 | 0 | #N/A | #N/A | 0 | #N/A | #N/A | #N/A | #N/A
11 | 22 | 2 | 1 | #N/A | #N/A | 0 | 0 | 0 | 0 | 0 | 0 | 0 | #N/A | #N/A | 0 | 0 | 0 | 0 | 0 | #N/A | #N/A | 0 | #N/A | #N/A | #N/A | #N/A
11 | 22 | 3 | 1 | #N/A | #N/A | 0 | 0 | 0 | 0 | 0 | 0 | 0 | #N/A | #N/A | 0 | 0 | 0 | 0 | 0 | #N/A | #N/A | 0 | #N/A | #N/A | #N/A | #N/A
11 | 22 | 4 | 1 | #N/A | #N/A | 0 | 0 | 0 | 0 | 0 | 0 | 0 | #N/A | #N/A | 0 | 0 | 0 | 0 | 0 | #N/A | #N/A | 0 | #N/A | #N/A | #N/A | #N/A
11 | 22 | 5 | 1 | #N/A | #N/A | 0 | 0 | 0 | 0 | 0 | 0 | 0 | #N/A | #N/A | 0 | 0 | 0 | 0 | 0 | #N/A | #N/A | 0 | #N/A | #N/A | #N/A | #N/A
11 | 22 | 6 | 1 | #N/A | #N/A | 1 | 0 | 0 | 0 | 0 | 0 | 0 | #N/A | #N/A | 0 | 0 | 0 | 0 | 0 | #N/A | #N/A | 0 | #N/A | #N/A | #N/A | #N/A
11 | 22 | 7 | 1 | #N/A | #N/A | 1 | 0 | 0 | 0 | 0 | 0 | 0 | #N/A | #N/A | 0 | 0 | 0 | 0 | 0 | #N/A | #N/A | 0 | #N/A | #N/A | #N/A | #N/A
11 | 22 | 8 | 1 | #N/A | #N/A | 1 | 0 | 0 | 0 | 0 | 0 | 0 | #N/A | #N/A | 0 | 0 | 0 | 0 | 0 | #N/A | #N/A | 0 | #N/A | #N/A | #N/A | #N/A
11 | 22 | 9 | 1 | #N/A | #N/A | 1 | 0 | 0 | 0 | 0 | 0 | 0 | #N/A | #N/A | 0 | 0 | 0 | 0 | 0 | #N/A | #N/A | 0 | #N/A | #N/A | #N/A | #N/A
11 | 22 | 10 | 1 | #N/A | #N/A | 1 | 0 | 0 | 0 | 0 | 0 | 0 | #N/A | #N/A | 0 | 0 | 0 | 0 | 0 | #N/A | #N/A | 0 | #N/A | #N/A | #N/A | #N/A
11 | 22 | 11 | 1 | #N/A | #N/A | 1 | 0 | 0 | 0 | 0 | 0 | 0 | #N/A | #N/A | 0 | 0 | 0 | 0 | 0 | #N/A | #N/A | 0 | #N/A | #N/A | #N/A | #N/A
11 | 22 | 12 | 1 | #N/A | #N/A | 1 | 0 | 0 | 0 | 0 | 0 | 0 | #N/A | #N/A | 0 | 0 | 0 | 0 | 0 | #N/A | #N/A | 0 | #N/A | #N/A | #N/A | #N/A
11 | 22 | 13 | 1 | #N/A | #N/A | 1 | 0 | 0 | 0 | 0 | 0 | 0 | #N/A | #N/A | 0 | 0 | 0 | 0 | 0 | #N/A | #N/A | 0 | #N/A | #N/A | #N/A | #N/A
11 | 22 | 14 | 1 | #N/A | #N/A | 1 | 0 | 0 | 0 | 0 | 0 | 0 | #N/A | #N/A | 0 | 0 | 0 | 0 | 0 | #N/A | #N/A | 0 | #N/A | #N/A | #N/A | #N/A
11 | 22 | 15 | 1 | #N/A | #N/A | 1 | 0 | 0 | 0 | 0 | 0 | 0 | #N/A | #N/A | 0 | 0 | 0 | 0 | 0 | #N/A | #N/A | 0 | #N/A | #N/A | #N/A | #N/A
11 | 22 | 16 | 1 | #N/A | #N/A | 1 | 0 | 0 | 0 | 0 | 0 | 0 | #N/A | #N/A | 0 | 0 | 0 | 0 | 0 | #N/A | #N/A | 0 | #N/A | #N/A | #N/A | #N/A
11 | 22 | 17 | 1 | #N/A | #N/A | 1 | 1 | 0 | 0 | 0 | 0 | 0 | #N/A | #N/A | 0 | 0 | 0 | 0 | 0 | #N/A | #N/A | 0 | #N/A | #N/A | #N/A | #N/A
11 | 22 | 18 | 1 | #N/A | #N/A | 1 | 1 | 0 | 0 | 0 | 0 | 0 | #N/A | #N/A | 0 | 0 | 0 | 0 | 0 | #N/A | #N/A | 0 | #N/A | #N/A | #N/A | #N/A
11 | 22 | 19 | 1 | #N/A | #N/A | 1 | 0 | 0 | 0 | 0 | 0 | 0 | #N/A | #N/A | 0 | 0 | 0 | 0 | 0 | #N/A | #N/A | 0 | #N/A | #N/A | #N/A | #N/A
11 | 22 | 20 | 1 | #N/A | #N/A | 1 | 0 | 0 | 0 | 0 | 0 | 0 | #N/A | #N/A | 0 | 0 | 0 | 0 | 0 | #N/A | #N/A | 0 | #N/A | #N/A | #N/A | #N/A
11 | 22 | 21 | 1 | #N/A | #N/A | 1 | 0 | 0 | 0 | 0 | 0 | 0 | #N/A | #N/A | 0 | 0 | 0 | 0 | 0 | #N/A | #N/A | 0 | #N/A | #N/A | #N/A | #N/A
11 | 22 | 22 | 1 | #N/A | #N/A | 1 | 0 | 0 | 0 | 0 | 0 | 0 | #N/A | #N/A | 0 | 0 | 0 | 0 | 0 | #N/A | #N/A | 0 | #N/A | #N/A | #N/A | #N/A
11 | 22 | 23 | 1 | #N/A | #N/A | 0 | 0 | 0 | 0 | 0 | 0 | 0 | #N/A | #N/A | 0 | 0 | 0 | 0 | 0 | #N/A | #N/A | 0 | #N/A | #N/A | #N/A | #N/A
11 | 22 | 24 | 1 | #N/A | #N/A | 0 | 0 | 0 | 0 | 0 | 0 | 0 | #N/A | #N/A | 0 | 0 | 0 | 0 | 0 | #N/A | #N/A | 0 | #N/A | #N/A | #N/A | #N/A
11 | 23 | 1 | 2 | #N/A | #N/A | 0 | 0 | 0 | 0 | 0 | 0 | 0 | #N/A | #N/A | 0 | 0 | 0 | 0 | 0 | #N/A | #N/A | 0 | #N/A | #N/A | #N/A | #N/A
11 | 23 | 2 | 2 | #N/A | #N/A | 0 | 0 | 0 | 0 | 0 | 0 | 0 | #N/A | #N/A | 0 | 0 | 0 | 0 | 0 | #N/A | #N/A | 0 | #N/A | #N/A | #N/A | #N/A
11 | 23 | 3 | 2 | #N/A | #N/A | 0 | 0 | 0 | 0 | 0 | 0 | 0 | #N/A | #N/A | 0 | 0 | 0 | 0 | 0 | #N/A | #N/A | 0 | #N/A | #N/A | #N/A | #N/A
11 | 23 | 4 | 2 | #N/A | #N/A | 0 | 0 | 0 | 0 | 0 | 0 | 0 | #N/A | #N/A | 0 | 0 | 0 | 0 | 0 | #N/A | #N/A | 0 | #N/A | #N/A | #N/A | #N/A
11 | 23 | 5 | 2 | #N/A | #N/A | 0 | 0 | 0 | 0 | 0 | 0 | 0 | #N/A | #N/A | 0 | 0 | 0 | 0 | 0 | #N/A | #N/A | 0 | #N/A | #N/A | #N/A | #N/A
11 | 23 | 6 | 2 | #N/A | #N/A | 1 | 0 | 0 | 0 | 0 | 0 | 0 | #N/A | #N/A | 0 | 0 | 0 | 0 | 0 | #N/A | #N/A | 0 | #N/A | #N/A | #N/A | #N/A
11 | 23 | 7 | 2 | #N/A | #N/A | 1 | 0 | 0 | 0 | 0 | 0 | 0 | #N/A | #N/A | 0 | 0 | 0 | 0 | 0 | #N/A | #N/A | 0 | #N/A | #N/A | #N/A | #N/A
11 | 23 | 8 | 2 | #N/A | #N/A | 1 | 0 | 0 | 0 | 0 | 0 | 0 | #N/A | #N/A | 0 | 0 | 0 | 0 | 0 | #N/A | #N/A | 0 | #N/A | #N/A | #N/A | #N/A
11 | 23 | 9 | 2 | #N/A | #N/A | 1 | 0 | 0 | 0 | 0 | 0 | 0 | #N/A | #N/A | 0 | 0 | 0 | 0 | 0 | #N/A | #N/A | 0 | #N/A | #N/A | #N/A | #N/A
11 | 23 | 10 | 2 | #N/A | #N/A | 1 | 0 | 0 | 0 | 0 | 0 | 0 | #N/A | #N/A | 0 | 0 | 0 | 0 | 0 | #N/A | #N/A | 0 | #N/A | #N/A | #N/A | #N/A
11 | 23 | 11 | 2 | #N/A | #N/A | 1 | 0 | 0 | 0 | 0 | 0 | 0 | #N/A | #N/A | 0 | 0 | 0 | 0 | 0 | #N/A | #N/A | 0 | #N/A | #N/A | #N/A | #N/A
11 | 23 | 12 | 2 | #N/A | #N/A | 1 | 0 | 0 | 0 | 0 | 0 | 0 | #N/A | #N/A | 0 | 0 | 0 | 0 | 0 | #N/A | #N/A | 0 | #N/A | #N/A | #N/A | #N/A
11 | 23 | 13 | 2 | #N/A | #N/A | 1 | 0 | 0 | 0 | 0 | 0 | 0 | #N/A | #N/A | 0 | 0 | 0 | 0 | 0 | #N/A | #N/A | 0 | #N/A | #N/A | #N/A | #N/A
11 | 23 | 14 | 2 | #N/A | #N/A | 1 | 0 | 0 | 0 | 0 | 0 | 0 | #N/A | #N/A | 0 | 0 | 0 | 0 | 0 | #N/A | #N/A | 0 | #N/A | #N/A | #N/A | #N/A
11 | 23 | 15 | 2 | #N/A | #N/A | 1 | 0 | 0 | 0 | 0 | 0 | 0 | #N/A | #N/A | 0 | 0 | 0 | 0 | 0 | #N/A | #N/A | 0 | #N/A | #N/A | #N/A | #N/A
11 | 23 | 16 | 2 | #N/A | #N/A | 1 | 0 | 0 | 0 | 0 | 0 | 0 | #N/A | #N/A | 0 | 0 | 0 | 0 | 0 | #N/A | #N/A | 0 | #N/A | #N/A | #N/A | #N/A
11 | 23 | 17 | 2 | #N/A | #N/A | 1 | 1 | 0 | 0 | 0 | 0 | 0 | #N/A | #N/A | 0 | 0 | 0 | 0 | 0 | #N/A | #N/A | 0 | #N/A | #N/A | #N/A | #N/A
11 | 23 | 18 | 2 | #N/A | #N/A | 1 | 1 | 0 | 0 | 0 | 0 | 0 | #N/A | #N/A | 0 | 0 | 0 | 0 | 0 | #N/A | #N/A | 0 | #N/A | #N/A | #N/A | #N/A
11 | 23 | 19 | 2 | #N/A | #N/A | 1 | 0 | 0 | 0 | 0 | 0 | 0 | #N/A | #N/A | 0 | 0 | 0 | 0 | 0 | #N/A | #N/A | 0 | #N/A | #N/A | #N/A | #N/A
11 | 23 | 20 | 2 | #N/A | #N/A | 1 | 0 | 0 | 0 | 0 | 0 | 0 | #N/A | #N/A | 0 | 0 | 0 | 0 | 0 | #N/A | #N/A | 0 | #N/A | #N/A | #N/A | #N/A
11 | 23 | 21 | 2 | #N/A | #N/A | 1 | 0 | 0 | 0 | 0 | 0 | 0 | #N/A | #N/A | 0 | 0 | 0 | 0 | 0 | #N/A | #N/A | 0 | #N/A | #N/A | #N/A | #N/A
11 | 23 | 22 | 2 | #N/A | #N/A | 1 | 0 | 0 | 0 | 0 | 0 | 0 | #N/A | #N/A | 0 | 0 | 0 | 0 | 0 | #N/A | #N/A | 0 | #N/A | #N/A | #N/A | #N/A
11 | 23 | 23 | 2 | #N/A | #N/A | 0 | 0 | 0 | 0 | 0 | 0 | 0 | #N/A | #N/A | 0 | 0 | 0 | 0 | 0 | #N/A | #N/A | 0 | #N/A | #N/A | #N/A | #N/A
11 | 23 | 24 | 2 | #N/A | #N/A | 0 | 0 | 0 | 0 | 0 | 0 | 0 | #N/A | #N/A | 0 | 0 | 0 | 0 | 0 | #N/A | #N/A | 0 | #N/A | #N/A | #N/A | #N/A
11 | 24 | 1 | 3 | #N/A | #N/A | 0 | 0 | 0 | 0 | 0 | 0 | 0 | #N/A | #N/A | 0 | 0 | 0 | 0 | 0 | #N/A | #N/A | 0 | #N/A | #N/A | #N/A | #N/A
11 | 24 | 2 | 3 | #N/A | #N/A | 0 | 0 | 0 | 0 | 0 | 0 | 0 | #N/A | #N/A | 0 | 0 | 0 | 0 | 0 | #N/A | #N/A | 0 | #N/A | #N/A | #N/A | #N/A
11 | 24 | 3 | 3 | #N/A | #N/A | 0 | 0 | 0 | 0 | 0 | 0 | 0 | #N/A | #N/A | 0 | 0 | 0 | 0 | 0 | #N/A | #N/A | 0 | #N/A | #N/A | #N/A | #N/A
11 | 24 | 4 | 3 | #N/A | #N/A | 0 | 0 | 0 | 0 | 0 | 0 | 0 | #N/A | #N/A | 0 | 0 | 0 | 0 | 0 | #N/A | #N/A | 0 | #N/A | #N/A | #N/A | #N/A
11 | 24 | 5 | 3 | #N/A | #N/A | 0 | 0 | 0 | 0 | 0 | 0 | 0 | #N/A | #N/A | 0 | 0 | 0 | 0 | 0 | #N/A | #N/A | 0 | #N/A | #N/A | #N/A | #N/A
11 | 24 | 6 | 3 | #N/A | #N/A | 1 | 0 | 0 | 0 | 0 | 0 | 0 | #N/A | #N/A | 0 | 0 | 0 | 0 | 0 | #N/A | #N/A | 0 | #N/A | #N/A | #N/A | #N/A
11 | 24 | 7 | 3 | #N/A | #N/A | 1 | 0 | 0 | 0 | 0 | 0 | 0 | #N/A | #N/A | 0 | 0 | 0 | 0 | 0 | #N/A | #N/A | 0 | #N/A | #N/A | #N/A | #N/A
11 | 24 | 8 | 3 | #N/A | #N/A | 1 | 0 | 0 | 0 | 0 | 0 | 0 | #N/A | #N/A | 0 | 0 | 0 | 0 | 0 | #N/A | #N/A | 0 | #N/A | #N/A | #N/A | #N/A
11 | 24 | 9 | 3 | #N/A | #N/A | 1 | 0 | 0 | 0 | 0 | 0 | 0 | #N/A | #N/A | 0 | 0 | 0 | 0 | 0 | #N/A | #N/A | 0 | #N/A | #N/A | #N/A | #N/A
11 | 24 | 10 | 3 | #N/A | #N/A | 1 | 0 | 0 | 0 | 0 | 0 | 0 | #N/A | #N/A | 0 | 0 | 0 | 0 | 0 | #N/A | #N/A | 0 | #N/A | #N/A | #N/A | #N/A
11 | 24 | 11 | 3 | #N/A | #N/A | 1 | 0 | 0 | 0 | 0 | 0 | 0 | #N/A | #N/A | 0 | 0 | 0 | 0 | 0 | #N/A | #N/A | 0 | #N/A | #N/A | #N/A | #N/A
11 | 24 | 12 | 3 | #N/A | #N/A | 1 | 0 | 0 | 0 | 0 | 0 | 0 | #N/A | #N/A | 0 | 0 | 0 | 0 | 0 | #N/A | #N/A | 0 | #N/A | #N/A | #N/A | #N/A
11 | 24 | 13 | 3 | #N/A | #N/A | 1 | 0 | 0 | 0 | 0 | 0 | 0 | #N/A | #N/A | 0 | 0 | 0 | 0 | 0 | #N/A | #N/A | 0 | #N/A | #N/A | #N/A | #N/A
11 | 24 | 14 | 3 | #N/A | #N/A | 1 | 0 | 0 | 0 | 0 | 0 | 0 | #N/A | #N/A | 0 | 0 | 0 | 0 | 0 | #N/A | #N/A | 0 | #N/A | #N/A | #N/A | #N/A
11 | 24 | 15 | 3 | #N/A | #N/A | 1 | 0 | 0 | 0 | 0 | 0 | 0 | #N/A | #N/A | 0 | 0 | 0 | 0 | 0 | #N/A | #N/A | 0 | #N/A | #N/A | #N/A | #N/A
11 | 24 | 16 | 3 | #N/A | #N/A | 1 | 0 | 0 | 0 | 0 | 0 | 0 | #N/A | #N/A | 0 | 0 | 0 | 0 | 0 | #N/A | #N/A | 0 | #N/A | #N/A | #N/A | #N/A
11 | 24 | 17 | 3 | #N/A | #N/A | 1 | 1 | 0 | 0 | 0 | 0 | 0 | #N/A | #N/A | 0 | 0 | 0 | 0 | 0 | #N/A | #N/A | 0 | #N/A | #N/A | #N/A | #N/A
11 | 24 | 18 | 3 | #N/A | #N/A | 1 | 1 | 0 | 0 | 0 | 0 | 0 | #N/A | #N/A | 0 | 0 | 0 | 0 | 0 | #N/A | #N/A | 0 | #N/A | #N/A | #N/A | #N/A
11 | 24 | 19 | 3 | #N/A | #N/A | 1 | 0 | 0 | 0 | 0 | 0 | 0 | #N/A | #N/A | 0 | 0 | 0 | 0 | 0 | #N/A | #N/A | 0 | #N/A | #N/A | #N/A | #N/A
11 | 24 | 20 | 3 | #N/A | #N/A | 1 | 0 | 0 | 0 | 0 | 0 | 0 | #N/A | #N/A | 0 | 0 | 0 | 0 | 0 | #N/A | #N/A | 0 | #N/A | #N/A | #N/A | #N/A
11 | 24 | 21 | 3 | #N/A | #N/A | 1 | 0 | 0 | 0 | 0 | 0 | 0 | #N/A | #N/A | 0 | 0 | 0 | 0 | 0 | #N/A | #N/A | 0 | #N/A | #N/A | #N/A | #N/A
11 | 24 | 22 | 3 | #N/A | #N/A | 1 | 0 | 0 | 0 | 0 | 0 | 0 | #N/A | #N/A | 0 | 0 | 0 | 0 | 0 | #N/A | #N/A | 0 | #N/A | #N/A | #N/A | #N/A
11 | 24 | 23 | 3 | #N/A | #N/A | 0 | 0 | 0 | 0 | 0 | 0 | 0 | #N/A | #N/A | 0 | 0 | 0 | 0 | 0 | #N/A | #N/A | 0 | #N/A | #N/A | #N/A | #N/A
11 | 24 | 24 | 3 | #N/A | #N/A | 0 | 0 | 0 | 0 | 0 | 0 | 0 | #N/A | #N/A | 0 | 0 | 0 | 0 | 0 | #N/A | #N/A | 0 | #N/A | #N/A | #N/A | #N/A
11 | 25 | 1 | 8 | #N/A | #N/A | 0 | 0 | 0 | 0 | 0 | 0 | 0 | #N/A | #N/A | 0 | 0 | 0 | 0 | 0 | #N/A | #N/A | 0 | #N/A | #N/A | #N/A | #N/A
11 | 25 | 2 | 8 | #N/A | #N/A | 0 | 0 | 0 | 0 | 0 | 0 | 0 | #N/A | #N/A | 0 | 0 | 0 | 0 | 0 | #N/A | #N/A | 0 | #N/A | #N/A | #N/A | #N/A
11 | 25 | 3 | 8 | #N/A | #N/A | 0 | 0 | 0 | 0 | 0 | 0 | 0 | #N/A | #N/A | 0 | 0 | 0 | 0 | 0 | #N/A | #N/A | 0 | #N/A | #N/A | #N/A | #N/A
11 | 25 | 4 | 8 | #N/A | #N/A | 0 | 0 | 0 | 0 | 0 | 0 | 0 | #N/A | #N/A | 0 | 0 | 0 | 0 | 0 | #N/A | #N/A | 0 | #N/A | #N/A | #N/A | #N/A
11 | 25 | 5 | 8 | #N/A | #N/A | 0 | 0 | 0 | 0 | 0 | 0 | 0 | #N/A | #N/A | 0 | 0 | 0 | 0 | 0 | #N/A | #N/A | 0 | #N/A | #N/A | #N/A | #N/A
11 | 25 | 6 | 8 | #N/A | #N/A | 0 | 0 | 0 | 0 | 0 | 0 | 0 | #N/A | #N/A | 0 | 0 | 0 | 0 | 0 | #N/A | #N/A | 0 | #N/A | #N/A | #N/A | #N/A
11 | 25 | 7 | 8 | #N/A | #N/A | 0 | 0 | 0 | 0 | 0 | 0 | 0 | #N/A | #N/A | 0 | 0 | 0 | 0 | 0 | #N/A | #N/A | 0 | #N/A | #N/A | #N/A | #N/A
11 | 25 | 8 | 8 | #N/A | #N/A | 0 | 0 | 0 | 0 | 0 | 0 | 0 | #N/A | #N/A | 0 | 0 | 0 | 0 | 0 | #N/A | #N/A | 0 | #N/A | #N/A | #N/A | #N/A
11 | 25 | 9 | 8 | #N/A | #N/A | 0 | 0 | 0 | 0 | 0 | 0 | 0 | #N/A | #N/A | 0 | 0 | 0 | 0 | 0 | #N/A | #N/A | 0 | #N/A | #N/A | #N/A | #N/A
11 | 25 | 10 | 8 | #N/A | #N/A | 0 | 0 | 0 | 0 | 0 | 0 | 0 | #N/A | #N/A | 0 | 0 | 0 | 0 | 0 | #N/A | #N/A | 0 | #N/A | #N/A | #N/A | #N/A
11 | 25 | 11 | 8 | #N/A | #N/A | 0 | 0 | 0 | 0 | 0 | 0 | 0 | #N/A | #N/A | 0 | 0 | 0 | 0 | 0 | #N/A | #N/A | 0 | #N/A | #N/A | #N/A | #N/A
11 | 25 | 12 | 8 | #N/A | #N/A | 0 | 0 | 0 | 0 | 0 | 0 | 0 | #N/A | #N/A | 0 | 0 | 0 | 0 | 0 | #N/A | #N/A | 0 | #N/A | #N/A | #N/A | #N/A
11 | 25 | 13 | 8 | #N/A | #N/A | 0 | 0 | 0 | 0 | 0 | 0 | 0 | #N/A | #N/A | 0 | 0 | 0 | 0 | 0 | #N/A | #N/A | 0 | #N/A | #N/A | #N/A | #N/A
11 | 25 | 14 | 8 | #N/A | #N/A | 0 | 0 | 0 | 0 | 0 | 0 | 0 | #N/A | #N/A | 0 | 0 | 0 | 0 | 0 | #N/A | #N/A | 0 | #N/A | #N/A | #N/A | #N/A
11 | 25 | 15 | 8 | #N/A | #N/A | 0 | 0 | 0 | 0 | 0 | 0 | 0 | #N/A | #N/A | 0 | 0 | 0 | 0 | 0 | #N/A | #N/A | 0 | #N/A | #N/A | #N/A | #N/A
11 | 25 | 16 | 8 | #N/A | #N/A | 0 | 0 | 0 | 0 | 0 | 0 | 0 | #N/A | #N/A | 0 | 0 | 0 | 0 | 0 | #N/A | #N/A | 0 | #N/A | #N/A | #N/A | #N/A
11 | 25 | 17 | 8 | #N/A | #N/A | 0 | 0 | 0 | 0 | 0 | 0 | 0 | #N/A | #N/A | 0 | 0 | 0 | 0 | 0 | #N/A | #N/A | 0 | #N/A | #N/A | #N/A | #N/A
11 | 25 | 18 | 8 | #N/A | #N/A | 0 | 0 | 0 | 0 | 0 | 0 | 0 | #N/A | #N/A | 0 | 0 | 0 | 0 | 0 | #N/A | #N/A | 0 | #N/A | #N/A | #N/A | #N/A
11 | 25 | 19 | 8 | #N/A | #N/A | 0 | 0 | 0 | 0 | 0 | 0 | 0 | #N/A | #N/A | 0 | 0 | 0 | 0 | 0 | #N/A | #N/A | 0 | #N/A | #N/A | #N/A | #N/A
11 | 25 | 20 | 8 | #N/A | #N/A | 0 | 0 | 0 | 0 | 0 | 0 | 0 | #N/A | #N/A | 0 | 0 | 0 | 0 | 0 | #N/A | #N/A | 0 | #N/A | #N/A | #N/A | #N/A
11 | 25 | 21 | 8 | #N/A | #N/A | 0 | 0 | 0 | 0 | 0 | 0 | 0 | #N/A | #N/A | 0 | 0 | 0 | 0 | 0 | #N/A | #N/A | 0 | #N/A | #N/A | #N/A | #N/A
11 | 25 | 22 | 8 | #N/A | #N/A | 0 | 0 | 0 | 0 | 0 | 0 | 0 | #N/A | #N/A | 0 | 0 | 0 | 0 | 0 | #N/A | #N/A | 0 | #N/A | #N/A | #N/A | #N/A
11 | 25 | 23 | 8 | #N/A | #N/A | 0 | 0 | 0 | 0 | 0 | 0 | 0 | #N/A | #N/A | 0 | 0 | 0 | 0 | 0 | #N/A | #N/A | 0 | #N/A | #N/A | #N/A | #N/A
11 | 25 | 24 | 8 | #N/A | #N/A | 0 | 0 | 0 | 0 | 0 | 0 | 0 | #N/A | #N/A | 0 | 0 | 0 | 0 | 0 | #N/A | #N/A | 0 | #N/A | #N/A | #N/A | #N/A
11 | 26 | 1 | 5 | #N/A | #N/A | 0 | 0 | 0 | 0 | 0 | 0 | 0 | #N/A | #N/A | 0 | 0 | 0 | 0 | 0 | #N/A | #N/A | 0 | #N/A | #N/A | #N/A | #N/A
11 | 26 | 2 | 5 | #N/A | #N/A | 0 | 0 | 0 | 0 | 0 | 0 | 0 | #N/A | #N/A | 0 | 0 | 0 | 0 | 0 | #N/A | #N/A | 0 | #N/A | #N/A | #N/A | #N/A
11 | 26 | 3 | 5 | #N/A | #N/A | 0 | 0 | 0 | 0 | 0 | 0 | 0 | #N/A | #N/A | 0 | 0 | 0 | 0 | 0 | #N/A | #N/A | 0 | #N/A | #N/A | #N/A | #N/A
11 | 26 | 4 | 5 | #N/A | #N/A | 0 | 0 | 0 | 0 | 0 | 0 | 0 | #N/A | #N/A | 0 | 0 | 0 | 0 | 0 | #N/A | #N/A | 0 | #N/A | #N/A | #N/A | #N/A
11 | 26 | 5 | 5 | #N/A | #N/A | 0 | 0 | 0 | 0 | 0 | 0 | 0 | #N/A | #N/A | 0 | 0 | 0 | 0 | 0 | #N/A | #N/A | 0 | #N/A | #N/A | #N/A | #N/A
11 | 26 | 6 | 5 | #N/A | #N/A | 1 | 0 | 0 | 0 | 0 | 0 | 0 | #N/A | #N/A | 0 | 0 | 0 | 0 | 0 | #N/A | #N/A | 0 | #N/A | #N/A | #N/A | #N/A
11 | 26 | 7 | 5 | #N/A | #N/A | 1 | 0 | 0 | 0 | 0 | 0 | 0 | #N/A | #N/A | 0 | 0 | 0 | 0 | 0 | #N/A | #N/A | 0 | #N/A | #N/A | #N/A | #N/A
11 | 26 | 8 | 5 | #N/A | #N/A | 1 | 0 | 0 | 0 | 0 | 0 | 0 | #N/A | #N/A | 0 | 0 | 0 | 0 | 0 | #N/A | #N/A | 0 | #N/A | #N/A | #N/A | #N/A
11 | 26 | 9 | 5 | #N/A | #N/A | 1 | 0 | 0 | 0 | 0 | 0 | 0 | #N/A | #N/A | 0 | 0 | 0 | 0 | 0 | #N/A | #N/A | 0 | #N/A | #N/A | #N/A | #N/A
11 | 26 | 10 | 5 | #N/A | #N/A | 1 | 0 | 0 | 0 | 0 | 0 | 0 | #N/A | #N/A | 0 | 0 | 0 | 0 | 0 | #N/A | #N/A | 0 | #N/A | #N/A | #N/A | #N/A
11 | 26 | 11 | 5 | #N/A | #N/A | 1 | 0 | 0 | 0 | 0 | 0 | 0 | #N/A | #N/A | 0 | 0 | 0 | 0 | 0 | #N/A | #N/A | 0 | #N/A | #N/A | #N/A | #N/A
11 | 26 | 12 | 5 | #N/A | #N/A | 1 | 0 | 0 | 0 | 0 | 0 | 0 | #N/A | #N/A | 0 | 0 | 0 | 0 | 0 | #N/A | #N/A | 0 | #N/A | #N/A | #N/A | #N/A
11 | 26 | 13 | 5 | #N/A | #N/A | 1 | 0 | 0 | 0 | 0 | 0 | 0 | #N/A | #N/A | 0 | 0 | 0 | 0 | 0 | #N/A | #N/A | 0 | #N/A | #N/A | #N/A | #N/A
11 | 26 | 14 | 5 | #N/A | #N/A | 1 | 0 | 0 | 0 | 0 | 0 | 0 | #N/A | #N/A | 0 | 0 | 0 | 0 | 0 | #N/A | #N/A | 0 | #N/A | #N/A | #N/A | #N/A
11 | 26 | 15 | 5 | #N/A | #N/A | 1 | 0 | 0 | 0 | 0 | 0 | 0 | #N/A | #N/A | 0 | 0 | 0 | 0 | 0 | #N/A | #N/A | 0 | #N/A | #N/A | #N/A | #N/A
11 | 26 | 16 | 5 | #N/A | #N/A | 1 | 0 | 0 | 0 | 0 | 0 | 0 | #N/A | #N/A | 0 | 0 | 0 | 0 | 0 | #N/A | #N/A | 0 | #N/A | #N/A | #N/A | #N/A
11 | 26 | 17 | 5 | #N/A | #N/A | 1 | 1 | 0 | 0 | 0 | 0 | 0 | #N/A | #N/A | 0 | 0 | 0 | 0 | 0 | #N/A | #N/A | 0 | #N/A | #N/A | #N/A | #N/A
11 | 26 | 18 | 5 | #N/A | #N/A | 1 | 1 | 0 | 0 | 0 | 0 | 0 | #N/A | #N/A | 0 | 0 | 0 | 0 | 0 | #N/A | #N/A | 0 | #N/A | #N/A | #N/A | #N/A
11 | 26 | 19 | 5 | #N/A | #N/A | 1 | 0 | 0 | 0 | 0 | 0 | 0 | #N/A | #N/A | 0 | 0 | 0 | 0 | 0 | #N/A | #N/A | 0 | #N/A | #N/A | #N/A | #N/A
11 | 26 | 20 | 5 | #N/A | #N/A | 1 | 0 | 0 | 0 | 0 | 0 | 0 | #N/A | #N/A | 0 | 0 | 0 | 0 | 0 | #N/A | #N/A | 0 | #N/A | #N/A | #N/A | #N/A
11 | 26 | 21 | 5 | #N/A | #N/A | 1 | 0 | 0 | 0 | 0 | 0 | 0 | #N/A | #N/A | 0 | 0 | 0 | 0 | 0 | #N/A | #N/A | 0 | #N/A | #N/A | #N/A | #N/A
11 | 26 | 22 | 5 | #N/A | #N/A | 1 | 0 | 0 | 0 | 0 | 0 | 0 | #N/A | #N/A | 0 | 0 | 0 | 0 | 0 | #N/A | #N/A | 0 | #N/A | #N/A | #N/A | #N/A
11 | 26 | 23 | 5 | #N/A | #N/A | 0 | 0 | 0 | 0 | 0 | 0 | 0 | #N/A | #N/A | 0 | 0 | 0 | 0 | 0 | #N/A | #N/A | 0 | #N/A | #N/A | #N/A | #N/A
11 | 26 | 24 | 5 | #N/A | #N/A | 0 | 0 | 0 | 0 | 0 | 0 | 0 | #N/A | #N/A | 0 | 0 | 0 | 0 | 0 | #N/A | #N/A | 0 | #N/A | #N/A | #N/A | #N/A
11 | 27 | 1 | 6 | #N/A | #N/A | 0 | 0 | 0 | 0 | 0 | 0 | 0 | #N/A | #N/A | 0 | 0 | 0 | 0 | 0 | #N/A | #N/A | 0 | #N/A | #N/A | #N/A | #N/A
11 | 27 | 2 | 6 | #N/A | #N/A | 0 | 0 | 0 | 0 | 0 | 0 | 0 | #N/A | #N/A | 0 | 0 | 0 | 0 | 0 | #N/A | #N/A | 0 | #N/A | #N/A | #N/A | #N/A
11 | 27 | 3 | 6 | #N/A | #N/A | 0 | 0 | 0 | 0 | 0 | 0 | 0 | #N/A | #N/A | 0 | 0 | 0 | 0 | 0 | #N/A | #N/A | 0 | #N/A | #N/A | #N/A | #N/A
11 | 27 | 4 | 6 | #N/A | #N/A | 0 | 0 | 0 | 0 | 0 | 0 | 0 | #N/A | #N/A | 0 | 0 | 0 | 0 | 0 | #N/A | #N/A | 0 | #N/A | #N/A | #N/A | #N/A
11 | 27 | 5 | 6 | #N/A | #N/A | 0 | 0 | 0 | 0 | 0 | 0 | 0 | #N/A | #N/A | 0 | 0 | 0 | 0 | 0 | #N/A | #N/A | 0 | #N/A | #N/A | #N/A | #N/A
11 | 27 | 6 | 6 | #N/A | #N/A | 0 | 0 | 0 | 0 | 0 | 0 | 0 | #N/A | #N/A | 0 | 0 | 0 | 0 | 0 | #N/A | #N/A | 0 | #N/A | #N/A | #N/A | #N/A
11 | 27 | 7 | 6 | #N/A | #N/A | 0 | 0 | 0 | 0 | 0 | 0 | 0 | #N/A | #N/A | 0 | 0 | 0 | 0 | 0 | #N/A | #N/A | 0 | #N/A | #N/A | #N/A | #N/A
11 | 27 | 8 | 6 | #N/A | #N/A | 0 | 0 | 0 | 0 | 0 | 0 | 0 | #N/A | #N/A | 0 | 0 | 0 | 0 | 0 | #N/A | #N/A | 0 | #N/A | #N/A | #N/A | #N/A
11 | 27 | 9 | 6 | #N/A | #N/A | 0 | 0 | 0 | 0 | 0 | 0 | 0 | #N/A | #N/A | 0 | 0 | 0 | 0 | 0 | #N/A | #N/A | 0 | #N/A | #N/A | #N/A | #N/A
11 | 27 | 10 | 6 | #N/A | #N/A | 0 | 0 | 0 | 0 | 0 | 0 | 0 | #N/A | #N/A | 0 | 0 | 0 | 0 | 0 | #N/A | #N/A | 0 | #N/A | #N/A | #N/A | #N/A
11 | 27 | 11 | 6 | #N/A | #N/A | 0 | 0 | 0 | 0 | 0 | 0 | 0 | #N/A | #N/A | 0 | 0 | 0 | 0 | 0 | #N/A | #N/A | 0 | #N/A | #N/A | #N/A | #N/A
11 | 27 | 12 | 6 | #N/A | #N/A | 0 | 0 | 0 | 0 | 0 | 0 | 0 | #N/A | #N/A | 0 | 0 | 0 | 0 | 0 | #N/A | #N/A | 0 | #N/A | #N/A | #N/A | #N/A
11 | 27 | 13 | 6 | #N/A | #N/A | 0 | 0 | 0 | 0 | 0 | 0 | 0 | #N/A | #N/A | 0 | 0 | 0 | 0 | 0 | #N/A | #N/A | 0 | #N/A | #N/A | #N/A | #N/A
11 | 27 | 14 | 6 | #N/A | #N/A | 0 | 0 | 0 | 0 | 0 | 0 | 0 | #N/A | #N/A | 0 | 0 | 0 | 0 | 0 | #N/A | #N/A | 0 | #N/A | #N/A | #N/A | #N/A
11 | 27 | 15 | 6 | #N/A | #N/A | 0 | 0 | 0 | 0 | 0 | 0 | 0 | #N/A | #N/A | 0 | 0 | 0 | 0 | 0 | #N/A | #N/A | 0 | #N/A | #N/A | #N/A | #N/A
11 | 27 | 16 | 6 | #N/A | #N/A | 0 | 0 | 0 | 0 | 0 | 0 | 0 | #N/A | #N/A | 0 | 0 | 0 | 0 | 0 | #N/A | #N/A | 0 | #N/A | #N/A | #N/A | #N/A
11 | 27 | 17 | 6 | #N/A | #N/A | 0 | 0 | 0 | 0 | 0 | 0 | 0 | #N/A | #N/A | 0 | 0 | 0 | 0 | 0 | #N/A | #N/A | 0 | #N/A | #N/A | #N/A | #N/A
11 | 27 | 18 | 6 | #N/A | #N/A | 0 | 0 | 0 | 0 | 0 | 0 | 0 | #N/A | #N/A | 0 | 0 | 0 | 0 | 0 | #N/A | #N/A | 0 | #N/A | #N/A | #N/A | #N/A
11 | 27 | 19 | 6 | #N/A | #N/A | 0 | 0 | 0 | 0 | 0 | 0 | 0 | #N/A | #N/A | 0 | 0 | 0 | 0 | 0 | #N/A | #N/A | 0 | #N/A | #N/A | #N/A | #N/A
11 | 27 | 20 | 6 | #N/A | #N/A | 0 | 0 | 0 | 0 | 0 | 0 | 0 | #N/A | #N/A | 0 | 0 | 0 | 0 | 0 | #N/A | #N/A | 0 | #N/A | #N/A | #N/A | #N/A
11 | 27 | 21 | 6 | #N/A | #N/A | 0 | 0 | 0 | 0 | 0 | 0 | 0 | #N/A | #N/A | 0 | 0 | 0 | 0 | 0 | #N/A | #N/A | 0 | #N/A | #N/A | #N/A | #N/A
11 | 27 | 22 | 6 | #N/A | #N/A | 0 | 0 | 0 | 0 | 0 | 0 | 0 | #N/A | #N/A | 0 | 0 | 0 | 0 | 0 | #N/A | #N/A | 0 | #N/A | #N/A | #N/A | #N/A
11 | 27 | 23 | 6 | #N/A | #N/A | 0 | 0 | 0 | 0 | 0 | 0 | 0 | #N/A | #N/A | 0 | 0 | 0 | 0 | 0 | #N/A | #N/A | 0 | #N/A | #N/A | #N/A | #N/A
11 | 27 | 24 | 6 | #N/A | #N/A | 0 | 0 | 0 | 0 | 0 | 0 | 0 | #N/A | #N/A | 0 | 0 | 0 | 0 | 0 | #N/A | #N/A | 0 | #N/A | #N/A | #N/A | #N/A
11 | 28 | 1 | 7 | #N/A | #N/A | 0 | 0 | 0 | 0 | 0 | 0 | 0 | #N/A | #N/A | 0 | 0 | 0 | 0 | 0 | #N/A | #N/A | 0 | #N/A | #N/A | #N/A | #N/A
11 | 28 | 2 | 7 | #N/A | #N/A | 0 | 0 | 0 | 0 | 0 | 0 | 0 | #N/A | #N/A | 0 | 0 | 0 | 0 | 0 | #N/A | #N/A | 0 | #N/A | #N/A | #N/A | #N/A
11 | 28 | 3 | 7 | #N/A | #N/A | 0 | 0 | 0 | 0 | 0 | 0 | 0 | #N/A | #N/A | 0 | 0 | 0 | 0 | 0 | #N/A | #N/A | 0 | #N/A | #N/A | #N/A | #N/A
11 | 28 | 4 | 7 | #N/A | #N/A | 0 | 0 | 0 | 0 | 0 | 0 | 0 | #N/A | #N/A | 0 | 0 | 0 | 0 | 0 | #N/A | #N/A | 0 | #N/A | #N/A | #N/A | #N/A
11 | 28 | 5 | 7 | #N/A | #N/A | 0 | 0 | 0 | 0 | 0 | 0 | 0 | #N/A | #N/A | 0 | 0 | 0 | 0 | 0 | #N/A | #N/A | 0 | #N/A | #N/A | #N/A | #N/A
11 | 28 | 6 | 7 | #N/A | #N/A | 0 | 0 | 0 | 0 | 0 | 0 | 0 | #N/A | #N/A | 0 | 0 | 0 | 0 | 0 | #N/A | #N/A | 0 | #N/A | #N/A | #N/A | #N/A
11 | 28 | 7 | 7 | #N/A | #N/A | 0 | 0 | 0 | 0 | 0 | 0 | 0 | #N/A | #N/A | 0 | 0 | 0 | 0 | 0 | #N/A | #N/A | 0 | #N/A | #N/A | #N/A | #N/A
11 | 28 | 8 | 7 | #N/A | #N/A | 0 | 0 | 0 | 0 | 0 | 0 | 0 | #N/A | #N/A | 0 | 0 | 0 | 0 | 0 | #N/A | #N/A | 0 | #N/A | #N/A | #N/A | #N/A
11 | 28 | 9 | 7 | #N/A | #N/A | 0 | 0 | 0 | 0 | 0 | 0 | 0 | #N/A | #N/A | 0 | 0 | 0 | 0 | 0 | #N/A | #N/A | 0 | #N/A | #N/A | #N/A | #N/A
11 | 28 | 10 | 7 | #N/A | #N/A | 0 | 0 | 0 | 0 | 0 | 0 | 0 | #N/A | #N/A | 0 | 0 | 0 | 0 | 0 | #N/A | #N/A | 0 | #N/A | #N/A | #N/A | #N/A
11 | 28 | 11 | 7 | #N/A | #N/A | 0 | 0 | 0 | 0 | 0 | 0 | 0 | #N/A | #N/A | 0 | 0 | 0 | 0 | 0 | #N/A | #N/A | 0 | #N/A | #N/A | #N/A | #N/A
11 | 28 | 12 | 7 | #N/A | #N/A | 0 | 0 | 0 | 0 | 0 | 0 | 0 | #N/A | #N/A | 0 | 0 | 0 | 0 | 0 | #N/A | #N/A | 0 | #N/A | #N/A | #N/A | #N/A
11 | 28 | 13 | 7 | #N/A | #N/A | 0 | 0 | 0 | 0 | 0 | 0 | 0 | #N/A | #N/A | 0 | 0 | 0 | 0 | 0 | #N/A | #N/A | 0 | #N/A | #N/A | #N/A | #N/A
11 | 28 | 14 | 7 | #N/A | #N/A | 0 | 0 | 0 | 0 | 0 | 0 | 0 | #N/A | #N/A | 0 | 0 | 0 | 0 | 0 | #N/A | #N/A | 0 | #N/A | #N/A | #N/A | #N/A
11 | 28 | 15 | 7 | #N/A | #N/A | 0 | 0 | 0 | 0 | 0 | 0 | 0 | #N/A | #N/A | 0 | 0 | 0 | 0 | 0 | #N/A | #N/A | 0 | #N/A | #N/A | #N/A | #N/A
11 | 28 | 16 | 7 | #N/A | #N/A | 0 | 0 | 0 | 0 | 0 | 0 | 0 | #N/A | #N/A | 0 | 0 | 0 | 0 | 0 | #N/A | #N/A | 0 | #N/A | #N/A | #N/A | #N/A
11 | 28 | 17 | 7 | #N/A | #N/A | 0 | 0 | 0 | 0 | 0 | 0 | 0 | #N/A | #N/A | 0 | 0 | 0 | 0 | 0 | #N/A | #N/A | 0 | #N/A | #N/A | #N/A | #N/A
11 | 28 | 18 | 7 | #N/A | #N/A | 0 | 0 | 0 | 0 | 0 | 0 | 0 | #N/A | #N/A | 0 | 0 | 0 | 0 | 0 | #N/A | #N/A | 0 | #N/A | #N/A | #N/A | #N/A
11 | 28 | 19 | 7 | #N/A | #N/A | 0 | 0 | 0 | 0 | 0 | 0 | 0 | #N/A | #N/A | 0 | 0 | 0 | 0 | 0 | #N/A | #N/A | 0 | #N/A | #N/A | #N/A | #N/A
11 | 28 | 20 | 7 | #N/A | #N/A | 0 | 0 | 0 | 0 | 0 | 0 | 0 | #N/A | #N/A | 0 | 0 | 0 | 0 | 0 | #N/A | #N/A | 0 | #N/A | #N/A | #N/A | #N/A
11 | 28 | 21 | 7 | #N/A | #N/A | 0 | 0 | 0 | 0 | 0 | 0 | 0 | #N/A | #N/A | 0 | 0 | 0 | 0 | 0 | #N/A | #N/A | 0 | #N/A | #N/A | #N/A | #N/A
11 | 28 | 22 | 7 | #N/A | #N/A | 0 | 0 | 0 | 0 | 0 | 0 | 0 | #N/A | #N/A | 0 | 0 | 0 | 0 | 0 | #N/A | #N/A | 0 | #N/A | #N/A | #N/A | #N/A
11 | 28 | 23 | 7 | #N/A | #N/A | 0 | 0 | 0 | 0 | 0 | 0 | 0 | #N/A | #N/A | 0 | 0 | 0 | 0 | 0 | #N/A | #N/A | 0 | #N/A | #N/A | #N/A | #N/A
11 | 28 | 24 | 7 | #N/A | #N/A | 0 | 0 | 0 | 0 | 0 | 0 | 0 | #N/A | #N/A | 0 | 0 | 0 | 0 | 0 | #N/A | #N/A | 0 | #N/A | #N/A | #N/A | #N/A
11 | 29 | 1 | 1 | #N/A | #N/A | 0 | 0 | 0 | 0 | 0 | 0 | 0 | #N/A | #N/A | 0 | 0 | 0 | 0 | 0 | #N/A | #N/A | 0 | #N/A | #N/A | #N/A | #N/A
11 | 29 | 2 | 1 | #N/A | #N/A | 0 | 0 | 0 | 0 | 0 | 0 | 0 | #N/A | #N/A | 0 | 0 | 0 | 0 | 0 | #N/A | #N/A | 0 | #N/A | #N/A | #N/A | #N/A
11 | 29 | 3 | 1 | #N/A | #N/A | 0 | 0 | 0 | 0 | 0 | 0 | 0 | #N/A | #N/A | 0 | 0 | 0 | 0 | 0 | #N/A | #N/A | 0 | #N/A | #N/A | #N/A | #N/A
11 | 29 | 4 | 1 | #N/A | #N/A | 0 | 0 | 0 | 0 | 0 | 0 | 0 | #N/A | #N/A | 0 | 0 | 0 | 0 | 0 | #N/A | #N/A | 0 | #N/A | #N/A | #N/A | #N/A
11 | 29 | 5 | 1 | #N/A | #N/A | 0 | 0 | 0 | 0 | 0 | 0 | 0 | #N/A | #N/A | 0 | 0 | 0 | 0 | 0 | #N/A | #N/A | 0 | #N/A | #N/A | #N/A | #N/A
11 | 29 | 6 | 1 | #N/A | #N/A | 1 | 0 | 0 | 0 | 0 | 0 | 0 | #N/A | #N/A | 0 | 0 | 0 | 0 | 0 | #N/A | #N/A | 0 | #N/A | #N/A | #N/A | #N/A
11 | 29 | 7 | 1 | #N/A | #N/A | 1 | 0 | 0 | 0 | 0 | 0 | 0 | #N/A | #N/A | 0 | 0 | 0 | 0 | 0 | #N/A | #N/A | 0 | #N/A | #N/A | #N/A | #N/A
11 | 29 | 8 | 1 | #N/A | #N/A | 1 | 0 | 0 | 0 | 0 | 0 | 0 | #N/A | #N/A | 0 | 0 | 0 | 0 | 0 | #N/A | #N/A | 0 | #N/A | #N/A | #N/A | #N/A
11 | 29 | 9 | 1 | #N/A | #N/A | 1 | 0 | 0 | 0 | 0 | 0 | 0 | #N/A | #N/A | 0 | 0 | 0 | 0 | 0 | #N/A | #N/A | 0 | #N/A | #N/A | #N/A | #N/A
11 | 29 | 10 | 1 | #N/A | #N/A | 1 | 0 | 0 | 0 | 0 | 0 | 0 | #N/A | #N/A | 0 | 0 | 0 | 0 | 0 | #N/A | #N/A | 0 | #N/A | #N/A | #N/A | #N/A
11 | 29 | 11 | 1 | #N/A | #N/A | 1 | 0 | 0 | 0 | 0 | 0 | 0 | #N/A | #N/A | 0 | 0 | 0 | 0 | 0 | #N/A | #N/A | 0 | #N/A | #N/A | #N/A | #N/A
11 | 29 | 12 | 1 | #N/A | #N/A | 1 | 0 | 0 | 0 | 0 | 0 | 0 | #N/A | #N/A | 0 | 0 | 0 | 0 | 0 | #N/A | #N/A | 0 | #N/A | #N/A | #N/A | #N/A
11 | 29 | 13 | 1 | #N/A | #N/A | 1 | 0 | 0 | 0 | 0 | 0 | 0 | #N/A | #N/A | 0 | 0 | 0 | 0 | 0 | #N/A | #N/A | 0 | #N/A | #N/A | #N/A | #N/A
11 | 29 | 14 | 1 | #N/A | #N/A | 1 | 0 | 0 | 0 | 0 | 0 | 0 | #N/A | #N/A | 0 | 0 | 0 | 0 | 0 | #N/A | #N/A | 0 | #N/A | #N/A | #N/A | #N/A
11 | 29 | 15 | 1 | #N/A | #N/A | 1 | 0 | 0 | 0 | 0 | 0 | 0 | #N/A | #N/A | 0 | 0 | 0 | 0 | 0 | #N/A | #N/A | 0 | #N/A | #N/A | #N/A | #N/A
11 | 29 | 16 | 1 | #N/A | #N/A | 1 | 0 | 0 | 0 | 0 | 0 | 0 | #N/A | #N/A | 0 | 0 | 0 | 0 | 0 | #N/A | #N/A | 0 | #N/A | #N/A | #N/A | #N/A
11 | 29 | 17 | 1 | #N/A | #N/A | 1 | 1 | 0 | 0 | 0 | 0 | 0 | #N/A | #N/A | 0 | 0 | 0 | 0 | 0 | #N/A | #N/A | 0 | #N/A | #N/A | #N/A | #N/A
11 | 29 | 18 | 1 | #N/A | #N/A | 1 | 1 | 0 | 0 | 0 | 0 | 0 | #N/A | #N/A | 0 | 0 | 0 | 0 | 0 | #N/A | #N/A | 0 | #N/A | #N/A | #N/A | #N/A
11 | 29 | 19 | 1 | #N/A | #N/A | 1 | 0 | 0 | 0 | 0 | 0 | 0 | #N/A | #N/A | 0 | 0 | 0 | 0 | 0 | #N/A | #N/A | 0 | #N/A | #N/A | #N/A | #N/A
11 | 29 | 20 | 1 | #N/A | #N/A | 1 | 0 | 0 | 0 | 0 | 0 | 0 | #N/A | #N/A | 0 | 0 | 0 | 0 | 0 | #N/A | #N/A | 0 | #N/A | #N/A | #N/A | #N/A
11 | 29 | 21 | 1 | #N/A | #N/A | 1 | 0 | 0 | 0 | 0 | 0 | 0 | #N/A | #N/A | 0 | 0 | 0 | 0 | 0 | #N/A | #N/A | 0 | #N/A | #N/A | #N/A | #N/A
11 | 29 | 22 | 1 | #N/A | #N/A | 1 | 0 | 0 | 0 | 0 | 0 | 0 | #N/A | #N/A | 0 | 0 | 0 | 0 | 0 | #N/A | #N/A | 0 | #N/A | #N/A | #N/A | #N/A
11 | 29 | 23 | 1 | #N/A | #N/A | 0 | 0 | 0 | 0 | 0 | 0 | 0 | #N/A | #N/A | 0 | 0 | 0 | 0 | 0 | #N/A | #N/A | 0 | #N/A | #N/A | #N/A | #N/A
11 | 29 | 24 | 1 | #N/A | #N/A | 0 | 0 | 0 | 0 | 0 | 0 | 0 | #N/A | #N/A | 0 | 0 | 0 | 0 | 0 | #N/A | #N/A | 0 | #N/A | #N/A | #N/A | #N/A
11 | 30 | 1 | 2 | #N/A | #N/A | 0 | 0 | 0 | 0 | 0 | 0 | 0 | #N/A | #N/A | 0 | 0 | 0 | 0 | 0 | #N/A | #N/A | 0 | #N/A | #N/A | #N/A | #N/A
11 | 30 | 2 | 2 | #N/A | #N/A | 0 | 0 | 0 | 0 | 0 | 0 | 0 | #N/A | #N/A | 0 | 0 | 0 | 0 | 0 | #N/A | #N/A | 0 | #N/A | #N/A | #N/A | #N/A
11 | 30 | 3 | 2 | #N/A | #N/A | 0 | 0 | 0 | 0 | 0 | 0 | 0 | #N/A | #N/A | 0 | 0 | 0 | 0 | 0 | #N/A | #N/A | 0 | #N/A | #N/A | #N/A | #N/A
11 | 30 | 4 | 2 | #N/A | #N/A | 0 | 0 | 0 | 0 | 0 | 0 | 0 | #N/A | #N/A | 0 | 0 | 0 | 0 | 0 | #N/A | #N/A | 0 | #N/A | #N/A | #N/A | #N/A
11 | 30 | 5 | 2 | #N/A | #N/A | 0 | 0 | 0 | 0 | 0 | 0 | 0 | #N/A | #N/A | 0 | 0 | 0 | 0 | 0 | #N/A | #N/A | 0 | #N/A | #N/A | #N/A | #N/A
11 | 30 | 6 | 2 | #N/A | #N/A | 1 | 0 | 0 | 0 | 0 | 0 | 0 | #N/A | #N/A | 0 | 0 | 0 | 0 | 0 | #N/A | #N/A | 0 | #N/A | #N/A | #N/A | #N/A
11 | 30 | 7 | 2 | #N/A | #N/A | 1 | 0 | 0 | 0 | 0 | 0 | 0 | #N/A | #N/A | 0 | 0 | 0 | 0 | 0 | #N/A | #N/A | 0 | #N/A | #N/A | #N/A | #N/A
11 | 30 | 8 | 2 | #N/A | #N/A | 1 | 0 | 0 | 0 | 0 | 0 | 0 | #N/A | #N/A | 0 | 0 | 0 | 0 | 0 | #N/A | #N/A | 0 | #N/A | #N/A | #N/A | #N/A
11 | 30 | 9 | 2 | #N/A | #N/A | 1 | 0 | 0 | 0 | 0 | 0 | 0 | #N/A | #N/A | 0 | 0 | 0 | 0 | 0 | #N/A | #N/A | 0 | #N/A | #N/A | #N/A | #N/A
11 | 30 | 10 | 2 | #N/A | #N/A | 1 | 0 | 0 | 0 | 0 | 0 | 0 | #N/A | #N/A | 0 | 0 | 0 | 0 | 0 | #N/A | #N/A | 0 | #N/A | #N/A | #N/A | #N/A
11 | 30 | 11 | 2 | #N/A | #N/A | 1 | 0 | 0 | 0 | 0 | 0 | 0 | #N/A | #N/A | 0 | 0 | 0 | 0 | 0 | #N/A | #N/A | 0 | #N/A | #N/A | #N/A | #N/A
11 | 30 | 12 | 2 | #N/A | #N/A | 1 | 0 | 0 | 0 | 0 | 0 | 0 | #N/A | #N/A | 0 | 0 | 0 | 0 | 0 | #N/A | #N/A | 0 | #N/A | #N/A | #N/A | #N/A
11 | 30 | 13 | 2 | #N/A | #N/A | 1 | 0 | 0 | 0 | 0 | 0 | 0 | #N/A | #N/A | 0 | 0 | 0 | 0 | 0 | #N/A | #N/A | 0 | #N/A | #N/A | #N/A | #N/A
11 | 30 | 14 | 2 | #N/A | #N/A | 1 | 0 | 0 | 0 | 0 | 0 | 0 | #N/A | #N/A | 0 | 0 | 0 | 0 | 0 | #N/A | #N/A | 0 | #N/A | #N/A | #N/A | #N/A
11 | 30 | 15 | 2 | #N/A | #N/A | 1 | 0 | 0 | 0 | 0 | 0 | 0 | #N/A | #N/A | 0 | 0 | 0 | 0 | 0 | #N/A | #N/A | 0 | #N/A | #N/A | #N/A | #N/A
11 | 30 | 16 | 2 | #N/A | #N/A | 1 | 0 | 0 | 0 | 0 | 0 | 0 | #N/A | #N/A | 0 | 0 | 0 | 0 | 0 | #N/A | #N/A | 0 | #N/A | #N/A | #N/A | #N/A
11 | 30 | 17 | 2 | #N/A | #N/A | 1 | 1 | 0 | 0 | 0 | 0 | 0 | #N/A | #N/A | 0 | 0 | 0 | 0 | 0 | #N/A | #N/A | 0 | #N/A | #N/A | #N/A | #N/A
11 | 30 | 18 | 2 | #N/A | #N/A | 1 | 1 | 0 | 0 | 0 | 0 | 0 | #N/A | #N/A | 0 | 0 | 0 | 0 | 0 | #N/A | #N/A | 0 | #N/A | #N/A | #N/A | #N/A
11 | 30 | 19 | 2 | #N/A | #N/A | 1 | 0 | 0 | 0 | 0 | 0 | 0 | #N/A | #N/A | 0 | 0 | 0 | 0 | 0 | #N/A | #N/A | 0 | #N/A | #N/A | #N/A | #N/A
11 | 30 | 20 | 2 | #N/A | #N/A | 1 | 0 | 0 | 0 | 0 | 0 | 0 | #N/A | #N/A | 0 | 0 | 0 | 0 | 0 | #N/A | #N/A | 0 | #N/A | #N/A | #N/A | #N/A
11 | 30 | 21 | 2 | #N/A | #N/A | 1 | 0 | 0 | 0 | 0 | 0 | 0 | #N/A | #N/A | 0 | 0 | 0 | 0 | 0 | #N/A | #N/A | 0 | #N/A | #N/A | #N/A | #N/A
11 | 30 | 22 | 2 | #N/A | #N/A | 1 | 0 | 0 | 0 | 0 | 0 | 0 | #N/A | #N/A | 0 | 0 | 0 | 0 | 0 | #N/A | #N/A | 0 | #N/A | #N/A | #N/A | #N/A
11 | 30 | 23 | 2 | #N/A | #N/A | 0 | 0 | 0 | 0 | 0 | 0 | 0 | #N/A | #N/A | 0 | 0 | 0 | 0 | 0 | #N/A | #N/A | 0 | #N/A | #N/A | #N/A | #N/A
11 | 30 | 24 | 2 | #N/A | #N/A | 0 | 0 | 0 | 0 | 0 | 0 | 0 | #N/A | #N/A | 0 | 0 | 0 | 0 | 0 | #N/A | #N/A | 0 | #N/A | #N/A | #N/A | #N/A
12 | 1 | 1 | 3 | #N/A | #N/A | 0 | 0 | 0 | 0 | 0 | 0 | 0 | #N/A | #N/A | 0 | 0 | 0 | 0 | 0 | #N/A | #N/A | 0 | #N/A | #N/A | #N/A | #N/A
12 | 1 | 2 | 3 | #N/A | #N/A | 0 | 0 | 0 | 0 | 0 | 0 | 0 | #N/A | #N/A | 0 | 0 | 0 | 0 | 0 | #N/A | #N/A | 0 | #N/A | #N/A | #N/A | #N/A
12 | 1 | 3 | 3 | #N/A | #N/A | 0 | 0 | 0 | 0 | 0 | 0 | 0 | #N/A | #N/A | 0 | 0 | 0 | 0 | 0 | #N/A | #N/A | 0 | #N/A | #N/A | #N/A | #N/A
12 | 1 | 4 | 3 | #N/A | #N/A | 0 | 0 | 0 | 0 | 0 | 0 | 0 | #N/A | #N/A | 0 | 0 | 0 | 0 | 0 | #N/A | #N/A | 0 | #N/A | #N/A | #N/A | #N/A
12 | 1 | 5 | 3 | #N/A | #N/A | 0 | 0 | 0 | 0 | 0 | 0 | 0 | #N/A | #N/A | 0 | 0 | 0 | 0 | 0 | #N/A | #N/A | 0 | #N/A | #N/A | #N/A | #N/A
12 | 1 | 6 | 3 | #N/A | #N/A | 1 | 0 | 0 | 0 | 0 | 0 | 0 | #N/A | #N/A | 0 | 0 | 0 | 0 | 0 | #N/A | #N/A | 0 | #N/A | #N/A | #N/A | #N/A
12 | 1 | 7 | 3 | #N/A | #N/A | 1 | 0 | 0 | 0 | 0 | 0 | 0 | #N/A | #N/A | 0 | 0 | 0 | 0 | 0 | #N/A | #N/A | 0 | #N/A | #N/A | #N/A | #N/A
12 | 1 | 8 | 3 | #N/A | #N/A | 1 | 0 | 0 | 0 | 0 | 0 | 0 | #N/A | #N/A | 0 | 0 | 0 | 0 | 0 | #N/A | #N/A | 0 | #N/A | #N/A | #N/A | #N/A
12 | 1 | 9 | 3 | #N/A | #N/A | 1 | 0 | 0 | 0 | 0 | 0 | 0 | #N/A | #N/A | 0 | 0 | 0 | 0 | 0 | #N/A | #N/A | 0 | #N/A | #N/A | #N/A | #N/A
12 | 1 | 10 | 3 | #N/A | #N/A | 1 | 0 | 0 | 0 | 0 | 0 | 0 | #N/A | #N/A | 0 | 0 | 0 | 0 | 0 | #N/A | #N/A | 0 | #N/A | #N/A | #N/A | #N/A
12 | 1 | 11 | 3 | #N/A | #N/A | 1 | 0 | 0 | 0 | 0 | 0 | 0 | #N/A | #N/A | 0 | 0 | 0 | 0 | 0 | #N/A | #N/A | 0 | #N/A | #N/A | #N/A | #N/A
12 | 1 | 12 | 3 | #N/A | #N/A | 1 | 0 | 0 | 0 | 0 | 0 | 0 | #N/A | #N/A | 0 | 0 | 0 | 0 | 0 | #N/A | #N/A | 0 | #N/A | #N/A | #N/A | #N/A
12 | 1 | 13 | 3 | #N/A | #N/A | 1 | 0 | 0 | 0 | 0 | 0 | 0 | #N/A | #N/A | 0 | 0 | 0 | 0 | 0 | #N/A | #N/A | 0 | #N/A | #N/A | #N/A | #N/A
12 | 1 | 14 | 3 | #N/A | #N/A | 1 | 0 | 0 | 0 | 0 | 0 | 0 | #N/A | #N/A | 0 | 0 | 0 | 0 | 0 | #N/A | #N/A | 0 | #N/A | #N/A | #N/A | #N/A
12 | 1 | 15 | 3 | #N/A | #N/A | 1 | 0 | 0 | 0 | 0 | 0 | 0 | #N/A | #N/A | 0 | 0 | 0 | 0 | 0 | #N/A | #N/A | 0 | #N/A | #N/A | #N/A | #N/A
12 | 1 | 16 | 3 | #N/A | #N/A | 1 | 0 | 0 | 0 | 0 | 0 | 0 | #N/A | #N/A | 0 | 0 | 0 | 0 | 0 | #N/A | #N/A | 0 | #N/A | #N/A | #N/A | #N/A
12 | 1 | 17 | 3 | #N/A | #N/A | 1 | 1 | 0 | 0 | 0 | 0 | 0 | #N/A | #N/A | 0 | 0 | 0 | 0 | 0 | #N/A | #N/A | 0 | #N/A | #N/A | #N/A | #N/A
12 | 1 | 18 | 3 | #N/A | #N/A | 1 | 1 | 0 | 0 | 0 | 0 | 0 | #N/A | #N/A | 0 | 0 | 0 | 0 | 0 | #N/A | #N/A | 0 | #N/A | #N/A | #N/A | #N/A
12 | 1 | 19 | 3 | #N/A | #N/A | 1 | 0 | 0 | 0 | 0 | 0 | 0 | #N/A | #N/A | 0 | 0 | 0 | 0 | 0 | #N/A | #N/A | 0 | #N/A | #N/A | #N/A | #N/A
12 | 1 | 20 | 3 | #N/A | #N/A | 1 | 0 | 0 | 0 | 0 | 0 | 0 | #N/A | #N/A | 0 | 0 | 0 | 0 | 0 | #N/A | #N/A | 0 | #N/A | #N/A | #N/A | #N/A
12 | 1 | 21 | 3 | #N/A | #N/A | 1 | 0 | 0 | 0 | 0 | 0 | 0 | #N/A | #N/A | 0 | 0 | 0 | 0 | 0 | #N/A | #N/A | 0 | #N/A | #N/A | #N/A | #N/A
12 | 1 | 22 | 3 | #N/A | #N/A | 1 | 0 | 0 | 0 | 0 | 0 | 0 | #N/A | #N/A | 0 | 0 | 0 | 0 | 0 | #N/A | #N/A | 0 | #N/A | #N/A | #N/A | #N/A
12 | 1 | 23 | 3 | #N/A | #N/A | 0 | 0 | 0 | 0 | 0 | 0 | 0 | #N/A | #N/A | 0 | 0 | 0 | 0 | 0 | #N/A | #N/A | 0 | #N/A | #N/A | #N/A | #N/A
12 | 1 | 24 | 3 | #N/A | #N/A | 0 | 0 | 0 | 0 | 0 | 0 | 0 | #N/A | #N/A | 0 | 0 | 0 | 0 | 0 | #N/A | #N/A | 0 | #N/A | #N/A | #N/A | #N/A
12 | 2 | 1 | 4 | #N/A | #N/A | 0 | 0 | 0 | 0 | 0 | 0 | 0 | #N/A | #N/A | 0 | 0 | 0 | 0 | 0 | #N/A | #N/A | 0 | #N/A | #N/A | #N/A | #N/A
12 | 2 | 2 | 4 | #N/A | #N/A | 0 | 0 | 0 | 0 | 0 | 0 | 0 | #N/A | #N/A | 0 | 0 | 0 | 0 | 0 | #N/A | #N/A | 0 | #N/A | #N/A | #N/A | #N/A
12 | 2 | 3 | 4 | #N/A | #N/A | 0 | 0 | 0 | 0 | 0 | 0 | 0 | #N/A | #N/A | 0 | 0 | 0 | 0 | 0 | #N/A | #N/A | 0 | #N/A | #N/A | #N/A | #N/A
12 | 2 | 4 | 4 | #N/A | #N/A | 0 | 0 | 0 | 0 | 0 | 0 | 0 | #N/A | #N/A | 0 | 0 | 0 | 0 | 0 | #N/A | #N/A | 0 | #N/A | #N/A | #N/A | #N/A
12 | 2 | 5 | 4 | #N/A | #N/A | 0 | 0 | 0 | 0 | 0 | 0 | 0 | #N/A | #N/A | 0 | 0 | 0 | 0 | 0 | #N/A | #N/A | 0 | #N/A | #N/A | #N/A | #N/A
12 | 2 | 6 | 4 | #N/A | #N/A | 1 | 0 | 0 | 0 | 0 | 0 | 0 | #N/A | #N/A | 0 | 0 | 0 | 0 | 0 | #N/A | #N/A | 0 | #N/A | #N/A | #N/A | #N/A
12 | 2 | 7 | 4 | #N/A | #N/A | 1 | 0 | 0 | 0 | 0 | 0 | 0 | #N/A | #N/A | 0 | 0 | 0 | 0 | 0 | #N/A | #N/A | 0 | #N/A | #N/A | #N/A | #N/A
12 | 2 | 8 | 4 | #N/A | #N/A | 1 | 0 | 0 | 0 | 0 | 0 | 0 | #N/A | #N/A | 0 | 0 | 0 | 0 | 0 | #N/A | #N/A | 0 | #N/A | #N/A | #N/A | #N/A
12 | 2 | 9 | 4 | #N/A | #N/A | 1 | 0 | 0 | 0 | 0 | 0 | 0 | #N/A | #N/A | 0 | 0 | 0 | 0 | 0 | #N/A | #N/A | 0 | #N/A | #N/A | #N/A | #N/A
12 | 2 | 10 | 4 | #N/A | #N/A | 1 | 0 | 0 | 0 | 0 | 0 | 0 | #N/A | #N/A | 0 | 0 | 0 | 0 | 0 | #N/A | #N/A | 0 | #N/A | #N/A | #N/A | #N/A
12 | 2 | 11 | 4 | #N/A | #N/A | 1 | 0 | 0 | 0 | 0 | 0 | 0 | #N/A | #N/A | 0 | 0 | 0 | 0 | 0 | #N/A | #N/A | 0 | #N/A | #N/A | #N/A | #N/A
12 | 2 | 12 | 4 | #N/A | #N/A | 1 | 0 | 0 | 0 | 0 | 0 | 0 | #N/A | #N/A | 0 | 0 | 0 | 0 | 0 | #N/A | #N/A | 0 | #N/A | #N/A | #N/A | #N/A
12 | 2 | 13 | 4 | #N/A | #N/A | 1 | 0 | 0 | 0 | 0 | 0 | 0 | #N/A | #N/A | 0 | 0 | 0 | 0 | 0 | #N/A | #N/A | 0 | #N/A | #N/A | #N/A | #N/A
12 | 2 | 14 | 4 | #N/A | #N/A | 1 | 0 | 0 | 0 | 0 | 0 | 0 | #N/A | #N/A | 0 | 0 | 0 | 0 | 0 | #N/A | #N/A | 0 | #N/A | #N/A | #N/A | #N/A
12 | 2 | 15 | 4 | #N/A | #N/A | 1 | 0 | 0 | 0 | 0 | 0 | 0 | #N/A | #N/A | 0 | 0 | 0 | 0 | 0 | #N/A | #N/A | 0 | #N/A | #N/A | #N/A | #N/A
12 | 2 | 16 | 4 | #N/A | #N/A | 1 | 0 | 0 | 0 | 0 | 0 | 0 | #N/A | #N/A | 0 | 0 | 0 | 0 | 0 | #N/A | #N/A | 0 | #N/A | #N/A | #N/A | #N/A
12 | 2 | 17 | 4 | #N/A | #N/A | 1 | 1 | 0 | 0 | 0 | 0 | 0 | #N/A | #N/A | 0 | 0 | 0 | 0 | 0 | #N/A | #N/A | 0 | #N/A | #N/A | #N/A | #N/A
12 | 2 | 18 | 4 | #N/A | #N/A | 1 | 1 | 0 | 0 | 0 | 0 | 0 | #N/A | #N/A | 0 | 0 | 0 | 0 | 0 | #N/A | #N/A | 0 | #N/A | #N/A | #N/A | #N/A
12 | 2 | 19 | 4 | #N/A | #N/A | 1 | 0 | 0 | 0 | 0 | 0 | 0 | #N/A | #N/A | 0 | 0 | 0 | 0 | 0 | #N/A | #N/A | 0 | #N/A | #N/A | #N/A | #N/A
12 | 2 | 20 | 4 | #N/A | #N/A | 1 | 0 | 0 | 0 | 0 | 0 | 0 | #N/A | #N/A | 0 | 0 | 0 | 0 | 0 | #N/A | #N/A | 0 | #N/A | #N/A | #N/A | #N/A
12 | 2 | 21 | 4 | #N/A | #N/A | 1 | 0 | 0 | 0 | 0 | 0 | 0 | #N/A | #N/A | 0 | 0 | 0 | 0 | 0 | #N/A | #N/A | 0 | #N/A | #N/A | #N/A | #N/A
12 | 2 | 22 | 4 | #N/A | #N/A | 1 | 0 | 0 | 0 | 0 | 0 | 0 | #N/A | #N/A | 0 | 0 | 0 | 0 | 0 | #N/A | #N/A | 0 | #N/A | #N/A | #N/A | #N/A
12 | 2 | 23 | 4 | #N/A | #N/A | 0 | 0 | 0 | 0 | 0 | 0 | 0 | #N/A | #N/A | 0 | 0 | 0 | 0 | 0 | #N/A | #N/A | 0 | #N/A | #N/A | #N/A | #N/A
12 | 2 | 24 | 4 | #N/A | #N/A | 0 | 0 | 0 | 0 | 0 | 0 | 0 | #N/A | #N/A | 0 | 0 | 0 | 0 | 0 | #N/A | #N/A | 0 | #N/A | #N/A | #N/A | #N/A
12 | 3 | 1 | 5 | #N/A | #N/A | 0 | 0 | 0 | 0 | 0 | 0 | 0 | #N/A | #N/A | 0 | 0 | 0 | 0 | 0 | #N/A | #N/A | 0 | #N/A | #N/A | #N/A | #N/A
12 | 3 | 2 | 5 | #N/A | #N/A | 0 | 0 | 0 | 0 | 0 | 0 | 0 | #N/A | #N/A | 0 | 0 | 0 | 0 | 0 | #N/A | #N/A | 0 | #N/A | #N/A | #N/A | #N/A
12 | 3 | 3 | 5 | #N/A | #N/A | 0 | 0 | 0 | 0 | 0 | 0 | 0 | #N/A | #N/A | 0 | 0 | 0 | 0 | 0 | #N/A | #N/A | 0 | #N/A | #N/A | #N/A | #N/A
12 | 3 | 4 | 5 | #N/A | #N/A | 0 | 0 | 0 | 0 | 0 | 0 | 0 | #N/A | #N/A | 0 | 0 | 0 | 0 | 0 | #N/A | #N/A | 0 | #N/A | #N/A | #N/A | #N/A
12 | 3 | 5 | 5 | #N/A | #N/A | 0 | 0 | 0 | 0 | 0 | 0 | 0 | #N/A | #N/A | 0 | 0 | 0 | 0 | 0 | #N/A | #N/A | 0 | #N/A | #N/A | #N/A | #N/A
12 | 3 | 6 | 5 | #N/A | #N/A | 1 | 0 | 0 | 0 | 0 | 0 | 0 | #N/A | #N/A | 0 | 0 | 0 | 0 | 0 | #N/A | #N/A | 0 | #N/A | #N/A | #N/A | #N/A
12 | 3 | 7 | 5 | #N/A | #N/A | 1 | 0 | 0 | 0 | 0 | 0 | 0 | #N/A | #N/A | 0 | 0 | 0 | 0 | 0 | #N/A | #N/A | 0 | #N/A | #N/A | #N/A | #N/A
12 | 3 | 8 | 5 | #N/A | #N/A | 1 | 0 | 0 | 0 | 0 | 0 | 0 | #N/A | #N/A | 0 | 0 | 0 | 0 | 0 | #N/A | #N/A | 0 | #N/A | #N/A | #N/A | #N/A
12 | 3 | 9 | 5 | #N/A | #N/A | 1 | 0 | 0 | 0 | 0 | 0 | 0 | #N/A | #N/A | 0 | 0 | 0 | 0 | 0 | #N/A | #N/A | 0 | #N/A | #N/A | #N/A | #N/A
12 | 3 | 10 | 5 | #N/A | #N/A | 1 | 0 | 0 | 0 | 0 | 0 | 0 | #N/A | #N/A | 0 | 0 | 0 | 0 | 0 | #N/A | #N/A | 0 | #N/A | #N/A | #N/A | #N/A
12 | 3 | 11 | 5 | #N/A | #N/A | 1 | 0 | 0 | 0 | 0 | 0 | 0 | #N/A | #N/A | 0 | 0 | 0 | 0 | 0 | #N/A | #N/A | 0 | #N/A | #N/A | #N/A | #N/A
12 | 3 | 12 | 5 | #N/A | #N/A | 1 | 0 | 0 | 0 | 0 | 0 | 0 | #N/A | #N/A | 0 | 0 | 0 | 0 | 0 | #N/A | #N/A | 0 | #N/A | #N/A | #N/A | #N/A
12 | 3 | 13 | 5 | #N/A | #N/A | 1 | 0 | 0 | 0 | 0 | 0 | 0 | #N/A | #N/A | 0 | 0 | 0 | 0 | 0 | #N/A | #N/A | 0 | #N/A | #N/A | #N/A | #N/A
12 | 3 | 14 | 5 | #N/A | #N/A | 1 | 0 | 0 | 0 | 0 | 0 | 0 | #N/A | #N/A | 0 | 0 | 0 | 0 | 0 | #N/A | #N/A | 0 | #N/A | #N/A | #N/A | #N/A
12 | 3 | 15 | 5 | #N/A | #N/A | 1 | 0 | 0 | 0 | 0 | 0 | 0 | #N/A | #N/A | 0 | 0 | 0 | 0 | 0 | #N/A | #N/A | 0 | #N/A | #N/A | #N/A | #N/A
12 | 3 | 16 | 5 | #N/A | #N/A | 1 | 0 | 0 | 0 | 0 | 0 | 0 | #N/A | #N/A | 0 | 0 | 0 | 0 | 0 | #N/A | #N/A | 0 | #N/A | #N/A | #N/A | #N/A
12 | 3 | 17 | 5 | #N/A | #N/A | 1 | 1 | 0 | 0 | 0 | 0 | 0 | #N/A | #N/A | 0 | 0 | 0 | 0 | 0 | #N/A | #N/A | 0 | #N/A | #N/A | #N/A | #N/A
12 | 3 | 18 | 5 | #N/A | #N/A | 1 | 1 | 0 | 0 | 0 | 0 | 0 | #N/A | #N/A | 0 | 0 | 0 | 0 | 0 | #N/A | #N/A | 0 | #N/A | #N/A | #N/A | #N/A
12 | 3 | 19 | 5 | #N/A | #N/A | 1 | 0 | 0 | 0 | 0 | 0 | 0 | #N/A | #N/A | 0 | 0 | 0 | 0 | 0 | #N/A | #N/A | 0 | #N/A | #N/A | #N/A | #N/A
12 | 3 | 20 | 5 | #N/A | #N/A | 1 | 0 | 0 | 0 | 0 | 0 | 0 | #N/A | #N/A | 0 | 0 | 0 | 0 | 0 | #N/A | #N/A | 0 | #N/A | #N/A | #N/A | #N/A
12 | 3 | 21 | 5 | #N/A | #N/A | 1 | 0 | 0 | 0 | 0 | 0 | 0 | #N/A | #N/A | 0 | 0 | 0 | 0 | 0 | #N/A | #N/A | 0 | #N/A | #N/A | #N/A | #N/A
12 | 3 | 22 | 5 | #N/A | #N/A | 1 | 0 | 0 | 0 | 0 | 0 | 0 | #N/A | #N/A | 0 | 0 | 0 | 0 | 0 | #N/A | #N/A | 0 | #N/A | #N/A | #N/A | #N/A
12 | 3 | 23 | 5 | #N/A | #N/A | 0 | 0 | 0 | 0 | 0 | 0 | 0 | #N/A | #N/A | 0 | 0 | 0 | 0 | 0 | #N/A | #N/A | 0 | #N/A | #N/A | #N/A | #N/A
12 | 3 | 24 | 5 | #N/A | #N/A | 0 | 0 | 0 | 0 | 0 | 0 | 0 | #N/A | #N/A | 0 | 0 | 0 | 0 | 0 | #N/A | #N/A | 0 | #N/A | #N/A | #N/A | #N/A
12 | 4 | 1 | 6 | #N/A | #N/A | 0 | 0 | 0 | 0 | 0 | 0 | 0 | #N/A | #N/A | 0 | 0 | 0 | 0 | 0 | #N/A | #N/A | 0 | #N/A | #N/A | #N/A | #N/A
12 | 4 | 2 | 6 | #N/A | #N/A | 0 | 0 | 0 | 0 | 0 | 0 | 0 | #N/A | #N/A | 0 | 0 | 0 | 0 | 0 | #N/A | #N/A | 0 | #N/A | #N/A | #N/A | #N/A
12 | 4 | 3 | 6 | #N/A | #N/A | 0 | 0 | 0 | 0 | 0 | 0 | 0 | #N/A | #N/A | 0 | 0 | 0 | 0 | 0 | #N/A | #N/A | 0 | #N/A | #N/A | #N/A | #N/A
12 | 4 | 4 | 6 | #N/A | #N/A | 0 | 0 | 0 | 0 | 0 | 0 | 0 | #N/A | #N/A | 0 | 0 | 0 | 0 | 0 | #N/A | #N/A | 0 | #N/A | #N/A | #N/A | #N/A
12 | 4 | 5 | 6 | #N/A | #N/A | 0 | 0 | 0 | 0 | 0 | 0 | 0 | #N/A | #N/A | 0 | 0 | 0 | 0 | 0 | #N/A | #N/A | 0 | #N/A | #N/A | #N/A | #N/A
12 | 4 | 6 | 6 | #N/A | #N/A | 0 | 0 | 0 | 0 | 0 | 0 | 0 | #N/A | #N/A | 0 | 0 | 0 | 0 | 0 | #N/A | #N/A | 0 | #N/A | #N/A | #N/A | #N/A
12 | 4 | 7 | 6 | #N/A | #N/A | 0 | 0 | 0 | 0 | 0 | 0 | 0 | #N/A | #N/A | 0 | 0 | 0 | 0 | 0 | #N/A | #N/A | 0 | #N/A | #N/A | #N/A | #N/A
12 | 4 | 8 | 6 | #N/A | #N/A | 0 | 0 | 0 | 0 | 0 | 0 | 0 | #N/A | #N/A | 0 | 0 | 0 | 0 | 0 | #N/A | #N/A | 0 | #N/A | #N/A | #N/A | #N/A
12 | 4 | 9 | 6 | #N/A | #N/A | 0 | 0 | 0 | 0 | 0 | 0 | 0 | #N/A | #N/A | 0 | 0 | 0 | 0 | 0 | #N/A | #N/A | 0 | #N/A | #N/A | #N/A | #N/A
12 | 4 | 10 | 6 | #N/A | #N/A | 0 | 0 | 0 | 0 | 0 | 0 | 0 | #N/A | #N/A | 0 | 0 | 0 | 0 | 0 | #N/A | #N/A | 0 | #N/A | #N/A | #N/A | #N/A
12 | 4 | 11 | 6 | #N/A | #N/A | 0 | 0 | 0 | 0 | 0 | 0 | 0 | #N/A | #N/A | 0 | 0 | 0 | 0 | 0 | #N/A | #N/A | 0 | #N/A | #N/A | #N/A | #N/A
12 | 4 | 12 | 6 | #N/A | #N/A | 0 | 0 | 0 | 0 | 0 | 0 | 0 | #N/A | #N/A | 0 | 0 | 0 | 0 | 0 | #N/A | #N/A | 0 | #N/A | #N/A | #N/A | #N/A
12 | 4 | 13 | 6 | #N/A | #N/A | 0 | 0 | 0 | 0 | 0 | 0 | 0 | #N/A | #N/A | 0 | 0 | 0 | 0 | 0 | #N/A | #N/A | 0 | #N/A | #N/A | #N/A | #N/A
12 | 4 | 14 | 6 | #N/A | #N/A | 0 | 0 | 0 | 0 | 0 | 0 | 0 | #N/A | #N/A | 0 | 0 | 0 | 0 | 0 | #N/A | #N/A | 0 | #N/A | #N/A | #N/A | #N/A
12 | 4 | 15 | 6 | #N/A | #N/A | 0 | 0 | 0 | 0 | 0 | 0 | 0 | #N/A | #N/A | 0 | 0 | 0 | 0 | 0 | #N/A | #N/A | 0 | #N/A | #N/A | #N/A | #N/A
12 | 4 | 16 | 6 | #N/A | #N/A | 0 | 0 | 0 | 0 | 0 | 0 | 0 | #N/A | #N/A | 0 | 0 | 0 | 0 | 0 | #N/A | #N/A | 0 | #N/A | #N/A | #N/A | #N/A
12 | 4 | 17 | 6 | #N/A | #N/A | 0 | 0 | 0 | 0 | 0 | 0 | 0 | #N/A | #N/A | 0 | 0 | 0 | 0 | 0 | #N/A | #N/A | 0 | #N/A | #N/A | #N/A | #N/A
12 | 4 | 18 | 6 | #N/A | #N/A | 0 | 0 | 0 | 0 | 0 | 0 | 0 | #N/A | #N/A | 0 | 0 | 0 | 0 | 0 | #N/A | #N/A | 0 | #N/A | #N/A | #N/A | #N/A
12 | 4 | 19 | 6 | #N/A | #N/A | 0 | 0 | 0 | 0 | 0 | 0 | 0 | #N/A | #N/A | 0 | 0 | 0 | 0 | 0 | #N/A | #N/A | 0 | #N/A | #N/A | #N/A | #N/A
12 | 4 | 20 | 6 | #N/A | #N/A | 0 | 0 | 0 | 0 | 0 | 0 | 0 | #N/A | #N/A | 0 | 0 | 0 | 0 | 0 | #N/A | #N/A | 0 | #N/A | #N/A | #N/A | #N/A
12 | 4 | 21 | 6 | #N/A | #N/A | 0 | 0 | 0 | 0 | 0 | 0 | 0 | #N/A | #N/A | 0 | 0 | 0 | 0 | 0 | #N/A | #N/A | 0 | #N/A | #N/A | #N/A | #N/A
12 | 4 | 22 | 6 | #N/A | #N/A | 0 | 0 | 0 | 0 | 0 | 0 | 0 | #N/A | #N/A | 0 | 0 | 0 | 0 | 0 | #N/A | #N/A | 0 | #N/A | #N/A | #N/A | #N/A
12 | 4 | 23 | 6 | #N/A | #N/A | 0 | 0 | 0 | 0 | 0 | 0 | 0 | #N/A | #N/A | 0 | 0 | 0 | 0 | 0 | #N/A | #N/A | 0 | #N/A | #N/A | #N/A | #N/A
12 | 4 | 24 | 6 | #N/A | #N/A | 0 | 0 | 0 | 0 | 0 | 0 | 0 | #N/A | #N/A | 0 | 0 | 0 | 0 | 0 | #N/A | #N/A | 0 | #N/A | #N/A | #N/A | #N/A
12 | 5 | 1 | 7 | #N/A | #N/A | 0 | 0 | 0 | 0 | 0 | 0 | 0 | #N/A | #N/A | 0 | 0 | 0 | 0 | 0 | #N/A | #N/A | 0 | #N/A | #N/A | #N/A | #N/A
12 | 5 | 2 | 7 | #N/A | #N/A | 0 | 0 | 0 | 0 | 0 | 0 | 0 | #N/A | #N/A | 0 | 0 | 0 | 0 | 0 | #N/A | #N/A | 0 | #N/A | #N/A | #N/A | #N/A
12 | 5 | 3 | 7 | #N/A | #N/A | 0 | 0 | 0 | 0 | 0 | 0 | 0 | #N/A | #N/A | 0 | 0 | 0 | 0 | 0 | #N/A | #N/A | 0 | #N/A | #N/A | #N/A | #N/A
12 | 5 | 4 | 7 | #N/A | #N/A | 0 | 0 | 0 | 0 | 0 | 0 | 0 | #N/A | #N/A | 0 | 0 | 0 | 0 | 0 | #N/A | #N/A | 0 | #N/A | #N/A | #N/A | #N/A
12 | 5 | 5 | 7 | #N/A | #N/A | 0 | 0 | 0 | 0 | 0 | 0 | 0 | #N/A | #N/A | 0 | 0 | 0 | 0 | 0 | #N/A | #N/A | 0 | #N/A | #N/A | #N/A | #N/A
12 | 5 | 6 | 7 | #N/A | #N/A | 0 | 0 | 0 | 0 | 0 | 0 | 0 | #N/A | #N/A | 0 | 0 | 0 | 0 | 0 | #N/A | #N/A | 0 | #N/A | #N/A | #N/A | #N/A
12 | 5 | 7 | 7 | #N/A | #N/A | 0 | 0 | 0 | 0 | 0 | 0 | 0 | #N/A | #N/A | 0 | 0 | 0 | 0 | 0 | #N/A | #N/A | 0 | #N/A | #N/A | #N/A | #N/A
12 | 5 | 8 | 7 | #N/A | #N/A | 0 | 0 | 0 | 0 | 0 | 0 | 0 | #N/A | #N/A | 0 | 0 | 0 | 0 | 0 | #N/A | #N/A | 0 | #N/A | #N/A | #N/A | #N/A
12 | 5 | 9 | 7 | #N/A | #N/A | 0 | 0 | 0 | 0 | 0 | 0 | 0 | #N/A | #N/A | 0 | 0 | 0 | 0 | 0 | #N/A | #N/A | 0 | #N/A | #N/A | #N/A | #N/A
12 | 5 | 10 | 7 | #N/A | #N/A | 0 | 0 | 0 | 0 | 0 | 0 | 0 | #N/A | #N/A | 0 | 0 | 0 | 0 | 0 | #N/A | #N/A | 0 | #N/A | #N/A | #N/A | #N/A
12 | 5 | 11 | 7 | #N/A | #N/A | 0 | 0 | 0 | 0 | 0 | 0 | 0 | #N/A | #N/A | 0 | 0 | 0 | 0 | 0 | #N/A | #N/A | 0 | #N/A | #N/A | #N/A | #N/A
12 | 5 | 12 | 7 | #N/A | #N/A | 0 | 0 | 0 | 0 | 0 | 0 | 0 | #N/A | #N/A | 0 | 0 | 0 | 0 | 0 | #N/A | #N/A | 0 | #N/A | #N/A | #N/A | #N/A
12 | 5 | 13 | 7 | #N/A | #N/A | 0 | 0 | 0 | 0 | 0 | 0 | 0 | #N/A | #N/A | 0 | 0 | 0 | 0 | 0 | #N/A | #N/A | 0 | #N/A | #N/A | #N/A | #N/A
12 | 5 | 14 | 7 | #N/A | #N/A | 0 | 0 | 0 | 0 | 0 | 0 | 0 | #N/A | #N/A | 0 | 0 | 0 | 0 | 0 | #N/A | #N/A | 0 | #N/A | #N/A | #N/A | #N/A
12 | 5 | 15 | 7 | #N/A | #N/A | 0 | 0 | 0 | 0 | 0 | 0 | 0 | #N/A | #N/A | 0 | 0 | 0 | 0 | 0 | #N/A | #N/A | 0 | #N/A | #N/A | #N/A | #N/A
12 | 5 | 16 | 7 | #N/A | #N/A | 0 | 0 | 0 | 0 | 0 | 0 | 0 | #N/A | #N/A | 0 | 0 | 0 | 0 | 0 | #N/A | #N/A | 0 | #N/A | #N/A | #N/A | #N/A
12 | 5 | 17 | 7 | #N/A | #N/A | 0 | 0 | 0 | 0 | 0 | 0 | 0 | #N/A | #N/A | 0 | 0 | 0 | 0 | 0 | #N/A | #N/A | 0 | #N/A | #N/A | #N/A | #N/A
12 | 5 | 18 | 7 | #N/A | #N/A | 0 | 0 | 0 | 0 | 0 | 0 | 0 | #N/A | #N/A | 0 | 0 | 0 | 0 | 0 | #N/A | #N/A | 0 | #N/A | #N/A | #N/A | #N/A
12 | 5 | 19 | 7 | #N/A | #N/A | 0 | 0 | 0 | 0 | 0 | 0 | 0 | #N/A | #N/A | 0 | 0 | 0 | 0 | 0 | #N/A | #N/A | 0 | #N/A | #N/A | #N/A | #N/A
12 | 5 | 20 | 7 | #N/A | #N/A | 0 | 0 | 0 | 0 | 0 | 0 | 0 | #N/A | #N/A | 0 | 0 | 0 | 0 | 0 | #N/A | #N/A | 0 | #N/A | #N/A | #N/A | #N/A
12 | 5 | 21 | 7 | #N/A | #N/A | 0 | 0 | 0 | 0 | 0 | 0 | 0 | #N/A | #N/A | 0 | 0 | 0 | 0 | 0 | #N/A | #N/A | 0 | #N/A | #N/A | #N/A | #N/A
12 | 5 | 22 | 7 | #N/A | #N/A | 0 | 0 | 0 | 0 | 0 | 0 | 0 | #N/A | #N/A | 0 | 0 | 0 | 0 | 0 | #N/A | #N/A | 0 | #N/A | #N/A | #N/A | #N/A
12 | 5 | 23 | 7 | #N/A | #N/A | 0 | 0 | 0 | 0 | 0 | 0 | 0 | #N/A | #N/A | 0 | 0 | 0 | 0 | 0 | #N/A | #N/A | 0 | #N/A | #N/A | #N/A | #N/A
12 | 5 | 24 | 7 | #N/A | #N/A | 0 | 0 | 0 | 0 | 0 | 0 | 0 | #N/A | #N/A | 0 | 0 | 0 | 0 | 0 | #N/A | #N/A | 0 | #N/A | #N/A | #N/A | #N/A
12 | 6 | 1 | 1 | #N/A | #N/A | 0 | 0 | 0 | 0 | 0 | 0 | 0 | #N/A | #N/A | 0 | 0 | 0 | 0 | 0 | #N/A | #N/A | 0 | #N/A | #N/A | #N/A | #N/A
12 | 6 | 2 | 1 | #N/A | #N/A | 0 | 0 | 0 | 0 | 0 | 0 | 0 | #N/A | #N/A | 0 | 0 | 0 | 0 | 0 | #N/A | #N/A | 0 | #N/A | #N/A | #N/A | #N/A
12 | 6 | 3 | 1 | #N/A | #N/A | 0 | 0 | 0 | 0 | 0 | 0 | 0 | #N/A | #N/A | 0 | 0 | 0 | 0 | 0 | #N/A | #N/A | 0 | #N/A | #N/A | #N/A | #N/A
12 | 6 | 4 | 1 | #N/A | #N/A | 0 | 0 | 0 | 0 | 0 | 0 | 0 | #N/A | #N/A | 0 | 0 | 0 | 0 | 0 | #N/A | #N/A | 0 | #N/A | #N/A | #N/A | #N/A
12 | 6 | 5 | 1 | #N/A | #N/A | 0 | 0 | 0 | 0 | 0 | 0 | 0 | #N/A | #N/A | 0 | 0 | 0 | 0 | 0 | #N/A | #N/A | 0 | #N/A | #N/A | #N/A | #N/A
12 | 6 | 6 | 1 | #N/A | #N/A | 1 | 0 | 0 | 0 | 0 | 0 | 0 | #N/A | #N/A | 0 | 0 | 0 | 0 | 0 | #N/A | #N/A | 0 | #N/A | #N/A | #N/A | #N/A
12 | 6 | 7 | 1 | #N/A | #N/A | 1 | 0 | 0 | 0 | 0 | 0 | 0 | #N/A | #N/A | 0 | 0 | 0 | 0 | 0 | #N/A | #N/A | 0 | #N/A | #N/A | #N/A | #N/A
12 | 6 | 8 | 1 | #N/A | #N/A | 1 | 0 | 0 | 0 | 0 | 0 | 0 | #N/A | #N/A | 0 | 0 | 0 | 0 | 0 | #N/A | #N/A | 0 | #N/A | #N/A | #N/A | #N/A
12 | 6 | 9 | 1 | #N/A | #N/A | 1 | 0 | 0 | 0 | 0 | 0 | 0 | #N/A | #N/A | 0 | 0 | 0 | 0 | 0 | #N/A | #N/A | 0 | #N/A | #N/A | #N/A | #N/A
12 | 6 | 10 | 1 | #N/A | #N/A | 1 | 0 | 0 | 0 | 0 | 0 | 0 | #N/A | #N/A | 0 | 0 | 0 | 0 | 0 | #N/A | #N/A | 0 | #N/A | #N/A | #N/A | #N/A
12 | 6 | 11 | 1 | #N/A | #N/A | 1 | 0 | 0 | 0 | 0 | 0 | 0 | #N/A | #N/A | 0 | 0 | 0 | 0 | 0 | #N/A | #N/A | 0 | #N/A | #N/A | #N/A | #N/A
12 | 6 | 12 | 1 | #N/A | #N/A | 1 | 0 | 0 | 0 | 0 | 0 | 0 | #N/A | #N/A | 0 | 0 | 0 | 0 | 0 | #N/A | #N/A | 0 | #N/A | #N/A | #N/A | #N/A
12 | 6 | 13 | 1 | #N/A | #N/A | 1 | 0 | 0 | 0 | 0 | 0 | 0 | #N/A | #N/A | 0 | 0 | 0 | 0 | 0 | #N/A | #N/A | 0 | #N/A | #N/A | #N/A | #N/A
12 | 6 | 14 | 1 | #N/A | #N/A | 1 | 0 | 0 | 0 | 0 | 0 | 0 | #N/A | #N/A | 0 | 0 | 0 | 0 | 0 | #N/A | #N/A | 0 | #N/A | #N/A | #N/A | #N/A
12 | 6 | 15 | 1 | #N/A | #N/A | 1 | 0 | 0 | 0 | 0 | 0 | 0 | #N/A | #N/A | 0 | 0 | 0 | 0 | 0 | #N/A | #N/A | 0 | #N/A | #N/A | #N/A | #N/A
12 | 6 | 16 | 1 | #N/A | #N/A | 1 | 0 | 0 | 0 | 0 | 0 | 0 | #N/A | #N/A | 0 | 0 | 0 | 0 | 0 | #N/A | #N/A | 0 | #N/A | #N/A | #N/A | #N/A
12 | 6 | 17 | 1 | #N/A | #N/A | 1 | 1 | 0 | 0 | 0 | 0 | 0 | #N/A | #N/A | 0 | 0 | 0 | 0 | 0 | #N/A | #N/A | 0 | #N/A | #N/A | #N/A | #N/A
12 | 6 | 18 | 1 | #N/A | #N/A | 1 | 1 | 0 | 0 | 0 | 0 | 0 | #N/A | #N/A | 0 | 0 | 0 | 0 | 0 | #N/A | #N/A | 0 | #N/A | #N/A | #N/A | #N/A
12 | 6 | 19 | 1 | #N/A | #N/A | 1 | 0 | 0 | 0 | 0 | 0 | 0 | #N/A | #N/A | 0 | 0 | 0 | 0 | 0 | #N/A | #N/A | 0 | #N/A | #N/A | #N/A | #N/A
12 | 6 | 20 | 1 | #N/A | #N/A | 1 | 0 | 0 | 0 | 0 | 0 | 0 | #N/A | #N/A | 0 | 0 | 0 | 0 | 0 | #N/A | #N/A | 0 | #N/A | #N/A | #N/A | #N/A
12 | 6 | 21 | 1 | #N/A | #N/A | 1 | 0 | 0 | 0 | 0 | 0 | 0 | #N/A | #N/A | 0 | 0 | 0 | 0 | 0 | #N/A | #N/A | 0 | #N/A | #N/A | #N/A | #N/A
12 | 6 | 22 | 1 | #N/A | #N/A | 1 | 0 | 0 | 0 | 0 | 0 | 0 | #N/A | #N/A | 0 | 0 | 0 | 0 | 0 | #N/A | #N/A | 0 | #N/A | #N/A | #N/A | #N/A
12 | 6 | 23 | 1 | #N/A | #N/A | 0 | 0 | 0 | 0 | 0 | 0 | 0 | #N/A | #N/A | 0 | 0 | 0 | 0 | 0 | #N/A | #N/A | 0 | #N/A | #N/A | #N/A | #N/A
12 | 6 | 24 | 1 | #N/A | #N/A | 0 | 0 | 0 | 0 | 0 | 0 | 0 | #N/A | #N/A | 0 | 0 | 0 | 0 | 0 | #N/A | #N/A | 0 | #N/A | #N/A | #N/A | #N/A
12 | 7 | 1 | 2 | #N/A | #N/A | 0 | 0 | 0 | 0 | 0 | 0 | 0 | #N/A | #N/A | 0 | 0 | 0 | 0 | 0 | #N/A | #N/A | 0 | #N/A | #N/A | #N/A | #N/A
12 | 7 | 2 | 2 | #N/A | #N/A | 0 | 0 | 0 | 0 | 0 | 0 | 0 | #N/A | #N/A | 0 | 0 | 0 | 0 | 0 | #N/A | #N/A | 0 | #N/A | #N/A | #N/A | #N/A
12 | 7 | 3 | 2 | #N/A | #N/A | 0 | 0 | 0 | 0 | 0 | 0 | 0 | #N/A | #N/A | 0 | 0 | 0 | 0 | 0 | #N/A | #N/A | 0 | #N/A | #N/A | #N/A | #N/A
12 | 7 | 4 | 2 | #N/A | #N/A | 0 | 0 | 0 | 0 | 0 | 0 | 0 | #N/A | #N/A | 0 | 0 | 0 | 0 | 0 | #N/A | #N/A | 0 | #N/A | #N/A | #N/A | #N/A
12 | 7 | 5 | 2 | #N/A | #N/A | 0 | 0 | 0 | 0 | 0 | 0 | 0 | #N/A | #N/A | 0 | 0 | 0 | 0 | 0 | #N/A | #N/A | 0 | #N/A | #N/A | #N/A | #N/A
12 | 7 | 6 | 2 | #N/A | #N/A | 1 | 0 | 0 | 0 | 0 | 0 | 0 | #N/A | #N/A | 0 | 0 | 0 | 0 | 0 | #N/A | #N/A | 0 | #N/A | #N/A | #N/A | #N/A
12 | 7 | 7 | 2 | #N/A | #N/A | 1 | 0 | 0 | 0 | 0 | 0 | 0 | #N/A | #N/A | 0 | 0 | 0 | 0 | 0 | #N/A | #N/A | 0 | #N/A | #N/A | #N/A | #N/A
12 | 7 | 8 | 2 | #N/A | #N/A | 1 | 0 | 0 | 0 | 0 | 0 | 0 | #N/A | #N/A | 0 | 0 | 0 | 0 | 0 | #N/A | #N/A | 0 | #N/A | #N/A | #N/A | #N/A
12 | 7 | 9 | 2 | #N/A | #N/A | 1 | 0 | 0 | 0 | 0 | 0 | 0 | #N/A | #N/A | 0 | 0 | 0 | 0 | 0 | #N/A | #N/A | 0 | #N/A | #N/A | #N/A | #N/A
12 | 7 | 10 | 2 | #N/A | #N/A | 1 | 0 | 0 | 0 | 0 | 0 | 0 | #N/A | #N/A | 0 | 0 | 0 | 0 | 0 | #N/A | #N/A | 0 | #N/A | #N/A | #N/A | #N/A
12 | 7 | 11 | 2 | #N/A | #N/A | 1 | 0 | 0 | 0 | 0 | 0 | 0 | #N/A | #N/A | 0 | 0 | 0 | 0 | 0 | #N/A | #N/A | 0 | #N/A | #N/A | #N/A | #N/A
12 | 7 | 12 | 2 | #N/A | #N/A | 1 | 0 | 0 | 0 | 0 | 0 | 0 | #N/A | #N/A | 0 | 0 | 0 | 0 | 0 | #N/A | #N/A | 0 | #N/A | #N/A | #N/A | #N/A
12 | 7 | 13 | 2 | #N/A | #N/A | 1 | 0 | 0 | 0 | 0 | 0 | 0 | #N/A | #N/A | 0 | 0 | 0 | 0 | 0 | #N/A | #N/A | 0 | #N/A | #N/A | #N/A | #N/A
12 | 7 | 14 | 2 | #N/A | #N/A | 1 | 0 | 0 | 0 | 0 | 0 | 0 | #N/A | #N/A | 0 | 0 | 0 | 0 | 0 | #N/A | #N/A | 0 | #N/A | #N/A | #N/A | #N/A
12 | 7 | 15 | 2 | #N/A | #N/A | 1 | 0 | 0 | 0 | 0 | 0 | 0 | #N/A | #N/A | 0 | 0 | 0 | 0 | 0 | #N/A | #N/A | 0 | #N/A | #N/A | #N/A | #N/A
12 | 7 | 16 | 2 | #N/A | #N/A | 1 | 0 | 0 | 0 | 0 | 0 | 0 | #N/A | #N/A | 0 | 0 | 0 | 0 | 0 | #N/A | #N/A | 0 | #N/A | #N/A | #N/A | #N/A
12 | 7 | 17 | 2 | #N/A | #N/A | 1 | 1 | 0 | 0 | 0 | 0 | 0 | #N/A | #N/A | 0 | 0 | 0 | 0 | 0 | #N/A | #N/A | 0 | #N/A | #N/A | #N/A | #N/A
12 | 7 | 18 | 2 | #N/A | #N/A | 1 | 1 | 0 | 0 | 0 | 0 | 0 | #N/A | #N/A | 0 | 0 | 0 | 0 | 0 | #N/A | #N/A | 0 | #N/A | #N/A | #N/A | #N/A
12 | 7 | 19 | 2 | #N/A | #N/A | 1 | 0 | 0 | 0 | 0 | 0 | 0 | #N/A | #N/A | 0 | 0 | 0 | 0 | 0 | #N/A | #N/A | 0 | #N/A | #N/A | #N/A | #N/A
12 | 7 | 20 | 2 | #N/A | #N/A | 1 | 0 | 0 | 0 | 0 | 0 | 0 | #N/A | #N/A | 0 | 0 | 0 | 0 | 0 | #N/A | #N/A | 0 | #N/A | #N/A | #N/A | #N/A
12 | 7 | 21 | 2 | #N/A | #N/A | 1 | 0 | 0 | 0 | 0 | 0 | 0 | #N/A | #N/A | 0 | 0 | 0 | 0 | 0 | #N/A | #N/A | 0 | #N/A | #N/A | #N/A | #N/A
12 | 7 | 22 | 2 | #N/A | #N/A | 1 | 0 | 0 | 0 | 0 | 0 | 0 | #N/A | #N/A | 0 | 0 | 0 | 0 | 0 | #N/A | #N/A | 0 | #N/A | #N/A | #N/A | #N/A
12 | 7 | 23 | 2 | #N/A | #N/A | 0 | 0 | 0 | 0 | 0 | 0 | 0 | #N/A | #N/A | 0 | 0 | 0 | 0 | 0 | #N/A | #N/A | 0 | #N/A | #N/A | #N/A | #N/A
12 | 7 | 24 | 2 | #N/A | #N/A | 0 | 0 | 0 | 0 | 0 | 0 | 0 | #N/A | #N/A | 0 | 0 | 0 | 0 | 0 | #N/A | #N/A | 0 | #N/A | #N/A | #N/A | #N/A
12 | 8 | 1 | 3 | #N/A | #N/A | 0 | 0 | 0 | 0 | 0 | 0 | 0 | #N/A | #N/A | 0 | 0 | 0 | 0 | 0 | #N/A | #N/A | 0 | #N/A | #N/A | #N/A | #N/A
12 | 8 | 2 | 3 | #N/A | #N/A | 0 | 0 | 0 | 0 | 0 | 0 | 0 | #N/A | #N/A | 0 | 0 | 0 | 0 | 0 | #N/A | #N/A | 0 | #N/A | #N/A | #N/A | #N/A
12 | 8 | 3 | 3 | #N/A | #N/A | 0 | 0 | 0 | 0 | 0 | 0 | 0 | #N/A | #N/A | 0 | 0 | 0 | 0 | 0 | #N/A | #N/A | 0 | #N/A | #N/A | #N/A | #N/A
12 | 8 | 4 | 3 | #N/A | #N/A | 0 | 0 | 0 | 0 | 0 | 0 | 0 | #N/A | #N/A | 0 | 0 | 0 | 0 | 0 | #N/A | #N/A | 0 | #N/A | #N/A | #N/A | #N/A
12 | 8 | 5 | 3 | #N/A | #N/A | 0 | 0 | 0 | 0 | 0 | 0 | 0 | #N/A | #N/A | 0 | 0 | 0 | 0 | 0 | #N/A | #N/A | 0 | #N/A | #N/A | #N/A | #N/A
12 | 8 | 6 | 3 | #N/A | #N/A | 1 | 0 | 0 | 0 | 0 | 0 | 0 | #N/A | #N/A | 0 | 0 | 0 | 0 | 0 | #N/A | #N/A | 0 | #N/A | #N/A | #N/A | #N/A
12 | 8 | 7 | 3 | #N/A | #N/A | 1 | 0 | 0 | 0 | 0 | 0 | 0 | #N/A | #N/A | 0 | 0 | 0 | 0 | 0 | #N/A | #N/A | 0 | #N/A | #N/A | #N/A | #N/A
12 | 8 | 8 | 3 | #N/A | #N/A | 1 | 0 | 0 | 0 | 0 | 0 | 0 | #N/A | #N/A | 0 | 0 | 0 | 0 | 0 | #N/A | #N/A | 0 | #N/A | #N/A | #N/A | #N/A
12 | 8 | 9 | 3 | #N/A | #N/A | 1 | 0 | 0 | 0 | 0 | 0 | 0 | #N/A | #N/A | 0 | 0 | 0 | 0 | 0 | #N/A | #N/A | 0 | #N/A | #N/A | #N/A | #N/A
12 | 8 | 10 | 3 | #N/A | #N/A | 1 | 0 | 0 | 0 | 0 | 0 | 0 | #N/A | #N/A | 0 | 0 | 0 | 0 | 0 | #N/A | #N/A | 0 | #N/A | #N/A | #N/A | #N/A
12 | 8 | 11 | 3 | #N/A | #N/A | 1 | 0 | 0 | 0 | 0 | 0 | 0 | #N/A | #N/A | 0 | 0 | 0 | 0 | 0 | #N/A | #N/A | 0 | #N/A | #N/A | #N/A | #N/A
12 | 8 | 12 | 3 | #N/A | #N/A | 1 | 0 | 0 | 0 | 0 | 0 | 0 | #N/A | #N/A | 0 | 0 | 0 | 0 | 0 | #N/A | #N/A | 0 | #N/A | #N/A | #N/A | #N/A
12 | 8 | 13 | 3 | #N/A | #N/A | 1 | 0 | 0 | 0 | 0 | 0 | 0 | #N/A | #N/A | 0 | 0 | 0 | 0 | 0 | #N/A | #N/A | 0 | #N/A | #N/A | #N/A | #N/A
12 | 8 | 14 | 3 | #N/A | #N/A | 1 | 0 | 0 | 0 | 0 | 0 | 0 | #N/A | #N/A | 0 | 0 | 0 | 0 | 0 | #N/A | #N/A | 0 | #N/A | #N/A | #N/A | #N/A
12 | 8 | 15 | 3 | #N/A | #N/A | 1 | 0 | 0 | 0 | 0 | 0 | 0 | #N/A | #N/A | 0 | 0 | 0 | 0 | 0 | #N/A | #N/A | 0 | #N/A | #N/A | #N/A | #N/A
12 | 8 | 16 | 3 | #N/A | #N/A | 1 | 0 | 0 | 0 | 0 | 0 | 0 | #N/A | #N/A | 0 | 0 | 0 | 0 | 0 | #N/A | #N/A | 0 | #N/A | #N/A | #N/A | #N/A
12 | 8 | 17 | 3 | #N/A | #N/A | 1 | 1 | 0 | 0 | 0 | 0 | 0 | #N/A | #N/A | 0 | 0 | 0 | 0 | 0 | #N/A | #N/A | 0 | #N/A | #N/A | #N/A | #N/A
12 | 8 | 18 | 3 | #N/A | #N/A | 1 | 1 | 0 | 0 | 0 | 0 | 0 | #N/A | #N/A | 0 | 0 | 0 | 0 | 0 | #N/A | #N/A | 0 | #N/A | #N/A | #N/A | #N/A
12 | 8 | 19 | 3 | #N/A | #N/A | 1 | 0 | 0 | 0 | 0 | 0 | 0 | #N/A | #N/A | 0 | 0 | 0 | 0 | 0 | #N/A | #N/A | 0 | #N/A | #N/A | #N/A | #N/A
12 | 8 | 20 | 3 | #N/A | #N/A | 1 | 0 | 0 | 0 | 0 | 0 | 0 | #N/A | #N/A | 0 | 0 | 0 | 0 | 0 | #N/A | #N/A | 0 | #N/A | #N/A | #N/A | #N/A
12 | 8 | 21 | 3 | #N/A | #N/A | 1 | 0 | 0 | 0 | 0 | 0 | 0 | #N/A | #N/A | 0 | 0 | 0 | 0 | 0 | #N/A | #N/A | 0 | #N/A | #N/A | #N/A | #N/A
12 | 8 | 22 | 3 | #N/A | #N/A | 1 | 0 | 0 | 0 | 0 | 0 | 0 | #N/A | #N/A | 0 | 0 | 0 | 0 | 0 | #N/A | #N/A | 0 | #N/A | #N/A | #N/A | #N/A
12 | 8 | 23 | 3 | #N/A | #N/A | 0 | 0 | 0 | 0 | 0 | 0 | 0 | #N/A | #N/A | 0 | 0 | 0 | 0 | 0 | #N/A | #N/A | 0 | #N/A | #N/A | #N/A | #N/A
12 | 8 | 24 | 3 | #N/A | #N/A | 0 | 0 | 0 | 0 | 0 | 0 | 0 | #N/A | #N/A | 0 | 0 | 0 | 0 | 0 | #N/A | #N/A | 0 | #N/A | #N/A | #N/A | #N/A
12 | 9 | 1 | 4 | #N/A | #N/A | 0 | 0 | 0 | 0 | 0 | 0 | 0 | #N/A | #N/A | 0 | 0 | 0 | 0 | 0 | #N/A | #N/A | 0 | #N/A | #N/A | #N/A | #N/A
12 | 9 | 2 | 4 | #N/A | #N/A | 0 | 0 | 0 | 0 | 0 | 0 | 0 | #N/A | #N/A | 0 | 0 | 0 | 0 | 0 | #N/A | #N/A | 0 | #N/A | #N/A | #N/A | #N/A
12 | 9 | 3 | 4 | #N/A | #N/A | 0 | 0 | 0 | 0 | 0 | 0 | 0 | #N/A | #N/A | 0 | 0 | 0 | 0 | 0 | #N/A | #N/A | 0 | #N/A | #N/A | #N/A | #N/A
12 | 9 | 4 | 4 | #N/A | #N/A | 0 | 0 | 0 | 0 | 0 | 0 | 0 | #N/A | #N/A | 0 | 0 | 0 | 0 | 0 | #N/A | #N/A | 0 | #N/A | #N/A | #N/A | #N/A
12 | 9 | 5 | 4 | #N/A | #N/A | 0 | 0 | 0 | 0 | 0 | 0 | 0 | #N/A | #N/A | 0 | 0 | 0 | 0 | 0 | #N/A | #N/A | 0 | #N/A | #N/A | #N/A | #N/A
12 | 9 | 6 | 4 | #N/A | #N/A | 1 | 0 | 0 | 0 | 0 | 0 | 0 | #N/A | #N/A | 0 | 0 | 0 | 0 | 0 | #N/A | #N/A | 0 | #N/A | #N/A | #N/A | #N/A
12 | 9 | 7 | 4 | #N/A | #N/A | 1 | 0 | 0 | 0 | 0 | 0 | 0 | #N/A | #N/A | 0 | 0 | 0 | 0 | 0 | #N/A | #N/A | 0 | #N/A | #N/A | #N/A | #N/A
12 | 9 | 8 | 4 | #N/A | #N/A | 1 | 0 | 0 | 0 | 0 | 0 | 0 | #N/A | #N/A | 0 | 0 | 0 | 0 | 0 | #N/A | #N/A | 0 | #N/A | #N/A | #N/A | #N/A
12 | 9 | 9 | 4 | #N/A | #N/A | 1 | 0 | 0 | 0 | 0 | 0 | 0 | #N/A | #N/A | 0 | 0 | 0 | 0 | 0 | #N/A | #N/A | 0 | #N/A | #N/A | #N/A | #N/A
12 | 9 | 10 | 4 | #N/A | #N/A | 1 | 0 | 0 | 0 | 0 | 0 | 0 | #N/A | #N/A | 0 | 0 | 0 | 0 | 0 | #N/A | #N/A | 0 | #N/A | #N/A | #N/A | #N/A
12 | 9 | 11 | 4 | #N/A | #N/A | 1 | 0 | 0 | 0 | 0 | 0 | 0 | #N/A | #N/A | 0 | 0 | 0 | 0 | 0 | #N/A | #N/A | 0 | #N/A | #N/A | #N/A | #N/A
12 | 9 | 12 | 4 | #N/A | #N/A | 1 | 0 | 0 | 0 | 0 | 0 | 0 | #N/A | #N/A | 0 | 0 | 0 | 0 | 0 | #N/A | #N/A | 0 | #N/A | #N/A | #N/A | #N/A
12 | 9 | 13 | 4 | #N/A | #N/A | 1 | 0 | 0 | 0 | 0 | 0 | 0 | #N/A | #N/A | 0 | 0 | 0 | 0 | 0 | #N/A | #N/A | 0 | #N/A | #N/A | #N/A | #N/A
12 | 9 | 14 | 4 | #N/A | #N/A | 1 | 0 | 0 | 0 | 0 | 0 | 0 | #N/A | #N/A | 0 | 0 | 0 | 0 | 0 | #N/A | #N/A | 0 | #N/A | #N/A | #N/A | #N/A
12 | 9 | 15 | 4 | #N/A | #N/A | 1 | 0 | 0 | 0 | 0 | 0 | 0 | #N/A | #N/A | 0 | 0 | 0 | 0 | 0 | #N/A | #N/A | 0 | #N/A | #N/A | #N/A | #N/A
12 | 9 | 16 | 4 | #N/A | #N/A | 1 | 0 | 0 | 0 | 0 | 0 | 0 | #N/A | #N/A | 0 | 0 | 0 | 0 | 0 | #N/A | #N/A | 0 | #N/A | #N/A | #N/A | #N/A
12 | 9 | 17 | 4 | #N/A | #N/A | 1 | 1 | 0 | 0 | 0 | 0 | 0 | #N/A | #N/A | 0 | 0 | 0 | 0 | 0 | #N/A | #N/A | 0 | #N/A | #N/A | #N/A | #N/A
12 | 9 | 18 | 4 | #N/A | #N/A | 1 | 1 | 0 | 0 | 0 | 0 | 0 | #N/A | #N/A | 0 | 0 | 0 | 0 | 0 | #N/A | #N/A | 0 | #N/A | #N/A | #N/A | #N/A
12 | 9 | 19 | 4 | #N/A | #N/A | 1 | 0 | 0 | 0 | 0 | 0 | 0 | #N/A | #N/A | 0 | 0 | 0 | 0 | 0 | #N/A | #N/A | 0 | #N/A | #N/A | #N/A | #N/A
12 | 9 | 20 | 4 | #N/A | #N/A | 1 | 0 | 0 | 0 | 0 | 0 | 0 | #N/A | #N/A | 0 | 0 | 0 | 0 | 0 | #N/A | #N/A | 0 | #N/A | #N/A | #N/A | #N/A
12 | 9 | 21 | 4 | #N/A | #N/A | 1 | 0 | 0 | 0 | 0 | 0 | 0 | #N/A | #N/A | 0 | 0 | 0 | 0 | 0 | #N/A | #N/A | 0 | #N/A | #N/A | #N/A | #N/A
12 | 9 | 22 | 4 | #N/A | #N/A | 1 | 0 | 0 | 0 | 0 | 0 | 0 | #N/A | #N/A | 0 | 0 | 0 | 0 | 0 | #N/A | #N/A | 0 | #N/A | #N/A | #N/A | #N/A
12 | 9 | 23 | 4 | #N/A | #N/A | 0 | 0 | 0 | 0 | 0 | 0 | 0 | #N/A | #N/A | 0 | 0 | 0 | 0 | 0 | #N/A | #N/A | 0 | #N/A | #N/A | #N/A | #N/A
12 | 9 | 24 | 4 | #N/A | #N/A | 0 | 0 | 0 | 0 | 0 | 0 | 0 | #N/A | #N/A | 0 | 0 | 0 | 0 | 0 | #N/A | #N/A | 0 | #N/A | #N/A | #N/A | #N/A
12 | 10 | 1 | 5 | #N/A | #N/A | 0 | 0 | 0 | 0 | 0 | 0 | 0 | #N/A | #N/A | 0 | 0 | 0 | 0 | 0 | #N/A | #N/A | 0 | #N/A | #N/A | #N/A | #N/A
12 | 10 | 2 | 5 | #N/A | #N/A | 0 | 0 | 0 | 0 | 0 | 0 | 0 | #N/A | #N/A | 0 | 0 | 0 | 0 | 0 | #N/A | #N/A | 0 | #N/A | #N/A | #N/A | #N/A
12 | 10 | 3 | 5 | #N/A | #N/A | 0 | 0 | 0 | 0 | 0 | 0 | 0 | #N/A | #N/A | 0 | 0 | 0 | 0 | 0 | #N/A | #N/A | 0 | #N/A | #N/A | #N/A | #N/A
12 | 10 | 4 | 5 | #N/A | #N/A | 0 | 0 | 0 | 0 | 0 | 0 | 0 | #N/A | #N/A | 0 | 0 | 0 | 0 | 0 | #N/A | #N/A | 0 | #N/A | #N/A | #N/A | #N/A
12 | 10 | 5 | 5 | #N/A | #N/A | 0 | 0 | 0 | 0 | 0 | 0 | 0 | #N/A | #N/A | 0 | 0 | 0 | 0 | 0 | #N/A | #N/A | 0 | #N/A | #N/A | #N/A | #N/A
12 | 10 | 6 | 5 | #N/A | #N/A | 1 | 0 | 0 | 0 | 0 | 0 | 0 | #N/A | #N/A | 0 | 0 | 0 | 0 | 0 | #N/A | #N/A | 0 | #N/A | #N/A | #N/A | #N/A
12 | 10 | 7 | 5 | #N/A | #N/A | 1 | 0 | 0 | 0 | 0 | 0 | 0 | #N/A | #N/A | 0 | 0 | 0 | 0 | 0 | #N/A | #N/A | 0 | #N/A | #N/A | #N/A | #N/A
12 | 10 | 8 | 5 | #N/A | #N/A | 1 | 0 | 0 | 0 | 0 | 0 | 0 | #N/A | #N/A | 0 | 0 | 0 | 0 | 0 | #N/A | #N/A | 0 | #N/A | #N/A | #N/A | #N/A
12 | 10 | 9 | 5 | #N/A | #N/A | 1 | 0 | 0 | 0 | 0 | 0 | 0 | #N/A | #N/A | 0 | 0 | 0 | 0 | 0 | #N/A | #N/A | 0 | #N/A | #N/A | #N/A | #N/A
12 | 10 | 10 | 5 | #N/A | #N/A | 1 | 0 | 0 | 0 | 0 | 0 | 0 | #N/A | #N/A | 0 | 0 | 0 | 0 | 0 | #N/A | #N/A | 0 | #N/A | #N/A | #N/A | #N/A
12 | 10 | 11 | 5 | #N/A | #N/A | 1 | 0 | 0 | 0 | 0 | 0 | 0 | #N/A | #N/A | 0 | 0 | 0 | 0 | 0 | #N/A | #N/A | 0 | #N/A | #N/A | #N/A | #N/A
12 | 10 | 12 | 5 | #N/A | #N/A | 1 | 0 | 0 | 0 | 0 | 0 | 0 | #N/A | #N/A | 0 | 0 | 0 | 0 | 0 | #N/A | #N/A | 0 | #N/A | #N/A | #N/A | #N/A
12 | 10 | 13 | 5 | #N/A | #N/A | 1 | 0 | 0 | 0 | 0 | 0 | 0 | #N/A | #N/A | 0 | 0 | 0 | 0 | 0 | #N/A | #N/A | 0 | #N/A | #N/A | #N/A | #N/A
12 | 10 | 14 | 5 | #N/A | #N/A | 1 | 0 | 0 | 0 | 0 | 0 | 0 | #N/A | #N/A | 0 | 0 | 0 | 0 | 0 | #N/A | #N/A | 0 | #N/A | #N/A | #N/A | #N/A
12 | 10 | 15 | 5 | #N/A | #N/A | 1 | 0 | 0 | 0 | 0 | 0 | 0 | #N/A | #N/A | 0 | 0 | 0 | 0 | 0 | #N/A | #N/A | 0 | #N/A | #N/A | #N/A | #N/A
12 | 10 | 16 | 5 | #N/A | #N/A | 1 | 0 | 0 | 0 | 0 | 0 | 0 | #N/A | #N/A | 0 | 0 | 0 | 0 | 0 | #N/A | #N/A | 0 | #N/A | #N/A | #N/A | #N/A
12 | 10 | 17 | 5 | #N/A | #N/A | 1 | 1 | 0 | 0 | 0 | 0 | 0 | #N/A | #N/A | 0 | 0 | 0 | 0 | 0 | #N/A | #N/A | 0 | #N/A | #N/A | #N/A | #N/A
12 | 10 | 18 | 5 | #N/A | #N/A | 1 | 1 | 0 | 0 | 0 | 0 | 0 | #N/A | #N/A | 0 | 0 | 0 | 0 | 0 | #N/A | #N/A | 0 | #N/A | #N/A | #N/A | #N/A
12 | 10 | 19 | 5 | #N/A | #N/A | 1 | 0 | 0 | 0 | 0 | 0 | 0 | #N/A | #N/A | 0 | 0 | 0 | 0 | 0 | #N/A | #N/A | 0 | #N/A | #N/A | #N/A | #N/A
12 | 10 | 20 | 5 | #N/A | #N/A | 1 | 0 | 0 | 0 | 0 | 0 | 0 | #N/A | #N/A | 0 | 0 | 0 | 0 | 0 | #N/A | #N/A | 0 | #N/A | #N/A | #N/A | #N/A
12 | 10 | 21 | 5 | #N/A | #N/A | 1 | 0 | 0 | 0 | 0 | 0 | 0 | #N/A | #N/A | 0 | 0 | 0 | 0 | 0 | #N/A | #N/A | 0 | #N/A | #N/A | #N/A | #N/A
12 | 10 | 22 | 5 | #N/A | #N/A | 1 | 0 | 0 | 0 | 0 | 0 | 0 | #N/A | #N/A | 0 | 0 | 0 | 0 | 0 | #N/A | #N/A | 0 | #N/A | #N/A | #N/A | #N/A
12 | 10 | 23 | 5 | #N/A | #N/A | 0 | 0 | 0 | 0 | 0 | 0 | 0 | #N/A | #N/A | 0 | 0 | 0 | 0 | 0 | #N/A | #N/A | 0 | #N/A | #N/A | #N/A | #N/A
12 | 10 | 24 | 5 | #N/A | #N/A | 0 | 0 | 0 | 0 | 0 | 0 | 0 | #N/A | #N/A | 0 | 0 | 0 | 0 | 0 | #N/A | #N/A | 0 | #N/A | #N/A | #N/A | #N/A
12 | 11 | 1 | 6 | #N/A | #N/A | 0 | 0 | 0 | 0 | 0 | 0 | 0 | #N/A | #N/A | 0 | 0 | 0 | 0 | 0 | #N/A | #N/A | 0 | #N/A | #N/A | #N/A | #N/A
12 | 11 | 2 | 6 | #N/A | #N/A | 0 | 0 | 0 | 0 | 0 | 0 | 0 | #N/A | #N/A | 0 | 0 | 0 | 0 | 0 | #N/A | #N/A | 0 | #N/A | #N/A | #N/A | #N/A
12 | 11 | 3 | 6 | #N/A | #N/A | 0 | 0 | 0 | 0 | 0 | 0 | 0 | #N/A | #N/A | 0 | 0 | 0 | 0 | 0 | #N/A | #N/A | 0 | #N/A | #N/A | #N/A | #N/A
12 | 11 | 4 | 6 | #N/A | #N/A | 0 | 0 | 0 | 0 | 0 | 0 | 0 | #N/A | #N/A | 0 | 0 | 0 | 0 | 0 | #N/A | #N/A | 0 | #N/A | #N/A | #N/A | #N/A
12 | 11 | 5 | 6 | #N/A | #N/A | 0 | 0 | 0 | 0 | 0 | 0 | 0 | #N/A | #N/A | 0 | 0 | 0 | 0 | 0 | #N/A | #N/A | 0 | #N/A | #N/A | #N/A | #N/A
12 | 11 | 6 | 6 | #N/A | #N/A | 0 | 0 | 0 | 0 | 0 | 0 | 0 | #N/A | #N/A | 0 | 0 | 0 | 0 | 0 | #N/A | #N/A | 0 | #N/A | #N/A | #N/A | #N/A
12 | 11 | 7 | 6 | #N/A | #N/A | 0 | 0 | 0 | 0 | 0 | 0 | 0 | #N/A | #N/A | 0 | 0 | 0 | 0 | 0 | #N/A | #N/A | 0 | #N/A | #N/A | #N/A | #N/A
12 | 11 | 8 | 6 | #N/A | #N/A | 0 | 0 | 0 | 0 | 0 | 0 | 0 | #N/A | #N/A | 0 | 0 | 0 | 0 | 0 | #N/A | #N/A | 0 | #N/A | #N/A | #N/A | #N/A
12 | 11 | 9 | 6 | #N/A | #N/A | 0 | 0 | 0 | 0 | 0 | 0 | 0 | #N/A | #N/A | 0 | 0 | 0 | 0 | 0 | #N/A | #N/A | 0 | #N/A | #N/A | #N/A | #N/A
12 | 11 | 10 | 6 | #N/A | #N/A | 0 | 0 | 0 | 0 | 0 | 0 | 0 | #N/A | #N/A | 0 | 0 | 0 | 0 | 0 | #N/A | #N/A | 0 | #N/A | #N/A | #N/A | #N/A
12 | 11 | 11 | 6 | #N/A | #N/A | 0 | 0 | 0 | 0 | 0 | 0 | 0 | #N/A | #N/A | 0 | 0 | 0 | 0 | 0 | #N/A | #N/A | 0 | #N/A | #N/A | #N/A | #N/A
12 | 11 | 12 | 6 | #N/A | #N/A | 0 | 0 | 0 | 0 | 0 | 0 | 0 | #N/A | #N/A | 0 | 0 | 0 | 0 | 0 | #N/A | #N/A | 0 | #N/A | #N/A | #N/A | #N/A
12 | 11 | 13 | 6 | #N/A | #N/A | 0 | 0 | 0 | 0 | 0 | 0 | 0 | #N/A | #N/A | 0 | 0 | 0 | 0 | 0 | #N/A | #N/A | 0 | #N/A | #N/A | #N/A | #N/A
12 | 11 | 14 | 6 | #N/A | #N/A | 0 | 0 | 0 | 0 | 0 | 0 | 0 | #N/A | #N/A | 0 | 0 | 0 | 0 | 0 | #N/A | #N/A | 0 | #N/A | #N/A | #N/A | #N/A
12 | 11 | 15 | 6 | #N/A | #N/A | 0 | 0 | 0 | 0 | 0 | 0 | 0 | #N/A | #N/A | 0 | 0 | 0 | 0 | 0 | #N/A | #N/A | 0 | #N/A | #N/A | #N/A | #N/A
12 | 11 | 16 | 6 | #N/A | #N/A | 0 | 0 | 0 | 0 | 0 | 0 | 0 | #N/A | #N/A | 0 | 0 | 0 | 0 | 0 | #N/A | #N/A | 0 | #N/A | #N/A | #N/A | #N/A
12 | 11 | 17 | 6 | #N/A | #N/A | 0 | 0 | 0 | 0 | 0 | 0 | 0 | #N/A | #N/A | 0 | 0 | 0 | 0 | 0 | #N/A | #N/A | 0 | #N/A | #N/A | #N/A | #N/A
12 | 11 | 18 | 6 | #N/A | #N/A | 0 | 0 | 0 | 0 | 0 | 0 | 0 | #N/A | #N/A | 0 | 0 | 0 | 0 | 0 | #N/A | #N/A | 0 | #N/A | #N/A | #N/A | #N/A
12 | 11 | 19 | 6 | #N/A | #N/A | 0 | 0 | 0 | 0 | 0 | 0 | 0 | #N/A | #N/A | 0 | 0 | 0 | 0 | 0 | #N/A | #N/A | 0 | #N/A | #N/A | #N/A | #N/A
12 | 11 | 20 | 6 | #N/A | #N/A | 0 | 0 | 0 | 0 | 0 | 0 | 0 | #N/A | #N/A | 0 | 0 | 0 | 0 | 0 | #N/A | #N/A | 0 | #N/A | #N/A | #N/A | #N/A
12 | 11 | 21 | 6 | #N/A | #N/A | 0 | 0 | 0 | 0 | 0 | 0 | 0 | #N/A | #N/A | 0 | 0 | 0 | 0 | 0 | #N/A | #N/A | 0 | #N/A | #N/A | #N/A | #N/A
12 | 11 | 22 | 6 | #N/A | #N/A | 0 | 0 | 0 | 0 | 0 | 0 | 0 | #N/A | #N/A | 0 | 0 | 0 | 0 | 0 | #N/A | #N/A | 0 | #N/A | #N/A | #N/A | #N/A
12 | 11 | 23 | 6 | #N/A | #N/A | 0 | 0 | 0 | 0 | 0 | 0 | 0 | #N/A | #N/A | 0 | 0 | 0 | 0 | 0 | #N/A | #N/A | 0 | #N/A | #N/A | #N/A | #N/A
12 | 11 | 24 | 6 | #N/A | #N/A | 0 | 0 | 0 | 0 | 0 | 0 | 0 | #N/A | #N/A | 0 | 0 | 0 | 0 | 0 | #N/A | #N/A | 0 | #N/A | #N/A | #N/A | #N/A
12 | 12 | 1 | 7 | #N/A | #N/A | 0 | 0 | 0 | 0 | 0 | 0 | 0 | #N/A | #N/A | 0 | 0 | 0 | 0 | 0 | #N/A | #N/A | 0 | #N/A | #N/A | #N/A | #N/A
12 | 12 | 2 | 7 | #N/A | #N/A | 0 | 0 | 0 | 0 | 0 | 0 | 0 | #N/A | #N/A | 0 | 0 | 0 | 0 | 0 | #N/A | #N/A | 0 | #N/A | #N/A | #N/A | #N/A
12 | 12 | 3 | 7 | #N/A | #N/A | 0 | 0 | 0 | 0 | 0 | 0 | 0 | #N/A | #N/A | 0 | 0 | 0 | 0 | 0 | #N/A | #N/A | 0 | #N/A | #N/A | #N/A | #N/A
12 | 12 | 4 | 7 | #N/A | #N/A | 0 | 0 | 0 | 0 | 0 | 0 | 0 | #N/A | #N/A | 0 | 0 | 0 | 0 | 0 | #N/A | #N/A | 0 | #N/A | #N/A | #N/A | #N/A
12 | 12 | 5 | 7 | #N/A | #N/A | 0 | 0 | 0 | 0 | 0 | 0 | 0 | #N/A | #N/A | 0 | 0 | 0 | 0 | 0 | #N/A | #N/A | 0 | #N/A | #N/A | #N/A | #N/A
12 | 12 | 6 | 7 | #N/A | #N/A | 0 | 0 | 0 | 0 | 0 | 0 | 0 | #N/A | #N/A | 0 | 0 | 0 | 0 | 0 | #N/A | #N/A | 0 | #N/A | #N/A | #N/A | #N/A
12 | 12 | 7 | 7 | #N/A | #N/A | 0 | 0 | 0 | 0 | 0 | 0 | 0 | #N/A | #N/A | 0 | 0 | 0 | 0 | 0 | #N/A | #N/A | 0 | #N/A | #N/A | #N/A | #N/A
12 | 12 | 8 | 7 | #N/A | #N/A | 0 | 0 | 0 | 0 | 0 | 0 | 0 | #N/A | #N/A | 0 | 0 | 0 | 0 | 0 | #N/A | #N/A | 0 | #N/A | #N/A | #N/A | #N/A
12 | 12 | 9 | 7 | #N/A | #N/A | 0 | 0 | 0 | 0 | 0 | 0 | 0 | #N/A | #N/A | 0 | 0 | 0 | 0 | 0 | #N/A | #N/A | 0 | #N/A | #N/A | #N/A | #N/A
12 | 12 | 10 | 7 | #N/A | #N/A | 0 | 0 | 0 | 0 | 0 | 0 | 0 | #N/A | #N/A | 0 | 0 | 0 | 0 | 0 | #N/A | #N/A | 0 | #N/A | #N/A | #N/A | #N/A
12 | 12 | 11 | 7 | #N/A | #N/A | 0 | 0 | 0 | 0 | 0 | 0 | 0 | #N/A | #N/A | 0 | 0 | 0 | 0 | 0 | #N/A | #N/A | 0 | #N/A | #N/A | #N/A | #N/A
12 | 12 | 12 | 7 | #N/A | #N/A | 0 | 0 | 0 | 0 | 0 | 0 | 0 | #N/A | #N/A | 0 | 0 | 0 | 0 | 0 | #N/A | #N/A | 0 | #N/A | #N/A | #N/A | #N/A
12 | 12 | 13 | 7 | #N/A | #N/A | 0 | 0 | 0 | 0 | 0 | 0 | 0 | #N/A | #N/A | 0 | 0 | 0 | 0 | 0 | #N/A | #N/A | 0 | #N/A | #N/A | #N/A | #N/A
12 | 12 | 14 | 7 | #N/A | #N/A | 0 | 0 | 0 | 0 | 0 | 0 | 0 | #N/A | #N/A | 0 | 0 | 0 | 0 | 0 | #N/A | #N/A | 0 | #N/A | #N/A | #N/A | #N/A
12 | 12 | 15 | 7 | #N/A | #N/A | 0 | 0 | 0 | 0 | 0 | 0 | 0 | #N/A | #N/A | 0 | 0 | 0 | 0 | 0 | #N/A | #N/A | 0 | #N/A | #N/A | #N/A | #N/A
12 | 12 | 16 | 7 | #N/A | #N/A | 0 | 0 | 0 | 0 | 0 | 0 | 0 | #N/A | #N/A | 0 | 0 | 0 | 0 | 0 | #N/A | #N/A | 0 | #N/A | #N/A | #N/A | #N/A
12 | 12 | 17 | 7 | #N/A | #N/A | 0 | 0 | 0 | 0 | 0 | 0 | 0 | #N/A | #N/A | 0 | 0 | 0 | 0 | 0 | #N/A | #N/A | 0 | #N/A | #N/A | #N/A | #N/A
12 | 12 | 18 | 7 | #N/A | #N/A | 0 | 0 | 0 | 0 | 0 | 0 | 0 | #N/A | #N/A | 0 | 0 | 0 | 0 | 0 | #N/A | #N/A | 0 | #N/A | #N/A | #N/A | #N/A
12 | 12 | 19 | 7 | #N/A | #N/A | 0 | 0 | 0 | 0 | 0 | 0 | 0 | #N/A | #N/A | 0 | 0 | 0 | 0 | 0 | #N/A | #N/A | 0 | #N/A | #N/A | #N/A | #N/A
12 | 12 | 20 | 7 | #N/A | #N/A | 0 | 0 | 0 | 0 | 0 | 0 | 0 | #N/A | #N/A | 0 | 0 | 0 | 0 | 0 | #N/A | #N/A | 0 | #N/A | #N/A | #N/A | #N/A
12 | 12 | 21 | 7 | #N/A | #N/A | 0 | 0 | 0 | 0 | 0 | 0 | 0 | #N/A | #N/A | 0 | 0 | 0 | 0 | 0 | #N/A | #N/A | 0 | #N/A | #N/A | #N/A | #N/A
12 | 12 | 22 | 7 | #N/A | #N/A | 0 | 0 | 0 | 0 | 0 | 0 | 0 | #N/A | #N/A | 0 | 0 | 0 | 0 | 0 | #N/A | #N/A | 0 | #N/A | #N/A | #N/A | #N/A
12 | 12 | 23 | 7 | #N/A | #N/A | 0 | 0 | 0 | 0 | 0 | 0 | 0 | #N/A | #N/A | 0 | 0 | 0 | 0 | 0 | #N/A | #N/A | 0 | #N/A | #N/A | #N/A | #N/A
12 | 12 | 24 | 7 | #N/A | #N/A | 0 | 0 | 0 | 0 | 0 | 0 | 0 | #N/A | #N/A | 0 | 0 | 0 | 0 | 0 | #N/A | #N/A | 0 | #N/A | #N/A | #N/A | #N/A
12 | 13 | 1 | 1 | #N/A | #N/A | 0 | 0 | 0 | 0 | 0 | 0 | 0 | #N/A | #N/A | 0 | 0 | 0 | 0 | 0 | #N/A | #N/A | 0 | #N/A | #N/A | #N/A | #N/A
12 | 13 | 2 | 1 | #N/A | #N/A | 0 | 0 | 0 | 0 | 0 | 0 | 0 | #N/A | #N/A | 0 | 0 | 0 | 0 | 0 | #N/A | #N/A | 0 | #N/A | #N/A | #N/A | #N/A
12 | 13 | 3 | 1 | #N/A | #N/A | 0 | 0 | 0 | 0 | 0 | 0 | 0 | #N/A | #N/A | 0 | 0 | 0 | 0 | 0 | #N/A | #N/A | 0 | #N/A | #N/A | #N/A | #N/A
12 | 13 | 4 | 1 | #N/A | #N/A | 0 | 0 | 0 | 0 | 0 | 0 | 0 | #N/A | #N/A | 0 | 0 | 0 | 0 | 0 | #N/A | #N/A | 0 | #N/A | #N/A | #N/A | #N/A
12 | 13 | 5 | 1 | #N/A | #N/A | 0 | 0 | 0 | 0 | 0 | 0 | 0 | #N/A | #N/A | 0 | 0 | 0 | 0 | 0 | #N/A | #N/A | 0 | #N/A | #N/A | #N/A | #N/A
12 | 13 | 6 | 1 | #N/A | #N/A | 1 | 0 | 0 | 0 | 0 | 0 | 0 | #N/A | #N/A | 0 | 0 | 0 | 0 | 0 | #N/A | #N/A | 0 | #N/A | #N/A | #N/A | #N/A
12 | 13 | 7 | 1 | #N/A | #N/A | 1 | 0 | 0 | 0 | 0 | 0 | 0 | #N/A | #N/A | 0 | 0 | 0 | 0 | 0 | #N/A | #N/A | 0 | #N/A | #N/A | #N/A | #N/A
12 | 13 | 8 | 1 | #N/A | #N/A | 1 | 0 | 0 | 0 | 0 | 0 | 0 | #N/A | #N/A | 0 | 0 | 0 | 0 | 0 | #N/A | #N/A | 0 | #N/A | #N/A | #N/A | #N/A
12 | 13 | 9 | 1 | #N/A | #N/A | 1 | 0 | 0 | 0 | 0 | 0 | 0 | #N/A | #N/A | 0 | 0 | 0 | 0 | 0 | #N/A | #N/A | 0 | #N/A | #N/A | #N/A | #N/A
12 | 13 | 10 | 1 | #N/A | #N/A | 1 | 0 | 0 | 0 | 0 | 0 | 0 | #N/A | #N/A | 0 | 0 | 0 | 0 | 0 | #N/A | #N/A | 0 | #N/A | #N/A | #N/A | #N/A
12 | 13 | 11 | 1 | #N/A | #N/A | 1 | 0 | 0 | 0 | 0 | 0 | 0 | #N/A | #N/A | 0 | 0 | 0 | 0 | 0 | #N/A | #N/A | 0 | #N/A | #N/A | #N/A | #N/A
12 | 13 | 12 | 1 | #N/A | #N/A | 1 | 0 | 0 | 0 | 0 | 0 | 0 | #N/A | #N/A | 0 | 0 | 0 | 0 | 0 | #N/A | #N/A | 0 | #N/A | #N/A | #N/A | #N/A
12 | 13 | 13 | 1 | #N/A | #N/A | 1 | 0 | 0 | 0 | 0 | 0 | 0 | #N/A | #N/A | 0 | 0 | 0 | 0 | 0 | #N/A | #N/A | 0 | #N/A | #N/A | #N/A | #N/A
12 | 13 | 14 | 1 | #N/A | #N/A | 1 | 0 | 0 | 0 | 0 | 0 | 0 | #N/A | #N/A | 0 | 0 | 0 | 0 | 0 | #N/A | #N/A | 0 | #N/A | #N/A | #N/A | #N/A
12 | 13 | 15 | 1 | #N/A | #N/A | 1 | 0 | 0 | 0 | 0 | 0 | 0 | #N/A | #N/A | 0 | 0 | 0 | 0 | 0 | #N/A | #N/A | 0 | #N/A | #N/A | #N/A | #N/A
12 | 13 | 16 | 1 | #N/A | #N/A | 1 | 0 | 0 | 0 | 0 | 0 | 0 | #N/A | #N/A | 0 | 0 | 0 | 0 | 0 | #N/A | #N/A | 0 | #N/A | #N/A | #N/A | #N/A
12 | 13 | 17 | 1 | #N/A | #N/A | 1 | 1 | 0 | 0 | 0 | 0 | 0 | #N/A | #N/A | 0 | 0 | 0 | 0 | 0 | #N/A | #N/A | 0 | #N/A | #N/A | #N/A | #N/A
12 | 13 | 18 | 1 | #N/A | #N/A | 1 | 1 | 0 | 0 | 0 | 0 | 0 | #N/A | #N/A | 0 | 0 | 0 | 0 | 0 | #N/A | #N/A | 0 | #N/A | #N/A | #N/A | #N/A
12 | 13 | 19 | 1 | #N/A | #N/A | 1 | 0 | 0 | 0 | 0 | 0 | 0 | #N/A | #N/A | 0 | 0 | 0 | 0 | 0 | #N/A | #N/A | 0 | #N/A | #N/A | #N/A | #N/A
12 | 13 | 20 | 1 | #N/A | #N/A | 1 | 0 | 0 | 0 | 0 | 0 | 0 | #N/A | #N/A | 0 | 0 | 0 | 0 | 0 | #N/A | #N/A | 0 | #N/A | #N/A | #N/A | #N/A
12 | 13 | 21 | 1 | #N/A | #N/A | 1 | 0 | 0 | 0 | 0 | 0 | 0 | #N/A | #N/A | 0 | 0 | 0 | 0 | 0 | #N/A | #N/A | 0 | #N/A | #N/A | #N/A | #N/A
12 | 13 | 22 | 1 | #N/A | #N/A | 1 | 0 | 0 | 0 | 0 | 0 | 0 | #N/A | #N/A | 0 | 0 | 0 | 0 | 0 | #N/A | #N/A | 0 | #N/A | #N/A | #N/A | #N/A
12 | 13 | 23 | 1 | #N/A | #N/A | 0 | 0 | 0 | 0 | 0 | 0 | 0 | #N/A | #N/A | 0 | 0 | 0 | 0 | 0 | #N/A | #N/A | 0 | #N/A | #N/A | #N/A | #N/A
12 | 13 | 24 | 1 | #N/A | #N/A | 0 | 0 | 0 | 0 | 0 | 0 | 0 | #N/A | #N/A | 0 | 0 | 0 | 0 | 0 | #N/A | #N/A | 0 | #N/A | #N/A | #N/A | #N/A
12 | 14 | 1 | 2 | #N/A | #N/A | 0 | 0 | 0 | 0 | 0 | 0 | 0 | #N/A | #N/A | 0 | 0 | 0 | 0 | 0 | #N/A | #N/A | 0 | #N/A | #N/A | #N/A | #N/A
12 | 14 | 2 | 2 | #N/A | #N/A | 0 | 0 | 0 | 0 | 0 | 0 | 0 | #N/A | #N/A | 0 | 0 | 0 | 0 | 0 | #N/A | #N/A | 0 | #N/A | #N/A | #N/A | #N/A
12 | 14 | 3 | 2 | #N/A | #N/A | 0 | 0 | 0 | 0 | 0 | 0 | 0 | #N/A | #N/A | 0 | 0 | 0 | 0 | 0 | #N/A | #N/A | 0 | #N/A | #N/A | #N/A | #N/A
12 | 14 | 4 | 2 | #N/A | #N/A | 0 | 0 | 0 | 0 | 0 | 0 | 0 | #N/A | #N/A | 0 | 0 | 0 | 0 | 0 | #N/A | #N/A | 0 | #N/A | #N/A | #N/A | #N/A
12 | 14 | 5 | 2 | #N/A | #N/A | 0 | 0 | 0 | 0 | 0 | 0 | 0 | #N/A | #N/A | 0 | 0 | 0 | 0 | 0 | #N/A | #N/A | 0 | #N/A | #N/A | #N/A | #N/A
12 | 14 | 6 | 2 | #N/A | #N/A | 1 | 0 | 0 | 0 | 0 | 0 | 0 | #N/A | #N/A | 0 | 0 | 0 | 0 | 0 | #N/A | #N/A | 0 | #N/A | #N/A | #N/A | #N/A
12 | 14 | 7 | 2 | #N/A | #N/A | 1 | 0 | 0 | 0 | 0 | 0 | 0 | #N/A | #N/A | 0 | 0 | 0 | 0 | 0 | #N/A | #N/A | 0 | #N/A | #N/A | #N/A | #N/A
12 | 14 | 8 | 2 | #N/A | #N/A | 1 | 0 | 0 | 0 | 0 | 0 | 0 | #N/A | #N/A | 0 | 0 | 0 | 0 | 0 | #N/A | #N/A | 0 | #N/A | #N/A | #N/A | #N/A
12 | 14 | 9 | 2 | #N/A | #N/A | 1 | 0 | 0 | 0 | 0 | 0 | 0 | #N/A | #N/A | 0 | 0 | 0 | 0 | 0 | #N/A | #N/A | 0 | #N/A | #N/A | #N/A | #N/A
12 | 14 | 10 | 2 | #N/A | #N/A | 1 | 0 | 0 | 0 | 0 | 0 | 0 | #N/A | #N/A | 0 | 0 | 0 | 0 | 0 | #N/A | #N/A | 0 | #N/A | #N/A | #N/A | #N/A
12 | 14 | 11 | 2 | #N/A | #N/A | 1 | 0 | 0 | 0 | 0 | 0 | 0 | #N/A | #N/A | 0 | 0 | 0 | 0 | 0 | #N/A | #N/A | 0 | #N/A | #N/A | #N/A | #N/A
12 | 14 | 12 | 2 | #N/A | #N/A | 1 | 0 | 0 | 0 | 0 | 0 | 0 | #N/A | #N/A | 0 | 0 | 0 | 0 | 0 | #N/A | #N/A | 0 | #N/A | #N/A | #N/A | #N/A
12 | 14 | 13 | 2 | #N/A | #N/A | 1 | 0 | 0 | 0 | 0 | 0 | 0 | #N/A | #N/A | 0 | 0 | 0 | 0 | 0 | #N/A | #N/A | 0 | #N/A | #N/A | #N/A | #N/A
12 | 14 | 14 | 2 | #N/A | #N/A | 1 | 0 | 0 | 0 | 0 | 0 | 0 | #N/A | #N/A | 0 | 0 | 0 | 0 | 0 | #N/A | #N/A | 0 | #N/A | #N/A | #N/A | #N/A
12 | 14 | 15 | 2 | #N/A | #N/A | 1 | 0 | 0 | 0 | 0 | 0 | 0 | #N/A | #N/A | 0 | 0 | 0 | 0 | 0 | #N/A | #N/A | 0 | #N/A | #N/A | #N/A | #N/A
12 | 14 | 16 | 2 | #N/A | #N/A | 1 | 0 | 0 | 0 | 0 | 0 | 0 | #N/A | #N/A | 0 | 0 | 0 | 0 | 0 | #N/A | #N/A | 0 | #N/A | #N/A | #N/A | #N/A
12 | 14 | 17 | 2 | #N/A | #N/A | 1 | 1 | 0 | 0 | 0 | 0 | 0 | #N/A | #N/A | 0 | 0 | 0 | 0 | 0 | #N/A | #N/A | 0 | #N/A | #N/A | #N/A | #N/A
12 | 14 | 18 | 2 | #N/A | #N/A | 1 | 1 | 0 | 0 | 0 | 0 | 0 | #N/A | #N/A | 0 | 0 | 0 | 0 | 0 | #N/A | #N/A | 0 | #N/A | #N/A | #N/A | #N/A
12 | 14 | 19 | 2 | #N/A | #N/A | 1 | 0 | 0 | 0 | 0 | 0 | 0 | #N/A | #N/A | 0 | 0 | 0 | 0 | 0 | #N/A | #N/A | 0 | #N/A | #N/A | #N/A | #N/A
12 | 14 | 20 | 2 | #N/A | #N/A | 1 | 0 | 0 | 0 | 0 | 0 | 0 | #N/A | #N/A | 0 | 0 | 0 | 0 | 0 | #N/A | #N/A | 0 | #N/A | #N/A | #N/A | #N/A
12 | 14 | 21 | 2 | #N/A | #N/A | 1 | 0 | 0 | 0 | 0 | 0 | 0 | #N/A | #N/A | 0 | 0 | 0 | 0 | 0 | #N/A | #N/A | 0 | #N/A | #N/A | #N/A | #N/A
12 | 14 | 22 | 2 | #N/A | #N/A | 1 | 0 | 0 | 0 | 0 | 0 | 0 | #N/A | #N/A | 0 | 0 | 0 | 0 | 0 | #N/A | #N/A | 0 | #N/A | #N/A | #N/A | #N/A
12 | 14 | 23 | 2 | #N/A | #N/A | 0 | 0 | 0 | 0 | 0 | 0 | 0 | #N/A | #N/A | 0 | 0 | 0 | 0 | 0 | #N/A | #N/A | 0 | #N/A | #N/A | #N/A | #N/A
12 | 14 | 24 | 2 | #N/A | #N/A | 0 | 0 | 0 | 0 | 0 | 0 | 0 | #N/A | #N/A | 0 | 0 | 0 | 0 | 0 | #N/A | #N/A | 0 | #N/A | #N/A | #N/A | #N/A
12 | 15 | 1 | 3 | #N/A | #N/A | 0 | 0 | 0 | 0 | 0 | 0 | 0 | #N/A | #N/A | 0 | 0 | 0 | 0 | 0 | #N/A | #N/A | 0 | #N/A | #N/A | #N/A | #N/A
12 | 15 | 2 | 3 | #N/A | #N/A | 0 | 0 | 0 | 0 | 0 | 0 | 0 | #N/A | #N/A | 0 | 0 | 0 | 0 | 0 | #N/A | #N/A | 0 | #N/A | #N/A | #N/A | #N/A
12 | 15 | 3 | 3 | #N/A | #N/A | 0 | 0 | 0 | 0 | 0 | 0 | 0 | #N/A | #N/A | 0 | 0 | 0 | 0 | 0 | #N/A | #N/A | 0 | #N/A | #N/A | #N/A | #N/A
12 | 15 | 4 | 3 | #N/A | #N/A | 0 | 0 | 0 | 0 | 0 | 0 | 0 | #N/A | #N/A | 0 | 0 | 0 | 0 | 0 | #N/A | #N/A | 0 | #N/A | #N/A | #N/A | #N/A
12 | 15 | 5 | 3 | #N/A | #N/A | 0 | 0 | 0 | 0 | 0 | 0 | 0 | #N/A | #N/A | 0 | 0 | 0 | 0 | 0 | #N/A | #N/A | 0 | #N/A | #N/A | #N/A | #N/A
12 | 15 | 6 | 3 | #N/A | #N/A | 1 | 0 | 0 | 0 | 0 | 0 | 0 | #N/A | #N/A | 0 | 0 | 0 | 0 | 0 | #N/A | #N/A | 0 | #N/A | #N/A | #N/A | #N/A
12 | 15 | 7 | 3 | #N/A | #N/A | 1 | 0 | 0 | 0 | 0 | 0 | 0 | #N/A | #N/A | 0 | 0 | 0 | 0 | 0 | #N/A | #N/A | 0 | #N/A | #N/A | #N/A | #N/A
12 | 15 | 8 | 3 | #N/A | #N/A | 1 | 0 | 0 | 0 | 0 | 0 | 0 | #N/A | #N/A | 0 | 0 | 0 | 0 | 0 | #N/A | #N/A | 0 | #N/A | #N/A | #N/A | #N/A
12 | 15 | 9 | 3 | #N/A | #N/A | 1 | 0 | 0 | 0 | 0 | 0 | 0 | #N/A | #N/A | 0 | 0 | 0 | 0 | 0 | #N/A | #N/A | 0 | #N/A | #N/A | #N/A | #N/A
12 | 15 | 10 | 3 | #N/A | #N/A | 1 | 0 | 0 | 0 | 0 | 0 | 0 | #N/A | #N/A | 0 | 0 | 0 | 0 | 0 | #N/A | #N/A | 0 | #N/A | #N/A | #N/A | #N/A
12 | 15 | 11 | 3 | #N/A | #N/A | 1 | 0 | 0 | 0 | 0 | 0 | 0 | #N/A | #N/A | 0 | 0 | 0 | 0 | 0 | #N/A | #N/A | 0 | #N/A | #N/A | #N/A | #N/A
12 | 15 | 12 | 3 | #N/A | #N/A | 1 | 0 | 0 | 0 | 0 | 0 | 0 | #N/A | #N/A | 0 | 0 | 0 | 0 | 0 | #N/A | #N/A | 0 | #N/A | #N/A | #N/A | #N/A
12 | 15 | 13 | 3 | #N/A | #N/A | 1 | 0 | 0 | 0 | 0 | 0 | 0 | #N/A | #N/A | 0 | 0 | 0 | 0 | 0 | #N/A | #N/A | 0 | #N/A | #N/A | #N/A | #N/A
12 | 15 | 14 | 3 | #N/A | #N/A | 1 | 0 | 0 | 0 | 0 | 0 | 0 | #N/A | #N/A | 0 | 0 | 0 | 0 | 0 | #N/A | #N/A | 0 | #N/A | #N/A | #N/A | #N/A
12 | 15 | 15 | 3 | #N/A | #N/A | 1 | 0 | 0 | 0 | 0 | 0 | 0 | #N/A | #N/A | 0 | 0 | 0 | 0 | 0 | #N/A | #N/A | 0 | #N/A | #N/A | #N/A | #N/A
12 | 15 | 16 | 3 | #N/A | #N/A | 1 | 0 | 0 | 0 | 0 | 0 | 0 | #N/A | #N/A | 0 | 0 | 0 | 0 | 0 | #N/A | #N/A | 0 | #N/A | #N/A | #N/A | #N/A
12 | 15 | 17 | 3 | #N/A | #N/A | 1 | 1 | 0 | 0 | 0 | 0 | 0 | #N/A | #N/A | 0 | 0 | 0 | 0 | 0 | #N/A | #N/A | 0 | #N/A | #N/A | #N/A | #N/A
12 | 15 | 18 | 3 | #N/A | #N/A | 1 | 1 | 0 | 0 | 0 | 0 | 0 | #N/A | #N/A | 0 | 0 | 0 | 0 | 0 | #N/A | #N/A | 0 | #N/A | #N/A | #N/A | #N/A
12 | 15 | 19 | 3 | #N/A | #N/A | 1 | 0 | 0 | 0 | 0 | 0 | 0 | #N/A | #N/A | 0 | 0 | 0 | 0 | 0 | #N/A | #N/A | 0 | #N/A | #N/A | #N/A | #N/A
12 | 15 | 20 | 3 | #N/A | #N/A | 1 | 0 | 0 | 0 | 0 | 0 | 0 | #N/A | #N/A | 0 | 0 | 0 | 0 | 0 | #N/A | #N/A | 0 | #N/A | #N/A | #N/A | #N/A
12 | 15 | 21 | 3 | #N/A | #N/A | 1 | 0 | 0 | 0 | 0 | 0 | 0 | #N/A | #N/A | 0 | 0 | 0 | 0 | 0 | #N/A | #N/A | 0 | #N/A | #N/A | #N/A | #N/A
12 | 15 | 22 | 3 | #N/A | #N/A | 1 | 0 | 0 | 0 | 0 | 0 | 0 | #N/A | #N/A | 0 | 0 | 0 | 0 | 0 | #N/A | #N/A | 0 | #N/A | #N/A | #N/A | #N/A
12 | 15 | 23 | 3 | #N/A | #N/A | 0 | 0 | 0 | 0 | 0 | 0 | 0 | #N/A | #N/A | 0 | 0 | 0 | 0 | 0 | #N/A | #N/A | 0 | #N/A | #N/A | #N/A | #N/A
12 | 15 | 24 | 3 | #N/A | #N/A | 0 | 0 | 0 | 0 | 0 | 0 | 0 | #N/A | #N/A | 0 | 0 | 0 | 0 | 0 | #N/A | #N/A | 0 | #N/A | #N/A | #N/A | #N/A
12 | 16 | 1 | 4 | #N/A | #N/A | 0 | 0 | 0 | 0 | 0 | 0 | 0 | #N/A | #N/A | 0 | 0 | 0 | 0 | 0 | #N/A | #N/A | 0 | #N/A | #N/A | #N/A | #N/A
12 | 16 | 2 | 4 | #N/A | #N/A | 0 | 0 | 0 | 0 | 0 | 0 | 0 | #N/A | #N/A | 0 | 0 | 0 | 0 | 0 | #N/A | #N/A | 0 | #N/A | #N/A | #N/A | #N/A
12 | 16 | 3 | 4 | #N/A | #N/A | 0 | 0 | 0 | 0 | 0 | 0 | 0 | #N/A | #N/A | 0 | 0 | 0 | 0 | 0 | #N/A | #N/A | 0 | #N/A | #N/A | #N/A | #N/A
12 | 16 | 4 | 4 | #N/A | #N/A | 0 | 0 | 0 | 0 | 0 | 0 | 0 | #N/A | #N/A | 0 | 0 | 0 | 0 | 0 | #N/A | #N/A | 0 | #N/A | #N/A | #N/A | #N/A
12 | 16 | 5 | 4 | #N/A | #N/A | 0 | 0 | 0 | 0 | 0 | 0 | 0 | #N/A | #N/A | 0 | 0 | 0 | 0 | 0 | #N/A | #N/A | 0 | #N/A | #N/A | #N/A | #N/A
12 | 16 | 6 | 4 | #N/A | #N/A | 1 | 0 | 0 | 0 | 0 | 0 | 0 | #N/A | #N/A | 0 | 0 | 0 | 0 | 0 | #N/A | #N/A | 0 | #N/A | #N/A | #N/A | #N/A
12 | 16 | 7 | 4 | #N/A | #N/A | 1 | 0 | 0 | 0 | 0 | 0 | 0 | #N/A | #N/A | 0 | 0 | 0 | 0 | 0 | #N/A | #N/A | 0 | #N/A | #N/A | #N/A | #N/A
12 | 16 | 8 | 4 | #N/A | #N/A | 1 | 0 | 0 | 0 | 0 | 0 | 0 | #N/A | #N/A | 0 | 0 | 0 | 0 | 0 | #N/A | #N/A | 0 | #N/A | #N/A | #N/A | #N/A
12 | 16 | 9 | 4 | #N/A | #N/A | 1 | 0 | 0 | 0 | 0 | 0 | 0 | #N/A | #N/A | 0 | 0 | 0 | 0 | 0 | #N/A | #N/A | 0 | #N/A | #N/A | #N/A | #N/A
12 | 16 | 10 | 4 | #N/A | #N/A | 1 | 0 | 0 | 0 | 0 | 0 | 0 | #N/A | #N/A | 0 | 0 | 0 | 0 | 0 | #N/A | #N/A | 0 | #N/A | #N/A | #N/A | #N/A
12 | 16 | 11 | 4 | #N/A | #N/A | 1 | 0 | 0 | 0 | 0 | 0 | 0 | #N/A | #N/A | 0 | 0 | 0 | 0 | 0 | #N/A | #N/A | 0 | #N/A | #N/A | #N/A | #N/A
12 | 16 | 12 | 4 | #N/A | #N/A | 1 | 0 | 0 | 0 | 0 | 0 | 0 | #N/A | #N/A | 0 | 0 | 0 | 0 | 0 | #N/A | #N/A | 0 | #N/A | #N/A | #N/A | #N/A
12 | 16 | 13 | 4 | #N/A | #N/A | 1 | 0 | 0 | 0 | 0 | 0 | 0 | #N/A | #N/A | 0 | 0 | 0 | 0 | 0 | #N/A | #N/A | 0 | #N/A | #N/A | #N/A | #N/A
12 | 16 | 14 | 4 | #N/A | #N/A | 1 | 0 | 0 | 0 | 0 | 0 | 0 | #N/A | #N/A | 0 | 0 | 0 | 0 | 0 | #N/A | #N/A | 0 | #N/A | #N/A | #N/A | #N/A
12 | 16 | 15 | 4 | #N/A | #N/A | 1 | 0 | 0 | 0 | 0 | 0 | 0 | #N/A | #N/A | 0 | 0 | 0 | 0 | 0 | #N/A | #N/A | 0 | #N/A | #N/A | #N/A | #N/A
12 | 16 | 16 | 4 | #N/A | #N/A | 1 | 0 | 0 | 0 | 0 | 0 | 0 | #N/A | #N/A | 0 | 0 | 0 | 0 | 0 | #N/A | #N/A | 0 | #N/A | #N/A | #N/A | #N/A
12 | 16 | 17 | 4 | #N/A | #N/A | 1 | 1 | 0 | 0 | 0 | 0 | 0 | #N/A | #N/A | 0 | 0 | 0 | 0 | 0 | #N/A | #N/A | 0 | #N/A | #N/A | #N/A | #N/A
12 | 16 | 18 | 4 | #N/A | #N/A | 1 | 1 | 0 | 0 | 0 | 0 | 0 | #N/A | #N/A | 0 | 0 | 0 | 0 | 0 | #N/A | #N/A | 0 | #N/A | #N/A | #N/A | #N/A
12 | 16 | 19 | 4 | #N/A | #N/A | 1 | 0 | 0 | 0 | 0 | 0 | 0 | #N/A | #N/A | 0 | 0 | 0 | 0 | 0 | #N/A | #N/A | 0 | #N/A | #N/A | #N/A | #N/A
12 | 16 | 20 | 4 | #N/A | #N/A | 1 | 0 | 0 | 0 | 0 | 0 | 0 | #N/A | #N/A | 0 | 0 | 0 | 0 | 0 | #N/A | #N/A | 0 | #N/A | #N/A | #N/A | #N/A
12 | 16 | 21 | 4 | #N/A | #N/A | 1 | 0 | 0 | 0 | 0 | 0 | 0 | #N/A | #N/A | 0 | 0 | 0 | 0 | 0 | #N/A | #N/A | 0 | #N/A | #N/A | #N/A | #N/A
12 | 16 | 22 | 4 | #N/A | #N/A | 1 | 0 | 0 | 0 | 0 | 0 | 0 | #N/A | #N/A | 0 | 0 | 0 | 0 | 0 | #N/A | #N/A | 0 | #N/A | #N/A | #N/A | #N/A
12 | 16 | 23 | 4 | #N/A | #N/A | 0 | 0 | 0 | 0 | 0 | 0 | 0 | #N/A | #N/A | 0 | 0 | 0 | 0 | 0 | #N/A | #N/A | 0 | #N/A | #N/A | #N/A | #N/A
12 | 16 | 24 | 4 | #N/A | #N/A | 0 | 0 | 0 | 0 | 0 | 0 | 0 | #N/A | #N/A | 0 | 0 | 0 | 0 | 0 | #N/A | #N/A | 0 | #N/A | #N/A | #N/A | #N/A
12 | 17 | 1 | 5 | #N/A | #N/A | 0 | 0 | 0 | 0 | 0 | 0 | 0 | #N/A | #N/A | 0 | 0 | 0 | 0 | 0 | #N/A | #N/A | 0 | #N/A | #N/A | #N/A | #N/A
12 | 17 | 2 | 5 | #N/A | #N/A | 0 | 0 | 0 | 0 | 0 | 0 | 0 | #N/A | #N/A | 0 | 0 | 0 | 0 | 0 | #N/A | #N/A | 0 | #N/A | #N/A | #N/A | #N/A
12 | 17 | 3 | 5 | #N/A | #N/A | 0 | 0 | 0 | 0 | 0 | 0 | 0 | #N/A | #N/A | 0 | 0 | 0 | 0 | 0 | #N/A | #N/A | 0 | #N/A | #N/A | #N/A | #N/A
12 | 17 | 4 | 5 | #N/A | #N/A | 0 | 0 | 0 | 0 | 0 | 0 | 0 | #N/A | #N/A | 0 | 0 | 0 | 0 | 0 | #N/A | #N/A | 0 | #N/A | #N/A | #N/A | #N/A
12 | 17 | 5 | 5 | #N/A | #N/A | 0 | 0 | 0 | 0 | 0 | 0 | 0 | #N/A | #N/A | 0 | 0 | 0 | 0 | 0 | #N/A | #N/A | 0 | #N/A | #N/A | #N/A | #N/A
12 | 17 | 6 | 5 | #N/A | #N/A | 1 | 0 | 0 | 0 | 0 | 0 | 0 | #N/A | #N/A | 0 | 0 | 0 | 0 | 0 | #N/A | #N/A | 0 | #N/A | #N/A | #N/A | #N/A
12 | 17 | 7 | 5 | #N/A | #N/A | 1 | 0 | 0 | 0 | 0 | 0 | 0 | #N/A | #N/A | 0 | 0 | 0 | 0 | 0 | #N/A | #N/A | 0 | #N/A | #N/A | #N/A | #N/A
12 | 17 | 8 | 5 | #N/A | #N/A | 1 | 0 | 0 | 0 | 0 | 0 | 0 | #N/A | #N/A | 0 | 0 | 0 | 0 | 0 | #N/A | #N/A | 0 | #N/A | #N/A | #N/A | #N/A
12 | 17 | 9 | 5 | #N/A | #N/A | 1 | 0 | 0 | 0 | 0 | 0 | 0 | #N/A | #N/A | 0 | 0 | 0 | 0 | 0 | #N/A | #N/A | 0 | #N/A | #N/A | #N/A | #N/A
12 | 17 | 10 | 5 | #N/A | #N/A | 1 | 0 | 0 | 0 | 0 | 0 | 0 | #N/A | #N/A | 0 | 0 | 0 | 0 | 0 | #N/A | #N/A | 0 | #N/A | #N/A | #N/A | #N/A
12 | 17 | 11 | 5 | #N/A | #N/A | 1 | 0 | 0 | 0 | 0 | 0 | 0 | #N/A | #N/A | 0 | 0 | 0 | 0 | 0 | #N/A | #N/A | 0 | #N/A | #N/A | #N/A | #N/A
12 | 17 | 12 | 5 | #N/A | #N/A | 1 | 0 | 0 | 0 | 0 | 0 | 0 | #N/A | #N/A | 0 | 0 | 0 | 0 | 0 | #N/A | #N/A | 0 | #N/A | #N/A | #N/A | #N/A
12 | 17 | 13 | 5 | #N/A | #N/A | 1 | 0 | 0 | 0 | 0 | 0 | 0 | #N/A | #N/A | 0 | 0 | 0 | 0 | 0 | #N/A | #N/A | 0 | #N/A | #N/A | #N/A | #N/A
12 | 17 | 14 | 5 | #N/A | #N/A | 1 | 0 | 0 | 0 | 0 | 0 | 0 | #N/A | #N/A | 0 | 0 | 0 | 0 | 0 | #N/A | #N/A | 0 | #N/A | #N/A | #N/A | #N/A
12 | 17 | 15 | 5 | #N/A | #N/A | 1 | 0 | 0 | 0 | 0 | 0 | 0 | #N/A | #N/A | 0 | 0 | 0 | 0 | 0 | #N/A | #N/A | 0 | #N/A | #N/A | #N/A | #N/A
12 | 17 | 16 | 5 | #N/A | #N/A | 1 | 0 | 0 | 0 | 0 | 0 | 0 | #N/A | #N/A | 0 | 0 | 0 | 0 | 0 | #N/A | #N/A | 0 | #N/A | #N/A | #N/A | #N/A
12 | 17 | 17 | 5 | #N/A | #N/A | 1 | 1 | 0 | 0 | 0 | 0 | 0 | #N/A | #N/A | 0 | 0 | 0 | 0 | 0 | #N/A | #N/A | 0 | #N/A | #N/A | #N/A | #N/A
12 | 17 | 18 | 5 | #N/A | #N/A | 1 | 1 | 0 | 0 | 0 | 0 | 0 | #N/A | #N/A | 0 | 0 | 0 | 0 | 0 | #N/A | #N/A | 0 | #N/A | #N/A | #N/A | #N/A
12 | 17 | 19 | 5 | #N/A | #N/A | 1 | 0 | 0 | 0 | 0 | 0 | 0 | #N/A | #N/A | 0 | 0 | 0 | 0 | 0 | #N/A | #N/A | 0 | #N/A | #N/A | #N/A | #N/A
12 | 17 | 20 | 5 | #N/A | #N/A | 1 | 0 | 0 | 0 | 0 | 0 | 0 | #N/A | #N/A | 0 | 0 | 0 | 0 | 0 | #N/A | #N/A | 0 | #N/A | #N/A | #N/A | #N/A
12 | 17 | 21 | 5 | #N/A | #N/A | 1 | 0 | 0 | 0 | 0 | 0 | 0 | #N/A | #N/A | 0 | 0 | 0 | 0 | 0 | #N/A | #N/A | 0 | #N/A | #N/A | #N/A | #N/A
12 | 17 | 22 | 5 | #N/A | #N/A | 1 | 0 | 0 | 0 | 0 | 0 | 0 | #N/A | #N/A | 0 | 0 | 0 | 0 | 0 | #N/A | #N/A | 0 | #N/A | #N/A | #N/A | #N/A
12 | 17 | 23 | 5 | #N/A | #N/A | 0 | 0 | 0 | 0 | 0 | 0 | 0 | #N/A | #N/A | 0 | 0 | 0 | 0 | 0 | #N/A | #N/A | 0 | #N/A | #N/A | #N/A | #N/A
12 | 17 | 24 | 5 | #N/A | #N/A | 0 | 0 | 0 | 0 | 0 | 0 | 0 | #N/A | #N/A | 0 | 0 | 0 | 0 | 0 | #N/A | #N/A | 0 | #N/A | #N/A | #N/A | #N/A
12 | 18 | 1 | 6 | #N/A | #N/A | 0 | 0 | 0 | 0 | 0 | 0 | 0 | #N/A | #N/A | 0 | 0 | 0 | 0 | 0 | #N/A | #N/A | 0 | #N/A | #N/A | #N/A | #N/A
12 | 18 | 2 | 6 | #N/A | #N/A | 0 | 0 | 0 | 0 | 0 | 0 | 0 | #N/A | #N/A | 0 | 0 | 0 | 0 | 0 | #N/A | #N/A | 0 | #N/A | #N/A | #N/A | #N/A
12 | 18 | 3 | 6 | #N/A | #N/A | 0 | 0 | 0 | 0 | 0 | 0 | 0 | #N/A | #N/A | 0 | 0 | 0 | 0 | 0 | #N/A | #N/A | 0 | #N/A | #N/A | #N/A | #N/A
12 | 18 | 4 | 6 | #N/A | #N/A | 0 | 0 | 0 | 0 | 0 | 0 | 0 | #N/A | #N/A | 0 | 0 | 0 | 0 | 0 | #N/A | #N/A | 0 | #N/A | #N/A | #N/A | #N/A
12 | 18 | 5 | 6 | #N/A | #N/A | 0 | 0 | 0 | 0 | 0 | 0 | 0 | #N/A | #N/A | 0 | 0 | 0 | 0 | 0 | #N/A | #N/A | 0 | #N/A | #N/A | #N/A | #N/A
12 | 18 | 6 | 6 | #N/A | #N/A | 0 | 0 | 0 | 0 | 0 | 0 | 0 | #N/A | #N/A | 0 | 0 | 0 | 0 | 0 | #N/A | #N/A | 0 | #N/A | #N/A | #N/A | #N/A
12 | 18 | 7 | 6 | #N/A | #N/A | 0 | 0 | 0 | 0 | 0 | 0 | 0 | #N/A | #N/A | 0 | 0 | 0 | 0 | 0 | #N/A | #N/A | 0 | #N/A | #N/A | #N/A | #N/A
12 | 18 | 8 | 6 | #N/A | #N/A | 0 | 0 | 0 | 0 | 0 | 0 | 0 | #N/A | #N/A | 0 | 0 | 0 | 0 | 0 | #N/A | #N/A | 0 | #N/A | #N/A | #N/A | #N/A
12 | 18 | 9 | 6 | #N/A | #N/A | 0 | 0 | 0 | 0 | 0 | 0 | 0 | #N/A | #N/A | 0 | 0 | 0 | 0 | 0 | #N/A | #N/A | 0 | #N/A | #N/A | #N/A | #N/A
12 | 18 | 10 | 6 | #N/A | #N/A | 0 | 0 | 0 | 0 | 0 | 0 | 0 | #N/A | #N/A | 0 | 0 | 0 | 0 | 0 | #N/A | #N/A | 0 | #N/A | #N/A | #N/A | #N/A
12 | 18 | 11 | 6 | #N/A | #N/A | 0 | 0 | 0 | 0 | 0 | 0 | 0 | #N/A | #N/A | 0 | 0 | 0 | 0 | 0 | #N/A | #N/A | 0 | #N/A | #N/A | #N/A | #N/A
12 | 18 | 12 | 6 | #N/A | #N/A | 0 | 0 | 0 | 0 | 0 | 0 | 0 | #N/A | #N/A | 0 | 0 | 0 | 0 | 0 | #N/A | #N/A | 0 | #N/A | #N/A | #N/A | #N/A
12 | 18 | 13 | 6 | #N/A | #N/A | 0 | 0 | 0 | 0 | 0 | 0 | 0 | #N/A | #N/A | 0 | 0 | 0 | 0 | 0 | #N/A | #N/A | 0 | #N/A | #N/A | #N/A | #N/A
12 | 18 | 14 | 6 | #N/A | #N/A | 0 | 0 | 0 | 0 | 0 | 0 | 0 | #N/A | #N/A | 0 | 0 | 0 | 0 | 0 | #N/A | #N/A | 0 | #N/A | #N/A | #N/A | #N/A
12 | 18 | 15 | 6 | #N/A | #N/A | 0 | 0 | 0 | 0 | 0 | 0 | 0 | #N/A | #N/A | 0 | 0 | 0 | 0 | 0 | #N/A | #N/A | 0 | #N/A | #N/A | #N/A | #N/A
12 | 18 | 16 | 6 | #N/A | #N/A | 0 | 0 | 0 | 0 | 0 | 0 | 0 | #N/A | #N/A | 0 | 0 | 0 | 0 | 0 | #N/A | #N/A | 0 | #N/A | #N/A | #N/A | #N/A
12 | 18 | 17 | 6 | #N/A | #N/A | 0 | 0 | 0 | 0 | 0 | 0 | 0 | #N/A | #N/A | 0 | 0 | 0 | 0 | 0 | #N/A | #N/A | 0 | #N/A | #N/A | #N/A | #N/A
12 | 18 | 18 | 6 | #N/A | #N/A | 0 | 0 | 0 | 0 | 0 | 0 | 0 | #N/A | #N/A | 0 | 0 | 0 | 0 | 0 | #N/A | #N/A | 0 | #N/A | #N/A | #N/A | #N/A
12 | 18 | 19 | 6 | #N/A | #N/A | 0 | 0 | 0 | 0 | 0 | 0 | 0 | #N/A | #N/A | 0 | 0 | 0 | 0 | 0 | #N/A | #N/A | 0 | #N/A | #N/A | #N/A | #N/A
12 | 18 | 20 | 6 | #N/A | #N/A | 0 | 0 | 0 | 0 | 0 | 0 | 0 | #N/A | #N/A | 0 | 0 | 0 | 0 | 0 | #N/A | #N/A | 0 | #N/A | #N/A | #N/A | #N/A
12 | 18 | 21 | 6 | #N/A | #N/A | 0 | 0 | 0 | 0 | 0 | 0 | 0 | #N/A | #N/A | 0 | 0 | 0 | 0 | 0 | #N/A | #N/A | 0 | #N/A | #N/A | #N/A | #N/A
12 | 18 | 22 | 6 | #N/A | #N/A | 0 | 0 | 0 | 0 | 0 | 0 | 0 | #N/A | #N/A | 0 | 0 | 0 | 0 | 0 | #N/A | #N/A | 0 | #N/A | #N/A | #N/A | #N/A
12 | 18 | 23 | 6 | #N/A | #N/A | 0 | 0 | 0 | 0 | 0 | 0 | 0 | #N/A | #N/A | 0 | 0 | 0 | 0 | 0 | #N/A | #N/A | 0 | #N/A | #N/A | #N/A | #N/A
12 | 18 | 24 | 6 | #N/A | #N/A | 0 | 0 | 0 | 0 | 0 | 0 | 0 | #N/A | #N/A | 0 | 0 | 0 | 0 | 0 | #N/A | #N/A | 0 | #N/A | #N/A | #N/A | #N/A
12 | 19 | 1 | 7 | #N/A | #N/A | 0 | 0 | 0 | 0 | 0 | 0 | 0 | #N/A | #N/A | 0 | 0 | 0 | 0 | 0 | #N/A | #N/A | 0 | #N/A | #N/A | #N/A | #N/A
12 | 19 | 2 | 7 | #N/A | #N/A | 0 | 0 | 0 | 0 | 0 | 0 | 0 | #N/A | #N/A | 0 | 0 | 0 | 0 | 0 | #N/A | #N/A | 0 | #N/A | #N/A | #N/A | #N/A
12 | 19 | 3 | 7 | #N/A | #N/A | 0 | 0 | 0 | 0 | 0 | 0 | 0 | #N/A | #N/A | 0 | 0 | 0 | 0 | 0 | #N/A | #N/A | 0 | #N/A | #N/A | #N/A | #N/A
12 | 19 | 4 | 7 | #N/A | #N/A | 0 | 0 | 0 | 0 | 0 | 0 | 0 | #N/A | #N/A | 0 | 0 | 0 | 0 | 0 | #N/A | #N/A | 0 | #N/A | #N/A | #N/A | #N/A
12 | 19 | 5 | 7 | #N/A | #N/A | 0 | 0 | 0 | 0 | 0 | 0 | 0 | #N/A | #N/A | 0 | 0 | 0 | 0 | 0 | #N/A | #N/A | 0 | #N/A | #N/A | #N/A | #N/A
12 | 19 | 6 | 7 | #N/A | #N/A | 0 | 0 | 0 | 0 | 0 | 0 | 0 | #N/A | #N/A | 0 | 0 | 0 | 0 | 0 | #N/A | #N/A | 0 | #N/A | #N/A | #N/A | #N/A
12 | 19 | 7 | 7 | #N/A | #N/A | 0 | 0 | 0 | 0 | 0 | 0 | 0 | #N/A | #N/A | 0 | 0 | 0 | 0 | 0 | #N/A | #N/A | 0 | #N/A | #N/A | #N/A | #N/A
12 | 19 | 8 | 7 | #N/A | #N/A | 0 | 0 | 0 | 0 | 0 | 0 | 0 | #N/A | #N/A | 0 | 0 | 0 | 0 | 0 | #N/A | #N/A | 0 | #N/A | #N/A | #N/A | #N/A
12 | 19 | 9 | 7 | #N/A | #N/A | 0 | 0 | 0 | 0 | 0 | 0 | 0 | #N/A | #N/A | 0 | 0 | 0 | 0 | 0 | #N/A | #N/A | 0 | #N/A | #N/A | #N/A | #N/A
12 | 19 | 10 | 7 | #N/A | #N/A | 0 | 0 | 0 | 0 | 0 | 0 | 0 | #N/A | #N/A | 0 | 0 | 0 | 0 | 0 | #N/A | #N/A | 0 | #N/A | #N/A | #N/A | #N/A
12 | 19 | 11 | 7 | #N/A | #N/A | 0 | 0 | 0 | 0 | 0 | 0 | 0 | #N/A | #N/A | 0 | 0 | 0 | 0 | 0 | #N/A | #N/A | 0 | #N/A | #N/A | #N/A | #N/A
12 | 19 | 12 | 7 | #N/A | #N/A | 0 | 0 | 0 | 0 | 0 | 0 | 0 | #N/A | #N/A | 0 | 0 | 0 | 0 | 0 | #N/A | #N/A | 0 | #N/A | #N/A | #N/A | #N/A
12 | 19 | 13 | 7 | #N/A | #N/A | 0 | 0 | 0 | 0 | 0 | 0 | 0 | #N/A | #N/A | 0 | 0 | 0 | 0 | 0 | #N/A | #N/A | 0 | #N/A | #N/A | #N/A | #N/A
12 | 19 | 14 | 7 | #N/A | #N/A | 0 | 0 | 0 | 0 | 0 | 0 | 0 | #N/A | #N/A | 0 | 0 | 0 | 0 | 0 | #N/A | #N/A | 0 | #N/A | #N/A | #N/A | #N/A
12 | 19 | 15 | 7 | #N/A | #N/A | 0 | 0 | 0 | 0 | 0 | 0 | 0 | #N/A | #N/A | 0 | 0 | 0 | 0 | 0 | #N/A | #N/A | 0 | #N/A | #N/A | #N/A | #N/A
12 | 19 | 16 | 7 | #N/A | #N/A | 0 | 0 | 0 | 0 | 0 | 0 | 0 | #N/A | #N/A | 0 | 0 | 0 | 0 | 0 | #N/A | #N/A | 0 | #N/A | #N/A | #N/A | #N/A
12 | 19 | 17 | 7 | #N/A | #N/A | 0 | 0 | 0 | 0 | 0 | 0 | 0 | #N/A | #N/A | 0 | 0 | 0 | 0 | 0 | #N/A | #N/A | 0 | #N/A | #N/A | #N/A | #N/A
12 | 19 | 18 | 7 | #N/A | #N/A | 0 | 0 | 0 | 0 | 0 | 0 | 0 | #N/A | #N/A | 0 | 0 | 0 | 0 | 0 | #N/A | #N/A | 0 | #N/A | #N/A | #N/A | #N/A
12 | 19 | 19 | 7 | #N/A | #N/A | 0 | 0 | 0 | 0 | 0 | 0 | 0 | #N/A | #N/A | 0 | 0 | 0 | 0 | 0 | #N/A | #N/A | 0 | #N/A | #N/A | #N/A | #N/A
12 | 19 | 20 | 7 | #N/A | #N/A | 0 | 0 | 0 | 0 | 0 | 0 | 0 | #N/A | #N/A | 0 | 0 | 0 | 0 | 0 | #N/A | #N/A | 0 | #N/A | #N/A | #N/A | #N/A
12 | 19 | 21 | 7 | #N/A | #N/A | 0 | 0 | 0 | 0 | 0 | 0 | 0 | #N/A | #N/A | 0 | 0 | 0 | 0 | 0 | #N/A | #N/A | 0 | #N/A | #N/A | #N/A | #N/A
12 | 19 | 22 | 7 | #N/A | #N/A | 0 | 0 | 0 | 0 | 0 | 0 | 0 | #N/A | #N/A | 0 | 0 | 0 | 0 | 0 | #N/A | #N/A | 0 | #N/A | #N/A | #N/A | #N/A
12 | 19 | 23 | 7 | #N/A | #N/A | 0 | 0 | 0 | 0 | 0 | 0 | 0 | #N/A | #N/A | 0 | 0 | 0 | 0 | 0 | #N/A | #N/A | 0 | #N/A | #N/A | #N/A | #N/A
12 | 19 | 24 | 7 | #N/A | #N/A | 0 | 0 | 0 | 0 | 0 | 0 | 0 | #N/A | #N/A | 0 | 0 | 0 | 0 | 0 | #N/A | #N/A | 0 | #N/A | #N/A | #N/A | #N/A
12 | 20 | 1 | 1 | #N/A | #N/A | 0 | 0 | 0 | 0 | 0 | 0 | 0 | #N/A | #N/A | 0 | 0 | 0 | 0 | 0 | #N/A | #N/A | 0 | #N/A | #N/A | #N/A | #N/A
12 | 20 | 2 | 1 | #N/A | #N/A | 0 | 0 | 0 | 0 | 0 | 0 | 0 | #N/A | #N/A | 0 | 0 | 0 | 0 | 0 | #N/A | #N/A | 0 | #N/A | #N/A | #N/A | #N/A
12 | 20 | 3 | 1 | #N/A | #N/A | 0 | 0 | 0 | 0 | 0 | 0 | 0 | #N/A | #N/A | 0 | 0 | 0 | 0 | 0 | #N/A | #N/A | 0 | #N/A | #N/A | #N/A | #N/A
12 | 20 | 4 | 1 | #N/A | #N/A | 0 | 0 | 0 | 0 | 0 | 0 | 0 | #N/A | #N/A | 0 | 0 | 0 | 0 | 0 | #N/A | #N/A | 0 | #N/A | #N/A | #N/A | #N/A
12 | 20 | 5 | 1 | #N/A | #N/A | 0 | 0 | 0 | 0 | 0 | 0 | 0 | #N/A | #N/A | 0 | 0 | 0 | 0 | 0 | #N/A | #N/A | 0 | #N/A | #N/A | #N/A | #N/A
12 | 20 | 6 | 1 | #N/A | #N/A | 1 | 0 | 0 | 0 | 0 | 0 | 0 | #N/A | #N/A | 0 | 0 | 0 | 0 | 0 | #N/A | #N/A | 0 | #N/A | #N/A | #N/A | #N/A
12 | 20 | 7 | 1 | #N/A | #N/A | 1 | 0 | 0 | 0 | 0 | 0 | 0 | #N/A | #N/A | 0 | 0 | 0 | 0 | 0 | #N/A | #N/A | 0 | #N/A | #N/A | #N/A | #N/A
12 | 20 | 8 | 1 | #N/A | #N/A | 1 | 0 | 0 | 0 | 0 | 0 | 0 | #N/A | #N/A | 0 | 0 | 0 | 0 | 0 | #N/A | #N/A | 0 | #N/A | #N/A | #N/A | #N/A
12 | 20 | 9 | 1 | #N/A | #N/A | 1 | 0 | 0 | 0 | 0 | 0 | 0 | #N/A | #N/A | 0 | 0 | 0 | 0 | 0 | #N/A | #N/A | 0 | #N/A | #N/A | #N/A | #N/A
12 | 20 | 10 | 1 | #N/A | #N/A | 1 | 0 | 0 | 0 | 0 | 0 | 0 | #N/A | #N/A | 0 | 0 | 0 | 0 | 0 | #N/A | #N/A | 0 | #N/A | #N/A | #N/A | #N/A
12 | 20 | 11 | 1 | #N/A | #N/A | 1 | 0 | 0 | 0 | 0 | 0 | 0 | #N/A | #N/A | 0 | 0 | 0 | 0 | 0 | #N/A | #N/A | 0 | #N/A | #N/A | #N/A | #N/A
12 | 20 | 12 | 1 | #N/A | #N/A | 1 | 0 | 0 | 0 | 0 | 0 | 0 | #N/A | #N/A | 0 | 0 | 0 | 0 | 0 | #N/A | #N/A | 0 | #N/A | #N/A | #N/A | #N/A
12 | 20 | 13 | 1 | #N/A | #N/A | 1 | 0 | 0 | 0 | 0 | 0 | 0 | #N/A | #N/A | 0 | 0 | 0 | 0 | 0 | #N/A | #N/A | 0 | #N/A | #N/A | #N/A | #N/A
12 | 20 | 14 | 1 | #N/A | #N/A | 1 | 0 | 0 | 0 | 0 | 0 | 0 | #N/A | #N/A | 0 | 0 | 0 | 0 | 0 | #N/A | #N/A | 0 | #N/A | #N/A | #N/A | #N/A
12 | 20 | 15 | 1 | #N/A | #N/A | 1 | 0 | 0 | 0 | 0 | 0 | 0 | #N/A | #N/A | 0 | 0 | 0 | 0 | 0 | #N/A | #N/A | 0 | #N/A | #N/A | #N/A | #N/A
12 | 20 | 16 | 1 | #N/A | #N/A | 1 | 0 | 0 | 0 | 0 | 0 | 0 | #N/A | #N/A | 0 | 0 | 0 | 0 | 0 | #N/A | #N/A | 0 | #N/A | #N/A | #N/A | #N/A
12 | 20 | 17 | 1 | #N/A | #N/A | 1 | 1 | 0 | 0 | 0 | 0 | 0 | #N/A | #N/A | 0 | 0 | 0 | 0 | 0 | #N/A | #N/A | 0 | #N/A | #N/A | #N/A | #N/A
12 | 20 | 18 | 1 | #N/A | #N/A | 1 | 1 | 0 | 0 | 0 | 0 | 0 | #N/A | #N/A | 0 | 0 | 0 | 0 | 0 | #N/A | #N/A | 0 | #N/A | #N/A | #N/A | #N/A
12 | 20 | 19 | 1 | #N/A | #N/A | 1 | 0 | 0 | 0 | 0 | 0 | 0 | #N/A | #N/A | 0 | 0 | 0 | 0 | 0 | #N/A | #N/A | 0 | #N/A | #N/A | #N/A | #N/A
12 | 20 | 20 | 1 | #N/A | #N/A | 1 | 0 | 0 | 0 | 0 | 0 | 0 | #N/A | #N/A | 0 | 0 | 0 | 0 | 0 | #N/A | #N/A | 0 | #N/A | #N/A | #N/A | #N/A
12 | 20 | 21 | 1 | #N/A | #N/A | 1 | 0 | 0 | 0 | 0 | 0 | 0 | #N/A | #N/A | 0 | 0 | 0 | 0 | 0 | #N/A | #N/A | 0 | #N/A | #N/A | #N/A | #N/A
12 | 20 | 22 | 1 | #N/A | #N/A | 1 | 0 | 0 | 0 | 0 | 0 | 0 | #N/A | #N/A | 0 | 0 | 0 | 0 | 0 | #N/A | #N/A | 0 | #N/A | #N/A | #N/A | #N/A
12 | 20 | 23 | 1 | #N/A | #N/A | 0 | 0 | 0 | 0 | 0 | 0 | 0 | #N/A | #N/A | 0 | 0 | 0 | 0 | 0 | #N/A | #N/A | 0 | #N/A | #N/A | #N/A | #N/A
12 | 20 | 24 | 1 | #N/A | #N/A | 0 | 0 | 0 | 0 | 0 | 0 | 0 | #N/A | #N/A | 0 | 0 | 0 | 0 | 0 | #N/A | #N/A | 0 | #N/A | #N/A | #N/A | #N/A
12 | 21 | 1 | 2 | #N/A | #N/A | 0 | 0 | 0 | 0 | 0 | 0 | 0 | #N/A | #N/A | 0 | 0 | 0 | 0 | 0 | #N/A | #N/A | 0 | #N/A | #N/A | #N/A | #N/A
12 | 21 | 2 | 2 | #N/A | #N/A | 0 | 0 | 0 | 0 | 0 | 0 | 0 | #N/A | #N/A | 0 | 0 | 0 | 0 | 0 | #N/A | #N/A | 0 | #N/A | #N/A | #N/A | #N/A
12 | 21 | 3 | 2 | #N/A | #N/A | 0 | 0 | 0 | 0 | 0 | 0 | 0 | #N/A | #N/A | 0 | 0 | 0 | 0 | 0 | #N/A | #N/A | 0 | #N/A | #N/A | #N/A | #N/A
12 | 21 | 4 | 2 | #N/A | #N/A | 0 | 0 | 0 | 0 | 0 | 0 | 0 | #N/A | #N/A | 0 | 0 | 0 | 0 | 0 | #N/A | #N/A | 0 | #N/A | #N/A | #N/A | #N/A
12 | 21 | 5 | 2 | #N/A | #N/A | 0 | 0 | 0 | 0 | 0 | 0 | 0 | #N/A | #N/A | 0 | 0 | 0 | 0 | 0 | #N/A | #N/A | 0 | #N/A | #N/A | #N/A | #N/A
12 | 21 | 6 | 2 | #N/A | #N/A | 1 | 0 | 0 | 0 | 0 | 0 | 0 | #N/A | #N/A | 0 | 0 | 0 | 0 | 0 | #N/A | #N/A | 0 | #N/A | #N/A | #N/A | #N/A
12 | 21 | 7 | 2 | #N/A | #N/A | 1 | 0 | 0 | 0 | 0 | 0 | 0 | #N/A | #N/A | 0 | 0 | 0 | 0 | 0 | #N/A | #N/A | 0 | #N/A | #N/A | #N/A | #N/A
12 | 21 | 8 | 2 | #N/A | #N/A | 1 | 0 | 0 | 0 | 0 | 0 | 0 | #N/A | #N/A | 0 | 0 | 0 | 0 | 0 | #N/A | #N/A | 0 | #N/A | #N/A | #N/A | #N/A
12 | 21 | 9 | 2 | #N/A | #N/A | 1 | 0 | 0 | 0 | 0 | 0 | 0 | #N/A | #N/A | 0 | 0 | 0 | 0 | 0 | #N/A | #N/A | 0 | #N/A | #N/A | #N/A | #N/A
12 | 21 | 10 | 2 | #N/A | #N/A | 1 | 0 | 0 | 0 | 0 | 0 | 0 | #N/A | #N/A | 0 | 0 | 0 | 0 | 0 | #N/A | #N/A | 0 | #N/A | #N/A | #N/A | #N/A
12 | 21 | 11 | 2 | #N/A | #N/A | 1 | 0 | 0 | 0 | 0 | 0 | 0 | #N/A | #N/A | 0 | 0 | 0 | 0 | 0 | #N/A | #N/A | 0 | #N/A | #N/A | #N/A | #N/A
12 | 21 | 12 | 2 | #N/A | #N/A | 1 | 0 | 0 | 0 | 0 | 0 | 0 | #N/A | #N/A | 0 | 0 | 0 | 0 | 0 | #N/A | #N/A | 0 | #N/A | #N/A | #N/A | #N/A
12 | 21 | 13 | 2 | #N/A | #N/A | 1 | 0 | 0 | 0 | 0 | 0 | 0 | #N/A | #N/A | 0 | 0 | 0 | 0 | 0 | #N/A | #N/A | 0 | #N/A | #N/A | #N/A | #N/A
12 | 21 | 14 | 2 | #N/A | #N/A | 1 | 0 | 0 | 0 | 0 | 0 | 0 | #N/A | #N/A | 0 | 0 | 0 | 0 | 0 | #N/A | #N/A | 0 | #N/A | #N/A | #N/A | #N/A
12 | 21 | 15 | 2 | #N/A | #N/A | 1 | 0 | 0 | 0 | 0 | 0 | 0 | #N/A | #N/A | 0 | 0 | 0 | 0 | 0 | #N/A | #N/A | 0 | #N/A | #N/A | #N/A | #N/A
12 | 21 | 16 | 2 | #N/A | #N/A | 1 | 0 | 0 | 0 | 0 | 0 | 0 | #N/A | #N/A | 0 | 0 | 0 | 0 | 0 | #N/A | #N/A | 0 | #N/A | #N/A | #N/A | #N/A
12 | 21 | 17 | 2 | #N/A | #N/A | 1 | 1 | 0 | 0 | 0 | 0 | 0 | #N/A | #N/A | 0 | 0 | 0 | 0 | 0 | #N/A | #N/A | 0 | #N/A | #N/A | #N/A | #N/A
12 | 21 | 18 | 2 | #N/A | #N/A | 1 | 1 | 0 | 0 | 0 | 0 | 0 | #N/A | #N/A | 0 | 0 | 0 | 0 | 0 | #N/A | #N/A | 0 | #N/A | #N/A | #N/A | #N/A
12 | 21 | 19 | 2 | #N/A | #N/A | 1 | 0 | 0 | 0 | 0 | 0 | 0 | #N/A | #N/A | 0 | 0 | 0 | 0 | 0 | #N/A | #N/A | 0 | #N/A | #N/A | #N/A | #N/A
12 | 21 | 20 | 2 | #N/A | #N/A | 1 | 0 | 0 | 0 | 0 | 0 | 0 | #N/A | #N/A | 0 | 0 | 0 | 0 | 0 | #N/A | #N/A | 0 | #N/A | #N/A | #N/A | #N/A
12 | 21 | 21 | 2 | #N/A | #N/A | 1 | 0 | 0 | 0 | 0 | 0 | 0 | #N/A | #N/A | 0 | 0 | 0 | 0 | 0 | #N/A | #N/A | 0 | #N/A | #N/A | #N/A | #N/A
12 | 21 | 22 | 2 | #N/A | #N/A | 1 | 0 | 0 | 0 | 0 | 0 | 0 | #N/A | #N/A | 0 | 0 | 0 | 0 | 0 | #N/A | #N/A | 0 | #N/A | #N/A | #N/A | #N/A
12 | 21 | 23 | 2 | #N/A | #N/A | 0 | 0 | 0 | 0 | 0 | 0 | 0 | #N/A | #N/A | 0 | 0 | 0 | 0 | 0 | #N/A | #N/A | 0 | #N/A | #N/A | #N/A | #N/A
12 | 21 | 24 | 2 | #N/A | #N/A | 0 | 0 | 0 | 0 | 0 | 0 | 0 | #N/A | #N/A | 0 | 0 | 0 | 0 | 0 | #N/A | #N/A | 0 | #N/A | #N/A | #N/A | #N/A
12 | 22 | 1 | 3 | #N/A | #N/A | 0 | 0 | 0 | 0 | 0 | 0 | 0 | #N/A | #N/A | 0 | 0 | 0 | 0 | 0 | #N/A | #N/A | 0 | #N/A | #N/A | #N/A | #N/A
12 | 22 | 2 | 3 | #N/A | #N/A | 0 | 0 | 0 | 0 | 0 | 0 | 0 | #N/A | #N/A | 0 | 0 | 0 | 0 | 0 | #N/A | #N/A | 0 | #N/A | #N/A | #N/A | #N/A
12 | 22 | 3 | 3 | #N/A | #N/A | 0 | 0 | 0 | 0 | 0 | 0 | 0 | #N/A | #N/A | 0 | 0 | 0 | 0 | 0 | #N/A | #N/A | 0 | #N/A | #N/A | #N/A | #N/A
12 | 22 | 4 | 3 | #N/A | #N/A | 0 | 0 | 0 | 0 | 0 | 0 | 0 | #N/A | #N/A | 0 | 0 | 0 | 0 | 0 | #N/A | #N/A | 0 | #N/A | #N/A | #N/A | #N/A
12 | 22 | 5 | 3 | #N/A | #N/A | 0 | 0 | 0 | 0 | 0 | 0 | 0 | #N/A | #N/A | 0 | 0 | 0 | 0 | 0 | #N/A | #N/A | 0 | #N/A | #N/A | #N/A | #N/A
12 | 22 | 6 | 3 | #N/A | #N/A | 1 | 0 | 0 | 0 | 0 | 0 | 0 | #N/A | #N/A | 0 | 0 | 0 | 0 | 0 | #N/A | #N/A | 0 | #N/A | #N/A | #N/A | #N/A
12 | 22 | 7 | 3 | #N/A | #N/A | 1 | 0 | 0 | 0 | 0 | 0 | 0 | #N/A | #N/A | 0 | 0 | 0 | 0 | 0 | #N/A | #N/A | 0 | #N/A | #N/A | #N/A | #N/A
12 | 22 | 8 | 3 | #N/A | #N/A | 1 | 0 | 0 | 0 | 0 | 0 | 0 | #N/A | #N/A | 0 | 0 | 0 | 0 | 0 | #N/A | #N/A | 0 | #N/A | #N/A | #N/A | #N/A
12 | 22 | 9 | 3 | #N/A | #N/A | 1 | 0 | 0 | 0 | 0 | 0 | 0 | #N/A | #N/A | 0 | 0 | 0 | 0 | 0 | #N/A | #N/A | 0 | #N/A | #N/A | #N/A | #N/A
12 | 22 | 10 | 3 | #N/A | #N/A | 1 | 0 | 0 | 0 | 0 | 0 | 0 | #N/A | #N/A | 0 | 0 | 0 | 0 | 0 | #N/A | #N/A | 0 | #N/A | #N/A | #N/A | #N/A
12 | 22 | 11 | 3 | #N/A | #N/A | 1 | 0 | 0 | 0 | 0 | 0 | 0 | #N/A | #N/A | 0 | 0 | 0 | 0 | 0 | #N/A | #N/A | 0 | #N/A | #N/A | #N/A | #N/A
12 | 22 | 12 | 3 | #N/A | #N/A | 1 | 0 | 0 | 0 | 0 | 0 | 0 | #N/A | #N/A | 0 | 0 | 0 | 0 | 0 | #N/A | #N/A | 0 | #N/A | #N/A | #N/A | #N/A
12 | 22 | 13 | 3 | #N/A | #N/A | 1 | 0 | 0 | 0 | 0 | 0 | 0 | #N/A | #N/A | 0 | 0 | 0 | 0 | 0 | #N/A | #N/A | 0 | #N/A | #N/A | #N/A | #N/A
12 | 22 | 14 | 3 | #N/A | #N/A | 1 | 0 | 0 | 0 | 0 | 0 | 0 | #N/A | #N/A | 0 | 0 | 0 | 0 | 0 | #N/A | #N/A | 0 | #N/A | #N/A | #N/A | #N/A
12 | 22 | 15 | 3 | #N/A | #N/A | 1 | 0 | 0 | 0 | 0 | 0 | 0 | #N/A | #N/A | 0 | 0 | 0 | 0 | 0 | #N/A | #N/A | 0 | #N/A | #N/A | #N/A | #N/A
12 | 22 | 16 | 3 | #N/A | #N/A | 1 | 0 | 0 | 0 | 0 | 0 | 0 | #N/A | #N/A | 0 | 0 | 0 | 0 | 0 | #N/A | #N/A | 0 | #N/A | #N/A | #N/A | #N/A
12 | 22 | 17 | 3 | #N/A | #N/A | 1 | 1 | 0 | 0 | 0 | 0 | 0 | #N/A | #N/A | 0 | 0 | 0 | 0 | 0 | #N/A | #N/A | 0 | #N/A | #N/A | #N/A | #N/A
12 | 22 | 18 | 3 | #N/A | #N/A | 1 | 1 | 0 | 0 | 0 | 0 | 0 | #N/A | #N/A | 0 | 0 | 0 | 0 | 0 | #N/A | #N/A | 0 | #N/A | #N/A | #N/A | #N/A
12 | 22 | 19 | 3 | #N/A | #N/A | 1 | 0 | 0 | 0 | 0 | 0 | 0 | #N/A | #N/A | 0 | 0 | 0 | 0 | 0 | #N/A | #N/A | 0 | #N/A | #N/A | #N/A | #N/A
12 | 22 | 20 | 3 | #N/A | #N/A | 1 | 0 | 0 | 0 | 0 | 0 | 0 | #N/A | #N/A | 0 | 0 | 0 | 0 | 0 | #N/A | #N/A | 0 | #N/A | #N/A | #N/A | #N/A
12 | 22 | 21 | 3 | #N/A | #N/A | 1 | 0 | 0 | 0 | 0 | 0 | 0 | #N/A | #N/A | 0 | 0 | 0 | 0 | 0 | #N/A | #N/A | 0 | #N/A | #N/A | #N/A | #N/A
12 | 22 | 22 | 3 | #N/A | #N/A | 1 | 0 | 0 | 0 | 0 | 0 | 0 | #N/A | #N/A | 0 | 0 | 0 | 0 | 0 | #N/A | #N/A | 0 | #N/A | #N/A | #N/A | #N/A
12 | 22 | 23 | 3 | #N/A | #N/A | 0 | 0 | 0 | 0 | 0 | 0 | 0 | #N/A | #N/A | 0 | 0 | 0 | 0 | 0 | #N/A | #N/A | 0 | #N/A | #N/A | #N/A | #N/A
12 | 22 | 24 | 3 | #N/A | #N/A | 0 | 0 | 0 | 0 | 0 | 0 | 0 | #N/A | #N/A | 0 | 0 | 0 | 0 | 0 | #N/A | #N/A | 0 | #N/A | #N/A | #N/A | #N/A
12 | 23 | 1 | 4 | #N/A | #N/A | 0 | 0 | 0 | 0 | 0 | 0 | 0 | #N/A | #N/A | 0 | 0 | 0 | 0 | 0 | #N/A | #N/A | 0 | #N/A | #N/A | #N/A | #N/A
12 | 23 | 2 | 4 | #N/A | #N/A | 0 | 0 | 0 | 0 | 0 | 0 | 0 | #N/A | #N/A | 0 | 0 | 0 | 0 | 0 | #N/A | #N/A | 0 | #N/A | #N/A | #N/A | #N/A
12 | 23 | 3 | 4 | #N/A | #N/A | 0 | 0 | 0 | 0 | 0 | 0 | 0 | #N/A | #N/A | 0 | 0 | 0 | 0 | 0 | #N/A | #N/A | 0 | #N/A | #N/A | #N/A | #N/A
12 | 23 | 4 | 4 | #N/A | #N/A | 0 | 0 | 0 | 0 | 0 | 0 | 0 | #N/A | #N/A | 0 | 0 | 0 | 0 | 0 | #N/A | #N/A | 0 | #N/A | #N/A | #N/A | #N/A
12 | 23 | 5 | 4 | #N/A | #N/A | 0 | 0 | 0 | 0 | 0 | 0 | 0 | #N/A | #N/A | 0 | 0 | 0 | 0 | 0 | #N/A | #N/A | 0 | #N/A | #N/A | #N/A | #N/A
12 | 23 | 6 | 4 | #N/A | #N/A | 1 | 0 | 0 | 0 | 0 | 0 | 0 | #N/A | #N/A | 0 | 0 | 0 | 0 | 0 | #N/A | #N/A | 0 | #N/A | #N/A | #N/A | #N/A
12 | 23 | 7 | 4 | #N/A | #N/A | 1 | 0 | 0 | 0 | 0 | 0 | 0 | #N/A | #N/A | 0 | 0 | 0 | 0 | 0 | #N/A | #N/A | 0 | #N/A | #N/A | #N/A | #N/A
12 | 23 | 8 | 4 | #N/A | #N/A | 1 | 0 | 0 | 0 | 0 | 0 | 0 | #N/A | #N/A | 0 | 0 | 0 | 0 | 0 | #N/A | #N/A | 0 | #N/A | #N/A | #N/A | #N/A
12 | 23 | 9 | 4 | #N/A | #N/A | 1 | 0 | 0 | 0 | 0 | 0 | 0 | #N/A | #N/A | 0 | 0 | 0 | 0 | 0 | #N/A | #N/A | 0 | #N/A | #N/A | #N/A | #N/A
12 | 23 | 10 | 4 | #N/A | #N/A | 1 | 0 | 0 | 0 | 0 | 0 | 0 | #N/A | #N/A | 0 | 0 | 0 | 0 | 0 | #N/A | #N/A | 0 | #N/A | #N/A | #N/A | #N/A
12 | 23 | 11 | 4 | #N/A | #N/A | 1 | 0 | 0 | 0 | 0 | 0 | 0 | #N/A | #N/A | 0 | 0 | 0 | 0 | 0 | #N/A | #N/A | 0 | #N/A | #N/A | #N/A | #N/A
12 | 23 | 12 | 4 | #N/A | #N/A | 1 | 0 | 0 | 0 | 0 | 0 | 0 | #N/A | #N/A | 0 | 0 | 0 | 0 | 0 | #N/A | #N/A | 0 | #N/A | #N/A | #N/A | #N/A
12 | 23 | 13 | 4 | #N/A | #N/A | 1 | 0 | 0 | 0 | 0 | 0 | 0 | #N/A | #N/A | 0 | 0 | 0 | 0 | 0 | #N/A | #N/A | 0 | #N/A | #N/A | #N/A | #N/A
12 | 23 | 14 | 4 | #N/A | #N/A | 1 | 0 | 0 | 0 | 0 | 0 | 0 | #N/A | #N/A | 0 | 0 | 0 | 0 | 0 | #N/A | #N/A | 0 | #N/A | #N/A | #N/A | #N/A
12 | 23 | 15 | 4 | #N/A | #N/A | 1 | 0 | 0 | 0 | 0 | 0 | 0 | #N/A | #N/A | 0 | 0 | 0 | 0 | 0 | #N/A | #N/A | 0 | #N/A | #N/A | #N/A | #N/A
12 | 23 | 16 | 4 | #N/A | #N/A | 1 | 0 | 0 | 0 | 0 | 0 | 0 | #N/A | #N/A | 0 | 0 | 0 | 0 | 0 | #N/A | #N/A | 0 | #N/A | #N/A | #N/A | #N/A
12 | 23 | 17 | 4 | #N/A | #N/A | 1 | 1 | 0 | 0 | 0 | 0 | 0 | #N/A | #N/A | 0 | 0 | 0 | 0 | 0 | #N/A | #N/A | 0 | #N/A | #N/A | #N/A | #N/A
12 | 23 | 18 | 4 | #N/A | #N/A | 1 | 1 | 0 | 0 | 0 | 0 | 0 | #N/A | #N/A | 0 | 0 | 0 | 0 | 0 | #N/A | #N/A | 0 | #N/A | #N/A | #N/A | #N/A
12 | 23 | 19 | 4 | #N/A | #N/A | 1 | 0 | 0 | 0 | 0 | 0 | 0 | #N/A | #N/A | 0 | 0 | 0 | 0 | 0 | #N/A | #N/A | 0 | #N/A | #N/A | #N/A | #N/A
12 | 23 | 20 | 4 | #N/A | #N/A | 1 | 0 | 0 | 0 | 0 | 0 | 0 | #N/A | #N/A | 0 | 0 | 0 | 0 | 0 | #N/A | #N/A | 0 | #N/A | #N/A | #N/A | #N/A
12 | 23 | 21 | 4 | #N/A | #N/A | 1 | 0 | 0 | 0 | 0 | 0 | 0 | #N/A | #N/A | 0 | 0 | 0 | 0 | 0 | #N/A | #N/A | 0 | #N/A | #N/A | #N/A | #N/A
12 | 23 | 22 | 4 | #N/A | #N/A | 1 | 0 | 0 | 0 | 0 | 0 | 0 | #N/A | #N/A | 0 | 0 | 0 | 0 | 0 | #N/A | #N/A | 0 | #N/A | #N/A | #N/A | #N/A
12 | 23 | 23 | 4 | #N/A | #N/A | 0 | 0 | 0 | 0 | 0 | 0 | 0 | #N/A | #N/A | 0 | 0 | 0 | 0 | 0 | #N/A | #N/A | 0 | #N/A | #N/A | #N/A | #N/A
12 | 23 | 24 | 4 | #N/A | #N/A | 0 | 0 | 0 | 0 | 0 | 0 | 0 | #N/A | #N/A | 0 | 0 | 0 | 0 | 0 | #N/A | #N/A | 0 | #N/A | #N/A | #N/A | #N/A
12 | 24 | 1 | 8 | #N/A | #N/A | 0 | 0 | 0 | 0 | 0 | 0 | 0 | #N/A | #N/A | 0 | 0 | 0 | 0 | 0 | #N/A | #N/A | 0 | #N/A | #N/A | #N/A | #N/A
12 | 24 | 2 | 8 | #N/A | #N/A | 0 | 0 | 0 | 0 | 0 | 0 | 0 | #N/A | #N/A | 0 | 0 | 0 | 0 | 0 | #N/A | #N/A | 0 | #N/A | #N/A | #N/A | #N/A
12 | 24 | 3 | 8 | #N/A | #N/A | 0 | 0 | 0 | 0 | 0 | 0 | 0 | #N/A | #N/A | 0 | 0 | 0 | 0 | 0 | #N/A | #N/A | 0 | #N/A | #N/A | #N/A | #N/A
12 | 24 | 4 | 8 | #N/A | #N/A | 0 | 0 | 0 | 0 | 0 | 0 | 0 | #N/A | #N/A | 0 | 0 | 0 | 0 | 0 | #N/A | #N/A | 0 | #N/A | #N/A | #N/A | #N/A
12 | 24 | 5 | 8 | #N/A | #N/A | 0 | 0 | 0 | 0 | 0 | 0 | 0 | #N/A | #N/A | 0 | 0 | 0 | 0 | 0 | #N/A | #N/A | 0 | #N/A | #N/A | #N/A | #N/A
12 | 24 | 6 | 8 | #N/A | #N/A | 0 | 0 | 0 | 0 | 0 | 0 | 0 | #N/A | #N/A | 0 | 0 | 0 | 0 | 0 | #N/A | #N/A | 0 | #N/A | #N/A | #N/A | #N/A
12 | 24 | 7 | 8 | #N/A | #N/A | 0 | 0 | 0 | 0 | 0 | 0 | 0 | #N/A | #N/A | 0 | 0 | 0 | 0 | 0 | #N/A | #N/A | 0 | #N/A | #N/A | #N/A | #N/A
12 | 24 | 8 | 8 | #N/A | #N/A | 0 | 0 | 0 | 0 | 0 | 0 | 0 | #N/A | #N/A | 0 | 0 | 0 | 0 | 0 | #N/A | #N/A | 0 | #N/A | #N/A | #N/A | #N/A
12 | 24 | 9 | 8 | #N/A | #N/A | 0 | 0 | 0 | 0 | 0 | 0 | 0 | #N/A | #N/A | 0 | 0 | 0 | 0 | 0 | #N/A | #N/A | 0 | #N/A | #N/A | #N/A | #N/A
12 | 24 | 10 | 8 | #N/A | #N/A | 0 | 0 | 0 | 0 | 0 | 0 | 0 | #N/A | #N/A | 0 | 0 | 0 | 0 | 0 | #N/A | #N/A | 0 | #N/A | #N/A | #N/A | #N/A
12 | 24 | 11 | 8 | #N/A | #N/A | 0 | 0 | 0 | 0 | 0 | 0 | 0 | #N/A | #N/A | 0 | 0 | 0 | 0 | 0 | #N/A | #N/A | 0 | #N/A | #N/A | #N/A | #N/A
12 | 24 | 12 | 8 | #N/A | #N/A | 0 | 0 | 0 | 0 | 0 | 0 | 0 | #N/A | #N/A | 0 | 0 | 0 | 0 | 0 | #N/A | #N/A | 0 | #N/A | #N/A | #N/A | #N/A
12 | 24 | 13 | 8 | #N/A | #N/A | 0 | 0 | 0 | 0 | 0 | 0 | 0 | #N/A | #N/A | 0 | 0 | 0 | 0 | 0 | #N/A | #N/A | 0 | #N/A | #N/A | #N/A | #N/A
12 | 24 | 14 | 8 | #N/A | #N/A | 0 | 0 | 0 | 0 | 0 | 0 | 0 | #N/A | #N/A | 0 | 0 | 0 | 0 | 0 | #N/A | #N/A | 0 | #N/A | #N/A | #N/A | #N/A
12 | 24 | 15 | 8 | #N/A | #N/A | 0 | 0 | 0 | 0 | 0 | 0 | 0 | #N/A | #N/A | 0 | 0 | 0 | 0 | 0 | #N/A | #N/A | 0 | #N/A | #N/A | #N/A | #N/A
12 | 24 | 16 | 8 | #N/A | #N/A | 0 | 0 | 0 | 0 | 0 | 0 | 0 | #N/A | #N/A | 0 | 0 | 0 | 0 | 0 | #N/A | #N/A | 0 | #N/A | #N/A | #N/A | #N/A
12 | 24 | 17 | 8 | #N/A | #N/A | 0 | 0 | 0 | 0 | 0 | 0 | 0 | #N/A | #N/A | 0 | 0 | 0 | 0 | 0 | #N/A | #N/A | 0 | #N/A | #N/A | #N/A | #N/A
12 | 24 | 18 | 8 | #N/A | #N/A | 0 | 0 | 0 | 0 | 0 | 0 | 0 | #N/A | #N/A | 0 | 0 | 0 | 0 | 0 | #N/A | #N/A | 0 | #N/A | #N/A | #N/A | #N/A
12 | 24 | 19 | 8 | #N/A | #N/A | 0 | 0 | 0 | 0 | 0 | 0 | 0 | #N/A | #N/A | 0 | 0 | 0 | 0 | 0 | #N/A | #N/A | 0 | #N/A | #N/A | #N/A | #N/A
12 | 24 | 20 | 8 | #N/A | #N/A | 0 | 0 | 0 | 0 | 0 | 0 | 0 | #N/A | #N/A | 0 | 0 | 0 | 0 | 0 | #N/A | #N/A | 0 | #N/A | #N/A | #N/A | #N/A
12 | 24 | 21 | 8 | #N/A | #N/A | 0 | 0 | 0 | 0 | 0 | 0 | 0 | #N/A | #N/A | 0 | 0 | 0 | 0 | 0 | #N/A | #N/A | 0 | #N/A | #N/A | #N/A | #N/A
12 | 24 | 22 | 8 | #N/A | #N/A | 0 | 0 | 0 | 0 | 0 | 0 | 0 | #N/A | #N/A | 0 | 0 | 0 | 0 | 0 | #N/A | #N/A | 0 | #N/A | #N/A | #N/A | #N/A
12 | 24 | 23 | 8 | #N/A | #N/A | 0 | 0 | 0 | 0 | 0 | 0 | 0 | #N/A | #N/A | 0 | 0 | 0 | 0 | 0 | #N/A | #N/A | 0 | #N/A | #N/A | #N/A | #N/A
12 | 24 | 24 | 8 | #N/A | #N/A | 0 | 0 | 0 | 0 | 0 | 0 | 0 | #N/A | #N/A | 0 | 0 | 0 | 0 | 0 | #N/A | #N/A | 0 | #N/A | #N/A | #N/A | #N/A
12 | 25 | 1 | 6 | #N/A | #N/A | 0 | 0 | 0 | 0 | 0 | 0 | 0 | #N/A | #N/A | 0 | 0 | 0 | 0 | 0 | #N/A | #N/A | 0 | #N/A | #N/A | #N/A | #N/A
12 | 25 | 2 | 6 | #N/A | #N/A | 0 | 0 | 0 | 0 | 0 | 0 | 0 | #N/A | #N/A | 0 | 0 | 0 | 0 | 0 | #N/A | #N/A | 0 | #N/A | #N/A | #N/A | #N/A
12 | 25 | 3 | 6 | #N/A | #N/A | 0 | 0 | 0 | 0 | 0 | 0 | 0 | #N/A | #N/A | 0 | 0 | 0 | 0 | 0 | #N/A | #N/A | 0 | #N/A | #N/A | #N/A | #N/A
12 | 25 | 4 | 6 | #N/A | #N/A | 0 | 0 | 0 | 0 | 0 | 0 | 0 | #N/A | #N/A | 0 | 0 | 0 | 0 | 0 | #N/A | #N/A | 0 | #N/A | #N/A | #N/A | #N/A
12 | 25 | 5 | 6 | #N/A | #N/A | 0 | 0 | 0 | 0 | 0 | 0 | 0 | #N/A | #N/A | 0 | 0 | 0 | 0 | 0 | #N/A | #N/A | 0 | #N/A | #N/A | #N/A | #N/A
12 | 25 | 6 | 6 | #N/A | #N/A | 0 | 0 | 0 | 0 | 0 | 0 | 0 | #N/A | #N/A | 0 | 0 | 0 | 0 | 0 | #N/A | #N/A | 0 | #N/A | #N/A | #N/A | #N/A
12 | 25 | 7 | 6 | #N/A | #N/A | 0 | 0 | 0 | 0 | 0 | 0 | 0 | #N/A | #N/A | 0 | 0 | 0 | 0 | 0 | #N/A | #N/A | 0 | #N/A | #N/A | #N/A | #N/A
12 | 25 | 8 | 6 | #N/A | #N/A | 0 | 0 | 0 | 0 | 0 | 0 | 0 | #N/A | #N/A | 0 | 0 | 0 | 0 | 0 | #N/A | #N/A | 0 | #N/A | #N/A | #N/A | #N/A
12 | 25 | 9 | 6 | #N/A | #N/A | 0 | 0 | 0 | 0 | 0 | 0 | 0 | #N/A | #N/A | 0 | 0 | 0 | 0 | 0 | #N/A | #N/A | 0 | #N/A | #N/A | #N/A | #N/A
12 | 25 | 10 | 6 | #N/A | #N/A | 0 | 0 | 0 | 0 | 0 | 0 | 0 | #N/A | #N/A | 0 | 0 | 0 | 0 | 0 | #N/A | #N/A | 0 | #N/A | #N/A | #N/A | #N/A
12 | 25 | 11 | 6 | #N/A | #N/A | 0 | 0 | 0 | 0 | 0 | 0 | 0 | #N/A | #N/A | 0 | 0 | 0 | 0 | 0 | #N/A | #N/A | 0 | #N/A | #N/A | #N/A | #N/A
12 | 25 | 12 | 6 | #N/A | #N/A | 0 | 0 | 0 | 0 | 0 | 0 | 0 | #N/A | #N/A | 0 | 0 | 0 | 0 | 0 | #N/A | #N/A | 0 | #N/A | #N/A | #N/A | #N/A
12 | 25 | 13 | 6 | #N/A | #N/A | 0 | 0 | 0 | 0 | 0 | 0 | 0 | #N/A | #N/A | 0 | 0 | 0 | 0 | 0 | #N/A | #N/A | 0 | #N/A | #N/A | #N/A | #N/A
12 | 25 | 14 | 6 | #N/A | #N/A | 0 | 0 | 0 | 0 | 0 | 0 | 0 | #N/A | #N/A | 0 | 0 | 0 | 0 | 0 | #N/A | #N/A | 0 | #N/A | #N/A | #N/A | #N/A
12 | 25 | 15 | 6 | #N/A | #N/A | 0 | 0 | 0 | 0 | 0 | 0 | 0 | #N/A | #N/A | 0 | 0 | 0 | 0 | 0 | #N/A | #N/A | 0 | #N/A | #N/A | #N/A | #N/A
12 | 25 | 16 | 6 | #N/A | #N/A | 0 | 0 | 0 | 0 | 0 | 0 | 0 | #N/A | #N/A | 0 | 0 | 0 | 0 | 0 | #N/A | #N/A | 0 | #N/A | #N/A | #N/A | #N/A
12 | 25 | 17 | 6 | #N/A | #N/A | 0 | 0 | 0 | 0 | 0 | 0 | 0 | #N/A | #N/A | 0 | 0 | 0 | 0 | 0 | #N/A | #N/A | 0 | #N/A | #N/A | #N/A | #N/A
12 | 25 | 18 | 6 | #N/A | #N/A | 0 | 0 | 0 | 0 | 0 | 0 | 0 | #N/A | #N/A | 0 | 0 | 0 | 0 | 0 | #N/A | #N/A | 0 | #N/A | #N/A | #N/A | #N/A
12 | 25 | 19 | 6 | #N/A | #N/A | 0 | 0 | 0 | 0 | 0 | 0 | 0 | #N/A | #N/A | 0 | 0 | 0 | 0 | 0 | #N/A | #N/A | 0 | #N/A | #N/A | #N/A | #N/A
12 | 25 | 20 | 6 | #N/A | #N/A | 0 | 0 | 0 | 0 | 0 | 0 | 0 | #N/A | #N/A | 0 | 0 | 0 | 0 | 0 | #N/A | #N/A | 0 | #N/A | #N/A | #N/A | #N/A
12 | 25 | 21 | 6 | #N/A | #N/A | 0 | 0 | 0 | 0 | 0 | 0 | 0 | #N/A | #N/A | 0 | 0 | 0 | 0 | 0 | #N/A | #N/A | 0 | #N/A | #N/A | #N/A | #N/A
12 | 25 | 22 | 6 | #N/A | #N/A | 0 | 0 | 0 | 0 | 0 | 0 | 0 | #N/A | #N/A | 0 | 0 | 0 | 0 | 0 | #N/A | #N/A | 0 | #N/A | #N/A | #N/A | #N/A
12 | 25 | 23 | 6 | #N/A | #N/A | 0 | 0 | 0 | 0 | 0 | 0 | 0 | #N/A | #N/A | 0 | 0 | 0 | 0 | 0 | #N/A | #N/A | 0 | #N/A | #N/A | #N/A | #N/A
12 | 25 | 24 | 6 | #N/A | #N/A | 0 | 0 | 0 | 0 | 0 | 0 | 0 | #N/A | #N/A | 0 | 0 | 0 | 0 | 0 | #N/A | #N/A | 0 | #N/A | #N/A | #N/A | #N/A
12 | 26 | 1 | 7 | #N/A | #N/A | 0 | 0 | 0 | 0 | 0 | 0 | 0 | #N/A | #N/A | 0 | 0 | 0 | 0 | 0 | #N/A | #N/A | 0 | #N/A | #N/A | #N/A | #N/A
12 | 26 | 2 | 7 | #N/A | #N/A | 0 | 0 | 0 | 0 | 0 | 0 | 0 | #N/A | #N/A | 0 | 0 | 0 | 0 | 0 | #N/A | #N/A | 0 | #N/A | #N/A | #N/A | #N/A
12 | 26 | 3 | 7 | #N/A | #N/A | 0 | 0 | 0 | 0 | 0 | 0 | 0 | #N/A | #N/A | 0 | 0 | 0 | 0 | 0 | #N/A | #N/A | 0 | #N/A | #N/A | #N/A | #N/A
12 | 26 | 4 | 7 | #N/A | #N/A | 0 | 0 | 0 | 0 | 0 | 0 | 0 | #N/A | #N/A | 0 | 0 | 0 | 0 | 0 | #N/A | #N/A | 0 | #N/A | #N/A | #N/A | #N/A
12 | 26 | 5 | 7 | #N/A | #N/A | 0 | 0 | 0 | 0 | 0 | 0 | 0 | #N/A | #N/A | 0 | 0 | 0 | 0 | 0 | #N/A | #N/A | 0 | #N/A | #N/A | #N/A | #N/A
12 | 26 | 6 | 7 | #N/A | #N/A | 0 | 0 | 0 | 0 | 0 | 0 | 0 | #N/A | #N/A | 0 | 0 | 0 | 0 | 0 | #N/A | #N/A | 0 | #N/A | #N/A | #N/A | #N/A
12 | 26 | 7 | 7 | #N/A | #N/A | 0 | 0 | 0 | 0 | 0 | 0 | 0 | #N/A | #N/A | 0 | 0 | 0 | 0 | 0 | #N/A | #N/A | 0 | #N/A | #N/A | #N/A | #N/A
12 | 26 | 8 | 7 | #N/A | #N/A | 0 | 0 | 0 | 0 | 0 | 0 | 0 | #N/A | #N/A | 0 | 0 | 0 | 0 | 0 | #N/A | #N/A | 0 | #N/A | #N/A | #N/A | #N/A
12 | 26 | 9 | 7 | #N/A | #N/A | 0 | 0 | 0 | 0 | 0 | 0 | 0 | #N/A | #N/A | 0 | 0 | 0 | 0 | 0 | #N/A | #N/A | 0 | #N/A | #N/A | #N/A | #N/A
12 | 26 | 10 | 7 | #N/A | #N/A | 0 | 0 | 0 | 0 | 0 | 0 | 0 | #N/A | #N/A | 0 | 0 | 0 | 0 | 0 | #N/A | #N/A | 0 | #N/A | #N/A | #N/A | #N/A
12 | 26 | 11 | 7 | #N/A | #N/A | 0 | 0 | 0 | 0 | 0 | 0 | 0 | #N/A | #N/A | 0 | 0 | 0 | 0 | 0 | #N/A | #N/A | 0 | #N/A | #N/A | #N/A | #N/A
12 | 26 | 12 | 7 | #N/A | #N/A | 0 | 0 | 0 | 0 | 0 | 0 | 0 | #N/A | #N/A | 0 | 0 | 0 | 0 | 0 | #N/A | #N/A | 0 | #N/A | #N/A | #N/A | #N/A
12 | 26 | 13 | 7 | #N/A | #N/A | 0 | 0 | 0 | 0 | 0 | 0 | 0 | #N/A | #N/A | 0 | 0 | 0 | 0 | 0 | #N/A | #N/A | 0 | #N/A | #N/A | #N/A | #N/A
12 | 26 | 14 | 7 | #N/A | #N/A | 0 | 0 | 0 | 0 | 0 | 0 | 0 | #N/A | #N/A | 0 | 0 | 0 | 0 | 0 | #N/A | #N/A | 0 | #N/A | #N/A | #N/A | #N/A
12 | 26 | 15 | 7 | #N/A | #N/A | 0 | 0 | 0 | 0 | 0 | 0 | 0 | #N/A | #N/A | 0 | 0 | 0 | 0 | 0 | #N/A | #N/A | 0 | #N/A | #N/A | #N/A | #N/A
12 | 26 | 16 | 7 | #N/A | #N/A | 0 | 0 | 0 | 0 | 0 | 0 | 0 | #N/A | #N/A | 0 | 0 | 0 | 0 | 0 | #N/A | #N/A | 0 | #N/A | #N/A | #N/A | #N/A
12 | 26 | 17 | 7 | #N/A | #N/A | 0 | 0 | 0 | 0 | 0 | 0 | 0 | #N/A | #N/A | 0 | 0 | 0 | 0 | 0 | #N/A | #N/A | 0 | #N/A | #N/A | #N/A | #N/A
12 | 26 | 18 | 7 | #N/A | #N/A | 0 | 0 | 0 | 0 | 0 | 0 | 0 | #N/A | #N/A | 0 | 0 | 0 | 0 | 0 | #N/A | #N/A | 0 | #N/A | #N/A | #N/A | #N/A
12 | 26 | 19 | 7 | #N/A | #N/A | 0 | 0 | 0 | 0 | 0 | 0 | 0 | #N/A | #N/A | 0 | 0 | 0 | 0 | 0 | #N/A | #N/A | 0 | #N/A | #N/A | #N/A | #N/A
12 | 26 | 20 | 7 | #N/A | #N/A | 0 | 0 | 0 | 0 | 0 | 0 | 0 | #N/A | #N/A | 0 | 0 | 0 | 0 | 0 | #N/A | #N/A | 0 | #N/A | #N/A | #N/A | #N/A
12 | 26 | 21 | 7 | #N/A | #N/A | 0 | 0 | 0 | 0 | 0 | 0 | 0 | #N/A | #N/A | 0 | 0 | 0 | 0 | 0 | #N/A | #N/A | 0 | #N/A | #N/A | #N/A | #N/A
12 | 26 | 22 | 7 | #N/A | #N/A | 0 | 0 | 0 | 0 | 0 | 0 | 0 | #N/A | #N/A | 0 | 0 | 0 | 0 | 0 | #N/A | #N/A | 0 | #N/A | #N/A | #N/A | #N/A
12 | 26 | 23 | 7 | #N/A | #N/A | 0 | 0 | 0 | 0 | 0 | 0 | 0 | #N/A | #N/A | 0 | 0 | 0 | 0 | 0 | #N/A | #N/A | 0 | #N/A | #N/A | #N/A | #N/A
12 | 26 | 24 | 7 | #N/A | #N/A | 0 | 0 | 0 | 0 | 0 | 0 | 0 | #N/A | #N/A | 0 | 0 | 0 | 0 | 0 | #N/A | #N/A | 0 | #N/A | #N/A | #N/A | #N/A
12 | 27 | 1 | 1 | #N/A | #N/A | 0 | 0 | 0 | 0 | 0 | 0 | 0 | #N/A | #N/A | 0 | 0 | 0 | 0 | 0 | #N/A | #N/A | 0 | #N/A | #N/A | #N/A | #N/A
12 | 27 | 2 | 1 | #N/A | #N/A | 0 | 0 | 0 | 0 | 0 | 0 | 0 | #N/A | #N/A | 0 | 0 | 0 | 0 | 0 | #N/A | #N/A | 0 | #N/A | #N/A | #N/A | #N/A
12 | 27 | 3 | 1 | #N/A | #N/A | 0 | 0 | 0 | 0 | 0 | 0 | 0 | #N/A | #N/A | 0 | 0 | 0 | 0 | 0 | #N/A | #N/A | 0 | #N/A | #N/A | #N/A | #N/A
12 | 27 | 4 | 1 | #N/A | #N/A | 0 | 0 | 0 | 0 | 0 | 0 | 0 | #N/A | #N/A | 0 | 0 | 0 | 0 | 0 | #N/A | #N/A | 0 | #N/A | #N/A | #N/A | #N/A
12 | 27 | 5 | 1 | #N/A | #N/A | 0 | 0 | 0 | 0 | 0 | 0 | 0 | #N/A | #N/A | 0 | 0 | 0 | 0 | 0 | #N/A | #N/A | 0 | #N/A | #N/A | #N/A | #N/A
12 | 27 | 6 | 1 | #N/A | #N/A | 1 | 0 | 0 | 0 | 0 | 0 | 0 | #N/A | #N/A | 0 | 0 | 0 | 0 | 0 | #N/A | #N/A | 0 | #N/A | #N/A | #N/A | #N/A
12 | 27 | 7 | 1 | #N/A | #N/A | 1 | 0 | 0 | 0 | 0 | 0 | 0 | #N/A | #N/A | 0 | 0 | 0 | 0 | 0 | #N/A | #N/A | 0 | #N/A | #N/A | #N/A | #N/A
12 | 27 | 8 | 1 | #N/A | #N/A | 1 | 0 | 0 | 0 | 0 | 0 | 0 | #N/A | #N/A | 0 | 0 | 0 | 0 | 0 | #N/A | #N/A | 0 | #N/A | #N/A | #N/A | #N/A
12 | 27 | 9 | 1 | #N/A | #N/A | 1 | 0 | 0 | 0 | 0 | 0 | 0 | #N/A | #N/A | 0 | 0 | 0 | 0 | 0 | #N/A | #N/A | 0 | #N/A | #N/A | #N/A | #N/A
12 | 27 | 10 | 1 | #N/A | #N/A | 1 | 0 | 0 | 0 | 0 | 0 | 0 | #N/A | #N/A | 0 | 0 | 0 | 0 | 0 | #N/A | #N/A | 0 | #N/A | #N/A | #N/A | #N/A
12 | 27 | 11 | 1 | #N/A | #N/A | 1 | 0 | 0 | 0 | 0 | 0 | 0 | #N/A | #N/A | 0 | 0 | 0 | 0 | 0 | #N/A | #N/A | 0 | #N/A | #N/A | #N/A | #N/A
12 | 27 | 12 | 1 | #N/A | #N/A | 1 | 0 | 0 | 0 | 0 | 0 | 0 | #N/A | #N/A | 0 | 0 | 0 | 0 | 0 | #N/A | #N/A | 0 | #N/A | #N/A | #N/A | #N/A
12 | 27 | 13 | 1 | #N/A | #N/A | 1 | 0 | 0 | 0 | 0 | 0 | 0 | #N/A | #N/A | 0 | 0 | 0 | 0 | 0 | #N/A | #N/A | 0 | #N/A | #N/A | #N/A | #N/A
12 | 27 | 14 | 1 | #N/A | #N/A | 1 | 0 | 0 | 0 | 0 | 0 | 0 | #N/A | #N/A | 0 | 0 | 0 | 0 | 0 | #N/A | #N/A | 0 | #N/A | #N/A | #N/A | #N/A
12 | 27 | 15 | 1 | #N/A | #N/A | 1 | 0 | 0 | 0 | 0 | 0 | 0 | #N/A | #N/A | 0 | 0 | 0 | 0 | 0 | #N/A | #N/A | 0 | #N/A | #N/A | #N/A | #N/A
12 | 27 | 16 | 1 | #N/A | #N/A | 1 | 0 | 0 | 0 | 0 | 0 | 0 | #N/A | #N/A | 0 | 0 | 0 | 0 | 0 | #N/A | #N/A | 0 | #N/A | #N/A | #N/A | #N/A
12 | 27 | 17 | 1 | #N/A | #N/A | 1 | 1 | 0 | 0 | 0 | 0 | 0 | #N/A | #N/A | 0 | 0 | 0 | 0 | 0 | #N/A | #N/A | 0 | #N/A | #N/A | #N/A | #N/A
12 | 27 | 18 | 1 | #N/A | #N/A | 1 | 1 | 0 | 0 | 0 | 0 | 0 | #N/A | #N/A | 0 | 0 | 0 | 0 | 0 | #N/A | #N/A | 0 | #N/A | #N/A | #N/A | #N/A
12 | 27 | 19 | 1 | #N/A | #N/A | 1 | 0 | 0 | 0 | 0 | 0 | 0 | #N/A | #N/A | 0 | 0 | 0 | 0 | 0 | #N/A | #N/A | 0 | #N/A | #N/A | #N/A | #N/A
12 | 27 | 20 | 1 | #N/A | #N/A | 1 | 0 | 0 | 0 | 0 | 0 | 0 | #N/A | #N/A | 0 | 0 | 0 | 0 | 0 | #N/A | #N/A | 0 | #N/A | #N/A | #N/A | #N/A
12 | 27 | 21 | 1 | #N/A | #N/A | 1 | 0 | 0 | 0 | 0 | 0 | 0 | #N/A | #N/A | 0 | 0 | 0 | 0 | 0 | #N/A | #N/A | 0 | #N/A | #N/A | #N/A | #N/A
12 | 27 | 22 | 1 | #N/A | #N/A | 1 | 0 | 0 | 0 | 0 | 0 | 0 | #N/A | #N/A | 0 | 0 | 0 | 0 | 0 | #N/A | #N/A | 0 | #N/A | #N/A | #N/A | #N/A
12 | 27 | 23 | 1 | #N/A | #N/A | 0 | 0 | 0 | 0 | 0 | 0 | 0 | #N/A | #N/A | 0 | 0 | 0 | 0 | 0 | #N/A | #N/A | 0 | #N/A | #N/A | #N/A | #N/A
12 | 27 | 24 | 1 | #N/A | #N/A | 0 | 0 | 0 | 0 | 0 | 0 | 0 | #N/A | #N/A | 0 | 0 | 0 | 0 | 0 | #N/A | #N/A | 0 | #N/A | #N/A | #N/A | #N/A
12 | 28 | 1 | 2 | #N/A | #N/A | 0 | 0 | 0 | 0 | 0 | 0 | 0 | #N/A | #N/A | 0 | 0 | 0 | 0 | 0 | #N/A | #N/A | 0 | #N/A | #N/A | #N/A | #N/A
12 | 28 | 2 | 2 | #N/A | #N/A | 0 | 0 | 0 | 0 | 0 | 0 | 0 | #N/A | #N/A | 0 | 0 | 0 | 0 | 0 | #N/A | #N/A | 0 | #N/A | #N/A | #N/A | #N/A
12 | 28 | 3 | 2 | #N/A | #N/A | 0 | 0 | 0 | 0 | 0 | 0 | 0 | #N/A | #N/A | 0 | 0 | 0 | 0 | 0 | #N/A | #N/A | 0 | #N/A | #N/A | #N/A | #N/A
12 | 28 | 4 | 2 | #N/A | #N/A | 0 | 0 | 0 | 0 | 0 | 0 | 0 | #N/A | #N/A | 0 | 0 | 0 | 0 | 0 | #N/A | #N/A | 0 | #N/A | #N/A | #N/A | #N/A
12 | 28 | 5 | 2 | #N/A | #N/A | 0 | 0 | 0 | 0 | 0 | 0 | 0 | #N/A | #N/A | 0 | 0 | 0 | 0 | 0 | #N/A | #N/A | 0 | #N/A | #N/A | #N/A | #N/A
12 | 28 | 6 | 2 | #N/A | #N/A | 1 | 0 | 0 | 0 | 0 | 0 | 0 | #N/A | #N/A | 0 | 0 | 0 | 0 | 0 | #N/A | #N/A | 0 | #N/A | #N/A | #N/A | #N/A
12 | 28 | 7 | 2 | #N/A | #N/A | 1 | 0 | 0 | 0 | 0 | 0 | 0 | #N/A | #N/A | 0 | 0 | 0 | 0 | 0 | #N/A | #N/A | 0 | #N/A | #N/A | #N/A | #N/A
12 | 28 | 8 | 2 | #N/A | #N/A | 1 | 0 | 0 | 0 | 0 | 0 | 0 | #N/A | #N/A | 0 | 0 | 0 | 0 | 0 | #N/A | #N/A | 0 | #N/A | #N/A | #N/A | #N/A
12 | 28 | 9 | 2 | #N/A | #N/A | 1 | 0 | 0 | 0 | 0 | 0 | 0 | #N/A | #N/A | 0 | 0 | 0 | 0 | 0 | #N/A | #N/A | 0 | #N/A | #N/A | #N/A | #N/A
12 | 28 | 10 | 2 | #N/A | #N/A | 1 | 0 | 0 | 0 | 0 | 0 | 0 | #N/A | #N/A | 0 | 0 | 0 | 0 | 0 | #N/A | #N/A | 0 | #N/A | #N/A | #N/A | #N/A
12 | 28 | 11 | 2 | #N/A | #N/A | 1 | 0 | 0 | 0 | 0 | 0 | 0 | #N/A | #N/A | 0 | 0 | 0 | 0 | 0 | #N/A | #N/A | 0 | #N/A | #N/A | #N/A | #N/A
12 | 28 | 12 | 2 | #N/A | #N/A | 1 | 0 | 0 | 0 | 0 | 0 | 0 | #N/A | #N/A | 0 | 0 | 0 | 0 | 0 | #N/A | #N/A | 0 | #N/A | #N/A | #N/A | #N/A
12 | 28 | 13 | 2 | #N/A | #N/A | 1 | 0 | 0 | 0 | 0 | 0 | 0 | #N/A | #N/A | 0 | 0 | 0 | 0 | 0 | #N/A | #N/A | 0 | #N/A | #N/A | #N/A | #N/A
12 | 28 | 14 | 2 | #N/A | #N/A | 1 | 0 | 0 | 0 | 0 | 0 | 0 | #N/A | #N/A | 0 | 0 | 0 | 0 | 0 | #N/A | #N/A | 0 | #N/A | #N/A | #N/A | #N/A
12 | 28 | 15 | 2 | #N/A | #N/A | 1 | 0 | 0 | 0 | 0 | 0 | 0 | #N/A | #N/A | 0 | 0 | 0 | 0 | 0 | #N/A | #N/A | 0 | #N/A | #N/A | #N/A | #N/A
12 | 28 | 16 | 2 | #N/A | #N/A | 1 | 0 | 0 | 0 | 0 | 0 | 0 | #N/A | #N/A | 0 | 0 | 0 | 0 | 0 | #N/A | #N/A | 0 | #N/A | #N/A | #N/A | #N/A
12 | 28 | 17 | 2 | #N/A | #N/A | 1 | 1 | 0 | 0 | 0 | 0 | 0 | #N/A | #N/A | 0 | 0 | 0 | 0 | 0 | #N/A | #N/A | 0 | #N/A | #N/A | #N/A | #N/A
12 | 28 | 18 | 2 | #N/A | #N/A | 1 | 1 | 0 | 0 | 0 | 0 | 0 | #N/A | #N/A | 0 | 0 | 0 | 0 | 0 | #N/A | #N/A | 0 | #N/A | #N/A | #N/A | #N/A
12 | 28 | 19 | 2 | #N/A | #N/A | 1 | 0 | 0 | 0 | 0 | 0 | 0 | #N/A | #N/A | 0 | 0 | 0 | 0 | 0 | #N/A | #N/A | 0 | #N/A | #N/A | #N/A | #N/A
12 | 28 | 20 | 2 | #N/A | #N/A | 1 | 0 | 0 | 0 | 0 | 0 | 0 | #N/A | #N/A | 0 | 0 | 0 | 0 | 0 | #N/A | #N/A | 0 | #N/A | #N/A | #N/A | #N/A
12 | 28 | 21 | 2 | #N/A | #N/A | 1 | 0 | 0 | 0 | 0 | 0 | 0 | #N/A | #N/A | 0 | 0 | 0 | 0 | 0 | #N/A | #N/A | 0 | #N/A | #N/A | #N/A | #N/A
12 | 28 | 22 | 2 | #N/A | #N/A | 1 | 0 | 0 | 0 | 0 | 0 | 0 | #N/A | #N/A | 0 | 0 | 0 | 0 | 0 | #N/A | #N/A | 0 | #N/A | #N/A | #N/A | #N/A
12 | 28 | 23 | 2 | #N/A | #N/A | 0 | 0 | 0 | 0 | 0 | 0 | 0 | #N/A | #N/A | 0 | 0 | 0 | 0 | 0 | #N/A | #N/A | 0 | #N/A | #N/A | #N/A | #N/A
12 | 28 | 24 | 2 | #N/A | #N/A | 0 | 0 | 0 | 0 | 0 | 0 | 0 | #N/A | #N/A | 0 | 0 | 0 | 0 | 0 | #N/A | #N/A | 0 | #N/A | #N/A | #N/A | #N/A
12 | 29 | 1 | 3 | #N/A | #N/A | 0 | 0 | 0 | 0 | 0 | 0 | 0 | #N/A | #N/A | 0 | 0 | 0 | 0 | 0 | #N/A | #N/A | 0 | #N/A | #N/A | #N/A | #N/A
12 | 29 | 2 | 3 | #N/A | #N/A | 0 | 0 | 0 | 0 | 0 | 0 | 0 | #N/A | #N/A | 0 | 0 | 0 | 0 | 0 | #N/A | #N/A | 0 | #N/A | #N/A | #N/A | #N/A
12 | 29 | 3 | 3 | #N/A | #N/A | 0 | 0 | 0 | 0 | 0 | 0 | 0 | #N/A | #N/A | 0 | 0 | 0 | 0 | 0 | #N/A | #N/A | 0 | #N/A | #N/A | #N/A | #N/A
12 | 29 | 4 | 3 | #N/A | #N/A | 0 | 0 | 0 | 0 | 0 | 0 | 0 | #N/A | #N/A | 0 | 0 | 0 | 0 | 0 | #N/A | #N/A | 0 | #N/A | #N/A | #N/A | #N/A
12 | 29 | 5 | 3 | #N/A | #N/A | 0 | 0 | 0 | 0 | 0 | 0 | 0 | #N/A | #N/A | 0 | 0 | 0 | 0 | 0 | #N/A | #N/A | 0 | #N/A | #N/A | #N/A | #N/A
12 | 29 | 6 | 3 | #N/A | #N/A | 1 | 0 | 0 | 0 | 0 | 0 | 0 | #N/A | #N/A | 0 | 0 | 0 | 0 | 0 | #N/A | #N/A | 0 | #N/A | #N/A | #N/A | #N/A
12 | 29 | 7 | 3 | #N/A | #N/A | 1 | 0 | 0 | 0 | 0 | 0 | 0 | #N/A | #N/A | 0 | 0 | 0 | 0 | 0 | #N/A | #N/A | 0 | #N/A | #N/A | #N/A | #N/A
12 | 29 | 8 | 3 | #N/A | #N/A | 1 | 0 | 0 | 0 | 0 | 0 | 0 | #N/A | #N/A | 0 | 0 | 0 | 0 | 0 | #N/A | #N/A | 0 | #N/A | #N/A | #N/A | #N/A
12 | 29 | 9 | 3 | #N/A | #N/A | 1 | 0 | 0 | 0 | 0 | 0 | 0 | #N/A | #N/A | 0 | 0 | 0 | 0 | 0 | #N/A | #N/A | 0 | #N/A | #N/A | #N/A | #N/A
12 | 29 | 10 | 3 | #N/A | #N/A | 1 | 0 | 0 | 0 | 0 | 0 | 0 | #N/A | #N/A | 0 | 0 | 0 | 0 | 0 | #N/A | #N/A | 0 | #N/A | #N/A | #N/A | #N/A
12 | 29 | 11 | 3 | #N/A | #N/A | 1 | 0 | 0 | 0 | 0 | 0 | 0 | #N/A | #N/A | 0 | 0 | 0 | 0 | 0 | #N/A | #N/A | 0 | #N/A | #N/A | #N/A | #N/A
12 | 29 | 12 | 3 | #N/A | #N/A | 1 | 0 | 0 | 0 | 0 | 0 | 0 | #N/A | #N/A | 0 | 0 | 0 | 0 | 0 | #N/A | #N/A | 0 | #N/A | #N/A | #N/A | #N/A
12 | 29 | 13 | 3 | #N/A | #N/A | 1 | 0 | 0 | 0 | 0 | 0 | 0 | #N/A | #N/A | 0 | 0 | 0 | 0 | 0 | #N/A | #N/A | 0 | #N/A | #N/A | #N/A | #N/A
12 | 29 | 14 | 3 | #N/A | #N/A | 1 | 0 | 0 | 0 | 0 | 0 | 0 | #N/A | #N/A | 0 | 0 | 0 | 0 | 0 | #N/A | #N/A | 0 | #N/A | #N/A | #N/A | #N/A
12 | 29 | 15 | 3 | #N/A | #N/A | 1 | 0 | 0 | 0 | 0 | 0 | 0 | #N/A | #N/A | 0 | 0 | 0 | 0 | 0 | #N/A | #N/A | 0 | #N/A | #N/A | #N/A | #N/A
12 | 29 | 16 | 3 | #N/A | #N/A | 1 | 0 | 0 | 0 | 0 | 0 | 0 | #N/A | #N/A | 0 | 0 | 0 | 0 | 0 | #N/A | #N/A | 0 | #N/A | #N/A | #N/A | #N/A
12 | 29 | 17 | 3 | #N/A | #N/A | 1 | 1 | 0 | 0 | 0 | 0 | 0 | #N/A | #N/A | 0 | 0 | 0 | 0 | 0 | #N/A | #N/A | 0 | #N/A | #N/A | #N/A | #N/A
12 | 29 | 18 | 3 | #N/A | #N/A | 1 | 1 | 0 | 0 | 0 | 0 | 0 | #N/A | #N/A | 0 | 0 | 0 | 0 | 0 | #N/A | #N/A | 0 | #N/A | #N/A | #N/A | #N/A
12 | 29 | 19 | 3 | #N/A | #N/A | 1 | 0 | 0 | 0 | 0 | 0 | 0 | #N/A | #N/A | 0 | 0 | 0 | 0 | 0 | #N/A | #N/A | 0 | #N/A | #N/A | #N/A | #N/A
12 | 29 | 20 | 3 | #N/A | #N/A | 1 | 0 | 0 | 0 | 0 | 0 | 0 | #N/A | #N/A | 0 | 0 | 0 | 0 | 0 | #N/A | #N/A | 0 | #N/A | #N/A | #N/A | #N/A
12 | 29 | 21 | 3 | #N/A | #N/A | 1 | 0 | 0 | 0 | 0 | 0 | 0 | #N/A | #N/A | 0 | 0 | 0 | 0 | 0 | #N/A | #N/A | 0 | #N/A | #N/A | #N/A | #N/A
12 | 29 | 22 | 3 | #N/A | #N/A | 1 | 0 | 0 | 0 | 0 | 0 | 0 | #N/A | #N/A | 0 | 0 | 0 | 0 | 0 | #N/A | #N/A | 0 | #N/A | #N/A | #N/A | #N/A
12 | 29 | 23 | 3 | #N/A | #N/A | 0 | 0 | 0 | 0 | 0 | 0 | 0 | #N/A | #N/A | 0 | 0 | 0 | 0 | 0 | #N/A | #N/A | 0 | #N/A | #N/A | #N/A | #N/A
12 | 29 | 24 | 3 | #N/A | #N/A | 0 | 0 | 0 | 0 | 0 | 0 | 0 | #N/A | #N/A | 0 | 0 | 0 | 0 | 0 | #N/A | #N/A | 0 | #N/A | #N/A | #N/A | #N/A
12 | 30 | 1 | 4 | #N/A | #N/A | 0 | 0 | 0 | 0 | 0 | 0 | 0 | #N/A | #N/A | 0 | 0 | 0 | 0 | 0 | #N/A | #N/A | 0 | #N/A | #N/A | #N/A | #N/A
12 | 30 | 2 | 4 | #N/A | #N/A | 0 | 0 | 0 | 0 | 0 | 0 | 0 | #N/A | #N/A | 0 | 0 | 0 | 0 | 0 | #N/A | #N/A | 0 | #N/A | #N/A | #N/A | #N/A
12 | 30 | 3 | 4 | #N/A | #N/A | 0 | 0 | 0 | 0 | 0 | 0 | 0 | #N/A | #N/A | 0 | 0 | 0 | 0 | 0 | #N/A | #N/A | 0 | #N/A | #N/A | #N/A | #N/A
12 | 30 | 4 | 4 | #N/A | #N/A | 0 | 0 | 0 | 0 | 0 | 0 | 0 | #N/A | #N/A | 0 | 0 | 0 | 0 | 0 | #N/A | #N/A | 0 | #N/A | #N/A | #N/A | #N/A
12 | 30 | 5 | 4 | #N/A | #N/A | 0 | 0 | 0 | 0 | 0 | 0 | 0 | #N/A | #N/A | 0 | 0 | 0 | 0 | 0 | #N/A | #N/A | 0 | #N/A | #N/A | #N/A | #N/A
12 | 30 | 6 | 4 | #N/A | #N/A | 1 | 0 | 0 | 0 | 0 | 0 | 0 | #N/A | #N/A | 0 | 0 | 0 | 0 | 0 | #N/A | #N/A | 0 | #N/A | #N/A | #N/A | #N/A
12 | 30 | 7 | 4 | #N/A | #N/A | 1 | 0 | 0 | 0 | 0 | 0 | 0 | #N/A | #N/A | 0 | 0 | 0 | 0 | 0 | #N/A | #N/A | 0 | #N/A | #N/A | #N/A | #N/A
12 | 30 | 8 | 4 | #N/A | #N/A | 1 | 0 | 0 | 0 | 0 | 0 | 0 | #N/A | #N/A | 0 | 0 | 0 | 0 | 0 | #N/A | #N/A | 0 | #N/A | #N/A | #N/A | #N/A
12 | 30 | 9 | 4 | #N/A | #N/A | 1 | 0 | 0 | 0 | 0 | 0 | 0 | #N/A | #N/A | 0 | 0 | 0 | 0 | 0 | #N/A | #N/A | 0 | #N/A | #N/A | #N/A | #N/A
12 | 30 | 10 | 4 | #N/A | #N/A | 1 | 0 | 0 | 0 | 0 | 0 | 0 | #N/A | #N/A | 0 | 0 | 0 | 0 | 0 | #N/A | #N/A | 0 | #N/A | #N/A | #N/A | #N/A
12 | 30 | 11 | 4 | #N/A | #N/A | 1 | 0 | 0 | 0 | 0 | 0 | 0 | #N/A | #N/A | 0 | 0 | 0 | 0 | 0 | #N/A | #N/A | 0 | #N/A | #N/A | #N/A | #N/A
12 | 30 | 12 | 4 | #N/A | #N/A | 1 | 0 | 0 | 0 | 0 | 0 | 0 | #N/A | #N/A | 0 | 0 | 0 | 0 | 0 | #N/A | #N/A | 0 | #N/A | #N/A | #N/A | #N/A
12 | 30 | 13 | 4 | #N/A | #N/A | 1 | 0 | 0 | 0 | 0 | 0 | 0 | #N/A | #N/A | 0 | 0 | 0 | 0 | 0 | #N/A | #N/A | 0 | #N/A | #N/A | #N/A | #N/A
12 | 30 | 14 | 4 | #N/A | #N/A | 1 | 0 | 0 | 0 | 0 | 0 | 0 | #N/A | #N/A | 0 | 0 | 0 | 0 | 0 | #N/A | #N/A | 0 | #N/A | #N/A | #N/A | #N/A
12 | 30 | 15 | 4 | #N/A | #N/A | 1 | 0 | 0 | 0 | 0 | 0 | 0 | #N/A | #N/A | 0 | 0 | 0 | 0 | 0 | #N/A | #N/A | 0 | #N/A | #N/A | #N/A | #N/A
12 | 30 | 16 | 4 | #N/A | #N/A | 1 | 0 | 0 | 0 | 0 | 0 | 0 | #N/A | #N/A | 0 | 0 | 0 | 0 | 0 | #N/A | #N/A | 0 | #N/A | #N/A | #N/A | #N/A
12 | 30 | 17 | 4 | #N/A | #N/A | 1 | 1 | 0 | 0 | 0 | 0 | 0 | #N/A | #N/A | 0 | 0 | 0 | 0 | 0 | #N/A | #N/A | 0 | #N/A | #N/A | #N/A | #N/A
12 | 30 | 18 | 4 | #N/A | #N/A | 1 | 1 | 0 | 0 | 0 | 0 | 0 | #N/A | #N/A | 0 | 0 | 0 | 0 | 0 | #N/A | #N/A | 0 | #N/A | #N/A | #N/A | #N/A
12 | 30 | 19 | 4 | #N/A | #N/A | 1 | 0 | 0 | 0 | 0 | 0 | 0 | #N/A | #N/A | 0 | 0 | 0 | 0 | 0 | #N/A | #N/A | 0 | #N/A | #N/A | #N/A | #N/A
12 | 30 | 20 | 4 | #N/A | #N/A | 1 | 0 | 0 | 0 | 0 | 0 | 0 | #N/A | #N/A | 0 | 0 | 0 | 0 | 0 | #N/A | #N/A | 0 | #N/A | #N/A | #N/A | #N/A
12 | 30 | 21 | 4 | #N/A | #N/A | 1 | 0 | 0 | 0 | 0 | 0 | 0 | #N/A | #N/A | 0 | 0 | 0 | 0 | 0 | #N/A | #N/A | 0 | #N/A | #N/A | #N/A | #N/A
12 | 30 | 22 | 4 | #N/A | #N/A | 1 | 0 | 0 | 0 | 0 | 0 | 0 | #N/A | #N/A | 0 | 0 | 0 | 0 | 0 | #N/A | #N/A | 0 | #N/A | #N/A | #N/A | #N/A
12 | 30 | 23 | 4 | #N/A | #N/A | 0 | 0 | 0 | 0 | 0 | 0 | 0 | #N/A | #N/A | 0 | 0 | 0 | 0 | 0 | #N/A | #N/A | 0 | #N/A | #N/A | #N/A | #N/A
12 | 30 | 24 | 4 | #N/A | #N/A | 0 | 0 | 0 | 0 | 0 | 0 | 0 | #N/A | #N/A | 0 | 0 | 0 | 0 | 0 | #N/A | #N/A | 0 | #N/A | #N/A | #N/A | #N/A
12 | 31 | 1 | 8 | #N/A | #N/A | 0 | 0 | 0 | 0 | 0 | 0 | 0 | #N/A | #N/A | 0 | 0 | 0 | 0 | 0 | #N/A | #N/A | 0 | #N/A | #N/A | #N/A | #N/A
12 | 31 | 2 | 8 | #N/A | #N/A | 0 | 0 | 0 | 0 | 0 | 0 | 0 | #N/A | #N/A | 0 | 0 | 0 | 0 | 0 | #N/A | #N/A | 0 | #N/A | #N/A | #N/A | #N/A
12 | 31 | 3 | 8 | #N/A | #N/A | 0 | 0 | 0 | 0 | 0 | 0 | 0 | #N/A | #N/A | 0 | 0 | 0 | 0 | 0 | #N/A | #N/A | 0 | #N/A | #N/A | #N/A | #N/A
12 | 31 | 4 | 8 | #N/A | #N/A | 0 | 0 | 0 | 0 | 0 | 0 | 0 | #N/A | #N/A | 0 | 0 | 0 | 0 | 0 | #N/A | #N/A | 0 | #N/A | #N/A | #N/A | #N/A
12 | 31 | 5 | 8 | #N/A | #N/A | 0 | 0 | 0 | 0 | 0 | 0 | 0 | #N/A | #N/A | 0 | 0 | 0 | 0 | 0 | #N/A | #N/A | 0 | #N/A | #N/A | #N/A | #N/A
12 | 31 | 6 | 8 | #N/A | #N/A | 0 | 0 | 0 | 0 | 0 | 0 | 0 | #N/A | #N/A | 0 | 0 | 0 | 0 | 0 | #N/A | #N/A | 0 | #N/A | #N/A | #N/A | #N/A
12 | 31 | 7 | 8 | #N/A | #N/A | 0 | 0 | 0 | 0 | 0 | 0 | 0 | #N/A | #N/A | 0 | 0 | 0 | 0 | 0 | #N/A | #N/A | 0 | #N/A | #N/A | #N/A | #N/A
12 | 31 | 8 | 8 | #N/A | #N/A | 0 | 0 | 0 | 0 | 0 | 0 | 0 | #N/A | #N/A | 0 | 0 | 0 | 0 | 0 | #N/A | #N/A | 0 | #N/A | #N/A | #N/A | #N/A
12 | 31 | 9 | 8 | #N/A | #N/A | 0 | 0 | 0 | 0 | 0 | 0 | 0 | #N/A | #N/A | 0 | 0 | 0 | 0 | 0 | #N/A | #N/A | 0 | #N/A | #N/A | #N/A | #N/A
12 | 31 | 10 | 8 | #N/A | #N/A | 0 | 0 | 0 | 0 | 0 | 0 | 0 | #N/A | #N/A | 0 | 0 | 0 | 0 | 0 | #N/A | #N/A | 0 | #N/A | #N/A | #N/A | #N/A
12 | 31 | 11 | 8 | #N/A | #N/A | 0 | 0 | 0 | 0 | 0 | 0 | 0 | #N/A | #N/A | 0 | 0 | 0 | 0 | 0 | #N/A | #N/A | 0 | #N/A | #N/A | #N/A | #N/A
12 | 31 | 12 | 8 | #N/A | #N/A | 0 | 0 | 0 | 0 | 0 | 0 | 0 | #N/A | #N/A | 0 | 0 | 0 | 0 | 0 | #N/A | #N/A | 0 | #N/A | #N/A | #N/A | #N/A
12 | 31 | 13 | 8 | #N/A | #N/A | 0 | 0 | 0 | 0 | 0 | 0 | 0 | #N/A | #N/A | 0 | 0 | 0 | 0 | 0 | #N/A | #N/A | 0 | #N/A | #N/A | #N/A | #N/A
12 | 31 | 14 | 8 | #N/A | #N/A | 0 | 0 | 0 | 0 | 0 | 0 | 0 | #N/A | #N/A | 0 | 0 | 0 | 0 | 0 | #N/A | #N/A | 0 | #N/A | #N/A | #N/A | #N/A
12 | 31 | 15 | 8 | #N/A | #N/A | 0 | 0 | 0 | 0 | 0 | 0 | 0 | #N/A | #N/A | 0 | 0 | 0 | 0 | 0 | #N/A | #N/A | 0 | #N/A | #N/A | #N/A | #N/A
12 | 31 | 16 | 8 | #N/A | #N/A | 0 | 0 | 0 | 0 | 0 | 0 | 0 | #N/A | #N/A | 0 | 0 | 0 | 0 | 0 | #N/A | #N/A | 0 | #N/A | #N/A | #N/A | #N/A
12 | 31 | 17 | 8 | #N/A | #N/A | 0 | 0 | 0 | 0 | 0 | 0 | 0 | #N/A | #N/A | 0 | 0 | 0 | 0 | 0 | #N/A | #N/A | 0 | #N/A | #N/A | #N/A | #N/A
12 | 31 | 18 | 8 | #N/A | #N/A | 0 | 0 | 0 | 0 | 0 | 0 | 0 | #N/A | #N/A | 0 | 0 | 0 | 0 | 0 | #N/A | #N/A | 0 | #N/A | #N/A | #N/A | #N/A
12 | 31 | 19 | 8 | #N/A | #N/A | 0 | 0 | 0 | 0 | 0 | 0 | 0 | #N/A | #N/A | 0 | 0 | 0 | 0 | 0 | #N/A | #N/A | 0 | #N/A | #N/A | #N/A | #N/A
12 | 31 | 20 | 8 | #N/A | #N/A | 0 | 0 | 0 | 0 | 0 | 0 | 0 | #N/A | #N/A | 0 | 0 | 0 | 0 | 0 | #N/A | #N/A | 0 | #N/A | #N/A | #N/A | #N/A
12 | 31 | 21 | 8 | #N/A | #N/A | 0 | 0 | 0 | 0 | 0 | 0 | 0 | #N/A | #N/A | 0 | 0 | 0 | 0 | 0 | #N/A | #N/A | 0 | #N/A | #N/A | #N/A | #N/A
12 | 31 | 22 | 8 | #N/A | #N/A | 0 | 0 | 0 | 0 | 0 | 0 | 0 | #N/A | #N/A | 0 | 0 | 0 | 0 | 0 | #N/A | #N/A | 0 | #N/A | #N/A | #N/A | #N/A
12 | 31 | 23 | 8 | #N/A | #N/A | 0 | 0 | 0 | 0 | 0 | 0 | 0 | #N/A | #N/A | 0 | 0 | 0 | 0 | 0 | #N/A | #N/A | 0 | #N/A | #N/A | #N/A | #N/A
12 | 31 | 24 | 8 | #N/A | #N/A | 0 | 0 | 0 | 0 | 0 | 0 | 0 | #N/A | #N/A | 0 | 0 | 0 | 0 | 0 | #N/A | #N/A | 0 | #N/A | #N/A | #N/A | #N/A
secretpassword

## Efficiencies (hidden)
Motor Normalized Efficiency Curve Coefficients |  |  |  | VFD Efficiency Curve Coefficients
Motor rated output (hp) | a | b | c | VFD Rated Output Power (hp) | avfd | bvfd | cvfd
1 | 1.0922 | 0.08206 | -0.0072 | 1 | 0.97886 | 0.034247 | -0.007862
1.5 | 1.0922 | 0.08206 | -0.0072 | 1.5 | 0.97886 | 0.034247 | -0.007862
2 | 1.0922 | 0.08206 | -0.0072 | 2 | 0.97886 | 0.034247 | -0.007862
3 | 1.0922 | 0.08206 | -0.0072 | 3 | 0.97886 | 0.034247 | -0.007862
5 | 1.2237 | 0.08467 | -0.13519 | 5 | 0.97749 | 0.028413 | -0.002733
7.5 | 1.2237 | 0.08467 | -0.13519 | 7.5 | 0.97749 | 0.028413 | -0.002733
10 | 1.1463 | 0.045766 | -0.11037 | 10 | 0.97872 | 0.022227 | 0.001941
15 | 1.1463 | 0.045766 | -0.11037 | 15 | 0.97872 | 0.022227 | 0.001941
20 | 1.1463 | 0.045766 | -0.11037 | 20 | 0.98497 | 0.017545 | -0.000475
25 | 1.1372 | 0.050236 | -0.08915 | 25 | 0.98497 | 0.017545 | -0.000475
30 | 1.1372 | 0.050236 | -0.08915 | 30 | 0.9874 | 0.015536 | -0.005937
40 | 1.1372 | 0.050236 | -0.08915 | 40 | 0.9874 | 0.015536 | -0.005937
50 | 1.0888 | 0.029753 | -0.064058 | 50 | 0.9874 | 0.015536 | -0.005937
60 | 1.0888 | 0.029753 | -0.064058 | 60 | 0.9719 | 0.014537 | 0.011849
75 | 1.0771 | 0.029005 | -0.04935 | 75 | 0.99187 | 0.017897 | -0.001301
100 | 1.0353 | 0.012948 | -0.024708 | 100 | 0.98238 | 0.012598 | 0.001405
125 | 1.031 | 0.010696 | -0.023514 | >= 200 | 0.98448 | 0.009828 | -0.00456

## Look_UP (hidden)
Electric |  | Gas |  | Weather_Stations | Version N°: | 4
Cape Light Compact | 1 | Berkshire Gas | 2 | Barnstable | Version Date: | 2024-01-16
National Grid | 1 | Liberty | 2 | Beverly | Last Revised by: | Miranda Miles
Eversource (East) | 1 | National Grid | 2 | Boston | Revision History
Unitil | 1 | Eversource | 2 | Chicopee | 2012-03-14 | Change format
Eversource (West) | 1 | x_No Gas/Oil or Propane | 1 | Lawrence | 2012-09-24 | MassSAVE Disclaimer
x_Municipal | 0 | x_No Gas/Electric Heat | 3 | Martha's Vinyard | 2012-10-10 | Included other weather stations beside Boston
|  |  |  | Nantucket | 2017-05-30 | Individual SF can be set to heating and or cooling only
|  |  |  | New Bedford | 2017-05-30 | No more macro
|  |  |  | North Adams | 2023-11-21 | Formatting
|  |  |  | Norwood | 2024-01-16 | WeatherStations
Otis
Plymouth
Provincetown
Westfield
Worcester

## WeatherStations (hidden)
| 1 | 2 | 3 | 4 | 5 | 6 | 7 | 8 | 9 | 10 | 11 | 12 | 13 | 14 | 15 | 16 | 17 | 18 | 19 | 20 | 21 | 22 | 23 | 24 | 25 | 26 | 27 | 28 | 29 | 30 |  | #N/A | #N/A
| Barnstable |  | Beverly |  | Boston |  | Chicopee |  | Lawrence |  | Martha's Vinyard |  | Nantucket |  | New Bedford |  | North Adams |  | Norwood |  | Otis |  | Plymouth |  | Provincetown |  | Westfield |  | Worcester |  |  | 0
TMYx Hour Bin | Outside dry-bulb temp (F) | Specific enthalpy of air (Btu/lb) | Outside dry-bulb temp (F) | Specific enthalpy of air (Btu/lb) | Outside dry-bulb temp (F) | Specific enthalpy of air (Btu/lb) | Outside dry-bulb temp (F) | Specific enthalpy of air (Btu/lb) | Outside dry-bulb temp (F) | Specific enthalpy of air (Btu/lb) | Outside dry-bulb temp (F) | Specific enthalpy of air (Btu/lb) | Outside dry-bulb temp (F) | Specific enthalpy of air (Btu/lb) | Outside dry-bulb temp (F) | Specific enthalpy of air (Btu/lb) | Outside dry-bulb temp (F) | Specific enthalpy of air (Btu/lb) | Outside dry-bulb temp (F) | Specific enthalpy of air (Btu/lb) | Outside dry-bulb temp (F) | Specific enthalpy of air (Btu/lb) | Outside dry-bulb temp (F) | Specific enthalpy of air (Btu/lb) | Outside dry-bulb temp (F) | Specific enthalpy of air (Btu/lb) | Outside dry-bulb temp (F) | Specific enthalpy of air (Btu/lb) | Outside dry-bulb temp (F) | Specific enthalpy of air (Btu/lb) |  | Outside dry-bulb temp (F) | Specific enthalpy of air (Btu/lb)
| 33.98 | 11.257 | 39.92 | 14.5927 | 39.02 | 14.3505 | 18.86 | 6.3791 | 1.04 | 0.63656 | 39.02 | 12.5838 | 37.94 | 12.2838 | 37.94 | 12.1917 | 35.06 | 11.1382 | 37.04 | 11.9724 | 33.8 | 11.0285 | 1.94 | 1.0354 | 33.8 | 11.015 | 26.96 | 9.4114 | 33.08 | 10.8462 | 4 | #N/A | #N/A | #N/A | #N/A
| 35.06 | 11.3636 | 42.08 | 15.3149 | 39.92 | 14.755 | 18.32 | 6.2165 | -0.04 | 0.37712 | 37.94 | 12.1896 | 37.04 | 12.0639 | 37.94 | 12.0384 | 33.98 | 10.8785 | 37.04 | 11.9724 | 32 | 10.8527 | 1.04 | 0.79171 | 35.6 | 11.7066 | 26.96 | 9.4117 | 33.08 | 10.7009 | 5 | #N/A | #N/A | 0 | 0
| 35.06 | 11.3642 | 42.98 | 15.7355 | 42.98 | 16.2025 | 20.66 | 6.948 | 1.04 | 0.63652 | 37.94 | 12.0372 | 37.04 | 12.0623 | 35.96 | 11.5614 | 33.98 | 11.0305 | 37.04 | 11.9724 | 33.8 | 11.287 | 1.94 | 0.977 | 33.8 | 11.015 | 26.96 | 9.4123 | 32 | 10.4412 | 6 | #N/A | #N/A | #N/A | #N/A
| 35.96 | 11.5831 | 44.06 | 16.5052 | 46.04 | 17.4403 | 17.42 | 5.875 | -0.04 | 0.37731 | 37.94 | 12.0384 | 35.96 | 11.6688 | 35.96 | 11.5625 | 33.98 | 11.0235 | 37.04 | 11.9733 | 35.6 | 11.4626 | 1.94 | 0.95274 | 33.8 | 11.2722 | 26.6 | 9.3079 | 32 | 10.4415 | 7 | #N/A | #N/A
| 35.06 | 11.366 | 44.06 | 16.4353 | 46.04 | 17.4403 | 17.42 | 5.8451 | -0.04 | 0.37734 | 37.94 | 12.0369 | 35.96 | 11.6688 | 37.04 | 11.8219 | 33.98 | 11.0241 | 35.96 | 11.5601 | 33.8 | 11.0285 | 1.04 | 0.70866 | 33.8 | 11.015 | 26.96 | 9.4161 | 32 | 10.3034 | 8 | #N/A | #N/A
| 35.06 | 11.3651 | 44.06 | 16.6874 | 50 | 19.2127 | 23.9 | 7.7996 | -0.04 | 0.37715 | 37.94 | 12.0375 | 33.98 | 11.319 | 37.04 | 11.6997 | 33.98 | 11.0241 | 35.06 | 11.3428 | 33.8 | 11.0285 | -0.04 | 0.44899 | 33.8 | 11.015 | 26.96 | 9.4161 | 30.92 | 10.0432 | 9 | #N/A | #N/A
| 35.06 | 11.5188 | 46.94 | 17.8738 | 51.08 | 19.9345 | 24.44 | 7.9661 | -0.04 | 0.37693 | 37.94 | 12.0378 | 33.08 | 11.0991 | 35.06 | 11.3452 | 33.98 | 11.0235 | 33.98 | 10.9603 | 33.8 | 11.287 | -0.04 | 0.42657 | 26.6 | 9.2784 | 26.96 | 9.4164 | 32 | 10.442 | 10 | #N/A | #N/A
| 35.06 | 11.5188 | 46.94 | 17.8738 | 53.96 | 21.0301 | 23.72 | 7.7927 | -0.04 | 0.37678 | 39.02 | 12.298 | 35.96 | 11.9565 | 37.04 | 11.8219 | 33.98 | 11.0247 | 33.98 | 11.0817 | 33.8 | 11.287 | 1.04 | 0.68566 | 24.8 | 8.3881 | 26.96 | 9.417 | 32 | 10.4418 | 11 | #N/A | #N/A
| 37.04 | 11.9959 | 42.98 | 15.9309 | 55.94 | 21.2326 | 24.44 | 8.06 | 1.94 | 0.8762 | 39.92 | 12.5139 | 41 | 13.4923 | 37.94 | 12.0378 | 33.08 | 10.8135 | 35.96 | 11.5584 | 33.8 | 11.287 | 3.02 | 1.1612 | 33.8 | 11.2722 | 28.4 | 9.742 | 33.08 | 10.7009 | 12 | #N/A | #N/A
| 37.04 | 11.9953 | 53.06 | 19.9909 | 57.92 | 21.3941 | 25.34 | 8.497 | 3.92 | 1.3769 | 41 | 12.7738 | 42.08 | 13.7531 | 39.92 | 12.5156 | 33.98 | 11.0241 | 39.02 | 12.4501 | 35.6 | 11.7213 | 5 | 1.6588 | 37.4 | 12.1409 | 28.4 | 9.742 | 33.98 | 10.7798 | 13 | #N/A | #N/A
| 37.04 | 11.8433 | 55.04 | 19.1799 | 57.92 | 21.3941 | 39.2 | 12.6275 | 6.98 | 2.1122 | 41 | 12.7764 | 42.08 | 13.7531 | 39.92 | 12.6715 | 35.06 | 11.2908 | 39.92 | 12.5173 | 35.6 | 11.7213 | 8.06 | 2.4467 | 39.2 | 12.8538 | 28.4 | 9.742 | 33.98 | 10.9202 | 14 | #N/A | #N/A
| 35.96 | 11.3175 | 55.04 | 18.7285 | 55.94 | 18.6909 | 39.2 | 12.6155 | 10.04 | 2.8979 | 42.08 | 13.0401 | 44.06 | 14.3942 | 41 | 12.9358 | 35.06 | 11.2881 | 41 | 12.6571 | 35.6 | 11.4626 | 10.04 | 2.9539 | 39.2 | 12.8538 | 30.92 | 10.5346 | 35.06 | 11.0439 | 15 | #N/A | #N/A
| 35.96 | 10.9521 | 53.96 | 17.4549 | 55.04 | 17.895 | 39.2 | 12.6036 | 10.94 | 3.1391 | 42.98 | 13.5477 | 42.98 | 14.3299 | 42.08 | 13.1997 | 33.98 | 11.0315 | 41 | 12.6582 | 33.8 | 10.3644 | 12.02 | 3.4299 | 39.2 | 13.1547 | 33.98 | 11.4098 | 33.98 | 10.6741 | 16 | #N/A | #N/A
| 35.06 | 10.8594 | 51.98 | 16.6206 | 55.04 | 17.895 | 30.2 | 11.0149 | 12.02 | 3.3738 | 42.98 | 13.5496 | 42.8 | 14.0298 | 42.08 | 12.9237 | 33.98 | 11.1558 | 39.92 | 12.3994 | 33.8 | 10.1759 | 14 | 3.9056 | 39.2 | 13.7874 | 35.6 | 12.0192 | 33.98 | 10.7863 | 17 | #N/A | #N/A
| 33.98 | 10.3762 | 48.92 | 15.6736 | 51.08 | 16.0181 | 32 | 11.4496 | 12.02 | 3.3982 | 42.08 | 13.5012 | 42.98 | 14.1375 | 41 | 12.7869 | 33.98 | 11.3127 | 39.92 | 12.4 | 32 | 9.9308 | 14 | 3.9053 | 42.8 | 14.9865 | 35.6 | 12.0192 | 33.98 | 10.7868 | 18 | #N/A | #N/A
| 33.08 | 10.0451 | 42.98 | 13.7392 | 48.02 | 15.0887 | 30.2 | 11.0149 | 10.94 | 3.1386 | 41 | 13.2412 | 42.08 | 14.1156 | 39.92 | 12.5264 | 33.98 | 11.3127 | 39.02 | 12.1832 | 32 | 9.7425 | 12.02 | 3.3983 | 41 | 15.2743 | 33.98 | 11.7283 | 33.98 | 10.6764 | 19 | #N/A | #N/A
| 32 | 9.5068 | 41 | 13.0857 | 48.02 | 15.0887 | 30.56 | 11.1547 | 10.04 | 2.9531 | 41 | 13.2419 | 42.08 | 14.1156 | 39.02 | 12.3096 | 32 | 10.6784 | 37.94 | 11.9236 | 32 | 9.7425 | 10.94 | 3.1386 | 42.8 | 15.7103 | 33.08 | 11.5125 | 33.08 | 10.7102 | 20 | #N/A | #N/A
| 30.92 | 9.2452 | 39.02 | 12.4677 | 44.06 | 13.9717 | 31.1 | 11.3711 | 8.96 | 2.6622 | 39.92 | 12.8132 | 41 | 14.0407 | 37.94 | 12.2034 | 30.2 | 10.219 | 37.94 | 12.0464 | 30.2 | 9.1353 | 10.04 | 2.8974 | 42.8 | 16.1083 | 30.02 | 10.7741 | 32 | 10.596 | 21 | #N/A | #N/A
| 30.02 | 9.0267 | 37.94 | 12.0486 | 42.08 | 13.3218 | 31.64 | 11.5892 | 6.98 | 2.1619 | 39.92 | 12.8119 | 41 | 14.0431 | 37.94 | 12.2018 | 30.92 | 10.149 | 37.04 | 11.9809 | 28.4 | 8.7019 | 8.96 | 2.6377 | 42.8 | 15.7103 | 30.02 | 10.6301 | 32 | 10.5935 | 22 | #N/A | #N/A
| 28.94 | 8.5817 | 37.04 | 11.4291 | 42.08 | 13.3218 | 26.6 | 9.5265 | 6.08 | 1.9457 | 39.92 | 12.4009 | 42.08 | 14.5222 | 37.94 | 12.2015 | 30.02 | 9.4583 | 35.96 | 11.7204 | 28.4 | 8.7019 | 8.06 | 2.4214 | 39.2 | 14.4654 | 30.02 | 10.6315 | 30.92 | 10.0484 | 23 | #N/A | #N/A
| 28.04 | 8.364 | 33.98 | 10.689 | 39.02 | 12.0262 | 28.04 | 9.6928 | 6.08 | 1.9701 | 37.94 | 12.0459 | 42.98 | 15.0441 | 37.04 | 12.1178 | 30.02 | 9.1462 | 35.06 | 11.6368 | 26.6 | 8.1086 | 6.98 | 2.1864 | 39.2 | 14.4654 | 30.02 | 10.6338 | 30.92 | 9.5912 | 24 | #N/A | #N/A
| 26.96 | 8.1934 | 33.98 | 10.4562 | 37.04 | 11.3058 | 26.24 | 9.0164 | 6.08 | 1.9702 | 37.94 | 11.7815 | 42.98 | 15.4393 | 35.96 | 11.5692 | 30.02 | 9.0622 | 35.06 | 11.3494 | 24.8 | 7.6754 | 6.08 | 1.9701 | 35.6 | 12.9169 | 30.2 | 10.7159 | 28.94 | 9.0217 | 25 | #N/A | #N/A
| 24.98 | 7.6261 | 32 | 9.8802 | 37.04 | 11.3058 | 24.98 | 8.4674 | 5 | 1.7417 | 37.04 | 11.5648 | 42.98 | 15.4393 | 35.06 | 11.2289 | 30.02 | 9.1464 | 33.08 | 10.3666 | 24.8 | 7.6754 | 3.92 | 1.4513 | 35.6 | 12.2852 | 30.92 | 11.0032 | 28.04 | 8.6974 | 26 | #N/A | #N/A
| 24.98 | 7.4724 | 30.92 | 9.3136 | 33.98 | 10.233 | 26.42 | 8.9456 | 3.92 | 1.4515 | 35.96 | 11.1687 | 44.06 | 16.1427 | 33.98 | 10.6927 | 28.94 | 8.9912 | 32 | 9.8857 | 23 | 7.2421 | 1.94 | 1.0069 | 35.6 | 12.2852 | 30.2 | 10.7159 | 26.96 | 8.3526 | 27 | #N/A | #N/A
| 23 | 7.0777 | 30.02 | 9.013 | 33.08 | 9.9251 | 26.78 | 9.0324 | 1.94 | 1.007 | 35.06 | 10.7212 | 44.06 | 16.1801 | 33.08 | 10.3684 | 28.94 | 9.0829 | 30.92 | 9.5123 | 23 | 6.9594 | 3.92 | 1.4828 | 33.8 | 11.8504 | 30.92 | 11.0093 | 26.96 | 8.3517 | 28 | #N/A | #N/A
| 21.92 | 6.5957 | 28.94 | 8.5678 | 33.08 | 9.9251 | 26.6 | 8.9667 | 3.02 | 1.2664 | 35.06 | 10.6225 | 44.06 | 16.4223 | 32 | 10.1079 | 28.94 | 9.1977 | 30.92 | 9.4221 | 21.2 | 6.5263 | 5 | 1.7693 | 35.6 | 12.2852 | 30.92 | 11.01 | 26.06 | 8.1349 | 29 | #N/A | #N/A
| 19.94 | 6.0589 | 28.04 | 8.3503 | 30.92 | 9.1251 | 27.14 | 9.1417 | -0.04 | 0.53133 | 33.98 | 10.2498 | 46.04 | 17.6408 | 32 | 9.8864 | 28.94 | 9.1977 | 30.02 | 9.2052 | 19.4 | 5.9687 | 3.02 | 1.2937 | 35.6 | 12.2852 | 30.2 | 10.7159 | 26.06 | 8.1353 | 30 | #N/A | #N/A
| 19.04 | 5.7748 | 26.96 | 8.0179 | 30.02 | 8.8184 | 27.14 | 9.1192 | -0.04 | 0.53143 | 33.08 | 10.1455 | 48.2 | 18.7854 | 30.92 | 9.7246 | 28.94 | 9.2979 | 30.02 | 9.2058 | 17.6 | 5.4212 | 3.02 | 1.328 | 35.6 | 11.9847 | 30.2 | 10.4355 | 26.06 | 8.2207 | 31 | #N/A | #N/A
| 19.04 | 5.775 | 26.06 | 7.6549 | 30.02 | 8.8184 | 26.42 | 8.9012 | -0.04 | 0.50029 | 33.08 | 10.1449 | 48.02 | 18.6525 | 30.92 | 9.626 | 28.94 | 9.1975 | 30.02 | 9.2048 | 15.8 | 4.8831 | 5 | 1.8335 | 35.6 | 12.2852 | 30.02 | 10.1865 | 26.06 | 8.3275 | 32 | #N/A | #N/A
| 17.96 | 5.4608 | 26.06 | 7.6529 | 28.94 | 8.4852 | 23 | 8.2242 | -0.94 | 0.28396 | 33.98 | 10.4593 | 48.92 | 19.1107 | 30.92 | 9.723 | 28.04 | 8.8651 | 30.02 | 9.2937 | 15.8 | 4.8831 | 6.08 | 2.1302 | 35.6 | 12.2852 | 28.4 | 9.742 | 26.06 | 8.42 | 33 | #N/A | #N/A
| 15.98 | 4.9225 | 26.06 | 7.6508 | 28.04 | 8.1214 | 24.8 | 8.8958 | -0.94 | 0.28361 | 33.08 | 10.2411 | 51.8 | 20.7181 | 30.92 | 9.7221 | 28.04 | 8.7729 | 30.02 | 9.293 | 15.8 | 4.8831 | 6.08 | 2.1297 | 35.6 | 11.9847 | 28.4 | 9.742 | 26.06 | 8.4187 | 34 | #N/A | #N/A
| 17.06 | 5.2445 | 26.06 | 7.576 | 28.04 | 8.1214 | 26.6 | 9.5868 | -0.04 | 0.5572 | 33.98 | 10.5802 | 51.98 | 21.1052 | 32 | 10.1047 | 28.04 | 8.6667 | 30.92 | 9.6216 | 15.8 | 4.9883 | 6.08 | 2.1292 | 35.6 | 11.9847 | 28.4 | 9.742 | 26.06 | 8.3252 | 35 | #N/A | #N/A
| 21.02 | 6.2504 | 28.04 | 7.9255 | 30.02 | 8.343 | 26.6 | 9.305 | 3.92 | 1.5423 | 35.96 | 11.0559 | 51.08 | 20.5429 | 33.98 | 10.6877 | 30.02 | 9.1423 | 32 | 9.9788 | 17.6 | 5.5357 | 8.06 | 2.6047 | 33.8 | 11.2722 | 28.4 | 9.742 | 28.04 | 8.8012 | 36 | #N/A | #N/A
| 24.08 | 7.1134 | 28.94 | 7.968 | 32 | 8.7576 | 26.6 | 8.4592 | 6.98 | 2.2776 | 37.04 | 11.4222 | 51.98 | 21.1052 | 35.06 | 10.717 | 30.02 | 9.2467 | 35.06 | 10.7152 | 19.4 | 6.0933 | 10.94 | 3.2965 | 35.6 | 11.7066 | 30.02 | 9.7865 | 30.02 | 9.2759 | 37 | #N/A | #N/A
| 26.96 | 7.9469 | 30.92 | 8.3982 | 32 | 8.7576 | 24.8 | 7.8496 | 10.04 | 3.0132 | 37.94 | 11.411 | 51.98 | 20.8468 | 37.04 | 11.1957 | 30.92 | 9.4642 | 37.04 | 11.0966 | 23 | 6.9594 | 14 | 4.0324 | 33.8 | 11.015 | 28.94 | 9.4187 | 30.92 | 9.3868 | 38 | #N/A | #N/A
| 30.02 | 8.8379 | 33.08 | 8.7738 | 35.06 | 9.3367 | 26.6 | 8.1218 | 12.92 | 3.7357 | 37.94 | 11.3145 | 48.92 | 18.6486 | 37.04 | 10.9866 | 32 | 9.6205 | 39.02 | 11.5751 | 26.6 | 8.1086 | 15.08 | 4.2548 | 33.8 | 11.015 | 28.4 | 9.2805 | 32 | 9.6487 | 39 | #N/A | #N/A
| 30.02 | 8.8389 | 33.98 | 8.99 | 35.96 | 9.4624 | 24.8 | 7.6874 | 15.08 | 4.293 | 39.02 | 11.5767 | 48.92 | 18.3397 | 37.94 | 11.3182 | 32 | 9.6211 | 39.02 | 11.4636 | 28.4 | 8.5419 | 17.96 | 4.9472 | 33.8 | 10.5572 | 26.96 | 8.6032 | 32 | 9.7566 | 40 | #N/A | #N/A
| 30.92 | 9.0553 | 35.06 | 9.167 | 35.96 | 9.4624 | 26.6 | 7.9706 | 17.06 | 4.7011 | 39.02 | 11.5775 | 50 | 17.8621 | 39.02 | 11.5793 | 32 | 9.8197 | 39.02 | 11.4638 | 28.4 | 8.5419 | 17.96 | 4.883 | 33.8 | 10.5572 | 24.98 | 7.8467 | 33.98 | 10.127 | 41 | #N/A | #N/A
| 30.02 | 8.7666 | 33.08 | 8.7357 | 33.98 | 9.551 | 24.8 | 7.3995 | 17.06 | 4.7312 | 39.02 | 11.5773 | 50 | 17.4665 | 39.02 | 11.466 | 32 | 9.9353 | 37.94 | 11.2045 | 28.4 | 8.5419 | 17.96 | 4.9173 | 32 | 11.1156 | 24.08 | 7.4418 | 33.08 | 9.8256 | 42 | #N/A | #N/A
| 28.94 | 8.5762 | 30.92 | 8.9668 | 33.08 | 9.2608 | 24.8 | 7.2711 | 17.96 | 5.0604 | 37.04 | 11.1008 | 48.02 | 16.7462 | 37.04 | 10.9893 | 32 | 10.0356 | 37.04 | 10.9867 | 28.4 | 8.3944 | 17.96 | 5.025 | 32 | 10.8379 | 21.92 | 6.7658 | 32 | 9.6502 | 43 | #N/A | #N/A
| 28.04 | 8.2868 | 28.94 | 8.5618 | 33.08 | 9.2608 | 21.2 | 6.2883 | 17.96 | 5.1913 | 35.06 | 10.6221 | 48.02 | 16.7462 | 33.98 | 10.1609 | 32 | 10.0359 | 33.98 | 10.2489 | 26.6 | 7.8255 | 15.08 | 4.4502 | 30.2 | 10.1467 | 21.02 | 6.4823 | 30.92 | 9.4962 | 44 | #N/A | #N/A
| 26.96 | 8.0259 | 28.94 | 8.5621 | 32 | 9.2919 | 17.6 | 5.5351 | 17.06 | 5.0704 | 35.06 | 10.7193 | 44.96 | 15.5943 | 30.02 | 9.409 | 32 | 10.0359 | 33.08 | 10.0315 | 24.8 | 7.6754 | 15.08 | 4.45 | 30.2 | 9.9091 | 19.04 | 5.93 | 30.02 | 9.3729 | 45 | #N/A | #N/A
| 26.06 | 7.6617 | 26.06 | 7.8681 | 32 | 9.2203 | 15.8 | 4.986 | 17.06 | 5.0172 | 35.96 | 10.8378 | 44.06 | 15.1979 | 28.94 | 9.3695 | 32 | 9.9355 | 30.92 | 9.5102 | 24.8 | 7.3924 | 14 | 4.2382 | 28.4 | 8.8658 | 17.96 | 5.6099 | 30.02 | 9.3718 | 46 | #N/A | #N/A
| 24.98 | 7.3273 | 26.96 | 8.1751 | 32 | 9.2203 | 15.8 | 4.8795 | 15.98 | 4.7578 | 33.98 | 10.3603 | 42.98 | 14.3964 | 28.04 | 9.0282 | 32 | 10.0363 | 33.08 | 10.1433 | 23 | 6.9594 | 10.94 | 3.5028 | 26.6 | 8.6193 | 15.98 | 5.0093 | 30.02 | 9.3727 | 47 | #N/A | #N/A
| 23 | 6.9245 | 30.02 | 9.0068 | 32 | 9.5567 | 14 | 4.2611 | 15.08 | 4.5948 | 33.98 | 10.5814 | 41 | 13.7152 | 26.06 | 8.781 | 32 | 9.936 | 32 | 9.8826 | 23 | 6.9594 | 8.96 | 2.979 | 24.8 | 7.8263 | 15.98 | 4.9468 | 30.02 | 9.3724 | 48 | #N/A | #N/A
| 24.08 | 7.2489 | 30.92 | 9.3068 | 32 | 9.861 | 12.2 | 3.8275 | 15.98 | 4.8112 | 35.96 | 11.1654 | 39.92 | 13.6501 | 26.06 | 8.7817 | 32 | 9.9382 | 33.08 | 10.1448 | 23 | 6.9594 | 6.98 | 2.5513 | 21.2 | 6.9595 | 15.98 | 4.9475 | 30.02 | 9.3746 | 49 | #N/A | #N/A
| 21.92 | 6.4627 | 32 | 9.6706 | 32 | 9.861 | 10.4 | 3.239 | 15.08 | 4.6412 | 35.96 | 11.3023 | 39.92 | 13.6501 | 28.04 | 9.2612 | 32 | 10.0401 | 33.08 | 10.2445 | 19.4 | 5.9687 | 12.92 | 4.1208 | 21.2 | 6.9595 | 15.98 | 4.9492 | 30.02 | 9.3763 | 50 | #N/A | #N/A
| 21.02 | 6.1303 | 32 | 9.9695 | 32 | 10.3207 | 8.6 | 2.6759 | 19.04 | 5.7134 | 37.04 | 11.7055 | 39.92 | 13.8424 | 30.02 | 10.0158 | 32 | 10.041 | 33.08 | 10.2461 | 17.6 | 5.5357 | 12.92 | 4.1792 | 19.4 | 6.5261 | 15.08 | 4.6747 | 30.02 | 9.4948 | 51 | #N/A | #N/A
| 19.04 | 5.5949 | 33.8 | 10.7871 | 33.08 | 10.7442 | 6.44 | 2.2452 | 19.04 | 5.7133 | 35.96 | 11.5695 | 39.92 | 13.8195 | 28.94 | 9.4809 | 32 | 10.0429 | 32 | 9.8883 | 17.6 | 5.1303 | 15.08 | 4.6986 | 19.4 | 6.2211 | 15.08 | 4.6757 | 28.94 | 9.118 | 52 | #N/A | #N/A
| 17.06 | 5.0718 | 33.08 | 10.6135 | 33.08 | 10.7245 | 5.54 | 2.0091 | 19.04 | 5.7126 | 37.94 | 12.0471 | 41 | 13.8966 | 30.02 | 9.6336 | 30.92 | 9.7839 | 28.94 | 9.1512 | 15.8 | 4.6162 | 17.06 | 5.2357 | 17.6 | 5.6534 | 15.08 | 4.5722 | 28.04 | 8.9027 | 53 | #N/A | #N/A
| 15.98 | 4.8124 | 37.4 | 12.1527 | 35.06 | 11.4843 | 5.36 | 1.9594 | 17.06 | 5.1744 | 37.94 | 11.9246 | 41 | 13.6976 | 28.94 | 9.616 | 30.02 | 9.5681 | 28.94 | 9.2497 | 15.8 | 4.6162 | 14 | 4.4385 | 17.6 | 5.788 | 14 | 4.3688 | 28.04 | 8.904 | 54 | #N/A | #N/A
| 15.08 | 4.6425 | 35.96 | 11.7256 | 35.06 | 11.6255 | 4.82 | 1.8105 | 15.98 | 4.8564 | 39.02 | 12.4655 | 41 | 13.6991 | 28.04 | 9.2685 | 28.94 | 9.2087 | 30.02 | 9.5136 | 14 | 4.1836 | 12.92 | 4.1204 | 15.8 | 5.2203 | 14 | 4.3694 | 26.06 | 8.4286 | 55 | #N/A | #N/A
| 12.92 | 4.0769 | 35.96 | 11.8594 | 35.06 | 11.6255 | 3.92 | 1.5634 | 15.98 | 4.8568 | 39.02 | 12.4673 | 41 | 13.6991 | 32 | 10.3582 | 28.04 | 8.8781 | 28.04 | 9.0384 | 10.4 | 3.3184 | 12.02 | 3.8048 | 15.8 | 5.0965 | 12.92 | 4.0552 | 26.06 | 8.4299 | 56 | #N/A | #N/A
| 12.02 | 3.8068 | 35.96 | 12.0339 | 35.96 | 12.1597 | 1.4 | 0.88621 | 12.92 | 4.0741 | 39.02 | 12.6024 | 39.92 | 13.6296 | 32 | 10.4997 | 24.08 | 7.9251 | 28.04 | 9.0384 | 10.4 | 3.3184 | 10.94 | 3.5977 | 15.8 | 5.0965 | 12.92 | 4.0118 | 26.06 | 8.4308 | 57 | #N/A | #N/A
| 10.04 | 3.1578 | 35.96 | 12.027 | 37.04 | 12.7661 | 1.4 | 0.88605 | 14 | 4.3791 | 41 | 12.9466 | 39.92 | 13.6316 | 33.08 | 10.8845 | 21.92 | 7.4041 | 30.02 | 9.5161 | 8.6 | 2.8114 | 8.96 | 3.1211 | 15.8 | 5.2203 | 12.02 | 3.8394 | 24.98 | 8.2886 | 58 | #N/A | #N/A
| 8.96 | 2.8981 | 35.96 | 12.3549 | 37.04 | 12.7661 | 1.4 | 0.88589 | 14 | 4.3788 | 42.98 | 13.874 | 41 | 13.891 | 37.04 | 12.1291 | 24.08 | 8.0404 | 28.94 | 9.2557 | 6.8 | 2.3788 | 10.04 | 3.4265 | 15.8 | 5.2203 | 12.02 | 3.8388 | 26.96 | 8.8674 | 59 | #N/A | #N/A
| 10.94 | 3.4175 | 35.06 | 12.1376 | 37.94 | 13.3578 | 3.2 | 1.3177 | 17.06 | 5.2348 | 46.04 | 14.7966 | 41 | 13.891 | 42.08 | 13.0562 | 26.96 | 8.9601 | 33.98 | 10.7007 | 6.8 | 2.3788 | 19.04 | 5.7637 | 14 | 4.7872 | 12.02 | 3.8387 | 30.02 | 9.7312 | 60 | #N/A | #N/A
| 12.92 | 4.0225 | 35.06 | 12.4943 | 37.94 | 13.5222 | 6.8 | 2.1819 | 19.04 | 5.71 | 48.02 | 15.6348 | 42.08 | 14.1476 | 44.06 | 13.5349 | 28.94 | 9.5465 | 39.02 | 12.0506 | 8.6 | 2.8114 | 21.92 | 6.4557 | 15.8 | 5.2203 | 12.2 | 3.9265 | 33.08 | 10.4689 | 61 | #N/A | #N/A
| 17.06 | 5.2922 | 35.06 | 12.4943 | 37.94 | 13.5222 | 8.6 | 2.6706 | 21.92 | 6.457 | 48.02 | 14.7798 | 42.08 | 14.1476 | 46.04 | 14.0149 | 32 | 10.4236 | 42.08 | 12.791 | 12.2 | 3.751 | 26.06 | 7.3364 | 15.8 | 5.3548 | 12.2 | 3.9265 | 35.06 | 10.9473 | 62 | #N/A | #N/A
| 19.94 | 6.1126 | 42.08 | 14.393 | 44.96 | 15.0716 | 10.4 | 3.1032 | 26.96 | 7.7383 | 48.02 | 14.7827 | 41 | 13.8946 | 46.94 | 14.1121 | 35.06 | 11.1638 | 44.06 | 13.2708 | 15.8 | 4.6162 | 28.04 | 7.8139 | 15.8 | 5.0965 | 15.98 | 5.0177 | 35.96 | 11.1651 | 63 | #N/A | #N/A
| 19.94 | 5.7657 | 42.98 | 14.4081 | 44.96 | 14.5294 | 12.2 | 3.5359 | 28.04 | 7.877 | 46.94 | 14.2346 | 42.08 | 14.1624 | 46.94 | 13.9709 | 35.96 | 11.3815 | 44.96 | 13.4892 | 17.6 | 5.2191 | 30.02 | 8.6078 | 14 | 4.7872 | 15.98 | 5.0179 | 37.04 | 11.4267 | 64 | #N/A | #N/A
| 21.92 | 6.289 | 42.98 | 14.0672 | 44.96 | 14.5294 | 12.2 | 3.5975 | 28.94 | 8.0943 | 46.94 | 15.0263 | 41 | 14.0931 | 46.94 | 14.1135 | 37.04 | 11.7869 | 44.06 | 13.1368 | 19.4 | 5.7487 | 32 | 9.2315 | 12.2 | 3.9162 | 15.98 | 5.0168 | 37.04 | 11.427 | 65 | #N/A | #N/A
| 21.92 | 6.4095 | 42.98 | 13.8797 | 44.96 | 14.1967 | 12.2 | 3.5969 | 28.94 | 8.0327 | 46.04 | 14.4772 | 41 | 13.9103 | 44.96 | 13.4924 | 35.96 | 11.3804 | 42.98 | 12.8762 | 23 | 6.5173 | 30.92 | 9.0423 | 14 | 4.3489 | 15.8 | 4.9949 | 37.04 | 11.4259 | 66 | #N/A | #N/A
| 23 | 6.5017 | 41 | 13.2531 | 44.06 | 13.6752 | 10.4 | 3.1025 | 28.94 | 8.033 | 44.96 | 13.7568 | 41 | 14.0914 | 42.08 | 12.7967 | 35.96 | 11.5242 | 42.08 | 12.6582 | 23 | 6.6143 | 28.94 | 8.4961 | 14 | 4.3489 | 15.8 | 4.9949 | 35.96 | 11.1646 | 67 | #N/A | #N/A
| 21.02 | 6.0727 | 39.02 | 12.7722 | 44.06 | 13.6752 | 8.6 | 2.6132 | 26.06 | 7.403 | 41 | 12.7989 | 41 | 14.0914 | 39.02 | 12.0576 | 35.96 | 11.5228 | 37.94 | 11.6585 | 21.2 | 6.1815 | 24.98 | 7.6154 | 15.8 | 4.7816 | 15.98 | 5.1996 | 35.06 | 10.9465 | 68 | #N/A | #N/A
| 15.98 | 4.9195 | 37.94 | 12.2068 | 41 | 12.7778 | 6.8 | 2.1804 | 21.92 | 6.345 | 39.92 | 12.4124 | 42.08 | 14.7058 | 35.96 | 11.3172 | 35.96 | 11.5208 | 33.08 | 10.4853 | 19.4 | 5.563 | 21.92 | 6.9661 | 15.8 | 4.9826 | 15.98 | 5.1985 | 33.98 | 10.6849 | 69 | #N/A | #N/A
| 21.02 | 5.9296 | 35.96 | 11.45 | 39.92 | 12.669 | 6.8 | 2.18 | 19.04 | 5.7148 | 39.02 | 12.1929 | 42.08 | 14.7112 | 33.08 | 10.7624 | 35.96 | 11.519 | 33.08 | 10.6188 | 19.4 | 5.563 | 19.04 | 6.2731 | 15.8 | 4.9826 | 17.06 | 5.3968 | 33.08 | 10.5779 | 70 | #N/A | #N/A
| 21.02 | 5.9718 | 37.04 | 11.7084 | 39.92 | 12.669 | 3.2 | 1.3714 | 19.94 | 5.8097 | 39.02 | 12.1914 | 42.08 | 14.7135 | 30.02 | 10.0228 | 35.06 | 11.4264 | 33.98 | 10.8344 | 17.6 | 5.1303 | 17.06 | 5.7085 | 15.8 | 4.9826 | 17.96 | 5.6731 | 32 | 10.3162 | 71 | #N/A | #N/A
| 21.92 | 6.4627 | 35.96 | 11.4474 | 37.94 | 11.7719 | -5.8 | -0.94365 | 19.04 | 5.769 | 39.02 | 12.3149 | 42.08 | 14.8841 | 28.04 | 9.5456 | 35.6 | 11.5209 | 33.08 | 10.6174 | 19.4 | 5.6519 | 17.06 | 5.7094 | 15.8 | 5.0965 | 17.6 | 5.6682 | 30.92 | 10.056 | 72 | #N/A | #N/A
| 24.08 | 7.2485 | 35.06 | 11.231 | 37.94 | 11.7721 | -0.4 | 0.45074 | 15.98 | 5.1002 | 37.94 | 12.2083 | 41 | 15.016 | 26.96 | 9.2849 | 33.98 | 11.3127 | 28.04 | 9.2679 | 24.8 | 7.5281 | 15.98 | 5.38 | 15.8 | 5.0965 | 19.04 | 5.9315 | 30.92 | 10.0568 | 73 | #N/A | #N/A
| 23 | 7.0705 | 35.06 | 11.2316 | 37.94 | 11.7721 | -9.4 | -1.8896 | 14 | 4.5576 | 37.94 | 12.2092 | 41 | 15.016 | 26.96 | 9.1445 | 33.98 | 11.4492 | 24.08 | 8.2063 | 23 | 7.2421 | 19.04 | 6.4527 | 15.8 | 5.0965 | 19.04 | 5.931 | 30.92 | 10.0571 | 74 | #N/A | #N/A
| 21.02 | 6.5954 | 35.06 | 11.0905 | 39.02 | 11.7911 | -18.4 | -4.1737 | 15.98 | 5.1024 | 37.94 | 12.2095 | 41 | 15.0242 | 26.06 | 9.069 | 33.08 | 11.2321 | 24.98 | 8.4227 | 21.2 | 6.8089 | 21.92 | 7.3415 | 15.8 | 5.2203 | 19.4 | 6.1012 | 30.02 | 9.8408 | 75 | #N/A | #N/A
| 15.98 | 5.3025 | 35.96 | 11.1725 | 37.94 | 11.5306 | 5.36 | 1.9023 | 17.06 | 5.5626 | 37.04 | 11.993 | 41 | 15.4479 | 24.98 | 8.6674 | 30.92 | 10.0118 | 21.92 | 7.4642 | 21.2 | 6.8089 | 26.96 | 8.7689 | 15.8 | 4.9826 | 19.4 | 6.1012 | 30.02 | 9.9796 | 76 | #N/A | #N/A
| 15.08 | 5.0861 | 35.96 | 11.0637 | 37.94 | 11.5306 | 6.62 | 2.2293 | 17.06 | 5.5648 | 35.96 | 11.7306 | 41 | 15.2824 | 26.06 | 9.0681 | 28.04 | 8.8702 | 19.94 | 6.8743 | 23 | 7.2421 | 28.94 | 9.3728 | 14 | 4.3489 | 19.94 | 6.289 | 28.04 | 9.3628 | 77 | #N/A | #N/A
| 14 | 4.8265 | 35.06 | 10.8473 | 37.04 | 11.4203 | 6.08 | 2.0635 | 19.04 | 5.9818 | 35.06 | 11.5135 | 41 | 15.2588 | 24.98 | 8.6655 | 24.98 | 7.8505 | 19.94 | 6.7833 | 24.8 | 7.8352 | 30.02 | 9.8799 | 15.8 | 5.0965 | 19.94 | 6.2887 | 28.04 | 9.5001 | 78 | #N/A | #N/A
| 14 | 4.7621 | 35.06 | 10.9561 | 37.04 | 11.5559 | 3.92 | 1.516 | 19.94 | 6.0639 | 32 | 10.6214 | 42.08 | 15.5236 | 24.08 | 8.4493 | 24.08 | 7.7172 | 19.94 | 6.7833 | 23 | 7.4018 | 33.98 | 11.396 | 14 | 4.445 | 19.94 | 6.2884 | 28.04 | 9.4998 | 79 | #N/A | #N/A
| 19.04 | 6.2816 | 35.06 | 10.9571 | 37.04 | 11.5559 | 3.92 | 1.4994 | 21.02 | 6.2554 | 33.08 | 11.0355 | 42.08 | 15.5236 | 23 | 7.9469 | 21.92 | 7.0161 | 19.94 | 6.7825 | 24.8 | 8.0085 | 35.06 | 11.6471 | 15.8 | 5.0965 | 19.94 | 6.2882 | 28.04 | 9.492 | 80 | #N/A | #N/A
| 24.98 | 8.1906 | 35.06 | 10.9561 | 35.96 | 11.4361 | 1.4 | 1.0681 | 21.92 | 6.5998 | 33.08 | 11.0339 | 41 | 15.2439 | 24.08 | 8.312 | 21.02 | 6.8009 | 28.04 | 9.396 | 24.8 | 8.0085 | 37.94 | 13.4145 | 15.8 | 4.7816 | 19.04 | 6.0045 | 26.96 | 8.8591 | 81 | #N/A | #N/A
| 26.96 | 8.7653 | 33.98 | 10.6951 | 35.06 | 11.2182 | -0.4 | 0.56943 | 23 | 6.9428 | 33.98 | 11.5494 | 41 | 15.0309 | 30.02 | 10.1389 | 19.04 | 6.01 | 30.02 | 9.7359 | 24.8 | 8.0085 | 39.92 | 14.4396 | 15.8 | 4.7816 | 19.04 | 6.0038 | 26.96 | 8.8547 | 82 | #N/A | #N/A
| 26.96 | 8.7648 | 33.98 | 10.829 | 35.06 | 11.2182 | -2.2 | 0.076402 | 24.8 | 7.6764 | 35.06 | 11.5076 | 39.92 | 14.7648 | 30.02 | 10.0153 | 15.8 | 5.0131 | 28.94 | 9.0331 | 24.8 | 8.0085 | 39.92 | 14.3828 | 17.6 | 5.3106 | 21.02 | 6.5463 | 24.98 | 7.9591 | 83 | #N/A | #N/A
| 30.02 | 9.6245 | 37.04 | 11.5681 | 37.94 | 12.0356 | -0.4 | 0.57026 | 23 | 7.6126 | 35.96 | 11.5686 | 39.92 | 14.5753 | 30.92 | 9.9544 | 15.98 | 5.1311 | 28.04 | 8.6225 | 26.6 | 8.6299 | 39.92 | 14.4661 | 19.4 | 5.8483 | 21.92 | 6.7618 | 21.92 | 6.9463 | 84 | #N/A | #N/A
| 33.08 | 10.4695 | 39.92 | 12.4068 | 41 | 12.7763 | 8.6 | 2.9535 | 24.08 | 8.0835 | 35.96 | 11.3042 | 39.92 | 14.7568 | 30.02 | 9.5066 | 15.98 | 5.1298 | 28.94 | 8.7565 | 30.2 | 9.701 | 39.92 | 14.3828 | 21.2 | 6.3954 | 24.08 | 7.364 | 21.02 | 6.4253 | 85 | #N/A | #N/A
| 35.06 | 10.9498 | 42.08 | 12.9308 | 41 | 12.7763 | 14 | 4.4345 | 26.6 | 8.8349 | 35.96 | 11.0614 | 41 | 15.0252 | 32 | 9.6829 | 15.98 | 5.0676 | 28.04 | 8.4454 | 32 | 10.3556 | 37.04 | 13.3201 | 26.6 | 8.2597 | 26.06 | 7.914 | 19.94 | 6.1042 | 86 | #N/A | #N/A
| 35.96 | 11.1692 | 42.98 | 13.2739 | 44.96 | 13.7385 | 15.8 | 4.9721 | 26.96 | 9.1421 | 35.96 | 11.3052 | 42.98 | 15.7416 | 33.08 | 9.8406 | 15.08 | 4.6724 | 26.96 | 8.0288 | 33.8 | 10.7895 | 35.06 | 12.6835 | 28.4 | 8.8658 | 28.04 | 8.4831 | 21.02 | 6.2377 | 87 | #N/A | #N/A
| 35.96 | 11.3071 | 44.96 | 13.7535 | 46.94 | 14.2181 | 23 | 6.9411 | 28.94 | 9.961 | 35.06 | 11.23 | 42.08 | 15.5258 | 32 | 9.6839 | 12.92 | 4.0011 | 24.98 | 7.6237 | 33.8 | 10.7895 | 33.08 | 12.0219 | 28.4 | 8.8658 | 28.94 | 8.7005 | 19.4 | 5.7865 | 88 | #N/A | #N/A
| 35.96 | 11.4501 | 46.04 | 14.0158 | 46.94 | 14.2181 | 26.6 | 7.9425 | 28.94 | 9.8831 | 33.08 | 10.6098 | 42.08 | 15.1163 | 30.02 | 9.208 | 12.02 | 3.6957 | 24.08 | 7.5905 | 35.6 | 11.2234 | 33.98 | 12.2394 | 30.2 | 8.8202 | 30.02 | 9.0562 | 21.02 | 6.1732 | 89 | #N/A | #N/A
| 35.96 | 11.5748 | 46.04 | 14.0158 | 46.94 | 14.3747 | 26.6 | 7.9427 | 30.02 | 10.431 | 32 | 10.4874 | 42.08 | 14.9046 | 26.96 | 8.5567 | 12.92 | 3.7898 | 24.08 | 7.5905 | 35.6 | 11.4626 | 33.98 | 12.2394 | 32 | 9.2533 | 28.04 | 8.4827 | 19.94 | 5.9163 | 90 | #N/A | #N/A
| 35.6 | 11.7121 | 44.96 | 13.7553 | 46.04 | 14.2913 | 24.8 | 7.5094 | 30.02 | 10.403 | 30.92 | 10.0843 | 42.08 | 14.9022 | 26.06 | 8.344 | 10.04 | 3.0971 | 24.08 | 7.4071 | 35.6 | 11.7213 | 32 | 11.5544 | 32 | 9.1179 | 24.98 | 7.6541 | 19.04 | 5.7588 | 91 | #N/A | #N/A
| 35.96 | 11.8631 | 42.98 | 13.4333 | 46.04 | 14.2913 | 24.8 | 7.5091 | 28.04 | 9.4961 | 30.02 | 9.8645 | 42.08 | 14.9022 | 24.08 | 7.9795 | 6.08 | 2.1445 | 23 | 6.9854 | 35.6 | 11.7213 | 32 | 11.4042 | 30.2 | 8.8202 | 23 | 7.1039 | 17.96 | 5.3733 | 92 | #N/A | #N/A
| 35.96 | 11.8615 | 42.08 | 13.2152 | 42.98 | 13.8665 | 19.4 | 6.2098 | 28.04 | 9.4025 | 30.02 | 9.7279 | 39.92 | 14.5753 | 24.08 | 7.9795 | 6.08 | 2.1434 | 21.92 | 6.6593 | 33.8 | 11.287 | 32 | 11.2219 | 30.2 | 8.8202 | 21.92 | 6.8436 | 15.08 | 4.4424 | 93 | #N/A | #N/A
| 35.06 | 11.3548 | 42.08 | 13.2133 | 42.98 | 13.8647 | 23 | 6.9419 | 28.04 | 9.4025 | 30.02 | 9.6192 | 39.02 | 14.1585 | 23 | 7.2278 | 5 | 1.8829 | 21.02 | 6.2406 | 33.8 | 11.0285 | 28.94 | 10.0367 | 30.2 | 8.8202 | 21.02 | 6.5434 | 12.02 | 3.7059 | 94 | #N/A | #N/A
| 35.06 | 11.2312 | 39.92 | 12.8277 | 42.98 | 13.8647 | 23 | 6.9422 | 26.96 | 8.7774 | 30.02 | 9.6154 | 39.02 | 14.1473 | 21.92 | 6.8061 | 3.92 | 1.5845 | 17.96 | 5.3299 | 33.8 | 11.0285 | 30.02 | 10.1436 | 32 | 9.2533 | 21.02 | 6.5428 | 10.94 | 3.4451 | 95 | #N/A | #N/A
| 35.06 | 11.0907 | 39.02 | 12.6112 | 42.08 | 13.6485 | 23 | 7.0762 | 26.96 | 8.3731 | 26.6 | 8.8272 | 39.02 | 14.1473 | 21.02 | 6.3681 | 3.92 | 1.5838 | 17.06 | 5.0664 | 33.8 | 11.0285 | 28.04 | 9.4025 | 32 | 9.2533 | 19.94 | 6.2827 | 8.96 | 2.9232 | 96 | #N/A | #N/A
| 33.98 | 10.696 | 39.02 | 12.7806 | 42.08 | 13.833 | 17.6 | 5.7773 | 24.98 | 7.7198 | 24.98 | 8.2931 | 39.02 | 14.1613 | 19.04 | 5.7107 | 3.92 | 1.5833 | 15.08 | 4.4942 | 32 | 10.3556 | 26.96 | 8.7774 | 30.2 | 8.9671 | 19.94 | 6.2826 | 8.96 | 2.9226 | 97 | #N/A | #N/A
| 33.98 | 10.5879 | 37.94 | 12.523 | 42.08 | 13.833 | 14 | 4.7781 | 26.06 | 7.7769 | 24.08 | 8.0762 | 39.02 | 14.1613 | 17.96 | 5.3888 | 3.92 | 1.583 | 14 | 4.1858 | 32 | 10.3556 | 24.98 | 7.8632 | 30.2 | 8.9671 | 19.94 | 6.2826 | 6.98 | 2.3691 | 98 | #N/A | #N/A
| 33.08 | 10.371 | 39.02 | 12.7868 | 39.92 | 13.4763 | 10.4 | 3.7899 | 24.98 | 7.5147 | 24.08 | 8.0762 | 39.02 | 14.1473 | 17.6 | 5.3136 | 3.92 | 1.5825 | 12.02 | 3.6715 | 32 | 10.1348 | 24.98 | 7.7634 | 30.2 | 8.9671 | 19.04 | 6.0004 | 6.08 | 2.1138 | 99 | #N/A | #N/A
| 30.92 | 9.8503 | 39.02 | 12.9346 | 39.92 | 13.6764 | 21.56 | 6.5722 | 24.08 | 7.2299 | 24.8 | 8.1905 | 39.02 | 14.1473 | 17.06 | 5.1838 | 3.92 | 1.6204 | 12.02 | 3.6821 | 32 | 10.3556 | 24.08 | 7.4526 | 30.2 | 9.1265 | 19.94 | 6.2837 | 3.92 | 1.5635 | 100 | #N/A | #N/A
| 30.92 | 9.8463 | 39.02 | 12.9346 | 39.92 | 13.6764 | 20.66 | 6.3306 | 24.08 | 7.1511 | 23.36 | 7.711 | 39.02 | 13.9931 | 15.08 | 4.5894 | 3.92 | 1.6201 | 10.04 | 3.1621 | 32 | 10.1348 | 23 | 7.1903 | 30.2 | 8.9671 | 21.02 | 6.5433 | 3.92 | 1.5278 | 101 | #N/A | #N/A
| 30.92 | 9.8467 | 37.04 | 12.4576 | 39.92 | 13.6793 | 21.02 | 6.4172 | 23 | 6.8901 | 21.92 | 7.2563 | 39.2 | 14.1225 | 14 | 4.2631 | 3.92 | 1.6598 | 8.96 | 2.8558 | 30.2 | 9.701 | 23 | 7.116 | 32 | 9.5599 | 19.94 | 6.2169 | 3.02 | 1.311 | 102 | #N/A | #N/A
| 30.92 | 9.7228 | 37.94 | 12.6777 | 39.92 | 13.8652 | 21.92 | 6.6972 | 21.92 | 6.5684 | 19.94 | 6.7795 | 37.94 | 13.7319 | 12.92 | 3.9258 | 5 | 1.9336 | 8.06 | 2.5998 | 30.2 | 9.701 | 21.92 | 6.9277 | 32 | 9.5599 | 19.94 | 6.2835 | 3.02 | 1.3107 | 103 | #N/A | #N/A
| 30.92 | 9.8445 | 35.96 | 12.3872 | 39.92 | 13.8652 | 21.56 | 6.5977 | 21.02 | 6.2257 | 19.04 | 6.2845 | 37.94 | 13.7319 | 10.04 | 3.1516 | 5 | 1.9185 | 6.98 | 2.34 | 30.2 | 9.701 | 19.94 | 6.2936 | 32 | 9.5599 | 19.04 | 6.0008 | 3.02 | 1.2826 | 104 | #N/A | #N/A
| 32 | 10.1019 | 37.04 | 12.648 | 39.92 | 14.228 | 14 | 4.6554 | 19.04 | 5.6844 | 17.06 | 5.6475 | 37.04 | 13.4992 | 10.04 | 3.163 | 3.92 | 1.6741 | 8.06 | 2.5616 | 30.2 | 9.701 | 19.04 | 5.8719 | 32 | 9.7329 | 19.04 | 6.0668 | 3.02 | 1.31 | 105 | #N/A | #N/A
| 32 | 10.0988 | 37.04 | 12.8099 | 39.92 | 14.4012 | 10.4 | 3.6766 | 17.06 | 5.0443 | 17.06 | 5.6475 | 37.94 | 13.886 | 8.96 | 2.8902 | 3.02 | 1.4013 | 8.06 | 2.5985 | 32 | 10.3556 | 15.08 | 4.6701 | 32 | 9.7329 | 21.02 | 6.6259 | 3.02 | 1.3094 | 106 | #N/A | #N/A
| 33.08 | 10.4633 | 37.04 | 12.8095 | 39.92 | 14.4012 | 6.8 | 2.7073 | 14 | 4.3623 | 15.98 | 5.3876 | 37.94 | 13.8971 | 8.96 | 2.8897 | 3.02 | 1.4009 | 8.96 | 2.8138 | 32 | 10.3556 | 12.92 | 4.0475 | 32 | 9.5599 | 21.02 | 6.5427 | 3.92 | 1.5249 | 107 | #N/A | #N/A
| 35.96 | 11.2887 | 39.02 | 13.6343 | 41 | 15.0111 | 12.2 | 4.3454 | 12.92 | 3.9545 | 15.98 | 5.3876 | 37.4 | 13.6871 | 12.02 | 3.6678 | 5 | 1.9159 | 12.02 | 3.5489 | 32 | 10.3556 | 12.92 | 4.0033 | 33.8 | 9.9933 | 21.02 | 6.5419 | 8.06 | 2.519 | 108 | #N/A | #N/A
| 37.04 | 11.5451 | 39.92 | 14.0513 | 42.98 | 15.9106 | 17.6 | 6.081 | 14 | 4.1742 | 17.06 | 5.7186 | 39.02 | 14.3712 | 15.98 | 4.705 | 6.98 | 2.4266 | 15.98 | 4.5002 | 33.8 | 10.7895 | 14 | 4.2125 | 35.6 | 10.5999 | 21.92 | 6.7583 | 12.92 | 3.6862 | 109 | #N/A | #N/A
| 39.02 | 12.0235 | 41 | 14.4674 | 42.98 | 15.9614 | 26.6 | 8.2493 | 15.08 | 4.3887 | 19.04 | 6.3784 | 39.02 | 14.3712 | 19.04 | 5.6009 | 10.04 | 3.2061 | 19.04 | 5.2353 | 35.6 | 11.4626 | 15.08 | 4.5215 | 35.6 | 10.5999 | 24.08 | 7.3622 | 15.08 | 4.2399 | 110 | #N/A | #N/A
| 39.92 | 12 | 41 | 14.5239 | 42.98 | 15.9106 | 30.2 | 9.29 | 15.98 | 4.605 | 21.02 | 6.9369 | 39.92 | 14.3887 | 21.2 | 6.3989 | 12.92 | 3.8987 | 23 | 6.1499 | 37.4 | 11.8967 | 15.98 | 4.6883 | 37.4 | 11.0334 | 24.08 | 7.3632 | 17.96 | 4.9322 | 111 | #N/A | #N/A
| 41 | 12.5001 | 39.92 | 14.3757 | 42.08 | 15.2726 | 33.8 | 9.9864 | 15.08 | 4.3525 | 23 | 7.48 | 39.02 | 14.3827 | 23 | 6.3929 | 14 | 4.1974 | 24.08 | 6.4097 | 37.4 | 11.6574 | 15.98 | 4.6486 | 37.4 | 10.8601 | 24.98 | 7.6535 | 19.94 | 5.4081 | 112 | #N/A | #N/A
| 42.08 | 12.6256 | 39.92 | 14.2731 | 42.08 | 15.3416 | 35.6 | 10.5927 | 14 | 4.0513 | 23 | 7.3782 | 39.02 | 14.3575 | 26.06 | 6.8865 | 17.06 | 4.982 | 24.98 | 6.626 | 39.2 | 11.8699 | 15.08 | 4.3866 | 37.4 | 11.2213 | 24.98 | 7.6541 | 21.02 | 5.6985 | 113 | #N/A | #N/A
| 41 | 12.4972 | 39.02 | 14.0582 | 41 | 15.0111 | 35.6 | 10.421 | 12.92 | 3.791 | 23 | 7.3762 | 39.02 | 14.5389 | 26.96 | 7.1022 | 17.96 | 5.1984 | 26.96 | 7.0717 | 39.2 | 11.8699 | 15.08 | 4.3503 | 39.2 | 11.4669 | 26.06 | 7.9142 | 23 | 6.1077 | 114 | #N/A | #N/A
| 37.94 | 12.1712 | 39.02 | 13.9885 | 39.92 | 14.6415 | 35.6 | 10.5942 | 12.02 | 3.5271 | 24.8 | 7.524 | 39.02 | 14.5389 | 26.06 | 6.8854 | 17.06 | 4.933 | 26.06 | 6.8847 | 39.2 | 11.8699 | 14 | 4.049 | 39.2 | 12.3174 | 24.98 | 7.7448 | 23 | 6.1072 | 115 | #N/A | #N/A
| 32 | 10.4626 | 39.02 | 13.9885 | 39.92 | 14.6415 | 32 | 9.728 | 10.04 | 3.0281 | 19.04 | 5.8744 | 39.02 | 14.5614 | 23 | 6.1873 | 15.08 | 4.4569 | 21.92 | 6.0009 | 37.4 | 11.4361 | 12.02 | 3.5724 | 37.4 | 12.1409 | 24.98 | 7.7452 | 19.04 | 5.2603 | 116 | #N/A | #N/A
| 28.04 | 9.2339 | 37.94 | 13.5951 | 39.92 | 14.4255 | 33.8 | 10.3502 | 8.96 | 2.733 | 12.92 | 4.2247 | 37.94 | 13.9034 | 17.96 | 5.3767 | 12.92 | 3.9375 | 15.98 | 4.8421 | 30.2 | 9.9216 | 10.94 | 3.2736 | 37.4 | 11.8833 | 24.98 | 7.7446 | 19.04 | 5.1907 | 117 | #N/A | #N/A
| 26.06 | 8.7555 | 37.94 | 13.5311 | 39.92 | 14.4216 | 33.8 | 10.5511 | 8.96 | 2.7325 | 6.08 | 2.4623 | 37.94 | 13.886 | 15.08 | 4.7977 | 10.04 | 3.3364 | 14 | 4.3657 | 26.6 | 8.8334 | 10.04 | 3.0261 | 37.4 | 11.8833 | 24.98 | 7.7445 | 17.06 | 4.7457 | 118 | #N/A | #N/A
| 24.08 | 8.1713 | 37.04 | 13.2127 | 39.92 | 14.4216 | 33.8 | 10.7708 | 8.96 | 2.767 | 6.08 | 2.4165 | 37.94 | 13.886 | 12.92 | 4.3447 | 8.96 | 3.1301 | 12.02 | 3.89 | 24.8 | 8.1963 | 8.96 | 2.7312 | 37.4 | 12.72 | 24.98 | 7.8396 | 17.96 | 5.0775 | 119 | #N/A | #N/A
| 23 | 7.7911 | 37.04 | 13.1557 | 39.02 | 13.9717 | 33.8 | 10.8012 | 8.06 | 2.5155 | 5 | 2.1047 | 37.94 | 13.7347 | 12.92 | 4.4025 | 8.06 | 2.9139 | 12.02 | 3.9478 | 23 | 7.575 | 8.06 | 2.5147 | 37.4 | 13.3522 | 24.98 | 7.8398 | 19.04 | 5.3012 | 120 | #N/A | #N/A
| 21.92 | 7.4347 | 37.04 | 13.1557 | 39.02 | 13.7761 | 33.8 | 11.5813 | 6.98 | 2.2556 | 3.02 | 1.54 | 37.94 | 13.7347 | 12.02 | 4.1861 | 6.98 | 2.6541 | 10.04 | 3.4715 | 19.4 | 6.708 | 8.06 | 2.5142 | 39.2 | 14.1155 | 24.98 | 7.8393 | 17.96 | 5.1226 | 121 | #N/A | #N/A
| 19.94 | 6.7585 | 35.96 | 12.7117 | 39.02 | 13.8332 | 35.6 | 11.9822 | 6.08 | 2.0114 | 3.02 | 1.5027 | 37.94 | 13.7347 | 12.02 | 4.1863 | 6.98 | 2.601 | 10.94 | 3.7484 | 21.2 | 7.1415 | 8.06 | 2.514 | 39.2 | 14.1155 | 24.08 | 7.623 | 17.96 | 5.1228 | 122 | #N/A | #N/A
| 21.02 | 7.1089 | 33.98 | 11.9214 | 37.94 | 13.0209 | 37.4 | 12.3836 | 5 | 1.6952 | 3.02 | 1.46 | 37.94 | 13.5404 | 12.92 | 4.4035 | 5 | 2.0831 | 8.96 | 3.2125 | 19.4 | 6.5351 | 8.06 | 2.5137 | 39.2 | 14.1155 | 23 | 7.3636 | 19.04 | 5.261 | 123 | #N/A | #N/A
| 23 | 7.9173 | 33.98 | 11.7345 | 37.94 | 13.0178 | 35.78 | 11.7172 | 5 | 1.6439 | 3.02 | 1.5034 | 37.04 | 13.3036 | 12.92 | 4.404 | 6.08 | 2.3433 | 10.94 | 3.6313 | 19.4 | 6.5351 | 8.06 | 2.5134 | 39.2 | 14.1155 | 23 | 7.3639 | 17.96 | 4.9631 | 124 | #N/A | #N/A
| 26.06 | 9.03 | 33.98 | 11.7306 | 37.94 | 13.0178 | 35.24 | 11.6135 | 5 | 1.6661 | 3.92 | 1.7573 | 37.04 | 13.3036 | 12.02 | 4.1877 | 5 | 2.1263 | 10.94 | 3.7495 | 23 | 7.7626 | 8.06 | 2.5127 | 39.2 | 14.1155 | 23 | 7.4121 | 19.94 | 5.3729 | 125 | #N/A | #N/A
| 28.04 | 9.6279 | 33.98 | 11.5818 | 35.96 | 12.3735 | 36.14 | 11.9668 | 6.08 | 1.9253 | 6.08 | 2.3655 | 35.96 | 12.9044 | 12.92 | 4.4771 | 5 | 2.0837 | 8.96 | 3.1101 | 24.8 | 8.3997 | 6.98 | 2.2528 | 39.2 | 13.7874 | 23 | 7.2672 | 19.94 | 5.373 | 126 | #N/A | #N/A
| 28.94 | 9.8501 | 32 | 10.934 | 35.96 | 12.3727 | 36.32 | 12.2097 | 6.08 | 1.9025 | 6.98 | 2.6347 | 35.96 | 12.7219 | 12.92 | 4.4049 | 3.92 | 1.7759 | 8.96 | 3.156 | 26.6 | 9.0538 | 6.98 | 2.2527 | 39.2 | 13.7874 | 21.92 | 7.0074 | 23 | 6.0482 | 127 | #N/A | #N/A
| 28.94 | 10.1379 | 32 | 11.1019 | 35.96 | 12.3727 | 35.42 | 11.9924 | 6.08 | 1.8764 | 6.08 | 2.4187 | 35.96 | 12.7219 | 14 | 4.8018 | 3.92 | 1.7377 | 10.04 | 3.4733 | 26.6 | 9.0538 | 6.98 | 2.2522 | 39.2 | 13.4795 | 21.2 | 6.6704 | 17.96 | 4.9635 | 128 | #N/A | #N/A
| 30.02 | 10.3988 | 33.98 | 11.4099 | 37.94 | 12.6655 | 23 | 8.1711 | 6.08 | 1.876 | 8.06 | 2.9404 | 35.06 | 12.3041 | 12.92 | 4.4779 | 3.02 | 1.56 | 10.04 | 3.4732 | 28.4 | 9.7262 | 6.08 | 2.0356 | 39.2 | 13.1547 | 21.2 | 6.6704 | 21.02 | 5.6678 | 129 | #N/A | #N/A
| 30.2 | 10.4091 | 33.98 | 11.5757 | 37.94 | 12.6623 | 28.4 | 9.9666 | 6.08 | 1.9016 | 15.98 | 5.1397 | 35.06 | 12.3025 | 12.02 | 4.1883 | 3.02 | 1.4773 | 10.04 | 3.4158 | 28.4 | 9.9841 | 6.08 | 2.0079 | 39.2 | 13.1547 | 19.94 | 6.4392 | 19.04 | 5.1919 | 130 | #N/A | #N/A
| 33.08 | 11.9857 | 35.06 | 11.834 | 37.94 | 12.6623 | 33.8 | 11.8474 | 6.08 | 1.9014 | 15.08 | 5.0596 | 35.96 | 12.3586 | 15.98 | 5.3574 | 3.92 | 1.7375 | 12.92 | 4.2795 | 28.4 | 10.2627 | 6.98 | 2.2236 | 37.4 | 12.72 | 19.94 | 6.3665 | 19.94 | 5.4393 | 131 | #N/A | #N/A
| 33.8 | 12.4894 | 35.06 | 11.8306 | 39.02 | 13.0991 | 33.8 | 11.8459 | 6.98 | 2.1171 | 30.02 | 9.254 | 37.04 | 12.291 | 26.96 | 8.5189 | 8.06 | 2.9159 | 24.08 | 6.9633 | 30.2 | 10.6972 | 8.06 | 2.4515 | 39.2 | 13.7874 | 21.92 | 6.7595 | 24.08 | 6.4729 | 132 | #N/A | #N/A
| 33.8 | 12.4894 | 37.04 | 12.4533 | 39.92 | 13.315 | 35.6 | 12.278 | 8.06 | 2.4269 | 37.94 | 10.8908 | 37.94 | 12.6542 | 33.98 | 9.172 | 12.92 | 4.1899 | 30.02 | 8.1733 | 32 | 11.7585 | 8.96 | 2.6985 | 42.8 | 14.6579 | 24.08 | 7.3617 | 26.96 | 7.1643 | 133 | #N/A | #N/A
| 37.94 | 13.167 | 42.08 | 14.0149 | 39.92 | 13.315 | 35.6 | 12.6017 | 8.06 | 2.4268 | 39.92 | 11.7501 | 37.94 | 12.6542 | 39.92 | 10.3287 | 17.96 | 5.5188 | 35.06 | 9.2905 | 35.6 | 12.6284 | 10.04 | 2.9855 | 41 | 14.2226 | 24.98 | 7.6513 | 30.02 | 7.9411 | 134 | #N/A | #N/A
| 37.4 | 13.0516 | 42.98 | 14.0736 | 44.06 | 14.4765 | 37.4 | 13.0429 | 10.04 | 2.9271 | 41 | 12.8777 | 37.94 | 12.9831 | 41 | 10.4765 | 24.08 | 6.9923 | 41 | 10.6325 | 37.4 | 13.0634 | 12.02 | 3.4963 | 42.8 | 14.6579 | 26.06 | 7.9122 | 33.98 | 8.9746 | 135 | #N/A | #N/A
| 39.02 | 13.777 | 42.98 | 13.743 | 44.96 | 14.535 | 39.2 | 13.4794 | 12.02 | 3.4026 | 42.08 | 12.4927 | 37.94 | 12.8406 | 42.98 | 11.1096 | 30.92 | 8.5841 | 44.06 | 11.2119 | 35.6 | 12.6284 | 12.92 | 3.7123 | 42.8 | 14.9865 | 26.06 | 8.0046 | 37.04 | 9.7106 | 136 | #N/A | #N/A
| 39.92 | 13.8386 | 42.98 | 13.2819 | 44.96 | 14.535 | 41 | 13.9159 | 12.92 | 3.65 | 42.08 | 12.2765 | 39.02 | 12.9185 | 42.08 | 10.9325 | 35.96 | 9.6273 | 44.96 | 11.3986 | 37.4 | 13.0634 | 12.92 | 3.7119 | 44.6 | 15.0931 | 26.96 | 8.2209 | 37.94 | 9.8045 | 137 | #N/A | #N/A
| 39.2 | 13.795 | 42.98 | 13.2783 | 42.98 | 13.7215 | 42.8 | 14.3504 | 14 | 3.9089 | 41 | 11.9056 | 37.94 | 12.6427 | 42.08 | 11.4239 | 37.04 | 9.9947 | 44.06 | 11.2127 | 39.2 | 13.4983 | 12.02 | 3.4604 | 42.8 | 14.6579 | 28.04 | 8.4803 | 39.02 | 10.025 | 138 | #N/A | #N/A
| 39.02 | 13.4413 | 39.02 | 12.3185 | 42.08 | 13.0438 | 42.8 | 14.3504 | 12.92 | 3.6176 | 39.02 | 11.1574 | 37.94 | 12.3407 | 39.92 | 11.5596 | 33.08 | 9.4306 | 42.08 | 10.8148 | 39.2 | 13.4983 | 10.94 | 3.2004 | 44.6 | 15.0931 | 24.98 | 7.7436 | 35.96 | 9.3704 | 139 | #N/A | #N/A
| 37.04 | 12.7637 | 37.04 | 11.3283 | 42.08 | 13.0438 | 37.4 | 13.0449 | 12.02 | 3.4008 | 35.96 | 10.6033 | 37.94 | 12.3407 | 32 | 9.7407 | 26.06 | 7.824 | 35.06 | 9.2452 | 35.6 | 12.6284 | 10.04 | 2.9835 | 42.8 | 14.9865 | 24.08 | 7.4351 | 32 | 8.5403 | 140 | #N/A | #N/A
| 32 | 11.2043 | 33.98 | 9.9761 | 35.96 | 10.6301 | 33.8 | 11.8488 | 10.94 | 3.1408 | 33.98 | 10.3262 | 39.02 | 12.4651 | 35.06 | 10.2064 | 21.92 | 6.8276 | 30.02 | 8.1241 | 32 | 11.4331 | 8.96 | 2.6962 | 41 | 14.2226 | 23 | 7.1753 | 30.92 | 8.2411 | 141 | #N/A | #N/A
| 28.94 | 10.0214 | 30.92 | 8.8338 | 33.98 | 9.8716 | 30.2 | 10.9752 | 8.96 | 2.6645 | 35.06 | 10.8052 | 37.94 | 12.2033 | 30.02 | 8.9932 | 19.04 | 6.1345 | 33.08 | 8.7693 | 32 | 11.1317 | 8.06 | 2.4794 | 39.2 | 14.1155 | 24.08 | 7.5259 | 28.04 | 7.6389 | 142 | #N/A | #N/A
| 26.96 | 9.5431 | 28.94 | 8.3554 | 33.98 | 9.8716 | 32 | 11.7319 | 6.08 | 1.897 | 35.06 | 11.1812 | 37.94 | 12.049 | 24.08 | 7.7453 | 19.04 | 6.0521 | 30.92 | 8.3935 | 28.4 | 9.9841 | 6.98 | 2.2196 | 41 | 14.551 | 24.08 | 7.6213 | 28.94 | 7.7201 | 143 | #N/A | #N/A
| 33.08 | 11.6466 | 28.04 | 8.0633 | 30.02 | 8.4742 | 35.6 | 12.6032 | 3.92 | 1.3284 | 35.96 | 11.5193 | 37.04 | 11.8317 | 32 | 9.653 | 15.98 | 5.3162 | 30.02 | 8.2817 | 30.2 | 10.6972 | 6.98 | 2.2192 | 39.2 | 14.1155 | 24.08 | 7.7043 | 28.94 | 7.8992 | 144 | #N/A | #N/A
| 30.02 | 10.4143 | 26.96 | 7.7437 | 28.94 | 8.2137 | 33.8 | 12.1684 | 1.94 | 0.85248 | 35.96 | 11.5193 | 35.96 | 11.5706 | 32 | 9.6525 | 15.98 | 5.2507 | 19.04 | 5.8225 | 28.4 | 9.9841 | 6.08 | 1.9468 | 39.2 | 14.1155 | 24.8 | 7.8455 | 28.04 | 7.7378 | 145 | #N/A | #N/A
| 30.02 | 10.5798 | 24.98 | 7.2657 | 28.94 | 8.2137 | 33.8 | 12.1684 | 1.94 | 0.8116 | 35.96 | 11.5208 | 35.96 | 11.5706 | 28.04 | 8.7882 | 12.92 | 4.4398 | 19.04 | 5.9546 | 28.4 | 9.9841 | 6.08 | 1.9186 | 39.2 | 14.4654 | 26.06 | 8.2845 | 28.04 | 7.7384 | 146 | #N/A | #N/A
| 28.94 | 10.3208 | 23 | 6.7206 | 24.98 | 7.1909 | 33.8 | 12.1684 | 1.04 | 0.57814 | 37.04 | 11.9345 | 35.96 | 11.7244 | 23 | 7.576 | 12.02 | 4.1647 | 19.94 | 6.1726 | 28.4 | 9.9841 | 3.92 | 1.3772 | 39.2 | 14.4654 | 26.6 | 8.4532 | 26.96 | 7.4796 | 147 | #N/A | #N/A
| 30.02 | 10.5815 | 21.92 | 6.4061 | 24.08 | 6.8584 | 36.14 | 12.7339 | -0.04 | 0.3186 | 35.96 | 11.4033 | 35.96 | 11.7241 | 26.06 | 8.425 | 12.02 | 4.0968 | 15.98 | 5.2207 | 28.4 | 10.2627 | 1.94 | 0.8762 | 41 | 14.9011 | 26.6 | 8.4532 | 26.06 | 7.312 | 148 | #N/A | #N/A
| 33.98 | 11.8618 | 21.02 | 6.127 | 24.08 | 6.8584 | 36.5 | 12.9112 | -0.94 | 0.102 | 37.04 | 11.5253 | 35.06 | 11.5051 | 30.92 | 9.5963 | 10.94 | 3.9061 | 15.08 | 4.9312 | 28.4 | 9.9841 | 1.04 | 0.6166 | 39.2 | 14.4654 | 26.6 | 8.4532 | 26.06 | 7.2643 | 149 | #N/A | #N/A
| 35.96 | 12.0126 | 19.94 | 5.7615 | 23 | 6.5389 | 37.76 | 13.4011 | -2.02 | -0.15747 | 35.06 | 10.9175 | 35.06 | 11.5051 | 30.02 | 9.2691 | 10.94 | 3.8377 | 14 | 4.6717 | 30.2 | 10.4184 | -0.04 | 0.33529 | 41 | 14.9011 | 26.06 | 8.3736 | 26.06 | 7.2647 | 150 | #N/A | #N/A
| 35.96 | 11.8458 | 19.04 | 5.4483 | 21.02 | 5.8722 | 37.58 | 13.3892 | -2.02 | -0.15782 | 35.96 | 10.699 | 33.98 | 11.0907 | 26.06 | 8.0448 | 10.04 | 3.5673 | 12.92 | 4.4121 | 30.2 | 10.4184 | -0.94 | 0.11893 | 41 | 14.9011 | 26.06 | 8.2819 | 24.98 | 7.0052 | 151 | #N/A | #N/A
| 35.06 | 11.6277 | 17.96 | 5.1016 | 21.02 | 5.8722 | 36.86 | 13.1521 | -2.92 | -0.37429 | 24.08 | 7.7493 | 33.98 | 11.0907 | 28.04 | 8.1889 | 8.96 | 3.245 | 15.08 | 5.0048 | 30.2 | 10.4184 | -2.02 | -0.14073 | 41 | 14.9011 | 26.96 | 8.7034 | 24.08 | 6.8366 | 152 | #N/A | #N/A
| 35.06 | 11.6232 | 17.06 | 4.8409 | 19.94 | 5.4949 | 33.8 | 12.1732 | -4 | -0.63398 | 19.04 | 6.3532 | 33.98 | 11.5429 | 21.02 | 6.4991 | 8.96 | 3.2447 | 15.08 | 5.0039 | 28.4 | 9.7262 | -2.02 | -0.14106 | 41 | 14.9011 | 26.06 | 8.4853 | 24.98 | 7.0041 | 153 | #N/A | #N/A
| 35.06 | 11.7861 | 17.06 | 4.8055 | 19.04 | 5.2383 | 33.8 | 12.1732 | -4 | -0.65366 | 19.94 | 6.6511 | 33.98 | 11.2411 | 17.96 | 5.7633 | 10.04 | 3.5664 | 12.02 | 4.1366 | 30.2 | 10.4184 | -2.02 | -0.14146 | 39.2 | 14.4654 | 26.96 | 8.6996 | 21.02 | 6.0517 | 154 | #N/A | #N/A
| 35.96 | 11.9986 | 17.06 | 4.8392 | 19.04 | 5.2383 | 33.8 | 12.1732 | -2.92 | -0.37514 | 23 | 7.9054 | 33.98 | 11.241 | 21.02 | 6.8313 | 10.04 | 3.5664 | 15.08 | 5.0045 | 28.4 | 9.7262 | -2.02 | -0.14179 | 41 | 14.9011 | 26.96 | 8.6983 | 26.96 | 7.4251 | 155 | #N/A | #N/A
| 37.94 | 12.7973 | 19.04 | 5.3145 | 21.02 | 5.7128 | 35.6 | 12.9124 | -0.04 | 0.33328 | 35.06 | 11.9013 | 35.96 | 11.7187 | 28.94 | 9.0086 | 15.98 | 5.3175 | 28.04 | 8.9003 | 32 | 10.8527 | 1.04 | 0.61436 | 42.8 | 15.7103 | 28.04 | 9.0562 | 30.02 | 8.2154 | 156 | #N/A | #N/A
| 39.02 | 13.0534 | 21.02 | 5.7898 | 23 | 6.1882 | 37.4 | 13.6741 | 1.94 | 0.84892 | 42.08 | 13.286 | 37.94 | 12.33 | 37.94 | 10.8113 | 21.02 | 6.6128 | 33.98 | 9.8552 | 35.6 | 12.0007 | 3.92 | 1.3734 | 44.6 | 16.1464 | 30.92 | 9.8742 | 33.98 | 9.112 | 157 | #N/A | #N/A
| 39.92 | 13.2686 | 24.08 | 6.5254 | 23 | 6.1882 | 39.2 | 14.1126 | 6.8 | 2.0083 | 44.96 | 13.1991 | 37.04 | 12.1082 | 42.08 | 11.5674 | 26.06 | 7.8262 | 41 | 11.1665 | 37.4 | 12.4352 | 6.98 | 2.1586 | 44.6 | 16.5446 | 32 | 10.148 | 37.94 | 9.8481 | 158 | #N/A | #N/A
| 39.02 | 13.2073 | 26.06 | 7.002 | 28.04 | 7.44 | 41 | 14.5521 | 6.98 | 2.067 | 46.04 | 13.4622 | 39.92 | 12.807 | 44.96 | 11.9953 | 32 | 9.1746 | 42.98 | 11.4017 | 39.2 | 12.5899 | 10.94 | 3.1655 | 46.4 | 16.9809 | 33.8 | 10.5817 | 39.02 | 10.1085 | 159 | #N/A | #N/A
| 37.94 | 12.9416 | 28.04 | 7.4779 | 30.02 | 7.876 | 41 | 14.9048 | 12.92 | 3.5361 | 46.04 | 13.8446 | 39.92 | 12.8073 | 46.04 | 12.3242 | 37.04 | 10.1862 | 46.04 | 12.1385 | 37.4 | 12.1556 | 12.02 | 3.3943 | 46.4 | 16.9809 | 33.8 | 10.5817 | 37.94 | 10.022 | 160 | #N/A | #N/A
| 37.4 | 12.7265 | 28.04 | 7.443 | 30.02 | 7.876 | 48.2 | 17.0249 | 15.08 | 4.0771 | 46.94 | 14.063 | 39.02 | 12.5901 | 42.98 | 12.1237 | 39.02 | 10.8008 | 44.96 | 11.7202 | 37.4 | 12.4352 | 14 | 3.9619 | 48.2 | 17.8419 | 35.06 | 10.9832 | 37.94 | 9.9722 | 161 | #N/A | #N/A
| 37.04 | 12.3801 | 28.94 | 7.6938 | 30.92 | 8.0244 | 48.2 | 17.0244 | 15.08 | 4.1296 | 44.96 | 13.8601 | 39.92 | 12.806 | 42.98 | 12.0301 | 42.08 | 11.6035 | 44.06 | 11.4613 | 37.4 | 12.4352 | 14 | 3.9916 | 46.4 | 17.4052 | 33.98 | 10.7221 | 39.02 | 10.2314 | 162 | #N/A | #N/A
| 35.06 | 11.7554 | 26.96 | 7.1828 | 30.02 | 7.808 | 46.4 | 16.5875 | 15.98 | 4.3459 | 41 | 12.9042 | 39.02 | 12.5876 | 41 | 11.4639 | 33.98 | 10.184 | 39.92 | 11.3837 | 35.6 | 11.7213 | 12.92 | 3.7699 | 46.4 | 17.4052 | 32 | 10.2434 | 39.02 | 10.2313 | 163 | #N/A | #N/A
| 32 | 10.7196 | 26.06 | 6.9668 | 30.02 | 7.808 | 41 | 14.9053 | 14 | 3.8705 | 32 | 10.3199 | 39.02 | 12.5876 | 35.06 | 10.2168 | 28.04 | 8.6487 | 35.06 | 10.4858 | 33.8 | 11.287 | 12.02 | 3.5537 | 46.4 | 17.4052 | 30.02 | 9.6575 | 35.06 | 9.3738 | 164 | #N/A | #N/A
| 28.04 | 9.4901 | 26.06 | 7.0836 | 28.94 | 7.6906 | 35.6 | 12.918 | 14 | 3.9014 | 26.96 | 8.8671 | 35.96 | 11.5613 | 26.96 | 8.6494 | 23 | 7.5386 | 26.06 | 8.2293 | 32 | 10.5944 | 12.02 | 3.5935 | 44.6 | 16.5446 | 30.02 | 9.5325 | 33.98 | 9.0702 | 165 | #N/A | #N/A
| 26.06 | 8.8735 | 24.98 | 6.9674 | 28.04 | 7.4742 | 35.6 | 12.9158 | 14 | 3.9289 | 24.98 | 8.3898 | 33.08 | 10.8655 | 26.96 | 8.7457 | 21.92 | 7.0909 | 23 | 7.3899 | 28.4 | 9.7262 | 12.92 | 3.8447 | 44.6 | 16.1464 | 28.94 | 9.2726 | 32 | 8.693 | 166 | #N/A | #N/A
| 24.98 | 8.6129 | 24.08 | 6.7981 | 28.04 | 7.4742 | 33.8 | 12.1732 | 15.08 | 4.1889 | 26.96 | 9.1051 | 37.04 | 11.8203 | 26.06 | 8.5291 | 19.94 | 6.614 | 21.02 | 6.9134 | 24.8 | 8.6198 | 12.02 | 3.6289 | 44.6 | 16.5446 | 28.04 | 8.9567 | 32 | 8.9913 | 167 | #N/A | #N/A
| 24.08 | 8.1601 | 23 | 6.7108 | 28.04 | 7.5564 | 32 | 11.7387 | 15.08 | 4.1896 | 30.02 | 10.2547 | 37.04 | 11.6985 | 24.98 | 8.3907 | 19.04 | 6.2133 | 17.96 | 6.0034 | 24.8 | 8.6198 | 12.92 | 3.9278 | 42.8 | 16.1083 | 28.04 | 8.9571 | 30.92 | 8.7324 | 168 | #N/A | #N/A
| 21.92 | 7.5192 | 24.08 | 7.0983 | 28.04 | 7.7007 | 33.8 | 12.1744 | 15.98 | 4.4406 | 26.96 | 9.2462 | 35.96 | 11.4381 | 23 | 7.7934 | 17.06 | 5.6655 | 17.06 | 5.6292 | 23 | 7.9659 | 15.08 | 4.6369 | 42.8 | 15.7103 | 26.96 | 8.583 | 30.92 | 9.3685 | 169 | #N/A | #N/A
| 21.92 | 7.4228 | 24.98 | 7.0747 | 28.04 | 7.7007 | 32 | 11.4172 | 17.06 | 4.8084 | 24.08 | 8.1752 | 35.96 | 11.4381 | 21.02 | 7.2199 | 17.06 | 5.7375 | 15.98 | 5.3694 | 21.2 | 7.329 | 15.98 | 4.9738 | 42.8 | 15.7103 | 26.96 | 8.6965 | 30.92 | 9.6825 | 170 | #N/A | #N/A
| 19.94 | 6.8363 | 26.06 | 7.4494 | 30.92 | 8.8124 | 30.2 | 10.6839 | 17.96 | 5.1429 | 24.08 | 8.5534 | 35.06 | 11.4977 | 24.08 | 8.1765 | 15.08 | 5.1899 | 15.98 | 5.3701 | 23 | 7.9659 | 19.94 | 6.3979 | 42.8 | 15.7103 | 26.6 | 8.6421 | 30.02 | 9.5671 | 171 | #N/A | #N/A
| 33.98 | 11.9685 | 26.06 | 7.516 | 30.92 | 8.6124 | 42.44 | 15.5131 | 19.04 | 5.4514 | 30.92 | 10.7754 | 33.98 | 11.2366 | 21.92 | 7.5357 | 14 | 4.8478 | 17.06 | 5.6303 | 26.6 | 9.2921 | 21.92 | 7.0573 | 42.8 | 15.7103 | 24.98 | 8.2216 | 28.94 | 9.4339 | 172 | #N/A | #N/A
| 35.6 | 12.2917 | 26.06 | 7.5162 | 30.92 | 8.6124 | 42.26 | 15.5075 | 19.04 | 5.494 | 32 | 11.0368 | 33.08 | 11.0194 | 26.06 | 9.0325 | 12.92 | 4.5222 | 15.98 | 5.4406 | 28.4 | 9.9841 | 24.08 | 7.5778 | 42.8 | 16.1083 | 24.98 | 8.3213 | 28.94 | 9.4331 | 173 | #N/A | #N/A
| 37.94 | 13.3025 | 26.06 | 7.4503 | 30.02 | 8.3441 | 41.9 | 15.3071 | 19.94 | 5.8102 | 32 | 11.3605 | 32 | 10.6047 | 26.06 | 9.0322 | 12.92 | 4.4472 | 15.98 | 5.4576 | 28.4 | 9.9841 | 26.06 | 7.8022 | 44.6 | 16.9686 | 26.06 | 8.4837 | 28.94 | 9.5698 | 174 | #N/A | #N/A
| 37.4 | 13.3598 | 26.96 | 7.8691 | 30.92 | 8.9608 | 42.62 | 15.6329 | 21.02 | 6.07 | 33.98 | 11.9966 | 30.92 | 10.3454 | 28.04 | 9.7834 | 12.92 | 4.5226 | 19.94 | 6.6756 | 28.4 | 9.9841 | 26.06 | 7.656 | 44.6 | 16.9686 | 23 | 7.5862 | 30.02 | 9.9417 | 175 | #N/A | #N/A
| 37.04 | 13.2426 | 28.94 | 8.5651 | 30.92 | 8.9608 | 42.8 | 15.715 | 21.92 | 6.2867 | 35.96 | 12.8878 | 30.92 | 10.3454 | 26.06 | 9.0328 | 12.92 | 4.4466 | 17.06 | 5.8817 | 26.6 | 9.5498 | 26.06 | 7.8025 | 44.6 | 16.9686 | 24.98 | 8.2252 | 28.94 | 9.5698 | 176 | #N/A | #N/A
| 39.02 | 13.3858 | 30.92 | 9.6297 | 30.92 | 9.6216 | 30.2 | 11.0149 | 23 | 6.6051 | 37.94 | 13.5239 | 28.94 | 9.8687 | 26.06 | 9.153 | 12.02 | 4.2293 | 17.06 | 5.7176 | 28.4 | 9.9841 | 26.06 | 7.7214 | 44.6 | 16.9686 | 24.08 | 8.2321 | 28.04 | 9.3248 | 177 | #N/A | #N/A
| 37.94 | 13.3046 | 30.92 | 9.9584 | 33.08 | 10.5803 | 30.2 | 11.0149 | 23 | 6.6051 | 37.04 | 13.1097 | 28.94 | 9.8698 | 28.94 | 10.3287 | 12.92 | 4.4464 | 19.94 | 6.6541 | 33.8 | 12.1935 | 26.96 | 8.0896 | 44.6 | 16.9686 | 24.8 | 8.413 | 28.04 | 9.2421 | 178 | #N/A | #N/A
| 41 | 14.1979 | 33.08 | 11.0308 | 33.08 | 10.5803 | 30.2 | 11.0149 | 24.08 | 7.0484 | 37.94 | 13.7198 | 30.92 | 10.4998 | 30.92 | 10.9166 | 15.08 | 5.1065 | 21.92 | 7.4566 | 37.4 | 13.0634 | 26.96 | 8.09 | 44.6 | 16.9686 | 24.8 | 8.413 | 28.94 | 9.3057 | 179 | #N/A | #N/A
| 42.08 | 14.3019 | 35.06 | 11.6204 | 33.98 | 11.3466 | 32 | 11.7764 | 26.06 | 7.4033 | 42.98 | 15.2705 | 33.08 | 11.1539 | 35.96 | 12.6657 | 21.92 | 7.2786 | 32 | 10.8592 | 39.2 | 13.4983 | 28.04 | 8.3505 | 46.4 | 17.4052 | 24.8 | 8.413 | 30.02 | 9.7992 | 180 | #N/A | #N/A
| 44.06 | 14.406 | 35.96 | 12.027 | 35.96 | 12.1362 | 35.6 | 13.287 | 26.96 | 7.7424 | 44.96 | 15.5385 | 35.06 | 11.4996 | 39.02 | 13.5846 | 35.06 | 11.3804 | 32 | 10.8966 | 41 | 13.9333 | 30.92 | 8.973 | 48.2 | 18.2939 | 24.8 | 8.413 | 30.92 | 10.1524 | 181 | #N/A | #N/A
| 44.96 | 14.8211 | 35.06 | 12.1376 | 35.96 | 12.1362 | 46.4 | 17.4179 | 30.02 | 8.4792 | 46.04 | 15.6332 | 35.06 | 11.4996 | 42.08 | 14.4808 | 35.6 | 11.5209 | 35.96 | 11.9793 | 41 | 13.9333 | 32 | 9.3953 | 50 | 18.7308 | 26.6 | 8.8468 | 32 | 10.6838 | 182 | #N/A | #N/A
| 46.04 | 15.0845 | 35.6 | 12.9333 | 37.94 | 13.7104 | 51.8 | 19.1888 | 32 | 9.0169 | 46.04 | 15.6364 | 35.96 | 11.7231 | 44.06 | 14.8061 | 37.04 | 12.0154 | 37.04 | 12.3854 | 42.8 | 14.3682 | 35.06 | 10.6146 | 50 | 18.7308 | 26.6 | 8.8468 | 32 | 10.8415 | 183 | #N/A | #N/A
| 46.04 | 15.4263 | 37.04 | 13.3135 | 39.02 | 14.3505 | 53.6 | 19.6303 | 33.08 | 9.3532 | 44.96 | 15.1797 | 35.06 | 11.3529 | 42.98 | 14.5438 | 37.94 | 12.3689 | 37.94 | 12.783 | 44.6 | 14.8032 | 35.06 | 10.9444 | 51.8 | 19.1677 | 26.96 | 8.8095 | 33.8 | 11.394 | 184 | #N/A | #N/A
| 46.04 | 15.425 | 37.94 | 13.7273 | 42.08 | 15.4892 | 57.2 | 20.5085 | 35.06 | 9.8321 | 46.04 | 15.4421 | 35.06 | 11.2314 | 44.06 | 14.6253 | 37.94 | 12.3708 | 39.92 | 13.6596 | 44.6 | 15.1132 | 35.96 | 11.4397 | 51.8 | 19.1677 | 26.6 | 8.8468 | 32 | 11.016 | 185 | #N/A | #N/A
| 44.06 | 15.1388 | 39.92 | 14.7748 | 41 | 15.2364 | 57.2 | 20.5133 | 35.96 | 10.0505 | 44.06 | 14.9647 | 35.06 | 11.2336 | 44.06 | 14.6646 | 37.94 | 12.5409 | 42.08 | 14.1816 | 42.8 | 14.678 | 37.04 | 11.8255 | 50 | 18.7308 | 26.6 | 8.6421 | 33.08 | 11.2764 | 186 | #N/A | #N/A
| 42.98 | 14.878 | 39.92 | 14.7684 | 42.08 | 15.498 | 53.6 | 19.6637 | 35.96 | 10.3616 | 42.98 | 14.5848 | 33.08 | 10.7561 | 42.08 | 14.1861 | 37.04 | 12.3251 | 41 | 13.6794 | 44.6 | 15.1132 | 37.04 | 11.9824 | 48.2 | 17.8419 | 26.6 | 8.8468 | 32 | 11.1891 | 187 | #N/A | #N/A
| 42.08 | 14.6612 | 39.92 | 14.7684 | 42.08 | 15.509 | 50 | 18.7702 | 35.96 | 10.6414 | 42.08 | 14.3283 | 33.08 | 10.7561 | 41 | 13.8867 | 37.04 | 12.3262 | 39.92 | 13.4197 | 41 | 14.2429 | 37.94 | 12.3351 | 46.4 | 17.8569 | 24.08 | 7.4334 | 32 | 10.9801 | 188 | #N/A | #N/A
| 42.08 | 14.6568 | 42.08 | 15.7395 | 42.08 | 15.7174 | 48.2 | 18.3348 | 33.98 | 10.8301 | 42.08 | 14.4842 | 30.92 | 10.0951 | 41 | 13.8847 | 37.04 | 12.3228 | 39.92 | 13.4193 | 39.2 | 13.8077 | 37.94 | 12.3342 | 46.4 | 17.4052 | 23 | 7.0997 | 32 | 11.016 | 189 | #N/A | #N/A
| 39.92 | 13.9389 | 39.02 | 14.185 | 42.08 | 15.7236 | 48.2 | 18.3354 | 33.08 | 10.8777 | 42.08 | 14.4829 | 30.02 | 9.876 | 41 | 13.8843 | 35.96 | 12.0636 | 39.92 | 13.4189 | 39.2 | 13.8077 | 35.96 | 12.032 | 46.4 | 17.8569 | 21.92 | 6.7556 | 32 | 11.016 | 190 | #N/A | #N/A
| 39.92 | 14.1326 | 35.96 | 13.0835 | 42.08 | 15.7236 | 46.4 | 17.8966 | 33.08 | 10.8788 | 42.98 | 15.0652 | 30.92 | 10.2358 | 41 | 14.0664 | 35.96 | 12.0633 | 39.92 | 13.4185 | 37.4 | 13.3725 | 33.98 | 11.8824 | 46.4 | 17.8569 | 21.92 | 6.8376 | 32 | 11.2486 | 191 | #N/A | #N/A
| 37.94 | 13.4598 | 35.6 | 12.9333 | 39.92 | 14.7902 | 44.6 | 17.0083 | 33.08 | 10.7564 | 42.98 | 15.0595 | 30.02 | 10.0202 | 41 | 14.2192 | 35.96 | 12.2059 | 39.92 | 13.6141 | 37.4 | 13.3725 | 33.08 | 11.656 | 46.4 | 17.8569 | 21.02 | 6.6202 | 33.8 | 11.6827 | 192 | #N/A | #N/A
| 37.94 | 13.4594 | 35.06 | 12.4943 | 37.04 | 13.4927 | 46.4 | 17.9067 | 32 | 10.4959 | 42.98 | 15.0614 | 26.06 | 8.7904 | 41 | 14.2223 | 35.96 | 12.208 | 41 | 14.0568 | 37.4 | 13.3725 | 33.08 | 11.4826 | 46.4 | 17.8569 | 21.92 | 6.8296 | 33.08 | 11.5608 | 193 | #N/A | #N/A
| 35.96 | 12.8272 | 33.98 | 12.2333 | 35.96 | 13.0748 | 44.6 | 17.0184 | 32 | 10.4951 | 42.98 | 15.0628 | 26.06 | 8.7904 | 41 | 14.4147 | 35.96 | 12.2062 | 39.92 | 13.9511 | 35.6 | 12.6284 | 33.08 | 11.4754 | 46.4 | 17.8569 | 23 | 7.0894 | 33.08 | 11.6001 | 194 | #N/A | #N/A
| 35.06 | 12.4273 | 33.08 | 12.0158 | 37.04 | 13.3503 | 42.8 | 16.1577 | 33.08 | 10.758 | 42.98 | 14.8895 | 28.04 | 9.5466 | 39.92 | 14.1508 | 35.96 | 12.2087 | 39.92 | 13.7924 | 35.6 | 12.6284 | 33.08 | 11.3324 | 46.4 | 17.8569 | 21.92 | 6.7471 | 32 | 11.297 | 195 | #N/A | #N/A
| 33.08 | 11.9489 | 33.08 | 11.8177 | 35.06 | 12.6616 | 49.28 | 18.9989 | 32 | 10.4999 | 42.08 | 14.8427 | 30.02 | 10.1484 | 39.92 | 14.3188 | 35.96 | 12.2105 | 39.92 | 13.9507 | 33.8 | 12.1935 | 33.08 | 11.3354 | 46.4 | 17.8569 | 21.02 | 6.5306 | 32 | 11.5602 | 196 | #N/A | #N/A
| 28.04 | 9.8942 | 33.08 | 11.8741 | 35.06 | 12.716 | 49.82 | 19.2798 | 33.08 | 10.882 | 42.08 | 14.8441 | 35.06 | 12.3068 | 39.02 | 14.1043 | 35.06 | 12.1764 | 39.92 | 13.7949 | 32 | 11.7585 | 33.08 | 11.1666 | 46.4 | 18.3375 | 19.04 | 5.9887 | 32 | 11.4874 | 197 | #N/A | #N/A
| 26.06 | 9.2861 | 33.98 | 12.0987 | 35.96 | 13.1017 | 50.18 | 19.4686 | 30.92 | 10.2375 | 42.08 | 14.8451 | 35.96 | 12.5047 | 39.92 | 14.3207 | 35.06 | 12.1761 | 39.02 | 13.5786 | 28.4 | 10.2627 | 33.08 | 11.1663 | 46.4 | 18.3375 | 17.06 | 5.4373 | 32 | 11.6918 | 198 | #N/A | #N/A
| 26.6 | 9.2835 | 33.98 | 12.2333 | 35.96 | 12.9484 | 50.36 | 19.6668 | 32 | 10.6215 | 42.08 | 14.8451 | 35.96 | 12.0398 | 39.02 | 14.3136 | 35.06 | 12.2154 | 39.02 | 13.5806 | 26.6 | 9.5498 | 32 | 10.7723 | 46.4 | 18.3375 | 17.06 | 5.3775 | 32 | 11.5602 | 199 | #N/A | #N/A
| 24.8 | 8.6119 | 33.98 | 12.2333 | 35.96 | 12.9484 | 50.54 | 19.8151 | 30.92 | 10.2386 | 42.08 | 14.8474 | 35.96 | 12.0398 | 39.02 | 14.3155 | 35.06 | 12.1794 | 39.92 | 13.7957 | 26.6 | 9.2921 | 30.92 | 10.5115 | 48.2 | 19.2862 | 17.06 | 5.309 | 32 | 11.6918 | 200 | #N/A | #N/A
| 24.8 | 8.6119 | 33.98 | 12.2333 | 35.96 | 13.0362 | 50 | 19.3022 | 30.92 | 10.2372 | 42.08 | 14.8451 | 33.98 | 11.2584 | 37.94 | 13.8454 | 35.6 | 12.3777 | 39.02 | 13.5815 | 24.8 | 8.6198 | 30.92 | 10.3556 | 48.2 | 19.2862 | 15.98 | 5.0493 | 32 | 11.6918 | 201 | #N/A | #N/A
| 23 | 8.0065 | 35.6 | 12.9333 | 37.04 | 13.4927 | 50 | 19.8291 | 30.92 | 10.2361 | 42.08 | 15.1012 | 33.98 | 11.1039 | 39.02 | 14.1048 | 35.06 | 12.2154 | 39.02 | 13.5794 | 23 | 8.1859 | 32 | 10.7693 | 50 | 19.7239 | 15.8 | 4.9949 | 32 | 11.6482 | 202 | #N/A | #N/A
| 26.06 | 9.0135 | 35.96 | 13.1491 | 37.04 | 13.7585 | 50 | 20.3899 | 33.98 | 11.0956 | 41 | 14.8398 | 33.98 | 11.2578 | 39.02 | 14.1048 | 35.06 | 12.34 | 39.02 | 13.5782 | 23 | 7.9659 | 32 | 10.7684 | 48.2 | 18.7748 | 15.8 | 4.9949 | 32 | 11.6918 | 203 | #N/A | #N/A
| 33.98 | 12.3433 | 35.96 | 13.0523 | 42.98 | 15.0282 | 51.8 | 20.7788 | 35.96 | 11.724 | 42.98 | 15.5009 | 33.98 | 11.2574 | 39.92 | 14.3704 | 35.96 | 12.5557 | 39.92 | 13.952 | 26.6 | 9.2921 | 33.08 | 11.0268 | 50 | 19.7239 | 17.96 | 5.5255 | 32 | 11.6474 | 204 | #N/A | #N/A
| 39.02 | 13.9109 | 41 | 14.2389 | 44.06 | 15.2914 | 51.8 | 20.8456 | 37.94 | 12.2001 | 44.96 | 15.9269 | 33.98 | 11.2574 | 42.08 | 14.893 | 37.04 | 12.8118 | 41 | 14.4029 | 33.8 | 12.1935 | 37.94 | 12.1974 | 51.8 | 20.7059 | 21.02 | 6.3299 | 32 | 11.647 | 205 | #N/A | #N/A
| 39.2 | 14.1237 | 42.08 | 14.374 | 44.06 | 15.2914 | 51.8 | 21.4403 | 41 | 12.7843 | 46.04 | 16.4123 | 33.98 | 11.2574 | 44.06 | 15.5285 | 37.94 | 13.0334 | 39.2 | 14.1225 | 37.4 | 13.7018 | 39.92 | 12.5215 | 51.8 | 20.7059 | 24.08 | 6.9382 | 33.08 | 12.1071 | 206 | #N/A | #N/A
| 42.08 | 15.2177 | 42.08 | 14.374 | 44.96 | 15.0549 | 53.6 | 21.8007 | 42.08 | 12.4142 | 46.94 | 16.8813 | 33.98 | 11.7094 | 44.96 | 15.8007 | 37.94 | 13.2752 | 41 | 14.6263 | 41 | 14.9245 | 41 | 12.6605 | 53.6 | 20.5992 | 24.98 | 7.0331 | 33.98 | 12.5164 | 207 | #N/A | #N/A
| 42.08 | 15.2293 | 41 | 14.113 | 44.96 | 14.9637 | 59 | 21.0347 | 42.08 | 12.4135 | 46.94 | 16.8813 | 33.98 | 11.6866 | 44.96 | 15.9334 | 37.94 | 13.2389 | 42.08 | 14.8384 | 42.8 | 15.3601 | 41 | 12.2775 | 51.8 | 20.7059 | 26.06 | 7.2462 | 35.6 | 13.0851 | 208 | #N/A | #N/A
| 42.98 | 15.6739 | 41 | 14.113 | 44.96 | 14.9637 | 55.4 | 18.81 | 42.98 | 12.5313 | 46.94 | 17.124 | 33.98 | 11.8684 | 46.04 | 16.1959 | 37.94 | 13.2401 | 42.08 | 14.8876 | 44.6 | 15.7958 | 41 | 12.3833 | 51.8 | 20.1615 | 26.06 | 7.2457 | 35.06 | 12.7802 | 209 | #N/A | #N/A
| 44.06 | 15.9355 | 39.02 | 13.6343 | 44.06 | 14.8373 | 57.2 | 18.5389 | 42.08 | 12.1089 | 46.94 | 17.124 | 35.06 | 11.9474 | 46.94 | 16.6886 | 39.02 | 13.5021 | 42.8 | 14.9935 | 44.6 | 15.7958 | 42.08 | 12.3123 | 50 | 19.2121 | 24.98 | 6.9854 | 35.06 | 12.9452 | 210 | #N/A | #N/A
| 42.08 | 15.4629 | 39.92 | 13.6687 | 44.06 | 14.4562 | 55.4 | 16.5285 | 41 | 11.9365 | 44.96 | 16.5912 | 35.06 | 11.8222 | 46.04 | 16.4228 | 39.02 | 13.5021 | 41 | 14.5794 | 44.6 | 15.7958 | 39.92 | 11.8876 | 48.2 | 18.7748 | 21.92 | 6.1952 | 35.06 | 12.9878 | 211 | #N/A | #N/A
| 42.08 | 15.6666 | 41 | 13.3132 | 44.06 | 14.1866 | 50 | 14.7162 | 37.94 | 11.1968 | 44.96 | 16.6441 | 35.06 | 11.8222 | 44.96 | 16.3542 | 37.94 | 13.2401 | 41 | 14.6263 | 42.8 | 15.3601 | 37.94 | 11.4074 | 48.2 | 18.2939 | 19.94 | 5.676 | 33.98 | 12.5639 | 212 | #N/A | #N/A
| 44.06 | 16.4043 | 41 | 13.1396 | 42.08 | 13.5544 | 48.2 | 14.2822 | 37.04 | 10.9774 | 44.06 | 16.3742 | 33.8 | 11.5554 | 44.06 | 15.9911 | 37.94 | 13.2389 | 39.92 | 14.3168 | 44.6 | 16.1713 | 35.06 | 10.7104 | 44.6 | 16.9686 | 17.96 | 5.242 | 33.98 | 12.5639 | 213 | #N/A | #N/A
| 44.06 | 16.3991 | 39.02 | 12.8307 | 39.92 | 12.86 | 46.4 | 13.4177 | 35.96 | 10.714 | 44.06 | 16.6183 | 33.98 | 11.8684 | 42.98 | 15.8696 | 37.94 | 13.2376 | 39.02 | 14.0976 | 46.4 | 16.6073 | 33.98 | 10.4468 | 44.6 | 16.9686 | 15.98 | 4.7657 | 33.98 | 12.5639 | 214 | #N/A | #N/A
| 48.02 | 17.8319 | 37.94 | 12.2617 | 39.92 | 12.86 | 44.6 | 13.1814 | 35.96 | 10.7122 | 44.06 | 16.6189 | 33.08 | 11.651 | 42.98 | 15.9246 | 39.02 | 13.4996 | 39.02 | 14.0962 | 46.4 | 17.0076 | 33.08 | 10.1301 | 44.6 | 16.9686 | 15.08 | 4.5488 | 33.98 | 12.5173 | 215 | #N/A | #N/A
| 46.04 | 16.642 | 37.04 | 11.7625 | 37.94 | 11.8227 | 46.4 | 13.2171 | 35.96 | 10.7105 | 44.06 | 16.6177 | 33.08 | 11.8089 | 42.98 | 15.9246 | 39.02 | 13.685 | 39.02 | 14.0986 | 44.6 | 16.5713 | 30.92 | 9.6083 | 42.8 | 15.3369 | 14 | 4.2889 | 33.98 | 12.5199 | 216 | #N/A | #N/A
| 46.04 | 16.0402 | 35.96 | 11.3591 | 37.04 | 11.4688 | 44.6 | 12.9713 | 35.06 | 10.4912 | 44.06 | 16.6195 | 33.08 | 11.8089 | 42.98 | 15.9246 | 37.94 | 13.4621 | 37.4 | 13.6871 | 44.6 | 15.7958 | 30.92 | 9.6059 | 44.6 | 15.0931 | 12.92 | 4.0289 | 33.98 | 12.519 | 217 | #N/A | #N/A
| 44.96 | 15.5678 | 35.96 | 11.2216 | 37.04 | 11.4688 | 42.8 | 12.5423 | 33.08 | 9.9241 | 42.8 | 16.1205 | 33.98 | 12.0374 | 41 | 15.2028 | 37.94 | 13.2752 | 37.94 | 14.0467 | 42.8 | 15.0081 | 30.92 | 9.403 | 46.4 | 14.0541 | 12.02 | 3.7695 | 33.08 | 12.3055 | 218 | #N/A | #N/A
| 44.96 | 15.2002 | 35.06 | 11.0051 | 37.04 | 11.4694 | 41 | 12.1133 | 30.92 | 9.3002 | 44.06 | 16.6776 | 35.06 | 12.2975 | 39.92 | 14.9884 | 37.94 | 13.4621 | 37.94 | 14.0535 | 42.8 | 14.678 | 30.02 | 9.1861 | 46.4 | 13.5938 | 12.92 | 3.8544 | 33.98 | 12.525 | 219 | #N/A | #N/A
| 44.06 | 14.6415 | 33.98 | 10.6344 | 35.96 | 11.0998 | 42.08 | 12.4134 | 30.02 | 9.0824 | 44.06 | 16.8947 | 35.06 | 12.2873 | 39.92 | 14.9884 | 37.94 | 13.4369 | 37.94 | 14.0564 | 42.8 | 14.3682 | 30.02 | 9.0841 | 44.6 | 13.6199 | 10.94 | 3.3788 | 33.98 | 12.5639 | 220 | #N/A | #N/A
| 42.98 | 14.024 | 33.08 | 10.2907 | 35.96 | 11.0998 | 40.82 | 12.2124 | 28.94 | 8.74 | 44.06 | 16.8947 | 35.6 | 12.6156 | 41 | 15.4449 | 37.94 | 13.6015 | 37.94 | 13.8499 | 41 | 13.9333 | 28.94 | 8.8226 | 42.8 | 13.4439 | 12.02 | 3.6382 | 35.06 | 12.9573 | 221 | #N/A | #N/A
| 42.08 | 13.6241 | 33.98 | 10.508 | 35.96 | 11.0986 | 40.1 | 12.081 | 26.96 | 8.169 | 44.06 | 16.8947 | 35.96 | 12.7026 | 41 | 15.6871 | 37.94 | 13.6024 | 37.94 | 14.0648 | 41 | 13.4526 | 28.04 | 8.6041 | 42.8 | 13.4439 | 10.94 | 3.3784 | 35.06 | 12.9586 | 222 | #N/A | #N/A
| 42.98 | 13.3934 | 33.98 | 10.6339 | 35.96 | 11.0993 | 39.56 | 12.0593 | 26.06 | 7.8641 | 44.96 | 17.3828 | 35.96 | 12.884 | 42.08 | 16.2006 | 37.04 | 13.5875 | 37.94 | 14.0961 | 41 | 13.0242 | 21.02 | 6.7392 | 41 | 13.0096 | 10.04 | 3.1271 | 35.06 | 12.96 | 223 | #N/A | #N/A
| 42.98 | 13.2367 | 33.98 | 10.6334 | 35.96 | 11.0993 | 38.48 | 11.7989 | 23 | 7.1266 | 46.04 | 17.8575 | 35.96 | 12.884 | 44.06 | 17.1482 | 37.04 | 13.606 | 39.02 | 14.5389 | 41 | 12.5253 | 19.04 | 6.1738 | 41 | 13.0096 | 10.04 | 3.127 | 35.06 | 12.9878 | 224 | #N/A | #N/A
| 41 | 12.6329 | 33.98 | 10.6316 | 35.96 | 11.0981 | 37.4 | 11.8908 | 21.92 | 6.9535 | 46.94 | 18.3704 | 35.96 | 12.3398 | 46.04 | 18.1698 | 39.02 | 13.8841 | 44.06 | 16.6738 | 39.2 | 12.0913 | 19.04 | 6.1721 | 39.2 | 12.5752 | 3.92 | 1.6561 | 35.06 | 13.1906 | 225 | #N/A | #N/A
| 39.02 | 12.1521 | 32 | 10.5427 | 35.06 | 11.125 | 33.8 | 11.0221 | 19.04 | 6.1016 | 48.02 | 18.6473 | 35.96 | 12.0108 | 46.94 | 18.6344 | 39.02 | 14.2676 | 44.96 | 17.3787 | 37.4 | 11.8967 | 17.96 | 5.9112 | 39.2 | 12.5752 | 3.02 | 1.4394 | 37.04 | 13.8375 | 226 | #N/A | #N/A
| 39.92 | 12.3662 | 33.08 | 10.8017 | 35.06 | 11.125 | 30.2 | 10.1534 | 17.96 | 5.8405 | 51.98 | 21.1179 | 35.96 | 12.0078 | 50 | 19.9579 | 41 | 14.9737 | 46.04 | 17.8733 | 35.6 | 11.4626 | 17.96 | 5.9986 | 39.2 | 12.5752 | 3.02 | 1.4391 | 37.04 | 13.8441 | 227 | #N/A | #N/A
| 42.08 | 13.0048 | 33.08 | 10.285 | 35.96 | 11.3379 | 37.4 | 12.1469 | 24.08 | 7.563 | 51.98 | 20.7856 | 35.96 | 12.0044 | 50 | 20.2891 | 41 | 14.9515 | 48.92 | 19.1228 | 39.2 | 12.3309 | 24.08 | 7.7454 | 39.2 | 12.8538 | 12.02 | 3.6805 | 39.02 | 14.7413 | 228 | #N/A | #N/A
| 44.06 | 13.2198 | 33.08 | 10.4088 | 35.06 | 10.9832 | 41 | 13.0138 | 28.94 | 8.8133 | 51.98 | 20.7669 | 37.04 | 12.2615 | 50 | 20.2891 | 44.06 | 16.3632 | 51.08 | 20.2385 | 41 | 12.765 | 30.02 | 9.1744 | 42.8 | 13.7229 | 17.06 | 4.7723 | 39.92 | 15.1803 | 229 | #N/A | #N/A
| 44.96 | 13.4375 | 33.98 | 10.5007 | 35.06 | 10.9832 | 42.8 | 13.1895 | 30.92 | 9.2906 | 51.98 | 21.1105 | 37.04 | 12.2615 | 51.98 | 21.1148 | 44.96 | 16.774 | 51.08 | 20.2118 | 42.8 | 12.9592 | 32 | 9.7409 | 44.6 | 14.459 | 21.02 | 5.7241 | 46.94 | 18.6382 | 230 | #N/A | #N/A
| 46.04 | 13.9604 | 33.98 | 10.4008 | 35.06 | 10.8747 | 44.6 | 13.625 | 33.98 | 10.0292 | 53.06 | 21.6697 | 37.94 | 12.4781 | 53.06 | 21.674 | 48.02 | 18.0869 | 51.98 | 20.7618 | 44.6 | 13.3931 | 35.06 | 10.5904 | 46.4 | 14.8938 | 21.92 | 5.8724 | 48.02 | 19.245 | 231 | #N/A | #N/A
| 46.04 | 13.9607 | 32 | 10.4941 | 33.98 | 10.4886 | 44.6 | 13.6259 | 35.96 | 10.5067 | 53.96 | 22.2564 | 37.94 | 12.4771 | 53.06 | 21.674 | 48.92 | 18.4893 | 53.06 | 21.3683 | 44.6 | 13.1712 | 35.96 | 10.8084 | 46.4 | 14.8938 | 23 | 6.1324 | 51.08 | 20.9596 | 232 | #N/A | #N/A
| 46.94 | 14.3277 | 30.92 | 10.2336 | 33.98 | 10.4886 | 44.6 | 13.6259 | 37.04 | 10.7685 | 55.04 | 22.5197 | 37.94 | 12.4754 | 55.04 | 22.841 | 48.92 | 18.8641 | 57.02 | 23.3135 | 46.4 | 13.605 | 35.96 | 10.6974 | 46.4 | 14.8938 | 23 | 6.1325 | 51.98 | 21.564 | 233 | #N/A | #N/A
| 46.94 | 14.4572 | 33.08 | 9.7852 | 35.06 | 10.2535 | 42.8 | 13.4505 | 37.94 | 11.0874 | 53.96 | 22.5729 | 37.04 | 12.1128 | 55.94 | 23.4536 | 50 | 19.2851 | 57.02 | 23.7063 | 46.4 | 13.8271 | 35.96 | 11.133 | 44.6 | 14.7845 | 23 | 6.1324 | 53.06 | 21.9846 | 234 | #N/A | #N/A
| 44.06 | 14.0694 | 32 | 9.4275 | 35.06 | 10.252 | 41 | 13.0169 | 37.94 | 10.9855 | 53.96 | 22.4083 | 35.96 | 11.8276 | 55.94 | 23.4536 | 50 | 19.5401 | 57.92 | 24.2642 | 46.4 | 13.605 | 35.96 | 11.2655 | 44.6 | 14.459 | 21.02 | 5.6871 | 53.06 | 21.9846 | 235 | #N/A | #N/A
| 41 | 13.3283 | 30.02 | 8.9493 | 35.06 | 10.252 | 35.6 | 11.4547 | 33.98 | 10.222 | 55.04 | 22.8364 | 35.96 | 11.8276 | 55.94 | 23.4536 | 51.08 | 19.8023 | 60.98 | 25.793 | 42.8 | 12.7374 | 33.08 | 10.7103 | 42.8 | 13.7229 | 19.94 | 5.6242 | 55.94 | 23.8006 | 236 | #N/A | #N/A
| 42.08 | 13.5863 | 30.02 | 8.9476 | 33.08 | 9.7713 | 35.6 | 11.7123 | 33.98 | 10.1327 | 57.02 | 24.2492 | 33.08 | 10.7224 | 59 | 25.5548 | 51.08 | 19.2513 | 60.98 | 25.793 | 39.2 | 11.8699 | 32 | 10.448 | 41 | 13.5895 | 17.96 | 5.2394 | 55.94 | 23.8006 | 237 | #N/A | #N/A
| 39.92 | 12.7552 | 28.94 | 8.5955 | 32 | 9.5096 | 32 | 10.5866 | 33.98 | 10.4296 | 57.02 | 24.0507 | 28.94 | 9.5828 | 57.02 | 24.2651 | 42.98 | 16.6873 | 60.08 | 25.2116 | 35.6 | 11.2234 | 30.92 | 10.2379 | 37.4 | 12.72 | 15.08 | 4.5472 | 55.94 | 23.0658 | 238 | #N/A | #N/A
| 41 | 13.1773 | 28.04 | 8.468 | 32 | 9.5096 | 30.2 | 10.4099 | 33.98 | 10.5515 | 55.94 | 23.4487 | 26.96 | 8.9715 | 57.02 | 24.0557 | 46.04 | 17.791 | 59 | 24.1895 | 35.6 | 10.798 | 32 | 10.568 | 37.4 | 12.72 | 10.04 | 3.3358 | 51.08 | 19.3424 | 239 | #N/A | #N/A
| 39.92 | 12.7506 | 26.96 | 8.1159 | 30.02 | 8.8446 | 28.4 | 9.9763 | 33.08 | 10.3361 | 53.96 | 21.8889 | 26.06 | 8.8862 | 55.04 | 22.5242 | 44.06 | 16.6829 | 55.04 | 21.677 | 32 | 10.1348 | 32 | 10.7214 | 35.6 | 12.2852 | 10.94 | 3.6061 | 48.02 | 18.2141 | 240 | #N/A | #N/A
| 39.02 | 12.5322 | 26.06 | 7.8255 | 28.04 | 8.2951 | 30.2 | 10.4136 | 33.08 | 10.3363 | 53.96 | 21.8889 | 24.98 | 8.6251 | 53.06 | 21.674 | 46.04 | 16.7875 | 53.96 | 20.8 | 32 | 9.9308 | 33.08 | 11.115 | 33.8 | 11.5502 | 12.02 | 3.9129 | 46.94 | 17.9511 | 241 | #N/A | #N/A
| 39.02 | 12.5331 | 24.08 | 7.2003 | 28.04 | 8.2951 | 32 | 11.7519 | 33.98 | 10.6592 | 51.08 | 20.0821 | 24.98 | 8.6251 | 51.08 | 20.0955 | 39.02 | 13.8841 | 53.06 | 19.7094 | 32 | 10.1348 | 33.08 | 11.2784 | 30.2 | 10.4035 | 8.96 | 3.131 | 46.04 | 16.5312 | 242 | #N/A | #N/A
| 37.94 | 12.4362 | 24.08 | 7.1247 | 26.06 | 7.6693 | 33.8 | 12.4945 | 33.98 | 10.7936 | 51.08 | 19.767 | 28.04 | 9.5 | 50 | 18.7281 | 35.06 | 11.4601 | 51.8 | 19.1776 | 32 | 10.3556 | 33.98 | 11.8204 | 30.2 | 10.4035 | 10.04 | 3.4968 | 42.8 | 15.529 | 243 | #N/A | #N/A
| 37.94 | 12.5777 | 23 | 6.8638 | 24.98 | 7.4083 | 36.5 | 12.1832 | 33.98 | 11.0545 | 46.94 | 16.5449 | 26.06 | 8.8844 | 48.02 | 17.7484 | 33.98 | 10.9248 | 51.08 | 18.8639 | 32 | 10.3556 | 35.06 | 12.2401 | 35.6 | 12.2852 | 10.94 | 3.7753 | 39.02 | 13.2219 | 244 | #N/A | #N/A
| 37.04 | 12.361 | 23 | 6.8623 | 24.98 | 7.4083 | 35.6 | 11.8807 | 35.96 | 11.8167 | 44.96 | 15.8754 | 24.98 | 8.3847 | 48.02 | 17.6408 | 32 | 10.1935 | 44.06 | 15.2703 | 32 | 10.3556 | 35.96 | 12.6545 | 37.4 | 13.0445 | 15.08 | 4.9523 | 35.96 | 11.8815 | 245 | #N/A | #N/A
| 35.96 | 12.1023 | 23 | 6.8618 | 24.98 | 7.4718 | 35.96 | 11.8568 | 37.04 | 12.3864 | 44.06 | 15.2656 | 24.98 | 8.7618 | 44.06 | 14.9106 | 30.02 | 9.2749 | 39.92 | 13.1712 | 30.2 | 9.9216 | 37.04 | 13.2518 | 39.2 | 13.1547 | 10.94 | 3.8296 | 35.06 | 11.3293 | 246 | #N/A | #N/A
| 32 | 11.0051 | 21.92 | 6.6015 | 26.06 | 7.7313 | 37.04 | 12.1175 | 37.04 | 12.5668 | 42.98 | 14.6408 | 26.06 | 9.0228 | 42.08 | 13.6931 | 28.04 | 8.604 | 39.92 | 12.7156 | 26.6 | 8.8334 | 39.92 | 14.143 | 39.2 | 13.4795 | 19.94 | 6.3443 | 32 | 9.878 | 247 | #N/A | #N/A
| 30.92 | 10.5808 | 23 | 6.8603 | 26.06 | 7.7313 | 37.04 | 12.1175 | 37.94 | 12.941 | 42.98 | 14.5848 | 26.06 | 9.0228 | 39.92 | 12.558 | 26.96 | 8.1528 | 37.04 | 11.5932 | 28.4 | 9.4877 | 37.94 | 13.6624 | 39.2 | 13.4795 | 24.08 | 7.5963 | 30.02 | 9.0115 | 248 | #N/A | #N/A
| 28.04 | 9.6045 | 21.92 | 6.5995 | 26.06 | 7.7294 | 32 | 11.7721 | 37.94 | 13.1963 | 41 | 13.1016 | 23 | 8.1441 | 39.02 | 12.2118 | 24.98 | 7.6737 | 35.06 | 10.4392 | 30.2 | 10.1603 | 39.02 | 14.1651 | 41 | 14.2226 | 24.8 | 7.8455 | 28.94 | 8.7483 | 249 | #N/A | #N/A
| 26.96 | 9.2216 | 21.02 | 6.3221 | 24.98 | 7.403 | 33.8 | 12.5211 | 39.02 | 13.5786 | 39.02 | 12.2056 | 23 | 8.0105 | 37.04 | 11.2194 | 24.98 | 7.3702 | 33.08 | 9.9591 | 28.4 | 9.7262 | 39.92 | 14.5939 | 42.8 | 14.6579 | 26.06 | 8.1544 | 26.06 | 7.7991 | 250 | #N/A | #N/A
| 32 | 11.3226 | 21.92 | 6.4685 | 24.98 | 7.403 | 35.6 | 12.9606 | 41 | 14.4073 | 37.94 | 11.6634 | 26.96 | 9.2366 | 33.98 | 9.8927 | 24.08 | 7.1529 | 32 | 9.3238 | 30.2 | 10.1603 | 41 | 15.1804 | 41 | 14.9011 | 26.06 | 8.154 | 26.06 | 7.7974 | 251 | #N/A | #N/A
| 37.04 | 13.2231 | 24.08 | 7.0544 | 24.98 | 7.2651 | 37.4 | 13.7325 | 41 | 14.4742 | 37.04 | 11.1129 | 33.98 | 11.9776 | 33.98 | 9.8007 | 24.08 | 7.1517 | 33.08 | 9.5826 | 30.2 | 10.4184 | 44.96 | 16.5703 | 42.8 | 15.3369 | 26.96 | 8.3707 | 26.96 | 7.9441 | 252 | #N/A | #N/A
| 42.08 | 13.9143 | 24.98 | 7.2023 | 26.96 | 7.6724 | 37.4 | 13.7373 | 44.96 | 15.9962 | 37.04 | 10.9064 | 42.08 | 14.4665 | 35.96 | 10.461 | 23 | 6.8293 | 35.06 | 10.1482 | 32 | 11.1317 | 48.92 | 17.9923 | 44.6 | 16.1464 | 28.04 | 8.6305 | 26.96 | 7.8649 | 253 | #N/A | #N/A
| 42.98 | 14.3297 | 26.96 | 7.7463 | 26.96 | 7.6724 | 35.6 | 13.287 | 48.92 | 17.5418 | 37.94 | 11.2132 | 42.08 | 14.4665 | 37.04 | 10.7212 | 26.06 | 7.315 | 35.06 | 9.9855 | 37.4 | 13.0634 | 50 | 18.6259 | 48.2 | 17.0184 | 30.02 | 9.108 | 26.06 | 7.5144 | 254 | #N/A | #N/A
| 42.98 | 14.1395 | 26.96 | 7.6782 | 28.04 | 7.932 | 37.4 | 13.7473 | 51.98 | 18.7516 | 37.94 | 11.2138 | 42.98 | 14.6918 | 37.04 | 10.5362 | 26.96 | 7.4833 | 35.06 | 9.9028 | 41 | 13.6068 | 51.08 | 19.1219 | 48.2 | 18.2939 | 30.92 | 9.3263 | 26.96 | 7.6742 | 255 | #N/A | #N/A
| 42.08 | 13.9247 | 26.96 | 7.6235 | 28.94 | 8.0944 | 37.4 | 14.1184 | 53.06 | 19.097 | 39.02 | 11.4737 | 44.06 | 15.152 | 37.04 | 10.315 | 26.96 | 7.7115 | 35.06 | 9.7015 | 41 | 13.6068 | 51.98 | 19.7745 | 48.2 | 18.7748 | 32 | 9.5874 | 28.04 | 7.7582 | 256 | #N/A | #N/A
| 42.08 | 14.1217 | 26.96 | 7.5607 | 28.94 | 8.0944 | 37.4 | 14.1235 | 53.06 | 19.097 | 37.04 | 10.7191 | 44.06 | 15.1529 | 37.04 | 10.3806 | 26.96 | 7.5917 | 35.06 | 9.6321 | 41 | 13.9333 | 51.98 | 19.7773 | 51.8 | 20.7059 | 33.98 | 10.0653 | 28.04 | 7.8066 | 257 | #N/A | #N/A
| 41 | 13.8634 | 26.06 | 7.3438 | 26.96 | 7.4962 | 37.4 | 14.0752 | 51.98 | 18.8351 | 37.04 | 10.9044 | 42.98 | 15.0599 | 37.04 | 10.3135 | 26.06 | 7.4382 | 33.08 | 9.1002 | 41 | 13.9333 | 51.98 | 19.7788 | 50 | 19.7239 | 33.98 | 9.9832 | 26.06 | 7.3297 | 258 | #N/A | #N/A
| 39.92 | 13.6021 | 24.08 | 6.6649 | 26.96 | 7.3531 | 37.4 | 14.0752 | 51.98 | 19.1064 | 35.96 | 10.2712 | 41 | 14.4123 | 35.06 | 9.8355 | 24.98 | 7.0052 | 32 | 8.8393 | 39.2 | 13.4983 | 51.08 | 19.5602 | 50 | 19.7239 | 32 | 9.5895 | 26.06 | 7.4548 | 259 | #N/A | #N/A
| 39.02 | 13.3889 | 21.92 | 6.0963 | 26.96 | 7.3531 | 37.4 | 13.7224 | 51.98 | 19.0264 | 33.98 | 9.6383 | 41 | 14.4123 | 32 | 9.0223 | 24.08 | 6.7327 | 30.02 | 8.416 | 39.2 | 13.4983 | 50 | 19.2964 | 51.8 | 20.7059 | 30.02 | 9.0297 | 24.98 | 7.0188 | 260 | #N/A | #N/A
| 39.02 | 13.3905 | 19.94 | 5.581 | 23 | 6.194 | 35.6 | 13.3224 | 51.08 | 18.8094 | 33.08 | 9.2793 | 37.04 | 12.3933 | 28.94 | 8.3589 | 23 | 6.4281 | 28.94 | 8.1546 | 37.4 | 13.0634 | 48.92 | 19.0347 | 50.54 | 19.8552 | 28.94 | 8.8521 | 23 | 6.5413 | 261 | #N/A | #N/A
| 39.02 | 13.5714 | 19.04 | 5.245 | 21.92 | 5.9339 | 35.6 | 13.3157 | 51.08 | 18.8087 | 32 | 8.9576 | 39.02 | 13.5873 | 28.94 | 8.3565 | 21.92 | 6.2112 | 28.94 | 7.9776 | 37.4 | 13.0634 | 48.92 | 19.1378 | 49.46 | 19.0809 | 28.94 | 8.8513 | 21.92 | 6.3293 | 262 | #N/A | #N/A
| 39.92 | 14.141 | 17.06 | 4.7688 | 21.92 | 5.9339 | 35.6 | 13.287 | 50 | 18.5473 | 32 | 8.8882 | 39.92 | 13.6248 | 28.04 | 8.1384 | 21.02 | 6.0487 | 26.96 | 7.5594 | 37.4 | 13.0634 | 48.02 | 18.9191 | 48.2 | 18.2939 | 26.96 | 8.2912 | 21.02 | 6.1728 | 263 | #N/A | #N/A
| 39.92 | 14.311 | 15.98 | 4.4405 | 19.04 | 5.2027 | 35.6 | 13.287 | 48.02 | 17.8037 | 30.02 | 8.6786 | 41 | 14.068 | 28.04 | 7.9358 | 21.02 | 6.1559 | 26.06 | 7.4042 | 37.4 | 13.3725 | 50 | 19.3079 | 46.4 | 17.4052 | 26.96 | 8.3733 | 21.02 | 6.0073 | 264 | #N/A | #N/A
| 39.92 | 14.5203 | 14 | 4.0318 | 17.96 | 4.9425 | 35.6 | 13.287 | 50 | 18.7849 | 26.96 | 7.9412 | 42.08 | 14.15 | 26.06 | 7.4587 | 19.04 | 5.6797 | 26.06 | 7.3416 | 39.2 | 14.1373 | 50 | 19.0643 | 44.6 | 17.4199 | 26.06 | 8.0749 | 19.94 | 5.7472 | 265 | #N/A | #N/A
| 39.92 | 14.7028 | 14 | 4.0313 | 17.06 | 4.7259 | 35.6 | 13.3072 | 50 | 19.1499 | 28.04 | 8.0608 | 42.08 | 14.15 | 24.98 | 7.1983 | 19.04 | 5.6795 | 23 | 6.721 | 37.4 | 13.7018 | 50 | 19.0685 | 44.6 | 17.4199 | 26.06 | 8.1574 | 19.04 | 5.4864 | 266 | #N/A | #N/A
| 39.92 | 14.7084 | 12.92 | 3.734 | 17.06 | 4.6961 | 35.6 | 13.3274 | 48.92 | 18.8877 | 26.96 | 7.6737 | 35.06 | 12.1038 | 24.98 | 7.1441 | 17.96 | 5.4198 | 23 | 6.6667 | 37.4 | 14.0531 | 51.98 | 19.8026 | 44.6 | 16.9686 | 24.98 | 7.898 | 19.04 | 5.5304 | 267 | #N/A | #N/A
| 39.2 | 14.4742 | 12.92 | 3.7334 | 15.98 | 4.4658 | 38.3 | 13.6794 | 46.04 | 17.3944 | 26.06 | 7.4568 | 35.96 | 12.1415 | 21.92 | 6.5295 | 19.04 | 5.7429 | 21.92 | 6.3448 | 39.2 | 14.4888 | 53.06 | 20.0686 | 44.6 | 16.9686 | 23 | 7.339 | 17.96 | 5.3259 | 268 | #N/A | #N/A
| 39.2 | 14.4742 | 12.92 | 3.7332 | 15.98 | 4.4658 | 38.66 | 13.9318 | 46.94 | 18.0537 | 24.08 | 6.9262 | 33.08 | 11.4451 | 21.92 | 6.7273 | 19.04 | 5.7977 | 21.02 | 6.1898 | 39.2 | 14.4888 | 53.06 | 20.3778 | 44.6 | 16.9686 | 24.08 | 7.6815 | 17.06 | 5.1094 | 269 | #N/A | #N/A
| 39.2 | 14.8478 | 12.02 | 3.5167 | 15.98 | 4.4355 | 37.94 | 13.5277 | 46.94 | 17.8282 | 21.92 | 6.5865 | 35.06 | 11.9242 | 19.04 | 6.1855 | 17.06 | 5.3908 | 19.04 | 5.9673 | 39.2 | 14.8635 | 53.96 | 20.8658 | 44.6 | 16.9686 | 24.98 | 7.8985 | 17.06 | 5.2184 | 270 | #N/A | #N/A
| 41 | 15.2838 | 12.02 | 3.5539 | 15.08 | 4.2488 | 37.58 | 13.3453 | 44.6 | 17.001 | 17.06 | 5.3591 | 35.06 | 12.1074 | 17.06 | 5.7986 | 17.06 | 5.3919 | 17.96 | 5.9247 | 39.2 | 14.8635 | 53.96 | 20.9413 | 42.8 | 16.1083 | 24.98 | 7.8993 | 15.08 | 4.7425 | 271 | #N/A | #N/A
| 41 | 15.2838 | 12.02 | 3.5537 | 15.08 | 4.2488 | 37.94 | 13.6578 | 46.94 | 17.8835 | 12.92 | 4.2426 | 35.06 | 12.1074 | 15.98 | 5.5387 | 17.06 | 5.4521 | 17.06 | 5.6374 | 39.2 | 14.4888 | 51.98 | 20.7921 | 42.8 | 16.1083 | 26.06 | 8.2633 | 15.08 | 4.8067 | 272 | #N/A | #N/A
| 41 | 15.204 | 12.02 | 3.5532 | 15.08 | 4.3248 | 30.2 | 11.0078 | 50 | 19.7635 | 15.08 | 4.9421 | 35.06 | 12.4636 | 15.98 | 5.5392 | 17.96 | 5.6691 | 15.98 | 5.3777 | 39.2 | 14.4888 | 53.06 | 21.3348 | 42.8 | 16.1083 | 26.06 | 8.3534 | 15.08 | 4.7427 | 273 | #N/A | #N/A
| 41 | 15.2061 | 12.02 | 3.5924 | 15.08 | 4.3244 | 30.2 | 11.0114 | 51.98 | 20.4166 | 10.94 | 3.7665 | 35.06 | 12.2668 | 17.06 | 5.8922 | 19.04 | 5.8689 | 15.08 | 5.0152 | 39.2 | 14.4888 | 53.96 | 21.856 | 42.8 | 16.1083 | 24.08 | 7.7857 | 15.08 | 4.8069 | 274 | #N/A | #N/A
| 41 | 15.2838 | 12.92 | 3.8429 | 15.08 | 4.3244 | 30.2 | 11.0149 | 53.96 | 21.2371 | 19.04 | 6.1164 | 35.06 | 12.11 | 19.94 | 6.5868 | 19.94 | 5.9621 | 19.04 | 6.3679 | 39.2 | 14.8635 | 53.96 | 21.8613 | 42.8 | 16.1083 | 24.98 | 8.0024 | 15.98 | 5.024 | 275 | #N/A | #N/A
| 42.8 | 16.1184 | 15.98 | 4.5781 | 17.96 | 5.0505 | 30.2 | 11.0149 | 55.04 | 21.8818 | 30.02 | 9.2871 | 39.92 | 13.2823 | 26.06 | 7.7253 | 21.02 | 6.159 | 24.98 | 7.6162 | 41 | 15.2994 | 53.06 | 21.3998 | 42.8 | 15.7103 | 26.06 | 8.2631 | 19.04 | 5.7606 | 276 | #N/A | #N/A
| 44.6 | 16.9794 | 17.96 | 5.0193 | 19.94 | 5.4918 | 32 | 11.7628 | 55.94 | 22.3983 | 33.8 | 10.3587 | 39.92 | 13.1004 | 30.02 | 8.7611 | 23 | 6.6994 | 28.04 | 7.9342 | 41 | 15.6989 | 55.94 | 22.7213 | 42.8 | 15.3369 | 28.94 | 8.9565 | 21.92 | 6.5097 | 277 | #N/A | #N/A
| 44.6 | 16.9794 | 19.94 | 5.5301 | 23 | 6.2275 | 39.2 | 14.8694 | 59 | 23.5131 | 37.94 | 11.5333 | 39.92 | 13.1004 | 30.92 | 9.3164 | 24.08 | 6.9604 | 30.92 | 8.8957 | 42.8 | 16.1351 | 55.94 | 22.7333 | 44.6 | 15.7726 | 28.94 | 8.9571 | 24.98 | 7.379 | 278 | #N/A | #N/A
| 46.4 | 17.416 | 23 | 6.3097 | 24.98 | 6.7039 | 41 | 15.7041 | 62.96 | 25.192 | 37.94 | 11.7791 | 39.02 | 12.7437 | 35.06 | 10.9525 | 28.04 | 8.1019 | 33.08 | 9.572 | 44.6 | 16.9973 | 57.92 | 23.5529 | 44.6 | 15.7726 | 32 | 9.7866 | 28.04 | 8.1179 | 279 | #N/A | #N/A
| 46.04 | 16.8635 | 24.98 | 6.786 | 28.04 | 7.4396 | 42.8 | 14.0447 | 62.96 | 25.5548 | 41 | 13.0744 | 39.02 | 12.7444 | 37.94 | 11.7871 | 30.92 | 8.9418 | 35.06 | 10.2365 | 44.6 | 16.5713 | 59 | 24.2257 | 46.4 | 15.8574 | 32 | 9.7884 | 30.02 | 8.742 | 280 | #N/A | #N/A
| 46.04 | 16.4299 | 26.06 | 7.0454 | 28.04 | 7.4396 | 42.8 | 13.741 | 62.96 | 25.5323 | 39.02 | 12.4667 | 41 | 13.2213 | 39.02 | 12.605 | 32 | 9.289 | 37.04 | 10.993 | 44.6 | 16.5713 | 59 | 24.9867 | 46.4 | 15.8574 | 30.02 | 9.221 | 30.92 | 9.1211 | 281 | #N/A | #N/A
| 46.04 | 16.6155 | 26.06 | 7.0452 | 28.04 | 7.4392 | 42.8 | 13.4577 | 62.06 | 26.0974 | 39.02 | 12.7731 | 41 | 13.0539 | 37.94 | 12.662 | 32 | 9.6387 | 37.04 | 11.3318 | 44.6 | 16.5713 | 59 | 25.3493 | 44.6 | 15.0931 | 28.94 | 8.7743 | 32 | 9.7682 | 282 | #N/A | #N/A
| 46.4 | 16.5917 | 24.98 | 6.7855 | 28.04 | 7.4738 | 42.8 | 13.4577 | 60.98 | 25.879 | 37.94 | 12.3476 | 39.92 | 12.6611 | 39.2 | 12.8628 | 30.92 | 9.6762 | 37.04 | 11.7031 | 44.6 | 16.1713 | 60.08 | 26.063 | 44.6 | 15.422 | 28.04 | 8.3716 | 30.92 | 9.5107 | 283 | #N/A | #N/A
| 44.6 | 16.5547 | 23 | 6.3094 | 28.04 | 7.4738 | 39.2 | 12.3291 | 60.98 | 25.8836 | 35.96 | 12.1875 | 39.92 | 12.6611 | 37.04 | 12.6374 | 28.04 | 9.455 | 37.04 | 11.9793 | 44.6 | 16.1713 | 59 | 25.3493 | 42.8 | 14.6579 | 24.98 | 7.48 | 30.92 | 9.5898 | 284 | #N/A | #N/A
| 44.6 | 16.9794 | 21.92 | 6.0493 | 26.06 | 6.9974 | 32 | 11.1285 | 60.98 | 25.8915 | 37.04 | 13.1806 | 30.92 | 10.3373 | 37.04 | 12.6431 | 26.96 | 9.3384 | 35.6 | 11.9899 | 42.8 | 16.1351 | 57.92 | 25.0853 | 42.8 | 14.9865 | 23 | 7.0031 | 28.94 | 10.14 | 285 | #N/A | #N/A
| 42.98 | 16.3674 | 21.02 | 5.8328 | 24.98 | 6.7374 | 30.2 | 10.4139 | 62.06 | 26.1658 | 39.02 | 13.667 | 26.96 | 9.1209 | 37.04 | 13.3085 | 28.04 | 9.5987 | 33.08 | 11.651 | 41 | 15.6989 | 57.92 | 24.7228 | 42.8 | 14.6579 | 21.92 | 6.6021 | 28.94 | 10.4511 | 286 | #N/A | #N/A
| 42.08 | 15.9008 | 19.94 | 5.5731 | 24.98 | 6.7374 | 28.4 | 9.9769 | 62.96 | 26.7676 | 39.92 | 14.1987 | 26.96 | 9.1209 | 37.04 | 13.5044 | 26.96 | 9.1947 | 33.08 | 12.0066 | 41 | 15.2994 | 57.92 | 24.7228 | 39.2 | 13.7874 | 19.94 | 6.0657 | 30.02 | 10.7115 | 287 | #N/A | #N/A
| 39.02 | 14.5052 | 19.04 | 5.3951 | 23 | 6.305 | 26.6 | 9.2841 | 62.96 | 26.7676 | 39.92 | 14.1987 | 30.02 | 10.2736 | 33.98 | 12.4113 | 28.4 | 9.3168 | 33.08 | 12.0066 | 41 | 15.2994 | 59 | 25.3493 | 39.2 | 13.7874 | 19.04 | 5.7255 | 30.02 | 10.7115 | 288 | #N/A | #N/A
| 41 | 15.2838 | 17.96 | 5.1353 | 21.92 | 6.0456 | 24.8 | 8.85 | 62.06 | 26.6482 | 37.94 | 12.8695 | 33.08 | 11.1453 | 35.96 | 12.9398 | 26.96 | 9.2266 | 33.08 | 11.8089 | 41 | 15.6989 | 60.98 | 26.2832 | 39.2 | 13.7874 | 17.96 | 5.4027 | 30.02 | 10.5385 | 289 | #N/A | #N/A
| 42.08 | 15.9019 | 17.96 | 5.1357 | 21.92 | 6.0456 | 24.8 | 8.8492 | 62.06 | 26.0974 | 35.96 | 12.2093 | 33.08 | 11.1453 | 33.08 | 11.7002 | 26.6 | 8.6755 | 33.08 | 11.8089 | 41 | 15.6989 | 59 | 25.3493 | 39.2 | 13.4795 | 17.06 | 5.1265 | 28.94 | 9.9812 | 290 | #N/A | #N/A
| 42.8 | 16.1184 | 17.06 | 4.9675 | 19.94 | 5.608 | 24.8 | 8.8483 | 60.98 | 25.9565 | 35.96 | 11.8948 | 35.06 | 11.337 | 33.08 | 11.5225 | 21.92 | 7.3941 | 28.94 | 10.2022 | 42.8 | 16.1351 | 60.98 | 26.2832 | 39.2 | 13.1547 | 15.08 | 4.6034 | 26.06 | 9.0536 | 291 | #N/A | #N/A
| 44.06 | 16.8483 | 15.98 | 4.7496 | 19.04 | 5.4393 | 29.48 | 9.7854 | 60.98 | 25.8333 | 34.88 | 11.6969 | 35.96 | 11.4325 | 32 | 10.9438 | 23 | 7.2773 | 28.04 | 9.8508 | 42.8 | 16.1351 | 60.98 | 26.7492 | 39.2 | 13.4795 | 14 | 4.2904 | 26.06 | 9.0149 | 292 | #N/A | #N/A
| 44.6 | 16.9794 | 15.98 | 4.7493 | 19.04 | 5.4393 | 29.12 | 9.6755 | 62.96 | 26.7676 | 33.98 | 11.5435 | 33.98 | 10.9545 | 32 | 10.384 | 21.02 | 6.4243 | 30.92 | 10.6784 | 42.8 | 16.1351 | 60.08 | 25.74 | 39.2 | 12.8538 | 14 | 4.2474 | 21.92 | 7.5397 | 293 | #N/A | #N/A
| 42.98 | 16.5839 | 15.08 | 4.4916 | 17.96 | 5.1801 | 29.12 | 9.6986 | 64.04 | 27.2046 | 33.98 | 10.8584 | 33.08 | 10.8608 | 28.04 | 9.6582 | 21.92 | 6.7841 | 30.02 | 10.2856 | 42.8 | 16.1351 | 60.08 | 26.063 | 39.2 | 13.1547 | 12.92 | 3.9878 | 19.94 | 6.3311 | 294 | #N/A | #N/A
| 42.98 | 16.5876 | 12.02 | 3.798 | 17.06 | 4.9639 | 29.12 | 9.6755 | 62.96 | 26.7676 | 28.94 | 9.3701 | 35.06 | 11.4919 | 26.96 | 8.3877 | 21.92 | 6.8678 | 24.98 | 8.0134 | 42.8 | 16.1351 | 60.08 | 26.063 | 39.2 | 13.1547 | 12.92 | 3.9389 | 19.04 | 5.9681 | 295 | #N/A | #N/A
| 42.98 | 16.5876 | 12.92 | 4.0141 | 17.06 | 4.9639 | 28.04 | 9.3468 | 62.96 | 26.7676 | 28.04 | 8.3767 | 35.06 | 11.4919 | 26.06 | 7.901 | 21.92 | 6.7813 | 23 | 7.3493 | 42.8 | 16.1351 | 57.92 | 24.8977 | 39.2 | 13.4795 | 14 | 4.1594 | 19.94 | 6.1835 | 296 | #N/A | #N/A
| 42.8 | 16.5428 | 12.92 | 3.9718 | 17.06 | 5.005 | 21.2 | 7.3164 | 62.6 | 26.6795 | 26.96 | 8.0429 | 35.06 | 11.3373 | 24.98 | 7.5677 | 21.02 | 6.4192 | 23 | 7.253 | 42.8 | 16.1351 | 57.92 | 24.7228 | 39.2 | 13.4795 | 12.02 | 3.6833 | 19.94 | 6.1209 | 297 | #N/A | #N/A
| 42.8 | 16.5428 | 12.92 | 4.0141 | 15.98 | 4.7458 | 21.2 | 7.3153 | 62.06 | 26.0974 | 26.96 | 8.0414 | 35.06 | 11.4889 | 24.98 | 7.5663 | 19.94 | 6.0269 | 24.08 | 7.4218 | 42.8 | 16.1351 | 57.02 | 24.0821 | 37.4 | 13.3522 | 10.04 | 3.1629 | 19.94 | 6.048 | 298 | #N/A | #N/A
| 42.98 | 16.3656 | 12.92 | 4.0139 | 15.98 | 4.7458 | 21.2 | 7.3142 | 62.6 | 25.239 | 26.96 | 7.9573 | 33.98 | 11.2281 | 24.98 | 7.5644 | 21.02 | 6.4165 | 24.08 | 7.3479 | 42.8 | 16.5608 | 57.92 | 24.3018 | 39.2 | 14.1155 | 15.98 | 4.5549 | 19.94 | 5.9254 | 299 | #N/A | #N/A
| 44.06 | 16.844 | 15.08 | 4.5856 | 17.96 | 5.2212 | 26.6 | 9.5272 | 62.96 | 25.5323 | 28.04 | 8.2897 | 37.94 | 12.1828 | 26.06 | 7.8229 | 19.4 | 6.1229 | 26.06 | 7.5397 | 44.6 | 16.9973 | 57.02 | 24.0821 | 41 | 13.5895 | 19.04 | 5.2112 | 21.02 | 6.3056 | 300 | #N/A | #N/A
| 42.8 | 16.5428 | 19.04 | 5.5371 | 19.94 | 5.6969 | 33.8 | 11.5407 | 53.6 | 20.6387 | 28.04 | 8.2144 | 39.02 | 12.4425 | 26.96 | 8.1107 | 19.94 | 6.1502 | 26.96 | 7.7551 | 44.6 | 17.4508 | 55.94 | 22.7673 | 42.8 | 14.3495 | 21.92 | 5.8727 | 21.02 | 6.2964 | 301 | #N/A | #N/A
| 44.6 | 17.4315 | 21.92 | 6.3341 | 19.94 | 5.6969 | 39.2 | 12.8463 | 46.94 | 17.1419 | 28.94 | 8.4307 | 39.02 | 12.4425 | 28.04 | 8.15 | 19.94 | 6.2265 | 28.04 | 8.0746 | 46.4 | 18.3704 | 55.04 | 22.1791 | 44.6 | 14.459 | 26.06 | 6.9363 | 21.02 | 6.437 | 302 | #N/A | #N/A
| 46.94 | 18.5777 | 26.06 | 7.5126 | 26.06 | 7.4407 | 41 | 13.0069 | 35.96 | 11.599 | 30.92 | 8.8417 | 41 | 12.5097 | 30.02 | 8.4907 | 19.94 | 5.9669 | 28.04 | 8.2974 | 48.2 | 19.3214 | 53.96 | 21.2739 | 44.6 | 14.7845 | 26.96 | 7.2735 | 21.92 | 6.4566 | 303 | #N/A | #N/A
| 46.94 | 18.5857 | 28.04 | 7.9226 | 28.94 | 8.2596 | 42.8 | 13.1863 | 35.06 | 11.0949 | 28.94 | 8.1617 | 42.08 | 12.9128 | 28.04 | 7.8912 | 21.02 | 6.2819 | 28.04 | 7.9455 | 50 | 19.759 | 46.94 | 16.119 | 44.6 | 14.459 | 26.96 | 7.2742 | 23 | 6.5473 | 304 | #N/A | #N/A
| 46.4 | 18.3498 | 28.94 | 8.1393 | 28.94 | 8.2596 | 42.8 | 13.4462 | 33.98 | 10.2662 | 30.92 | 8.7059 | 39.92 | 12.6687 | 28.94 | 8.1073 | 19.4 | 6.1229 | 28.04 | 7.89 | 50 | 20.3055 | 39.92 | 13.006 | 44.6 | 14.459 | 28.94 | 8.67 | 21.02 | 6.015 | 305 | #N/A | #N/A
| 44.96 | 17.5712 | 28.04 | 7.8692 | 28.04 | 8.2615 | 41 | 13.0119 | 32 | 9.5897 | 30.02 | 8.3662 | 37.94 | 12.3244 | 28.94 | 7.9853 | 19.94 | 6.293 | 26.96 | 7.6295 | 50 | 20.3055 | 39.02 | 12.0571 | 42.8 | 14.0243 | 28.04 | 8.6296 | 21.92 | 6.1861 | 306 | #N/A | #N/A
| 46.04 | 18.1245 | 26.06 | 7.4471 | 26.96 | 7.9219 | 42.8 | 13.1886 | 30.02 | 9.0254 | 28.4 | 7.944 | 37.94 | 12.1913 | 26.96 | 7.5084 | 19.94 | 5.6056 | 26.06 | 7.413 | 50 | 19.759 | 37.94 | 11.4243 | 41 | 13.5895 | 28.4 | 8.8866 | 19.94 | 5.7097 | 307 | #N/A | #N/A
| 44.6 | 17.4315 | 24.08 | 7.097 | 26.96 | 7.9219 | 39.2 | 12.3205 | 28.94 | 8.6675 | 26.96 | 7.5659 | 37.94 | 12.1913 | 24.98 | 6.9842 | 19.94 | 5.6449 | 24.08 | 6.8147 | 48.2 | 19.3214 | 35.96 | 10.8438 | 39.2 | 12.8538 | 28.04 | 8.8221 | 19.04 | 5.4932 | 308 | #N/A | #N/A
| 44.6 | 17.4315 | 21.92 | 6.5773 | 24.98 | 7.4452 | 35.6 | 11.4527 | 26.06 | 7.8807 | 26.96 | 7.5652 | 35.06 | 11.4971 | 24.08 | 6.7668 | 19.04 | 5.5217 | 23 | 6.5536 | 48.2 | 19.3214 | 33.08 | 10.1456 | 39.2 | 12.8538 | 28.4 | 8.8866 | 17.96 | 5.0955 | 309 | #N/A | #N/A
| 44.96 | 17.5813 | 17.96 | 5.5659 | 24.08 | 7.379 | 37.4 | 12.4247 | 24.98 | 7.4652 | 26.06 | 7.4636 | 35.96 | 11.8492 | 24.08 | 6.7657 | 17.96 | 5.3163 | 21.92 | 6.2929 | 48.2 | 19.3214 | 33.98 | 10.3702 | 39.2 | 12.8538 | 28.4 | 9.0757 | 17.06 | 4.9247 | 310 | #N/A | #N/A
| 44.06 | 17.1341 | 17.06 | 5.4082 | 24.08 | 7.379 | 37.4 | 12.7288 | 23 | 6.8483 | 26.06 | 7.3467 | 37.94 | 12.6415 | 24.08 | 6.8122 | 17.06 | 5.1478 | 21.92 | 6.1916 | 50 | 20.3055 | 33.08 | 9.9501 | 39.2 | 13.4795 | 26.96 | 8.6731 | 15.98 | 4.7558 | 311 | #N/A | #N/A
| 44.6 | 17.4315 | 17.06 | 5.409 | 24.98 | 7.7772 | 35.6 | 12.2975 | 21.02 | 6.3107 | 24.98 | 7.1484 | 39.92 | 13.3017 | 23 | 6.6111 | 17.96 | 5.4877 | 19.94 | 5.8156 | 50 | 20.3055 | 30.02 | 8.9189 | 39.2 | 13.1547 | 26.96 | 8.7709 | 15.98 | 4.7558 | 312 | #N/A | #N/A
| 46.04 | 18.1358 | 15.08 | 4.9328 | 26.96 | 8.335 | 35.6 | 11.9961 | 19.94 | 5.9824 | 24.98 | 7.2031 | 39.92 | 13.3028 | 23 | 6.6117 | 17.06 | 5.2715 | 19.04 | 5.5991 | 50 | 20.3055 | 28.04 | 8.28 | 39.2 | 12.8538 | 28.04 | 9.0306 | 15.98 | 4.8001 | 313 | #N/A | #N/A
| 46.94 | 18.6032 | 15.08 | 4.9524 | 26.96 | 8.335 | 35.6 | 11.9947 | 17.96 | 5.3894 | 24.98 | 7.2031 | 39.92 | 13.3028 | 23 | 6.6737 | 15.98 | 5.0676 | 19.94 | 5.9366 | 51.8 | 21.3246 | 26.06 | 7.8898 | 39.2 | 13.1547 | 28.4 | 9.0757 | 17.06 | 5.1153 | 314 | #N/A | #N/A
| 46.94 | 18.6032 | 21.02 | 6.652 | 26.06 | 8.1205 | 35.6 | 11.9934 | 17.06 | 5.114 | 24.98 | 7.1489 | 42.08 | 14.3645 | 21.92 | 6.414 | 12.92 | 4.2771 | 21.02 | 6.1965 | 51.8 | 20.7435 | 24.98 | 7.5583 | 39.2 | 12.8538 | 28.94 | 9.3696 | 15.98 | 4.9043 | 315 | #N/A | #N/A
| 48.02 | 19.1774 | 21.02 | 6.5822 | 26.06 | 8.0407 | 34.88 | 11.7621 | 17.06 | 5.1128 | 24.08 | 6.9868 | 39.02 | 12.9051 | 21.02 | 6.2519 | 12.02 | 4.0612 | 19.94 | 5.9369 | 50 | 20.3055 | 23 | 6.9812 | 39.2 | 13.1547 | 28.4 | 9.2805 | 15.08 | 4.6883 | 316 | #N/A | #N/A
| 48.2 | 19.2994 | 21.92 | 6.718 | 26.06 | 8.0407 | 34.34 | 11.6033 | 15.98 | 4.8521 | 23 | 6.7272 | 39.02 | 12.904 | 19.04 | 5.7759 | 12.02 | 4.1167 | 19.94 | 5.9912 | 50 | 20.3055 | 21.92 | 6.5815 | 39.2 | 13.4795 | 30.02 | 9.7356 | 14 | 4.4285 | 317 | #N/A | #N/A
| 46.4 | 18.3498 | 21.92 | 6.7184 | 24.98 | 7.6001 | 33.8 | 11.4729 | 15.98 | 4.8051 | 23 | 6.8549 | 39.02 | 13.2457 | 19.94 | 6.1943 | 14 | 4.5933 | 19.94 | 5.9913 | 51.8 | 21.3246 | 21.02 | 6.3054 | 39.2 | 13.1547 | 28.94 | 9.6082 | 14 | 4.4896 | 318 | #N/A | #N/A
| 48.2 | 19.2994 | 21.92 | 6.6553 | 24.98 | 7.6015 | 33.8 | 11.4729 | 15.08 | 4.5881 | 23 | 6.8551 | 37.94 | 12.9878 | 21.92 | 6.6709 | 15.98 | 5.07 | 19.94 | 5.9919 | 53.6 | 22.3808 | 19.94 | 6.0446 | 39.2 | 13.7874 | 28.94 | 9.474 | 14 | 4.4904 | 319 | #N/A | #N/A
| 48.02 | 19.1873 | 21.02 | 6.5039 | 24.98 | 7.6015 | 32.54 | 11.1688 | 15.08 | 4.5876 | 23 | 6.8555 | 37.94 | 12.9878 | 23 | 6.8567 | 17.06 | 5.3299 | 19.94 | 6.0602 | 53.6 | 22.3808 | 19.94 | 6.0639 | 37.4 | 13.3522 | 28.04 | 9.2572 | 15.08 | 4.75 | 320 | #N/A | #N/A
| 48.92 | 19.4031 | 21.02 | 6.504 | 24.08 | 7.4745 | 30.2 | 11.022 | 14 | 4.2742 | 24.08 | 7.1155 | 37.94 | 13.7245 | 21.92 | 6.5968 | 17.06 | 5.4603 | 19.94 | 6.1193 | 51.8 | 21.3246 | 19.04 | 5.7589 | 35.6 | 12.9169 | 28.04 | 9.2557 | 15.08 | 4.8141 | 321 | #N/A | #N/A
| 48.02 | 19.1843 | 21.02 | 6.4399 | 24.08 | 7.386 | 30.2 | 11.0185 | 12.92 | 3.9716 | 26.06 | 7.9747 | 39.02 | 14.1537 | 23 | 6.9309 | 17.06 | 5.4596 | 21.02 | 6.3192 | 51.8 | 21.3246 | 19.04 | 5.725 | 37.4 | 13.68 | 26.96 | 8.887 | 15.08 | 4.9388 | 322 | #N/A | #N/A
| 48.2 | 19.2994 | 21.02 | 6.4396 | 24.08 | 7.386 | 30.2 | 11.0149 | 14 | 4.1825 | 24.98 | 7.9932 | 41 | 15.2474 | 24.08 | 7.0568 | 17.06 | 5.6023 | 19.94 | 6.3399 | 51.8 | 21.3246 | 19.04 | 5.6628 | 35.6 | 12.9169 | 26.96 | 8.7637 | 14 | 4.8178 | 323 | #N/A | #N/A
| 48.02 | 19.1904 | 21.92 | 6.8009 | 24.98 | 7.6903 | 30.2 | 10.7181 | 15.08 | 4.3252 | 24.98 | 8.2931 | 42.98 | 15.7297 | 24.98 | 7.2729 | 19.04 | 5.9357 | 19.94 | 6.5001 | 51.8 | 21.3246 | 19.04 | 5.5831 | 33.8 | 12.4817 | 26.96 | 8.6649 | 14 | 4.8178 | 324 | #N/A | #N/A
| 48.92 | 19.4053 | 24.08 | 7.3914 | 26.06 | 8.0429 | 30.2 | 10.7124 | 15.98 | 4.5753 | 26.06 | 8.676 | 44.06 | 15.9929 | 26.06 | 7.9761 | 19.4 | 5.9957 | 21.92 | 6.8881 | 51.8 | 21.3246 | 19.94 | 5.7985 | 33.8 | 12.1745 | 28.94 | 9.2391 | 17.06 | 5.4783 | 325 | #N/A | #N/A
| 51.8 | 21.2996 | 26.06 | 8.1328 | 26.06 | 8.0429 | 30.2 | 10.7124 | 17.96 | 5.0944 | 26.96 | 9.1337 | 44.06 | 15.9929 | 26.06 | 7.8876 | 21.02 | 6.4099 | 24.08 | 7.4094 | 48.2 | 19.3214 | 19.94 | 5.7523 | 35.6 | 12.9169 | 30.92 | 9.945 | 17.06 | 5.4764 | 326 | #N/A | #N/A
| 51.98 | 21.3815 | 28.04 | 8.8029 | 28.94 | 9.0118 | 30.2 | 10.7124 | 19.94 | 5.6086 | 28.94 | 9.0366 | 46.04 | 16.9218 | 28.04 | 8.2939 | 23 | 6.9652 | 26.06 | 7.8872 | 48.2 | 19.3214 | 21.02 | 6.0581 | 35.6 | 12.9169 | 33.08 | 10.7412 | 21.02 | 6.4286 | 327 | #N/A | #N/A
| 53.6 | 22.354 | 28.04 | 8.7334 | 30.02 | 9.385 | 30.2 | 10.7243 | 21.92 | 6.1325 | 30.92 | 9.5192 | 46.04 | 16.9248 | 30.02 | 8.8429 | 24.98 | 7.5935 | 28.04 | 8.3649 | 50 | 19.759 | 21.92 | 6.3324 | 35.6 | 12.9169 | 35.06 | 11.2211 | 21.02 | 6.4286 | 328 | #N/A | #N/A
| 55.4 | 22.7929 | 28.94 | 8.7501 | 30.02 | 9.385 | 30.2 | 10.7264 | 21.92 | 6.1743 | 30.92 | 9.3263 | 44.96 | 16.6594 | 30.02 | 8.7718 | 24.98 | 7.5936 | 28.94 | 8.5101 | 55.4 | 23.4759 | 21.92 | 6.3552 | 35.6 | 12.9169 | 37.04 | 11.6998 | 24.08 | 7.1068 | 329 | #N/A | #N/A
| 50 | 19.7371 | 30.92 | 9.1342 | 30.02 | 9.2757 | 30.2 | 10.7264 | 23 | 6.3916 | 32 | 9.6884 | 46.04 | 16.9242 | 32 | 9.2472 | 26.06 | 7.8523 | 28.94 | 8.5087 | 59 | 23.6973 | 23 | 6.9681 | 35.6 | 12.9169 | 37.04 | 11.5601 | 24.08 | 7.1678 | 330 | #N/A | #N/A
| 48.2 | 19.2994 | 30.02 | 8.9188 | 28.94 | 9.0172 | 30.2 | 10.7257 | 23 | 6.3911 | 30.92 | 9.1467 | 44.96 | 16.4197 | 30.92 | 8.9861 | 26.06 | 7.9247 | 28.94 | 8.4257 | 55.4 | 22.8196 | 24.08 | 7.377 | 35.6 | 12.6095 | 37.04 | 11.5612 | 24.08 | 7.1671 | 331 | #N/A | #N/A
| 50 | 19.9112 | 28.04 | 8.3534 | 28.94 | 9.0172 | 30.2 | 10.725 | 21.02 | 5.8287 | 30.92 | 9.1447 | 44.96 | 16.4197 | 28.94 | 8.5076 | 24.08 | 7.447 | 26.96 | 7.9479 | 51.8 | 20.7435 | 23 | 7.1159 | 33.8 | 12.1745 | 33.98 | 10.6891 | 23 | 6.9063 | 332 | #N/A | #N/A
| 51.08 | 20.1707 | 24.08 | 7.4004 | 28.04 | 8.7126 | 30.2 | 10.7253 | 19.94 | 5.5684 | 30.02 | 9.0198 | 39.02 | 14.3766 | 28.04 | 8.3604 | 24.08 | 7.5373 | 24.98 | 7.4697 | 48.2 | 18.8076 | 23 | 7.1534 | 33.8 | 11.5502 | 33.08 | 10.4712 | 21.92 | 6.7224 | 333 | #N/A | #N/A
| 53.06 | 18.57 | 21.02 | 6.6647 | 30.02 | 8.7531 | 30.2 | 10.7253 | 17.96 | 5.092 | 30.92 | 9.4196 | 37.94 | 14.1133 | 24.98 | 7.806 | 23 | 7.2765 | 19.04 | 6.0391 | 48.2 | 17.8704 | 24.08 | 7.3036 | 33.8 | 11.5502 | 30.02 | 9.627 | 21.02 | 6.5044 | 334 | #N/A | #N/A
| 50 | 16.774 | 19.94 | 6.4056 | 30.02 | 8.7531 | 28.4 | 9.998 | 17.06 | 4.8753 | 32 | 9.6795 | 39.92 | 14.9994 | 26.06 | 8.0658 | 21.92 | 7.1117 | 17.06 | 5.5622 | 48.2 | 17.0432 | 24.08 | 7.1943 | 32 | 11.1156 | 32 | 10.2117 | 19.04 | 6.0281 | 335 | #N/A | #N/A
| 48.92 | 16.3408 | 17.96 | 5.8583 | 28.94 | 8.4127 | 28.4 | 10.2905 | 15.98 | 4.6533 | 33.08 | 10.0285 | 39.02 | 14.5516 | 21.02 | 7.036 | 26.96 | 8.4081 | 15.08 | 5.021 | 48.2 | 16.6672 | 21.92 | 6.5665 | 32 | 10.8379 | 30.92 | 10.0857 | 17.96 | 5.691 | 336 | #N/A | #N/A
| 46.94 | 15.6655 | 17.96 | 5.8586 | 28.04 | 8.2775 | 28.4 | 10.2909 | 15.08 | 4.4845 | 33.98 | 10.1547 | 41 | 15.2566 | 19.94 | 6.7751 | 26.96 | 8.5158 | 14 | 4.7603 | 48.2 | 16.3144 | 19.94 | 5.9661 | 30.2 | 10.4035 | 32 | 10.4877 | 19.04 | 6.1788 | 337 | #N/A | #N/A
| 44.96 | 15.0275 | 21.02 | 6.4491 | 28.04 | 8.2775 | 28.4 | 10.2919 | 15.08 | 4.4846 | 35.06 | 10.506 | 41 | 15.2566 | 21.02 | 7.1255 | 26.96 | 8.6049 | 12.92 | 4.4262 | 46.4 | 15.2382 | 19.94 | 5.9662 | 30.2 | 10.4035 | 30.92 | 9.9542 | 19.94 | 6.5622 | 338 | #N/A | #N/A
| 42.08 | 14.8443 | 19.04 | 5.8994 | 26.96 | 7.7397 | 28.4 | 10.2929 | 14 | 4.2667 | 35.06 | 10.6177 | 42.08 | 15.9544 | 24.98 | 8.5177 | 26.96 | 8.6053 | 14 | 4.7609 | 46.4 | 15.2382 | 21.02 | 6.3505 | 30.2 | 10.4035 | 28.94 | 9.4778 | 19.94 | 6.5628 | 339 | #N/A | #N/A
| 41 | 14.5792 | 21.02 | 6.376 | 26.06 | 7.4557 | 29.84 | 10.099 | 14 | 4.2663 | 35.06 | 10.619 | 42.8 | 15.7184 | 26.96 | 9.1296 | 26.06 | 8.3908 | 19.94 | 6.6718 | 39.2 | 14.1373 | 24.08 | 7.3042 | 30.2 | 10.1467 | 28.04 | 9.2624 | 21.02 | 6.9203 | 340 | #N/A | #N/A
| 39.92 | 14.3147 | 19.94 | 6.0573 | 26.06 | 7.4557 | 28.94 | 9.857 | 14 | 4.177 | 35.06 | 10.7166 | 42.08 | 15.7004 | 28.04 | 9.5303 | 26.96 | 8.6062 | 23 | 7.6004 | 39.2 | 14.1373 | 26.96 | 8.1963 | 30.2 | 10.1467 | 26.06 | 8.7862 | 21.92 | 7.3277 | 341 | #N/A | #N/A
| 39.02 | 14.1016 | 19.94 | 5.9896 | 24.98 | 7.0808 | 27.32 | 9.3927 | 12.92 | 3.8791 | 32 | 9.881 | 41 | 15.4387 | 26.96 | 9.2698 | 26.06 | 8.3882 | 24.98 | 8.2865 | 37.4 | 13.7018 | 26.96 | 8.2459 | 30.2 | 9.9091 | 24.98 | 8.4204 | 21.92 | 7.1359 | 342 | #N/A | #N/A
| 37.94 | 13.8413 | 19.94 | 5.874 | 24.98 | 7.0811 | 27.5 | 9.485 | 12.02 | 3.6631 | 28.04 | 8.9262 | 41 | 15.2824 | 26.96 | 9.269 | 21.02 | 7.0829 | 24.08 | 8.0696 | 37.4 | 13.7018 | 26.96 | 8.3269 | 28.4 | 9.2557 | 23 | 7.8226 | 21.92 | 7.2209 | 343 | #N/A | #N/A
| 37.4 | 13.6882 | 19.04 | 5.6577 | 24.98 | 7.0811 | 26.96 | 9.234 | 10.94 | 3.4033 | 24.08 | 7.7711 | 41 | 15.241 | 24.98 | 8.6507 | 19.04 | 6.4187 | 24.08 | 8.0689 | 37.4 | 13.7018 | 26.96 | 8.5154 | 28.4 | 9.4751 | 24.98 | 8.424 | 21.02 | 6.9184 | 344 | #N/A | #N/A
| 39.02 | 13.9364 | 19.94 | 5.9356 | 26.06 | 7.3405 | 28.4 | 10.0121 | 10.94 | 3.403 | 21.02 | 6.9316 | 41 | 15.0098 | 21.92 | 7.6732 | 24.08 | 8.0265 | 19.94 | 6.6703 | 37.4 | 13.7018 | 28.04 | 8.7753 | 28.4 | 9.7125 | 21.02 | 7.1369 | 21.92 | 7.2203 | 345 | #N/A | #N/A
| 37.94 | 13.8403 | 17.96 | 5.3971 | 24.98 | 7.0802 | 28.4 | 10.0141 | 10.04 | 3.2243 | 19.94 | 6.6713 | 39.92 | 14.7568 | 21.92 | 7.6727 | 26.06 | 8.5024 | 21.92 | 7.4498 | 37.4 | 13.7018 | 28.04 | 8.7749 | 28.4 | 9.4751 | 21.02 | 7.2482 | 24.98 | 8.1547 | 346 | #N/A | #N/A
| 37.4 | 13.6882 | 19.04 | 5.8402 | 24.98 | 7.0802 | 28.4 | 10.016 | 10.04 | 3.2715 | 28.04 | 9.385 | 35.06 | 12.8248 | 26.06 | 9.0503 | 26.96 | 8.8208 | 24.98 | 8.4062 | 37.4 | 13.7018 | 28.04 | 8.8842 | 30.2 | 10.1467 | 26.06 | 8.9248 | 26.06 | 8.4149 | 347 | #N/A | #N/A
| 41 | 14.7807 | 24.98 | 7.4016 | 26.96 | 7.6709 | 30.2 | 10.4477 | 12.92 | 4.0572 | 33.98 | 10.9574 | 42.08 | 14.6998 | 30.02 | 10.4124 | 28.04 | 9.08 | 28.04 | 9.2499 | 37.4 | 13.7018 | 28.04 | 8.7743 | 30.2 | 10.1467 | 28.04 | 9.5423 | 26.06 | 8.4145 | 348 | #N/A | #N/A
| 41 | 14.5591 | 28.04 | 8.2839 | 30.02 | 8.6721 | 35.6 | 12.0326 | 14 | 4.3169 | 37.04 | 11.819 | 44.06 | 14.9806 | 35.06 | 11.0801 | 30.02 | 9.7933 | 30.02 | 9.7273 | 37.4 | 13.3725 | 28.4 | 9.0649 | 32 | 10.8379 | 30.02 | 10.1415 | 26.96 | 8.6309 | 349 | #N/A | #N/A
| 42.98 | 15.2609 | 30.92 | 8.977 | 30.02 | 8.6721 | 35.6 | 11.7524 | 15.98 | 4.868 | 39.92 | 12.6697 | 44.06 | 14.9806 | 37.04 | 11.5603 | 35.96 | 11.5093 | 35.06 | 10.8385 | 37.4 | 13.3725 | 21.92 | 7.2145 | 33.8 | 11.2722 | 37.94 | 12.0535 | 28.94 | 9.1103 | 350 | #N/A | #N/A
| 42.8 | 14.9946 | 32 | 9.1566 | 33.98 | 9.7794 | 35.6 | 11.7543 | 15.98 | 4.6539 | 39.92 | 12.9731 | 46.04 | 15.3039 | 37.4 | 12.1492 | 37.94 | 12.1133 | 37.04 | 11.5578 | 39.2 | 13.8077 | 21.92 | 7.3525 | 33.8 | 11.015 | 44.96 | 14.3533 | 30.92 | 9.8056 | 351 | #N/A | #N/A
| 42.98 | 14.8888 | 33.98 | 9.5684 | 35.96 | 10.3463 | 35.42 | 11.7953 | 17.06 | 4.9147 | 42.08 | 13.8253 | 44.96 | 14.8776 | 37.94 | 12.1998 | 39.92 | 12.5954 | 37.04 | 11.5622 | 41 | 13.9333 | 21.92 | 7.4182 | 33.8 | 11.2722 | 44.06 | 14.1371 | 32 | 10.1955 | 352 | #N/A | #N/A
| 42.98 | 14.5385 | 35.06 | 10.2316 | 35.96 | 10.3463 | 33.8 | 11.6051 | 19.04 | 5.4391 | 42.08 | 14.1875 | 44.06 | 14.2891 | 39.92 | 12.8114 | 41 | 13.0171 | 37.94 | 11.9203 | 41 | 13.9333 | 26.06 | 8.9252 | 35.6 | 11.7066 | 42.08 | 13.6585 | 33.08 | 10.5695 | 353 | #N/A | #N/A
| 42.8 | 14.6655 | 35.06 | 10.506 | 37.04 | 10.9741 | 32 | 11.1695 | 21.02 | 5.957 | 41 | 13.9282 | 44.06 | 14.285 | 41 | 13.5719 | 41 | 13.1547 | 39.02 | 12.4583 | 41 | 13.9333 | 24.98 | 8.6648 | 33.8 | 11.2722 | 41 | 13.5787 | 33.98 | 10.9231 | 354 | #N/A | #N/A
| 42.8 | 14.9946 | 33.98 | 10.2457 | 37.04 | 10.9739 | 32 | 11.1468 | 21.02 | 5.8671 | 41 | 14.2698 | 41 | 13.5475 | 41 | 13.5734 | 39.02 | 12.5399 | 37.94 | 12.1996 | 41 | 13.9333 | 23 | 7.9463 | 35.6 | 11.7066 | 39.92 | 13.1329 | 33.98 | 11.0732 | 355 | #N/A | #N/A
| 39.92 | 14.15 | 32 | 9.6784 | 37.04 | 10.9739 | 32 | 11.4496 | 21.92 | 6.0459 | 39.02 | 13.9942 | 41 | 13.5475 | 39.92 | 13.3162 | 37.94 | 12.5906 | 37.04 | 11.9843 | 39.2 | 13.4983 | 26.06 | 8.8711 | 33.8 | 11.015 | 41 | 13.2448 | 33.08 | 10.8592 | 356 | #N/A | #N/A
| 39.2 | 14.1237 | 30.02 | 9.2004 | 33.98 | 10.235 | 30.2 | 11.0149 | 21.92 | 6.0028 | 39.02 | 14.1595 | 37.94 | 12.6265 | 39.02 | 13.255 | 37.04 | 12.1873 | 37.94 | 12.3327 | 37.4 | 13.0634 | 26.96 | 9.2269 | 33.8 | 11.2722 | 39.92 | 12.8137 | 33.08 | 10.9834 | 357 | #N/A | #N/A
| 39.92 | 14.1482 | 28.94 | 8.9398 | 32 | 9.8691 | 30.2 | 11.0149 | 21.92 | 6.0463 | 39.92 | 14.5871 | 37.94 | 12.807 | 37.4 | 12.7297 | 37.04 | 12.0634 | 37.04 | 12.2839 | 37.4 | 13.0634 | 24.8 | 8.4012 | 33.8 | 11.2722 | 39.02 | 12.5956 | 33.08 | 11.1427 | 358 | #N/A | #N/A
| 39.92 | 13.9561 | 28.04 | 8.7229 | 32 | 9.8691 | 30.2 | 10.5768 | 21.92 | 6.2728 | 39.92 | 14.7789 | 37.04 | 12.5878 | 37.04 | 12.7829 | 35.96 | 11.9404 | 37.94 | 12.8324 | 37.4 | 13.0634 | 24.98 | 8.5306 | 33.8 | 11.015 | 37.94 | 12.3335 | 32 | 10.8852 | 359 | #N/A | #N/A
| 39.92 | 13.9552 | 26.06 | 8.2466 | 30.02 | 9.2802 | 30.2 | 10.1858 | 21.92 | 6.4454 | 39.92 | 15.0119 | 37.94 | 13.1604 | 37.04 | 13.1712 | 35.96 | 12.1195 | 37.94 | 12.8248 | 37.4 | 12.7373 | 21.92 | 7.4651 | 33.8 | 10.5572 | 37.04 | 12.1147 | 32 | 11.016 | 360 | #N/A | #N/A
| 39.92 | 13.8001 | 24.98 | 7.9866 | 30.92 | 9.4974 | 28.4 | 9.0787 | 21.92 | 6.4719 | 41 | 15.2822 | 39.02 | 13.6069 | 37.04 | 13.5342 | 35.96 | 12.2465 | 39.02 | 13.8073 | 37.4 | 12.7373 | 21.02 | 7.1357 | 33.8 | 10.5572 | 37.04 | 12.1144 | 32 | 11.3396 | 361 | #N/A | #N/A
| 39.2 | 13.795 | 21.92 | 7.0659 | 30.92 | 9.4974 | 26.6 | 8.454 | 21.92 | 6.4458 | 42.98 | 16.212 | 39.02 | 13.6069 | 37.94 | 13.8913 | 35.96 | 12.2465 | 41 | 14.558 | 37.4 | 12.7373 | 21.92 | 7.3525 | 33.8 | 10.7771 | 35.6 | 11.7383 | 32 | 11.528 | 362 | #N/A | #N/A
| 39.2 | 13.795 | 23 | 7.409 | 28.04 | 8.9171 | 24.8 | 7.8446 | 21.92 | 6.6454 | 42.08 | 16.0045 | 42.08 | 14.8841 | 39.02 | 14.363 | 35.06 | 12.0293 | 39.02 | 14.0196 | 37.4 | 12.7373 | 23 | 7.7252 | 33.8 | 11.015 | 37.04 | 11.9802 | 30.92 | 11.2674 | 363 | #N/A | #N/A
| 39.92 | 13.9599 | 24.08 | 7.6702 | 28.04 | 8.9186 | 24.26 | 7.5695 | 21.92 | 6.7907 | 44.06 | 16.7474 | 42.08 | 14.8965 | 37.94 | 14.2832 | 35.06 | 12.0694 | 39.92 | 14.6257 | 37.4 | 13.0634 | 23 | 7.5733 | 33.8 | 11.015 | 35.6 | 11.7383 | 30.02 | 10.8977 | 364 | #N/A | #N/A
| 39.2 | 14.1237 | 24.08 | 7.6709 | 28.04 | 8.9186 | 22.28 | 6.9581 | 21.92 | 6.7903 | 44.96 | 17.1989 | 44.06 | 15.7692 | 39.02 | 14.6123 | 35.06 | 12.2154 | 41 | 14.9086 | 37.4 | 13.0634 | 23 | 7.6842 | 33.8 | 10.5572 | 35.06 | 11.5065 | 30.92 | 11.2674 | 365 | #N/A | #N/A
| 37.94 | 14.0552 | 23 | 7.4114 | 26.06 | 8.3311 | 21.56 | 6.7281 | 21.92 | 6.7901 | 44.96 | 17.1131 | 44.96 | 16.4157 | 39.2 | 14.8525 | 35.06 | 12.4292 | 37.94 | 14.1622 | 37.4 | 13.3725 | 23 | 7.684 | 32 | 10.1233 | 33.98 | 11.2445 | 32 | 11.6918 | 366 | #N/A | #N/A
| 37.4 | 14.0385 | 21.92 | 7.0703 | 26.06 | 8.3319 | 21.2 | 6.6696 | 21.2 | 6.6628 | 46.04 | 17.6448 | 46.04 | 17.191 | 42.98 | 16.4188 | 35.06 | 12.3772 | 39.92 | 14.8371 | 37.4 | 13.7018 | 24.08 | 8.0398 | 30.2 | 9.6895 | 35.96 | 11.8551 | 32 | 11.6918 | 367 | #N/A | #N/A
| 39.2 | 14.4742 | 21.92 | 7.0714 | 26.06 | 8.3319 | 20.12 | 6.3539 | 21.02 | 6.5743 | 46.04 | 17.7827 | 46.04 | 17.191 | 44.06 | 17.1675 | 35.6 | 12.7101 | 39.02 | 14.6282 | 35.6 | 13.2664 | 24.08 | 8.0835 | 28.4 | 9.2557 | 35.96 | 11.8545 | 32 | 11.6918 | 368 | #N/A | #N/A
| 39.02 | 14.5072 | 23 | 7.4133 | 26.06 | 8.3334 | 17.6 | 6.2739 | 21.02 | 6.6054 | 46.04 | 17.8775 | 46.94 | 18.147 | 44.96 | 17.7693 | 35.96 | 12.9838 | 37.94 | 13.886 | 35.6 | 13.2664 | 24.08 | 8.0387 | 28.4 | 9.2557 | 35.96 | 11.858 | 32 | 11.6918 | 369 | #N/A | #N/A
| 39.2 | 14.4742 | 26.06 | 8.3424 | 26.96 | 8.6614 | 15.8 | 5.507 | 19.94 | 6.417 | 46.04 | 18.0495 | 46.94 | 18.3806 | 46.04 | 17.8808 | 35.96 | 13.1447 | 37.04 | 13.4992 | 35.6 | 13.2664 | 23 | 7.6813 | 28.4 | 9.2557 | 35.06 | 11.6399 | 32 | 11.6918 | 370 | #N/A | #N/A
| 39.2 | 14.8478 | 26.96 | 8.6724 | 26.96 | 8.6614 | 14 | 4.791 | 19.94 | 6.3844 | 44.96 | 17.3828 | 48.92 | 19.1107 | 44.96 | 17.386 | 35.06 | 12.7663 | 37.04 | 13.5953 | 35.6 | 13.2664 | 24.08 | 8.0371 | 28.4 | 9.053 | 33.8 | 11.304 | 32 | 11.6918 | 371 | #N/A | #N/A
| 39.2 | 14.8478 | 30.92 | 9.8475 | 33.08 | 10.4643 | 20.3 | 6.4261 | 23 | 7.3001 | 46.04 | 17.6448 | 48.2 | 19.2975 | 44.96 | 17.5376 | 33.08 | 12.1014 | 37.94 | 13.9807 | 37.4 | 13.7018 | 26.06 | 8.5606 | 28.4 | 9.053 | 37.04 | 12.1169 | 32 | 11.6918 | 372 | #N/A | #N/A
| 41 | 15.2838 | 33.08 | 10.3692 | 35.06 | 10.8351 | 23 | 7.0884 | 24.8 | 7.8363 | 46.04 | 17.6448 | 50 | 19.9491 | 44.96 | 17.386 | 33.08 | 12.1014 | 37.94 | 13.886 | 39.2 | 14.4888 | 30.02 | 10.0852 | 30.2 | 9.6895 | 39.92 | 12.8112 | 33.08 | 11.9524 | 373 | #N/A | #N/A
| 41 | 15.2838 | 33.98 | 10.4638 | 35.06 | 10.8351 | 28.4 | 8.3879 | 26.06 | 8.1564 | 46.04 | 17.6448 | 51.08 | 20.6778 | 41 | 15.359 | 33.08 | 12.1014 | 37.94 | 13.886 | 39.2 | 14.8635 | 33.08 | 10.824 | 30.2 | 9.4866 | 42.08 | 13.2014 | 33.08 | 11.9524 | 374 | #N/A | #N/A
| 41 | 15.2838 | 35.06 | 10.7267 | 35.96 | 11.0553 | 30.2 | 8.8219 | 28.04 | 8.7365 | 42.98 | 15.9219 | 53.06 | 21.3683 | 41 | 15.4449 | 35.6 | 13.0252 | 35.96 | 12.8851 | 39.2 | 14.4888 | 35.06 | 11.5862 | 30.2 | 9.4866 | 44.06 | 13.5267 | 33.98 | 12.3747 | 375 | #N/A | #N/A
| 41 | 15.4527 | 37.04 | 11.2054 | 39.02 | 11.7947 | 32 | 9.4026 | 33.08 | 10.002 | 42.98 | 15.9219 | 51.08 | 20.8862 | 39.02 | 14.363 | 35.96 | 13.0512 | 37.94 | 13.717 | 39.2 | 14.4888 | 35.96 | 11.8058 | 30.2 | 9.4866 | 44.06 | 13.5296 | 35.06 | 12.8966 | 376 | #N/A | #N/A
| 41 | 15.2838 | 37.04 | 11.2047 | 39.02 | 11.7947 | 32 | 9.2544 | 33.08 | 10.1137 | 42.08 | 15.1012 | 50 | 19.1238 | 39.92 | 14.4485 | 35.96 | 13.2109 | 39.02 | 14.051 | 39.2 | 14.8635 | 37.04 | 11.9363 | 30.2 | 9.2993 | 46.04 | 14.0089 | 35.06 | 12.893 | 377 | #N/A | #N/A
| 41 | 15.2838 | 37.94 | 11.4215 | 37.94 | 11.5332 | 32 | 9.1173 | 33.98 | 10.3303 | 41 | 14.705 | 48.02 | 18.354 | 39.92 | 14.6558 | 37.94 | 13.6871 | 37.94 | 13.5859 | 39.2 | 14.8635 | 37.04 | 11.7849 | 33.8 | 10.354 | 44.96 | 13.7475 | 37.04 | 13.466 | 378 | #N/A | #N/A
| 42.08 | 16.2242 | 37.04 | 11.2042 | 37.94 | 11.533 | 30.2 | 8.8165 | 33.98 | 10.549 | 41 | 14.6293 | 46.94 | 17.8592 | 39.92 | 14.4387 | 39.02 | 13.7798 | 39.92 | 14.1959 | 39.2 | 14.8635 | 35.96 | 11.5238 | 33.8 | 10.1664 | 42.98 | 13.2671 | 37.04 | 13.466 | 379 | #N/A | #N/A
| 42.8 | 16.1184 | 35.06 | 10.726 | 37.94 | 11.533 | 28.4 | 8.2471 | 33.98 | 10.549 | 39.2 | 14.1254 | 46.04 | 17.2771 | 39.02 | 14.1526 | 39.2 | 13.5795 | 37.94 | 13.5212 | 39.2 | 14.8635 | 33.08 | 10.8293 | 32 | 9.5599 | 39.92 | 12.5278 | 35.96 | 13.0981 | 380 | #N/A | #N/A
| 41 | 15.2838 | 35.06 | 10.6261 | 39.02 | 11.5694 | 28.4 | 8.3811 | 33.98 | 10.7866 | 39.92 | 14.4197 | 44.06 | 16.8908 | 35.06 | 13.0255 | 37.94 | 13.2752 | 32 | 11.4317 | 37.4 | 14.0531 | 32 | 10.7196 | 32 | 9.4003 | 37.94 | 12.2037 | 35.06 | 12.875 | 381 | #N/A | #N/A
| 39.2 | 14.8478 | 33.08 | 10.1469 | 37.04 | 11.0906 | 26.6 | 7.9473 | 33.98 | 10.7859 | 39.92 | 14.368 | 42.98 | 16.1606 | 35.6 | 13.2569 | 37.94 | 13.1121 | 30.92 | 11.1678 | 35.6 | 13.2664 | 32 | 10.7182 | 32 | 9.5599 | 37.04 | 11.9851 | 35.06 | 12.8247 | 382 | #N/A | #N/A
| 39.02 | 14.7822 | 35.06 | 10.623 | 37.04 | 11.0906 | 19.4 | 6.36 | 33.08 | 10.7587 | 42.08 | 15.283 | 42.08 | 15.8167 | 35.96 | 13.2869 | 35.96 | 12.1271 | 33.08 | 11.8468 | 35.6 | 13.2664 | 33.08 | 11.1693 | 33.8 | 9.9933 | 37.04 | 11.8312 | 35.06 | 12.8247 | 383 | #N/A | #N/A
| 39.02 | 14.7822 | 35.96 | 10.6352 | 37.94 | 11.3046 | 15.8 | 5.2142 | 33.98 | 10.8345 | 44.06 | 15.6249 | 42.98 | 16.2832 | 37.94 | 13.9357 | 33.98 | 11.3365 | 33.08 | 12.0443 | 35.6 | 12.9373 | 33.08 | 11.1131 | 32 | 9.7329 | 33.08 | 10.8737 | 35.6 | 12.7658 | 384 | #N/A | #N/A
| 37.4 | 14.0385 | 33.98 | 9.8763 | 35.96 | 10.3453 | 14 | 4.657 | 33.98 | 10.9758 | 42.98 | 15.3609 | 42.08 | 15.6223 | 39.02 | 14.4064 | 33.98 | 11.1763 | 37.04 | 13.1848 | 35.6 | 12.9373 | 33.08 | 11.1128 | 32 | 9.9203 | 32 | 10.6135 | 35.06 | 12.4303 | 385 | #N/A | #N/A
| 37.04 | 13.6825 | 33.08 | 9.7516 | 35.96 | 10.3453 | 8.6 | 3.2448 | 33.98 | 11.0489 | 44.06 | 15.8016 | 42.08 | 15.6223 | 39.92 | 14.6207 | 33.08 | 10.8318 | 35.96 | 12.7366 | 35.6 | 12.9373 | 33.08 | 11.1693 | 33.8 | 10.354 | 28.04 | 9.5341 | 33.08 | 11.3025 | 386 | #N/A | #N/A
| 37.04 | 13.5116 | 28.94 | 8.4986 | 33.08 | 9.5593 | 3.2 | 1.7472 | 33.98 | 11.0986 | 44.06 | 15.4074 | 39.02 | 13.7153 | 41 | 14.4991 | 33.08 | 10.5461 | 35.06 | 11.9758 | 35.6 | 13.2664 | 33.08 | 11.1165 | 33.8 | 10.354 | 26.06 | 8.9195 | 32 | 10.9021 | 387 | #N/A | #N/A
| 37.04 | 13.5107 | 26.96 | 7.7403 | 30.92 | 8.8852 | 19.76 | 5.8753 | 32 | 11.0224 | 42.98 | 14.9729 | 37.94 | 13.2634 | 39.92 | 14.0374 | 33.08 | 10.4227 | 32 | 11.0883 | 35.6 | 13.2664 | 33.98 | 11.2044 | 32 | 10.3431 | 28.04 | 9.5393 | 30.92 | 10.4814 | 388 | #N/A | #N/A
| 35.6 | 12.9246 | 24.08 | 6.9245 | 30.92 | 8.8852 | 19.22 | 5.7664 | 32 | 11.0762 | 42.08 | 14.3955 | 39.02 | 13.7052 | 39.02 | 13.2733 | 30.92 | 9.6862 | 28.04 | 9.8274 | 35.6 | 12.9373 | 33.98 | 11.3359 | 33.8 | 11.015 | 26.06 | 8.9205 | 30.92 | 10.3506 | 389 | #N/A | #N/A
| 35.96 | 13.053 | 21.02 | 6.0208 | 24.98 | 7.0734 | 18.32 | 5.5606 | 32 | 11.1663 | 41 | 13.747 | 39.02 | 13.1531 | 37.94 | 12.5192 | 30.92 | 9.7851 | 28.94 | 9.7648 | 35.6 | 12.6284 | 33.08 | 11.4291 | 33.8 | 10.5572 | 26.06 | 8.9187 | 30.02 | 9.5023 | 390 | #N/A | #N/A
| 35.06 | 12.8349 | 19.04 | 5.4002 | 23 | 6.4387 | 16.88 | 5.162 | 32 | 11.1338 | 39.92 | 12.9944 | 39.02 | 12.9662 | 35.96 | 11.8707 | 30.02 | 9.4595 | 33.08 | 10.6201 | 35.6 | 12.6284 | 33.08 | 11.665 | 32 | 10.1233 | 24.08 | 8.3061 | 28.94 | 9.2411 | 391 | #N/A | #N/A
| 33.98 | 12.4166 | 15.98 | 4.6259 | 23 | 6.4387 | 16.34 | 5.022 | 33.08 | 11.4308 | 37.04 | 11.9952 | 39.02 | 12.9662 | 33.98 | 11.3916 | 30.02 | 9.4677 | 30.92 | 9.9636 | 33.8 | 12.1935 | 33.08 | 11.8235 | 32 | 10.1233 | 23 | 7.9386 | 28.04 | 9.0244 | 392 | #N/A | #N/A
| 33.98 | 12.4141 | 15.08 | 4.3654 | 19.94 | 5.6602 | -0.4 | 0.71332 | 33.08 | 11.4826 | 35.06 | 11.5141 | 39.02 | 12.9618 | 32 | 10.624 | 30.02 | 9.4595 | 30.02 | 9.6369 | 33.8 | 12.1935 | 33.98 | 12.0409 | 30.2 | 10.1467 | 23 | 7.9384 | 26.96 | 8.7619 | 393 | #N/A | #N/A
| 33.98 | 12.4111 | 14 | 4.0311 | 17.96 | 5.0189 | 5 | 2.091 | 32 | 11.2219 | 33.08 | 10.7596 | 37.94 | 12.6992 | 32 | 10.2251 | 28.4 | 9.109 | 26.96 | 8.8994 | 32 | 11.7585 | 33.98 | 12.1879 | 32 | 10.3431 | 24.08 | 8.3063 | 26.96 | 8.6451 | 394 | #N/A | #N/A
| 33.98 | 12.4073 | 14 | 3.9929 | 17.96 | 5.0189 | 10.4 | 3.3887 | 32 | 11.2219 | 33.98 | 10.9766 | 39.02 | 12.6388 | 33.08 | 10.4849 | 28.94 | 9.0897 | 30.02 | 10.0182 | 32 | 11.7585 | 33.98 | 12.2394 | 30.2 | 9.9091 | 24.08 | 8.3048 | 26.96 | 8.7601 | 395 | #N/A | #N/A
| 37.04 | 12.9583 | 17.06 | 4.7275 | 19.04 | 5.2378 | 10.4 | 3.6753 | 33.08 | 11.665 | 37.04 | 11.7123 | 39.92 | 13.0242 | 35.06 | 10.9586 | 30.02 | 9.3485 | 33.98 | 10.8296 | 35.6 | 12.6284 | 33.98 | 12.2394 | 33.8 | 11.015 | 28.04 | 9.6542 | 28.94 | 9.2359 | 396 | #N/A | #N/A
| 39.02 | 12.8982 | 19.04 | 5.2027 | 21.02 | 5.6756 | 14 | 4.9106 | 33.08 | 11.665 | 37.04 | 11.8344 | 41 | 13.2825 | 35.06 | 11.0938 | 30.02 | 9.3476 | 35.06 | 10.9547 | 37.4 | 12.7373 | 35.06 | 12.5004 | 33.8 | 10.5572 | 30.92 | 10.636 | 30.02 | 9.5962 | 397 | #N/A | #N/A
| 42.08 | 13.6377 | 21.02 | 5.6486 | 21.02 | 5.6756 | 17.6 | 6.0803 | 33.08 | 11.4826 | 37.04 | 11.8347 | 41 | 13.2825 | 35.96 | 11.3108 | 30.02 | 9.4621 | 35.06 | 10.8466 | 39.2 | 13.4983 | 35.06 | 12.6835 | 33.8 | 10.7771 | 35.06 | 11.8049 | 30.02 | 9.4941 | 398 | #N/A | #N/A
| 42.08 | 13.4953 | 24.08 | 6.3843 | 26.06 | 6.7962 | 21.2 | 6.645 | 33.08 | 11.4826 | 37.04 | 11.7145 | 42.98 | 13.7626 | 35.96 | 11.1795 | 30.92 | 9.4749 | 35.06 | 10.7273 | 39.2 | 12.8698 | 37.04 | 13.2827 | 37.4 | 11.4248 | 37.4 | 12.1725 | 30.02 | 9.381 | 399 | #N/A | #N/A
| 42.08 | 13.3261 | 24.98 | 6.5394 | 26.96 | 6.9818 | 24.8 | 7.5128 | 33.98 | 11.8824 | 37.04 | 11.8391 | 42.98 | 13.9104 | 35.96 | 11.3148 | 30.92 | 9.3703 | 35.06 | 10.7282 | 41 | 13.3043 | 37.04 | 13.4825 | 35.6 | 11.4491 | 37.04 | 12.2921 | 30.02 | 9.2883 | 400 | #N/A | #N/A
| 44.06 | 13.9698 | 26.96 | 7.0424 | 26.96 | 6.9818 | 24.8 | 7.5135 | 33.98 | 11.8824 | 37.04 | 11.9961 | 42.98 | 14.0947 | 35.96 | 11.4572 | 30.92 | 9.3707 | 33.98 | 10.4684 | 41 | 13.3043 | 37.04 | 13.5165 | 35.6 | 11.4491 | 37.04 | 12.2948 | 30.02 | 9.2891 | 401 | #N/A | #N/A
| 42.08 | 13.3229 | 26.96 | 6.9841 | 26.96 | 7.2602 | 26.6 | 7.9482 | 33.98 | 11.8824 | 37.04 | 12.3026 | 42.98 | 13.7588 | 35.06 | 11.2435 | 30.92 | 9.3733 | 33.98 | 10.5931 | 41 | 13.0242 | 37.94 | 13.8733 | 35.6 | 11.4491 | 35.96 | 12.0352 | 28.94 | 9.0302 | 402 | #N/A | #N/A
| 42.08 | 13.4882 | 26.06 | 6.7992 | 26.96 | 7.3468 | 26.6 | 7.9491 | 33.98 | 11.8824 | 37.04 | 12.3078 | 42.08 | 13.3694 | 33.98 | 10.9882 | 30.92 | 9.3742 | 33.08 | 10.2552 | 41 | 13.3043 | 37.94 | 13.9038 | 35.6 | 11.7066 | 35.06 | 11.819 | 28.94 | 9.0318 | 403 | #N/A | #N/A
| 39.92 | 12.9648 | 24.98 | 6.5397 | 26.96 | 7.3468 | 26.6 | 8.4271 | 33.08 | 11.6391 | 35.96 | 12.0498 | 42.08 | 13.3694 | 33.98 | 10.9899 | 30.02 | 9.2652 | 33.08 | 10.1602 | 39.2 | 12.8698 | 37.04 | 13.5165 | 33.8 | 11.015 | 33.98 | 11.7081 | 28.04 | 8.9122 | 404 | #N/A | #N/A
| 39.02 | 12.5795 | 21.92 | 5.9337 | 26.06 | 7.1303 | 26.6 | 8.6139 | 33.08 | 11.4826 | 35.96 | 12.1669 | 41 | 13.4194 | 33.98 | 10.9684 | 28.94 | 8.9002 | 33.08 | 10.1451 | 37.4 | 12.1556 | 35.06 | 12.6601 | 33.8 | 11.2722 | 33.8 | 12.2154 | 26.96 | 8.3648 | 405 | #N/A | #N/A
| 39.02 | 12.2914 | 21.92 | 6.181 | 26.96 | 7.4416 | 26.6 | 8.4279 | 33.8 | 11.5683 | 33.98 | 12.2266 | 41 | 13.6002 | 30.92 | 10.9518 | 28.94 | 9.0071 | 30.02 | 9.8885 | 37.4 | 12.1556 | 33.98 | 12.2394 | 33.8 | 11.2722 | 33.8 | 12.2154 | 26.96 | 8.1734 | 406 | #N/A | #N/A
| 37.94 | 12.1842 | 23 | 6.5402 | 26.96 | 7.4416 | 26.6 | 8.4305 | 32 | 11.1338 | 33.08 | 12.0092 | 42.08 | 13.8584 | 30.02 | 10.7345 | 28.04 | 8.7908 | 28.94 | 9.8955 | 37.4 | 12.1556 | 33.98 | 12.2394 | 35.6 | 11.7066 | 32 | 11.7805 | 26.06 | 8.1352 | 407 | #N/A | #N/A
| 37.94 | 12.6305 | 21.92 | 6.4539 | 26.96 | 7.8601 | 26.6 | 8.618 | 32 | 11.057 | 33.08 | 12.0092 | 42.08 | 13.8577 | 30.02 | 10.5894 | 28.04 | 8.7916 | 28.94 | 10.025 | 35.6 | 11.7213 | 33.98 | 12.0409 | 35.6 | 11.9847 | 33.8 | 12.2154 | 24.98 | 8.1599 | 408 | #N/A | #N/A
| 35.96 | 12.1521 | 23 | 6.7809 | 26.96 | 7.8604 | 26.6 | 8.8443 | 32 | 11.0762 | 33.08 | 12.0092 | 42.08 | 13.8558 | 28.94 | 10.3287 | 26.96 | 8.7409 | 28.94 | 10.025 | 35.6 | 11.4626 | 33.98 | 12.2215 | 35.6 | 11.9847 | 33.8 | 12.2154 | 24.08 | 8.1612 | 409 | #N/A | #N/A
| 35.6 | 11.9908 | 24.98 | 7.3162 | 26.96 | 7.8604 | 26.6 | 9.2827 | 33.08 | 11.4826 | 33.08 | 12.0092 | 42.08 | 13.8558 | 30.02 | 10.5894 | 26.06 | 8.627 | 28.94 | 10.025 | 35.6 | 11.7213 | 33.98 | 12.0409 | 37.4 | 12.72 | 33.8 | 12.2154 | 24.08 | 8.1612 | 410 | #N/A | #N/A
| 33.98 | 10.8155 | 26.96 | 7.7934 | 26.96 | 7.9257 | 26.6 | 9.5156 | 33.08 | 11.3369 | 33.08 | 12.0092 | 42.98 | 13.7429 | 30.02 | 10.5894 | 26.06 | 8.6285 | 28.94 | 9.902 | 33.8 | 10.9067 | 33.08 | 11.8235 | 37.4 | 13.0445 | 33.8 | 12.2154 | 24.08 | 8.1612 | 411 | #N/A | #N/A
| 32 | 10.5859 | 24.98 | 7.1919 | 26.96 | 7.927 | 29.3 | 10.1938 | 32 | 10.6211 | 33.08 | 12.0605 | 42.08 | 13.673 | 30.02 | 10.5894 | 26.6 | 8.6755 | 28.04 | 9.6873 | 32 | 10.1348 | 33.08 | 11.8235 | 37.4 | 13.3522 | 33.8 | 12.2154 | 24.08 | 8.1612 | 412 | #N/A | #N/A
| 30.2 | 9.6938 | 24.08 | 7.1768 | 26.96 | 7.927 | 29.84 | 10.5164 | 26.96 | 8.8921 | 33.08 | 12.0092 | 42.08 | 14.0161 | 28.94 | 10.3287 | 26.6 | 8.8832 | 28.04 | 9.6549 | 30.2 | 9.9216 | 32 | 11.3937 | 39.2 | 14.1155 | 33.8 | 12.2154 | 24.08 | 8.3159 | 413 | #N/A | #N/A
| 28.4 | 9.7177 | 23 | 7.0624 | 28.04 | 7.9909 | 29.84 | 10.5733 | 26.06 | 8.5529 | 33.8 | 11.8584 | 42.08 | 14.0161 | 28.94 | 10.3287 | 26.06 | 8.7316 | 28.04 | 9.6549 | 28.4 | 9.4877 | 32 | 11.2219 | 39.2 | 14.4654 | 33.8 | 12.2154 | 23 | 8.0561 | 414 | #N/A | #N/A
| 26.6 | 9.2835 | 24.08 | 7.3952 | 28.94 | 8.2681 | 30.92 | 11.0402 | 24.98 | 8.1962 | 32 | 11.5505 | 42.08 | 14.0172 | 28.94 | 10.1618 | 26.06 | 8.9778 | 28.04 | 9.6879 | 24.8 | 8.3997 | 32 | 11.0762 | 39.2 | 14.4654 | 33.08 | 12.0824 | 24.08 | 8.2884 | 415 | #N/A | #N/A
| 26.6 | 9.2835 | 24.08 | 7.3973 | 28.94 | 8.2681 | 30.92 | 11.0402 | 24.08 | 7.6759 | 30.92 | 10.95 | 42.08 | 14.0172 | 28.04 | 9.9446 | 19.94 | 6.3766 | 28.04 | 9.6549 | 24.8 | 8.6198 | 30.02 | 10.0163 | 39.2 | 14.8383 | 33.8 | 11.888 | 23 | 8.0283 | 416 | #N/A | #N/A
| 26.6 | 9.0459 | 24.08 | 7.3981 | 28.94 | 9.1268 | 32 | 11.8229 | 21.92 | 7.0744 | 30.92 | 10.8049 | 42.08 | 14.2161 | 28.04 | 9.8114 | 17.96 | 5.829 | 28.04 | 9.6549 | 24.8 | 8.1963 | 26.06 | 8.7872 | 39.2 | 14.4654 | 32 | 11.4534 | 23 | 8.0283 | 417 | #N/A | #N/A
| 26.96 | 8.2728 | 19.94 | 6.3311 | 30.02 | 9.7114 | 32 | 11.7995 | 21.02 | 6.6733 | 30.02 | 10.5876 | 41 | 13.9547 | 28.04 | 9.9446 | 17.96 | 5.8167 | 28.04 | 9.6549 | 24.8 | 7.2676 | 24.98 | 8.4234 | 41 | 15.2743 | 32 | 11.2693 | 23 | 7.9012 | 418 | #N/A | #N/A
| 24.98 | 7.32 | 17.96 | 5.7738 | 30.02 | 9.7114 | 32 | 11.7764 | 21.02 | 6.6737 | 30.92 | 10.5385 | 42.08 | 14.2161 | 30.2 | 10.1544 | 17.06 | 5.2165 | 26.6 | 8.6227 | 23 | 6.5173 | 24.98 | 8.2001 | 42.8 | 16.532 | 32 | 11.4534 | 19.04 | 5.9675 | 419 | #N/A | #N/A
| 24.08 | 7.0424 | 24.08 | 7.582 | 33.08 | 10.8444 | 32 | 11.7764 | 21.92 | 6.8906 | 30.92 | 10.5047 | 44.06 | 14.6938 | 24.98 | 7.9942 | 17.06 | 5.2163 | 24.98 | 7.6402 | 23 | 6.5173 | 26.06 | 8.459 | 44.6 | 16.9686 | 33.08 | 11.5225 | 19.04 | 5.9525 | 420 | #N/A | #N/A
| 24.08 | 6.9196 | 30.92 | 9.6144 | 35.06 | 11.4743 | 33.8 | 12.2113 | 24.08 | 7.5002 | 26.96 | 8.6722 | 44.96 | 15.0939 | 24.98 | 7.6416 | 17.06 | 5.2801 | 26.06 | 7.7455 | 23 | 6.2717 | 28.94 | 9.1525 | 46.4 | 18.3375 | 35.06 | 12.1824 | 19.04 | 5.8333 | 421 | #N/A | #N/A
| 23 | 6.4398 | 37.04 | 11.9662 | 35.06 | 11.4743 | 34.7 | 12.5922 | 26.06 | 8.0717 | 28.04 | 8.8402 | 44.96 | 15.0939 | 26.06 | 7.681 | 19.04 | 5.6925 | 26.96 | 7.9622 | 23 | 6.2031 | 30.02 | 9.4155 | 48.2 | 18.7748 | 35.6 | 12.3227 | 19.94 | 5.9279 | 422 | #N/A | #N/A
| 23 | 6.4395 | 37.4 | 11.8942 | 39.02 | 12.8788 | 35.6 | 12.9787 | 28.04 | 8.5498 | 26.96 | 8.2083 | 44.06 | 14.6979 | 26.06 | 7.5454 | 19.94 | 5.8004 | 26.06 | 7.4755 | 23 | 6.1403 | 32 | 9.8962 | 48.2 | 18.7748 | 37.04 | 12.8198 | 19.94 | 5.7509 | 423 | #N/A | #N/A
| 23 | 6.4921 | 37.94 | 12.3259 | 39.02 | 12.8844 | 39.2 | 14.185 | 28.94 | 8.8509 | 26.96 | 8.0459 | 44.96 | 14.9183 | 26.06 | 7.4769 | 19.94 | 5.5651 | 28.04 | 7.8974 | 23 | 6.2031 | 35.06 | 10.8584 | 42.8 | 16.532 | 37.94 | 13.2392 | 19.94 | 5.7616 | 424 | #N/A | #N/A
| 24.08 | 6.7971 | 39.02 | 12.9011 | 39.02 | 12.8844 | 42.8 | 14.7233 | 30.02 | 9.113 | 26.96 | 7.8214 | 44.06 | 14.5003 | 26.06 | 7.2993 | 21.92 | 6.0868 | 26.06 | 7.2986 | 24.8 | 6.7043 | 33.98 | 10.2634 | 44.6 | 16.1464 | 39.02 | 13.4981 | 21.02 | 5.8842 | 425 | #N/A | #N/A
| 24.98 | 6.7853 | 39.02 | 12.9114 | 42.08 | 13.3148 | 42.8 | 13.7722 | 30.02 | 9.1137 | 26.06 | 7.5442 | 44.06 | 14.4991 | 26.06 | 7.1541 | 21.02 | 6.0596 | 26.96 | 7.467 | 24.8 | 6.6356 | 35.06 | 10.5237 | 46.4 | 16.2084 | 39.92 | 13.8971 | 19.94 | 5.4986 | 426 | #N/A | #N/A
| 24.98 | 6.7408 | 37.94 | 12.642 | 42.08 | 13.1825 | 42.8 | 13.4873 | 30.02 | 9.1124 | 24.98 | 7.0972 | 42.98 | 14.0754 | 24.08 | 6.7746 | 19.94 | 5.744 | 26.06 | 7.1032 | 24.8 | 6.6356 | 33.08 | 9.9554 | 44.6 | 15.0931 | 39.2 | 13.8311 | 19.04 | 5.2418 | 427 | #N/A | #N/A
| 23 | 6.2647 | 35.96 | 12.1623 | 42.08 | 13.1825 | 42.8 | 12.9818 | 28.94 | 8.8516 | 24.08 | 7.066 | 42.98 | 14.0754 | 24.08 | 6.6763 | 17.96 | 5.3707 | 23 | 6.3277 | 23 | 6.2031 | 30.02 | 9.113 | 42.8 | 14.6579 | 39.2 | 13.8311 | 17.96 | 5.1471 | 428 | #N/A | #N/A
| 17.96 | 5.1826 | 35.96 | 12.1616 | 39.92 | 12.7913 | 39.2 | 12.3515 | 28.04 | 8.634 | 24.08 | 6.9412 | 39.92 | 13.6904 | 23 | 6.4158 | 17.06 | 5.278 | 23 | 6.4152 | 21.2 | 5.8392 | 28.04 | 8.7385 | 42.8 | 14.3495 | 35.06 | 12.7122 | 17.06 | 5.0663 | 429 | #N/A | #N/A
| 14 | 4.4281 | 37.04 | 11.9768 | 39.02 | 12.7413 | 35.6 | 11.2384 | 26.96 | 8.4761 | 23 | 6.735 | 41 | 13.75 | 21.92 | 6.2526 | 15.98 | 5.0178 | 21.92 | 6.1549 | 17.6 | 5.0488 | 28.04 | 8.738 | 39.2 | 13.7874 | 35.06 | 12.7096 | 15.98 | 4.7108 | 430 | #N/A | #N/A
| 12.92 | 4.11 | 35.96 | 11.7148 | 39.92 | 12.9569 | 35.6 | 10.8073 | 26.96 | 8.3723 | 21.92 | 6.5427 | 39.92 | 13.8707 | 21.02 | 6.2042 | 15.98 | 4.8453 | 21.02 | 5.9382 | 17.6 | 5.1303 | 26.96 | 8.4767 | 39.2 | 13.7874 | 32 | 11.5853 | 15.98 | 4.8058 | 431 | #N/A | #N/A
| 12.92 | 4.2814 | 35.96 | 11.7133 | 39.02 | 12.7377 | 32 | 9.7481 | 26.06 | 8.1548 | 21.92 | 6.4742 | 39.02 | 13.107 | 21.02 | 6.2045 | 15.08 | 4.5736 | 19.94 | 5.8227 | 17.6 | 5.1303 | 26.96 | 8.3728 | 39.2 | 13.1547 | 30.92 | 11.3217 | 15.08 | 4.6945 | 432 | #N/A | #N/A
| 10.94 | 3.6919 | 35.06 | 11.3418 | 37.94 | 12.1764 | 30.2 | 9.3132 | 24.08 | 7.6773 | 21.92 | 6.2982 | 37.94 | 12.6595 | 21.02 | 6.1422 | 14 | 4.2699 | 19.04 | 5.7277 | 17.6 | 5.2191 | 26.06 | 8.1552 | 39.2 | 12.8538 | 33.08 | 12.0408 | 14 | 4.2858 | 433 | #N/A | #N/A
| 10.94 | 3.7533 | 33.98 | 11.079 | 37.94 | 12.1764 | 30.2 | 9.312 | 21.02 | 6.8584 | 21.92 | 6.3577 | 37.94 | 12.6595 | 21.02 | 5.9815 | 12.92 | 4.0102 | 19.04 | 5.6061 | 15.8 | 4.8831 | 24.98 | 7.895 | 37.4 | 11.645 | 32 | 11.7805 | 12.92 | 3.9756 | 434 | #N/A | #N/A
| 10.94 | 3.8068 | 33.98 | 10.9556 | 37.04 | 11.6816 | 24.8 | 7.6775 | 19.94 | 6.5049 | 21.92 | 6.2985 | 35.06 | 11.235 | 19.94 | 5.8823 | 12.92 | 4.0101 | 17.96 | 5.2454 | 14 | 4.4503 | 24.98 | 7.895 | 37.4 | 11.2213 | 33.98 | 12.4405 | 12.92 | 3.9751 | 435 | #N/A | #N/A
| 10.94 | 3.8077 | 32 | 9.9742 | 35.96 | 10.9179 | 19.4 | 6.0947 | 21.92 | 7.077 | 21.02 | 6.1415 | 33.98 | 10.6972 | 19.04 | 5.5599 | 12.92 | 4.0098 | 17.06 | 5.0296 | 12.2 | 4.1226 | 24.08 | 7.679 | 35.6 | 10.7876 | 32 | 11.7805 | 12.02 | 3.7591 | 436 | #N/A | #N/A
| 19.04 | 6.257 | 30.02 | 9.3974 | 35.96 | 10.9179 | 25.52 | 7.6749 | 21.02 | 6.765 | 21.02 | 6.1415 | 32 | 9.9861 | 19.04 | 5.5061 | 12.02 | 3.8369 | 17.06 | 5.0291 | 14 | 4.6698 | 23 | 7.336 | 33.8 | 10.1664 | 33.08 | 12.0384 | 12.02 | 3.7189 | 437 | #N/A | #N/A
| 32 | 10.0704 | 28.94 | 8.9353 | 33.98 | 10.1409 | 25.88 | 7.7067 | 21.02 | 6.7653 | 19.94 | 5.9439 | 30.92 | 9.6266 | 19.04 | 5.5059 | 12.02 | 3.793 | 17.06 | 4.9862 | 15.8 | 5.3624 | 21.92 | 7.0758 | 33.8 | 9.6865 | 33.8 | 12.5257 | 10.94 | 3.4593 | 438 | #N/A | #N/A
| 33.98 | 10.9276 | 26.96 | 8.3546 | 33.08 | 9.7387 | 24.8 | 7.4202 | 21.92 | 7.0767 | 19.94 | 5.8817 | 30.02 | 9.4092 | 17.96 | 5.2032 | 10.94 | 3.4834 | 15.98 | 4.7266 | 30.2 | 9.701 | 21.92 | 7.0763 | 33.8 | 9.9933 | 32 | 11.7805 | 10.94 | 3.4588 | 439 | #N/A | #N/A
| 35.06 | 11.312 | 26.96 | 8.2715 | 33.08 | 9.7387 | 24.26 | 7.2127 | 21.92 | 7.0758 | 19.94 | 5.775 | 30.02 | 9.4092 | 17.96 | 5.1539 | 10.94 | 3.4832 | 17.06 | 4.937 | 33.8 | 11.0285 | 21.92 | 6.9814 | 33.8 | 9.6865 | 33.8 | 12.5257 | 10.94 | 3.4123 | 440 | #N/A | #N/A
| 37.04 | 12.0746 | 26.06 | 8.135 | 28.94 | 8.8211 | 24.26 | 7.2002 | 23 | 7.4173 | 19.94 | 5.7209 | 30.02 | 9.4065 | 17.96 | 5.0703 | 10.94 | 3.4435 | 17.06 | 4.937 | 35.6 | 11.7213 | 21.92 | 7.074 | 32 | 9.4003 | 33.8 | 12.5257 | 12.02 | 3.6354 | 441 | #N/A | #N/A
| 37.94 | 12.6049 | 24.08 | 7.5754 | 28.04 | 8.7038 | 19.4 | 5.9672 | 23 | 7.4162 | 19.94 | 5.7205 | 30.02 | 9.4048 | 17.96 | 5.07 | 10.94 | 3.3979 | 17.06 | 4.9369 | 35.6 | 11.7213 | 21.02 | 6.8584 | 30.2 | 8.9671 | 33.98 | 12.4401 | 12.02 | 3.6352 | 442 | #N/A | #N/A
| 39.02 | 13.0451 | 26.06 | 7.8687 | 28.04 | 8.7038 | 21.2 | 6.5247 | 24.98 | 7.9961 | 19.94 | 5.7743 | 32 | 9.9779 | 19.04 | 5.3742 | 10.94 | 3.3976 | 17.96 | 5.2022 | 37.4 | 12.7373 | 23 | 7.4156 | 30.2 | 9.1265 | 33.08 | 12.038 | 12.02 | 3.6358 | 443 | #N/A | #N/A
| 41 | 13.8765 | 28.04 | 8.3438 | 30.02 | 8.814 | 23 | 7.0932 | 26.96 | 8.5615 | 21.92 | 6.3566 | 35.06 | 10.9437 | 19.94 | 5.6787 | 12.02 | 3.7025 | 17.96 | 5.1971 | 39.2 | 13.172 | 26.06 | 8.2548 | 30.2 | 8.9671 | 33.8 | 12.5257 | 14 | 4.1479 | 444 | #N/A | #N/A
| 42.98 | 14.5377 | 28.94 | 8.3441 | 32 | 9.2189 | 23 | 7.2402 | 28.04 | 8.9342 | 23 | 6.802 | 37.04 | 11.6944 | 21.02 | 5.9814 | 15.08 | 4.4777 | 21.92 | 6.1973 | 41 | 13.9333 | 28.94 | 9.0379 | 32 | 9.5599 | 33.8 | 12.5257 | 15.98 | 4.6236 | 445 | #N/A | #N/A
| 44.06 | 14.9614 | 28.94 | 8.3431 | 32 | 9.2189 | 26.6 | 8.1075 | 30.92 | 9.629 | 24.08 | 7.0625 | 37.04 | 11.6944 | 23 | 6.559 | 15.98 | 4.6939 | 21.92 | 6.1545 | 42.8 | 14.3682 | 32 | 9.8885 | 32 | 9.5599 | 33.8 | 12.5257 | 15.98 | 4.6234 | 446 | #N/A | #N/A
| 46.04 | 15.6401 | 30.02 | 8.6035 | 33.08 | 9.4791 | 28.4 | 8.5422 | 33.08 | 10.2497 | 24.98 | 7.2117 | 41 | 12.7755 | 24.08 | 6.772 | 17.06 | 5.0038 | 21.92 | 6.1545 | 44.6 | 15.1132 | 33.08 | 10.1511 | 33.8 | 10.1664 | 33.8 | 12.2154 | 17.06 | 4.9293 | 447 | #N/A | #N/A
| 46.04 | 15.8145 | 30.02 | 8.6048 | 30.92 | 9.0317 | 30.2 | 9.1373 | 33.08 | 10.2511 | 26.06 | 7.4722 | 39.02 | 12.2993 | 24.98 | 7.0363 | 15.98 | 4.7441 | 24.08 | 6.7174 | 46.4 | 15.5484 | 33.98 | 10.3702 | 33.8 | 9.8336 | 33.8 | 12.5257 | 17.96 | 5.1456 | 448 | #N/A | #N/A
| 46.94 | 16.2452 | 30.02 | 8.7519 | 30.92 | 9.0317 | 30.2 | 9.1392 | 33.98 | 10.4686 | 26.06 | 7.472 | 39.92 | 12.6703 | 24.08 | 6.8198 | 17.96 | 5.3185 | 24.08 | 6.7173 | 46.4 | 15.5484 | 35.06 | 10.6304 | 33.8 | 9.6865 | 33.8 | 12.5257 | 17.96 | 5.1859 | 449 | #N/A | #N/A
| 46.04 | 16.0318 | 28.94 | 8.9501 | 30.02 | 9.2028 | 32 | 9.5757 | 33.98 | 10.5911 | 26.06 | 7.5403 | 39.92 | 12.393 | 24.98 | 7.0954 | 19.04 | 5.6261 | 23 | 6.5114 | 46.4 | 15.5484 | 35.96 | 10.9454 | 35.6 | 10.2669 | 35.06 | 13.0701 | 17.96 | 5.237 | 450 | #N/A | #N/A
| 44.96 | 15.5617 | 28.04 | 9.0085 | 30.92 | 10.0531 | 32 | 9.577 | 33.98 | 10.5904 | 26.06 | 7.5398 | 37.94 | 12.0368 | 24.08 | 6.8784 | 19.04 | 5.6254 | 24.08 | 6.818 | 46.4 | 15.2382 | 35.06 | 10.7277 | 33.8 | 9.8336 | 35.6 | 13.2918 | 17.96 | 5.281 | 451 | #N/A | #N/A
| 44.06 | 15.178 | 28.04 | 9.0078 | 30.92 | 10.0531 | 32 | 9.4147 | 33.98 | 10.4663 | 24.98 | 7.2789 | 37.94 | 12.0368 | 23 | 6.6174 | 17.96 | 5.4251 | 21.92 | 6.2979 | 44.6 | 15.1132 | 32 | 9.9895 | 33.8 | 9.9933 | 35.06 | 13.0687 | 17.96 | 5.3359 | 452 | #N/A | #N/A
| 42.98 | 15.0864 | 26.96 | 8.7739 | 30.02 | 10.2812 | 32 | 9.7503 | 33.98 | 10.5914 | 24.98 | 7.3369 | 37.94 | 12.3206 | 23 | 6.6791 | 17.96 | 5.4235 | 21.92 | 6.3558 | 42.8 | 15.0081 | 30.92 | 9.7291 | 35.6 | 10.5999 | 33.8 | 12.5257 | 17.06 | 5.1184 | 453 | #N/A | #N/A
| 42.98 | 15.0859 | 26.96 | 8.7505 | 30.02 | 10.2812 | 30.2 | 9.5062 | 33.98 | 10.5916 | 24.98 | 7.4111 | 39.02 | 12.5796 | 23 | 6.7315 | 17.96 | 5.4861 | 21.92 | 6.3544 | 41 | 14.5727 | 30.02 | 9.6364 | 35.6 | 10.5999 | 33.8 | 12.5257 | 17.06 | 5.1661 | 454 | #N/A | #N/A
| 42.98 | 15.2976 | 26.96 | 8.8969 | 30.02 | 10.2491 | 30.2 | 9.5067 | 33.98 | 10.6979 | 24.08 | 7.1931 | 35.06 | 12.1162 | 21.92 | 6.5394 | 17.96 | 5.4852 | 21.92 | 6.3534 | 42.8 | 15.0081 | 30.02 | 9.414 | 35.6 | 10.4267 | 33.08 | 12.2358 | 15.98 | 4.9058 | 455 | #N/A | #N/A
| 42.08 | 14.8725 | 26.96 | 9.0039 | 30.02 | 10.1283 | 30.2 | 9.3189 | 33.08 | 10.4817 | 23 | 6.9327 | 37.04 | 12.2678 | 21.92 | 6.4706 | 17.06 | 5.2051 | 21.02 | 6.136 | 42.8 | 15.0081 | 30.92 | 9.7282 | 35.6 | 10.2669 | 33.8 | 12.5257 | 15.08 | 4.6399 | 456 | #N/A | #N/A
| 42.98 | 15.4843 | 26.96 | 9.1381 | 30.92 | 10.6314 | 30.2 | 9.3187 | 30.92 | 9.7314 | 23 | 6.9316 | 35.06 | 11.4901 | 21.02 | 6.2537 | 17.06 | 5.2048 | 19.94 | 5.8758 | 42.8 | 15.3601 | 30.02 | 9.5115 | 35.6 | 10.5999 | 33.8 | 12.5257 | 15.08 | 4.6394 | 457 | #N/A | #N/A
| 44.96 | 16.1939 | 28.04 | 9.5392 | 30.92 | 10.6069 | 30.2 | 9.5083 | 30.92 | 9.7321 | 23 | 6.9304 | 35.06 | 11.4901 | 21.02 | 6.2528 | 17.96 | 5.6083 | 19.04 | 5.6588 | 44.6 | 15.7958 | 30.02 | 9.5125 | 35.6 | 10.5999 | 33.8 | 12.5257 | 15.98 | 4.904 | 458 | #N/A | #N/A
| 46.4 | 17.416 | 28.94 | 9.8787 | 32 | 11.3642 | 28.4 | 9.0758 | 30.92 | 9.735 | 23 | 6.9303 | 35.06 | 11.3396 | 21.02 | 6.3206 | 19.04 | 5.8675 | 19.04 | 5.6585 | 46.4 | 16.6073 | 30.02 | 9.4164 | 35.6 | 10.5999 | 33.8 | 12.5257 | 17.06 | 5.2249 | 459 | #N/A | #N/A
| 46.04 | 17.3717 | 30.02 | 10.2803 | 33.98 | 12.007 | 26.6 | 8.6433 | 32 | 9.8997 | 23 | 6.9953 | 35.06 | 11.6278 | 21.02 | 6.3794 | 17.96 | 5.5378 | 19.04 | 5.6583 | 46.4 | 17.4339 | 30.02 | 9.4195 | 33.8 | 10.1664 | 32 | 11.7805 | 17.06 | 5.2243 | 460 | #N/A | #N/A
| 46.94 | 17.8644 | 30.02 | 10.1323 | 33.98 | 12.007 | 27.5 | 8.3511 | 32 | 9.9 | 24.08 | 7.3357 | 35.06 | 11.2197 | 21.92 | 6.5952 | 17.06 | 5.2654 | 19.94 | 5.9896 | 46.4 | 17.8877 | 30.92 | 9.86 | 35.6 | 10.5999 | 33.98 | 11.9089 | 15.98 | 5.0275 | 461 | #N/A | #N/A
| 46.4 | 17.416 | 30.02 | 10.2912 | 33.08 | 11.6445 | 26.24 | 7.8418 | 33.08 | 10.1621 | 24.08 | 7.3356 | 33.98 | 10.8196 | 21.92 | 6.6685 | 15.98 | 4.9419 | 19.94 | 5.9891 | 46.4 | 17.4339 | 33.08 | 10.6249 | 33.8 | 10.354 | 33.98 | 11.5786 | 15.98 | 4.9629 | 462 | #N/A | #N/A
| 46.04 | 16.9238 | 30.2 | 10.4155 | 33.08 | 11.8098 | 24.26 | 7.1455 | 32 | 10.0019 | 24.08 | 7.2533 | 33.98 | 11.086 | 21.92 | 6.5939 | 15.08 | 4.6653 | 19.94 | 5.9881 | 46.4 | 16.6073 | 33.08 | 10.767 | 32 | 10.3431 | 30.02 | 10.6226 | 15.98 | 5.0265 | 463 | #N/A | #N/A
| 46.04 | 16.6861 | 30.02 | 10.2926 | 33.08 | 11.8098 | 23.54 | 6.9133 | 33.08 | 10.2665 | 23 | 6.9921 | 33.98 | 11.086 | 21.02 | 6.3764 | 15.08 | 4.6171 | 21.02 | 6.2476 | 46.4 | 16.2315 | 35.06 | 11.3719 | 30.2 | 10.1467 | 30.92 | 10.5365 | 15.08 | 4.7449 | 464 | #N/A | #N/A
| 46.04 | 16.6912 | 33.08 | 11.4773 | 35.06 | 12.4794 | 21.2 | 6.3276 | 33.98 | 10.6101 | 23 | 6.9899 | 33.08 | 10.8727 | 21.02 | 6.3748 | 14 | 4.4044 | 19.94 | 5.9861 | 46.4 | 16.6073 | 35.96 | 11.468 | 30.2 | 10.4035 | 30.92 | 10.3813 | 15.08 | 4.6826 | 465 | #N/A | #N/A
| 44.96 | 16.4357 | 35.06 | 12.3324 | 37.04 | 13.34 | 21.2 | 6.5331 | 35.96 | 11.0885 | 23 | 6.989 | 33.08 | 11.028 | 21.02 | 6.3146 | 14 | 4.4635 | 19.94 | 5.9308 | 44.6 | 15.7958 | 37.04 | 11.7309 | 28.4 | 9.053 | 26.96 | 9.7141 | 14 | 4.4215 | 466 | #N/A | #N/A
| 46.04 | 16.7003 | 28.94 | 9.8787 | 37.04 | 13.34 | 19.4 | 5.9735 | 35.96 | 11.1979 | 24.08 | 7.1834 | 33.08 | 11.0289 | 21.02 | 6.2466 | 14 | 4.5262 | 19.94 | 5.9304 | 44.6 | 15.7958 | 39.02 | 12.2095 | 28.4 | 9.053 | 28.94 | 10.3586 | 14 | 4.4212 | 467 | #N/A | #N/A
| 48.02 | 16.986 | 24.98 | 8.4197 | 35.96 | 12.8791 | 17.6 | 5.4243 | 37.94 | 11.8121 | 24.98 | 7.4649 | 35.96 | 11.5718 | 23 | 6.7226 | 17.96 | 5.4785 | 23 | 6.7204 | 46.4 | 16.2315 | 42.08 | 12.946 | 28.4 | 8.6931 | 30.92 | 10.9825 | 17.06 | 5.157 | 468 | #N/A | #N/A
| 50 | 17.4678 | 21.92 | 7.2596 | 28.94 | 10.0206 | 19.4 | 5.7506 | 39.92 | 12.432 | 28.04 | 8.2008 | 37.04 | 11.7108 | 26.06 | 7.4588 | 19.94 | 5.9544 | 24.98 | 7.1968 | 48.2 | 16.6672 | 44.06 | 13.4237 | 28.4 | 8.6931 | 35.06 | 11.6662 | 19.04 | 5.6327 | 469 | #N/A | #N/A
| 51.08 | 17.3222 | 19.94 | 6.5981 | 26.96 | 9.309 | 21.2 | 6.1826 | 42.98 | 13.169 | 28.94 | 8.4999 | 37.04 | 11.7108 | 28.04 | 8.063 | 23 | 6.8143 | 28.04 | 7.9339 | 50 | 17.1028 | 44.96 | 13.6419 | 28.4 | 8.6931 | 35.96 | 12.0521 | 21.02 | 6.2336 | 470 | #N/A | #N/A
| 51.08 | 17.9408 | 19.04 | 6.3814 | 23 | 7.7522 | 21.2 | 6.2882 | 44.96 | 13.7724 | 30.92 | 9.049 | 33.8 | 11.5554 | 30.92 | 8.7576 | 24.08 | 7.075 | 30.02 | 8.4794 | 50 | 17.1028 | 50 | 14.8592 | 28.4 | 8.6931 | 35.96 | 11.8839 | 24.08 | 6.9706 | 471 | #N/A | #N/A
| 50 | 17.2563 | 19.94 | 6.5981 | 28.04 | 9.7166 | 21.2 | 6.4026 | 46.04 | 14.1902 | 33.08 | 9.5696 | 33.98 | 12.0264 | 33.08 | 9.2776 | 26.06 | 7.5524 | 32 | 8.9564 | 50 | 17.1028 | 51.08 | 15.2455 | 26.6 | 7.8187 | 37.94 | 12.2271 | 26.06 | 7.5033 | 472 | #N/A | #N/A
| 50 | 17.073 | 21.92 | 7.3493 | 28.04 | 9.7166 | 21.2 | 6.0851 | 48.02 | 14.6657 | 33.98 | 9.7869 | 35.06 | 12.1292 | 33.98 | 9.4947 | 26.96 | 7.8306 | 33.08 | 9.2169 | 48.2 | 16.6672 | 50 | 14.9841 | 26.6 | 7.5799 | 37.94 | 12.2268 | 26.96 | 7.7204 | 473 | #N/A | #N/A
| 51.98 | 16.2562 | 19.94 | 6.5981 | 21.2 | 7.1319 | 21.2 | 6.1815 | 48.02 | 14.7978 | 35.06 | 10.0473 | 35.6 | 11.7113 | 35.06 | 9.7546 | 26.06 | 7.614 | 33.08 | 9.1486 | 50 | 16.1081 | 48.92 | 14.7207 | 24.8 | 6.9453 | 37.94 | 11.9469 | 26.96 | 7.6643 | 474 | #N/A | #N/A
| 48.92 | 16.06 | 17.96 | 5.9379 | 21.02 | 7.0354 | 19.4 | 5.5621 | 48.02 | 14.9652 | 33.98 | 9.7154 | 35.06 | 11.3591 | 32 | 9.0179 | 26.06 | 7.6145 | 32 | 8.8885 | 48.2 | 15.6731 | 48.02 | 14.5 | 24.8 | 6.9453 | 37.04 | 11.7283 | 26.96 | 7.6644 | 475 | #N/A | #N/A
| 48.02 | 15.4533 | 19.94 | 6.5981 | 21.92 | 7.3864 | 19.4 | 5.5611 | 46.04 | 14.4829 | 32 | 9.1568 | 35.06 | 11.3591 | 30.92 | 8.8329 | 24.08 | 7.1386 | 30.02 | 8.4802 | 46.4 | 15.5484 | 44.96 | 13.9143 | 24.8 | 6.8567 | 35.06 | 11.2486 | 24.98 | 7.1884 | 476 | #N/A | #N/A
| 46.94 | 15.3871 | 21.92 | 7.3493 | 24.08 | 8.1938 | 17.6 | 5.2156 | 44.96 | 14.2167 | 32 | 9.1562 | 35.96 | 11.066 | 30.02 | 8.6155 | 21.92 | 6.695 | 30.02 | 8.4795 | 46.4 | 15.2382 | 44.06 | 13.6938 | 23 | 6.424 | 33.08 | 10.7681 | 24.08 | 7.0279 | 477 | #N/A | #N/A
| 44.96 | 14.3603 | 23 | 7.6094 | 24.98 | 8.4107 | 17.6 | 5.1258 | 44.96 | 14.0432 | 30.02 | 8.7613 | 33.98 | 10.5871 | 30.02 | 8.6153 | 19.94 | 6.1426 | 28.94 | 8.279 | 41 | 13.3043 | 44.06 | 13.6894 | 24.8 | 6.8567 | 32 | 10.5044 | 21.92 | 6.5787 | 478 | #N/A | #N/A
| 42.08 | 12.4237 | 23 | 7.2747 | 26.06 | 8.7197 | 14 | 4.3476 | 39.02 | 12.6047 | 30.92 | 8.8959 | 33.08 | 10.2456 | 28.94 | 8.3547 | 21.02 | 6.4024 | 28.94 | 8.2787 | 41 | 12.3037 | 44.06 | 13.686 | 21.2 | 6.0798 | 30.92 | 10.3658 | 21.92 | 6.5783 | 479 | #N/A | #N/A
| 37.94 | 11.2109 | 19.04 | 5.8697 | 19.94 | 6.2158 | 15.8 | 4.536 | 39.02 | 12.6031 | 30.02 | 8.761 | 30.92 | 9.5137 | 28.94 | 8.4201 | 21.02 | 6.4786 | 28.94 | 8.2786 | 37.4 | 10.8688 | 41 | 12.946 | 21.2 | 5.9913 | 30.92 | 10.0994 | 21.92 | 6.5788 | 480 | #N/A | #N/A
| 35.06 | 10.5145 | 12.92 | 3.953 | 15.98 | 4.8787 | 15.8 | 4.4673 | 37.94 | 12.3396 | 28.94 | 8.4194 | 30.92 | 9.5131 | 26.96 | 7.9439 | 21.02 | 6.4786 | 26.96 | 7.8771 | 33.8 | 10.002 | 39.02 | 12.4662 | 21.2 | 5.9101 | 28.94 | 9.62 | 21.92 | 6.6405 | 481 | #N/A | #N/A
| 32 | 9.405 | 8.96 | 2.8011 | 15.98 | 4.8787 | 14 | 4.0341 | 37.94 | 12.3393 | 28.94 | 8.4192 | 30.92 | 9.5131 | 26.06 | 7.7272 | 19.94 | 6.2852 | 26.06 | 7.66 | 32 | 9.4084 | 35.96 | 11.5731 | 21.2 | 5.9913 | 26.06 | 8.9255 | 19.94 | 6.1642 | 482 | #N/A | #N/A
| 30.92 | 8.8357 | 6.98 | 2.2588 | 10.04 | 3.1355 | 14 | 4.0335 | 39.92 | 12.9836 | 28.04 | 8.2853 | 28.94 | 9.0364 | 26.06 | 7.7276 | 19.94 | 6.219 | 26.06 | 7.6606 | 30.2 | 8.6916 | 32 | 10.6172 | 19.4 | 5.5586 | 24.08 | 8.3133 | 19.94 | 6.1648 | 483 | #N/A | #N/A
| 28.94 | 8.3581 | 6.08 | 2.0147 | 8.96 | 2.7967 | 14 | 4.0329 | 37.04 | 12.1215 | 28.04 | 8.2856 | 28.04 | 8.8184 | 24.98 | 7.4679 | 19.94 | 6.2857 | 24.98 | 7.4011 | 28.4 | 8.1335 | 33.08 | 11.031 | 19.4 | 5.6471 | 24.08 | 8.205 | 19.04 | 5.9485 | 484 | #N/A | #N/A
| 28.94 | 8.2817 | 5 | 1.7232 | 8.96 | 2.7967 | 12.02 | 3.5637 | 37.04 | 12.1193 | 26.96 | 8.0255 | 26.96 | 8.5573 | 24.08 | 7.3329 | 19.04 | 6.0692 | 24.08 | 7.1841 | 28.4 | 8.1335 | 30.92 | 10.3535 | 19.4 | 5.5586 | 26.06 | 8.5572 | 19.04 | 5.9485 | 485 | #N/A | #N/A
| 28.04 | 8.0644 | 5 | 1.7226 | 6.98 | 2.2548 | 11.84 | 3.5537 | 39.02 | 12.761 | 26.06 | 7.8093 | 26.06 | 8.148 | 24.08 | 7.2518 | 19.04 | 6.0031 | 23 | 6.9244 | 26.6 | 7.7005 | 30.92 | 10.3515 | 19.4 | 5.5586 | 26.96 | 8.7725 | 17.96 | 5.6277 | 486 | #N/A | #N/A
| 28.04 | 8.0044 | 5 | 1.7223 | 6.98 | 2.2268 | 11.3 | 3.4447 | 39.02 | 12.7607 | 26.06 | 7.8102 | 24.98 | 7.8066 | 21.92 | 6.7323 | 17.06 | 5.527 | 17.96 | 5.6381 | 26.6 | 7.5855 | 30.02 | 10.1327 | 19.4 | 5.5586 | 24.98 | 8.1973 | 17.06 | 5.3414 | 487 | #N/A | #N/A
| 26.96 | 7.7437 | 3.92 | 1.4626 | 6.98 | 2.2268 | 10.76 | 3.3219 | 37.04 | 12.2791 | 24.98 | 7.5502 | 24.98 | 7.8066 | 21.92 | 6.7318 | 17.06 | 5.526 | 14 | 4.5587 | 26.6 | 7.7005 | 30.02 | 10.1307 | 17.6 | 5.2144 | 28.04 | 9.0317 | 15.98 | 5.0254 | 488 | #N/A | #N/A
| 24.98 | 7.1986 | 3.92 | 1.4371 | 6.08 | 2.0099 | 6.26 | 2.1417 | 37.04 | 12.4203 | 24.98 | 7.5496 | 21.92 | 6.9767 | 21.92 | 6.6666 | 15.08 | 4.9738 | 12.02 | 4.0283 | 24.8 | 7.2676 | 30.02 | 10.1287 | 17.6 | 5.126 | 26.06 | 8.5529 | 15.08 | 4.8086 | 489 | #N/A | #N/A
| 24.08 | 6.9276 | 3.92 | 1.408 | 5 | 1.7497 | 5 | 1.8056 | 37.94 | 12.6365 | 24.98 | 7.4666 | 21.92 | 6.9781 | 21.02 | 6.4493 | 12.92 | 4.4533 | 12.02 | 4.1489 | 23 | 6.7198 | 28.04 | 9.5275 | 17.6 | 5.2144 | 21.02 | 7.1275 | 12.92 | 4.2247 | 490 | #N/A | #N/A
| 24.98 | 7.1429 | 3.02 | 1.1913 | 5 | 1.7497 | 5 | 1.8662 | 39.02 | 12.8944 | 24.98 | 7.5473 | 24.08 | 7.593 | 21.02 | 6.5134 | 12.92 | 4.4534 | 15.98 | 5.2342 | 23 | 6.6143 | 30.92 | 10.4956 | 17.6 | 5.2144 | 19.94 | 6.9797 | 15.98 | 5.0799 | 491 | #N/A | #N/A
| 26.96 | 7.557 | 3.02 | 1.2192 | 5 | 1.7172 | 5 | 1.9323 | 41 | 13.5521 | 26.96 | 8.0236 | 26.96 | 8.3692 | 24.98 | 7.4012 | 19.04 | 6.0002 | 24.08 | 7.183 | 24.8 | 7.0471 | 37.94 | 12.8124 | 19.4 | 5.6471 | 26.96 | 9.1296 | 19.04 | 5.8154 | 492 | #N/A | #N/A
| 28.94 | 8.0332 | 3.02 | 1.2406 | 6.08 | 2.0347 | 10.4 | 3.3024 | 44.96 | 14.5061 | 28.04 | 8.2831 | 30.92 | 9.2411 | 26.96 | 7.9424 | 21.92 | 6.7592 | 26.96 | 7.8754 | 26.6 | 7.4799 | 42.98 | 14.0265 | 19.4 | 5.5586 | 30.92 | 10.0826 | 21.92 | 6.5073 | 493 | #N/A | #N/A
| 28.94 | 8.0955 | 3.02 | 1.2718 | 6.08 | 2.0347 | 14 | 4.1672 | 46.94 | 14.9825 | 30.02 | 8.8313 | 30.92 | 9.2411 | 28.94 | 8.3542 | 24.08 | 7.2121 | 30.02 | 8.5375 | 26.6 | 7.4799 | 46.04 | 14.7659 | 21.2 | 6.0798 | 33.98 | 10.6876 | 24.08 | 7.0269 | 494 | #N/A | #N/A
| 30.02 | 8.411 | 3.92 | 1.488 | 6.08 | 2.0346 | 15.8 | 4.6795 | 48.92 | 15.4646 | 30.92 | 9.0493 | 33.98 | 10.5936 | 30.02 | 8.6151 | 26.06 | 7.6887 | 30.92 | 8.6952 | 28.4 | 7.9126 | 48.92 | 15.4646 | 21.2 | 5.9913 | 37.04 | 11.5609 | 26.06 | 7.5031 | 495 | #N/A | #N/A
| 30.92 | 8.7561 | 3.92 | 1.488 | 6.08 | 2.0072 | 19.4 | 5.5457 | 50 | 15.5445 | 32 | 9.2381 | 35.96 | 11.4588 | 32 | 9.0167 | 28.04 | 8.0895 | 33.08 | 9.2152 | 30.2 | 8.4513 | 50 | 15.5455 | 23 | 6.3427 | 39.02 | 12.04 | 26.96 | 7.6641 | 496 | #N/A | #N/A
| 30.02 | 8.6803 | 5 | 1.6655 | 6.08 | 2.0072 | 21.2 | 5.9789 | 50 | 15.5448 | 32 | 9.2387 | 37.04 | 12.1358 | 32 | 9.0176 | 26.96 | 7.8303 | 33.08 | 9.2155 | 28.4 | 8.1335 | 50 | 15.3994 | 24.8 | 6.8567 | 42.08 | 12.315 | 28.94 | 8.0152 | 497 | #N/A | #N/A
| 28.94 | 8.4204 | 5 | 1.6935 | 6.98 | 2.1667 | 21.2 | 5.9792 | 50 | 15.398 | 33.08 | 9.4985 | 37.94 | 12.8547 | 33.98 | 9.4342 | 28.04 | 8.0899 | 33.08 | 9.1476 | 28.4 | 8.2585 | 48.92 | 15.2834 | 24.8 | 6.8567 | 39.92 | 11.7954 | 28.94 | 7.9107 | 498 | #N/A | #N/A
| 28.04 | 8.3582 | 3.92 | 1.4334 | 6.98 | 2.1661 | 21.2 | 5.9792 | 48.92 | 15.1357 | 32 | 9.1566 | 37.94 | 13.017 | 33.08 | 9.0948 | 28.04 | 8.0297 | 32 | 8.833 | 28.4 | 8.2585 | 46.94 | 14.6582 | 24.8 | 6.9453 | 39.92 | 11.7945 | 26.96 | 7.4899 | 499 | #N/A | #N/A
| 28.04 | 8.8179 | 3.92 | 1.5162 | 6.98 | 2.1661 | 19.4 | 5.5463 | 44.96 | 14.1786 | 30.92 | 8.8308 | 37.94 | 13.017 | 30.02 | 8.4125 | 24.98 | 7.3534 | 28.04 | 7.8801 | 28.4 | 8.7019 | 41 | 13.2225 | 23 | 6.424 | 35.96 | 10.8411 | 24.98 | 7.0136 | 500 | #N/A | #N/A
| 26.6 | 8.6233 | 3.92 | 1.5498 | 6.08 | 2.0965 | 15.8 | 4.6804 | 39.92 | 12.9592 | 30.02 | 8.5386 | 39.92 | 13.6986 | 28.94 | 8.0976 | 24.08 | 7.1358 | 26.96 | 7.6194 | 26.6 | 9.0538 | 35.96 | 11.8377 | 23 | 6.424 | 30.92 | 9.7249 | 23 | 6.5366 | 501 | #N/A | #N/A
| 26.6 | 9.2835 | 3.02 | 1.2718 | 6.8 | 2.3074 | 15.8 | 4.6002 | 35.96 | 12.0014 | 30.02 | 8.537 | 39.92 | 14.0432 | 28.94 | 8.0344 | 23 | 6.8146 | 26.06 | 7.3399 | 26.6 | 9.2921 | 33.08 | 11.0085 | 23 | 6.424 | 26.96 | 8.9984 | 21.92 | 6.5052 | 502 | #N/A | #N/A
| 28.4 | 9.9748 | 3.92 | 1.5154 | 6.08 | 2.1331 | 12.2 | 3.9017 | 35.06 | 11.7842 | 28.94 | 8.2764 | 39.02 | 13.6669 | 26.96 | 7.6194 | 21.02 | 6.2685 | 24.98 | 7.0796 | 26.6 | 9.2921 | 32 | 10.7474 | 23 | 6.5126 | 26.06 | 8.5529 | 21.92 | 6.4489 | 503 | #N/A | #N/A
| 28.4 | 9.9748 | 3.92 | 1.5498 | 6.98 | 2.3875 | 12.2 | 3.902 | 33.08 | 11.1393 | 28.04 | 8.0599 | 35.06 | 12.5249 | 24.98 | 7.1434 | 19.94 | 5.7831 | 23 | 6.7191 | 26.6 | 9.2921 | 30.92 | 10.3339 | 23 | 6.5126 | 24.98 | 8.2944 | 19.94 | 5.7998 | 504 | #N/A | #N/A
| 28.4 | 9.9748 | 5 | 1.8068 | 6.98 | 2.3507 | 12.2 | 3.8153 | 39.92 | 13.1016 | 26.96 | 7.7406 | 33.98 | 11.4051 | 24.98 | 7.1432 | 17.96 | 5.2528 | 24.08 | 6.8045 | 26.6 | 9.2921 | 30.02 | 10.2683 | 21.2 | 5.9913 | 23 | 7.7191 | 19.04 | 5.6314 | 505 | #N/A | #N/A
| 28.4 | 9.9748 | 6.08 | 1.973 | 6.98 | 2.2793 | 8.6 | 2.95 | 33.08 | 11.3053 | 26.96 | 7.7403 | 33.98 | 11.4051 | 24.98 | 7.1428 | 17.06 | 5.0364 | 21.02 | 6.0684 | 26.6 | 9.5498 | 30.02 | 10.1157 | 21.2 | 6.0798 | 23 | 7.8174 | 17.96 | 5.3239 | 506 | #N/A | #N/A
| 30.2 | 10.6872 | 6.08 | 1.9197 | 8.06 | 2.4209 | 5 | 2.0848 | 32 | 10.8784 | 24.98 | 7.264 | 33.08 | 10.7764 | 23 | 6.6048 | 15.98 | 4.8306 | 21.02 | 6.0685 | 26.6 | 9.5498 | 28.94 | 9.8553 | 23 | 6.5126 | 21.92 | 7.4592 | 15.98 | 4.7925 | 507 | #N/A | #N/A
| 28.4 | 9.9748 | 6.08 | 1.8971 | 8.06 | 2.3928 | 12.38 | 3.7343 | 33.98 | 11.6683 | 24.08 | 7.0475 | 28.04 | 9.2854 | 21.92 | 6.2396 | 15.08 | 4.614 | 19.94 | 5.808 | 26.6 | 9.5498 | 30.02 | 10.2689 | 23 | 6.5126 | 21.92 | 7.4605 | 15.08 | 4.5757 | 508 | #N/A | #N/A
| 28.4 | 9.9748 | 6.08 | 1.8968 | 8.06 | 2.3928 | 13.46 | 4.0539 | 33.98 | 11.6676 | 21.92 | 6.4056 | 24.98 | 8.5489 | 19.94 | 5.8098 | 14 | 4.354 | 19.04 | 5.5915 | 26.6 | 9.2921 | 33.08 | 11.45 | 24.8 | 6.8567 | 19.94 | 6.8736 | 14 | 4.3161 | 509 | #N/A | #N/A
| 26.6 | 9.2835 | 6.98 | 2.1125 | 8.96 | 2.6359 | 14.72 | 4.4047 | 35.06 | 12.1085 | 21.02 | 6.2428 | 26.06 | 8.9437 | 19.04 | 5.6515 | 10.94 | 3.6181 | 17.96 | 5.39 | 24.8 | 8.6198 | 35.06 | 12.2657 | 23 | 6.5126 | 21.02 | 7.1357 | 12.92 | 4.1115 | 510 | #N/A | #N/A
| 26.6 | 9.2835 | 6.08 | 1.8957 | 8.96 | 2.6075 | 15.08 | 4.5078 | 35.06 | 12.2646 | 19.94 | 5.9831 | 26.06 | 9.0869 | 17.96 | 5.392 | 10.94 | 3.6182 | 17.96 | 5.3316 | 24.8 | 8.6198 | 37.04 | 12.7443 | 24.8 | 7.0419 | 19.94 | 6.8779 | 12.92 | 4.0561 | 511 | #N/A | #N/A
| 26.6 | 9.2835 | 6.08 | 1.8949 | 8.96 | 2.6075 | 14.54 | 4.3614 | 35.06 | 12.2638 | 19.94 | 6.05 | 26.06 | 9.0869 | 17.96 | 5.392 | 12.02 | 3.8788 | 17.06 | 5.1736 | 23 | 7.7626 | 35.96 | 12.8588 | 24.8 | 7.2613 | 21.92 | 7.4696 | 14 | 4.3163 | 512 | #N/A | #N/A
| 23 | 7.8303 | 6.08 | 1.8942 | 8.96 | 2.6337 | 15.44 | 4.6456 | 35.96 | 12.4801 | 19.04 | 5.7666 | 37.04 | 13.01 | 17.06 | 5.1752 | 12.02 | 3.8783 | 17.06 | 5.1152 | 23 | 7.7626 | 35.96 | 12.6782 | 23 | 6.8284 | 19.04 | 6.57 | 14 | 4.3163 | 513 | #N/A | #N/A
| 21.92 | 7.4698 | 6.08 | 1.9155 | 8.96 | 2.6573 | 19.4 | 5.5505 | 35.96 | 12.4786 | 19.04 | 5.7658 | 39.02 | 13.6738 | 17.06 | 5.1749 | 8.96 | 3.1421 | 15.08 | 4.6388 | 23 | 7.7626 | 35.96 | 12.9011 | 24.8 | 7.3856 | 19.94 | 6.8779 | 14 | 4.3153 | 514 | #N/A | #N/A
| 21.92 | 7.266 | 6.98 | 2.1309 | 8.96 | 2.6573 | 17.6 | 5.207 | 35.96 | 12.5192 | 19.94 | 6.0476 | 39.02 | 13.8327 | 17.96 | 5.3895 | 8.96 | 3.1876 | 19.04 | 5.6474 | 21.2 | 7.1415 | 37.94 | 13.3797 | 24.8 | 7.5207 | 21.02 | 7.1377 | 14 | 4.3689 | 515 | #N/A | #N/A
| 23 | 7.3387 | 10.04 | 2.8657 | 12.02 | 3.4218 | 15.8 | 4.8716 | 37.04 | 13.1095 | 21.92 | 6.5238 | 39.92 | 13.5032 | 21.02 | 6.1252 | 14 | 4.4583 | 23 | 6.6608 | 23 | 7.4018 | 37.94 | 13.6807 | 28.4 | 8.6931 | 24.08 | 7.9877 | 17.06 | 5.0491 | 516 | #N/A | #N/A
| 23 | 7.1533 | 12.92 | 3.5849 | 15.98 | 4.3997 | 19.4 | 5.843 | 37.04 | 13.1066 | 23 | 6.9167 | 41 | 13.4176 | 24.08 | 6.8613 | 17.96 | 5.4733 | 26.06 | 7.3353 | 21.2 | 6.6618 | 37.94 | 13.9038 | 30.2 | 9.6895 | 26.96 | 8.6825 | 19.94 | 5.7417 | 517 | #N/A | #N/A
| 24.08 | 7.3418 | 17.06 | 4.6036 | 15.98 | 4.3997 | 26.6 | 8.2558 | 37.94 | 13.4801 | 26.06 | 7.7992 | 41 | 13.4176 | 26.06 | 7.3997 | 19.94 | 5.8874 | 26.96 | 7.5524 | 23 | 6.9594 | 39.02 | 14.3761 | 33.8 | 10.5572 | 32 | 9.8984 | 21.92 | 6.218 | 518 | #N/A | #N/A
| 24.98 | 7.2075 | 19.04 | 5.027 | 21.92 | 5.8266 | 32 | 9.9208 | 37.94 | 13.5377 | 26.06 | 7.7194 | 42.98 | 13.4454 | 28.04 | 7.877 | 21.92 | 6.4271 | 30.02 | 8.4045 | 23 | 6.8346 | 39.02 | 14.3761 | 39.2 | 12.5752 | 33.98 | 10.2636 | 24.08 | 6.7375 | 519 | #N/A | #N/A
| 26.06 | 7.4125 | 23 | 6.0062 | 24.08 | 6.3456 | 35.6 | 11.0014 | 39.02 | 14.1064 | 28.94 | 8.4116 | 42.98 | 14.0834 | 30.02 | 8.2909 | 24.08 | 6.8841 | 30.02 | 8.2886 | 24.8 | 7.1527 | 39.92 | 14.5939 | 39.2 | 13.1547 | 37.04 | 11.1159 | 26.06 | 7.2131 | 520 | #N/A | #N/A
| 24.98 | 6.8871 | 24.98 | 6.5061 | 24.08 | 6.3456 | 35.6 | 11.0024 | 39.92 | 14.3828 | 30.92 | 8.9705 | 42.98 | 14.4419 | 30.92 | 8.5697 | 24.98 | 7.1018 | 30.92 | 8.5677 | 24.8 | 6.7792 | 39.92 | 14.5939 | 39.2 | 13.1547 | 39.02 | 11.4805 | 26.06 | 7.2138 | 521 | #N/A | #N/A
| 24.98 | 6.8377 | 26.06 | 6.8233 | 28.04 | 7.3604 | 35.6 | 11.0034 | 37.04 | 13.1621 | 30.02 | 8.7541 | 41 | 13.7602 | 30.02 | 8.2917 | 24.98 | 7.1024 | 30.02 | 8.3514 | 23 | 6.3466 | 39.02 | 14.3761 | 37.4 | 13.68 | 39.02 | 11.4795 | 26.06 | 7.2697 | 522 | #N/A | #N/A
| 23 | 6.3223 | 26.06 | 6.796 | 28.04 | 7.3599 | 35.6 | 11.2351 | 35.06 | 12.4485 | 28.94 | 8.413 | 39.92 | 13.4977 | 30.02 | 8.2917 | 24.98 | 7.1651 | 30.02 | 8.3518 | 23 | 6.3466 | 39.02 | 14.3761 | 39.2 | 14.1155 | 37.94 | 11.2177 | 26.06 | 7.2695 | 523 | #N/A | #N/A
| 21.92 | 6.0617 | 23 | 6.1218 | 28.04 | 7.3599 | 33.8 | 11.8843 | 35.06 | 12.3018 | 28.04 | 8.1312 | 39.92 | 13.4977 | 28.94 | 8.0934 | 24.08 | 6.8855 | 28.94 | 8.0914 | 21.2 | 5.914 | 39.2 | 14.4918 | 39.2 | 14.4654 | 35.96 | 10.739 | 24.98 | 7.0576 | 524 | #N/A | #N/A
| 19.94 | 5.5849 | 19.94 | 5.4163 | 26.96 | 7.1375 | 33.8 | 11.5794 | 35.6 | 12.6308 | 26.96 | 7.7969 | 39.02 | 12.9309 | 28.94 | 8.0932 | 19.94 | 6.1361 | 28.04 | 7.8752 | 17.6 | 5.0488 | 39.02 | 14.3207 | 39.2 | 14.4654 | 33.98 | 10.1697 | 24.08 | 6.8413 | 525 | #N/A | #N/A
| 19.04 | 5.3235 | 15.98 | 4.5018 | 26.96 | 7.7419 | 33.8 | 11.5815 | 35.06 | 12.5004 | 28.04 | 7.9975 | 39.02 | 12.7822 | 28.04 | 7.9303 | 17.96 | 5.7359 | 26.96 | 7.6689 | 19.4 | 5.4066 | 39.02 | 14.3761 | 39.2 | 14.4654 | 32 | 9.7814 | 24.08 | 6.9019 | 526 | #N/A | #N/A
| 17.96 | 5.0635 | 19.04 | 5.3545 | 26.96 | 7.8753 | 33.8 | 11.5828 | 35.06 | 12.5004 | 26.06 | 7.5796 | 37.94 | 12.6662 | 26.96 | 7.738 | 17.06 | 5.5192 | 26.96 | 7.6683 | 17.6 | 4.9741 | 39.02 | 14.3761 | 39.2 | 14.4654 | 30.92 | 9.6322 | 21.92 | 6.3822 | 527 | #N/A | #N/A
| 17.06 | 4.8471 | 19.04 | 5.3114 | 26.06 | 7.6592 | 33.8 | 11.586 | 35.96 | 12.9011 | 24.98 | 7.3201 | 37.04 | 12.3005 | 24.08 | 7.1782 | 15.08 | 4.9682 | 26.06 | 7.5198 | 17.6 | 5.0488 | 39.92 | 14.7761 | 39.2 | 14.1155 | 30.02 | 9.4134 | 21.92 | 6.3831 | 528 | #N/A | #N/A
| 17.06 | 4.8114 | 19.04 | 5.3111 | 24.98 | 7.4246 | 33.8 | 11.4435 | 33.98 | 12.0409 | 26.96 | 8.0882 | 35.96 | 11.7364 | 24.98 | 7.4604 | 12.92 | 4.3893 | 26.06 | 7.5203 | 15.8 | 4.5416 | 41 | 15.2167 | 37.4 | 13.68 | 28.04 | 9.0342 | 21.02 | 6.1668 | 529 | #N/A | #N/A
| 15.98 | 4.5866 | 15.08 | 4.4891 | 24.98 | 7.4246 | 33.8 | 11.3063 | 33.08 | 11.6293 | 28.04 | 8.531 | 35.96 | 11.7364 | 26.06 | 7.6558 | 12.92 | 4.4492 | 26.06 | 7.52 | 15.8 | 4.5416 | 42.08 | 15.5256 | 37.4 | 13.3522 | 24.98 | 8.198 | 21.02 | 6.1065 | 530 | #N/A | #N/A
| 15.08 | 4.3704 | 17.06 | 4.917 | 21.92 | 6.2693 | 31.46 | 10.4819 | 32 | 11.2219 | 28.94 | 8.8305 | 33.98 | 11.3909 | 26.06 | 7.656 | 12.92 | 4.4498 | 24.98 | 7.3195 | 14 | 4.109 | 41 | 15.0375 | 37.4 | 13.3522 | 26.96 | 8.6738 | 19.94 | 5.8468 | 531 | #N/A | #N/A
| 12.92 | 3.8953 | 15.98 | 4.6203 | 21.92 | 6.2244 | 30.92 | 10.3021 | 32 | 11.1338 | 28.94 | 9.0223 | 33.98 | 11.5588 | 26.06 | 7.7216 | 14 | 4.7105 | 24.98 | 7.2609 | 14 | 4.1836 | 42.8 | 16.1386 | 37.4 | 13.3522 | 24.08 | 7.8666 | 19.94 | 5.8471 | 532 | #N/A | #N/A
| 12.92 | 3.8949 | 12.02 | 3.7071 | 21.92 | 6.2244 | 31.28 | 10.3644 | 32 | 11.2219 | 30.02 | 9.3962 | 33.98 | 11.2544 | 26.96 | 8.0912 | 15.08 | 5.046 | 24.98 | 7.3199 | 12.2 | 3.751 | 42.08 | 15.7211 | 37.4 | 13.0445 | 24.08 | 7.8658 | 19.94 | 5.8476 | 533 | #N/A | #N/A
| 12.02 | 3.7169 | 14 | 4.1839 | 19.94 | 5.9147 | 31.64 | 10.4512 | 32 | 11.2219 | 32 | 10.0951 | 33.08 | 10.6191 | 26.96 | 8.2762 | 15.98 | 5.2632 | 24.98 | 7.3955 | 12.2 | 3.751 | 42.08 | 15.7211 | 37.4 | 13.0445 | 23 | 7.5148 | 19.04 | 5.6926 | 534 | #N/A | #N/A
| 10.94 | 3.5055 | 15.08 | 4.492 | 21.02 | 6.1748 | 32.18 | 10.4384 | 30.2 | 10.6993 | 33.08 | 10.5993 | 33.08 | 10.4843 | 26.96 | 8.4623 | 15.98 | 5.2659 | 26.06 | 7.8031 | 10.4 | 3.3184 | 39.92 | 14.984 | 37.4 | 12.72 | 23 | 7.4118 | 19.04 | 5.6333 | 535 | #N/A | #N/A
| 10.94 | 3.4185 | 19.04 | 5.7045 | 21.02 | 6.1748 | 31.1 | 9.7674 | 30.02 | 10.418 | 33.98 | 10.9588 | 33.08 | 10.4843 | 28.94 | 9.24 | 17.06 | 5.5269 | 26.96 | 8.2751 | 10.4 | 3.3184 | 39.92 | 15.0025 | 37.4 | 12.4193 | 21.02 | 6.9336 | 19.04 | 5.6343 | 536 | #N/A | #N/A
| 10.04 | 3.0832 | 21.02 | 6.302 | 21.92 | 6.6448 | 23 | 7.1016 | 30.02 | 10.431 | 33.98 | 11.0861 | 33.08 | 10.2513 | 32 | 10.3442 | 21.92 | 6.3721 | 28.04 | 8.7288 | 8.6 | 2.8114 | 39.2 | 14.4918 | 35.6 | 11.7066 | 19.94 | 6.5897 | 19.4 | 6.0141 | 537 | #N/A | #N/A
| 10.04 | 3.0453 | 24.08 | 7.1715 | 24.08 | 7.31 | 23 | 7.1005 | 30.02 | 10.4225 | 33.98 | 11.2431 | 32 | 9.892 | 33.8 | 11.0226 | 21.92 | 6.3131 | 28.94 | 9.2457 | 8.6 | 2.7432 | 39.92 | 14.7761 | 35.6 | 10.991 | 19.94 | 6.5886 | 19.04 | 6.0262 | 538 | #N/A | #N/A
| 10.94 | 3.1697 | 26.06 | 7.8644 | 24.08 | 7.31 | 23 | 7.0994 | 28.94 | 10.1703 | 35.06 | 11.6375 | 30.92 | 9.4287 | 33.8 | 11.0226 | 21.02 | 6.097 | 33.08 | 10.4662 | 8.6 | 2.7432 | 42.08 | 15.9641 | 33.8 | 10.1664 | 19.94 | 6.669 | 19.4 | 6.2831 | 539 | #N/A | #N/A
| 12.02 | 3.3979 | 26.96 | 8.3451 | 30.92 | 9.6878 | 26.6 | 7.8285 | 30.02 | 10.5992 | 35.06 | 11.637 | 30.92 | 9.4279 | 33.08 | 10.8739 | 21.92 | 6.2661 | 32 | 10.3471 | 10.4 | 3.056 | 50 | 19.9783 | 33.8 | 10.354 | 24.08 | 7.5839 | 19.04 | 6.0973 | 540 | #N/A | #N/A
| 12.92 | 3.614 | 30.92 | 9.6988 | 33.98 | 10.7859 | 28.4 | 8.2614 | 30.02 | 10.5983 | 35.06 | 11.637 | 32 | 9.5844 | 33.08 | 10.874 | 21.92 | 6.211 | 33.08 | 10.6075 | 10.4 | 3.056 | 50 | 19.9783 | 35.6 | 10.5999 | 26.06 | 8.0593 | 19.04 | 6.254 | 541 | #N/A | #N/A
| 14 | 3.9323 | 33.98 | 10.801 | 33.98 | 10.7859 | 30.2 | 8.8311 | 30.92 | 10.8156 | 33.98 | 11.5435 | 32 | 9.5844 | 33.08 | 10.8833 | 23 | 6.4721 | 33.08 | 10.6075 | 12.2 | 3.5456 | 51.08 | 20.5731 | 35.6 | 10.5999 | 30.02 | 8.6773 | 19.94 | 6.5688 | 542 | #N/A | #N/A
| 14 | 3.9327 | 35.96 | 11.5445 | 37.04 | 12.0765 | 32 | 9.2658 | 32 | 11.2219 | 33.98 | 11.6888 | 32 | 9.5036 | 33.08 | 11.0398 | 24.08 | 6.7334 | 32 | 10.351 | 14 | 3.9781 | 51.98 | 20.8461 | 35.6 | 10.7876 | 32 | 9.0146 | 19.94 | 6.5679 | 543 | #N/A | #N/A
| 15.98 | 4.4088 | 37.94 | 12.0283 | 39.92 | 12.7774 | 33.8 | 9.7011 | 33.08 | 11.8235 | 33.08 | 11.6534 | 32 | 9.4097 | 32 | 11.1247 | 26.96 | 7.4818 | 32 | 10.3552 | 14 | 4.0407 | 53.06 | 21.3998 | 37.4 | 10.8601 | 33.98 | 9.4329 | 19.94 | 6.5716 | 544 | #N/A | #N/A
| 15.98 | 4.4434 | 39.92 | 12.5085 | 39.92 | 12.7774 | 35.6 | 10.2832 | 35.06 | 12.5445 | 32 | 11.5505 | 30.92 | 9.0595 | 32 | 11.0673 | 26.06 | 7.1677 | 32 | 10.5007 | 14 | 4.0407 | 53.96 | 22.2847 | 37.4 | 10.5528 | 37.04 | 10.2298 | 19.4 | 6.4352 | 545 | #N/A | #N/A
| 15.98 | 4.4734 | 41 | 12.7874 | 41 | 12.9086 | 33.8 | 9.7003 | 35.96 | 12.958 | 32 | 11.5505 | 30.92 | 8.9872 | 32 | 11.3944 | 26.96 | 7.3848 | 32 | 10.4877 | 15.8 | 4.4732 | 55.04 | 22.5479 | 37.4 | 10.7002 | 37.04 | 10.1021 | 19.04 | 6.3486 | 546 | #N/A | #N/A
| 15.98 | 4.4433 | 41 | 12.9246 | 42.08 | 13.1909 | 33.8 | 9.5627 | 35.06 | 12.5004 | 32 | 11.5505 | 30.02 | 8.6878 | 32 | 11.5524 | 28.04 | 7.5542 | 32 | 10.7813 | 14 | 4.0407 | 55.94 | 23.085 | 37.4 | 10.5528 | 37.94 | 10.3178 | 19.04 | 6.2559 | 547 | #N/A | #N/A
| 14 | 3.9672 | 41 | 13.0601 | 41 | 13.2096 | 32 | 9.1963 | 35.96 | 12.9011 | 32 | 11.5505 | 30.02 | 8.6878 | 32 | 11.5524 | 28.04 | 7.5078 | 32 | 10.7633 | 14 | 3.9781 | 53.96 | 22.0402 | 35.6 | 9.984 | 35.96 | 9.564 | 17.96 | 5.9222 | 548 | #N/A | #N/A
| 12.92 | 3.7076 | 41 | 12.9415 | 42.08 | 13.8013 | 30.2 | 8.8326 | 35.06 | 12.5004 | 32 | 11.5505 | 26.96 | 7.8836 | 30.92 | 11.2915 | 26.96 | 7.2477 | 24.08 | 8.1973 | 12.2 | 3.5456 | 55.04 | 22.5479 | 33.8 | 9.6865 | 28.04 | 8.0618 | 17.06 | 5.7796 | 549 | #N/A | #N/A
| 12.02 | 3.4569 | 41 | 13.5598 | 42.98 | 14.3766 | 30.2 | 8.5689 | 35.06 | 12.6835 | 32 | 11.5969 | 26.06 | 7.5321 | 30.2 | 10.9908 | 26.06 | 7.1163 | 21.92 | 7.3549 | 12.2 | 3.5456 | 53.06 | 21.3998 | 33.8 | 9.6865 | 24.98 | 7.2664 | 17.06 | 5.8722 | 550 | #N/A | #N/A
| 10.94 | 3.1971 | 42.08 | 14.1799 | 42.98 | 14.3766 | 28.4 | 8.3966 | 35.96 | 12.955 | 32 | 11.6001 | 24.98 | 7.2721 | 32 | 11.5524 | 21.02 | 6.3513 | 21.2 | 7.1349 | 10.4 | 3.056 | 51.98 | 20.7921 | 33.8 | 9.6865 | 24.08 | 7.4009 | 17.06 | 5.7796 | 551 | #N/A | #N/A
| 10.94 | 3.1699 | 42.98 | 14.742 | 44.06 | 15.5578 | 24.8 | 7.393 | 35.96 | 12.9541 | 32 | 11.5505 | 24.08 | 7.0554 | 32 | 11.5524 | 19.94 | 6.1529 | 21.2 | 7.1349 | 10.4 | 3.056 | 51.08 | 20.2409 | 33.8 | 9.8336 | 21.02 | 6.6644 | 17.96 | 5.9961 | 552 | #N/A | #N/A
| 10.04 | 2.9538 | 44.06 | 15.2022 | 46.04 | 16.2229 | 26.6 | 7.8261 | 37.04 | 13.3733 | 33.08 | 11.8114 | 23 | 6.7953 | 32 | 11.4348 | 17.96 | 5.6159 | 21.02 | 7.0383 | 10.4 | 3.056 | 48.92 | 19.1378 | 33.8 | 9.8336 | 19.94 | 6.5879 | 19.04 | 6.0299 | 553 | #N/A | #N/A
| 8.96 | 2.6943 | 46.04 | 16.2487 | 46.04 | 16.2229 | 24.8 | 7.2681 | 37.04 | 13.2126 | 33.08 | 11.8114 | 23 | 6.7953 | 32 | 11.5969 | 14 | 4.5937 | 21.92 | 7.2687 | 8.6 | 2.6236 | 48.02 | 17.9472 | 33.8 | 9.8336 | 19.04 | 6.1186 | 19.94 | 6.2463 | 554 | #N/A | #N/A
| 8.06 | 2.4471 | 46.04 | 16.4766 | 46.94 | 17.3637 | 23 | 6.7203 | 37.04 | 13.2096 | 33.08 | 11.8114 | 21.92 | 6.5356 | 32 | 11.5524 | 12.92 | 4.2784 | 21.92 | 7.0838 | 8.6 | 2.5714 | 44.06 | 15.8346 | 32 | 9.2533 | 17.06 | 5.6423 | 21.02 | 6.5161 | 555 | #N/A | #N/A
| 6.98 | 2.1632 | 48.02 | 17.8726 | 48.92 | 18.3329 | 25.34 | 7.3166 | 37.04 | 13.0242 | 33.98 | 12.0288 | 21.02 | 6.2511 | 30.02 | 10.5894 | 12.02 | 4.0623 | 21.92 | 7.0705 | 6.8 | 2.139 | 42.08 | 14.9548 | 30.2 | 8.8202 | 15.08 | 5.1664 | 21.02 | 6.5161 | 556 | #N/A | #N/A
| 6.98 | 2.1631 | 51.08 | 19.1259 | 48.92 | 18.3329 | 24.8 | 7.1314 | 37.94 | 13.4258 | 33.98 | 12.2266 | 21.02 | 6.3187 | 24.8 | 8.6143 | 10.94 | 3.7388 | 23 | 7.0759 | 6.8 | 2.139 | 39.92 | 14.0598 | 30.2 | 8.8202 | 17.06 | 5.7128 | 21.02 | 6.5157 | 557 | #N/A | #N/A
| 6.08 | 1.9471 | 50 | 18.8497 | 50 | 19.1329 | 23.72 | 6.8502 | 37.94 | 13.2413 | 33.08 | 11.8114 | 21.02 | 6.2506 | 24.98 | 8.5238 | 10.04 | 3.522 | 23 | 7.0848 | 6.8 | 2.139 | 39.02 | 13.8417 | 28.4 | 8.2518 | 15.08 | 5.1659 | 19.94 | 6.0441 | 558 | #N/A | #N/A
| 6.08 | 1.972 | 50 | 19.1706 | 51.08 | 19.6531 | 22.28 | 6.5146 | 37.04 | 13.023 | 30.2 | 10.6885 | 19.94 | 6.0588 | 24.98 | 8.4374 | 10.04 | 3.4616 | 23 | 6.9941 | 6.8 | 2.139 | 39.02 | 13.8413 | 28.4 | 8.1273 | 17.06 | 5.8027 | 19.04 | 5.5956 | 559 | #N/A | #N/A
| 6.08 | 1.972 | 51.08 | 19.6899 | 51.08 | 19.6531 | 21.92 | 6.4606 | 37.04 | 12.8189 | 30.02 | 10.4208 | 19.94 | 6.0588 | 24.98 | 8.5429 | 8.96 | 3.2615 | 19.94 | 5.9966 | 5 | 1.7066 | 39.02 | 13.6773 | 28.4 | 8.1273 | 14 | 4.9064 | 19.94 | 5.6196 | 560 | #N/A | #N/A
| 5 | 1.6878 | 50 | 19.1828 | 51.98 | 20.1961 | 21.2 | 6.5271 | 39.02 | 13.1337 | 30.02 | 10.2875 | 21.02 | 6.3183 | 23 | 7.7332 | 8.96 | 3.2606 | 19.04 | 5.7205 | 5 | 1.7066 | 37.04 | 13.0113 | 28.4 | 8.2518 | 14 | 4.8244 | 19.94 | 5.5363 | 561 | #N/A | #N/A
| 5 | 1.7123 | 51.08 | 19.7026 | 51.98 | 20.1533 | 17.6 | 5.6601 | 39.02 | 13.1292 | 30.02 | 10.2875 | 21.02 | 6.3178 | 21.02 | 6.9481 | 10.4 | 3.6075 | 19.04 | 5.5529 | 5 | 1.7066 | 37.94 | 13.2256 | 28.4 | 8.1273 | 15.08 | 5.2366 | 19.94 | 5.4937 | 562 | #N/A | #N/A
| 6.08 | 1.9717 | 51.08 | 19.7145 | 51.98 | 20.2023 | 14 | 4.7931 | 39.02 | 12.941 | 28.94 | 9.7696 | 21.92 | 6.5342 | 19.94 | 6.4201 | 10.04 | 3.5183 | 19.04 | 5.4588 | 5 | 1.7066 | 39.02 | 13.2827 | 28.4 | 8.0128 | 17.96 | 6.0188 | 21.02 | 5.6815 | 563 | #N/A | #N/A
| 8.96 | 2.786 | 53.96 | 20.7355 | 55.94 | 21.7899 | 16.88 | 5.5799 | 37.94 | 12.5288 | 28.04 | 9.2738 | 23 | 6.7941 | 19.94 | 6.3474 | 10.04 | 3.521 | 21.92 | 6.1505 | 5 | 1.7066 | 41 | 13.9567 | 30.2 | 8.5603 | 19.4 | 6.5455 | 23 | 6.1566 | 564 | #N/A | #N/A
| 10.94 | 3.34 | 55.04 | 21.6166 | 55.94 | 22.1506 | 21.74 | 6.7634 | 37.94 | 12.5233 | 28.94 | 9.4895 | 24.98 | 7.2021 | 21.92 | 6.8947 | 12.02 | 4.0602 | 24.98 | 6.9286 | 6.8 | 2.0913 | 42.08 | 13.6701 | 30.2 | 8.8202 | 24.08 | 7.8593 | 26.96 | 7.0717 | 565 | #N/A | #N/A
| 14 | 4.1105 | 55.04 | 21.9828 | 55.94 | 22.1506 | 24.8 | 7.5284 | 37.94 | 12.218 | 30.02 | 9.883 | 24.98 | 7.2021 | 24.98 | 7.8969 | 15.08 | 4.8472 | 28.94 | 7.8378 | 10.4 | 3.0037 | 39.92 | 12.6972 | 30.2 | 8.6848 | 26.96 | 8.5549 | 28.04 | 7.3988 | 566 | #N/A | #N/A
| 17.06 | 4.8465 | 55.04 | 21.8693 | 55.94 | 22.8629 | 26.6 | 7.9628 | 37.94 | 11.9401 | 30.92 | 10.1005 | 28.04 | 7.9403 | 26.96 | 8.5608 | 19.04 | 5.8691 | 32 | 8.5738 | 14 | 3.9208 | 39.92 | 12.5426 | 32 | 9.1179 | 28.94 | 9.1468 | 30.92 | 8.2095 | 567 | #N/A | #N/A
| 17.96 | 5.0632 | 55.04 | 21.8693 | 57.02 | 23.4713 | 26.6 | 8.1124 | 39.02 | 12.2013 | 32 | 10.5011 | 30.02 | 8.4173 | 30.92 | 9.3278 | 21.02 | 6.4071 | 33.98 | 9.0497 | 15.8 | 4.4732 | 39.92 | 12.4192 | 30.2 | 8.6848 | 30.02 | 9.5071 | 33.08 | 8.775 | 568 | #N/A | #N/A
| 19.04 | 5.2477 | 55.4 | 22.1937 | 57.02 | 23.4713 | 27.5 | 8.3295 | 37.94 | 11.797 | 32 | 10.4895 | 30.92 | 8.5795 | 33.08 | 9.5075 | 23 | 6.8833 | 35.06 | 9.309 | 15.8 | 4.4732 | 41 | 12.6793 | 32 | 9.1179 | 30.92 | 9.9567 | 35.06 | 9.3868 | 569 | #N/A | #N/A
| 19.94 | 5.4256 | 55.94 | 22.7537 | 57.92 | 23.9122 | 28.4 | 8.5467 | 37.04 | 11.1116 | 32 | 10.1134 | 30.92 | 8.5169 | 35.06 | 9.9831 | 24.08 | 7.0821 | 35.96 | 9.5682 | 17.6 | 4.7856 | 39.02 | 11.9212 | 30.2 | 8.9671 | 30.02 | 9.7405 | 33.08 | 8.9664 | 570 | #N/A | #N/A
| 19.04 | 5.1789 | 57.02 | 23.017 | 57.92 | 23.9122 | 26.6 | 8.2744 | 35.06 | 10.6322 | 32 | 9.7773 | 28.94 | 8.1031 | 33.08 | 9.4229 | 24.98 | 7.2977 | 35.96 | 9.6216 | 17.6 | 4.7856 | 37.94 | 11.4264 | 30.2 | 9.2993 | 28.4 | 9.742 | 32 | 8.7547 | 571 | #N/A | #N/A
| 17.96 | 4.8844 | 57.02 | 23.3344 | 59 | 24.7619 | 26.6 | 8.2742 | 33.08 | 9.948 | 28.94 | 8.9476 | 28.94 | 8.1031 | 30.02 | 8.9287 | 24.08 | 7.1412 | 28.04 | 8.0671 | 17.6 | 4.7856 | 35.96 | 10.7347 | 30.2 | 9.2993 | 28.4 | 10.2814 | 28.94 | 8.0182 | 572 | #N/A | #N/A
| 17.96 | 4.8564 | 57.02 | 23.017 | 55.94 | 22.7208 | 26.6 | 8.4454 | 30.92 | 9.3217 | 24.08 | 7.7744 | 28.94 | 8.2243 | 21.92 | 7.4573 | 24.08 | 7.0804 | 24.08 | 7.2527 | 17.6 | 4.7856 | 35.06 | 10.5152 | 30.2 | 9.1265 | 30.2 | 10.7159 | 30.02 | 8.2281 | 573 | #N/A | #N/A
| 17.06 | 4.6673 | 55.94 | 22.7537 | 55.94 | 22.7208 | 26.6 | 8.1097 | 30.02 | 9.0214 | 19.94 | 6.7761 | 28.94 | 8.2235 | 21.02 | 7.2392 | 24.08 | 7.1397 | 24.08 | 7.4046 | 15.8 | 4.4732 | 33.08 | 9.9466 | 30.2 | 8.9671 | 30.2 | 11.0187 | 30.02 | 8.2766 | 574 | #N/A | #N/A
| 17.06 | 4.6672 | 50 | 19.3112 | 51.98 | 20.3446 | 24.8 | 7.5283 | 28.94 | 8.5772 | 21.02 | 7.1252 | 28.04 | 8.0667 | 21.92 | 7.4558 | 23 | 6.8193 | 24.08 | 7.4932 | 15.8 | 4.4105 | 32 | 9.6858 | 30.2 | 9.4866 | 30.92 | 11.3025 | 28.04 | 7.7511 | 575 | #N/A | #N/A
| 15.98 | 4.442 | 50 | 19.1395 | 48.92 | 17.2565 | 23 | 7.3999 | 28.04 | 8.4487 | 21.02 | 7.1242 | 26.96 | 7.8072 | 23 | 7.8121 | 21.92 | 6.619 | 21.02 | 6.7548 | 15.8 | 4.4732 | 30.02 | 9.2068 | 30.2 | 9.1265 | 30.2 | 11.0187 | 28.04 | 7.7992 | 576 | #N/A | #N/A
| 14 | 3.9315 | 44.6 | 15.1093 | 46.94 | 16.6751 | 23 | 7.5841 | 26.96 | 8.0271 | 24.98 | 8.2868 | 26.96 | 7.8065 | 30.02 | 8.8339 | 21.92 | 6.6183 | 19.94 | 6.4061 | 14 | 4.0407 | 28.94 | 8.9454 | 30.2 | 9.1265 | 32 | 11.4534 | 26.06 | 7.4485 | 577 | #N/A | #N/A
| 12.92 | 3.6717 | 39.02 | 13.1528 | 42.98 | 14.258 | 21.2 | 6.5239 | 24.08 | 7.1119 | 32 | 9.6779 | 26.96 | 7.8065 | 24.98 | 8.1897 | 19.94 | 6.2173 | 19.94 | 6.4053 | 14 | 3.9781 | 28.04 | 8.359 | 28.4 | 8.387 | 32 | 11.7805 | 26.96 | 7.6639 | 578 | #N/A | #N/A
| 12.92 | 3.6442 | 37.04 | 12.2876 | 37.04 | 11.8564 | 19.4 | 5.6441 | 23 | 6.7923 | 28.94 | 8.9399 | 24.98 | 7.3296 | 26.06 | 8.2469 | 21.02 | 6.5427 | 19.04 | 6.1878 | 12.2 | 3.5456 | 28.04 | 8.2049 | 28.4 | 8.387 | 32 | 11.7805 | 26.96 | 7.6638 | 579 | #N/A | #N/A
| 12.02 | 3.3968 | 35.96 | 11.6059 | 37.04 | 11.8216 | 16.52 | 5.163 | 21.92 | 6.4648 | 24.08 | 7.6659 | 24.08 | 7.1877 | 26.96 | 8.0243 | 19.94 | 6.3657 | 19.04 | 6.1164 | 12.2 | 3.4884 | 26.06 | 7.7284 | 28.4 | 8.6931 | 32 | 11.7805 | 26.06 | 7.4472 | 580 | #N/A | #N/A
| 10.94 | 3.1368 | 35.6 | 11.221 | 35.96 | 11.3252 | 14.72 | 4.6555 | 21.02 | 6.2479 | 21.02 | 6.7526 | 24.08 | 7.1871 | 21.02 | 6.9284 | 19.94 | 6.3651 | 17.06 | 5.6385 | 10.4 | 3.056 | 24.98 | 7.4685 | 26.6 | 7.8187 | 32 | 11.7805 | 24.98 | 7.2421 | 581 | #N/A | #N/A
| 10.94 | 3.1367 | 33.08 | 10.3937 | 35.06 | 10.859 | 11.66 | 3.7833 | 19.94 | 5.9883 | 24.98 | 7.88 | 23 | 6.9268 | 24.98 | 7.6161 | 19.94 | 6.4367 | 17.96 | 5.9245 | 10.4 | 3.056 | 23 | 6.7249 | 24.8 | 7.3856 | 32 | 11.7805 | 24.98 | 7.3118 | 582 | #N/A | #N/A
| 10.04 | 2.9205 | 32 | 10.0079 | 33.98 | 10.597 | 9.32 | 3.1246 | 19.94 | 5.9879 | 26.96 | 8.3552 | 23 | 6.9914 | 26.06 | 7.9642 | 17.96 | 5.8874 | 15.08 | 5.0144 | 10.4 | 3.0037 | 21.02 | 6.2479 | 23 | 7.0875 | 32 | 11.7805 | 24.08 | 7.2329 | 583 | #N/A | #N/A
| 10.04 | 2.9202 | 30.92 | 9.7447 | 33.98 | 10.597 | 7.88 | 2.7063 | 19.94 | 5.9866 | 28.94 | 8.8309 | 23 | 6.9914 | 24.98 | 7.7032 | 14 | 4.7852 | 12.92 | 4.3611 | 8.6 | 2.6236 | 19.94 | 6.114 | 21.2 | 6.5195 | 32 | 11.7805 | 21.92 | 6.574 | 584 | #N/A | #N/A
| 8.96 | 2.6606 | 30.02 | 9.5248 | 33.98 | 10.369 | 14 | 4.2598 | 19.94 | 5.9316 | 26.96 | 8.1778 | 21.92 | 6.8119 | 23 | 7.1368 | 12.92 | 4.5241 | 10.04 | 3.5471 | 8.6 | 2.6236 | 21.02 | 6.3728 | 21.2 | 6.5195 | 32 | 11.7805 | 21.02 | 6.418 | 585 | #N/A | #N/A
| 8.96 | 2.6916 | 28.94 | 9.1619 | 33.98 | 10.3653 | 10.4 | 3.3937 | 19.94 | 5.9844 | 24.08 | 7.4827 | 21.92 | 6.8823 | 17.96 | 5.7706 | 12.02 | 4.171 | 6.98 | 2.6909 | 8.6 | 2.6236 | 21.02 | 6.4457 | 21.2 | 6.2812 | 32 | 11.7805 | 21.02 | 6.4169 | 586 | #N/A | #N/A
| 10.04 | 2.951 | 30.92 | 9.6371 | 33.98 | 10.3653 | 6.8 | 2.5277 | 19.94 | 6.0512 | 24.98 | 7.8721 | 24.08 | 7.4015 | 19.94 | 6.5785 | 12.92 | 4.4619 | 12.02 | 4.1415 | 8.6 | 2.6807 | 21.02 | 6.5099 | 19.4 | 5.8483 | 33.8 | 12.5257 | 21.02 | 6.4154 | 587 | #N/A | #N/A
| 12.92 | 3.6424 | 33.98 | 10.4727 | 35.96 | 10.9393 | 14 | 4.4416 | 23 | 6.7866 | 28.94 | 9.015 | 26.06 | 7.878 | 28.94 | 8.651 | 17.96 | 5.9532 | 24.98 | 7.7876 | 10.4 | 3.1757 | 24.98 | 7.2639 | 19.4 | 5.9624 | 33.8 | 12.5257 | 24.08 | 7.3777 | 588 | #N/A | #N/A
| 15.98 | 4.4047 | 35.96 | 10.9495 | 37.04 | 11.1988 | 21.2 | 6.2777 | 24.08 | 6.8628 | 30.02 | 9.2735 | 26.96 | 8.1836 | 30.92 | 9.2999 | 23 | 7.2556 | 30.92 | 9.2158 | 14 | 4.0407 | 26.96 | 7.6182 | 21.2 | 6.3954 | 48.2 | 18.8456 | 26.96 | 8.2343 | 589 | #N/A | #N/A
| 19.04 | 5.2043 | 37.04 | 11.2098 | 37.04 | 11.1988 | 23 | 6.9496 | 24.98 | 7.0203 | 32 | 9.8609 | 26.96 | 8.1836 | 33.08 | 9.8199 | 28.04 | 8.6468 | 33.98 | 10.0336 | 15.8 | 4.4732 | 28.04 | 7.8776 | 23 | 6.7141 | 53.06 | 21.8666 | 30.02 | 8.9704 | 590 | #N/A | #N/A
| 19.94 | 5.4212 | 37.94 | 11.3291 | 41 | 12.056 | 24.8 | 7.384 | 26.06 | 7.3389 | 33.98 | 10.3379 | 30.02 | 9.0164 | 35.96 | 10.6155 | 33.08 | 10.0571 | 35.06 | 10.2126 | 17.6 | 4.9057 | 30.02 | 8.1868 | 26.6 | 7.5799 | 53.96 | 22.4877 | 33.08 | 9.7071 | 591 | #N/A | #N/A
| 23 | 6.1949 | 37.94 | 11.2155 | 41 | 11.9434 | 26.6 | 7.8184 | 28.04 | 7.7098 | 35.96 | 10.8149 | 32 | 9.4937 | 35.06 | 10.4882 | 35.06 | 10.5346 | 35.96 | 10.4302 | 21.2 | 5.8392 | 30.92 | 8.4031 | 26.6 | 7.6943 | 53.6 | 22.4303 | 33.98 | 10.0211 | 592 | #N/A | #N/A
| 23 | 6.3143 | 37.94 | 11.1247 | 41 | 11.9434 | 28.4 | 8.1284 | 28.94 | 7.8723 | 33.98 | 10.6626 | 33.08 | 9.6594 | 35.96 | 10.7051 | 35.96 | 10.8666 | 39.02 | 11.2487 | 23 | 6.2717 | 32 | 8.6623 | 28.4 | 8.2518 | 53.6 | 22.4303 | 35.06 | 10.3656 | 593 | #N/A | #N/A
| 24.08 | 6.5744 | 37.04 | 10.9977 | 39.92 | 11.4885 | 30.2 | 8.3414 | 30.02 | 8.0887 | 33.08 | 10.4447 | 33.08 | 9.6594 | 35.06 | 10.8179 | 35.96 | 10.7524 | 39.02 | 11.2479 | 23 | 6.2717 | 32 | 8.5654 | 28.4 | 8.1273 | 53.6 | 22.4303 | 35.06 | 10.365 | 594 | #N/A | #N/A
| 21.92 | 6.2378 | 37.94 | 11.1227 | 39.02 | 11.3735 | 28.4 | 7.9087 | 28.94 | 7.6973 | 33.08 | 10.4438 | 30.92 | 9.2319 | 33.98 | 10.6629 | 35.96 | 10.8662 | 37.94 | 11.0899 | 23 | 6.3466 | 32 | 8.4331 | 28.4 | 8.1273 | 55.4 | 22.869 | 35.06 | 10.3645 | 595 | #N/A | #N/A
| 21.92 | 6.238 | 35.96 | 10.118 | 39.02 | 11.3735 | 28.4 | 7.9601 | 26.96 | 7.3029 | 32 | 10.1827 | 30.92 | 9.2319 | 30.92 | 9.9244 | 32 | 10.1361 | 33.98 | 10.1357 | 23 | 6.3466 | 28.94 | 7.6618 | 28.4 | 8.2518 | 55.4 | 22.869 | 33.08 | 9.8878 | 596 | #N/A | #N/A
| 21.02 | 6.1271 | 33.98 | 9.6401 | 37.04 | 10.6132 | 28.4 | 8.0137 | 26.06 | 7.0471 | 24.98 | 8.264 | 26.96 | 8.2775 | 30.02 | 9.8398 | 30.92 | 9.752 | 28.04 | 8.9044 | 23 | 6.4283 | 28.04 | 7.4795 | 28.4 | 8.2518 | 53.96 | 22.1681 | 30.92 | 9.283 | 597 | #N/A | #N/A
| 19.94 | 5.9832 | 33.08 | 9.5036 | 37.04 | 10.6105 | 24.8 | 7.042 | 24.98 | 6.7867 | 24.98 | 8.3841 | 23 | 7.2301 | 26.06 | 8.8846 | 28.94 | 9.2746 | 23 | 7.5788 | 21.2 | 5.9956 | 26.96 | 7.2191 | 28.4 | 8.2518 | 51.98 | 21.3768 | 30.02 | 9.1504 | 598 | #N/A | #N/A
| 21.92 | 6.2854 | 32 | 9.159 | 37.04 | 10.6105 | 21.2 | 6.1762 | 24.08 | 6.6083 | 24.98 | 8.6211 | 24.98 | 7.881 | 26.06 | 9.023 | 26.06 | 8.5803 | 30.02 | 9.599 | 23 | 6.4283 | 24.98 | 6.7865 | 28.4 | 8.2518 | 51.8 | 21.3711 | 28.94 | 8.8901 | 599 | #N/A | #N/A
| 21.02 | 6.2449 | 30.02 | 8.7631 | 33.08 | 9.411 | 23 | 6.8281 | 23 | 6.3965 | 26.96 | 9.0987 | 28.94 | 8.9372 | 24.98 | 8.762 | 24.98 | 8.2227 | 30.02 | 9.5983 | 21.2 | 6.0846 | 24.98 | 6.8245 | 28.4 | 8.1273 | 50 | 19.5932 | 28.04 | 8.6732 | 600 | #N/A | #N/A
| 21.92 | 6.4074 | 28.94 | 8.3558 | 32 | 9.2323 | 21.2 | 6.5192 | 23 | 6.3957 | 23 | 7.907 | 30.92 | 9.311 | 24.08 | 8.4068 | 24.98 | 8.2236 | 28.04 | 9.1214 | 21.2 | 6.1815 | 24.98 | 6.8238 | 28.4 | 8.1273 | 48.2 | 18.8456 | 26.06 | 8.3029 | 601 | #N/A | #N/A
| 21.92 | 6.4086 | 26.96 | 7.9437 | 32 | 9.2323 | 21.2 | 6.3954 | 21.92 | 6.1775 | 19.94 | 6.8428 | 30.92 | 9.311 | 21.02 | 7.3124 | 23 | 7.6343 | 24.08 | 7.8401 | 21.2 | 6.2869 | 24.08 | 6.6552 | 28.4 | 8.1273 | 42.98 | 15.2329 | 26.06 | 8.3043 | 602 | #N/A | #N/A
| 19.4 | 6.224 | 26.06 | 7.5266 | 28.94 | 8.3466 | 21.2 | 6.2815 | 21.02 | 5.9612 | 19.94 | 6.844 | 30.92 | 9.7131 | 21.02 | 7.4627 | 26.06 | 8.2812 | 23 | 7.692 | 19.4 | 6.2287 | 24.08 | 6.6972 | 28.4 | 8.1273 | 41 | 14.3807 | 26.06 | 8.3975 | 603 | #N/A | #N/A
| 19.4 | 6.3705 | 24.98 | 7.144 | 28.04 | 7.9283 | 19.76 | 5.8712 | 21.02 | 5.961 | 28.94 | 10.1238 | 30.92 | 9.7125 | 19.94 | 6.847 | 30.92 | 9.4531 | 24.98 | 8.2665 | 17.6 | 5.9424 | 23 | 6.4375 | 28.4 | 8.387 | 39.92 | 13.9591 | 26.96 | 8.6165 | 604 | #N/A | #N/A
| 19.4 | 6.7019 | 24.98 | 7.1429 | 28.04 | 7.9283 | 19.76 | 5.9352 | 19.94 | 5.7007 | 32 | 11.1718 | 30.02 | 9.6203 | 19.04 | 6.6313 | 32 | 9.806 | 21.92 | 7.3233 | 17.6 | 5.9424 | 23 | 6.4369 | 26.6 | 7.9538 | 39.02 | 13.5516 | 28.04 | 9.0938 | 605 | #N/A | #N/A
| 21.2 | 7.1354 | 24.08 | 6.9265 | 26.06 | 7.5185 | 18.5 | 5.6431 | 19.94 | 5.7529 | 33.98 | 12.1848 | 30.02 | 9.6184 | 19.94 | 6.9608 | 30.92 | 9.7616 | 24.98 | 8.2696 | 17.6 | 5.9424 | 21.92 | 6.1767 | 26.6 | 7.9538 | 37.94 | 13.286 | 28.94 | 9.5485 | 606 | #N/A | #N/A
| 21.2 | 7.3223 | 21.92 | 6.3445 | 24.98 | 7.0755 | 17.78 | 5.5148 | 19.04 | 5.5365 | 37.94 | 13.482 | 30.02 | 9.8578 | 21.92 | 7.5361 | 32 | 10.1502 | 28.04 | 9.2375 | 17.6 | 5.9424 | 21.02 | 5.96 | 26.6 | 8.1005 | 37.04 | 12.8618 | 28.94 | 9.6893 | 607 | #N/A | #N/A
| 19.94 | 6.866 | 19.94 | 5.9295 | 24.98 | 7.0755 | 17.42 | 5.4397 | 19.04 | 5.483 | 37.04 | 13.2678 | 30.02 | 9.8578 | 21.92 | 7.6602 | 32 | 10.1506 | 24.98 | 8.3958 | 17.6 | 5.9424 | 19.94 | 5.6997 | 26.6 | 8.2597 | 37.04 | 12.5117 | 28.94 | 9.8349 | 608 | #N/A | #N/A
| 19.4 | 6.7019 | 21.02 | 6.1274 | 24.98 | 7.1366 | 17.6 | 5.7855 | 19.04 | 5.4403 | 39.92 | 14.3262 | 28.94 | 9.5987 | 19.94 | 6.965 | 32 | 10.2617 | 19.94 | 6.9632 | 14 | 4.7941 | 19.94 | 5.6989 | 26.6 | 8.4323 | 35.96 | 12.2488 | 30.92 | 10.7357 | 609 | #N/A | #N/A
| 19.4 | 6.5295 | 17.96 | 5.5737 | 24.98 | 7.1359 | 17.6 | 5.7844 | 17.96 | 5.1799 | 41 | 14.9788 | 28.94 | 9.7381 | 30.02 | 10.8897 | 33.08 | 10.5239 | 28.94 | 10.1368 | 14 | 4.7941 | 19.94 | 5.6983 | 26.6 | 8.2597 | 35.96 | 12.2477 | 32 | 10.998 | 610 | #N/A | #N/A
| 19.4 | 6.5295 | 21.02 | 6.3683 | 24.98 | 7.1359 | 17.6 | 5.7834 | 19.94 | 5.6549 | 42.98 | 15.6854 | 30.92 | 10.2166 | 30.92 | 11.2915 | 39.02 | 12.2366 | 30.92 | 10.7829 | 14 | 4.6698 | 21.02 | 5.9152 | 26.6 | 8.4323 | 33.08 | 11.7331 | 33.08 | 11.4338 | 611 | #N/A | #N/A
| 19.4 | 6.5295 | 24.08 | 6.9238 | 26.96 | 7.5498 | 21.2 | 6.6493 | 21.92 | 6.1306 | 44.06 | 15.9502 | 33.98 | 11.0753 | 46.04 | 16.4398 | 37.94 | 11.9792 | 37.94 | 13.8639 | 14 | 4.6698 | 24.08 | 6.5644 | 28.4 | 8.8658 | 37.94 | 12.7188 | 35.96 | 12.2809 | 612 | #N/A | #N/A
| 21.02 | 6.8501 | 26.96 | 7.6703 | 28.94 | 8.0875 | 23 | 7.0824 | 24.98 | 6.8654 | 44.96 | 15.9466 | 35.06 | 11.2138 | 46.94 | 16.4341 | 39.02 | 12.2409 | 44.06 | 15.1787 | 17.6 | 5.6602 | 26.06 | 7.0398 | 28.4 | 9.053 | 39.92 | 13.1946 | 39.02 | 13.3723 | 613 | #N/A | #N/A
| 21.02 | 6.756 | 28.04 | 7.8143 | 28.94 | 8.0875 | 24.8 | 7.6625 | 26.96 | 7.3414 | 46.94 | 16.8482 | 35.06 | 11.2138 | 48.02 | 17.1198 | 35.96 | 12.5892 | 46.94 | 15.8836 | 19.4 | 6.0933 | 28.94 | 7.77 | 32 | 9.5599 | 42.98 | 13.3202 | 41 | 13.8557 | 614 | #N/A | #N/A
| 23 | 7.3275 | 30.02 | 8.2911 | 30.92 | 8.5648 | 26.6 | 8.097 | 30.02 | 8.1195 | 46.94 | 17.0993 | 37.04 | 11.969 | 48.02 | 17.6278 | 37.94 | 12.7256 | 50 | 16.631 | 21.2 | 6.5263 | 30.92 | 8.2943 | 32 | 9.4003 | 41 | 12.843 | 42.98 | 14.3396 | 615 | #N/A | #N/A
| 24.8 | 7.6703 | 30.92 | 8.5701 | 33.08 | 9.1384 | 26.6 | 8.0987 | 32 | 8.6951 | 48.02 | 17.6211 | 35.96 | 11.7103 | 48.92 | 18.0688 | 39.02 | 12.841 | 51.98 | 16.9176 | 23 | 6.8346 | 33.08 | 8.7659 | 33.8 | 9.6865 | 42.08 | 12.8346 | 42.98 | 14.1795 | 616 | #N/A | #N/A
| 24.08 | 7.3327 | 32 | 8.8841 | 33.08 | 9.1384 | 28.4 | 8.5319 | 33.08 | 8.955 | 46.94 | 17.5823 | 35.96 | 11.7106 | 51.08 | 18.1264 | 41 | 13.4708 | 51.08 | 16.7049 | 24.8 | 7.2676 | 33.08 | 8.766 | 32 | 9.2533 | 35.6 | 12.3227 | 42.98 | 14.3464 | 617 | #N/A | #N/A
| 24.98 | 7.4023 | 33.08 | 9.2709 | 35.06 | 9.6828 | 28.4 | 8.5322 | 33.08 | 8.8562 | 46.94 | 17.3714 | 35.06 | 11.4935 | 50 | 18.1255 | 41 | 13.823 | 51.08 | 16.9043 | 24.8 | 7.1527 | 33.08 | 8.7659 | 30.2 | 8.6848 | 39.02 | 12.3597 | 44.06 | 14.816 | 618 | #N/A | #N/A
| 24.98 | 7.2676 | 33.08 | 9.2118 | 35.06 | 9.6828 | 30.2 | 8.9661 | 33.98 | 9.1715 | 46.94 | 17.1196 | 33.98 | 11.5365 | 48.92 | 17.6105 | 42.08 | 14.0853 | 50 | 16.644 | 24.8 | 7.0471 | 33.08 | 8.7659 | 30.2 | 8.8202 | 39.02 | 12.0888 | 42.98 | 14.557 | 619 | #N/A | #N/A
| 23 | 6.6066 | 30.92 | 8.6912 | 35.06 | 9.6828 | 28.4 | 8.5324 | 32 | 8.7533 | 44.96 | 16.2051 | 33.98 | 11.5365 | 48.02 | 16.9553 | 39.92 | 13.5634 | 48.02 | 16.1664 | 24.8 | 6.95 | 30.02 | 8.1202 | 30.2 | 8.8202 | 37.04 | 11.472 | 42.08 | 14.3401 | 620 | #N/A | #N/A
| 21.92 | 6.1875 | 28.94 | 8.1463 | 33.98 | 9.3536 | 24.8 | 7.6656 | 28.94 | 8.1979 | 46.94 | 16.6846 | 32 | 11.4213 | 46.94 | 16.6921 | 41 | 14.0269 | 46.94 | 15.7069 | 23 | 6.3466 | 24.98 | 7.2452 | 28.4 | 8.387 | 37.04 | 11.6063 | 41 | 14.0789 | 621 | #N/A | #N/A
| 21.92 | 6.0573 | 28.04 | 7.9967 | 32 | 8.9439 | 23 | 7.2331 | 28.04 | 7.915 | 46.04 | 16.6596 | 32 | 11.5459 | 46.04 | 16.2461 | 42.08 | 14.2885 | 46.94 | 15.7051 | 19.4 | 5.4814 | 24.98 | 7.2449 | 28.4 | 8.5338 | 37.04 | 11.6038 | 41 | 13.8741 | 622 | #N/A | #N/A
| 21.02 | 5.879 | 26.96 | 7.934 | 32 | 8.9439 | 23 | 7.2334 | 28.94 | 8.0169 | 46.04 | 16.6607 | 32 | 11.548 | 46.04 | 16.245 | 39.02 | 13.5491 | 46.04 | 15.4888 | 19.4 | 5.4066 | 26.96 | 7.8528 | 26.6 | 8.2597 | 35.96 | 11.4843 | 42.08 | 14.3392 | 623 | #N/A | #N/A
| 19.94 | 5.5805 | 26.96 | 8.2677 | 32 | 8.9431 | 23 | 7.2334 | 26.06 | 7.6367 | 46.04 | 16.6624 | 32 | 11.7456 | 46.04 | 16.2471 | 42.98 | 14.6855 | 46.94 | 15.9038 | 19.4 | 5.4066 | 26.96 | 7.9965 | 24.8 | 7.8263 | 33.98 | 10.8621 | 41 | 14.0798 | 624 | #N/A | #N/A
| 17.96 | 5.1042 | 26.06 | 7.5784 | 30.92 | 8.7423 | 21.2 | 6.7997 | 26.06 | 7.5638 | 46.94 | 16.6857 | 30.92 | 11.2871 | 46.04 | 16.0673 | 42.08 | 14.4622 | 46.04 | 15.491 | 17.6 | 4.7856 | 24.98 | 7.5905 | 21.2 | 6.6543 | 33.98 | 10.725 | 42.08 | 14.3418 | 625 | #N/A | #N/A
| 17.96 | 5.1906 | 24.98 | 7.3931 | 30.92 | 8.7423 | 21.2 | 6.9586 | 28.94 | 8.3304 | 48.02 | 16.95 | 32 | 11.7507 | 46.04 | 15.8575 | 39.02 | 12.9849 | 44.96 | 15.2299 | 15.8 | 4.4732 | 26.06 | 8.0306 | 21.2 | 6.9595 | 33.08 | 10.3983 | 42.08 | 14.5298 | 626 | #N/A | #N/A
| 17.06 | 4.9736 | 23 | 6.9816 | 28.04 | 8.4277 | 21.2 | 7.131 | 28.94 | 8.2577 | 48.02 | 17.1449 | 32 | 11.7456 | 46.04 | 15.857 | 37.94 | 12.4048 | 44.96 | 15.2286 | 15.8 | 4.5416 | 24.08 | 7.635 | 24.8 | 8.1857 | 32 | 10.013 | 42.08 | 14.5302 | 627 | #N/A | #N/A
| 17.06 | 5.0154 | 23 | 7.1329 | 28.04 | 8.5207 | 22.82 | 7.1748 | 26.96 | 7.8555 | 48.92 | 17.1691 | 33.08 | 12.0185 | 46.04 | 16.0693 | 37.94 | 12.2684 | 44.06 | 15.0109 | 14 | 4.109 | 24.08 | 7.6361 | 26.6 | 8.6193 | 26.96 | 8.9214 | 39.92 | 13.8182 | 628 | #N/A | #N/A
| 15.08 | 4.4482 | 24.08 | 7.5745 | 28.04 | 8.5207 | 21.2 | 6.7698 | 28.04 | 8.2603 | 46.94 | 16.6916 | 33.08 | 12.2014 | 44.96 | 15.5991 | 37.04 | 12.0505 | 42.98 | 14.7484 | 14 | 4.1836 | 23 | 7.4773 | 26.6 | 8.8219 | 26.96 | 8.9199 | 37.94 | 12.9691 | 629 | #N/A | #N/A
| 15.08 | 4.5386 | 24.08 | 7.5753 | 28.04 | 8.6016 | 20.48 | 6.5521 | 28.94 | 8.6367 | 46.94 | 16.6938 | 33.08 | 12.1889 | 44.96 | 15.6005 | 35.96 | 11.7897 | 39.02 | 13.6335 | 14 | 4.1836 | 21.92 | 7.2186 | 24.8 | 7.9988 | 26.96 | 8.7942 | 37.94 | 12.7811 | 630 | #N/A | #N/A
| 15.08 | 4.5382 | 19.04 | 6.1814 | 26.96 | 8.2622 | 20.66 | 6.6249 | 28.94 | 8.8111 | 46.94 | 16.2857 | 33.98 | 12.5636 | 44.06 | 15.3818 | 35.96 | 11.7902 | 42.08 | 14.3703 | 14 | 4.1836 | 28.04 | 9.3454 | 24.8 | 7.9988 | 30.02 | 9.6541 | 37.94 | 12.7725 | 631 | #N/A | #N/A
| 14 | 4.3311 | 19.94 | 6.3991 | 26.96 | 8.2622 | 20.48 | 6.6575 | 28.94 | 9.002 | 46.94 | 16.2832 | 33.98 | 12.5775 | 42.98 | 15.1167 | 35.96 | 11.6331 | 42.08 | 13.8286 | 14 | 4.1836 | 30.02 | 10.0821 | 26.6 | 8.8219 | 30.92 | 9.7452 | 37.04 | 12.0927 | 632 | #N/A | #N/A
| 15.08 | 4.5902 | 19.04 | 6.1831 | 30.02 | 9.1837 | 23 | 7.7544 | 30.02 | 9.5915 | 44.06 | 15.7657 | 33.98 | 12.5636 | 42.08 | 14.7269 | 35.06 | 11.2895 | 41 | 13.2391 | 14 | 4.265 | 33.08 | 11.2684 | 28.4 | 9.7125 | 32 | 10.0044 | 35.96 | 11.6767 | 633 | #N/A | #N/A
| 15.98 | 4.852 | 17.06 | 5.6366 | 30.02 | 9.2731 | 23 | 7.7544 | 30.02 | 9.6973 | 42.08 | 15.5092 | 33.98 | 12.5636 | 39.02 | 14.1533 | 35.06 | 11.2881 | 41 | 13.0705 | 14 | 4.265 | 35.96 | 12.4419 | 30.2 | 10.1467 | 30.92 | 9.7415 | 35.06 | 11.3309 | 634 | #N/A | #N/A
| 17.06 | 5.1107 | 26.06 | 8.4414 | 30.02 | 9.2731 | 23 | 7.7544 | 30.02 | 9.9695 | 41 | 14.8376 | 33.98 | 12.5674 | 37.94 | 14.0999 | 35.06 | 11.287 | 39.92 | 12.6733 | 14 | 4.265 | 39.02 | 13.7118 | 33.8 | 11.8504 | 32 | 9.9996 | 33.98 | 10.9232 | 635 | #N/A | #N/A
| 19.04 | 5.5862 | 35.06 | 10.8303 | 33.98 | 10.5596 | 24.8 | 8.1877 | 35.06 | 11.756 | 39.92 | 14.5732 | 33.98 | 12.5636 | 39.92 | 13.844 | 35.96 | 11.3594 | 41 | 12.933 | 15.8 | 4.6976 | 42.98 | 15.2388 | 33.8 | 12.1745 | 33.98 | 10.4755 | 33.98 | 10.9227 | 636 | #N/A | #N/A
| 21.02 | 6.1807 | 35.96 | 11.5517 | 35.96 | 11.2783 | 24.8 | 8.3901 | 41 | 13.8691 | 41 | 14.8346 | 35.06 | 13.0203 | 41 | 13.5648 | 35.96 | 11.3584 | 41 | 12.9311 | 17.6 | 5.1303 | 46.04 | 16.1623 | 35.6 | 12.2852 | 35.96 | 11.0752 | 35.06 | 11.1812 | 637 | #N/A | #N/A
| 24.08 | 6.97 | 37.94 | 12.3204 | 35.96 | 11.2783 | 26.6 | 9.0456 | 46.04 | 15.0912 | 41 | 14.8331 | 35.06 | 13.0183 | 42.08 | 13.4968 | 37.94 | 11.836 | 39.92 | 12.517 | 21.2 | 5.914 | 48.92 | 16.6867 | 33.8 | 11.5502 | 37.94 | 11.5521 | 37.04 | 11.6577 | 638 | #N/A | #N/A
| 24.98 | 7.2541 | 39.02 | 12.7526 | 44.06 | 14.2821 | 28.4 | 9.4994 | 50 | 15.5216 | 42.08 | 14.3619 | 37.94 | 13.8843 | 42.08 | 13.3289 | 37.94 | 11.7003 | 42.98 | 13.2554 | 24.8 | 6.861 | 51.08 | 17.0074 | 33.8 | 11.2722 | 37.04 | 11.1122 | 37.04 | 11.4079 | 639 | #N/A | #N/A
| 26.96 | 7.7303 | 41 | 13.5631 | 44.96 | 14.5046 | 28.4 | 9.4827 | 53.06 | 16.1199 | 42.98 | 14.2009 | 37.94 | 13.886 | 42.98 | 13.4141 | 39.02 | 11.9597 | 42.98 | 13.134 | 26.6 | 7.2936 | 51.98 | 17.063 | 33.8 | 11.5502 | 37.04 | 11.2113 | 39.02 | 11.8865 | 640 | #N/A | #N/A
| 28.94 | 8.0857 | 44.96 | 14.1907 | 46.04 | 14.4382 | 30.2 | 9.9195 | 53.96 | 16.1723 | 44.06 | 13.9758 | 39.02 | 14.3575 | 42.98 | 13.1385 | 39.92 | 11.9402 | 46.04 | 13.7324 | 28.4 | 7.9126 | 53.06 | 16.9777 | 33.8 | 11.5502 | 35.96 | 10.9502 | 39.02 | 11.7587 | 641 | #N/A | #N/A
| 30.02 | 8.3453 | 44.96 | 14.1988 | 46.04 | 14.592 | 28.4 | 9.739 | 53.96 | 16.1742 | 44.06 | 13.8058 | 39.2 | 14.1225 | 44.96 | 13.4734 | 37.04 | 10.8304 | 44.06 | 13.1175 | 28.4 | 7.7263 | 51.08 | 17.4084 | 32 | 11.1156 | 35.96 | 10.8505 | 39.02 | 11.6549 | 642 | #N/A | #N/A
| 30.02 | 8.2839 | 44.06 | 13.9829 | 44.06 | 14.2961 | 30.2 | 10.1594 | 53.06 | 15.8265 | 42.98 | 13.4083 | 37.94 | 13.7126 | 44.06 | 13.0113 | 33.98 | 9.9125 | 42.98 | 12.7478 | 30.2 | 8.1589 | 50 | 17.6398 | 33.8 | 11.5502 | 35.96 | 11.0719 | 37.94 | 11.0757 | 643 | #N/A | #N/A
| 28.04 | 7.7025 | 42.98 | 13.8694 | 44.06 | 14.2961 | 30.2 | 10.1594 | 51.08 | 15.4806 | 39.92 | 12.6676 | 37.94 | 13.7126 | 42.98 | 12.6244 | 32 | 9.5316 | 41 | 12.1454 | 28.4 | 7.7263 | 48.92 | 17.5486 | 33.8 | 11.5502 | 35.06 | 10.5191 | 35.06 | 10.1048 | 644 | #N/A | #N/A
| 26.06 | 7.1725 | 42.08 | 13.6514 | 42.98 | 14.1943 | 30.2 | 9.9187 | 50 | 15.5323 | 37.04 | 12.1051 | 35.96 | 13.2268 | 37.94 | 11.3117 | 30.92 | 9.2704 | 39.02 | 11.5685 | 24.8 | 6.861 | 48.92 | 17.5497 | 32 | 11.4156 | 33.98 | 10.2572 | 33.08 | 9.721 | 645 | #N/A | #N/A
| 24.98 | 6.8704 | 42.08 | 13.8358 | 42.98 | 14.3932 | 28.4 | 9.2626 | 51.08 | 16.8662 | 37.04 | 11.4192 | 35.96 | 13.238 | 37.04 | 11.1902 | 30.02 | 9.0525 | 37.04 | 10.703 | 23 | 6.4283 | 48.92 | 17.7979 | 30.2 | 10.9809 | 30.92 | 9.7303 | 30.92 | 9.1069 | 646 | #N/A | #N/A
| 24.08 | 6.6538 | 42.08 | 13.9963 | 42.98 | 14.3932 | 28.4 | 9.0589 | 50 | 17.1657 | 37.04 | 11.5532 | 35.96 | 13.2277 | 37.04 | 10.9787 | 28.04 | 8.5747 | 35.96 | 10.4412 | 21.2 | 6.0846 | 48.92 | 17.7996 | 30.2 | 10.6811 | 28.04 | 9.158 | 30.02 | 8.9813 | 647 | #N/A | #N/A
| 24.08 | 6.6959 | 42.98 | 14.2125 | 42.98 | 14.576 | 26.6 | 8.626 | 50 | 17.394 | 37.04 | 11.3104 | 35.96 | 13.238 | 33.98 | 10.1518 | 26.96 | 8.3978 | 33.98 | 9.9647 | 23 | 6.4283 | 48.92 | 17.8044 | 30.2 | 10.6811 | 26.96 | 8.7738 | 28.04 | 8.5051 | 648 | #N/A | #N/A
| 24.08 | 6.6957 | 42.08 | 13.8358 | 42.08 | 14.1765 | 26.6 | 8.4384 | 50 | 17.3966 | 33.98 | 10.351 | 35.96 | 13.238 | 32 | 9.6736 | 26.06 | 8.0978 | 32 | 9.4871 | 21.2 | 5.914 | 50 | 17.82 | 28.4 | 10.2465 | 24.98 | 8.2971 | 26.96 | 8.1518 | 649 | #N/A | #N/A
| 21.92 | 6.0861 | 39.92 | 13.132 | 42.08 | 14.1765 | 24.8 | 7.8338 | 51.08 | 17.8555 | 30.92 | 9.5014 | 35.96 | 13.2273 | 30.02 | 9.1968 | 24.08 | 7.621 | 30.02 | 9.0105 | 19.4 | 5.4814 | 51.08 | 18.0829 | 30.2 | 10.6811 | 28.04 | 8.8234 | 26.06 | 8.0287 | 650 | #N/A | #N/A
| 19.94 | 5.6579 | 39.02 | 12.7684 | 41 | 13.5588 | 23 | 7.2425 | 51.98 | 18.0752 | 30.02 | 9.1948 | 35.96 | 13.2287 | 24.98 | 8.0719 | 23 | 7.363 | 24.08 | 7.5803 | 15.8 | 4.7864 | 50 | 18.0752 | 28.4 | 10.2465 | 26.96 | 8.4741 | 24.98 | 7.6764 | 651 | #N/A | #N/A
| 19.94 | 5.7004 | 37.04 | 11.8318 | 42.08 | 13.3228 | 23.18 | 7.3013 | 51.98 | 18.0762 | 28.94 | 9.0244 | 35.06 | 13.0203 | 23 | 7.7062 | 19.04 | 6.3153 | 23 | 7.4008 | 17.6 | 5.2191 | 51.08 | 18.5551 | 28.4 | 10.2465 | 24.98 | 7.9969 | 24.08 | 7.4604 | 652 | #N/A | #N/A
| 19.04 | 5.4842 | 35.96 | 11.3048 | 42.08 | 13.3228 | 22.28 | 7.0692 | 51.08 | 18.1013 | 21.02 | 6.7505 | 35.96 | 13.2296 | 24.08 | 7.9666 | 17.96 | 5.9652 | 19.04 | 6.3663 | 15.8 | 4.6976 | 51.08 | 18.5575 | 28.4 | 10.2465 | 21.92 | 7.35 | 21.92 | 6.94 | 653 | #N/A | #N/A
| 21.02 | 5.9602 | 33.98 | 10.2515 | 35.96 | 11.0529 | 22.28 | 7.0692 | 50 | 18.0902 | 19.04 | 6.2745 | 35.6 | 13.2516 | 21.92 | 7.5435 | 15.98 | 5.4876 | 19.04 | 6.2737 | 15.8 | 4.6976 | 51.08 | 18.5581 | 28.4 | 9.7125 | 23 | 7.5207 | 23 | 7.2008 | 654 | #N/A | #N/A
| 21.02 | 6.0591 | 32 | 9.4982 | 33.98 | 10.3526 | 21.92 | 6.9522 | 48.92 | 18.3125 | 17.96 | 6.0152 | 35.06 | 13.0155 | 21.02 | 7.2299 | 15.08 | 5.1995 | 15.08 | 5.0801 | 14 | 4.265 | 50 | 18.2981 | 28.4 | 9.7125 | 23 | 7.5213 | 21.92 | 6.9411 | 655 | #N/A | #N/A
| 21.02 | 6.0596 | 28.94 | 8.5761 | 33.98 | 10.3526 | 21.56 | 6.8505 | 48.02 | 18.0909 | 17.06 | 5.7105 | 35.06 | 13.0155 | 19.04 | 6.5537 | 15.98 | 5.4171 | 15.98 | 5.3787 | 14 | 4.3537 | 48.02 | 18.3165 | 28.4 | 9.2557 | 23 | 7.419 | 19.94 | 6.465 | 656 | #N/A | #N/A
| 19.04 | 5.5372 | 26.96 | 7.9451 | 30.02 | 8.6749 | 20.84 | 6.7226 | 48.02 | 17.8198 | 15.08 | 5.163 | 35.06 | 13.0215 | 21.02 | 7.2314 | 14 | 4.8582 | 15.98 | 5.3787 | 12.2 | 3.921 | 48.02 | 18.3145 | 28.4 | 9.2557 | 23 | 7.7263 | 21.02 | 6.7255 | 657 | #N/A | #N/A
| 14 | 4.4296 | 24.98 | 7.1467 | 28.04 | 8.1983 | 17.6 | 5.7995 | 48.02 | 18.0818 | 15.08 | 5.082 | 33.98 | 12.5647 | 19.04 | 6.5537 | 15.08 | 5.1187 | 15.08 | 5.0814 | 8.6 | 3.0555 | 46.94 | 18.117 | 28.4 | 9.9692 | 26.06 | 8.4633 | 19.94 | 6.4662 | 658 | #N/A | #N/A
| 17.06 | 5.2795 | 24.08 | 6.9308 | 28.04 | 8.1983 | 21.2 | 6.8107 | 46.94 | 17.5498 | 19.94 | 6.7698 | 35.06 | 13.0206 | 21.02 | 7.2321 | 19.04 | 6.3195 | 21.02 | 7.0294 | 10.4 | 3.5847 | 46.94 | 18.4068 | 28.4 | 9.9692 | 28.04 | 8.9413 | 21.02 | 6.9153 | 659 | #N/A | #N/A
| 26.06 | 7.3907 | 24.98 | 7.1448 | 26.96 | 7.6697 | 24.8 | 7.8343 | 46.94 | 17.5455 | 33.08 | 11.0122 | 35.96 | 13.409 | 30.02 | 9.8618 | 23 | 7.4534 | 28.04 | 9.1417 | 19.4 | 5.854 | 46.94 | 18.0403 | 28.4 | 9.7125 | 28.4 | 9.0757 | 24.98 | 7.9546 | 660 | #N/A | #N/A
| 26.96 | 7.4416 | 26.96 | 7.6205 | 28.94 | 7.9714 | 28.4 | 8.7023 | 48.92 | 17.8109 | 37.04 | 11.4205 | 37.04 | 13.6689 | 35.06 | 10.715 | 28.94 | 8.9906 | 33.08 | 10.1378 | 24.8 | 7.1527 | 46.94 | 18.117 | 28.4 | 9.7125 | 28.4 | 9.2805 | 28.94 | 8.8244 | 661 | #N/A | #N/A
| 28.94 | 7.7365 | 28.04 | 7.8795 | 28.94 | 7.9714 | 30.2 | 9.2214 | 51.08 | 17.8433 | 39.02 | 11.8995 | 37.04 | 13.6689 | 37.04 | 11.424 | 33.98 | 10.2989 | 37.04 | 10.7887 | 28.4 | 7.6444 | 48.02 | 18.5891 | 28.4 | 9.053 | 28.4 | 10.0013 | 32 | 9.6471 | 662 | #N/A | #N/A
| 28.94 | 8.0859 | 28.94 | 8.0353 | 30.02 | 8.2317 | 32 | 9.7442 | 51.08 | 17.4261 | 41 | 12.3807 | 35.96 | 13.4147 | 39.02 | 12.18 | 37.04 | 11.0381 | 39.92 | 11.6783 | 28.4 | 7.7263 | 48.02 | 18.6691 | 30.2 | 9.6895 | 28.4 | 10.0013 | 33.98 | 10.234 | 663 | #N/A | #N/A
| 28.04 | 8.051 | 28.94 | 8.0358 | 30.92 | 8.4484 | 35.6 | 10.6144 | 51.98 | 17.0865 | 41 | 12.3843 | 37.04 | 13.6818 | 39.92 | 12.5252 | 41 | 12.1123 | 41 | 12.0547 | 32 | 9.1246 | 48.92 | 18.8877 | 33.8 | 10.5572 | 30.92 | 10.9857 | 37.04 | 11.1841 | 664 | #N/A | #N/A
| 28.94 | 8.5595 | 30.92 | 8.5121 | 30.92 | 8.4484 | 37.4 | 11.2378 | 51.98 | 16.5515 | 39.92 | 12.2605 | 35.96 | 13.2543 | 42.08 | 13.3369 | 39.92 | 11.9545 | 42.08 | 12.5394 | 32 | 9.2607 | 48.92 | 19.1378 | 33.8 | 10.354 | 30.2 | 10.7159 | 37.94 | 11.6331 | 665 | #N/A | #N/A
| 28.94 | 8.7435 | 30.02 | 8.1902 | 30.92 | 8.508 | 37.4 | 11.2389 | 51.08 | 16.1349 | 39.92 | 12.2623 | 35.96 | 13.2543 | 39.92 | 12.9859 | 41 | 12.216 | 42.98 | 13.0019 | 32 | 9.4084 | 48.92 | 19.1378 | 35.6 | 10.5999 | 30.2 | 10.7159 | 37.04 | 11.5297 | 666 | #N/A | #N/A
| 28.94 | 9.0187 | 28.04 | 7.6175 | 30.02 | 8.2323 | 37.4 | 11.2389 | 51.08 | 15.1942 | 37.94 | 12.0529 | 35.06 | 12.8382 | 37.94 | 12.6574 | 39.92 | 11.5412 | 41 | 12.7912 | 32 | 9.9308 | 48.92 | 18.8877 | 37.4 | 11.0334 | 32 | 11.1504 | 35.96 | 11.5573 | 667 | #N/A | #N/A
| 28.4 | 9.4799 | 26.06 | 7.1843 | 30.02 | 8.2323 | 35.6 | 10.8053 | 46.94 | 14.3484 | 35.96 | 11.5753 | 35.06 | 12.8382 | 35.96 | 12.1797 | 39.02 | 11.4309 | 39.02 | 12.4679 | 28.4 | 9.7262 | 46.94 | 18.4068 | 37.4 | 11.2213 | 32 | 11.4534 | 35.06 | 11.4691 | 668 | #N/A | #N/A
| 28.4 | 9.4799 | 24.98 | 6.8827 | 28.04 | 7.6566 | 32 | 9.9363 | 44.96 | 13.8696 | 30.02 | 9.8798 | 33.8 | 11.856 | 33.08 | 11.3403 | 37.04 | 11.0488 | 35.06 | 11.6486 | 26.6 | 9.2921 | 44.96 | 17.403 | 37.4 | 11.2213 | 28.4 | 9.2805 | 33.98 | 11.3708 | 669 | #N/A | #N/A
| 26.6 | 9.5405 | 24.08 | 6.666 | 26.96 | 7.4504 | 32 | 9.8401 | 44.06 | 13.4983 | 28.94 | 9.4872 | 32 | 11.2136 | 32 | 11.082 | 37.04 | 10.9561 | 33.08 | 11.1708 | 26.6 | 9.5498 | 42.98 | 16.1822 | 37.4 | 11.4248 | 23 | 6.94 | 32 | 11.0317 | 670 | #N/A | #N/A
| 28.4 | 9.9748 | 23 | 6.3574 | 26.96 | 7.4504 | 32 | 9.7477 | 42.08 | 12.8974 | 30.92 | 10.518 | 30.2 | 10.4083 | 28.94 | 10.1764 | 35.96 | 10.6969 | 33.08 | 11.3402 | 28.4 | 9.9841 | 42.08 | 15.7211 | 39.2 | 12.079 | 19.94 | 5.7755 | 32 | 11.2486 | 671 | #N/A | #N/A
| 30.2 | 10.9875 | 21.92 | 6.2423 | 26.96 | 7.3966 | 30.2 | 9.1405 | 39.92 | 12.4982 | 30.92 | 10.6558 | 28.04 | 9.6588 | 30.92 | 10.6587 | 35.06 | 10.4823 | 28.94 | 10.043 | 30.2 | 10.6972 | 39.92 | 14.7761 | 35.6 | 11.2111 | 19.04 | 5.5581 | 32 | 11.3396 | 672 | #N/A | #N/A
| 32 | 11.7466 | 21.92 | 6.2425 | 26.06 | 7.3391 | 26.6 | 8.1134 | 37.04 | 11.956 | 30.92 | 10.826 | 26.96 | 9.3944 | 30.02 | 10.4422 | 35.06 | 10.5753 | 30.02 | 10.3039 | 32 | 11.4331 | 37.94 | 13.9038 | 35.6 | 11.4491 | 17.96 | 5.2442 | 32 | 11.528 | 673 | #N/A | #N/A
| 33.8 | 12.4894 | 21.02 | 6.0727 | 26.06 | 7.3391 | 23 | 7.2478 | 37.04 | 11.9557 | 28.94 | 10.0496 | 24.08 | 7.9793 | 30.02 | 10.6146 | 33.98 | 10.3163 | 28.04 | 9.6761 | 32 | 11.7585 | 37.94 | 13.9038 | 35.6 | 11.4491 | 17.6 | 5.543 | 32 | 11.5582 | 674 | #N/A | #N/A
| 33.8 | 12.1816 | 19.94 | 5.9332 | 24.98 | 7.1408 | 20.48 | 6.5667 | 39.02 | 12.4318 | 28.94 | 10.187 | 24.08 | 7.7752 | 28.94 | 10.1893 | 33.08 | 10.2182 | 30.02 | 10.4446 | 32 | 11.7585 | 39.92 | 13.813 | 35.6 | 11.4491 | 15.8 | 4.8891 | 30.92 | 11.3003 | 675 | #N/A | #N/A
| 33.8 | 12.1816 | 21.92 | 6.6649 | 24.98 | 7.3213 | 19.58 | 6.3655 | 37.04 | 11.9533 | 30.02 | 10.4486 | 21.02 | 6.6024 | 30.02 | 10.6183 | 33.08 | 10.1022 | 30.02 | 10.4188 | 32 | 11.7585 | 39.92 | 13.4358 | 35.6 | 10.991 | 15.8 | 5.11 | 30.92 | 11.2674 | 676 | #N/A | #N/A
| 33.8 | 12.1816 | 21.92 | 6.7293 | 24.98 | 7.3213 | 18.5 | 6.0184 | 37.04 | 11.953 | 30.02 | 10.4208 | 17.96 | 5.5171 | 30.02 | 10.6265 | 32 | 9.9624 | 30.02 | 10.4188 | 32 | 11.7585 | 39.92 | 13.2774 | 33.8 | 10.5572 | 14 | 4.2487 | 30.92 | 11.2674 | 677 | #N/A | #N/A
| 33.8 | 12.1816 | 21.92 | 6.8115 | 24.98 | 7.5501 | 17.42 | 5.8139 | 37.04 | 11.8002 | 30.92 | 10.95 | 17.06 | 5.1847 | 30.02 | 10.7754 | 32 | 9.9654 | 32 | 11.1023 | 32 | 11.7585 | 41 | 13.5375 | 35.6 | 10.7876 | 12.2 | 3.8374 | 30.02 | 10.862 | 678 | #N/A | #N/A
| 33.8 | 12.4894 | 24.98 | 7.6193 | 28.4 | 8.866 | 14.54 | 5.0359 | 33.98 | 11.0631 | 30.92 | 10.95 | 15.98 | 4.9254 | 30.92 | 10.9518 | 28.04 | 9.0122 | 32 | 11.0635 | 32 | 11.7585 | 41 | 14.2297 | 33.8 | 11.015 | 10.94 | 3.2021 | 30.02 | 10.862 | 679 | #N/A | #N/A
| 33.8 | 12.4894 | 21.2 | 6.6604 | 28.04 | 8.7157 | 15.44 | 5.3112 | 33.08 | 10.7249 | 32 | 11.2108 | 15.98 | 4.9254 | 30.92 | 11.1335 | 28.04 | 9.2433 | 33.08 | 11.4693 | 32 | 11.7585 | 39.92 | 13.6319 | 35.6 | 11.2111 | 10.04 | 2.9857 | 30.02 | 10.862 | 680 | #N/A | #N/A
| 33.8 | 12.4894 | 17.96 | 5.7117 | 28.04 | 8.7147 | 14.36 | 4.8484 | 32 | 10.4634 | 33.08 | 12.0092 | 14 | 4.3909 | 30.02 | 10.7345 | 26.06 | 8.6411 | 32 | 11.6035 | 32 | 11.7585 | 39.92 | 13.2767 | 35.6 | 11.4491 | 8.96 | 2.7259 | 28.94 | 10.1878 | 681 | #N/A | #N/A
| 33.8 | 12.4894 | 17.06 | 5.4287 | 21.92 | 6.9623 | 13.46 | 4.6463 | 30.92 | 10.2014 | 35.06 | 12.6702 | 12.92 | 4.131 | 32 | 11.6115 | 28.94 | 9.2317 | 32 | 11.6043 | 32 | 11.7585 | 39.92 | 13.4328 | 32 | 10.5808 | 8.06 | 2.482 | 30.02 | 10.0106 | 682 | #N/A | #N/A
| 33.08 | 12.1646 | 15.98 | 5.1003 | 21.92 | 6.9623 | 12.92 | 4.5043 | 33.98 | 11.2109 | 35.96 | 13.0452 | 12.92 | 4.0302 | 33.08 | 12.0112 | 26.96 | 8.8581 | 32 | 11.3902 | 32 | 11.7585 | 39.92 | 13.4324 | 33.8 | 11.2722 | 8.06 | 2.4251 | 30.02 | 10.0142 | 683 | #N/A | #N/A
| 33.8 | 12.4894 | 15.98 | 5.1095 | 21.2 | 6.6545 | 20.3 | 6.5874 | 33.98 | 11.2526 | 35.96 | 13.2409 | 12.92 | 4.0304 | 33.98 | 12.5686 | 30.02 | 9.7243 | 32 | 11.3902 | 32 | 11.7585 | 41 | 13.6929 | 35.6 | 11.4491 | 8.96 | 2.6974 | 32 | 10.6401 | 684 | #N/A | #N/A
| 33.8 | 12.4894 | 17.96 | 5.7198 | 24.08 | 7.6564 | 24.8 | 7.847 | 35.96 | 11.6877 | 37.94 | 14.0992 | 12.92 | 4.0306 | 35.96 | 13.3251 | 32 | 10.2013 | 35.96 | 12.9575 | 32 | 11.7585 | 41 | 13.6918 | 35.6 | 11.7066 | 10.94 | 3.2001 | 33.98 | 10.829 | 685 | #N/A | #N/A
| 35.06 | 12.6373 | 19.04 | 6.1265 | 24.08 | 7.6564 | 28.4 | 8.8887 | 37.04 | 12.1249 | 37.94 | 14.0992 | 12.92 | 4.0306 | 37.94 | 13.805 | 32 | 10.272 | 39.02 | 13.5135 | 33.8 | 12.1935 | 42.08 | 14.1522 | 35.6 | 11.7066 | 12.92 | 3.7107 | 35.96 | 11.1934 | 686 | #N/A | #N/A
| 35.96 | 13.0111 | 23 | 7.4168 | 28.94 | 9.2308 | 31.28 | 9.6588 | 35.96 | 11.6916 | 41 | 15.4422 | 15.08 | 4.6516 | 44.06 | 15.4636 | 30.92 | 10.5748 | 41 | 13.2975 | 35.6 | 13.2664 | 41 | 13.8957 | 35.6 | 11.7066 | 14 | 3.9361 | 35.96 | 10.9615 | 687 | #N/A | #N/A
| 35.96 | 13.2071 | 26.06 | 8.4498 | 30.02 | 9.6149 | 32.9 | 10.2066 | 35.96 | 11.5411 | 44.06 | 15.4632 | 17.06 | 5.1825 | 44.06 | 15.2024 | 30.92 | 10.8819 | 41 | 13.3815 | 35.6 | 12.9373 | 39.2 | 13.8103 | 37.4 | 12.1409 | 14 | 3.9366 | 35.96 | 11.0672 | 688 | #N/A | #N/A
| 35.6 | 13.2528 | 28.04 | 9.026 | 30.02 | 9.6149 | 35.06 | 10.9158 | 35.06 | 11.2042 | 44.06 | 15.3696 | 15.8 | 4.8795 | 42.98 | 13.6127 | 30.92 | 10.8819 | 41 | 12.8365 | 37.4 | 13.3725 | 39.02 | 13.7614 | 35.6 | 11.7066 | 14 | 3.971 | 37.04 | 11.3265 | 689 | #N/A | #N/A
| 35.96 | 13.3711 | 30.92 | 9.951 | 33.98 | 10.8207 | 35.42 | 11.2748 | 33.98 | 10.6715 | 42.08 | 13.5631 | 15.98 | 4.9265 | 42.98 | 13.3172 | 32 | 11.1424 | 41 | 12.5657 | 35.6 | 12.9373 | 37.94 | 13.3797 | 37.4 | 12.1409 | 14 | 4.0007 | 35.96 | 11.4497 | 690 | #N/A | #N/A
| 35.96 | 13.2026 | 33.08 | 10.6078 | 35.6 | 11.4494 | 35.6 | 11.1789 | 33.98 | 10.6724 | 41 | 13.7952 | 15.98 | 5.0387 | 42.08 | 13.098 | 32 | 11.2909 | 39.92 | 12.5709 | 35.6 | 12.9373 | 37.04 | 12.9788 | 37.4 | 12.4193 | 14 | 4.0007 | 33.08 | 11.4495 | 691 | #N/A | #N/A
| 35.06 | 12.9845 | 33.08 | 10.751 | 35.06 | 11.3369 | 35.6 | 11.0244 | 33.08 | 10.3754 | 41 | 13.4454 | 15.98 | 5.2446 | 41 | 12.71 | 30.02 | 10.1118 | 35.96 | 12.4063 | 35.6 | 12.9373 | 35.06 | 11.7875 | 35.6 | 11.9847 | 12.02 | 3.4945 | 32 | 11.1891 | 692 | #N/A | #N/A
| 35.6 | 13.2528 | 33.98 | 10.9689 | 35.96 | 11.7099 | 35.6 | 11.2473 | 33.08 | 10.1534 | 39.02 | 12.5096 | 19.04 | 5.9788 | 39.02 | 12.229 | 28.04 | 9.3458 | 35.06 | 12.0013 | 35.6 | 12.9373 | 33.98 | 11.5269 | 33.8 | 11.5502 | 12.02 | 3.4943 | 32 | 11.0658 | 693 | #N/A | #N/A
| 35.06 | 12.7883 | 33.98 | 11.0943 | 35.96 | 11.8456 | 34.16 | 11.4034 | 33.08 | 9.9307 | 37.94 | 12.0894 | 21.2 | 6.8033 | 37.04 | 12.0286 | 28.04 | 9.3179 | 35.06 | 11.8507 | 33.8 | 12.1935 | 33.98 | 11.3621 | 35.6 | 12.2852 | 10.94 | 3.2647 | 32 | 10.9226 | 694 | #N/A | #N/A
| 35.6 | 13.2528 | 35.96 | 11.7256 | 35.96 | 11.8456 | 35.96 | 11.7835 | 32 | 9.5691 | 37.04 | 12.1591 | 21.2 | 6.8033 | 35.96 | 12.0694 | 26.06 | 8.5235 | 35.06 | 11.6775 | 33.8 | 12.1935 | 33.98 | 11.2323 | 37.4 | 12.72 | 10.94 | 3.2345 | 30.02 | 10.0035 | 695 | #N/A | #N/A
| 35.6 | 13.2528 | 35.96 | 12.177 | 37.04 | 12.2753 | 36.32 | 11.9004 | 30.92 | 9.3102 | 37.04 | 12.3252 | 21.2 | 6.8033 | 35.96 | 11.8964 | 24.98 | 8.0533 | 35.06 | 11.6736 | 33.8 | 12.1935 | 35.06 | 11.7959 | 37.4 | 12.72 | 10.04 | 3.0183 | 28.94 | 9.4875 | 696 | #N/A | #N/A
| 35.96 | 13.3678 | 35.96 | 12.1802 | 37.94 | 12.8196 | 35.96 | 11.8681 | 30.02 | 8.9185 | 35.96 | 12.0614 | 21.92 | 7.0671 | 35.06 | 11.3845 | 24.98 | 7.9456 | 35.96 | 11.752 | 35.6 | 12.9373 | 35.06 | 11.9606 | 37.4 | 12.72 | 8.96 | 2.7586 | 28.04 | 9.139 | 697 | #N/A | #N/A
| 37.04 | 13.6329 | 37.04 | 12.9864 | 37.04 | 12.7692 | 35.24 | 12.0417 | 28.94 | 8.4993 | 35.96 | 11.7533 | 21.92 | 7.0671 | 35.06 | 11.2574 | 24.08 | 7.7266 | 35.06 | 11.3759 | 35.6 | 13.2664 | 35.06 | 12.1305 | 37.4 | 13.3522 | 8.06 | 2.5076 | 28.04 | 9.0339 | 698 | #N/A | #N/A
| 37.94 | 13.8511 | 37.04 | 13.1734 | 37.04 | 13.1402 | 33.8 | 11.7283 | 26.96 | 8.096 | 35.06 | 11.3777 | 21.92 | 7.1454 | 33.98 | 10.8509 | 24.08 | 7.7255 | 35.06 | 11.1069 | 35.6 | 13.2664 | 33.98 | 11.6923 | 37.4 | 13.3522 | 6.98 | 2.1899 | 28.04 | 9.0132 | 699 | #N/A | #N/A
| 37.94 | 14.0596 | 37.94 | 13.3733 | 37.04 | 13.2973 | 33.8 | 11.9184 | 26.96 | 7.8799 | 33.98 | 11.1137 | 19.94 | 6.4932 | 33.08 | 10.388 | 23 | 7.4634 | 33.98 | 10.7091 | 35.6 | 13.2664 | 33.08 | 11.1666 | 39.2 | 13.7874 | 6.08 | 1.949 | 26.06 | 8.434 | 700 | #N/A | #N/A
| 37.04 | 13.6356 | 37.94 | 13.7571 | 37.04 | 13.3218 | 33.8 | 11.9207 | 26.06 | 7.5908 | 33.98 | 10.9853 | 21.02 | 6.9272 | 32 | 10.1238 | 23 | 7.4613 | 33.08 | 10.4886 | 35.6 | 13.2664 | 32 | 10.7749 | 39.2 | 13.7874 | 6.08 | 1.9205 | 26.06 | 8.4312 | 701 | #N/A | #N/A
| 37.4 | 13.6882 | 37.94 | 13.7617 | 37.94 | 13.9129 | 33.8 | 12.2484 | 26.06 | 7.5307 | 32 | 10.3622 | 19.04 | 6.3682 | 30.92 | 9.9683 | 23 | 7.4584 | 32 | 10.1172 | 37.4 | 13.7018 | 32 | 10.8546 | 41 | 14.551 | 5 | 1.6608 | 24.08 | 7.8581 | 702 | #N/A | #N/A
| 37.4 | 14.0385 | 37.94 | 13.7273 | 37.94 | 13.9158 | 32 | 11.8177 | 26.06 | 7.532 | 32 | 10.3587 | 17.06 | 5.7082 | 30.02 | 9.6399 | 23 | 7.5622 | 30.92 | 9.8538 | 37.4 | 13.7018 | 30.92 | 10.8156 | 42.8 | 15.3369 | 3.92 | 1.4016 | 23 | 7.5963 | 703 | #N/A | #N/A
| 39.02 | 14.52 | 30.92 | 10.837 | 37.94 | 13.9158 | 33.8 | 12.5752 | 24.98 | 7.4732 | 30.92 | 9.9604 | 17.06 | 5.7082 | 30.02 | 9.6374 | 23 | 7.4546 | 30.02 | 9.5108 | 37.4 | 13.7018 | 30.02 | 10.4366 | 42.8 | 15.7103 | 3.02 | 1.1632 | 24.08 | 7.8542 | 704 | #N/A | #N/A
| 39.2 | 14.8478 | 28.04 | 9.6616 | 30.92 | 10.798 | 33.8 | 12.2638 | 24.98 | 7.4736 | 30.92 | 9.9561 | 15.98 | 5.3755 | 28.94 | 9.3735 | 23 | 7.4523 | 28.94 | 9.149 | 37.4 | 13.7018 | 28.94 | 9.887 | 42.8 | 16.1083 | 1.94 | 0.90386 | 24.08 | 7.7444 | 705 | #N/A | #N/A
| 39.2 | 14.8478 | 24.08 | 7.9977 | 28.04 | 9.2706 | 33.98 | 12.5335 | 24.8 | 7.2683 | 30.02 | 9.7359 | 15.08 | 5.1581 | 28.04 | 9.0293 | 23 | 7.5543 | 28.04 | 8.9287 | 37.4 | 14.0531 | 28.04 | 9.666 | 42.8 | 16.1083 | 1.04 | 0.66222 | 23 | 7.4812 | 706 | #N/A | #N/A
| 42.08 | 15.9319 | 24.98 | 8.213 | 28.04 | 9.2706 | 33.8 | 12.2722 | 24.08 | 7.1193 | 32 | 10.3437 | 15.08 | 5.17 | 30.02 | 9.5034 | 24.08 | 7.9054 | 30.02 | 9.4033 | 39.2 | 14.8635 | 26.06 | 8.7909 | 42.8 | 15.7103 | 1.94 | 0.87845 | 23 | 7.4799 | 707 | #N/A | #N/A
| 46.94 | 18.0863 | 26.96 | 8.912 | 30.02 | 9.5144 | 33.8 | 12.5896 | 24.98 | 7.2761 | 35.06 | 11.0798 | 15.08 | 5.0885 | 33.08 | 10.2402 | 24.08 | 7.9141 | 33.08 | 10.2376 | 41 | 15.6989 | 24.08 | 8.0835 | 44.6 | 16.9686 | 5 | 1.6609 | 26.06 | 8.2155 | 708 | #N/A | #N/A
| 44.96 | 17.382 | 28.04 | 8.949 | 30.02 | 9.4145 | 33.8 | 12.5932 | 26.96 | 7.6283 | 37.04 | 11.555 | 17.96 | 5.8491 | 35.96 | 11.0552 | 24.98 | 8.1208 | 35.96 | 10.93 | 46.4 | 17.8877 | 23 | 7.7252 | 46.4 | 17.4052 | 8.06 | 2.4488 | 28.04 | 8.7971 | 709 | #N/A | #N/A
| 46.4 | 18.3498 | 28.04 | 8.3004 | 30.02 | 9.4145 | 41 | 15.8288 | 26.96 | 7.8117 | 37.94 | 11.7723 | 17.96 | 5.8491 | 37.04 | 11.1932 | 26.06 | 8.4977 | 39.02 | 11.6684 | 53.6 | 21.1815 | 23 | 7.6126 | 44.6 | 16.9686 | 14 | 3.9996 | 30.02 | 9.3671 | 710 | #N/A | #N/A
| 46.4 | 18.3498 | 28.04 | 8.1533 | 30.02 | 8.6227 | 41 | 15.8258 | 30.02 | 8.1003 | 42.08 | 12.772 | 19.94 | 6.2457 | 39.92 | 12.0105 | 26.06 | 8.5059 | 39.92 | 11.8868 | 55.4 | 22.2015 | 24.08 | 7.9854 | 44.6 | 16.9686 | 14 | 3.97 | 32 | 9.845 | 711 | #N/A | #N/A
| 46.4 | 18.3498 | 28.04 | 7.9497 | 30.02 | 8.3034 | 39.56 | 13.532 | 32 | 8.6199 | 42.08 | 12.9117 | 21.02 | 6.506 | 42.98 | 12.8562 | 28.04 | 9.0793 | 41 | 12.1468 | 57.2 | 23.2584 | 24.8 | 8.1976 | 46.4 | 17.8569 | 15.98 | 4.5148 | 32 | 9.8459 | 712 | #N/A | #N/A
| 46.94 | 18.6679 | 30.02 | 8.3714 | 30.02 | 8.3034 | 40.64 | 13.1619 | 32 | 8.6201 | 42.08 | 13.0346 | 19.94 | 5.9814 | 42.98 | 12.7491 | 30.92 | 9.7743 | 42.08 | 12.3094 | 59 | 23.6973 | 24.98 | 8.3004 | 46.4 | 17.4052 | 17.06 | 4.8146 | 35.06 | 10.5838 | 713 | #N/A | #N/A
| 46.94 | 18.6731 | 30.02 | 8.1469 | 32 | 8.7199 | 39.2 | 13.2367 | 33.08 | 8.9809 | 39.92 | 12.9661 | 21.02 | 6.1871 | 42.08 | 12.5322 | 33.98 | 10.5144 | 42.98 | 12.5266 | 59 | 24.3546 | 26.06 | 8.5606 | 44.6 | 16.9686 | 17.96 | 5.0663 | 35.96 | 10.7071 | 714 | #N/A | #N/A
| 48.02 | 19.2504 | 30.02 | 8.2009 | 33.08 | 9.101 | 35.6 | 11.3485 | 33.08 | 9.2862 | 37.94 | 12.6322 | 19.94 | 5.9273 | 37.94 | 12.0384 | 37.94 | 11.3691 | 42.98 | 12.5262 | 57.2 | 23.9152 | 28.94 | 8.7719 | 42.8 | 15.3369 | 17.96 | 5.1109 | 35.96 | 10.7073 | 715 | #N/A | #N/A
| 46.94 | 18.6798 | 28.94 | 8.0484 | 33.08 | 9.101 | 34.16 | 10.7882 | 33.08 | 9.2855 | 37.94 | 12.4881 | 19.94 | 5.9273 | 35.96 | 11.7138 | 37.94 | 10.8743 | 41 | 12.1486 | 57.2 | 23.9152 | 28.04 | 8.4594 | 42.8 | 13.7229 | 17.96 | 5.1497 | 35.96 | 10.7085 | 716 | #N/A | #N/A
| 46.94 | 18.679 | 28.04 | 7.9493 | 30.02 | 8.4886 | 31.64 | 10.0454 | 32 | 8.9647 | 37.94 | 12.8148 | 19.04 | 5.5901 | 35.06 | 11.6311 | 33.98 | 10.018 | 37.94 | 11.5344 | 57.2 | 23.9152 | 26.06 | 8.2615 | 39.2 | 13.1547 | 15.08 | 4.5487 | 33.08 | 10.0155 | 717 | #N/A | #N/A
| 46.04 | 18.2141 | 30.02 | 8.555 | 30.02 | 9.1 | 29.3 | 9.1396 | 30.92 | 8.4591 | 37.94 | 12.973 | 19.04 | 5.4901 | 35.96 | 12.3414 | 35.06 | 10.363 | 35.96 | 11.057 | 55.4 | 23.4759 | 23 | 7.7256 | 37.4 | 12.4193 | 14 | 4.247 | 32 | 9.7553 | 718 | #N/A | #N/A
| 44.96 | 17.6659 | 26.96 | 8.5632 | 28.04 | 9.038 | 31.1 | 9.3416 | 30.02 | 8.0979 | 39.92 | 13.8317 | 19.04 | 5.5425 | 37.04 | 12.7609 | 37.04 | 10.7554 | 35.06 | 11.0823 | 57.2 | 23.9152 | 21.02 | 7.1348 | 37.4 | 12.1409 | 14 | 4.2902 | 30.92 | 9.5887 | 719 | #N/A | #N/A
| 46.4 | 18.3498 | 19.04 | 6.0447 | 23 | 6.927 | 28.04 | 8.5849 | 28.04 | 7.7179 | 39.92 | 13.9898 | 19.94 | 5.7586 | 39.02 | 13.4383 | 37.04 | 10.7554 | 35.96 | 11.2993 | 59 | 24.3546 | 26.06 | 8.0722 | 37.4 | 12.1409 | 12.92 | 4.0311 | 30.92 | 9.7063 | 720 | #N/A | #N/A
| 46.4 | 18.3498 | 15.08 | 4.5495 | 17.96 | 5.5131 | 27.14 | 8.0763 | 26.06 | 7.3475 | 41 | 14.2531 | 19.04 | 5.5888 | 39.92 | 13.9963 | 37.94 | 10.9715 | 35.96 | 11.2999 | 59 | 24.3546 | 26.96 | 7.9501 | 35.6 | 11.4491 | 14 | 4.2916 | 32 | 10.1955 | 721 | #N/A | #N/A
| 50 | 20.2821 | 10.04 | 2.9259 | 12.92 | 3.7087 | 25.16 | 7.5702 | 24.08 | 6.8117 | 42.08 | 14.7109 | 19.04 | 5.5888 | 41 | 14.2597 | 35.06 | 10.4675 | 37.94 | 11.9189 | 59 | 24.3546 | 24.98 | 7.4076 | 35.6 | 11.4491 | 14 | 4.292 | 33.98 | 10.4435 | 722 | #N/A | #N/A
| 46.4 | 18.3498 | 6.98 | 2.0893 | 8.96 | 2.5627 | 25.16 | 7.7469 | 21.92 | 6.2917 | 42.98 | 14.929 | 17.96 | 5.5018 | 41 | 13.7229 | 33.08 | 10.1983 | 39.02 | 12.302 | 59 | 24.3546 | 24.08 | 7.0561 | 33.8 | 10.5572 | 14 | 4.25 | 33.98 | 10.4448 | 723 | #N/A | #N/A
| 48.2 | 19.2994 | 5 | 1.5701 | 8.06 | 2.3462 | 26.24 | 8.2531 | 21.02 | 6.0748 | 42.98 | 14.9313 | 17.96 | 5.6274 | 42.08 | 13.9842 | 32 | 10.0387 | 39.92 | 12.3966 | 57.2 | 23.9152 | 24.08 | 6.9331 | 33.8 | 10.354 | 12.92 | 3.9418 | 33.98 | 10.4453 | 724 | #N/A | #N/A
| 48.2 | 19.2994 | 3.92 | 1.3103 | 8.06 | 2.3462 | 27.32 | 8.7144 | 19.94 | 5.8145 | 44.06 | 14.8376 | 17.96 | 5.7004 | 41 | 13.5638 | 32 | 10.0389 | 39.92 | 12.2556 | 57.2 | 23.2584 | 21.02 | 6.1961 | 33.8 | 10.1664 | 10.94 | 3.427 | 33.98 | 10.4455 | 725 | #N/A | #N/A
| 48.2 | 19.2994 | 3.92 | 1.3101 | 6.98 | 2.0861 | 28.04 | 9.2545 | 19.94 | 5.8729 | 44.96 | 15.4088 | 17.06 | 5.4837 | 42.08 | 13.9831 | 30.92 | 10.0142 | 39.92 | 12.398 | 57.2 | 23.2584 | 19.94 | 5.9359 | 33.8 | 9.9933 | 8.96 | 2.951 | 35.06 | 10.7055 | 726 | #N/A | #N/A
| 50 | 20.2821 | 3.02 | 1.0937 | 6.08 | 1.8457 | 28.04 | 9.4625 | 19.04 | 5.6561 | 44.06 | 15.5732 | 17.06 | 5.5476 | 42.98 | 14.5841 | 30.02 | 9.9355 | 39.92 | 12.3986 | 57.2 | 23.2584 | 19.04 | 5.6568 | 32 | 9.5599 | 8.96 | 2.9509 | 35.06 | 10.7058 | 727 | #N/A | #N/A
| 48.2 | 19.2994 | 3.02 | 1.0717 | 6.08 | 1.8457 | 30.02 | 10.4556 | 19.04 | 5.6554 | 41 | 14.8331 | 17.06 | 5.5476 | 42.08 | 14.5247 | 28.94 | 9.6753 | 39.92 | 12.5214 | 55.4 | 22.8196 | 17.96 | 5.3959 | 30.2 | 9.1265 | 6.08 | 2.2141 | 35.06 | 10.7055 | 728 | #N/A | #N/A
| 50 | 20.1359 | 1.94 | 0.81214 | 5 | 1.5669 | 31.1 | 10.8041 | 17.96 | 5.4573 | 37.94 | 13.7141 | 17.96 | 6.0949 | 41 | 14.4592 | 28.94 | 9.6755 | 39.02 | 12.4571 | 55.4 | 22.2015 | 17.06 | 5.179 | 30.2 | 8.8202 | 6.08 | 2.2138 | 35.06 | 10.8065 | 729 | #N/A | #N/A
| 51.98 | 21.6384 | 1.94 | 0.8119 | 5 | 1.5666 | 32.36 | 11.5966 | 19.04 | 5.6544 | 39.02 | 14.3529 | 17.06 | 5.9005 | 41 | 14.4579 | 30.02 | 10.079 | 39.02 | 12.4562 | 55.4 | 22.8196 | 12.92 | 4.1238 | 30.2 | 8.8202 | 3.02 | 1.5222 | 33.98 | 10.5453 | 730 | #N/A | #N/A
| 53.6 | 21.738 | 3.02 | 1.0709 | 5 | 1.5666 | 33.44 | 11.9917 | 19.04 | 5.6534 | 44.06 | 16.1727 | 19.4 | 6.7014 | 42.98 | 14.9359 | 30.92 | 10.4197 | 39.92 | 12.6733 | 55.4 | 22.8196 | 12.92 | 4.123 | 28.4 | 8.387 | 3.02 | 1.5218 | 33.08 | 10.4559 | 731 | #N/A | #N/A
| 53.6 | 22.354 | 3.92 | 1.3273 | 6.08 | 1.8442 | 23 | 7.0047 | 21.02 | 6.1292 | 48.92 | 16.75 | 23 | 7.5772 | 46.04 | 15.4813 | 35.96 | 11.2286 | 42.08 | 13.3279 | 57.2 | 24.6122 | 19.94 | 5.9305 | 30.2 | 8.8202 | 10.94 | 3.5126 | 35.06 | 11.0436 | 732 | #N/A | #N/A
| 51.8 | 21.2996 | 6.98 | 2.0861 | 8.96 | 2.5849 | 24.8 | 7.5038 | 23 | 6.6045 | 50 | 16.799 | 24.08 | 7.8373 | 48.02 | 15.6201 | 39.02 | 11.9654 | 44.06 | 13.8073 | 55.4 | 22.8196 | 21.02 | 6.2436 | 30.2 | 8.8202 | 15.98 | 4.592 | 39.02 | 11.9985 | 733 | #N/A | #N/A
| 51.8 | 20.7201 | 10.04 | 2.8966 | 8.96 | 2.5849 | 27.32 | 7.9619 | 26.96 | 7.4514 | 50 | 16.8027 | 24.08 | 7.8373 | 48.92 | 15.6404 | 42.08 | 12.8422 | 48.02 | 14.9326 | 51.8 | 20.1966 | 23 | 6.72 | 30.2 | 8.6848 | 19.94 | 5.6271 | 42.98 | 13.0935 | 734 | #N/A | #N/A
| 50 | 17.3352 | 12.02 | 3.4282 | 12.92 | 3.5362 | 28.76 | 8.2837 | 28.04 | 7.6163 | 51.08 | 17.0665 | 26.96 | 8.5584 | 50 | 15.7448 | 46.04 | 13.9434 | 51.98 | 15.8922 | 50 | 17.1028 | 24.98 | 7.1437 | 32 | 9.2533 | 24.08 | 6.8752 | 48.02 | 14.4575 | 735 | #N/A | #N/A
| 51.98 | 18.0429 | 12.92 | 3.5608 | 15.08 | 4.0299 | 33.44 | 9.514 | 30.02 | 8.0443 | 51.08 | 17.4658 | 28.04 | 8.7939 | 51.08 | 16.5519 | 48.02 | 14.5489 | 55.04 | 16.7812 | 46.4 | 15.879 | 26.06 | 7.4047 | 32 | 9.2533 | 26.06 | 7.4146 | 51.08 | 15.325 | 736 | #N/A | #N/A
| 50 | 16.5457 | 14 | 3.8487 | 15.08 | 4.0299 | 31.46 | 8.9717 | 32 | 8.5696 | 50 | 17.2059 | 28.04 | 8.9056 | 50 | 16.4508 | 48.02 | 14.7096 | 57.02 | 17.2614 | 48.2 | 16.3144 | 28.04 | 7.8811 | 33.8 | 9.8336 | 26.06 | 7.2932 | 53.06 | 16.1043 | 737 | #N/A | #N/A
| 48.02 | 15.5055 | 14 | 3.8487 | 17.06 | 4.5058 | 32.36 | 9.2265 | 33.08 | 8.7807 | 48.92 | 17.1717 | 28.04 | 8.9059 | 51.98 | 17.1289 | 48.02 | 14.848 | 57.92 | 17.6644 | 46.4 | 15.2382 | 28.94 | 8.22 | 33.8 | 9.9933 | 26.06 | 7.2928 | 51.98 | 16.0187 | 738 | #N/A | #N/A
| 44.96 | 14.4113 | 14 | 3.8206 | 17.96 | 4.7473 | 33.26 | 9.3775 | 33.08 | 8.8722 | 46.94 | 16.6922 | 28.04 | 8.7941 | 50 | 16.4512 | 50 | 15.4988 | 59 | 18.0838 | 44.6 | 14.4762 | 28.94 | 8.1518 | 32 | 9.4003 | 26.06 | 7.2924 | 51.08 | 15.9539 | 739 | #N/A | #N/A
| 42.08 | 13.3904 | 12.92 | 3.5889 | 17.96 | 4.7473 | 30.38 | 8.659 | 32 | 8.667 | 44.06 | 16.1888 | 28.04 | 8.7941 | 46.04 | 15.4924 | 44.06 | 14.2162 | 53.06 | 16.6488 | 41 | 13.3043 | 28.04 | 8.0626 | 33.8 | 9.9933 | 24.08 | 6.8163 | 50 | 15.8839 | 740 | #N/A | #N/A
| 41 | 12.8322 | 12.92 | 3.5604 | 15.98 | 4.2711 | 29.66 | 8.6147 | 30.92 | 8.4545 | 39.92 | 14.7639 | 26.96 | 8.6438 | 42.98 | 15.1177 | 37.04 | 12.5217 | 48.92 | 15.6475 | 39.2 | 12.8698 | 26.06 | 7.8794 | 32 | 9.2533 | 23 | 6.5563 | 48.02 | 15.2149 | 741 | #N/A | #N/A
| 39.2 | 11.9409 | 11.12 | 3.18 | 14.54 | 3.9796 | 23.9 | 7.4878 | 30.74 | 8.6454 | 41 | 15.3705 | 27.32 | 8.8746 | 42.98 | 16.1379 | 41.54 | 13.642 | 42.44 | 14.213 | 38.84 | 12.0509 | 27.68 | 8.6933 | 32.36 | 9.6136 | 17.24 | 5.2199 | 42.26 | 13.5288 | 742 | #N/A | #N/A
| 37.76 | 11.2635 | 11.12 | 3.1749 | 14.18 | 3.9028 | 22.64 | 7.247 | 30.38 | 8.6183 | 42.26 | 15.8765 | 27.5 | 8.9387 | 42.98 | 16.3058 | 42.62 | 13.9661 | 41.54 | 14.2782 | 37.76 | 11.358 | 28.76 | 9.1219 | 32.36 | 9.6136 | 15.98 | 4.9577 | 40.28 | 13.1104 | 743 | #N/A | #N/A
| 35.96 | 10.5398 | 10.94 | 3.1266 | 14 | 3.8643 | 22.1 | 7.2165 | 30.38 | 8.7845 | 43.88 | 16.5187 | 28.58 | 9.2825 | 43.16 | 16.5219 | 42.26 | 13.8808 | 41 | 14.4067 | 35.96 | 10.5558 | 30.02 | 9.6487 | 32.9 | 9.7436 | 15.98 | 4.9682 | 39.2 | 12.9999 | 744 | #N/A | #N/A
| 37.22 | 11.4099 | 10.76 | 3.0735 | 14 | 3.8643 | 16.34 | 5.2959 | 24.26 | 6.9844 | 38.48 | 13.8357 | 33.08 | 11.1154 | 35.42 | 12.7792 | 31.82 | 9.9153 | 41.54 | 14.8813 | 38.3 | 11.6959 | 24.8 | 7.9756 | 35.96 | 11.1664 | 12.92 | 4.0383 | 28.94 | 9.1905 | 745 | #N/A | #N/A
| 39.56 | 12.9161 | 10.22 | 2.939 | 14 | 3.8594 | 8.6 | 2.9797 | 18.5 | 5.3315 | 33.26 | 11.4565 | 37.76 | 13.2126 | 28.22 | 9.6541 | 21.2 | 6.4113 | 42.98 | 15.6739 | 41 | 13.3043 | 19.58 | 6.3405 | 38.66 | 12.8495 | 9.5 | 3.0245 | 19.94 | 6.1886 | 746 | #N/A | #N/A
| 42.08 | 14.7489 | 9.68 | 2.8093 | 13.82 | 3.8161 | 0.5 | 0.70438 | 12.74 | 3.7441 | 28.22 | 9.3131 | 42.8 | 15.6425 | 21.74 | 7.1706 | 10.76 | 3.3394 | 43.34 | 15.9205 | 44.6 | 15.6168 | 15.26 | 5.0139 | 42.08 | 14.8994 | 3.2 | 1.328 | 10.94 | 3.4543 | 747 | #N/A | #N/A
| 44.78 | 16.7949 | 8.96 | 2.6411 | 13.28 | 3.6913 | -8.14 | -1.5983 | 6.62 | 2.0653 | 23 | 7.2986 | 47.3 | 18.0187 | 15.44 | 4.9896 | 1.04 | 0.6716 | 43.88 | 16.1741 | 49.1 | 18.543 | 11.12 | 3.799 | 45.68 | 17.2658 | -2.56 | -0.1874 | 1.76 | 0.88654 | 748 | #N/A | #N/A
| 44.96 | 16.8 | 8.24 | 2.4779 | 12.74 | 3.5766 | -10.48 | -2.1709 | 6.26 | 1.9882 | 24.26 | 7.6343 | 47.84 | 18.2934 | 17.42 | 5.5441 | 1.94 | 0.88771 | 44.24 | 16.2651 | 49.1 | 18.4498 | 13.46 | 4.4707 | 46.22 | 17.4012 | -5.8 | -0.98237 | 1.76 | 0.88646 | 749 | #N/A | #N/A
| 45.14 | 16.7213 | 8.06 | 2.4346 | 12.02 | 3.4035 | -8.32 | -1.627 | 5.72 | 1.8584 | 25.34 | 7.9517 | 47.48 | 18.069 | 18.68 | 5.9169 | 2.48 | 1.0302 | 44.42 | 16.2716 | 49.64 | 18.4433 | 15.62 | 5.1398 | 46.22 | 17.3172 | -9.04 | -1.7845 | 1.4 | 0.79081 | 750 | #N/A | #N/A
| 45.5 | 16.6459 | 7.88 | 2.3912 | 11.48 | 3.2635 | -5.62 | -0.94775 | 5.18 | 1.7286 | 26.06 | 8.2532 | 46.94 | 17.7552 | 19.76 | 6.2911 | 2.48 | 1.0432 | 44.96 | 16.3642 | 49.64 | 18.3083 | 16.88 | 5.5407 | 45.68 | 17.1015 | -9.76 | -1.9727 | 1.04 | 0.69523 | 751 | #N/A | #N/A
| 45.68 | 16.7303 | 8.06 | 2.4245 | 11.12 | 3.167 | -3.28 | -0.36113 | 5.18 | 1.7331 | 26.42 | 8.6299 | 46.76 | 17.5768 | 20.3 | 6.5887 | 2.48 | 1.0612 | 45.68 | 16.4605 | 49.1 | 18.0887 | 17.6 | 5.8322 | 45.5 | 16.9307 | -9.94 | -2.0086 | 1.04 | 0.69062 | 752 | #N/A | #N/A
| 46.04 | 16.8982 | 8.96 | 2.6503 | 11.66 | 3.2965 | 0.14 | 0.48632 | 6.08 | 1.9638 | 26.6 | 8.9349 | 46.76 | 17.4436 | 21.2 | 6.998 | 3.02 | 1.2095 | 46.94 | 16.7258 | 49.64 | 18.2196 | 19.4 | 6.4632 | 45.68 | 16.9737 | -7.24 | -1.3288 | 1.76 | 0.87221 | 753 | #N/A | #N/A
| 46.04 | 16.5004 | 8.06 | 2.4196 | 10.94 | 3.1091 | -0.22 | 0.4 | 5 | 1.685 | 26.6 | 8.8272 | 46.04 | 17.1818 | 21.2 | 6.9645 | 1.94 | 0.93136 | 46.04 | 16.5089 | 50 | 18.307 | 17.6 | 5.7965 | 44.96 | 16.6755 | -11.92 | -2.5339 | -0.04 | 0.41392 | 754 | #N/A | #N/A
| 44.96 | 16.6761 | 8.96 | 2.6355 | 10.94 | 3.1091 | -2.02 | -0.067222 | 6.08 | 1.9686 | 26.6 | 9.2846 | 46.94 | 17.6188 | 21.2 | 7.1372 | 1.04 | 0.74341 | 46.94 | 16.7253 | 48.2 | 17.8704 | 19.4 | 6.5362 | 46.04 | 16.9344 | -7.06 | -1.2604 | 1.94 | 0.91531 | 755 | #N/A | #N/A
| 46.04 | 17.19 | 10.94 | 3.1664 | 14 | 3.8989 | 4.1 | 1.4554 | 8.06 | 2.475 | 26.6 | 9.2846 | 48.02 | 17.877 | 23 | 7.758 | 5 | 1.7192 | 50 | 17.4643 | 50 | 18.307 | 23 | 7.7846 | 46.94 | 17.4039 | -0.04 | 0.53092 | 3.92 | 1.4135 | 756 | #N/A | #N/A
| 48.92 | 17.8884 | 14 | 3.9288 | 17.06 | 4.6952 | 8.24 | 2.4687 | 10.04 | 2.9778 | 28.4 | 9.7188 | 50 | 18.6292 | 24.8 | 8.1916 | 6.98 | 2.2536 | 55.94 | 18.9037 | 51.8 | 18.7435 | 23 | 7.764 | 48.02 | 17.6652 | 8.06 | 2.4456 | 6.08 | 2.0184 | 757 | #N/A | #N/A
| 51.98 | 18.6335 | 15.98 | 4.4685 | 17.06 | 4.6952 | 11.3 | 3.2874 | 12.02 | 3.5175 | 28.4 | 9.976 | 50 | 18.6292 | 24.8 | 8.3946 | 10.04 | 3.0538 | 60.98 | 20.3245 | 53.6 | 19.1801 | 24.8 | 8.4012 | 50 | 18.1491 | 10.94 | 3.1957 | 10.04 | 3.0332 | 758 | #N/A | #N/A
| 53.06 | 18.9004 | 17.96 | 4.9827 | 19.94 | 5.4178 | 14.18 | 4.0509 | 15.08 | 4.2534 | 30.2 | 10.4103 | 51.08 | 18.8966 | 26.6 | 9.0483 | 12.02 | 3.6091 | 64.04 | 21.3139 | 53.6 | 19.1801 | 28.4 | 9.728 | 51.98 | 18.6336 | 14 | 4.0337 | 10.94 | 3.2808 | 759 | #N/A | #N/A
| 51.98 | 18.3849 | 19.04 | 5.2428 | 21.92 | 5.8939 | 17.6 | 4.988 | 17.06 | 4.7675 | 33.8 | 11.8584 | 51.08 | 18.627 | 28.4 | 9.7202 | 15.08 | 4.3803 | 66.92 | 22.0139 | 55.4 | 19.1888 | 28.4 | 9.986 | 50 | 18.1534 | 17.06 | 4.7694 | 12.92 | 3.837 | 760 | #N/A | #N/A
| 51.98 | 18.3813 | 21.02 | 5.7588 | 21.92 | 5.8939 | 18.68 | 5.2267 | 17.96 | 4.984 | 33.8 | 11.8584 | 51.08 | 18.8986 | 28.4 | 9.7202 | 15.98 | 4.6419 | 62.06 | 20.58 | 55.4 | 19.1888 | 30.2 | 10.4203 | 50 | 17.896 | 19.04 | 5.286 | 15.08 | 4.3925 | 761 | #N/A | #N/A
| 51.08 | 18.4159 | 21.02 | 5.7588 | 23 | 6.1918 | 19.58 | 5.4085 | 19.04 | 5.2437 | 33.08 | 11.7765 | 48.92 | 18.1005 | 30.2 | 10.4119 | 14 | 4.1216 | 60.08 | 19.4838 | 53.6 | 18.7526 | 30.2 | 10.4203 | 48.92 | 17.626 | 19.04 | 5.286 | 12.92 | 3.8737 | 762 | #N/A | #N/A
| 48.92 | 17.6337 | 21.02 | 5.759 | 23 | 6.1917 | 19.04 | 5.2787 | 19.04 | 5.2437 | 33.8 | 11.8584 | 46.94 | 17.6182 | 30.2 | 10.6902 | 15.08 | 4.3809 | 55.94 | 16.2731 | 50 | 17.8801 | 32 | 11.1338 | 48.92 | 17.619 | 19.04 | 5.2861 | 15.08 | 4.3927 | 763 | #N/A | #N/A
| 51.08 | 18.1466 | 19.94 | 5.4993 | 23 | 6.1917 | 17.24 | 4.8669 | 17.96 | 4.9841 | 33.8 | 11.8584 | 46.94 | 17.6182 | 32 | 11.4255 | 12.92 | 3.8619 | 53.06 | 15.6972 | 46.4 | 17.0076 | 33.8 | 11.8701 | 48.92 | 16.3806 | 17.06 | 4.77 | 14 | 4.097 | 764 | #N/A | #N/A
| 51.08 | 18.142 | 17.06 | 4.8069 | 21.02 | 5.7901 | 13.82 | 3.9845 | 17.06 | 4.8074 | 33.8 | 11.8584 | 48.02 | 18.1361 | 33.98 | 11.9921 | 8.06 | 2.6584 | 51.08 | 15.5059 | 46.4 | 17.4339 | 33.8 | 11.8701 | 48.02 | 16.1578 | 15.08 | 4.2562 | 12.02 | 3.58 | 765 | #N/A | #N/A
| 51.98 | 16.3826 | 17.06 | 4.8068 | 21.02 | 5.7899 | 12.2 | 3.5637 | 15.98 | 4.5078 | 33.08 | 11.775 | 48.02 | 17.6417 | 33.8 | 11.8603 | 6.08 | 2.1824 | 50 | 15.4092 | 46.4 | 16.6073 | 33.8 | 11.8701 | 46.94 | 15.8915 | 8.96 | 2.8233 | 10.04 | 3.1043 | 766 | #N/A | #N/A
| 48.92 | 15.6375 | 15.98 | 4.5471 | 21.02 | 5.7899 | 12.92 | 3.7426 | 14 | 4.032 | 33.8 | 11.8584 | 48.02 | 17.383 | 33.08 | 11.6167 | 3.02 | 1.4468 | 48.02 | 14.9289 | 50 | 15.4768 | 32 | 11.4354 | 46.04 | 16.0475 | 5 | 1.8339 | 8.96 | 2.8446 | 767 | #N/A | #N/A
| 48.92 | 15.6344 | 15.08 | 4.3308 | 19.04 | 5.2791 | 6.08 | 2.075 | 12.92 | 3.8121 | 33.8 | 11.8584 | 46.94 | 16.8748 | 33.08 | 11.6174 | 1.04 | 0.97123 | 46.94 | 14.4969 | 50 | 15.4768 | 32 | 11.1338 | 44.96 | 15.2062 | 1.94 | 1.0988 | 8.06 | 2.6283 | 768 | #N/A | #N/A
| 46.04 | 15.1337 | 15.08 | 4.3309 | 17.96 | 5.0544 | 9.32 | 2.8967 | 10.94 | 3.3365 | 33.8 | 11.8584 | 44.96 | 15.9685 | 30.2 | 10.6902 | 1.04 | 0.93084 | 46.04 | 14.1428 | 48.2 | 15.3456 | 32 | 11.1338 | 44.96 | 15.2031 | -0.04 | 0.62321 | 8.06 | 2.6285 | 769 | #N/A | #N/A
| 44.06 | 14.833 | 14 | 4.0713 | 17.96 | 5.0544 | 8.24 | 2.6247 | 10.94 | 3.3365 | 33.8 | 11.8584 | 44.96 | 15.9685 | 28.04 | 9.6282 | -0.04 | 0.67144 | 42.98 | 13.2484 | 46.4 | 14.6078 | 33.8 | 11.8701 | 42.98 | 14.9162 | -2.92 | -0.13264 | 6.98 | 2.3692 | 770 | #N/A | #N/A
| 42.08 | 14.3531 | 12.92 | 3.8116 | 17.06 | 4.8815 | 5.9 | 2.075 | 6.08 | 2.1686 | 33.8 | 11.8584 | 44.96 | 15.4015 | 28.04 | 9.5067 | -4 | -0.38314 | 42.08 | 13.0307 | 44.6 | 13.8928 | 33.8 | 11.8701 | 42.08 | 14.3424 | -4 | -0.41912 | 6.08 | 2.114 | 771 | #N/A | #N/A
| 42.08 | 14.3515 | 10.94 | 3.3707 | 15.98 | 4.622 | -6.52 | -1.1169 | 8.96 | 2.8608 | 33.8 | 11.8584 | 44.06 | 15.1819 | 28.4 | 9.7202 | -5.98 | -0.91754 | 35.06 | 11.3347 | 42.8 | 13.4585 | 33.8 | 11.8701 | 42.08 | 14.4975 | -5.08 | -0.70927 | 5 | 1.8547 | 772 | #N/A | #N/A
| 39.92 | 13.4468 | 10.04 | 3.1543 | 15.98 | 4.622 | -6.88 | -1.2076 | 6.08 | 2.1686 | 33.8 | 12.1831 | 42.08 | 14.5063 | 28.94 | 9.999 | -7.06 | -1.2016 | 30.02 | 9.8557 | 41 | 13.3043 | 33.8 | 11.8701 | 39.92 | 13.9714 | -5.08 | -0.76161 | 6.08 | 2.1532 | 773 | #N/A | #N/A
| 37.94 | 12.9654 | 8.96 | 2.8952 | 15.98 | 4.6224 | -5.8 | -0.93477 | 5 | 1.9094 | 33.8 | 12.1831 | 42.08 | 14.3449 | 30.2 | 10.4119 | -5.98 | -0.91734 | 28.04 | 9.3773 | 39.2 | 13.172 | 33.8 | 11.8701 | 33.08 | 11.6259 | -5.08 | -0.73356 | 3.92 | 1.6346 | 774 | #N/A | #N/A
| 33.08 | 11.3058 | 8.96 | 2.895 | 15.08 | 4.4921 | -6.88 | -1.2205 | 5 | 1.9092 | 33.8 | 12.1831 | 39.92 | 13.8207 | 33.8 | 11.8603 | -7.06 | -1.1765 | 26.06 | 8.7642 | 37.4 | 12.7373 | 33.8 | 11.8701 | 28.04 | 9.511 | -5.98 | -0.94964 | 6.08 | 2.1536 | 775 | #N/A | #N/A
| 30.02 | 10.3976 | 8.96 | 2.8952 | 15.08 | 4.4921 | -4.9 | -0.69052 | 5 | 1.9094 | 35.96 | 13.0175 | 39.92 | 13.8207 | 33.98 | 12.2019 | -5.98 | -0.94196 | 26.06 | 8.8942 | 35.6 | 12.3026 | 33.8 | 11.8701 | 26.06 | 8.7589 | -5.08 | -0.73342 | 6.98 | 2.411 | 776 | #N/A | #N/A
| 28.94 | 10.0023 | 8.06 | 2.6787 | 15.08 | 4.4442 | -5.62 | -0.88685 | 1.94 | 1.1344 | 35.96 | 13.2151 | 35.96 | 12.6715 | 33.8 | 12.1852 | -7.96 | -1.4174 | 24.98 | 8.3941 | 32 | 11.1317 | 33.8 | 11.8701 | 24.98 | 8.3909 | -4 | -0.47401 | 5 | 1.8943 | 777 | #N/A | #N/A
| 28.04 | 9.6305 | 8.06 | 2.7226 | 15.08 | 4.4444 | -5.98 | -0.98225 | 3.02 | 1.4339 | 35.96 | 13.0297 | 35.06 | 12.2547 | 33.8 | 12.1852 | -7.06 | -1.2294 | 24.08 | 8.0537 | 28.4 | 9.7262 | 33.98 | 12.0235 | 24.08 | 8.1717 | -5.08 | -0.73333 | 3.92 | 1.6346 | 778 | #N/A | #N/A
| 33.98 | 11.655 | 10.04 | 3.1987 | 15.08 | 4.4444 | -4.9 | -0.69982 | 3.92 | 1.6849 | 37.04 | 13.6634 | 39.92 | 14.1525 | 35.96 | 12.8842 | -5.98 | -0.88502 | 28.04 | 9.6255 | 28.4 | 9.7262 | 33.8 | 11.8701 | 35.06 | 12.2433 | -2.92 | -0.15906 | 6.08 | 2.1949 | 779 | #N/A | #N/A
| 42.98 | 13.3798 | 14 | 4.1895 | 19.04 | 5.4449 | 1.4 | 1.0015 | 8.96 | 2.9405 | 37.94 | 14.1044 | 44.96 | 15.3656 | 35.06 | 12.6751 | -0.94 | 0.49734 | 39.02 | 12.4213 | 35.6 | 12.0007 | 35.06 | 12.6812 | 42.08 | 14.466 | 3.02 | 1.4375 | 10.04 | 3.2679 | 780 | #N/A | #N/A
| 44.06 | 13.4846 | 17.96 | 5.2327 | 19.94 | 5.7042 | 8.96 | 3.0224 | 14 | 4.2395 | 39.2 | 14.4761 | 46.94 | 14.9536 | 35.6 | 12.9284 | 6.08 | 2.3533 | 46.04 | 13.6996 | 42.8 | 13.1991 | 35.6 | 12.9399 | 42.08 | 14.3062 | 10.04 | 3.2424 | 14 | 4.135 | 781 | #N/A | #N/A
| 46.94 | 14.0584 | 21.02 | 5.9692 | 19.94 | 5.7042 | 18.68 | 5.2508 | 17.96 | 5.2346 | 41 | 15.2858 | 46.94 | 14.9536 | 37.4 | 13.6923 | 12.92 | 3.9985 | 46.94 | 13.783 | 44.6 | 13.6332 | 35.6 | 12.9399 | 44.06 | 14.6038 | 19.04 | 5.3678 | 17.06 | 4.8709 | 782 | #N/A | #N/A
| 48.02 | 14.1797 | 24.98 | 6.8811 | 26.96 | 7.2218 | 22.28 | 6.2102 | 21.92 | 6.1461 | 44.6 | 16.9817 | 48.02 | 14.8899 | 37.4 | 13.3636 | 19.04 | 5.5688 | 48.92 | 14.1543 | 46.4 | 13.605 | 37.4 | 13.7047 | 44.96 | 14.8229 | 21.92 | 6.0615 | 21.92 | 6.0403 | 783 | #N/A | #N/A
| 46.94 | 14.0581 | 26.96 | 7.3094 | 30.92 | 8.1747 | 24.98 | 6.9459 | 24.08 | 6.6181 | 48.2 | 19.3022 | 48.92 | 14.8082 | 37.4 | 13.6923 | 26.96 | 7.4202 | 51.08 | 14.6748 | 46.4 | 13.605 | 37.4 | 13.7047 | 46.04 | 15.2626 | 26.06 | 7.097 | 24.08 | 6.6463 | 784 | #N/A | #N/A
| 46.94 | 13.7849 | 28.94 | 7.7869 | 30.92 | 8.1747 | 28.4 | 7.8721 | 26.06 | 7.1443 | 44.6 | 16.9817 | 48.92 | 14.2605 | 39.02 | 14.1961 | 28.94 | 8.0601 | 51.08 | 14.5533 | 48.2 | 14.0388 | 37.94 | 13.9484 | 44.96 | 14.6254 | 30.02 | 8.1962 | 26.96 | 7.5388 | 785 | #N/A | #N/A
| 48.02 | 14.0459 | 32 | 8.5725 | 35.06 | 9.3469 | 30.92 | 8.7525 | 30.02 | 8.0975 | 39.2 | 14.8498 | 46.94 | 14.3305 | 39.02 | 14.1999 | 30.02 | 8.647 | 50 | 14.2937 | 48.2 | 14.261 | 37.04 | 13.559 | 44.96 | 14.146 | 32 | 9.0256 | 26.96 | 7.7211 | 786 | #N/A | #N/A
| 46.94 | 13.7831 | 32 | 8.718 | 35.06 | 9.4487 | 29.66 | 8.5249 | 30.02 | 8.1954 | 37.94 | 14.1521 | 44.96 | 14.2927 | 37.04 | 13.3526 | 30.02 | 8.7145 | 50 | 14.2917 | 46.4 | 13.8271 | 35.96 | 12.9411 | 44.06 | 13.4768 | 33.08 | 9.5098 | 26.96 | 7.9321 | 787 | #N/A | #N/A
| 42.08 | 13.0025 | 32 | 8.84 | 35.06 | 9.4487 | 30.2 | 8.802 | 30.92 | 8.7042 | 37.04 | 13.5463 | 44.96 | 14.2927 | 33.08 | 11.8484 | 30.02 | 8.799 | 46.04 | 13.3358 | 44.6 | 13.3931 | 35.6 | 12.9399 | 37.94 | 11.9987 | 30.92 | 8.8428 | 26.06 | 7.7168 | 788 | #N/A | #N/A
| 35.96 | 11.5242 | 33.08 | 9.2829 | 33.98 | 9.6331 | 31.46 | 9.3293 | 30.92 | 8.9052 | 35.96 | 13.2837 | 37.94 | 12.7715 | 32 | 11.4247 | 30.02 | 8.9634 | 35.06 | 10.6884 | 39.2 | 12.0913 | 35.6 | 12.6308 | 33.98 | 11.041 | 32 | 9.4138 | 26.06 | 7.8689 | 789 | #N/A | #N/A
| 32 | 10.307 | 32 | 9.1639 | 33.98 | 9.7155 | 30.74 | 9.2531 | 30.92 | 8.9874 | 35.06 | 12.7015 | 33.98 | 11.3249 | 30.02 | 10.4438 | 30.02 | 9.063 | 30.92 | 9.8098 | 35.6 | 11.2234 | 30.2 | 10.6993 | 28.94 | 9.702 | 30.92 | 9.2486 | 26.96 | 8.2525 | 790 | #N/A | #N/A
| 28.04 | 9.2193 | 32 | 9.3177 | 33.98 | 9.7155 | 30.2 | 9.1236 | 30.92 | 9.1485 | 32 | 11.4157 | 33.98 | 11.488 | 28.94 | 9.8924 | 30.02 | 9.3443 | 26.96 | 8.7334 | 35.6 | 11.4626 | 30.2 | 10.4203 | 30.92 | 10.449 | 30.92 | 9.2493 | 26.96 | 8.2541 | 791 | #N/A | #N/A
| 28.04 | 9.2185 | 33.08 | 9.6667 | 33.98 | 9.97 | 30.38 | 9.3747 | 32 | 9.5024 | 30.92 | 10.9703 | 33.08 | 11.412 | 28.4 | 9.7202 | 28.94 | 8.882 | 28.04 | 9.1135 | 30.2 | 9.9216 | 26.06 | 8.8041 | 33.98 | 11.623 | 30.92 | 9.4343 | 26.96 | 8.4368 | 792 | #N/A | #N/A
| 26.96 | 8.9587 | 33.08 | 9.7593 | 33.98 | 10.0494 | 30.2 | 9.3856 | 32 | 9.6858 | 30.2 | 10.6885 | 32 | 11.1499 | 26.6 | 9.0483 | 28.94 | 8.9925 | 26.06 | 8.6375 | 28.4 | 9.4877 | 23 | 7.764 | 33.08 | 11.407 | 30.92 | 9.4333 | 28.4 | 8.9455 | 793 | #N/A | #N/A
| 26.96 | 9.0923 | 33.08 | 9.8399 | 33.98 | 10.0494 | 29.3 | 9.4224 | 30.92 | 9.5134 | 28.4 | 9.976 | 32 | 11.1499 | 24.8 | 8.1916 | 32 | 10.8242 | 28.94 | 9.5692 | 26.6 | 9.0538 | 21.2 | 7.1427 | 35.06 | 11.8861 | 30.02 | 9.5169 | 28.04 | 8.8902 | 794 | #N/A | #N/A
| 26.96 | 9.0928 | 33.08 | 9.9405 | 35.06 | 10.4986 | 29.84 | 9.5312 | 30.92 | 9.5109 | 24.8 | 8.3934 | 37.04 | 13.4278 | 24.08 | 8.0802 | 30.92 | 10.5613 | 30.02 | 10.0883 | 30.2 | 10.1603 | 21.92 | 7.2662 | 35.06 | 11.8864 | 30.92 | 9.6335 | 28.04 | 8.8889 | 795 | #N/A | #N/A
| 28.04 | 9.4923 | 32 | 9.5755 | 35.06 | 10.497 | 29.84 | 9.51 | 28.94 | 8.9426 | 24.98 | 8.4168 | 37.04 | 13.0815 | 23 | 7.7205 | 30.02 | 10.1867 | 28.04 | 9.3527 | 26.6 | 9.2921 | 21.02 | 7.0471 | 37.04 | 12.7006 | 33.08 | 10.4949 | 28.04 | 8.8965 | 796 | #N/A | #N/A
| 28.04 | 9.6115 | 30.02 | 9.2008 | 35.06 | 10.497 | 30.2 | 9.699 | 28.04 | 8.7249 | 26.96 | 8.9976 | 35.06 | 12.6012 | 23 | 7.7177 | 30.02 | 10.1861 | 28.04 | 9.4897 | 30.2 | 10.6972 | 19.94 | 6.6813 | 37.04 | 12.5451 | 33.8 | 11.304 | 28.04 | 9.0132 | 797 | #N/A | #N/A
| 28.04 | 9.4909 | 28.04 | 8.6202 | 32 | 9.8691 | 30.56 | 9.9152 | 24.98 | 7.8849 | 28.04 | 9.1495 | 37.04 | 13.2356 | 23 | 7.7151 | 28.94 | 9.9252 | 28.94 | 9.8307 | 30.2 | 10.6972 | 19.94 | 6.5975 | 37.04 | 13.0744 | 33.08 | 11.0332 | 26.06 | 8.5247 | 798 | #N/A | #N/A
| 37.94 | 13.4589 | 26.06 | 8.0607 | 30.92 | 9.6077 | 30.38 | 9.8923 | 23 | 7.3253 | 26.96 | 8.6662 | 35.96 | 12.8241 | 23 | 7.6017 | 28.94 | 9.9246 | 33.98 | 11.6336 | 30.2 | 10.6972 | 15.08 | 5.1717 | 37.04 | 13.2308 | 33.98 | 11.2673 | 26.06 | 8.5365 | 799 | #N/A | #N/A
| 37.94 | 13.6488 | 24.98 | 7.8002 | 30.92 | 9.6077 | 30.2 | 9.8267 | 21.92 | 7.0644 | 26.96 | 8.6643 | 35.96 | 12.8241 | 24.98 | 7.8834 | 28.94 | 9.9228 | 30.92 | 10.5902 | 33.8 | 12.1935 | 15.98 | 5.3866 | 37.04 | 13.2278 | 30.2 | 9.9361 | 26.96 | 8.9676 | 800 | #N/A | #N/A
| 39.02 | 13.9122 | 23 | 7.3221 | 30.02 | 9.2771 | 30.38 | 9.9356 | 19.94 | 6.4929 | 24.98 | 7.9833 | 39.92 | 14.1288 | 24.08 | 7.6645 | 28.04 | 9.8606 | 28.04 | 9.6108 | 35.6 | 12.9373 | 19.04 | 6.375 | 37.94 | 13.4471 | 30.92 | 10.0915 | 26.96 | 8.9661 | 801 | #N/A | #N/A
| 39.02 | 13.7179 | 24.08 | 7.7653 | 30.92 | 9.6046 | 30.38 | 9.9338 | 23 | 7.4039 | 24.08 | 7.662 | 42.08 | 14.8161 | 23 | 7.1388 | 28.04 | 9.86 | 30.92 | 10.7553 | 35.6 | 12.9373 | 21.02 | 6.8493 | 37.04 | 13.2282 | 30.92 | 10.0902 | 26.96 | 8.838 | 802 | #N/A | #N/A
| 42.08 | 14.4629 | 26.96 | 8.6584 | 30.92 | 9.6046 | 30.92 | 10.1554 | 24.08 | 7.7653 | 24.08 | 7.5786 | 44.06 | 15.6852 | 23 | 7.2257 | 28.94 | 10.2108 | 39.92 | 13.607 | 37.4 | 13.3725 | 21.02 | 6.8474 | 39.92 | 13.9292 | 32 | 10.37 | 26.96 | 8.8366 | 803 | #N/A | #N/A
| 42.98 | 15.0438 | 28.94 | 9.0224 | 32 | 9.7508 | 32 | 10.4384 | 26.06 | 8.4415 | 24.8 | 8.0032 | 46.04 | 16.5841 | 24.08 | 7.6585 | 28.94 | 10.2336 | 41 | 13.6745 | 41 | 14.2429 | 21.92 | 7.2457 | 42.08 | 14.6493 | 30.92 | 10.2514 | 26.96 | 8.8352 | 804 | #N/A | #N/A
| 44.06 | 15.696 | 30.02 | 9.0089 | 33.08 | 10.1218 | 32 | 10.5823 | 28.94 | 8.7497 | 24.8 | 8.0032 | 46.94 | 16.8027 | 24.98 | 7.7927 | 30.02 | 10.6383 | 42.08 | 14.1365 | 42.8 | 15.0081 | 23 | 7.5762 | 44.06 | 15.5084 | 33.98 | 10.9662 | 28.4 | 9.3507 | 805 | #N/A | #N/A
| 44.96 | 15.923 | 30.92 | 9.2259 | 33.08 | 10.1218 | 35.06 | 11.3202 | 30.02 | 9.0102 | 26.06 | 8.3238 | 48.02 | 17.311 | 24.8 | 7.8313 | 30.02 | 10.6647 | 44.6 | 15.7801 | 44.6 | 16.1713 | 23 | 7.403 | 44.96 | 15.9136 | 33.98 | 10.9654 | 28.94 | 9.7088 | 806 | #N/A | #N/A
| 46.94 | 16.8308 | 33.08 | 9.931 | 35.06 | 10.8194 | 36.32 | 11.7536 | 32 | 9.7623 | 26.6 | 8.4367 | 48.92 | 17.7917 | 24.8 | 7.8313 | 33.98 | 11.5981 | 48.02 | 16.9442 | 48.2 | 17.4438 | 24.8 | 8.0097 | 44.96 | 16.1495 | 35.96 | 11.5685 | 32 | 10.693 | 807 | #N/A | #N/A
| 46.94 | 16.8395 | 33.08 | 10.2324 | 35.06 | 11.0615 | 37.94 | 12.1464 | 33.08 | 10.1359 | 26.96 | 8.5401 | 50 | 18.0626 | 26.6 | 8.2647 | 35.96 | 12.0788 | 50 | 17.6192 | 48.2 | 17.4438 | 24.8 | 8.0097 | 46.94 | 16.8317 | 37.94 | 12.0483 | 33.08 | 11.1177 | 808 | #N/A | #N/A
| 48.02 | 17.6026 | 33.98 | 10.6791 | 35.06 | 11.0615 | 41 | 13.2129 | 33.98 | 10.3702 | 26.6 | 8.4367 | 50 | 18.5564 | 26.96 | 8.2679 | 37.94 | 12.7081 | 51.98 | 19.0564 | 48.2 | 17.8704 | 24.98 | 7.8769 | 48.02 | 17.5922 | 42.08 | 13.2041 | 35.96 | 11.9502 | 809 | #N/A | #N/A
| 48.02 | 17.8225 | 35.06 | 11.2143 | 37.94 | 12.3038 | 42.44 | 13.7066 | 33.98 | 10.5756 | 26.06 | 8.2328 | 50 | 18.5648 | 26.06 | 8.0504 | 41 | 13.4493 | 53.06 | 20.4039 | 50 | 18.7614 | 24.98 | 7.8764 | 48.92 | 18.301 | 44.06 | 13.9859 | 37.94 | 12.6021 | 810 | #N/A | #N/A
| 48.92 | 18.3102 | 35.96 | 11.7075 | 37.94 | 12.4713 | 44.42 | 14.3374 | 35.96 | 11.2946 | 26.06 | 8.1299 | 50 | 18.7957 | 26.96 | 8.173 | 42.98 | 14.2758 | 53.06 | 20.6732 | 50 | 18.7614 | 24.98 | 7.7008 | 48.92 | 18.533 | 44.96 | 14.3509 | 39.02 | 12.8636 | 811 | #N/A | #N/A
| 48.92 | 18.8297 | 35.06 | 11.4919 | 37.94 | 12.4713 | 42.98 | 14.116 | 33.98 | 10.9581 | 26.06 | 8.1284 | 50 | 18.7957 | 26.06 | 7.9553 | 37.94 | 13.0582 | 53.06 | 21.0247 | 50 | 19.2448 | 24.08 | 7.4831 | 48.92 | 19.071 | 44.06 | 14.3183 | 37.94 | 12.6045 | 812 | #N/A | #N/A
| 51.08 | 19.9145 | 33.98 | 11.3633 | 35.96 | 11.9944 | 40.28 | 13.3062 | 32 | 10.4799 | 23 | 7.397 | 50 | 19.3296 | 24.8 | 7.6718 | 33.98 | 11.938 | 57.02 | 22.6125 | 50 | 19.759 | 23 | 7.2432 | 50 | 19.648 | 41 | 13.3939 | 35.96 | 12.1256 | 813 | #N/A | #N/A
| 51.98 | 20.1393 | 33.98 | 11.5305 | 35.06 | 11.9206 | 37.94 | 12.6795 | 30.02 | 10.003 | 19.94 | 6.4786 | 51.08 | 19.6 | 19.04 | 6.2634 | 37.04 | 12.8382 | 55.94 | 22.7335 | 51.8 | 20.7435 | 15.98 | 5.4432 | 51.08 | 20.1738 | 39.02 | 12.9142 | 35.06 | 11.9068 | 814 | #N/A | #N/A
| 51.98 | 20.4101 | 35.06 | 11.9359 | 35.06 | 11.9206 | 35.78 | 11.9816 | 32 | 10.7556 | 17.06 | 5.6976 | 51.08 | 19.6052 | 17.06 | 5.6286 | 37.94 | 13.258 | 55.04 | 22.514 | 51.8 | 20.7435 | 12.02 | 4.2014 | 51.08 | 20.1785 | 37.04 | 12.2901 | 33.08 | 11.2574 | 815 | #N/A | #N/A
| 53.06 | 21.0081 | 35.06 | 11.9359 | 33.98 | 11.8392 | 36.86 | 12.3573 | 35.06 | 11.7955 | 15.98 | 5.368 | 51.08 | 19.9156 | 14 | 4.7481 | 39.02 | 13.5189 | 55.04 | 22.5173 | 51.8 | 21.3246 | 12.92 | 4.4184 | 51.08 | 20.5114 | 37.04 | 12.2887 | 33.08 | 11.2568 | 816 | #N/A | #N/A
| 53.6 | 21.738 | 37.04 | 12.5964 | 35.06 | 12.1008 | 36.32 | 12.2874 | 35.96 | 12.0124 | 12.92 | 4.4869 | 51.08 | 20.19 | 12.92 | 4.3563 | 39.02 | 13.5177 | 57.02 | 23.3313 | 53.6 | 21.7631 | 10.04 | 3.5467 | 51.8 | 20.7059 | 35.96 | 12.0298 | 33.08 | 11.4296 | 817 | #N/A | #N/A
| 53.96 | 21.8857 | 37.04 | 12.5968 | 35.06 | 12.1008 | 35.42 | 12.1303 | 35.96 | 12.1581 | 19.04 | 6.1739 | 51.08 | 20.19 | 12.92 | 4.3558 | 37.94 | 13.2576 | 57.02 | 23.7063 | 55.4 | 23.4759 | 8.96 | 3.2254 | 51.8 | 20.7059 | 35.96 | 12.1749 | 33.08 | 11.4303 | 818 | #N/A | #N/A
| 50 | 19.9511 | 39.92 | 13.2938 | 37.94 | 13.1543 | 34.7 | 11.8998 | 37.04 | 12.4213 | 12.02 | 4.1974 | 53.06 | 21.3683 | 12.92 | 4.3563 | 39.02 | 13.7038 | 57.02 | 23.3371 | 55.4 | 23.4759 | 8.96 | 3.1673 | 51.8 | 21.2844 | 33.98 | 11.7004 | 35.96 | 12.4669 | 819 | #N/A | #N/A
| 51.98 | 21.1074 | 39.02 | 13.0809 | 35.96 | 12.483 | 32 | 11.1014 | 37.04 | 12.6057 | 12.92 | 4.488 | 51.98 | 20.7618 | 10.04 | 3.5439 | 39.02 | 13.7068 | 55.94 | 23.0679 | 53.6 | 22.3808 | 8.06 | 2.8526 | 48.92 | 19.6871 | 33.08 | 11.3364 | 35.96 | 12.6306 | 820 | #N/A | #N/A
| 51.08 | 20.5448 | 37.04 | 12.6034 | 35.96 | 12.483 | 27.68 | 9.6777 | 37.04 | 12.6064 | 15.08 | 5.0079 | 51.98 | 21.1052 | 10.04 | 3.4252 | 39.02 | 13.7073 | 55.94 | 22.7335 | 53.6 | 22.3808 | 5 | 2.0753 | 50 | 19.7239 | 28.94 | 10.1703 | 33.98 | 11.9903 | 821 | #N/A | #N/A
| 50 | 19.9511 | 37.04 | 12.6038 | 39.02 | 13.4216 | 26.96 | 9.4286 | 35.96 | 12.3456 | 17.96 | 5.8459 | 53.06 | 21.3704 | 8.96 | 3.1196 | 37.04 | 13.2285 | 55.04 | 22.514 | 55.4 | 23.4759 | 6.08 | 2.3773 | 51.08 | 20.8817 | 26.6 | 9.567 | 32 | 11.5137 | 822 | #N/A | #N/A
| 51.98 | 21.1074 | 37.94 | 12.9804 | 39.02 | 13.4237 | 26.6 | 9.2921 | 35.96 | 12.3459 | 15.98 | 5.1514 | 51.8 | 20.7181 | 8.06 | 2.9036 | 39.02 | 13.7068 | 55.94 | 22.7498 | 53.6 | 22.3808 | 5 | 2.0277 | 50 | 20.2679 | 26.96 | 9.4197 | 35.96 | 12.6342 | 823 | #N/A | #N/A
| 53.06 | 21.6664 | 37.04 | 12.6038 | 39.02 | 13.4237 | 26.42 | 9.2736 | 35.96 | 12.3463 | 12.02 | 4.0736 | 51.98 | 20.7639 | 8.06 | 2.9039 | 39.02 | 13.7064 | 55.94 | 22.7489 | 51.8 | 21.3246 | 3.92 | 1.73 | 50 | 19.9419 | 26.06 | 9.0796 | 37.94 | 13.3154 | 824 | #N/A | #N/A
| 51.98 | 21.1074 | 37.94 | 12.98 | 37.04 | 12.7447 | 25.16 | 8.7994 | 35.06 | 12.1286 | 12.02 | 4.074 | 51.98 | 20.7618 | 6.08 | 2.3333 | 37.94 | 13.4442 | 57.02 | 22.9968 | 53.6 | 22.3808 | 3.92 | 1.7304 | 48.2 | 19.2862 | 24.98 | 8.6778 | 35.96 | 12.8366 | 825 | #N/A | #N/A
| 51.8 | 20.7201 | 37.04 | 12.6038 | 37.94 | 12.9632 | 24.98 | 8.686 | 33.98 | 11.8667 | 15.98 | 5.2255 | 50 | 19.9491 | 6.98 | 2.5913 | 33.98 | 12.3009 | 57.02 | 23.3135 | 53.6 | 22.3808 | 3.92 | 1.73 | 51.8 | 20.7059 | 24.08 | 8.449 | 35.96 | 12.8366 | 826 | #N/A | #N/A
| 48.92 | 19.6884 | 39.92 | 13.6543 | 37.94 | 12.9632 | 26.78 | 9.3572 | 35.06 | 12.1268 | 26.96 | 8.448 | 51.8 | 20.7181 | 10.94 | 3.8151 | 35.06 | 12.7455 | 55.94 | 23.05 | 51.8 | 21.3246 | 8.96 | 3.2279 | 51.8 | 21.2844 | 24.98 | 8.8192 | 37.94 | 13.3117 | 827 | #N/A | #N/A
| 50 | 19.9511 | 42.98 | 14.3942 | 44.06 | 14.8185 | 35.24 | 12.5367 | 39.02 | 13.4385 | 32 | 9.8633 | 51.8 | 20.7181 | 21.92 | 6.9614 | 37.4 | 13.4601 | 57.02 | 23.7063 | 55.4 | 23.4759 | 19.04 | 6.184 | 51.8 | 20.7059 | 26.96 | 9.4197 | 41 | 14.2379 | 828 | #N/A | #N/A
| 53.06 | 21.6651 | 46.94 | 15.5329 | 48.92 | 16.1506 | 39.38 | 13.4354 | 42.98 | 14.5786 | 33.98 | 10.2295 | 51.98 | 20.7582 | 28.04 | 8.3462 | 39.02 | 13.862 | 57.02 | 23.7063 | 53.6 | 22.3808 | 24.98 | 7.7038 | 53.6 | 21.7229 | 37.04 | 12.7768 | 44.06 | 15.1391 | 829 | #N/A | #N/A
| 55.4 | 22.7929 | 51.08 | 16.6916 | 48.92 | 16.1506 | 44.6 | 14.9203 | 46.94 | 15.6941 | 33.08 | 9.9253 | 51.98 | 20.7582 | 32 | 9.1485 | 42.08 | 14.8242 | 53.06 | 20.4264 | 53.6 | 22.3808 | 28.94 | 8.5692 | 50 | 20.2679 | 42.98 | 14.412 | 48.92 | 16.6913 | 830 | #N/A | #N/A
| 55.04 | 22.5164 | 55.04 | 18.0206 | 57.02 | 18.479 | 48.92 | 16.189 | 51.08 | 17.0667 | 33.98 | 10.2335 | 51.98 | 21.098 | 33.08 | 9.6524 | 44.96 | 15.6937 | 55.04 | 20.0525 | 51.8 | 21.3246 | 32 | 9.0151 | 48.2 | 19.2862 | 48.02 | 15.9766 | 55.04 | 19.2688 | 831 | #N/A | #N/A
| 55.04 | 22.5164 | 57.92 | 18.9341 | 60.98 | 19.6526 | 52.52 | 17.1274 | 57.02 | 18.9009 | 33.98 | 10.2372 | 51.08 | 20.5429 | 35.06 | 10.1322 | 53.06 | 18.0404 | 55.94 | 19.0548 | 51.8 | 21.3246 | 32 | 9.3107 | 46.94 | 18.3634 | 51.98 | 16.9366 | 57.02 | 20.0115 | 832 | #N/A | #N/A
| 48.92 | 19.4218 | 60.98 | 20.2835 | 60.98 | 19.6526 | 56.12 | 18.3396 | 59 | 20.0508 | 35.06 | 10.1317 | 50 | 19.9491 | 33.98 | 10.1526 | 55.94 | 19.1736 | 57.02 | 18.893 | 53.6 | 21.7631 | 33.08 | 9.5008 | 50 | 19.3561 | 53.96 | 17.4188 | 57.92 | 20.2332 | 833 | #N/A | #N/A
| 51.98 | 20.1562 | 62.06 | 20.7905 | 62.96 | 20.5449 | 57.56 | 18.8312 | 60.98 | 21.0043 | 35.96 | 10.6274 | 51.08 | 20.2118 | 35.96 | 10.527 | 59 | 20.166 | 55.94 | 18.2361 | 51.8 | 20.7435 | 33.98 | 9.7896 | 51.08 | 19.9228 | 55.04 | 17.8794 | 55.94 | 19.0395 | 834 | #N/A | #N/A
| 51.08 | 19.9282 | 62.06 | 21.0429 | 57.92 | 19.0967 | 55.76 | 18.5044 | 60.98 | 21.2766 | 33.98 | 10.3532 | 51.8 | 20.1729 | 33.98 | 10.0503 | 53.96 | 18.6971 | 55.04 | 17.3048 | 51.8 | 20.7435 | 33.98 | 9.9736 | 46.94 | 18.3514 | 55.94 | 18.2688 | 55.04 | 18.5874 | 835 | #N/A | #N/A
| 50 | 19.6649 | 55.94 | 18.6392 | 57.92 | 19.0967 | 52.7 | 17.6913 | 59 | 20.3061 | 32 | 9.9721 | 51.08 | 19.924 | 33.08 | 9.5674 | 46.04 | 16.3495 | 51.98 | 16.2048 | 51.8 | 21.3246 | 32 | 9.402 | 46.04 | 17.6131 | 53.96 | 17.7898 | 51.08 | 17.6293 | 836 | #N/A | #N/A
| 48.02 | 18.6224 | 51.98 | 17.498 | 51.98 | 17.4757 | 47.48 | 16.1488 | 51.98 | 17.9104 | 32 | 9.8736 | 50 | 19.3731 | 30.92 | 9.0471 | 39.92 | 14.4681 | 48.92 | 15.2817 | 50 | 20.3055 | 30.02 | 9.0187 | 44.96 | 17.3471 | 51.08 | 17.0941 | 46.94 | 16.2221 | 837 | #N/A | #N/A
| 46.94 | 18.3823 | 48.92 | 16.5472 | 50 | 16.9985 | 45.5 | 15.602 | 51.08 | 17.4666 | 32 | 9.9703 | 50 | 19.3427 | 30.92 | 9.2294 | 35.96 | 13.1369 | 48.92 | 15.4577 | 50 | 20.3055 | 28.94 | 8.7577 | 44.96 | 17.3386 | 44.06 | 15.2256 | 44.96 | 15.7456 | 838 | #N/A | #N/A
| 46.94 | 18.0935 | 48.02 | 16.3299 | 50 | 16.9985 | 44.78 | 15.3595 | 46.04 | 15.8532 | 32 | 9.9698 | 48.92 | 19.1107 | 30.02 | 9.0939 | 39.92 | 14.2944 | 48.02 | 15.4011 | 46.4 | 18.3704 | 28.04 | 8.5407 | 44.96 | 17.3393 | 39.02 | 13.6501 | 44.96 | 15.7456 | 839 | #N/A | #N/A
| 44.06 | 16.1578 | 46.04 | 15.6788 | 46.94 | 16.2559 | 35.6 | 12.5027 | 48.02 | 16.5425 | 32 | 9.8723 | 48.02 | 18.6429 | 30.92 | 9.5021 | 37.94 | 13.8162 | 46.94 | 15.1363 | 46.4 | 17.8877 | 26.96 | 8.362 | 44.06 | 16.1432 | 35.96 | 12.5282 | 42.08 | 14.8745 | 840 | #N/A | #N/A
| 42.98 | 15.7053 | 46.04 | 15.6806 | 46.94 | 16.2583 | 39.02 | 13.6462 | 46.04 | 15.8541 | 32 | 9.8727 | 48.02 | 18.354 | 30.92 | 9.6148 | 37.04 | 13.401 | 44.96 | 14.8588 | 44.6 | 16.5713 | 21.92 | 7.0672 | 42.98 | 15.6928 | 37.04 | 12.9882 | 42.08 | 14.8769 | 841 | #N/A | #N/A
| 42.98 | 15.9017 | 44.06 | 15.2018 | 46.94 | 16.2583 | 38.48 | 13.5174 | 42.98 | 14.9442 | 32 | 9.9703 | 46.94 | 17.8359 | 30.02 | 9.2855 | 35.06 | 12.9244 | 44.96 | 14.5035 | 42.8 | 15.7354 | 21.02 | 6.7567 | 42.98 | 15.6954 | 33.08 | 11.6756 | 42.08 | 14.8774 | 842 | #N/A | #N/A
| 42.08 | 15.4868 | 42.98 | 14.7464 | 42.98 | 15.0909 | 39.74 | 14.0144 | 42.98 | 14.9465 | 32 | 10.0933 | 44.06 | 16.4223 | 28.94 | 8.9365 | 35.96 | 13.1436 | 42.08 | 14.3454 | 41 | 15.2994 | 24.08 | 7.6689 | 42.08 | 15.4769 | 30.92 | 10.9723 | 41 | 14.6202 | 843 | #N/A | #N/A
| 41 | 15.0196 | 42.08 | 14.5314 | 42.08 | 14.8769 | 34.88 | 12.3661 | 42.08 | 14.7316 | 30.92 | 9.9404 | 42.98 | 16.1606 | 24.98 | 7.9841 | 37.04 | 13.6076 | 41 | 14.2416 | 41 | 15.2994 | 19.04 | 6.375 | 41 | 15.2137 | 30.92 | 10.9751 | 39.02 | 13.9418 | 844 | #N/A | #N/A
| 41 | 14.8258 | 39.02 | 13.6363 | 42.08 | 14.8769 | 35.24 | 12.739 | 41 | 14.4731 | 26.96 | 8.8796 | 42.98 | 15.9098 | 21.02 | 7.0309 | 39.92 | 14.4783 | 39.02 | 13.9592 | 39.2 | 14.4888 | 17.06 | 5.8051 | 42.08 | 15.4796 | 30.02 | 10.6124 | 42.08 | 14.8864 | 845 | #N/A | #N/A
| 39.92 | 14.5766 | 42.98 | 14.7534 | 42.08 | 15.0904 | 31.82 | 11.4037 | 39.92 | 14.0153 | 28.04 | 9.2475 | 42.08 | 15.5055 | 19.04 | 6.2777 | 42.98 | 15.2206 | 37.94 | 13.5048 | 39.2 | 14.4888 | 15.08 | 5.1689 | 41 | 15.4134 | 28.94 | 10.3531 | 42.08 | 15.0634 | 846 | #N/A | #N/A
| 41 | 15.0147 | 42.98 | 15.1215 | 42.98 | 15.4918 | 31.28 | 11.2446 | 41 | 14.4759 | 24.98 | 8.4049 | 42.08 | 15.7004 | 17.96 | 6.0186 | 42.98 | 15.2225 | 37.94 | 13.5212 | 39.2 | 14.4888 | 15.8 | 5.3633 | 41 | 15.2743 | 30.02 | 10.6151 | 42.08 | 15.0659 | 847 | #N/A | #N/A
| 41 | 15.2453 | 42.08 | 14.9038 | 42.98 | 15.4918 | 34.88 | 12.7808 | 42.08 | 14.7385 | 24.98 | 8.2832 | 42.98 | 15.9187 | 19.94 | 6.6708 | 44.06 | 15.6959 | 33.98 | 12.2241 | 39.2 | 14.4888 | 15.08 | 5.0888 | 41 | 15.2298 | 32 | 11.2393 | 42.08 | 15.2832 | 848 | #N/A | #N/A
| 41 | 15.2453 | 42.08 | 14.9024 | 44.06 | 15.9784 | 32 | 11.4494 | 41 | 14.4759 | 24.08 | 8.0659 | 42.98 | 16.1606 | 17.96 | 6.0189 | 42.08 | 15.6354 | 33.08 | 11.8089 | 41 | 15.2994 | 15.08 | 5.17 | 41 | 14.9011 | 32 | 11.4229 | 42.08 | 15.2806 | 849 | #N/A | #N/A
| 41 | 15.2838 | 44.06 | 15.5937 | 44.96 | 16.1969 | 32 | 11.4494 | 42.08 | 14.9076 | 21.02 | 7.1209 | 44.96 | 16.9052 | 15.98 | 5.4532 | 42.08 | 15.832 | 33.08 | 11.8089 | 39.2 | 14.8635 | 19.94 | 6.6761 | 41 | 15.2743 | 33.98 | 12.4418 | 42.08 | 15.2806 | 850 | #N/A | #N/A
| 41 | 15.2838 | 48.02 | 16.9613 | 44.96 | 16.1969 | 33.8 | 12.2098 | 44.06 | 15.5981 | 28.94 | 10.0147 | 44.6 | 16.9779 | 19.94 | 6.6716 | 39.92 | 15.3074 | 33.08 | 12.0066 | 39.2 | 14.8635 | 21.92 | 7.2561 | 37.04 | 13.483 | 33.98 | 12.4428 | 44.06 | 16.1826 | 851 | #N/A | #N/A
| 39.02 | 14.3587 | 50 | 17.4424 | 50 | 17.6135 | 37.76 | 14.1242 | 46.94 | 16.4773 | 33.08 | 11.313 | 44.06 | 16.6738 | 24.98 | 8.1895 | 39.92 | 15.1082 | 33.08 | 11.7923 | 35.6 | 13.2664 | 28.94 | 9.6114 | 35.6 | 12.9169 | 37.4 | 13.7271 | 44.96 | 16.3997 | 852 | #N/A | #N/A
| 37.04 | 13.5004 | 51.98 | 18.1199 | 51.98 | 18.096 | 41 | 15.7221 | 48.02 | 16.9671 | 37.94 | 12.8166 | 41 | 14.8514 | 32 | 10.6054 | 42.08 | 15.8298 | 33.08 | 11.8089 | 33.8 | 12.5021 | 32 | 10.3502 | 35.6 | 12.9169 | 39.02 | 14.5828 | 46.04 | 16.8626 | 853 | #N/A | #N/A
| 35.06 | 12.4861 | 55.94 | 19.3254 | 51.98 | 18.096 | 51.62 | 18.2129 | 55.04 | 19.3638 | 39.02 | 12.8981 | 41 | 14.8514 | 35.96 | 11.8505 | 46.04 | 17.2915 | 33.08 | 11.8089 | 33.8 | 12.1935 | 35.06 | 11.5072 | 33.8 | 12.4817 | 48.02 | 17.4289 | 50 | 17.8214 | 854 | #N/A | #N/A
| 33.98 | 12.2251 | 60.08 | 20.5892 | 62.96 | 21.2593 | 55.22 | 19.2981 | 57.92 | 20.2862 | 39.02 | 13.0837 | 37.4 | 13.3587 | 39.02 | 12.9048 | 48.92 | 18.2161 | 32 | 11.5436 | 32 | 11.7585 | 35.96 | 11.8615 | 33.98 | 12.4024 | 53.06 | 18.6566 | 55.04 | 19.7863 | 855 | #N/A | #N/A
| 33.08 | 11.8099 | 62.06 | 21.2934 | 64.04 | 21.7464 | 57.74 | 20.0418 | 60.08 | 21.0894 | 41 | 13.9265 | 35.6 | 12.9235 | 39.92 | 13.1288 | 51.98 | 18.9596 | 32 | 11.3856 | 32 | 11.7585 | 37.94 | 12.6582 | 33.8 | 12.1745 | 57.92 | 20.0926 | 57.02 | 20.5509 | 856 | #N/A | #N/A
| 33.08 | 11.8099 | 62.96 | 21.5149 | 64.04 | 21.7464 | 59.54 | 20.4374 | 60.98 | 20.8181 | 41 | 13.9326 | 35.96 | 12.8851 | 37.4 | 12.7297 | 53.06 | 19.2201 | 30.02 | 10.5855 | 32 | 11.7585 | 39.02 | 12.7779 | 33.8 | 12.1745 | 60.08 | 20.8379 | 57.92 | 20.4898 | 857 | #N/A | #N/A
| 33.08 | 12.0076 | 62.96 | 21.0381 | 64.94 | 21.9647 | 61.16 | 20.8294 | 60.98 | 20.5607 | 39.92 | 13.8627 | 33.98 | 12.2241 | 39.2 | 13.1645 | 51.08 | 18.2534 | 28.94 | 10.0218 | 32 | 11.7585 | 37.94 | 12.6696 | 33.8 | 12.1745 | 60.08 | 20.6174 | 57.02 | 20.0437 | 858 | #N/A | #N/A
| 32 | 11.5619 | 62.06 | 20.5711 | 64.04 | 21.2704 | 59.9 | 20.3479 | 60.08 | 20.0927 | 39.2 | 13.7966 | 35.06 | 12.6834 | 39.2 | 13.1645 | 50 | 17.9945 | 28.94 | 10.025 | 32 | 11.7585 | 39.92 | 12.8354 | 33.8 | 12.1745 | 59 | 19.8483 | 55.94 | 19.515 | 859 | #N/A | #N/A
| 32 | 11.549 | 59 | 19.3993 | 64.04 | 21.2704 | 54.68 | 18.9525 | 57.92 | 19.1391 | 39.92 | 14.6172 | 35.06 | 12.6834 | 37.4 | 13.3636 | 48.02 | 16.6493 | 30.2 | 10.4083 | 32 | 11.4331 | 37.04 | 13.0068 | 33.8 | 12.1745 | 53.06 | 18.4023 | 53.06 | 18.5617 | 860 | #N/A | #N/A
| 30.2 | 10.6872 | 55.94 | 18.4694 | 60.08 | 19.8614 | 49.1 | 17.0818 | 53.06 | 17.7726 | 41 | 15.2858 | 33.98 | 12.2241 | 37.4 | 13.6923 | 42.08 | 14.4422 | 30.02 | 10.2856 | 31.64 | 11.4412 | 35.6 | 12.9399 | 32 | 11.4156 | 48.92 | 16.7835 | 50 | 17.6138 | 861 | #N/A | #N/A
| 30.02 | 10.5864 | 53.96 | 17.7746 | 55.94 | 18.4427 | 45.32 | 15.5863 | 51.08 | 16.9082 | 42.8 | 15.7218 | 33.08 | 11.8089 | 39.2 | 14.4786 | 39.92 | 13.5312 | 26.06 | 8.7649 | 32.36 | 11.7124 | 39.2 | 14.4918 | 32 | 11.4156 | 44.06 | 14.8613 | 44.96 | 15.7476 | 862 | #N/A | #N/A
| 30.92 | 10.5035 | 50 | 16.2836 | 55.94 | 18.4427 | 42.26 | 13.6988 | 48.02 | 15.9653 | 44.6 | 16.9817 | 32 | 11.3902 | 44.06 | 16.7767 | 37.94 | 12.8883 | 26.06 | 8.656 | 31.1 | 11.3108 | 46.4 | 17.4376 | 30.2 | 10.6811 | 41 | 13.5783 | 42.98 | 14.726 | 863 | #N/A | #N/A
| 30.02 | 9.4912 | 46.94 | 15.541 | 51.08 | 16.6816 | 39.74 | 12.9859 | 46.94 | 15.3579 | 44.6 | 17.434 | 33.08 | 10.8494 | 44.6 | 16.9848 | 35.96 | 11.9058 | 24.08 | 7.9575 | 31.82 | 11.4211 | 46.4 | 17.8916 | 28.94 | 9.725 | 39.92 | 12.8182 | 39.02 | 13.3719 | 864 | #N/A | #N/A
| 28.94 | 9.2288 | 44.96 | 14.5161 | 48.92 | 15.9959 | 38.12 | 12.4528 | 42.08 | 13.6387 | 46.4 | 18.3525 | 30.92 | 10.0654 | 44.6 | 16.9848 | 35.06 | 11.3971 | 19.04 | 6.5421 | 31.46 | 11.2715 | 46.4 | 17.8916 | 28.04 | 9.366 | 37.94 | 12.3376 | 37.04 | 12.7272 | 865 | #N/A | #N/A
| 28.04 | 9.009 | 41 | 13.2292 | 48.92 | 15.9959 | 37.4 | 12.0629 | 39.92 | 12.9698 | 48.2 | 18.7898 | 30.92 | 10.0654 | 50 | 19.7437 | 33.98 | 11.1355 | 21.92 | 7.2344 | 30.38 | 10.7991 | 48.2 | 18.8119 | 28.04 | 9.3632 | 37.04 | 11.986 | 35.06 | 12.0595 | 866 | #N/A | #N/A
| 28.04 | 9.007 | 39.02 | 12.5833 | 44.06 | 13.9533 | 34.16 | 11.1531 | 37.94 | 12.1897 | 48.2 | 18.7898 | 30.02 | 9.8427 | 48.2 | 18.7933 | 32 | 10.6561 | 15.98 | 5.4395 | 29.12 | 10.4365 | 51.8 | 20.2011 | 28.04 | 9.3611 | 35.06 | 11.3529 | 33.98 | 11.6484 | 867 | #N/A | #N/A
| 28.04 | 9.0061 | 37.94 | 12.0335 | 41 | 13.2116 | 32.9 | 10.8242 | 35.96 | 11.4347 | 41 | 15.2858 | 30.02 | 9.7088 | 44.6 | 16.5597 | 32 | 10.6784 | 17.06 | 5.7873 | 29.84 | 10.8494 | 44.6 | 17.001 | 26.96 | 8.9672 | 35.06 | 11.352 | 35.06 | 11.7338 | 868 | #N/A | #N/A
| 28.04 | 9.1255 | 35.06 | 10.9409 | 41 | 13.2116 | 31.46 | 10.3787 | 35.06 | 11.0744 | 39.2 | 14.4761 | 30.02 | 9.8406 | 41 | 14.5632 | 32 | 10.6529 | 15.98 | 5.3679 | 28.58 | 10.1641 | 41 | 14.9275 | 28.04 | 9.2258 | 32 | 10.6129 | 33.08 | 10.9609 | 869 | #N/A | #N/A
| 24.98 | 8.168 | 35.06 | 10.8341 | 37.94 | 11.6238 | 28.58 | 9.8326 | 33.08 | 10.3575 | 39.2 | 14.1254 | 30.02 | 9.8373 | 39.2 | 13.7988 | 30.92 | 10.2929 | 12.92 | 4.4863 | 30.02 | 10.8929 | 41 | 14.5755 | 28.04 | 9.2249 | 28.94 | 9.7513 | 33.08 | 10.9598 | 870 | #N/A | #N/A
| 23 | 7.4906 | 33.08 | 10.2322 | 35.96 | 10.9168 | 27.5 | 9.4972 | 32 | 9.876 | 39.02 | 13.5191 | 30.02 | 9.836 | 39.2 | 13.7988 | 28.04 | 9.2944 | 15.08 | 5.2193 | 31.64 | 11.3776 | 39.92 | 13.7579 | 28.04 | 9.1176 | 26.96 | 9.1325 | 30.92 | 10.3129 | 871 | #N/A | #N/A
| 23 | 7.4896 | 30.92 | 9.7097 | 35.96 | 10.9168 | 31.28 | 10.288 | 30.92 | 9.4123 | 39.92 | 13.527 | 30.02 | 9.836 | 39.92 | 13.734 | 28.04 | 9.1834 | 12.92 | 4.4845 | 32.18 | 11.4454 | 41 | 13.8082 | 26.96 | 8.7348 | 26.96 | 9.1312 | 30.92 | 10.1653 | 872 | #N/A | #N/A
| 19.94 | 6.6509 | 28.94 | 9.1342 | 33.98 | 10.4361 | 31.28 | 10.2146 | 28.94 | 8.9338 | 39.92 | 13.5199 | 28.94 | 9.3355 | 41 | 13.7844 | 24.98 | 8.2221 | 12.92 | 4.4844 | 32.9 | 11.8757 | 41 | 13.6366 | 26.96 | 8.7341 | 26.96 | 9.1301 | 28.94 | 9.6858 | 873 | #N/A | #N/A
| 21.02 | 7.0105 | 28.04 | 8.8033 | 33.08 | 10.0081 | 30.56 | 9.8163 | 28.04 | 8.7147 | 39.02 | 13.2957 | 28.04 | 8.9953 | 41 | 13.2801 | 24.08 | 8.0062 | 10.94 | 3.8756 | 31.64 | 11.4733 | 39.92 | 13.0311 | 26.96 | 8.7326 | 28.04 | 9.3876 | 28.04 | 9.2193 | 874 | #N/A | #N/A
| 23 | 7.5737 | 30.92 | 9.608 | 33.08 | 10.0081 | 30.74 | 9.8373 | 28.94 | 9.1318 | 39.92 | 12.8426 | 30.02 | 9.6969 | 39.92 | 12.8439 | 24.08 | 7.8916 | 14 | 4.957 | 31.46 | 11.3658 | 39.02 | 12.8066 | 30.92 | 9.911 | 30.02 | 9.8656 | 28.94 | 9.4346 | 875 | #N/A | #N/A
| 26.06 | 8.5178 | 35.06 | 10.8246 | 35.96 | 11.1372 | 32.36 | 10.2476 | 32 | 9.7571 | 39.92 | 13.0047 | 32 | 10.1741 | 39.92 | 12.7037 | 26.96 | 8.6969 | 21.02 | 7.3022 | 32 | 11.5927 | 39.92 | 12.8488 | 32 | 10.4407 | 32 | 9.9771 | 30.92 | 9.5687 | 876 | #N/A | #N/A
| 26.96 | 9.091 | 35.96 | 11.1442 | 37.94 | 11.7437 | 33.98 | 10.492 | 35.06 | 10.6998 | 41 | 13.2602 | 33.08 | 10.5647 | 42.08 | 13.2189 | 28.94 | 9.2753 | 24.98 | 8.4811 | 23 | 7.9659 | 39.92 | 12.7078 | 33.08 | 10.7006 | 33.98 | 10.4541 | 33.08 | 10.3033 | 877 | #N/A | #N/A
| 30.92 | 9.809 | 35.96 | 11.4176 | 37.94 | 11.7437 | 36.68 | 11.1841 | 35.96 | 10.9178 | 42.98 | 13.5638 | 33.08 | 10.5647 | 42.98 | 13.2759 | 33.98 | 10.8614 | 28.94 | 9.5684 | 28.4 | 9.4877 | 42.08 | 12.944 | 33.08 | 10.7 | 37.04 | 11.3151 | 33.08 | 10.5383 | 878 | #N/A | #N/A
| 32 | 9.8533 | 35.06 | 11.0909 | 37.94 | 12.2899 | 39.74 | 12.0284 | 37.04 | 11.5416 | 44.96 | 13.9063 | 33.98 | 10.4247 | 44.06 | 13.2701 | 37.94 | 11.96 | 32 | 10.7195 | 30.2 | 9.9216 | 42.98 | 13.1585 | 33.08 | 10.5643 | 39.02 | 11.9003 | 35.06 | 11.1554 | 879 | #N/A | #N/A
| 32 | 9.7443 | 35.96 | 11.1469 | 37.94 | 12.192 | 41.36 | 12.5518 | 37.04 | 11.302 | 46.04 | 14.165 | 35.06 | 10.8089 | 46.04 | 13.7471 | 39.92 | 11.9251 | 33.98 | 11.2007 | 32 | 10.1348 | 42.98 | 13.1591 | 33.98 | 10.6517 | 39.92 | 12.2528 | 37.04 | 11.7782 | 880 | #N/A | #N/A
| 33.08 | 10.3349 | 35.96 | 11.1471 | 37.04 | 11.9409 | 41.9 | 12.683 | 35.06 | 10.7032 | 46.04 | 14.0069 | 35.06 | 11.0474 | 46.04 | 13.7439 | 39.92 | 12.0517 | 35.06 | 11.3115 | 32 | 10.1348 | 42.98 | 13.1559 | 33.98 | 10.7852 | 41 | 12.656 | 37.94 | 12.1222 | 881 | #N/A | #N/A
| 33.08 | 10.7133 | 35.06 | 10.93 | 35.06 | 11.2217 | 42.98 | 13.2045 | 33.98 | 10.2339 | 44.96 | 13.7432 | 37.04 | 11.786 | 46.04 | 13.7402 | 39.92 | 12.0524 | 35.06 | 11.1914 | 33.8 | 11.0285 | 44.06 | 13.4124 | 33.98 | 10.7859 | 42.08 | 13.0403 | 39.02 | 12.384 | 882 | #N/A | #N/A
| 32 | 10.314 | 33.08 | 10.5864 | 35.06 | 11.2217 | 42.44 | 13.0754 | 33.08 | 10.4548 | 44.06 | 13.5235 | 35.96 | 11.526 | 44.96 | 13.6188 | 39.92 | 12.2984 | 33.98 | 10.793 | 32 | 10.5944 | 42.98 | 13.1492 | 33.98 | 10.9254 | 42.98 | 13.4118 | 39.02 | 12.3842 | 883 | #N/A | #N/A
| 32 | 10.4531 | 33.08 | 10.727 | 35.06 | 11.3128 | 41.18 | 13.1922 | 32 | 10.3282 | 39.92 | 12.5223 | 35.96 | 11.526 | 44.06 | 13.2578 | 35.96 | 12.2207 | 32 | 10.576 | 32 | 10.5944 | 42.08 | 13.0521 | 33.08 | 10.8296 | 42.98 | 13.2599 | 35.06 | 11.5863 | 884 | #N/A | #N/A
| 32 | 10.4537 | 33.08 | 10.7254 | 35.06 | 11.5965 | 41 | 13.0132 | 32 | 10.4672 | 37.94 | 12.1948 | 35.96 | 11.6781 | 33.98 | 11.0882 | 35.06 | 12.5503 | 30.92 | 10.3147 | 32 | 10.8527 | 37.04 | 11.8342 | 33.98 | 11.1985 | 41 | 13.2645 | 32 | 10.6914 | 885 | #N/A | #N/A
| 33.08 | 11.1184 | 33.08 | 10.8479 | 35.06 | 11.5975 | 37.22 | 13.4395 | 32 | 10.4675 | 37.94 | 12.3264 | 37.04 | 12.236 | 33.08 | 11.022 | 35.6 | 12.7101 | 28.04 | 9.3607 | 32 | 10.8527 | 32 | 10.6163 | 35.06 | 11.5903 | 37.04 | 13.304 | 30.02 | 10.3704 | 886 | #N/A | #N/A
| 33.98 | 11.5016 | 33.98 | 11.2181 | 35.06 | 11.5975 | 36.32 | 13.1278 | 32 | 10.5895 | 37.04 | 12.2746 | 37.94 | 12.5979 | 30.92 | 10.3458 | 35.96 | 13.1186 | 28.94 | 9.5785 | 32 | 11.1317 | 30.02 | 10.0143 | 33.98 | 11.33 | 35.96 | 13.0456 | 30.02 | 10.6807 | 887 | #N/A | #N/A
| 33.98 | 11.5029 | 33.98 | 11.5192 | 35.06 | 12.0895 | 35.6 | 12.9219 | 32 | 11.043 | 35.06 | 11.9396 | 39.02 | 12.8596 | 35.06 | 11.2203 | 35.6 | 13.0252 | 28.04 | 9.3612 | 32 | 11.1317 | 30.02 | 10.0127 | 33.98 | 11.6393 | 35.96 | 13.08 | 28.94 | 10.4511 | 888 | #N/A | #N/A
| 32 | 10.8603 | 33.98 | 11.549 | 35.06 | 12.2466 | 35.6 | 12.9219 | 32 | 11.2219 | 32 | 10.7584 | 37.94 | 12.7801 | 33.98 | 10.9618 | 35.96 | 13.1151 | 24.98 | 8.4923 | 32 | 11.4331 | 28.94 | 9.876 | 33.98 | 11.4977 | 35.06 | 12.7038 | 28.94 | 10.4511 | 889 | #N/A | #N/A
| 30.92 | 10.4692 | 33.98 | 11.8768 | 35.06 | 12.2466 | 34.7 | 12.6387 | 32 | 11.2219 | 33.08 | 10.8644 | 37.94 | 12.7801 | 30.92 | 10.3455 | 35.96 | 13.1151 | 23 | 7.9104 | 30.2 | 10.6972 | 28.94 | 9.8757 | 35.06 | 11.595 | 35.06 | 12.7038 | 28.94 | 10.6014 | 890 | #N/A | #N/A
| 30.02 | 10.253 | 33.98 | 12.0351 | 35.06 | 12.4794 | 33.8 | 12.4842 | 32 | 11.5626 | 28.94 | 9.6028 | 39.02 | 13.1996 | 30.92 | 10.4969 | 35.96 | 13.116 | 19.94 | 6.7572 | 28.4 | 9.9841 | 28.94 | 9.8743 | 33.98 | 11.4996 | 35.06 | 12.7038 | 30.02 | 10.862 | 891 | #N/A | #N/A
| 28.94 | 9.8433 | 33.98 | 12.0351 | 35.06 | 12.4431 | 33.8 | 12.178 | 33.08 | 11.8235 | 26.96 | 9.1252 | 37.04 | 12.5675 | 32 | 10.604 | 35.96 | 13.1164 | 21.92 | 7.5322 | 28.4 | 10.2627 | 30.92 | 10.3512 | 35.06 | 11.9069 | 33.98 | 12.4428 | 30.02 | 10.862 | 892 | #N/A | #N/A
| 26.06 | 9.0295 | 33.98 | 12.2333 | 35.06 | 12.4431 | 33.8 | 12.1796 | 33.08 | 11.8235 | 26.96 | 9.1244 | 37.04 | 12.5704 | 30.92 | 10.4954 | 35.96 | 13.3158 | 26.96 | 9.2472 | 26.6 | 9.2921 | 30.02 | 10.2864 | 35.06 | 11.9096 | 33.98 | 12.2589 | 30.02 | 11.0502 | 893 | #N/A | #N/A
| 26.06 | 8.9157 | 35.06 | 12.4943 | 35.96 | 12.8791 | 33.8 | 12.1808 | 33.08 | 11.8235 | 26.06 | 8.7742 | 35.96 | 12.3102 | 30.92 | 10.3435 | 35.96 | 13.1173 | 26.96 | 9.1091 | 28.4 | 10.2627 | 30.02 | 10.2867 | 35.06 | 11.9114 | 33.98 | 12.2291 | 30.02 | 11.0502 | 894 | #N/A | #N/A
| 24.98 | 8.6553 | 33.98 | 12.0351 | 37.04 | 13.2641 | 33.8 | 12.1824 | 32 | 11.5626 | 26.06 | 8.7747 | 35.06 | 11.9128 | 30.02 | 10.2792 | 35.96 | 13.1178 | 21.02 | 7.1096 | 30.2 | 10.6972 | 28.94 | 9.874 | 33.98 | 11.6496 | 33.8 | 12.2154 | 30.02 | 11.0502 | 895 | #N/A | #N/A
| 26.06 | 9.0322 | 33.98 | 12.0351 | 37.04 | 13.2641 | 33.8 | 12.1848 | 32 | 11.53 | 24.98 | 8.5127 | 35.06 | 11.9128 | 28.94 | 9.8651 | 35.06 | 12.9025 | 19.94 | 6.8499 | 30.2 | 10.4184 | 28.94 | 9.8719 | 33.98 | 11.5069 | 33.08 | 12.0414 | 30.02 | 11.0502 | 896 | #N/A | #N/A
| 24.08 | 8.2834 | 33.98 | 12.0351 | 37.04 | 13.4598 | 33.8 | 12.1836 | 33.08 | 11.7924 | 26.96 | 9.2632 | 35.06 | 11.7726 | 28.94 | 9.8642 | 35.96 | 13.1164 | 21.02 | 7.2223 | 28.4 | 9.9841 | 26.96 | 9.132 | 33.98 | 11.5089 | 33.08 | 12.0141 | 30.92 | 11.2674 | 897 | #N/A | #N/A
| 28.04 | 9.5088 | 35.06 | 12.4943 | 37.4 | 13.6804 | 33.8 | 12.1836 | 33.08 | 11.7901 | 28.04 | 9.5222 | 33.98 | 11.3439 | 28.04 | 9.6457 | 35.96 | 13.1191 | 17.06 | 5.9664 | 26.6 | 9.2921 | 26.96 | 9.271 | 33.08 | 11.1247 | 33.98 | 12.2336 | 30.92 | 11.4311 | 898 | #N/A | #N/A
| 28.04 | 9.7819 | 35.06 | 12.4943 | 37.94 | 13.6753 | 34.34 | 12.526 | 33.08 | 11.8235 | 33.08 | 11.455 | 37.04 | 12.395 | 30.02 | 10.4073 | 37.04 | 13.3769 | 17.06 | 5.8068 | 24.8 | 8.6198 | 28.04 | 9.6532 | 35.06 | 11.7659 | 33.98 | 12.2589 | 30.92 | 11.4311 | 899 | #N/A | #N/A
| 35.96 | 12.3166 | 35.96 | 13.0172 | 39.02 | 14.1406 | 34.88 | 12.7509 | 33.8 | 12.1959 | 39.02 | 12.5768 | 41 | 13.5307 | 35.06 | 11.6232 | 37.04 | 13.5759 | 28.04 | 9.782 | 28.4 | 9.9841 | 33.08 | 11.0207 | 37.04 | 12.2452 | 35.06 | 12.7038 | 30.92 | 11.4012 | 900 | #N/A | #N/A
| 37.94 | 12.4699 | 37.4 | 13.3686 | 39.02 | 14.3505 | 36.14 | 13.2848 | 33.98 | 12.2394 | 42.08 | 13.3155 | 41 | 13.8846 | 39.92 | 12.511 | 37.94 | 13.8235 | 35.06 | 11.4756 | 32 | 11.1317 | 37.04 | 11.9766 | 37.94 | 12.4624 | 35.06 | 12.7038 | 30.92 | 11.4311 | 901 | #N/A | #N/A
| 39.92 | 12.7855 | 39.2 | 14.1331 | 39.92 | 14.5311 | 37.4 | 13.687 | 33.98 | 12.2394 | 42.98 | 13.4019 | 41 | 13.8846 | 42.08 | 13.1869 | 41 | 14.9149 | 39.92 | 12.6493 | 37.4 | 12.1556 | 41 | 12.7799 | 39.02 | 12.7261 | 37.04 | 13.3045 | 30.92 | 11.4311 | 902 | #N/A | #N/A
| 42.08 | 13.1736 | 39.92 | 13.9738 | 41 | 14.8297 | 37.94 | 13.7155 | 35.06 | 12.8414 | 42.98 | 13.8511 | 42.08 | 14.1472 | 42.08 | 13.0372 | 41 | 14.9515 | 42.98 | 13.3909 | 39.2 | 12.8698 | 42.08 | 13.0454 | 39.02 | 12.872 | 37.04 | 13.5015 | 32 | 11.8967 | 903 | #N/A | #N/A
| 39.92 | 13.0936 | 39.92 | 13.8519 | 41 | 14.8297 | 38.3 | 13.741 | 37.04 | 13.4762 | 42.98 | 14.1959 | 42.08 | 13.9513 | 42.08 | 13.328 | 42.08 | 15.2127 | 44.06 | 13.2348 | 39.2 | 12.5899 | 42.98 | 13.4196 | 41 | 12.9044 | 37.04 | 13.5056 | 32 | 11.8645 | 904 | #N/A | #N/A
| 41 | 13.0455 | 39.92 | 13.8519 | 41 | 14.7901 | 39.2 | 14.0932 | 37.94 | 13.9038 | 42.98 | 14.0379 | 42.98 | 14.1729 | 42.08 | 13.3283 | 42.08 | 15.1862 | 44.06 | 13.2353 | 41 | 13.3043 | 44.06 | 13.5276 | 41 | 13.5281 | 37.94 | 13.7256 | 33.08 | 12.1322 | 905 | #N/A | #N/A
| 42.08 | 13.4758 | 39.92 | 13.9799 | 41 | 14.5514 | 39.2 | 13.9289 | 39.02 | 13.7645 | 41 | 13.563 | 42.08 | 14.1564 | 41 | 13.5652 | 42.08 | 14.9734 | 44.06 | 13.377 | 41 | 13.0242 | 42.98 | 13.5557 | 41 | 13.35 | 37.94 | 13.7278 | 32 | 11.8967 | 906 | #N/A | #N/A
| 39.02 | 13.0662 | 39.92 | 14.0098 | 41 | 14.6196 | 38.84 | 13.8684 | 37.4 | 13.3751 | 39.92 | 13.8397 | 39.92 | 13.638 | 41 | 13.5659 | 39.92 | 14.2725 | 42.98 | 13.2406 | 39.2 | 12.8698 | 41 | 13.0796 | 39.92 | 13.2731 | 37.94 | 13.8897 | 33.08 | 12.1265 | 907 | #N/A | #N/A
| 37.04 | 12.4059 | 39.02 | 13.9536 | 41 | 14.5878 | 37.76 | 13.7435 | 37.94 | 13.4986 | 37.94 | 13.3619 | 39.92 | 13.638 | 39.02 | 13.2458 | 39.02 | 13.8576 | 39.92 | 12.3806 | 37.4 | 12.4352 | 39.02 | 12.7688 | 37.94 | 13.1487 | 37.04 | 13.7089 | 32 | 11.8967 | 908 | #N/A | #N/A
| 33.98 | 11.5237 | 39.02 | 13.9568 | 39.92 | 14.5326 | 37.4 | 13.6884 | 37.04 | 13.2845 | 35.96 | 12.8837 | 39.02 | 13.4201 | 37.94 | 12.9849 | 37.94 | 13.5953 | 37.04 | 11.8068 | 35.6 | 12.3026 | 37.94 | 12.8366 | 37.94 | 12.9507 | 35.96 | 13.2445 | 32 | 11.8967 | 909 | #N/A | #N/A
| 35.06 | 11.9292 | 39.02 | 13.9885 | 39.92 | 14.5326 | 36.68 | 13.5143 | 37.04 | 13.2849 | 35.96 | 12.7033 | 39.02 | 13.2227 | 37.94 | 13.185 | 37.94 | 13.5953 | 32 | 10.744 | 35.6 | 12.3026 | 37.04 | 12.6208 | 39.02 | 13.0572 | 35.96 | 13.2445 | 32 | 11.869 | 910 | #N/A | #N/A
| 33.98 | 11.5247 | 39.02 | 13.959 | 39.92 | 14.5326 | 35.6 | 13.255 | 37.04 | 13.4821 | 37.94 | 13.1838 | 41 | 13.7048 | 37.94 | 13.5281 | 37.94 | 13.6024 | 28.04 | 9.6369 | 33.8 | 11.8679 | 37.04 | 12.7807 | 39.02 | 13.0569 | 37.04 | 13.5093 | 33.08 | 12.3172 | 911 | #N/A | #N/A
| 35.96 | 12.3326 | 37.94 | 13.7273 | 39.02 | 14.3505 | 35.78 | 13.1034 | 37.04 | 13.4825 | 37.94 | 13.1883 | 41 | 13.9066 | 37.94 | 13.3747 | 39.02 | 14.0656 | 26.06 | 9.1773 | 33.8 | 11.8679 | 37.04 | 13.1661 | 39.02 | 13.2174 | 35.96 | 13.2495 | 33.8 | 12.6504 | 912 | #N/A | #N/A
| 37.04 | 12.5983 | 37.94 | 13.7273 | 39.02 | 14.3255 | 35.6 | 13.2596 | 37.04 | 13.4884 | 37.04 | 12.9757 | 42.08 | 14.3554 | 35.96 | 12.902 | 37.94 | 13.9836 | 28.04 | 9.7938 | 35.6 | 12.6284 | 35.96 | 12.9107 | 39.02 | 13.0645 | 35.96 | 13.2773 | 33.08 | 12.3465 | 913 | #N/A | #N/A
| 37.94 | 12.8185 | 37.94 | 13.8967 | 39.02 | 14.3255 | 35.6 | 13.0348 | 37.04 | 13.4934 | 37.04 | 13.1648 | 42.08 | 14.3554 | 35.96 | 12.9058 | 37.94 | 13.8153 | 37.94 | 12.6296 | 37.4 | 13.0634 | 35.96 | 12.7323 | 39.02 | 13.2242 | 35.96 | 13.0613 | 33.08 | 12.3465 | 914 | #N/A | #N/A
| 39.02 | 13.0834 | 37.94 | 13.8967 | 39.02 | 14.516 | 35.6 | 12.9414 | 35.96 | 13.2377 | 37.04 | 12.9891 | 42.08 | 14.1826 | 35.96 | 12.914 | 37.04 | 13.4001 | 39.02 | 12.8925 | 37.4 | 13.0634 | 35.06 | 12.5214 | 39.2 | 13.1547 | 35.06 | 12.8473 | 33.08 | 12.3465 | 915 | #N/A | #N/A
| 39.02 | 13.0866 | 39.02 | 14.1579 | 39.92 | 14.7385 | 35.6 | 12.9474 | 35.06 | 12.8414 | 37.4 | 13.3614 | 42.08 | 14.1923 | 35.06 | 12.5172 | 35.96 | 13.3447 | 39.02 | 12.8984 | 37.4 | 13.0634 | 35.06 | 12.5259 | 39.2 | 13.1547 | 35.06 | 12.8624 | 33.08 | 12.338 | 916 | #N/A | #N/A
| 37.94 | 12.8257 | 37.94 | 13.894 | 39.92 | 14.7385 | 35.6 | 12.9501 | 33.98 | 12.4142 | 37.04 | 13.3455 | 42.08 | 14.3645 | 35.6 | 12.6201 | 37.04 | 13.6085 | 37.94 | 12.3289 | 37.4 | 12.7373 | 35.6 | 12.6308 | 37.94 | 12.6394 | 35.06 | 12.8624 | 33.08 | 12.3465 | 917 | #N/A | #N/A
| 37.4 | 12.4253 | 37.94 | 13.9064 | 39.02 | 14.3505 | 35.6 | 13.2821 | 33.98 | 12.4252 | 35.6 | 12.9262 | 41 | 13.7223 | 35.6 | 12.9284 | 37.94 | 13.6297 | 37.04 | 12.4254 | 37.4 | 12.7373 | 33.8 | 11.8701 | 37.4 | 12.4193 | 35.06 | 12.8624 | 32 | 11.8967 | 918 | #N/A | #N/A
| 35.96 | 11.8711 | 37.94 | 13.8967 | 39.92 | 14.5683 | 33.8 | 12.5167 | 33.98 | 12.4225 | 35.6 | 12.9262 | 35.96 | 12.7026 | 33.8 | 12.1852 | 37.94 | 14.0011 | 35.06 | 11.506 | 35.6 | 12.0007 | 33.8 | 12.1959 | 35.96 | 11.8555 | 33.98 | 12.4428 | 33.08 | 12.3465 | 919 | #N/A | #N/A
| 35.06 | 11.3489 | 37.04 | 13.3135 | 39.92 | 14.7555 | 33.8 | 12.5224 | 33.98 | 12.4225 | 35.6 | 12.9262 | 35.96 | 12.735 | 33.8 | 12.1852 | 37.94 | 13.9964 | 33.08 | 10.755 | 35.6 | 11.7213 | 33.98 | 12.2897 | 35.06 | 11.3564 | 33.98 | 12.4428 | 33.08 | 12.3465 | 920 | #N/A | #N/A
| 33.98 | 11.2418 | 35.96 | 12.8947 | 39.02 | 13.9783 | 35.6 | 12.9637 | 33.98 | 12.4225 | 35.6 | 12.9262 | 33.98 | 12.2241 | 33.8 | 12.1852 | 37.94 | 14.0079 | 30.92 | 9.8509 | 33.8 | 11.0285 | 33.8 | 12.1959 | 35.06 | 11.5085 | 35.06 | 12.8624 | 33.8 | 12.6504 | 921 | #N/A | #N/A
| 30.92 | 10.6368 | 35.06 | 12.8347 | 39.02 | 13.9774 | 35.6 | 13.2882 | 33.98 | 12.5802 | 33.8 | 12.1831 | 35.06 | 12.1292 | 33.8 | 12.1852 | 37.94 | 14.2311 | 30.02 | 9.5113 | 32 | 10.8527 | 33.8 | 11.8701 | 33.98 | 11.2503 | 35.6 | 12.9608 | 33.08 | 12.3465 | 922 | #N/A | #N/A
| 30.02 | 10.5864 | 35.96 | 12.9047 | 39.02 | 13.9774 | 36.5 | 13.6525 | 35.06 | 12.8513 | 33.8 | 12.1831 | 33.98 | 12.2241 | 33.8 | 12.1852 | 39.02 | 14.4727 | 28.94 | 9.2511 | 30.2 | 10.6972 | 33.8 | 11.8701 | 32 | 10.621 | 35.96 | 13.08 | 35.06 | 13.1906 | 923 | #N/A | #N/A
| 30.92 | 10.8036 | 35.96 | 13.0523 | 39.2 | 14.1159 | 37.76 | 14.214 | 35.6 | 12.9399 | 35.6 | 12.9262 | 33.8 | 12.4883 | 33.8 | 12.1852 | 41 | 15.5999 | 28.04 | 9.0289 | 30.2 | 10.6972 | 33.8 | 11.8701 | 32 | 10.8379 | 35.96 | 13.2773 | 37.94 | 14.4834 | 924 | #N/A | #N/A
| 30.92 | 10.9487 | 39.02 | 14.3909 | 41 | 14.8297 | 39.02 | 14.7882 | 37.04 | 13.5352 | 37.04 | 13.5684 | 33.98 | 12.2241 | 35.6 | 12.9284 | 41 | 15.815 | 24.08 | 7.7752 | 30.2 | 10.6972 | 33.8 | 11.8701 | 30.92 | 10.6482 | 37.94 | 13.948 | 39.02 | 14.7288 | 925 | #N/A | #N/A
| 30.02 | 10.6173 | 39.92 | 14.6208 | 41 | 15.0315 | 41.18 | 15.7975 | 39.92 | 14.7761 | 37.4 | 13.69 | 33.08 | 12.0472 | 35.96 | 13.1149 | 44.06 | 16.8134 | 21.02 | 7.0383 | 30.2 | 10.6972 | 33.8 | 12.1959 | 30.2 | 10.6811 | 39.92 | 14.8264 | 39.92 | 15.3821 | 926 | #N/A | #N/A
| 28.94 | 10.3257 | 42.98 | 15.9309 | 46.04 | 17.1849 | 42.8 | 16.6198 | 44.06 | 16.444 | 35.6 | 12.9262 | 33.08 | 11.8089 | 37.4 | 13.6923 | 39.02 | 13.8979 | 19.04 | 6.2834 | 28.4 | 10.2627 | 35.6 | 12.6308 | 28.4 | 10.2465 | 42.98 | 16.2098 | 46.04 | 17.4154 | 927 | #N/A | #N/A
| 28.94 | 10.3257 | 50 | 18.6665 | 50 | 18.6374 | 48.2 | 18.3856 | 46.94 | 17.6127 | 35.6 | 12.9262 | 32 | 11.3902 | 37.94 | 13.595 | 41 | 14.3763 | 19.04 | 6.2834 | 28.4 | 10.2627 | 35.96 | 12.9703 | 30.2 | 10.6811 | 46.94 | 17.4525 | 50 | 18.3743 | 928 | #N/A | #N/A
| 30.92 | 11.179 | 53.96 | 19.5772 | 50 | 18.6374 | 44.6 | 16.6221 | 50 | 18.3106 | 37.4 | 13.69 | 32 | 11.4213 | 39.2 | 13.7988 | 41 | 13.6812 | 19.94 | 6.5939 | 30.2 | 10.6972 | 37.4 | 13.3751 | 30.92 | 10.9801 | 46.04 | 16.9512 | 46.04 | 17.1142 | 929 | #N/A | #N/A
| 30.2 | 10.9875 | 51.98 | 18.3548 | 55.04 | 19.3644 | 48.92 | 16.5246 | 51.08 | 17.9014 | 37.94 | 13.0415 | 33.08 | 11.651 | 37.4 | 12.4283 | 37.94 | 12.1139 | 19.94 | 6.5 | 30.2 | 10.6972 | 37.94 | 13.0565 | 30.2 | 10.9809 | 50 | 16.8604 | 46.04 | 16.6607 | 930 | #N/A | #N/A
| 30.02 | 10.9129 | 50 | 15.9271 | 53.06 | 17.0337 | 43.16 | 13.9956 | 48.02 | 15.1046 | 37.04 | 11.8666 | 33.8 | 11.856 | 37.04 | 11.6 | 35.06 | 10.8983 | 19.94 | 6.5939 | 30.2 | 10.4184 | 35.96 | 11.7725 | 30.2 | 10.6811 | 44.06 | 14.3384 | 44.06 | 15.1787 | 931 | #N/A | #N/A
| 30.02 | 10.7314 | 46.94 | 14.6937 | 53.06 | 17.0337 | 38.12 | 11.8424 | 44.06 | 13.5402 | 33.98 | 10.4877 | 33.08 | 11.8621 | 33.08 | 9.967 | 32 | 9.7252 | 21.02 | 6.8539 | 30.2 | 10.4184 | 35.6 | 11.4644 | 30.2 | 10.6811 | 37.94 | 11.8006 | 39.02 | 12.8904 | 932 | #N/A | #N/A
| 30.92 | 10.6368 | 42.98 | 13.1523 | 46.04 | 14.2887 | 35.24 | 10.7576 | 39.92 | 12.0291 | 30.92 | 9.4436 | 33.98 | 12.0264 | 30.02 | 8.9451 | 28.94 | 8.797 | 21.92 | 7.0705 | 30.2 | 10.4184 | 30.02 | 9.0469 | 30.2 | 10.6811 | 35.06 | 10.8598 | 33.98 | 10.9246 | 933 | #N/A | #N/A
| 30.92 | 10.8036 | 39.02 | 11.4712 | 41 | 12.0516 | 32.9 | 9.8385 | 37.04 | 10.5325 | 28.04 | 8.3016 | 33.8 | 11.856 | 26.06 | 7.4732 | 28.04 | 8.4822 | 21.02 | 6.9357 | 30.2 | 10.4184 | 26.06 | 7.6828 | 30.02 | 10.6069 | 33.08 | 9.9526 | 30.92 | 9.5884 | 934 | #N/A | #N/A
| 30.02 | 10.5864 | 35.06 | 9.8335 | 41 | 12.0516 | 31.64 | 9.2917 | 33.08 | 9.3574 | 26.96 | 7.8913 | 33.8 | 11.856 | 24.08 | 6.9404 | 26.96 | 8.2212 | 21.02 | 7.0383 | 28.4 | 9.9841 | 23 | 6.8086 | 30.2 | 10.6811 | 32 | 9.4102 | 28.94 | 8.7276 | 935 | #N/A | #N/A
| 30.02 | 10.4196 | 33.08 | 9.4214 | 35.06 | 9.8908 | 30.38 | 8.9413 | 30.92 | 8.7615 | 23 | 6.6782 | 33.8 | 11.5554 | 21.02 | 6.1399 | 24.98 | 7.743 | 21.02 | 6.9357 | 28.4 | 9.9841 | 19.94 | 5.9467 | 30.2 | 10.6811 | 30.92 | 9.1484 | 28.04 | 8.2581 | 936 | #N/A | #N/A
| 30.02 | 10.2864 | 30.92 | 8.8348 | 33.98 | 9.5638 | 28.94 | 8.4113 | 30.02 | 8.6182 | 21.02 | 6.1378 | 33.08 | 11.651 | 19.94 | 5.8195 | 24.08 | 7.1366 | 21.02 | 6.9357 | 26.6 | 9.2921 | 19.04 | 5.6663 | 28.4 | 9.9692 | 28.94 | 8.5793 | 26.06 | 7.7121 | 937 | #N/A | #N/A
| 30.02 | 10.2864 | 30.02 | 8.5421 | 33.98 | 9.5638 | 27.68 | 7.9563 | 28.94 | 8.1551 | 19.94 | 5.8175 | 33.08 | 11.4984 | 19.04 | 5.6019 | 24.08 | 7.0752 | 21.02 | 6.9357 | 26.6 | 9.2921 | 17.96 | 5.3457 | 28.4 | 9.9692 | 28.04 | 8.3613 | 24.08 | 7.1584 | 938 | #N/A | #N/A
| 28.94 | 10.0258 | 28.94 | 8.0992 | 30.92 | 8.6232 | 27.14 | 7.8251 | 28.04 | 7.9375 | 19.04 | 5.5995 | 32 | 11.0635 | 19.04 | 5.4998 | 23 | 6.7452 | 21.02 | 6.9357 | 26.6 | 9.2921 | 17.96 | 5.2975 | 28.4 | 9.9692 | 26.96 | 7.6255 | 23 | 6.71 | 939 | #N/A | #N/A
| 28.94 | 9.8727 | 28.04 | 7.8199 | 30.02 | 8.2902 | 25.88 | 7.2617 | 26.96 | 7.6227 | 19.04 | 5.4982 | 32 | 10.8966 | 17.96 | 5.1477 | 21.92 | 6.3665 | 21.02 | 6.9454 | 26.6 | 9.0538 | 17.96 | 5.1117 | 28.4 | 9.7125 | 24.98 | 7.086 | 21.92 | 6.3854 | 940 | #N/A | #N/A
| 28.94 | 9.6304 | 26.96 | 7.6215 | 30.02 | 8.2902 | 24.62 | 6.8737 | 26.06 | 7.3434 | 17.96 | 5.195 | 32 | 10.7633 | 17.96 | 5.0638 | 21.02 | 6.2667 | 21.02 | 6.9457 | 28.4 | 9.4877 | 17.06 | 4.815 | 28.94 | 10.0408 | 24.08 | 6.7631 | 21.02 | 6.1079 | 941 | #N/A | #N/A
| 28.94 | 9.8954 | 26.96 | 7.6205 | 28.04 | 7.8128 | 23.72 | 6.613 | 24.98 | 7.0828 | 17.96 | 5.1451 | 32 | 10.7868 | 17.06 | 4.8466 | 19.94 | 5.9514 | 21.02 | 6.8539 | 28.4 | 9.4877 | 15.98 | 4.5142 | 28.94 | 10.0414 | 24.08 | 6.7626 | 19.94 | 5.8474 | 942 | #N/A | #N/A
| 28.94 | 9.8969 | 26.06 | 7.1822 | 28.04 | 7.8735 | 22.82 | 6.3289 | 24.08 | 6.8656 | 17.96 | 5.1924 | 32 | 10.9241 | 15.98 | 4.6688 | 19.04 | 5.7885 | 21.02 | 6.8651 | 28.4 | 9.7262 | 15.08 | 4.3368 | 28.94 | 9.8884 | 23 | 6.4058 | 19.94 | 5.9073 | 943 | #N/A | #N/A
| 28.94 | 9.7734 | 24.98 | 6.9216 | 28.04 | 7.8735 | 21.92 | 6.1525 | 24.08 | 6.6631 | 17.06 | 4.9756 | 32 | 10.9241 | 15.98 | 4.6683 | 19.04 | 5.7874 | 21.02 | 6.8651 | 28.4 | 9.7262 | 15.08 | 4.3716 | 28.94 | 9.8893 | 21.92 | 6.1447 | 19.04 | 5.6892 | 944 | #N/A | #N/A
| 28.94 | 9.6376 | 24.08 | 6.6136 | 26.06 | 7.3952 | 21.56 | 6.1257 | 23 | 6.3544 | 17.06 | 5.0157 | 32 | 11.0635 | 15.08 | 4.4988 | 17.96 | 5.5268 | 21.02 | 6.7717 | 28.4 | 9.7262 | 14 | 4.155 | 30.02 | 10.1516 | 21.92 | 6.1868 | 17.96 | 5.3199 | 945 | #N/A | #N/A
| 30.02 | 9.8932 | 24.08 | 6.6616 | 24.98 | 7.073 | 21.74 | 6.2038 | 21.92 | 6.0943 | 17.06 | 5.115 | 33.08 | 11.3538 | 15.08 | 4.5405 | 17.96 | 5.5946 | 19.94 | 6.5 | 28.4 | 9.7262 | 12.92 | 3.9332 | 30.02 | 10.1519 | 21.02 | 6.0226 | 17.96 | 5.3188 | 946 | #N/A | #N/A
| 28.94 | 9.8727 | 24.98 | 6.8772 | 24.98 | 7.073 | 22.1 | 6.3263 | 23 | 6.3531 | 19.04 | 5.7106 | 33.08 | 11.3514 | 17.96 | 5.3908 | 17.96 | 5.652 | 21.02 | 6.8539 | 28.4 | 9.7262 | 15.08 | 4.5432 | 30.92 | 10.3663 | 21.92 | 6.2846 | 17.96 | 5.4262 | 947 | #N/A | #N/A
| 32 | 10.9268 | 26.06 | 7.0871 | 28.04 | 7.7028 | 23.18 | 6.6632 | 24.98 | 6.8279 | 21.92 | 6.4579 | 33.08 | 11.651 | 19.04 | 5.6514 | 19.04 | 5.8508 | 21.92 | 7.0705 | 26.6 | 9.2921 | 17.06 | 5.1786 | 32 | 10.6292 | 23 | 6.6622 | 19.94 | 5.9008 | 948 | #N/A | #N/A
| 33.08 | 11.1881 | 28.04 | 7.5623 | 28.94 | 7.7361 | 24.44 | 6.9755 | 26.06 | 7.1351 | 24.08 | 7.1039 | 33.98 | 11.7207 | 21.02 | 6.0688 | 21.02 | 6.257 | 24.08 | 7.6725 | 28.4 | 9.7262 | 19.94 | 5.8712 | 33.08 | 10.89 | 24.08 | 6.9744 | 21.02 | 6.099 | 949 | #N/A | #N/A
| 32 | 10.8434 | 28.94 | 7.8262 | 28.94 | 7.7361 | 26.06 | 7.46 | 26.96 | 7.3507 | 26.96 | 7.9352 | 35.06 | 11.9837 | 24.98 | 7.0794 | 21.92 | 6.3556 | 24.98 | 8.0088 | 30.2 | 10.1603 | 21.92 | 6.347 | 33.8 | 11.015 | 26.06 | 7.396 | 23 | 6.5264 | 950 | #N/A | #N/A
| 32 | 10.8434 | 30.92 | 8.3445 | 32 | 8.5092 | 27.68 | 7.8066 | 28.94 | 7.7781 | 28.94 | 8.654 | 33.98 | 11.5414 | 26.06 | 7.402 | 24.08 | 6.8154 | 26.06 | 8.3611 | 30.2 | 10.1603 | 24.98 | 7.1457 | 33.8 | 11.015 | 26.96 | 7.6123 | 24.08 | 6.7857 | 951 | #N/A | #N/A
| 32 | 10.8026 | 32 | 8.513 | 33.98 | 8.9848 | 29.3 | 8.2177 | 30.92 | 8.2537 | 28.94 | 8.7495 | 33.98 | 11.3744 | 28.94 | 8.4166 | 28.04 | 7.7672 | 26.96 | 8.6938 | 30.2 | 9.9216 | 26.96 | 7.6232 | 33.08 | 11.0555 | 28.94 | 8.1421 | 26.06 | 7.2063 | 952 | #N/A | #N/A
| 33.08 | 10.7857 | 33.08 | 8.6546 | 33.98 | 8.9848 | 31.46 | 8.6327 | 30.92 | 8.1357 | 30.02 | 9.2841 | 33.8 | 11.277 | 28.94 | 8.6599 | 28.04 | 7.6229 | 28.04 | 8.9553 | 30.2 | 9.9216 | 30.02 | 8.4145 | 32 | 10.7962 | 30.02 | 8.3482 | 28.04 | 7.6816 | 953 | #N/A | #N/A
| 33.08 | 10.7851 | 33.08 | 8.6139 | 35.06 | 9.1265 | 32.36 | 8.6561 | 30.92 | 8.0951 | 30.92 | 9.4129 | 33.98 | 11.4169 | 28.94 | 8.8359 | 28.04 | 7.5735 | 28.94 | 9.173 | 30.2 | 10.1603 | 30.02 | 8.5425 | 32 | 10.7956 | 30.92 | 8.618 | 28.04 | 7.5026 | 954 | #N/A | #N/A
| 32 | 10.8974 | 32 | 8.316 | 33.98 | 8.7887 | 32.18 | 8.495 | 30.92 | 8.0266 | 30.02 | 9.4957 | 33.98 | 11.2821 | 28.04 | 8.3553 | 28.04 | 7.4896 | 28.94 | 9.1721 | 30.2 | 10.4184 | 28.94 | 8.5052 | 32 | 10.6401 | 30.92 | 8.5021 | 28.04 | 7.4658 | 955 | #N/A | #N/A
| 30.92 | 10.6368 | 30.92 | 8.0257 | 33.98 | 8.7887 | 29.84 | 7.9172 | 28.94 | 7.5503 | 28.94 | 9.235 | 33.98 | 11.2821 | 28.04 | 8.2021 | 26.96 | 7.2738 | 28.94 | 9.1721 | 30.2 | 10.4184 | 28.04 | 8.2882 | 30.92 | 10.5334 | 28.94 | 7.9667 | 26.06 | 6.9892 | 956 | #N/A | #N/A
| 32 | 10.6108 | 28.94 | 7.5791 | 32 | 8.3113 | 27.86 | 7.4409 | 28.04 | 7.3631 | 30.02 | 9.4957 | 33.08 | 11.5109 | 28.04 | 8.2832 | 24.98 | 6.7976 | 28.94 | 9.1703 | 28.4 | 9.9841 | 26.96 | 7.9459 | 30.92 | 10.3767 | 26.96 | 7.4901 | 24.08 | 6.5124 | 957 | #N/A | #N/A
| 30.92 | 10.3503 | 28.04 | 7.3623 | 30.92 | 8.0889 | 25.88 | 7.1918 | 26.96 | 7.1033 | 30.92 | 9.8347 | 33.08 | 11.4693 | 28.04 | 8.3546 | 21.92 | 6.4138 | 28.94 | 9.0565 | 28.4 | 9.7262 | 26.96 | 7.9459 | 30.02 | 10.0362 | 26.06 | 7.3311 | 23 | 6.2886 | 958 | #N/A | #N/A
| 30.92 | 10.2602 | 26.06 | 6.9241 | 30.92 | 8.0889 | 24.26 | 6.8389 | 26.96 | 7.1407 | 32 | 10.0951 | 33.08 | 11.1572 | 28.94 | 8.8368 | 21.02 | 6.1968 | 26.6 | 8.4354 | 28.4 | 9.4877 | 26.96 | 8.0994 | 30.02 | 9.8938 | 24.98 | 7.0712 | 21.92 | 5.9932 | 959 | #N/A | #N/A
| 30.92 | 10.2579 | 26.06 | 6.9236 | 30.02 | 7.8719 | 24.08 | 6.8139 | 24.98 | 6.7039 | 32 | 10.1286 | 33.08 | 11.0571 | 30.02 | 9.015 | 21.02 | 6.1957 | 21.02 | 7.0583 | 26.6 | 9.0538 | 26.96 | 8.1889 | 30.02 | 9.893 | 24.08 | 6.854 | 21.02 | 5.8965 | 960 | #N/A | #N/A
| 30.02 | 10.0409 | 24.98 | 6.7378 | 28.94 | 7.686 | 22.64 | 6.506 | 24.98 | 6.7817 | 33.8 | 10.5623 | 33.08 | 11.1915 | 30.92 | 9.5068 | 19.94 | 5.9358 | 17.96 | 6.135 | 26.6 | 9.0538 | 28.04 | 8.4494 | 30.02 | 9.8933 | 24.08 | 6.9143 | 19.94 | 5.6857 | 961 | #N/A | #N/A
| 28.94 | 9.6395 | 23 | 6.3433 | 28.94 | 7.686 | 21.56 | 6.266 | 23 | 6.3437 | 33.08 | 10.3583 | 33.08 | 11.1915 | 30.92 | 9.6204 | 19.94 | 5.9895 | 14 | 4.8439 | 26.6 | 9.0538 | 28.04 | 8.5449 | 30.02 | 9.8944 | 23 | 6.6548 | 19.04 | 5.6145 | 962 | #N/A | #N/A
| 28.94 | 9.639 | 23 | 6.3052 | 28.04 | 7.5507 | 22.1 | 6.4682 | 23 | 6.3437 | 32 | 10.3405 | 32 | 10.9329 | 30.92 | 9.4196 | 19.94 | 6.1167 | 12.92 | 4.504 | 24.8 | 8.3997 | 28.94 | 8.9481 | 30.02 | 9.8938 | 21.92 | 6.5141 | 17.96 | 5.4144 | 963 | #N/A | #N/A
| 28.04 | 9.2591 | 23 | 6.305 | 26.96 | 7.3803 | 22.1 | 6.6031 | 21.92 | 6.084 | 33.08 | 10.3623 | 30.92 | 10.5027 | 30.02 | 8.8358 | 19.94 | 6.2265 | 10.94 | 3.9534 | 23 | 7.7626 | 28.04 | 8.7324 | 28.94 | 9.4985 | 21.92 | 6.5724 | 17.06 | 5.1978 | 964 | #N/A | #N/A
| 24.98 | 8.4408 | 23 | 6.4326 | 26.96 | 7.3803 | 21.56 | 6.5464 | 21.02 | 5.9574 | 30.92 | 9.3192 | 30.02 | 10.1325 | 30.02 | 8.8374 | 19.94 | 6.3766 | 12.02 | 4.2272 | 21.2 | 7.329 | 28.04 | 8.4555 | 26.6 | 8.8219 | 21.02 | 6.465 | 17.06 | 5.1983 | 965 | #N/A | #N/A
| 24.98 | 8.5505 | 21.92 | 6.2266 | 26.06 | 7.2175 | 21.2 | 6.4862 | 21.02 | 6.0567 | 30.92 | 9.3193 | 30.92 | 10.3814 | 28.94 | 8.5063 | 19.94 | 6.4105 | 12.02 | 4.1676 | 21.2 | 7.329 | 28.04 | 8.3652 | 24.8 | 8.1857 | 21.92 | 6.6815 | 17.06 | 5.2619 | 966 | #N/A | #N/A
| 23 | 7.9642 | 21.02 | 6.0109 | 24.98 | 6.906 | 21.2 | 6.5127 | 19.94 | 5.7518 | 28.94 | 8.4245 | 32 | 10.7975 | 28.04 | 8.209 | 19.94 | 6.3766 | 12.02 | 4.2275 | 21.2 | 7.1415 | 26.96 | 8.0353 | 21.02 | 6.8701 | 19.04 | 5.9559 | 17.06 | 5.3178 | 967 | #N/A | #N/A
| 23 | 7.9634 | 21.02 | 6.011 | 24.98 | 6.906 | 21.02 | 6.4311 | 19.94 | 5.7518 | 28.94 | 8.4236 | 32 | 10.7975 | 28.04 | 8.209 | 19.94 | 6.2586 | 15.98 | 5.5649 | 19.4 | 6.708 | 26.06 | 7.89 | 21.92 | 7.2726 | 15.98 | 5.2199 | 17.06 | 5.387 | 968 | #N/A | #N/A
| 24.08 | 8.2234 | 21.02 | 6.0568 | 24.98 | 7.1757 | 19.04 | 5.942 | 19.94 | 5.8555 | 28.04 | 8.2081 | 30.92 | 10.535 | 26.96 | 8.1015 | 19.04 | 5.9773 | 17.06 | 5.8068 | 19.4 | 6.8954 | 24.98 | 7.6295 | 21.92 | 7.3626 | 19.94 | 6.1721 | 17.06 | 5.447 | 969 | #N/A | #N/A
| 24.98 | 8.548 | 19.94 | 5.9153 | 24.98 | 7.2416 | 19.58 | 6.0354 | 19.04 | 5.6998 | 28.04 | 8.1424 | 30.92 | 10.5347 | 26.06 | 7.732 | 19.04 | 5.8438 | 19.94 | 6.7985 | 21.2 | 7.329 | 24.98 | 7.4761 | 24.98 | 8.434 | 19.94 | 6.0988 | 17.06 | 5.447 | 970 | #N/A | #N/A
| 26.06 | 9.3626 | 21.92 | 6.4443 | 24.98 | 7.2416 | 22.64 | 6.747 | 21.02 | 6.2287 | 28.04 | 8.008 | 30.92 | 10.5344 | 26.96 | 7.7488 | 19.94 | 6.0592 | 19.94 | 6.8676 | 23 | 7.9659 | 24.98 | 7.2076 | 28.04 | 9.679 | 23 | 6.8349 | 17.96 | 5.6634 | 971 | #N/A | #N/A
| 30.02 | 10.3177 | 24.98 | 7.1273 | 28.04 | 7.9777 | 24.62 | 7.1766 | 23 | 6.6519 | 26.96 | 7.7484 | 33.98 | 11.7229 | 26.06 | 7.4091 | 21.02 | 6.3192 | 23 | 7.937 | 26.6 | 9.0538 | 24.98 | 7.1528 | 30.2 | 10.6811 | 24.08 | 7.1684 | 19.94 | 6.1395 | 972 | #N/A | #N/A
| 32 | 11.7888 | 28.04 | 7.8031 | 30.02 | 8.2744 | 26.42 | 7.5313 | 26.06 | 7.2694 | 26.96 | 7.6257 | 35.6 | 12.2908 | 26.06 | 7.1444 | 23 | 6.7962 | 26.96 | 9.3944 | 28.4 | 9.9841 | 24.98 | 7.0309 | 33.8 | 11.2722 | 26.06 | 7.513 | 21.92 | 6.3685 | 973 | #N/A | #N/A
| 33.98 | 11.5805 | 30.02 | 8.2218 | 30.02 | 8.2744 | 28.4 | 7.9546 | 28.94 | 7.9627 | 28.04 | 7.8852 | 35.06 | 12.1685 | 28.04 | 7.6631 | 24.98 | 7.3326 | 30.02 | 10.2856 | 30.2 | 10.1603 | 26.06 | 7.2907 | 33.8 | 11.2722 | 28.04 | 8.0485 | 24.08 | 6.8885 | 974 | #N/A | #N/A
| 37.4 | 12.4253 | 30.92 | 8.393 | 33.08 | 8.908 | 29.48 | 8.237 | 30.02 | 8.034 | 28.94 | 7.8802 | 37.04 | 12.8122 | 28.04 | 7.6212 | 24.98 | 7.4092 | 32 | 11.0635 | 35.6 | 11.7213 | 26.96 | 7.5081 | 33.08 | 11.1899 | 30.02 | 8.4677 | 26.06 | 7.3657 | 975 | #N/A | #N/A
| 33.98 | 11.585 | 32 | 8.5588 | 33.98 | 9.0727 | 30.92 | 8.6173 | 30.92 | 8.2997 | 30.92 | 8.4106 | 37.4 | 12.7255 | 30.02 | 8.1945 | 26.96 | 7.953 | 33.98 | 11.6866 | 33.8 | 11.287 | 28.04 | 7.7683 | 33.8 | 11.2722 | 30.02 | 8.4695 | 26.96 | 7.6467 | 976 | #N/A | #N/A
| 33.98 | 11.5853 | 33.98 | 9.0776 | 33.98 | 9.0727 | 31.64 | 8.8023 | 33.08 | 8.8619 | 30.02 | 8.1401 | 37.04 | 12.8161 | 30.02 | 8.0975 | 28.04 | 8.2129 | 33.98 | 11.5414 | 33.8 | 11.5662 | 28.04 | 7.721 | 33.08 | 11.1915 | 33.08 | 9.2651 | 28.04 | 7.907 | 977 | #N/A | #N/A
| 33.98 | 11.6875 | 35.06 | 9.3904 | 35.96 | 9.6488 | 31.82 | 8.8574 | 33.08 | 8.9151 | 30.02 | 8.0967 | 35.96 | 12.5532 | 28.94 | 7.934 | 26.96 | 7.9534 | 35.06 | 11.9926 | 33.8 | 11.5662 | 28.04 | 7.6664 | 33.8 | 11.2722 | 32 | 8.9707 | 28.04 | 7.9629 | 978 | #N/A | #N/A
| 33.98 | 11.4148 | 33.98 | 9.1312 | 35.96 | 9.7075 | 31.82 | 8.8574 | 33.08 | 8.9617 | 28.94 | 7.8362 | 35.96 | 12.5047 | 28.04 | 7.6632 | 28.04 | 8.0735 | 35.96 | 12.2081 | 33.8 | 11.5662 | 26.96 | 7.4062 | 33.8 | 11.5502 | 32 | 9.0063 | 28.04 | 8.0326 | 979 | #N/A | #N/A
| 33.98 | 11.7277 | 32 | 8.7609 | 35.96 | 9.7075 | 30.2 | 8.5266 | 30.92 | 8.4433 | 26.06 | 7.186 | 35.96 | 12.5512 | 26.96 | 7.4564 | 26.96 | 7.8154 | 35.96 | 12.1647 | 33.8 | 11.8679 | 26.06 | 7.1891 | 33.98 | 11.7211 | 30.92 | 8.8226 | 26.06 | 7.5579 | 980 | #N/A | #N/A
| 33.8 | 11.857 | 30.92 | 8.5627 | 33.98 | 9.3471 | 26.78 | 7.8376 | 30.02 | 8.2854 | 24.98 | 6.8825 | 35.06 | 12.4851 | 24.08 | 6.7093 | 24.98 | 7.4802 | 35.06 | 11.9855 | 33.8 | 12.1935 | 24.08 | 6.7121 | 35.06 | 12.3224 | 28.04 | 8.1939 | 24.98 | 7.3587 | 981 | #N/A | #N/A
| 33.08 | 11.652 | 30.02 | 8.3998 | 33.08 | 9.0773 | 25.16 | 7.5808 | 28.94 | 8.0872 | 24.08 | 6.6656 | 35.06 | 12.4851 | 23 | 6.4489 | 24.98 | 7.6343 | 33.98 | 11.5762 | 32 | 11.7585 | 21.92 | 6.2459 | 33.8 | 12.1745 | 28.04 | 8.3462 | 24.08 | 7.1429 | 982 | #N/A | #N/A
| 33.08 | 11.652 | 28.94 | 8.2076 | 33.08 | 9.0773 | 28.58 | 8.3909 | 28.04 | 7.9246 | 23 | 6.4053 | 35.06 | 12.4851 | 19.94 | 5.7664 | 24.98 | 7.563 | 32 | 10.794 | 32 | 11.7585 | 21.02 | 5.9749 | 33.8 | 12.1745 | 28.04 | 8.3469 | 24.08 | 7.1429 | 983 | #N/A | #N/A
| 32 | 11.2446 | 28.94 | 8.2669 | 32 | 8.9972 | 28.4 | 8.362 | 28.04 | 8.0511 | 23 | 6.4473 | 35.06 | 12.3236 | 19.94 | 5.7121 | 24.08 | 7.3474 | 30.02 | 10.0371 | 32 | 11.4331 | 15.98 | 4.8162 | 33.98 | 12.0595 | 28.04 | 8.3472 | 24.08 | 7.1437 | 984 | #N/A | #N/A
| 30.92 | 10.8367 | 28.94 | 8.2669 | 32 | 8.997 | 28.4 | 8.3625 | 28.04 | 8.125 | 21.92 | 6.2401 | 35.06 | 11.9794 | 19.04 | 5.4528 | 24.98 | 7.5639 | 28.04 | 9.5596 | 30.2 | 10.6972 | 19.04 | 5.4977 | 33.98 | 11.5693 | 28.04 | 8.3485 | 24.08 | 7.2867 | 985 | #N/A | #N/A
| 28.94 | 10.0543 | 28.94 | 8.3413 | 32 | 8.997 | 28.04 | 8.3329 | 28.04 | 8.1901 | 19.94 | 5.764 | 35.06 | 11.9794 | 15.08 | 4.5431 | 24.08 | 7.266 | 28.04 | 9.4168 | 28.4 | 9.9841 | 12.92 | 4.0796 | 33.98 | 11.2658 | 28.04 | 8.4378 | 24.08 | 7.2876 | 986 | #N/A | #N/A
| 30.92 | 10.6662 | 28.94 | 8.3419 | 32 | 8.9396 | 27.5 | 8.3227 | 28.04 | 8.126 | 19.04 | 5.4939 | 35.96 | 12.0494 | 12.02 | 3.8602 | 23 | 7.0888 | 28.94 | 9.4978 | 28.4 | 9.9841 | 10.04 | 3.3336 | 33.98 | 11.1103 | 26.96 | 8.2722 | 24.08 | 7.3717 | 987 | #N/A | #N/A
| 30.92 | 10.2545 | 28.94 | 8.3428 | 30.92 | 8.7391 | 27.86 | 8.3343 | 26.96 | 7.867 | 17.96 | 5.2344 | 35.06 | 11.6642 | 12.02 | 3.8603 | 23 | 7.1613 | 26.96 | 8.7897 | 30.2 | 10.4184 | 8.96 | 3.0739 | 33.08 | 10.8941 | 26.96 | 8.3538 | 24.08 | 7.3719 | 988 | #N/A | #N/A
| 30.02 | 10.0381 | 28.94 | 8.343 | 30.92 | 8.7394 | 27.5 | 8.264 | 26.96 | 7.867 | 12.92 | 4.0226 | 33.98 | 11.1154 | 10.94 | 3.5474 | 23 | 7.1624 | 24.98 | 8.1001 | 28.4 | 9.4877 | 6.98 | 2.5558 | 32 | 10.2333 | 26.96 | 8.2741 | 24.08 | 7.3728 | 989 | #N/A | #N/A
| 28.04 | 9.1754 | 28.04 | 8.0531 | 30.92 | 8.814 | 26.78 | 8.2948 | 26.06 | 7.5773 | 8.06 | 2.7638 | 33.08 | 10.4965 | 8.96 | 3.1243 | 23 | 7.1632 | 24.08 | 7.793 | 24.8 | 8.1963 | 6.98 | 2.5556 | 32 | 10.3683 | 26.96 | 8.2747 | 24.08 | 7.3739 | 990 | #N/A | #N/A
| 28.04 | 8.9525 | 28.04 | 8.0533 | 30.02 | 8.5978 | 26.42 | 8.276 | 26.06 | 7.451 | 8.06 | 2.8117 | 33.08 | 10.4967 | 8.06 | 2.8546 | 23 | 7.1637 | 17.96 | 6.0388 | 24.8 | 8.1963 | 6.98 | 2.5551 | 30.92 | 10.1081 | 26.96 | 8.182 | 23 | 7.1148 | 991 | #N/A | #N/A
| 26.96 | 8.4875 | 26.06 | 7.397 | 28.94 | 8.1386 | 26.6 | 8.005 | 24.98 | 7.1377 | 8.06 | 2.8535 | 33.08 | 10.4967 | 5 | 2.0284 | 21.92 | 6.8324 | 19.94 | 6.692 | 24.8 | 8.0085 | 6.08 | 2.3387 | 30.92 | 10.1065 | 26.06 | 7.9663 | 23 | 6.9648 | 992 | #N/A | #N/A
| 26.06 | 8.1662 | 26.06 | 7.4509 | 28.94 | 8.2059 | 26.24 | 7.8336 | 24.08 | 6.9752 | 6.08 | 2.2871 | 30.92 | 9.7422 | 5 | 2.0282 | 21.92 | 6.832 | 19.94 | 6.4241 | 23 | 7.575 | 5 | 2.0306 | 28.94 | 9.4937 | 26.06 | 7.8054 | 23 | 6.9647 | 993 | #N/A | #N/A
| 24.98 | 7.9054 | 24.98 | 7.2583 | 28.04 | 7.868 | 26.06 | 7.7759 | 24.08 | 7.0423 | 6.98 | 2.5515 | 30.02 | 9.5251 | 6.08 | 2.2876 | 21.92 | 6.9042 | 19.04 | 6.3908 | 23 | 7.4018 | 3.02 | 1.5161 | 30.02 | 9.6456 | 26.06 | 7.8761 | 21.92 | 6.5672 | 994 | #N/A | #N/A
| 26.06 | 8.3593 | 26.06 | 7.517 | 28.04 | 7.868 | 26.24 | 7.7383 | 24.08 | 7.1001 | 21.92 | 6.9635 | 30.92 | 9.7413 | 14 | 4.4392 | 21.92 | 6.9026 | 24.98 | 7.6357 | 21.2 | 6.9684 | 10.04 | 3.3851 | 30.92 | 9.8615 | 26.06 | 7.7223 | 21.92 | 6.6273 | 995 | #N/A | #N/A
| 28.04 | 8.7446 | 26.06 | 7.5169 | 28.04 | 7.9875 | 26.6 | 7.7233 | 24.98 | 7.2577 | 28.04 | 8.2764 | 32 | 9.9997 | 21.92 | 6.3433 | 23 | 7.2517 | 24.98 | 7.7247 | 26.6 | 8.2686 | 19.04 | 5.5487 | 30.2 | 9.6895 | 26.96 | 7.938 | 23 | 6.8863 | 996 | #N/A | #N/A
| 30.02 | 9.1176 | 28.04 | 7.8722 | 28.94 | 8.137 | 27.14 | 7.8778 | 26.06 | 7.5176 | 30.02 | 8.7529 | 30.92 | 9.6407 | 24.08 | 6.8039 | 24.08 | 7.5123 | 24.98 | 7.8892 | 26.6 | 8.2686 | 21.92 | 6.1874 | 28.94 | 9.3823 | 26.96 | 7.9383 | 24.98 | 7.2322 | 997 | #N/A | #N/A
| 28.94 | 9.0509 | 28.94 | 8.0272 | 28.94 | 8.137 | 28.4 | 8.2316 | 26.96 | 7.613 | 30.92 | 9.1294 | 30.92 | 9.6407 | 24.98 | 6.9205 | 26.96 | 8.2058 | 26.06 | 7.984 | 26.6 | 8.6299 | 24.98 | 6.9766 | 28.4 | 9.053 | 28.04 | 8.28 | 26.06 | 7.6225 | 998 | #N/A | #N/A
| 28.04 | 8.819 | 30.92 | 8.4453 | 33.08 | 9.1336 | 30.38 | 8.6957 | 28.94 | 8.0281 | 30.92 | 8.9704 | 30.02 | 9.5216 | 26.96 | 7.2672 | 28.94 | 8.592 | 24.98 | 7.992 | 26.6 | 8.8334 | 26.96 | 7.5001 | 26.6 | 8.8219 | 30.92 | 9.2279 | 28.04 | 8.0993 | 999 | #N/A | #N/A
| 28.94 | 9.1483 | 32 | 8.7055 | 33.98 | 9.2357 | 32.9 | 9.436 | 30.92 | 8.4461 | 30.92 | 8.8897 | 30.02 | 9.4234 | 28.94 | 7.9273 | 30.92 | 9.0694 | 26.06 | 7.5397 | 26.6 | 8.1086 | 26.96 | 7.3091 | 26.6 | 8.8219 | 32 | 9.4894 | 30.02 | 8.5763 | 1000 | #N/A | #N/A
| 28.04 | 8.4633 | 33.08 | 8.9659 | 33.98 | 9.2357 | 34.34 | 9.7835 | 32 | 8.5639 | 30.92 | 8.6918 | 30.02 | 9.1027 | 30.02 | 8.1339 | 30.92 | 8.9975 | 24.08 | 6.8182 | 26.6 | 7.9612 | 28.04 | 7.714 | 26.6 | 8.8219 | 33.08 | 9.6565 | 33.08 | 9.39 | 1001 | #N/A | #N/A
| 28.04 | 8.0768 | 35.06 | 9.3419 | 35.96 | 9.6075 | 36.32 | 10.3163 | 32 | 8.5156 | 30.92 | 8.8262 | 28.04 | 8.9309 | 30.92 | 8.3507 | 30.92 | 8.9152 | 24.98 | 6.8898 | 26.6 | 7.8255 | 28.94 | 7.9777 | 26.06 | 8.0772 | 33.08 | 9.6565 | 32 | 8.8663 | 1002 | #N/A | #N/A
| 26.06 | 7.2469 | 33.98 | 9.0395 | 37.04 | 9.8669 | 36.14 | 10.3019 | 32 | 8.6064 | 30.92 | 8.7518 | 26.96 | 7.8897 | 30.92 | 8.4042 | 30.92 | 8.7728 | 23 | 6.5567 | 23 | 6.6143 | 28.94 | 7.9778 | 26.06 | 7.6717 | 33.08 | 9.5666 | 33.08 | 9.2513 | 1003 | #N/A | #N/A
| 24.08 | 6.7161 | 30.92 | 8.3458 | 37.04 | 9.8669 | 33.26 | 9.6229 | 30.02 | 8.1298 | 28.94 | 8.3495 | 26.96 | 7.8897 | 30.92 | 8.6939 | 28.94 | 8.1672 | 21.02 | 6.0325 | 23 | 6.5173 | 28.04 | 7.82 | 24.98 | 7.2078 | 32 | 9.3957 | 30.02 | 8.4451 | 1004 | #N/A | #N/A
| 21.92 | 5.9845 | 26.96 | 7.4466 | 33.98 | 9.0771 | 30.56 | 8.641 | 28.94 | 7.923 | 28.94 | 8.7498 | 24.08 | 7.0588 | 28.04 | 8.3522 | 26.96 | 7.5133 | 17.96 | 4.9913 | 21.2 | 5.9956 | 24.98 | 7.0843 | 23 | 6.8577 | 28.94 | 8.7514 | 28.94 | 8.1844 | 1005 | #N/A | #N/A
| 19.94 | 5.6753 | 28.04 | 7.7053 | 32 | 8.5097 | 29.84 | 7.959 | 26.06 | 7.2297 | 30.02 | 9.1935 | 24.08 | 6.9346 | 24.98 | 7.615 | 24.98 | 7.2815 | 15.98 | 4.4764 | 19.4 | 5.563 | 21.02 | 6.2476 | 21.02 | 6.1976 | 30.02 | 8.0419 | 26.96 | 7.5277 | 1006 | #N/A | #N/A
| 17.06 | 4.7363 | 26.06 | 7.2287 | 32 | 8.5097 | 28.04 | 7.5255 | 26.96 | 7.3499 | 30.02 | 9.3947 | 21.02 | 5.9755 | 24.98 | 7.7048 | 23 | 6.8642 | 15.08 | 4.2594 | 17.6 | 5.2191 | 19.94 | 6.0557 | 19.04 | 5.5524 | 28.04 | 7.5264 | 26.06 | 7.3707 | 1007 | #N/A | #N/A
| 15.08 | 4.2978 | 26.06 | 7.0844 | 30.92 | 8.1667 | 27.5 | 7.3443 | 24.98 | 6.7079 | 30.92 | 9.7094 | 19.94 | 5.6722 | 21.02 | 6.663 | 21.92 | 6.544 | 12.92 | 3.818 | 14 | 4.109 | 17.96 | 5.6389 | 17.42 | 5.1804 | 28.04 | 7.6558 | 24.08 | 6.8945 | 1008 | #N/A | #N/A
| 14 | 4.0778 | 24.98 | 6.7421 | 28.94 | 7.6162 | 26.6 | 7.1564 | 24.08 | 6.4515 | 32 | 10.0925 | 17.96 | 5.1955 | 17.96 | 5.8561 | 19.94 | 5.9987 | 12.92 | 3.7393 | 14 | 4.109 | 15.98 | 5.163 | 15.98 | 4.8613 | 26.96 | 7.109 | 23 | 6.5259 | 1009 | #N/A | #N/A
| 14 | 4.0775 | 24.08 | 6.5258 | 28.94 | 7.6162 | 24.98 | 6.6834 | 21.92 | 5.972 | 30.92 | 10.073 | 17.96 | 5.1955 | 15.98 | 5.2992 | 19.04 | 5.7275 | 12.02 | 3.4925 | 14 | 4.109 | 15.08 | 4.9471 | 15.62 | 4.774 | 24.98 | 6.6027 | 21.92 | 6.1677 | 1010 | #N/A | #N/A
| 12.92 | 3.8173 | 21.92 | 5.9717 | 26.06 | 6.9239 | 23.9 | 6.3912 | 19.94 | 5.4961 | 32 | 10.5976 | 17.06 | 5.02 | 15.08 | 5.0832 | 17.96 | 5.346 | 10.94 | 3.1982 | 12.2 | 3.6765 | 15.98 | 5.2386 | 15.08 | 4.6433 | 24.08 | 6.4164 | 19.94 | 5.6022 | 1011 | #N/A | #N/A
| 12.92 | 3.7766 | 19.94 | 5.4956 | 24.08 | 6.4873 | 22.28 | 6.0276 | 17.96 | 4.9805 | 32 | 10.5987 | 17.06 | 5.0194 | 15.08 | 5.0193 | 15.98 | 4.929 | 10.04 | 2.9813 | 12.2 | 3.6765 | 15.98 | 5.2393 | 15.08 | 4.7011 | 21.92 | 5.8972 | 19.04 | 5.3049 | 1012 | #N/A | #N/A
| 12.02 | 3.5594 | 17.96 | 5.0537 | 24.08 | 6.4873 | 19.94 | 5.4586 | 17.06 | 4.7636 | 21.02 | 7.3304 | 17.06 | 5.0722 | 15.08 | 5.0205 | 15.08 | 4.6535 | 8.96 | 2.6629 | 12.2 | 3.6082 | 12.92 | 4.4302 | 14 | 4.3816 | 19.94 | 5.4592 | 17.96 | 5.0041 | 1013 | #N/A | #N/A
| 10.04 | 3.0155 | 17.96 | 5.0538 | 21.02 | 5.7859 | 18.14 | 5.0133 | 15.98 | 4.5436 | 19.04 | 6.4547 | 15.98 | 4.7162 | 12.02 | 4.2114 | 14 | 4.3939 | 8.06 | 2.4465 | 10.4 | 3.1132 | 14 | 4.6911 | 14 | 4.381 | 19.04 | 5.2053 | 15.98 | 4.5696 | 1014 | #N/A | #N/A
| 8.96 | 2.7212 | 15.98 | 4.6594 | 19.94 | 5.4919 | 17.06 | 4.7795 | 15.08 | 4.3272 | 17.96 | 6.0207 | 15.08 | 4.4506 | 12.02 | 4.0855 | 14 | 4.3942 | 6.98 | 2.2176 | 8.6 | 2.6236 | 14 | 4.692 | 12.2 | 3.9162 | 17.06 | 4.7672 | 15.08 | 4.353 | 1015 | #N/A | #N/A
| 8.96 | 2.7209 | 15.08 | 4.4047 | 19.94 | 5.4919 | 15.98 | 4.5602 | 14 | 4.0674 | 15.98 | 5.3851 | 15.08 | 4.4506 | 10.94 | 3.7729 | 14 | 4.3474 | 6.08 | 2.0012 | 8.6 | 2.6236 | 12.92 | 4.4333 | 12.2 | 3.9162 | 17.06 | 4.7669 | 14 | 4.0521 | 1016 | #N/A | #N/A
| 8.06 | 2.5041 | 15.08 | 4.3613 | 19.04 | 5.2752 | 15.26 | 4.3803 | 12.92 | 3.8079 | 15.98 | 5.3049 | 15.08 | 4.4493 | 10.94 | 3.8275 | 12.92 | 4.2561 | 6.08 | 2.0009 | 8.6 | 2.6807 | 14 | 4.694 | 12.2 | 3.9162 | 15.08 | 4.2912 | 12.92 | 3.793 | 1017 | #N/A | #N/A
| 8.06 | 2.5038 | 14 | 4.1832 | 19.04 | 5.3095 | 15.26 | 4.3946 | 12.92 | 3.8422 | 12.02 | 4.1545 | 15.98 | 4.713 | 10.94 | 3.8281 | 15.08 | 4.776 | 3.92 | 1.5087 | 6.8 | 2.2483 | 15.08 | 5.0289 | 12.2 | 3.9162 | 15.08 | 4.2916 | 12.02 | 3.507 | 1018 | #N/A | #N/A
| 10.04 | 3.0133 | 17.06 | 4.88 | 19.04 | 5.3095 | 16.16 | 4.5696 | 15.08 | 4.4044 | 26.06 | 8.6766 | 15.98 | 4.8077 | 15.08 | 5.0262 | 19.04 | 5.2156 | 6.98 | 2.2435 | 8.6 | 2.6807 | 15.98 | 5.4648 | 12.2 | 4.0122 | 15.98 | 4.5074 | 14 | 4.0133 | 1019 | #N/A | #N/A
| 12.92 | 3.735 | 19.94 | 5.7008 | 23 | 6.5889 | 17.42 | 4.9136 | 17.96 | 5.1353 | 37.94 | 12.8314 | 17.06 | 5.0672 | 28.94 | 9.7582 | 19.94 | 5.4319 | 10.04 | 3.0429 | 10.4 | 3.1757 | 30.92 | 10.5201 | 14 | 4.435 | 15.98 | 4.5475 | 15.08 | 4.3884 | 1020 | #N/A | #N/A
| 15.98 | 4.4705 | 24.08 | 7.0934 | 24.08 | 6.985 | 20.12 | 5.6206 | 19.94 | 5.8001 | 39.92 | 12.817 | 19.04 | 5.5899 | 39.02 | 12.192 | 19.94 | 5.4321 | 14 | 4.0324 | 12.2 | 3.6082 | 37.04 | 11.7216 | 15.8 | 4.8778 | 17.96 | 5.0583 | 15.98 | 4.7831 | 1021 | #N/A | #N/A
| 17.96 | 4.9844 | 24.98 | 7.5559 | 24.98 | 7.305 | 21.2 | 5.9669 | 21.92 | 6.4491 | 41 | 12.7919 | 19.04 | 5.5899 | 39.92 | 11.9027 | 21.02 | 5.6921 | 17.06 | 4.8426 | 14 | 4.109 | 39.02 | 11.4787 | 15.8 | 4.8778 | 19.04 | 5.3618 | 17.06 | 5.1449 | 1022 | #N/A | #N/A
| 19.04 | 5.2843 | 24.8 | 7.8335 | 28.04 | 8.8903 | 23 | 6.5053 | 21.92 | 6.6746 | 42.08 | 13.3447 | 19.94 | 5.8074 | 39.92 | 12.5393 | 19.4 | 5.6723 | 19.94 | 5.6667 | 15.8 | 4.5416 | 39.92 | 11.4204 | 19.94 | 5.8065 | 19.04 | 5.4153 | 17.96 | 5.5416 | 1023 | #N/A | #N/A
| 19.94 | 5.5361 | 26.06 | 8.1233 | 28.94 | 9.205 | 21.2 | 6.7882 | 23 | 7.2138 | 42.08 | 13.3499 | 21.02 | 6.2417 | 39.92 | 12.0337 | 17.06 | 5.5338 | 21.92 | 6.1433 | 17.6 | 5.0488 | 39.92 | 12.0408 | 21.02 | 6.1253 | 15.98 | 5.3181 | 19.04 | 5.9525 | 1024 | #N/A | #N/A
| 21.92 | 6.0127 | 26.96 | 8.4443 | 28.94 | 9.205 | 19.4 | 6.5167 | 23 | 7.3902 | 41 | 13.2609 | 21.92 | 6.5267 | 39.92 | 12.0362 | 15.98 | 5.4775 | 23 | 6.4038 | 19.4 | 5.563 | 39.02 | 11.6021 | 21.02 | 6.1878 | 17.06 | 5.6602 | 17.06 | 5.8722 | 1025 | #N/A | #N/A
| 21.02 | 6.1907 | 26.6 | 8.6279 | 28.94 | 9.4718 | 20.3 | 6.8048 | 23 | 7.5762 | 39.02 | 11.8168 | 23 | 6.7871 | 39.02 | 11.3916 | 15.98 | 5.4967 | 23 | 6.3558 | 21.2 | 6.0846 | 37.94 | 11.2281 | 21.92 | 6.4047 | 17.96 | 6.0385 | 17.96 | 6.2709 | 1026 | #N/A | #N/A
| 21.02 | 6.245 | 26.96 | 8.7739 | 28.94 | 9.8678 | 20.48 | 6.9193 | 23 | 7.6126 | 37.04 | 11.1158 | 24.08 | 7.1067 | 37.04 | 11.4485 | 17.06 | 5.8479 | 23 | 6.447 | 21.2 | 6.2869 | 35.96 | 11.3315 | 23 | 6.7188 | 17.96 | 5.9485 | 17.96 | 6.2709 | 1027 | #N/A | #N/A
| 21.92 | 6.4624 | 26.96 | 9.1381 | 28.94 | 9.9832 | 21.2 | 7.129 | 23 | 7.7252 | 35.06 | 11.2441 | 24.08 | 7.1067 | 35.96 | 10.9534 | 17.96 | 6.0645 | 21.92 | 6.2414 | 21.2 | 6.2869 | 35.96 | 10.9604 | 21.92 | 6.5272 | 17.96 | 6.0385 | 17.96 | 6.2709 | 1028 | #N/A | #N/A
| 23 | 6.9889 | 28.04 | 9.5392 | 32 | 11.1701 | 21.2 | 7.1344 | 21.92 | 7.4651 | 33.98 | 10.4715 | 24.98 | 7.4638 | 35.06 | 10.8571 | 19.04 | 6.3244 | 21.02 | 6.072 | 21.2 | 6.5263 | 33.98 | 10.3813 | 23 | 6.9206 | 19.04 | 6.3931 | 19.94 | 7.063 | 1029 | #N/A | #N/A
| 24.08 | 7.3315 | 30.92 | 10.6177 | 32 | 11.2035 | 21.2 | 7.1356 | 21.92 | 7.5631 | 33.98 | 10.6992 | 26.06 | 7.8779 | 33.08 | 10.2537 | 21.02 | 6.897 | 21.02 | 6.193 | 23 | 7.0949 | 32 | 9.9013 | 23 | 7.2273 | 19.04 | 6.3931 | 21.02 | 7.323 | 1030 | #N/A | #N/A
| 24.08 | 7.4045 | 30.92 | 10.8104 | 33.08 | 11.6164 | 21.2 | 7.1959 | 24.08 | 8.2066 | 33.98 | 10.5893 | 26.06 | 7.9697 | 33.98 | 10.3689 | 21.92 | 7.3025 | 21.92 | 6.2896 | 23 | 7.0949 | 33.08 | 10.1592 | 24.08 | 7.4895 | 19.04 | 6.4756 | 21.02 | 7.4244 | 1031 | #N/A | #N/A
| 23 | 7.2352 | 33.08 | 11.4773 | 35.06 | 12.2818 | 22.28 | 7.6327 | 30.02 | 10.5983 | 33.08 | 10.2461 | 26.06 | 7.9714 | 32 | 9.6868 | 23 | 7.617 | 21.92 | 6.4117 | 23 | 6.9594 | 32 | 9.7834 | 24.08 | 7.4021 | 19.94 | 6.6922 | 21.02 | 7.4244 | 1032 | #N/A | #N/A
| 23 | 7.1473 | 33.08 | 11.6594 | 35.06 | 12.4794 | 22.64 | 7.7426 | 30.92 | 11.1289 | 32 | 9.5796 | 26.06 | 8.1482 | 30.92 | 9.3209 | 24.08 | 8.0291 | 21.02 | 6.3182 | 21.2 | 6.6618 | 30.92 | 8.9879 | 24.08 | 7.3322 | 21.02 | 7.0558 | 21.92 | 7.8788 | 1033 | #N/A | #N/A
| 23 | 6.9946 | 33.98 | 11.8768 | 35.96 | 12.8663 | 23 | 7.8982 | 30.92 | 11.1434 | 30.92 | 9.2356 | 26.06 | 8.1482 | 30.92 | 9.0532 | 26.06 | 8.7316 | 21.02 | 6.3781 | 21.2 | 6.5263 | 30.02 | 8.6875 | 23 | 7.2334 | 21.92 | 7.4795 | 23 | 8.139 | 1034 | #N/A | #N/A
| 21.92 | 6.8164 | 33.98 | 12.0351 | 37.04 | 13.5067 | 23 | 7.982 | 33.08 | 11.665 | 30.02 | 8.9226 | 24.08 | 8.0747 | 30.02 | 8.8345 | 26.06 | 8.8409 | 21.02 | 6.3787 | 21.2 | 6.6618 | 28.94 | 8.3604 | 21.2 | 6.9595 | 21.92 | 7.4758 | 26.06 | 9.2871 | 1035 | #N/A | #N/A
| 19.94 | 6.5977 | 37.04 | 13.1557 | 37.94 | 13.9038 | 23 | 7.9768 | 33.98 | 12.2394 | 30.02 | 8.8324 | 24.08 | 8.0747 | 28.94 | 8.574 | 26.96 | 9.1947 | 19.04 | 5.9785 | 19.4 | 6.3756 | 28.04 | 8.2085 | 21.92 | 7.1518 | 23 | 7.736 | 28.04 | 10.234 | 1036 | #N/A | #N/A
| 19.94 | 6.6818 | 37.04 | 13.3135 | 37.94 | 13.9038 | 24.8 | 8.6316 | 35.06 | 12.6835 | 28.94 | 8.572 | 24.08 | 7.9843 | 28.04 | 8.3566 | 28.04 | 9.5987 | 17.96 | 5.7852 | 19.4 | 6.5351 | 26.96 | 7.9482 | 21.2 | 7.1317 | 24.08 | 8.2184 | 30.02 | 10.862 | 1037 | #N/A | #N/A
| 19.94 | 6.6761 | 37.04 | 13.3135 | 39.02 | 14.3505 | 26.6 | 9.305 | 35.96 | 12.9011 | 28.94 | 8.5714 | 24.08 | 8.0747 | 26.96 | 8.0253 | 32 | 11.1798 | 15.08 | 5.0282 | 17.6 | 6.1017 | 26.06 | 7.7311 | 21.2 | 7.1317 | 26.06 | 8.9381 | 30.92 | 11.2674 | 1038 | #N/A | #N/A
| 19.94 | 6.6849 | 37.94 | 13.7273 | 39.02 | 14.4206 | 26.6 | 9.305 | 35.96 | 13.059 | 28.94 | 8.4176 | 24.08 | 7.977 | 26.96 | 7.9426 | 33.08 | 11.5516 | 15.08 | 4.9542 | 17.6 | 6.1017 | 23 | 6.9939 | 21.2 | 7.1317 | 28.04 | 9.6802 | 30.02 | 11.0502 | 1039 | #N/A | #N/A
| 19.94 | 6.6023 | 37.94 | 13.8967 | 39.02 | 14.4206 | 26.6 | 9.3382 | 35.96 | 13.1198 | 28.04 | 8.2002 | 24.08 | 7.9874 | 26.06 | 7.6599 | 33.8 | 11.9432 | 15.08 | 5.094 | 17.6 | 6.1017 | 21.92 | 6.7333 | 21.2 | 7.1317 | 28.94 | 10.1859 | 30.92 | 11.4311 | 1040 | #N/A | #N/A
| 19.04 | 6.2921 | 39.02 | 14.1579 | 39.02 | 14.1406 | 28.4 | 10.0384 | 35.96 | 13.2553 | 26.96 | 7.8745 | 23 | 7.5151 | 24.98 | 7.3994 | 33.08 | 11.9495 | 17.06 | 5.5054 | 17.6 | 5.9424 | 21.02 | 6.4511 | 21.2 | 7.1317 | 28.94 | 10.1859 | 32 | 11.6918 | 1041 | #N/A | #N/A
| 17.96 | 5.8708 | 37.94 | 13.5311 | 39.02 | 14.2131 | 28.4 | 10.0365 | 35.06 | 12.6835 | 26.96 | 7.9389 | 24.08 | 7.3433 | 23 | 6.9878 | 33.08 | 12.1014 | 15.98 | 5.1112 | 15.8 | 5.3624 | 21.92 | 6.5927 | 21.2 | 7.1317 | 28.94 | 10.1859 | 30.92 | 11.4862 | 1042 | #N/A | #N/A
| 19.94 | 6.3474 | 37.4 | 13.3686 | 39.02 | 14.2131 | 30.2 | 10.4695 | 33.98 | 12.2926 | 30.02 | 8.6743 | 24.08 | 7.3431 | 26.96 | 7.9395 | 32 | 11.8406 | 17.96 | 5.6464 | 14 | 4.9292 | 24.98 | 7.4024 | 23 | 7.2422 | 30.02 | 10.6146 | 30.92 | 11.4311 | 1043 | #N/A | #N/A
| 21.02 | 6.6071 | 35.96 | 12.8947 | 37.94 | 13.7752 | 30.2 | 10.7529 | 32 | 11.2687 | 32 | 9.2324 | 24.98 | 7.5594 | 28.94 | 8.4156 | 32 | 11.8406 | 19.94 | 6.1224 | 19.4 | 6.0933 | 26.06 | 7.7268 | 23 | 7.3929 | 30.92 | 10.8703 | 32 | 11.6918 | 1044 | #N/A | #N/A
| 23 | 7.0016 | 35.06 | 12.1952 | 37.04 | 13.3616 | 30.2 | 10.7518 | 32 | 11.1242 | 33.08 | 9.4114 | 24.08 | 7.4966 | 30.02 | 8.6769 | 32 | 11.8406 | 21.92 | 6.4166 | 21.2 | 6.5263 | 28.04 | 8.2862 | 24.8 | 7.6673 | 32 | 11.4534 | 32 | 11.6918 | 1045 | #N/A | #N/A
| 24.08 | 7.343 | 33.98 | 11.745 | 37.04 | 13.3616 | 32 | 11.1863 | 32 | 11.0762 | 33.98 | 9.9649 | 24.98 | 7.6307 | 32 | 9.2358 | 33.98 | 11.66 | 23 | 6.5075 | 21.2 | 6.5263 | 30.92 | 8.8984 | 23 | 7.2409 | 32 | 11.422 | 30.92 | 11.4311 | 1046 | #N/A | #N/A
| 24.08 | 7.2544 | 33.08 | 11.4773 | 35.96 | 12.8791 | 33.8 | 11.9288 | 32 | 11.4042 | 33.98 | 9.9663 | 24.98 | 7.6237 | 33.98 | 10.356 | 33.98 | 11.3127 | 23 | 6.3229 | 23 | 6.9594 | 32 | 9.1598 | 24.08 | 7.1925 | 37.04 | 13.1824 | 33.08 | 12.0059 | 1047 | #N/A | #N/A
| 26.06 | 7.1912 | 35.96 | 12.1726 | 37.04 | 12.7602 | 35.6 | 12.6946 | 35.6 | 12.0028 | 35.96 | 10.7203 | 26.06 | 7.5957 | 35.06 | 10.7175 | 33.98 | 11.3127 | 21.92 | 5.9432 | 23 | 6.4283 | 35.06 | 10.5125 | 24.98 | 7.409 | 39.92 | 12.3123 | 33.98 | 12.0057 | 1048 | #N/A | #N/A
| 24.98 | 6.8002 | 37.94 | 12.6506 | 41 | 14.1591 | 37.22 | 12.5073 | 37.04 | 12.4387 | 35.06 | 10.9457 | 24.98 | 7.0907 | 35.96 | 11.3007 | 35.96 | 11.7902 | 19.94 | 5.3985 | 23 | 6.4283 | 33.98 | 10.4656 | 24.08 | 6.935 | 37.94 | 12.1023 | 32 | 11.528 | 1049 | #N/A | #N/A
| 24.08 | 6.4629 | 39.92 | 13.1287 | 41 | 13.4208 | 37.4 | 12.206 | 37.94 | 13.0462 | 37.04 | 11.8227 | 24.98 | 6.9836 | 37.04 | 11.8277 | 33.08 | 11.2321 | 17.96 | 4.86 | 21.2 | 5.914 | 35.06 | 11.095 | 23 | 6.6124 | 37.94 | 11.9754 | 33.08 | 11.4909 | 1050 | #N/A | #N/A
| 19.94 | 5.3987 | 39.92 | 12.4409 | 39.92 | 12.8416 | 37.76 | 11.7848 | 37.94 | 12.0894 | 37.94 | 12.4975 | 23 | 6.4527 | 37.94 | 12.5036 | 33.08 | 11.0957 | 14 | 3.801 | 19.4 | 5.4814 | 37.04 | 11.8394 | 19.94 | 5.6734 | 37.94 | 11.5842 | 32 | 11.3816 | 1051 | #N/A | #N/A
| 15.98 | 4.353 | 39.02 | 12.2213 | 39.92 | 12.8416 | 36.68 | 11.5704 | 37.04 | 11.8696 | 37.04 | 12.6118 | 23 | 6.4527 | 37.94 | 12.6522 | 30.92 | 10.5748 | 10.04 | 2.8237 | 15.8 | 4.4732 | 37.04 | 12.1308 | 17.96 | 5.1088 | 35.96 | 11.2148 | 32 | 11.0536 | 1052 | #N/A | #N/A
| 12.02 | 3.3253 | 37.04 | 12.0217 | 39.02 | 12.8985 | 35.06 | 11.1781 | 35.96 | 11.8971 | 37.94 | 12.831 | 15.98 | 4.5133 | 39.02 | 13.0978 | 30.92 | 10.5748 | 6.98 | 2.0639 | 12.2 | 3.4361 | 37.94 | 12.5186 | 15.08 | 4.5027 | 35.96 | 11.1041 | 32 | 10.6224 | 1053 | #N/A | #N/A
| 8.06 | 2.3238 | 37.04 | 12.12 | 39.02 | 12.7863 | 33.8 | 11.0669 | 35.06 | 11.5421 | 39.02 | 13.4493 | 12.92 | 3.7771 | 39.92 | 13.3151 | 30.02 | 9.5799 | 3.92 | 1.2705 | 8.6 | 2.5237 | 39.02 | 12.7789 | 12.02 | 3.7657 | 33.98 | 11.1127 | 30.92 | 10.7881 | 1054 | #N/A | #N/A
| 5 | 1.5695 | 35.06 | 11.6423 | 39.02 | 12.7863 | 32.9 | 11.1376 | 33.98 | 11.28 | 39.92 | 13.6692 | 10.04 | 3.0162 | 41 | 13.7376 | 28.94 | 9.5348 | 1.94 | 0.77515 | 5 | 1.6155 | 39.92 | 13.1458 | 10.04 | 3.2405 | 32 | 10.9242 | 30.2 | 10.2592 | 1055 | #N/A | #N/A
| 3.02 | 1.0548 | 33.98 | 11.4109 | 35.96 | 12.0145 | 32 | 10.6266 | 33.98 | 10.8558 | 41 | 14.1157 | 8.06 | 2.5057 | 41 | 13.7403 | 28.04 | 8.882 | 1.04 | 0.54338 | 3.2 | 1.1436 | 39.92 | 13.1472 | 8.06 | 2.6814 | 30.92 | 10.5292 | 28.94 | 9.9812 | 1056 | #N/A | #N/A
| 1.94 | 0.76014 | 33.98 | 10.485 | 33.98 | 11.0835 | 29.84 | 9.7712 | 33.08 | 10.0563 | 41 | 14.2773 | 6.98 | 2.1876 | 41 | 13.7431 | 28.04 | 8.79 | -0.04 | 0.26644 | 1.4 | 0.67517 | 39.92 | 13.1497 | 6.08 | 2.1706 | 30.02 | 9.325 | 26.96 | 8.7699 | 1057 | #N/A | #N/A
| 1.04 | 0.52627 | 33.98 | 10.2712 | 33.98 | 11.1053 | 29.3 | 9.3428 | 32 | 9.9088 | 41 | 14.1229 | 6.98 | 2.1876 | 41 | 13.7454 | 28.04 | 8.5988 | -0.94 | 0.050336 | -0.4 | 0.24292 | 41 | 13.4133 | 6.8 | 2.3752 | 28.04 | 8.9616 | 24.98 | 8.0812 | 1058 | #N/A | #N/A
| -0.04 | 0.26692 | 32 | 9.4198 | 33.98 | 10.066 | 29.3 | 9.1491 | 30.02 | 9.0395 | 41 | 14.1246 | 5 | 1.6871 | 41 | 13.5886 | 28.04 | 8.5984 | -2.02 | -0.22295 | -0.4 | 0.18016 | 41 | 13.2684 | 3.2 | 1.3803 | 28.94 | 8.7859 | 24.08 | 7.9576 | 1059 | #N/A | #N/A
| -0.94 | 0.050681 | 32 | 9.5141 | 33.98 | 10.1685 | 28.22 | 8.7446 | 30.02 | 9.0388 | 39.02 | 13.6502 | 3.92 | 1.4276 | 41 | 13.5935 | 26.96 | 8.5279 | -5.08 | -0.95789 | -2.2 | -0.25204 | 39.92 | 13.0108 | 1.04 | 0.81747 | 28.94 | 8.7852 | 24.08 | 7.8635 | 1060 | #N/A | #N/A
| -2.02 | -0.20867 | 30.92 | 9.3363 | 33.98 | 10.1685 | 27.32 | 8.4415 | 28.94 | 8.8607 | 41 | 14.2897 | 3.02 | 1.1832 | 42.98 | 13.7416 | 26.06 | 8.3098 | -7.06 | -1.4893 | -2.2 | -0.25204 | 41 | 13.2732 | 1.4 | 0.94788 | 28.94 | 8.6889 | 24.98 | 7.972 | 1061 | #N/A | #N/A
| -4 | -0.68428 | 30.02 | 9.0369 | 32 | 9.7809 | 28.58 | 8.7443 | 28.94 | 8.7779 | 41 | 14.1332 | 1.94 | 0.92371 | 42.98 | 13.7436 | 26.06 | 8.3908 | -7.96 | -1.6921 | -4 | -0.68425 | 42.08 | 13.3668 | -2.2 | 0.082966 | 28.94 | 8.7836 | 24.08 | 7.6695 | 1062 | #N/A | #N/A
| -5.08 | -0.94374 | 28.94 | 8.8584 | 32 | 9.6895 | 28.76 | 8.8369 | 28.94 | 8.7766 | 41 | 14.1388 | 1.04 | 0.70713 | 41 | 13.4169 | 26.06 | 8.2991 | -9.04 | -1.9516 | -5.8 | -1.1682 | 42.08 | 13.3707 | -2.2 | 0.026372 | 28.94 | 8.8651 | 24.08 | 7.6676 | 1063 | #N/A | #N/A
| -5.98 | -1.1717 | 30.02 | 9.1162 | 32 | 9.6895 | 28.4 | 8.7163 | 28.04 | 8.7443 | 41 | 14.3 | 1.04 | 0.70713 | 42.08 | 13.6791 | 26.06 | 8.2001 | -9.94 | -2.1812 | -7.6 | -1.6004 | 42.08 | 13.3713 | -2.2 | 0.026372 | 28.04 | 8.6464 | 24.08 | 7.8504 | 1064 | #N/A | #N/A
| -7.06 | -1.4023 | 30.02 | 9.1152 | 32 | 9.6861 | 28.94 | 8.7929 | 28.04 | 8.7435 | 41 | 14.3026 | -0.94 | 0.23071 | 39.92 | 13.5068 | 26.06 | 8.3037 | -9.94 | -2.1919 | -9.4 | -2.0326 | 39.92 | 13.0246 | -0.4 | 0.45879 | 26.96 | 8.3846 | 24.08 | 7.7503 | 1065 | #N/A | #N/A
| -7.06 | -1.3838 | 28.94 | 8.9572 | 32 | 9.6847 | 27.68 | 8.4876 | 28.04 | 8.7419 | 39.92 | 13.888 | -2.02 | -0.029231 | 42.08 | 14.2318 | 24.98 | 8.0419 | -9.94 | -2.1921 | -9.4 | -2.0549 | 39.92 | 13.5198 | -0.4 | 0.51543 | 28.04 | 8.3746 | 24.08 | 7.5654 | 1066 | #N/A | #N/A
| -5.98 | -1.1049 | 30.02 | 9.2153 | 32 | 9.6847 | 28.94 | 8.678 | 28.94 | 9.0464 | 41 | 14.3111 | -0.4 | 0.40782 | 42.98 | 14.4523 | 24.98 | 8.1308 | -9.04 | -1.9658 | -9.4 | -2.0549 | 42.08 | 14.248 | -0.4 | 0.51543 | 30.02 | 8.8493 | 24.98 | 7.8776 | 1067 | #N/A | #N/A
| -2.92 | -0.31704 | 32 | 9.6907 | 33.98 | 10.1582 | 30.2 | 9.075 | 30.02 | 9.2145 | 42.98 | 14.9907 | -0.94 | 0.2881 | 46.04 | 15.3849 | 26.06 | 8.5042 | -5.98 | -1.2062 | -7.6 | -1.6004 | 46.04 | 14.8474 | 1.4 | 1.0775 | 30.92 | 9.1551 | 26.06 | 8.2213 | 1068 | #N/A | #N/A
| -2.02 | -0.023999 | 33.08 | 9.8457 | 35.96 | 10.6338 | 31.1 | 9.3743 | 30.02 | 9.3034 | 44.96 | 15.4795 | 3.02 | 1.3535 | 44.06 | 15.0677 | 26.96 | 8.7207 | -2.02 | -0.22497 | -5.8 | -1.1436 | 46.94 | 15.2284 | 3.2 | 1.584 | 32 | 9.5929 | 26.96 | 8.5447 | 1069 | #N/A | #N/A
| 3.92 | 1.5062 | 33.08 | 9.9482 | 35.96 | 10.6338 | 33.26 | 9.9961 | 32 | 9.6896 | 48.02 | 16.3943 | 3.02 | 1.3535 | 48.02 | 15.8715 | 26.96 | 8.7226 | 1.04 | 0.54098 | -2.2 | -0.25204 | 48.92 | 15.7119 | 5 | 2.0166 | 33.08 | 9.7683 | 28.04 | 8.8954 | 1070 | #N/A | #N/A
| 6.08 | 2.025 | 33.98 | 10.0615 | 37.94 | 11.1093 | 34.88 | 10.4406 | 33.08 | 9.7638 | 48.92 | 16.6185 | 5 | 1.9509 | 46.94 | 15.6165 | 28.04 | 8.9827 | 6.08 | 1.8031 | 1.4 | 0.71128 | 48.92 | 15.9198 | 6.8 | 2.5299 | 35.06 | 10.3279 | 30.02 | 9.3714 | 1071 | #N/A | #N/A
| 10.04 | 2.8442 | 35.96 | 10.5378 | 37.94 | 11.1091 | 36.14 | 10.7617 | 33.98 | 9.9796 | 48.92 | 16.4541 | 8.6 | 2.8831 | 48.02 | 15.8842 | 28.94 | 9.1994 | 8.06 | 2.3001 | 5 | 1.6155 | 48.92 | 15.7228 | 6.8 | 2.5299 | 35.96 | 10.6487 | 30.02 | 9.2784 | 1072 | #N/A | #N/A
| 10.94 | 3.0824 | 37.04 | 10.7971 | 37.94 | 11.1091 | 36.68 | 10.8386 | 35.96 | 10.456 | 46.94 | 15.9803 | 10.04 | 3.2062 | 46.94 | 15.4395 | 30.92 | 9.6712 | 10.04 | 2.7945 | 6.8 | 2.0478 | 48.92 | 15.5641 | 10.04 | 3.2317 | 37.94 | 11.1264 | 32 | 9.9647 | 1073 | #N/A | #N/A
| 10.94 | 3.0602 | 37.94 | 11.0134 | 39.02 | 11.3674 | 37.58 | 11.0894 | 37.04 | 10.7975 | 44.96 | 15.5033 | 12.02 | 3.6704 | 46.94 | 15.6288 | 32 | 9.9297 | 10.94 | 3.0106 | 8.6 | 2.5237 | 48.92 | 15.5657 | 12.92 | 3.9715 | 39.02 | 11.4757 | 33.08 | 10.2223 | 1074 | #N/A | #N/A
| 12.02 | 3.3194 | 37.94 | 11.1148 | 39.02 | 11.366 | 37.94 | 11.2127 | 37.04 | 10.7958 | 46.04 | 15.5644 | 12.92 | 3.8426 | 46.94 | 15.4408 | 32 | 9.9295 | 10.94 | 2.9916 | 10.4 | 2.9124 | 48.92 | 15.5637 | 12.92 | 3.8854 | 39.02 | 11.3847 | 33.08 | 10.1046 | 1075 | #N/A | #N/A
| 10.94 | 3.0106 | 37.04 | 10.897 | 39.02 | 11.366 | 37.58 | 11.201 | 35.06 | 10.2354 | 44.96 | 15.1418 | 12.92 | 3.8426 | 46.04 | 15.222 | 32 | 9.93 | 10.94 | 2.9913 | 10.4 | 2.9124 | 46.94 | 15.0847 | 12.92 | 3.8413 | 37.94 | 11.3288 | 32 | 9.9604 | 1076 | #N/A | #N/A
| 10.04 | 2.7941 | 33.98 | 10.158 | 37.04 | 10.976 | 33.44 | 10.4209 | 32 | 9.6822 | 46.04 | 15.4003 | 12.92 | 3.7677 | 48.02 | 15.3324 | 26.96 | 8.7154 | 10.04 | 2.7532 | 8.6 | 2.4404 | 46.94 | 15.082 | 12.92 | 3.884 | 32 | 9.896 | 30.02 | 9.3662 | 1077 | #N/A | #N/A
| 8.96 | 2.5344 | 33.08 | 9.9393 | 37.04 | 10.9739 | 27.5 | 9.2025 | 30.92 | 9.51 | 46.94 | 15.2267 | 14 | 4.0265 | 44.96 | 14.591 | 21.02 | 7.0777 | 3.92 | 1.4219 | 8.6 | 2.4404 | 42.98 | 13.9376 | 12.92 | 3.8835 | 28.04 | 9.039 | 28.04 | 8.8868 | 1078 | #N/A | #N/A
| 8.06 | 2.318 | 30.02 | 9.2908 | 37.04 | 10.9739 | 26.96 | 8.8357 | 30.92 | 9.5088 | 48.92 | 15.3546 | 14 | 4.0262 | 44.96 | 14.5883 | 19.94 | 6.8175 | 6.98 | 2.018 | 6.8 | 2.0478 | 46.04 | 14.8592 | 12.92 | 3.9208 | 26.96 | 8.6799 | 28.94 | 9.1035 | 1079 | #N/A | #N/A
| 8.06 | 2.3178 | 28.04 | 8.8139 | 33.98 | 10.6736 | 25.7 | 8.5943 | 26.96 | 8.5551 | 44.96 | 14.7427 | 12.92 | 3.7663 | 46.94 | 15.2234 | 24.98 | 8.1227 | 6.08 | 1.8016 | 6.8 | 2.0478 | 46.04 | 14.5209 | 12.92 | 3.9203 | 24.98 | 8.2025 | 26.96 | 8.6264 | 1080 | #N/A | #N/A
| 6.98 | 2.082 | 28.04 | 8.9259 | 33.08 | 10.7291 | 25.34 | 8.4685 | 26.96 | 8.5547 | 44.06 | 14.1749 | 14 | 3.9884 | 44.96 | 14.2458 | 26.06 | 8.3838 | 5 | 1.5635 | 6.8 | 2.0478 | 42.98 | 13.9266 | 12.02 | 3.7513 | 24.98 | 8.204 | 28.04 | 8.887 | 1081 | #N/A | #N/A
| 6.08 | 1.842 | 28.04 | 8.9257 | 33.08 | 10.7291 | 24.26 | 8.107 | 26.96 | 8.7648 | 42.08 | 13.5454 | 14 | 3.9884 | 42.08 | 13.3767 | 26.06 | 8.4993 | 1.04 | 0.70195 | 5 | 1.6155 | 42.08 | 13.557 | 12.02 | 3.793 | 24.98 | 8.2043 | 28.04 | 8.8877 | 1082 | #N/A | #N/A
| 5 | 1.5824 | 28.94 | 9.2406 | 33.08 | 10.7302 | 24.44 | 8.1703 | 28.04 | 8.9275 | 41 | 13.1108 | 12.02 | 3.5887 | 39.92 | 12.7134 | 26.06 | 8.5013 | 1.94 | 0.87088 | 3.2 | 1.1832 | 39.02 | 12.3493 | 12.02 | 3.7924 | 24.08 | 7.9873 | 28.04 | 8.8875 | 1083 | #N/A | #N/A
| 5 | 1.5823 | 26.06 | 8.5472 | 32 | 10.4701 | 24.8 | 8.2762 | 28.04 | 8.9279 | 37.04 | 11.5921 | 10.94 | 3.3287 | 35.96 | 10.962 | 26.96 | 8.718 | 1.04 | 0.63099 | 1.4 | 0.71128 | 35.96 | 10.9693 | 12.92 | 4.1065 | 24.98 | 8.3014 | 28.04 | 8.8883 | 1084 | #N/A | #N/A
| 3.92 | 1.3465 | 26.96 | 8.886 | 32 | 10.4701 | 24.8 | 8.3592 | 26.96 | 8.7652 | 35.06 | 10.5296 | 10.04 | 3.1124 | 35.06 | 10.2504 | 30.02 | 9.5562 | -2.92 | -0.27168 | 1.4 | 0.75089 | 33.98 | 10.275 | 10.94 | 3.5842 | 26.06 | 8.5629 | 28.04 | 9.1043 | 1085 | #N/A | #N/A
| 3.02 | 1.1303 | 35.06 | 11.4943 | 32 | 10.591 | 25.52 | 8.5984 | 32 | 10.2091 | 32 | 9.5115 | 8.96 | 2.8528 | 30.92 | 9.0652 | 33.98 | 10.5144 | -4 | -0.50916 | 1.4 | 0.79432 | 30.02 | 8.8533 | 10.94 | 3.5318 | 26.06 | 8.5654 | 28.94 | 9.5606 | 1086 | #N/A | #N/A
| 3.02 | 1.1302 | 33.98 | 11.2353 | 33.98 | 11.2222 | 24.98 | 8.3675 | 32 | 10.3444 | 30.02 | 8.8455 | 8.06 | 2.6364 | 28.94 | 8.431 | 35.06 | 10.7754 | -4 | -0.53116 | 1.4 | 0.75089 | 26.96 | 7.8175 | 10.94 | 3.5837 | 24.98 | 8.3091 | 28.94 | 9.7021 | 1087 | #N/A | #N/A
| 3.02 | 1.1063 | 35.06 | 11.7985 | 33.98 | 11.2222 | 24.8 | 8.303 | 32 | 10.6099 | 26.96 | 7.8866 | 8.06 | 2.6364 | 28.04 | 8.1467 | 35.96 | 11.1198 | -5.08 | -0.7414 | -0.4 | 0.31859 | 26.06 | 7.599 | 8.96 | 3.1528 | 24.98 | 8.3084 | 28.94 | 9.9754 | 1088 | #N/A | #N/A
| -2.02 | -0.080579 | 37.04 | 12.6071 | 37.04 | 12.7496 | 24.98 | 8.4324 | 33.08 | 11.1602 | 26.96 | 7.8845 | 10.94 | 3.4054 | 28.04 | 8.1444 | 37.94 | 12.1175 | -7.06 | -1.2446 | -2.2 | -0.11372 | 26.06 | 7.6722 | 10.04 | 3.4693 | 26.06 | 8.5712 | 30.02 | 10.7069 | 1089 | #N/A | #N/A
| -4 | -0.55638 | 37.94 | 12.9854 | 37.04 | 12.7531 | 25.52 | 8.629 | 35.06 | 11.952 | 26.96 | 7.8827 | 8.96 | 2.9289 | 26.96 | 7.8823 | 37.94 | 12.4117 | -5.98 | -1.0073 | -4 | -0.54602 | 24.98 | 7.3348 | 10.94 | 3.628 | 26.06 | 8.573 | 28.94 | 10.4511 | 1090 | #N/A | #N/A
| 3.92 | 1.4744 | 37.94 | 12.8289 | 37.04 | 12.7531 | 27.5 | 9.3555 | 37.04 | 12.2868 | 26.96 | 7.6778 | 15.98 | 4.7948 | 26.96 | 7.455 | 35.96 | 12.2535 | -2.02 | 0.10758 | -7.6 | -1.4501 | 24.98 | 7.1505 | 15.08 | 4.7404 | 26.96 | 8.9123 | 28.94 | 10.4511 | 1091 | #N/A | #N/A
| 14 | 3.9566 | 39.02 | 13.2509 | 39.92 | 13.4542 | 28.4 | 9.7415 | 37.94 | 12.8352 | 28.04 | 7.8198 | 19.04 | 5.7473 | 26.96 | 7.309 | 35.06 | 12.3772 | 6.08 | 1.9934 | 3.2 | 1.2743 | 24.98 | 6.9807 | 17.06 | 4.9593 | 28.94 | 9.6323 | 30.02 | 10.862 | 1092 | #N/A | #N/A
| 17.06 | 5.1581 | 39.02 | 13.4512 | 42.08 | 14.3609 | 32 | 11.4618 | 39.02 | 13.457 | 28.94 | 7.7844 | 21.02 | 6.3477 | 28.04 | 7.4847 | 35.06 | 12.9273 | 10.94 | 3.106 | 12.2 | 3.5456 | 26.06 | 7.1858 | 19.04 | 5.4767 | 30.92 | 10.6636 | 33.08 | 11.9524 | 1093 | #N/A | #N/A
| 19.94 | 6.0896 | 39.92 | 14.0098 | 42.08 | 14.3609 | 35.78 | 12.8917 | 39.02 | 13.4572 | 30.92 | 8.2597 | 23 | 7.1113 | 28.94 | 7.6651 | 39.02 | 14.1145 | 15.98 | 4.3169 | 17.6 | 5.2191 | 26.06 | 7.1422 | 19.94 | 6.0286 | 33.08 | 11.5142 | 33.08 | 12.3465 | 1094 | #N/A | #N/A
| 21.02 | 6.2923 | 39.92 | 14.3757 | 44.96 | 16.1956 | 36.32 | 13.1246 | 41 | 14.874 | 30.92 | 8.1407 | 24.08 | 7.3731 | 28.94 | 7.6647 | 41 | 14.7748 | 17.96 | 4.9384 | 19.4 | 5.6519 | 26.96 | 7.3091 | 21.02 | 6.2896 | 33.8 | 11.888 | 37.94 | 14.4677 | 1095 | #N/A | #N/A
| 21.92 | 6.5681 | 42.08 | 15.3232 | 46.94 | 17.3637 | 37.04 | 13.2381 | 42.08 | 15.5256 | 30.92 | 8.1001 | 24.98 | 7.7706 | 30.02 | 7.9242 | 46.04 | 16.4059 | 19.94 | 5.6074 | 21.2 | 6.0846 | 26.96 | 7.1504 | 23 | 6.8245 | 35.06 | 12.3203 | 39.02 | 14.9626 | 1096 | #N/A | #N/A
| 23 | 6.7036 | 42.98 | 15.7355 | 46.04 | 17.1806 | 38.66 | 13.7673 | 42.08 | 15.7211 | 32 | 8.3993 | 26.06 | 8.1118 | 30.92 | 8.1401 | 50 | 16.7907 | 21.02 | 5.9575 | 21.2 | 6.1815 | 26.96 | 7.2257 | 21.92 | 6.5074 | 35.96 | 12.772 | 44.96 | 17.3387 | 1097 | #N/A | #N/A
| 23 | 6.9023 | 46.04 | 17.1675 | 48.92 | 18.5631 | 41 | 14.7781 | 46.04 | 17.3944 | 33.08 | 8.6583 | 28.04 | 8.7777 | 30.92 | 8.0993 | 51.08 | 17.0561 | 21.92 | 6.1321 | 23 | 6.8346 | 26.96 | 7.1899 | 23 | 6.768 | 39.92 | 14.0795 | 44.96 | 17.1137 | 1098 | #N/A | #N/A
| 23 | 7.2051 | 48.02 | 18.369 | 51.98 | 19.8441 | 43.7 | 15.6869 | 46.94 | 17.8835 | 30.92 | 8.0601 | 28.94 | 9.5593 | 30.92 | 8.0602 | 50 | 16.591 | 21.92 | 6.227 | 21.2 | 6.5263 | 26.96 | 7.1889 | 23 | 6.8995 | 44.06 | 15.6698 | 44.96 | 16.911 | 1099 | #N/A | #N/A
| 26.06 | 8.414 | 48.92 | 18.5875 | 51.98 | 19.912 | 45.14 | 16.4226 | 48.92 | 18.3639 | 28.94 | 7.6213 | 28.94 | 9.5593 | 28.04 | 7.3671 | 50 | 16.797 | 21.92 | 6.3921 | 23 | 7.4018 | 26.96 | 7.1096 | 24.08 | 7.3033 | 46.94 | 16.7858 | 44.96 | 16.9141 | 1100 | #N/A | #N/A
| 28.94 | 9.5637 | 50 | 18.8497 | 51.08 | 19.3764 | 44.06 | 16.1991 | 48.02 | 18.2105 | 26.96 | 7.0427 | 33.8 | 11.5554 | 26.96 | 6.9844 | 48.02 | 16.3169 | 21.02 | 6.4911 | 24.8 | 8.1963 | 24.98 | 6.7462 | 26.06 | 8.5056 | 44.06 | 16.0867 | 44.96 | 17.1137 | 1101 | #N/A | #N/A
| 30.02 | 10.1332 | 51.8 | 19.1923 | 51.08 | 19.4456 | 43.34 | 15.9828 | 46.94 | 17.8835 | 26.06 | 6.8901 | 35.6 | 12.6156 | 26.06 | 6.8603 | 48.92 | 16.533 | 21.02 | 6.5994 | 28.4 | 9.7262 | 24.08 | 6.4164 | 28.04 | 9.5991 | 42.08 | 15.6051 | 44.06 | 16.6349 | 1102 | #N/A | #N/A
| 33.08 | 11.652 | 50 | 18.9246 | 51.08 | 19.4456 | 42.8 | 15.8956 | 48.02 | 18.2145 | 26.96 | 7.0764 | 35.96 | 12.8851 | 24.98 | 6.5663 | 41 | 14.5631 | 21.02 | 6.76 | 30.2 | 10.9984 | 23 | 6.1566 | 28.4 | 9.9692 | 41 | 15.1148 | 42.98 | 16.436 | 1103 | #N/A | #N/A
| 33.08 | 11.8099 | 50 | 18.692 | 51.08 | 19.4528 | 42.8 | 15.8148 | 48.92 | 18.163 | 26.06 | 6.9677 | 39.02 | 13.9151 | 24.08 | 6.3843 | 37.94 | 13.0725 | 21.02 | 7.0383 | 32 | 11.7585 | 21.92 | 5.9349 | 30.2 | 10.9809 | 42.08 | 15.6067 | 42.08 | 15.9658 | 1104 | #N/A | #N/A
| 35.06 | 12.6686 | 48.92 | 18.6673 | 50 | 19.1919 | 42.08 | 15.4017 | 46.94 | 17.4566 | 24.98 | 6.7078 | 39.92 | 14.365 | 24.08 | 6.452 | 37.04 | 12.2098 | 21.92 | 7.4566 | 33.8 | 12.5021 | 21.92 | 5.9347 | 33.8 | 12.4817 | 42.08 | 15.3234 | 42.08 | 15.7611 | 1105 | #N/A | #N/A
| 39.02 | 14.3587 | 48.92 | 18.1529 | 50 | 19.1919 | 39.38 | 13.423 | 44.96 | 16.7184 | 24.08 | 6.5264 | 39.92 | 14.6915 | 23 | 6.2323 | 35.06 | 11.4352 | 26.06 | 9.0553 | 37.4 | 13.7018 | 21.92 | 5.9349 | 37.94 | 14.035 | 39.92 | 12.8609 | 42.08 | 15.7027 | 1106 | #N/A | #N/A
| 39.92 | 14.9324 | 48.02 | 17.6475 | 50 | 18.323 | 38.84 | 12.4079 | 42.98 | 15.3345 | 23 | 6.3104 | 41 | 15.2439 | 21.92 | 5.9726 | 32 | 9.949 | 30.02 | 10.5855 | 39.2 | 14.4888 | 21.02 | 5.7185 | 39.92 | 14.922 | 39.02 | 12.0828 | 39.02 | 13.7809 | 1107 | #N/A | #N/A
| 42.8 | 16.1184 | 44.96 | 15.5951 | 46.94 | 16.4492 | 37.58 | 11.4861 | 42.08 | 14.0309 | 23 | 6.3102 | 42.08 | 15.7004 | 21.02 | 5.7564 | 30.92 | 9.5733 | 28.94 | 10.3248 | 42.8 | 16.1351 | 19.94 | 5.4986 | 39.2 | 14.8383 | 35.96 | 11.0977 | 35.96 | 11.5714 | 1108 | #N/A | #N/A
| 42.98 | 16.4135 | 42.08 | 13.3665 | 46.94 | 16.3119 | 35.24 | 10.5832 | 39.02 | 12.7984 | 21.92 | 6.0067 | 44.96 | 16.8364 | 21.02 | 5.7165 | 30.02 | 9.3563 | 30.02 | 10.5855 | 42.8 | 16.1351 | 19.94 | 5.4987 | 42.8 | 16.532 | 33.98 | 10.3961 | 33.08 | 10.4772 | 1109 | #N/A | #N/A
| 42.08 | 15.7018 | 39.92 | 12.0423 | 42.08 | 12.66 | 32.72 | 10.0123 | 37.94 | 11.5656 | 23 | 6.2315 | 46.04 | 17.1006 | 21.02 | 5.7165 | 28.94 | 9.0955 | 32 | 11.3651 | 42.8 | 16.5608 | 19.94 | 5.5774 | 44.06 | 16.6176 | 33.08 | 9.9733 | 32 | 9.6654 | 1110 | #N/A | #N/A
| 42.08 | 15.6556 | 37.94 | 11.564 | 39.92 | 11.8067 | 32.18 | 9.7353 | 35.96 | 11.0873 | 21.02 | 5.8338 | 44.96 | 16.84 | 19.04 | 5.4446 | 28.94 | 9.0955 | 30.92 | 11.1293 | 46.4 | 17.8877 | 17.96 | 5.2298 | 42.98 | 16.3563 | 32 | 9.6074 | 30.02 | 9.2959 | 1111 | #N/A | #N/A
| 42.08 | 15.6556 | 37.04 | 11.1216 | 39.92 | 11.8067 | 31.46 | 9.5424 | 33.98 | 10.4838 | 21.02 | 5.7897 | 44.96 | 16.84 | 19.04 | 5.4445 | 28.94 | 9.2096 | 32 | 11.3902 | 46.4 | 17.4339 | 17.06 | 5.013 | 44.06 | 16.8313 | 32 | 9.6055 | 28.94 | 9.0345 | 1112 | #N/A | #N/A
| 46.04 | 17.5945 | 33.98 | 10.482 | 37.04 | 10.9967 | 31.28 | 9.3963 | 32 | 9.9064 | 21.02 | 5.8716 | 46.04 | 17.319 | 19.94 | 5.802 | 28.94 | 9.2094 | 46.04 | 17.6408 | 44.6 | 16.9973 | 14 | 4.3301 | 44.06 | 16.8362 | 30.92 | 9.3451 | 28.04 | 8.8175 | 1113 | #N/A | #N/A
| 46.04 | 17.3311 | 33.98 | 10.2687 | 35.96 | 10.8493 | 30.38 | 9.2635 | 30.92 | 9.6457 | 15.98 | 4.7499 | 44.06 | 16.3799 | 17.06 | 5.3486 | 26.96 | 8.6162 | 48.92 | 18.5443 | 44.6 | 16.9973 | 15.08 | 4.5894 | 46.04 | 17.5884 | 30.92 | 9.3441 | 26.96 | 8.4499 | 1114 | #N/A | #N/A
| 46.94 | 17.3365 | 33.98 | 10.3804 | 35.96 | 10.8493 | 30.56 | 9.2365 | 32 | 9.9046 | 23 | 6.6555 | 44.06 | 16.1432 | 21.92 | 6.6492 | 28.04 | 8.8738 | 50 | 19.098 | 44.6 | 17.4508 | 19.04 | 5.6457 | 48.02 | 18.0734 | 30.02 | 9.2298 | 26.96 | 8.4479 | 1115 | #N/A | #N/A
| 46.94 | 17.3432 | 35.06 | 10.7385 | 35.96 | 10.846 | 32.36 | 9.703 | 35.06 | 10.7396 | 32 | 9.3769 | 44.96 | 16.6072 | 28.04 | 7.8067 | 28.04 | 8.9888 | 51.98 | 19.5846 | 46.4 | 17.4339 | 24.98 | 6.9691 | 50 | 18.7926 | 32 | 9.6015 | 28.94 | 9.0304 | 1116 | #N/A | #N/A
| 46.04 | 17.1309 | 37.04 | 11.3395 | 39.02 | 11.5832 | 33.98 | 10.1626 | 35.96 | 10.956 | 33.98 | 10.0276 | 46.04 | 17.3711 | 32 | 8.6544 | 28.94 | 9.0897 | 53.06 | 19.8546 | 46.4 | 17.8877 | 28.94 | 7.968 | 48.92 | 18.5337 | 33.08 | 9.9652 | 30.92 | 9.5065 | 1117 | #N/A | #N/A
| 46.04 | 17.1555 | 39.02 | 11.6921 | 39.02 | 11.5832 | 35.42 | 10.5443 | 37.04 | 11.2162 | 37.04 | 10.7652 | 44.96 | 17.0794 | 35.96 | 9.5542 | 30.02 | 9.3489 | 53.96 | 20.3328 | 46.4 | 17.8877 | 33.08 | 8.9644 | 48.2 | 18.7748 | 33.08 | 9.8603 | 32 | 9.7659 | 1118 | #N/A | #N/A
| 48.2 | 18.3054 | 39.92 | 12.0347 | 42.08 | 12.3219 | 35.42 | 10.5449 | 37.04 | 11.1185 | 37.04 | 11.0701 | 46.94 | 17.851 | 37.04 | 10.0892 | 30.02 | 9.3491 | 55.04 | 20.61 | 51.8 | 20.7435 | 37.94 | 9.943 | 48.2 | 19.2862 | 33.98 | 10.1819 | 33.08 | 10.0271 | 1119 | #N/A | #N/A
| 46.4 | 17.8685 | 41 | 12.1715 | 42.98 | 12.5399 | 36.5 | 10.8421 | 39.02 | 11.5961 | 37.04 | 11.2913 | 46.4 | 17.8668 | 35.96 | 10.6145 | 30.02 | 9.3491 | 53.06 | 20.4264 | 51.8 | 20.1966 | 39.02 | 10.3957 | 48.2 | 18.7748 | 35.06 | 10.5331 | 33.98 | 10.3378 | 1120 | #N/A | #N/A
| 48.02 | 18.3556 | 41 | 12.072 | 42.98 | 12.5399 | 36.14 | 10.8296 | 39.02 | 11.5957 | 37.04 | 11.3992 | 48.2 | 18.3037 | 37.94 | 11.1826 | 30.02 | 9.2573 | 53.96 | 21.5874 | 50 | 19.759 | 35.96 | 10.2557 | 48.2 | 18.7748 | 35.06 | 10.5335 | 33.98 | 10.3374 | 1121 | #N/A | #N/A
| 46.94 | 18.0935 | 41 | 12.0711 | 44.06 | 12.7989 | 36.32 | 10.891 | 39.02 | 11.5948 | 37.94 | 12.0122 | 46.94 | 18.0918 | 39.02 | 12.0161 | 30.92 | 9.4723 | 55.04 | 22.1466 | 48.2 | 19.3214 | 37.94 | 11.102 | 48.2 | 18.7748 | 35.96 | 10.7499 | 33.98 | 10.4539 | 1122 | #N/A | #N/A
| 48.02 | 18.8937 | 39.92 | 11.6957 | 42.98 | 12.4237 | 35.78 | 10.6123 | 37.94 | 11.2189 | 37.94 | 12.2989 | 48.02 | 18.6429 | 39.02 | 12.4314 | 30.02 | 9.1493 | 55.94 | 22.3659 | 50 | 20.3055 | 37.94 | 11.5248 | 48.2 | 18.7748 | 35.06 | 10.3368 | 33.08 | 10.2354 | 1123 | #N/A | #N/A
| 48.02 | 18.8937 | 37.94 | 11.2168 | 42.98 | 12.4237 | 34.34 | 10.177 | 37.04 | 11.114 | 37.04 | 12.3937 | 48.92 | 19.1673 | 37.94 | 12.175 | 28.94 | 8.8881 | 55.94 | 22.7335 | 50 | 20.3055 | 37.04 | 11.6902 | 48.2 | 19.2862 | 33.08 | 9.7754 | 32 | 9.8566 | 1124 | #N/A | #N/A
| 48.92 | 19.1125 | 35.06 | 10.6342 | 39.92 | 11.6825 | 31.82 | 9.534 | 35.06 | 10.6346 | 37.04 | 12.5745 | 50 | 19.6825 | 37.94 | 12.3055 | 26.96 | 8.3256 | 57.02 | 23.7063 | 51.8 | 21.3246 | 37.04 | 11.6904 | 50 | 19.7239 | 30.92 | 9.2529 | 30.02 | 9.2839 | 1125 | #N/A | #N/A
| 48.92 | 19.6884 | 35.06 | 10.5181 | 37.94 | 11.2031 | 28.94 | 8.8554 | 33.98 | 10.1681 | 37.04 | 12.7328 | 50 | 20.28 | 37.94 | 12.4738 | 26.06 | 8.1073 | 55.04 | 22.514 | 50 | 20.3055 | 37.04 | 11.8122 | 51.8 | 20.7059 | 30.02 | 8.939 | 28.04 | 8.6982 | 1126 | #N/A | #N/A
| 46.94 | 18.6314 | 33.98 | 10.1669 | 37.94 | 11.2031 | 28.04 | 8.5562 | 33.08 | 9.8471 | 37.94 | 13.1477 | 46.94 | 18.3806 | 39.02 | 12.5683 | 24.98 | 7.7509 | 53.06 | 21.3683 | 48.2 | 19.3214 | 37.04 | 11.9656 | 48.2 | 18.7748 | 28.04 | 8.4624 | 26.96 | 8.4379 | 1127 | #N/A | #N/A
| 46.94 | 18.3823 | 33.08 | 9.8453 | 35.96 | 10.5307 | 26.06 | 8.0452 | 32 | 9.5855 | 39.02 | 13.4091 | 46.94 | 18.3806 | 37.94 | 12.4738 | 23 | 7.2726 | 51.98 | 20.7618 | 50 | 20.3055 | 37.04 | 11.9662 | 46.94 | 18.4594 | 26.06 | 7.8935 | 26.06 | 8.2194 | 1128 | #N/A | #N/A
| 44.96 | 17.3803 | 32 | 9.5014 | 35.06 | 10.3119 | 25.7 | 7.8648 | 30.02 | 8.7687 | 39.02 | 13.4099 | 46.94 | 18.0918 | 35.96 | 11.8299 | 23 | 7.2712 | 50 | 19.6825 | 50 | 20.3055 | 37.04 | 11.9659 | 46.4 | 18.3375 | 24.98 | 7.6333 | 24.98 | 7.8734 | 1129 | #N/A | #N/A
| 44.6 | 16.9794 | 28.94 | 8.5078 | 35.06 | 10.3119 | 25.7 | 7.8048 | 26.96 | 7.9497 | 39.02 | 13.4111 | 46.04 | 17.9396 | 37.04 | 12.4027 | 21.92 | 6.9201 | 48.92 | 18.5725 | 46.4 | 18.3704 | 37.04 | 11.9675 | 46.4 | 17.8569 | 24.98 | 7.6322 | 24.98 | 7.873 | 1130 | #N/A | #N/A
| 44.06 | 16.8924 | 26.96 | 7.948 | 30.92 | 8.9764 | 24.44 | 7.471 | 24.98 | 7.472 | 39.02 | 13.4126 | 44.96 | 17.1091 | 37.94 | 12.621 | 21.02 | 6.7022 | 48.92 | 18.5725 | 44.6 | 17.4508 | 37.04 | 11.9681 | 44.6 | 16.9686 | 24.08 | 7.3433 | 23 | 7.2054 | 1131 | #N/A | #N/A
| 41 | 15.6821 | 26.06 | 7.665 | 28.94 | 8.4172 | 22.46 | 6.9226 | 24.08 | 7.1142 | 39.02 | 13.4134 | 42.98 | 16.1606 | 39.02 | 12.8825 | 19.94 | 6.3684 | 44.96 | 15.415 | 42.8 | 16.1351 | 37.04 | 12.1018 | 42.8 | 16.1083 | 23 | 7.0816 | 23 | 7.0457 | 1132 | #N/A | #N/A
| 39.92 | 15.0301 | 24.08 | 7.1136 | 28.94 | 8.4172 | 23.18 | 7.0685 | 23 | 6.9283 | 39.92 | 13.8133 | 41 | 15.2439 | 39.92 | 12.9554 | 17.06 | 5.5922 | 37.94 | 12.5222 | 39.2 | 14.8635 | 37.94 | 12.3196 | 42.8 | 16.1083 | 21.92 | 6.7395 | 21.92 | 6.6403 | 1133 | #N/A | #N/A
| 39.92 | 14.7581 | 24.08 | 7.113 | 26.06 | 7.5838 | 20.84 | 6.4522 | 21.92 | 6.5939 | 39.92 | 13.4372 | 39.92 | 14.7568 | 39.02 | 12.8849 | 15.98 | 5.3324 | 35.06 | 11.657 | 37.4 | 14.0531 | 35.06 | 11.7932 | 39.2 | 13.7874 | 19.94 | 6.2631 | 19.94 | 6.1642 | 1134 | #N/A | #N/A
| 37.94 | 13.752 | 23 | 6.8529 | 24.98 | 7.3236 | 20.84 | 6.4527 | 21.02 | 6.3771 | 37.94 | 13.1561 | 41 | 15.0183 | 39.02 | 12.8852 | 17.96 | 5.8088 | 32 | 10.7819 | 37.4 | 13.7018 | 35.96 | 11.8443 | 37.94 | 13.0022 | 19.94 | 6.1984 | 19.04 | 5.9481 | 1135 | #N/A | #N/A
| 35.96 | 12.5283 | 21.02 | 6.3765 | 24.98 | 7.3236 | 19.22 | 6.0223 | 19.94 | 6.1171 | 39.02 | 13.4178 | 39.02 | 14.3902 | 35.96 | 12.1468 | 17.06 | 5.5249 | 32 | 10.7779 | 33.8 | 12.1935 | 30.92 | 10.4956 | 37.04 | 12.6228 | 17.96 | 5.7202 | 17.96 | 5.6259 | 1136 | #N/A | #N/A
| 33.98 | 11.7049 | 21.02 | 6.3161 | 24.08 | 7.0461 | 16.16 | 5.3374 | 19.94 | 5.9889 | 39.92 | 13.8158 | 35.96 | 12.5215 | 35.96 | 12.3267 | 15.98 | 5.189 | 32 | 10.9086 | 32 | 11.4331 | 30.92 | 10.4947 | 35.96 | 12.3597 | 19.04 | 5.9052 | 17.06 | 5.4087 | 1137 | #N/A | #N/A
| 33.98 | 11.5562 | 21.02 | 6.3151 | 24.08 | 7.0455 | 13.64 | 4.6536 | 19.04 | 5.7716 | 39.92 | 13.6341 | 35.06 | 12.1431 | 37.04 | 12.5872 | 12.92 | 4.4527 | 33.08 | 11.0345 | 32 | 11.1317 | 33.98 | 11.5322 | 35.96 | 12.1729 | 15.98 | 5.1094 | 17.06 | 5.4083 | 1138 | #N/A | #N/A
| 35.96 | 12.0315 | 23 | 6.7907 | 24.08 | 7.0455 | 15.44 | 5.1759 | 19.94 | 6.0552 | 42.98 | 14.372 | 35.96 | 12.3583 | 37.94 | 13.1581 | 17.06 | 5.522 | 35.96 | 11.7262 | 32 | 11.4331 | 35.96 | 12.154 | 37.04 | 12.6131 | 17.96 | 5.644 | 17.96 | 5.6234 | 1139 | #N/A | #N/A
| 37.04 | 12.4342 | 24.98 | 7.1444 | 26.96 | 7.669 | 21.56 | 6.5946 | 23 | 6.6684 | 46.04 | 15.1126 | 37.94 | 12.989 | 42.98 | 14.179 | 19.04 | 5.9979 | 37.94 | 12.3356 | 33.8 | 11.5662 | 39.92 | 13.1106 | 39.02 | 13.0877 | 24.08 | 7.1147 | 19.94 | 6.0985 | 1140 | #N/A | #N/A
| 39.92 | 13.1285 | 26.96 | 7.6199 | 28.94 | 8.0294 | 23.72 | 7.0887 | 24.98 | 7.1983 | 48.92 | 15.6117 | 41 | 13.3859 | 48.92 | 15.6158 | 21.02 | 6.4744 | 41 | 13.2411 | 37.4 | 12.7373 | 44.06 | 14.1111 | 39.02 | 13.0862 | 24.98 | 7.3311 | 23 | 6.8342 | 1141 | #N/A | #N/A
| 42.08 | 13.5033 | 28.94 | 8.0963 | 30.92 | 8.6212 | 26.24 | 7.6218 | 26.96 | 7.6748 | 53.06 | 16.6133 | 41 | 13.3859 | 53.06 | 16.8162 | 24.08 | 7.2112 | 42.98 | 13.5502 | 39.2 | 12.8698 | 48.92 | 15.4698 | 41 | 13.5629 | 28.94 | 8.3594 | 24.98 | 7.3721 | 1142 | #N/A | #N/A
| 44.96 | 14.528 | 30.92 | 8.5735 | 33.08 | 9.1419 | 28.94 | 8.2024 | 28.94 | 8.152 | 53.06 | 16.4587 | 42.98 | 14.2051 | 55.94 | 18.0545 | 26.96 | 7.9054 | 44.06 | 13.8112 | 42.8 | 14.0415 | 51.08 | 16.353 | 41 | 13.5629 | 30.92 | 8.8381 | 28.04 | 8.0477 | 1143 | #N/A | #N/A
| 44.96 | 14.345 | 30.92 | 8.5124 | 33.08 | 9.4093 | 31.64 | 8.7005 | 30.02 | 8.2964 | 57.02 | 17.7756 | 42.98 | 14.2035 | 57.02 | 18.4897 | 28.04 | 8.1662 | 44.96 | 13.8945 | 44.6 | 14.1732 | 53.06 | 17.0188 | 42.08 | 13.8234 | 33.08 | 9.3581 | 30.02 | 8.5871 | 1144 | #N/A | #N/A
| 42.98 | 14.0498 | 33.08 | 9.0318 | 33.08 | 9.4093 | 34.88 | 9.7876 | 32 | 8.8347 | 53.96 | 17.0381 | 42.98 | 14.4009 | 59 | 18.8001 | 30.02 | 8.5051 | 44.96 | 13.7402 | 42.8 | 13.7388 | 53.06 | 17.0205 | 42.98 | 14.0401 | 33.98 | 9.5735 | 33.08 | 9.2593 | 1145 | #N/A | #N/A
| 42.08 | 13.8276 | 30.92 | 9.1373 | 33.08 | 9.4903 | 36.5 | 10.0931 | 33.98 | 9.3104 | 51.98 | 16.5601 | 42.08 | 13.9815 | 55.94 | 18.0609 | 30.92 | 8.7229 | 46.04 | 13.9987 | 42.8 | 14.0415 | 53.96 | 17.3975 | 42.98 | 14.1958 | 35.96 | 10.0521 | 32 | 9.0622 | 1146 | #N/A | #N/A
| 42.08 | 13.9832 | 30.02 | 8.8333 | 32 | 9.3926 | 37.04 | 10.1079 | 33.08 | 8.9741 | 51.08 | 16.343 | 41 | 13.9155 | 53.96 | 17.3858 | 30.02 | 8.5689 | 44.06 | 13.5182 | 42.8 | 14.0415 | 53.06 | 17.377 | 42.08 | 13.4901 | 35.96 | 10.0535 | 33.08 | 9.191 | 1147 | #N/A | #N/A
| 39.92 | 13.3023 | 30.02 | 8.8338 | 32 | 9.3926 | 34.88 | 9.7922 | 33.08 | 8.9745 | 46.94 | 15.3418 | 41 | 13.9155 | 50 | 16.2692 | 28.94 | 8.3093 | 42.08 | 13.0392 | 41 | 13.6068 | 53.96 | 17.3962 | 41 | 12.9265 | 35.06 | 9.7618 | 32 | 9.0023 | 1148 | #N/A | #N/A
| 35.06 | 11.9439 | 26.96 | 8.0967 | 30.02 | 9.0905 | 29.12 | 8.6108 | 30.02 | 8.7633 | 42.08 | 14.3484 | 37.94 | 12.9756 | 46.04 | 15.1279 | 26.96 | 7.8334 | 37.94 | 12.0365 | 37.4 | 12.7373 | 48.92 | 16.1763 | 33.98 | 11.6752 | 30.92 | 8.7652 | 30.92 | 8.7424 | 1149 | #N/A | #N/A
| 37.04 | 12.417 | 28.04 | 8.4454 | 30.02 | 9.1921 | 28.4 | 8.7871 | 28.04 | 8.3577 | 42.98 | 14.7218 | 37.94 | 12.9698 | 44.96 | 14.8665 | 26.06 | 7.7591 | 35.96 | 11.4323 | 37.4 | 12.4352 | 44.06 | 14.6595 | 30.02 | 10.4045 | 30.02 | 9.1108 | 28.94 | 8.5568 | 1150 | #N/A | #N/A
| 35.96 | 11.7074 | 30.02 | 9.2014 | 30.02 | 9.1921 | 29.12 | 8.9787 | 28.04 | 8.5414 | 39.92 | 13.9837 | 35.96 | 12.0041 | 42.98 | 14.7283 | 26.06 | 7.8437 | 33.98 | 10.9518 | 35.6 | 11.7213 | 42.08 | 14.1819 | 37.04 | 12.9408 | 32 | 9.3213 | 28.04 | 8.3412 | 1151 | #N/A | #N/A
| 35.06 | 11.3342 | 30.92 | 9.5094 | 32 | 9.9701 | 31.82 | 9.5269 | 28.04 | 8.6244 | 37.94 | 13.5062 | 35.96 | 11.8345 | 44.06 | 14.9908 | 26.06 | 7.844 | 33.98 | 10.9498 | 33.8 | 11.0285 | 41 | 13.9213 | 37.04 | 11.9584 | 32 | 9.6934 | 28.04 | 8.6065 | 1152 | #N/A | #N/A
| 35.06 | 11.3334 | 32 | 9.9808 | 32 | 10.0928 | 31.28 | 9.4312 | 28.94 | 8.9442 | 39.02 | 13.963 | 37.04 | 12.0948 | 42.98 | 14.5731 | 26.06 | 8.0092 | 33.98 | 10.949 | 33.8 | 11.0285 | 42.08 | 14.3662 | 37.04 | 11.9569 | 30.92 | 9.3299 | 28.04 | 8.606 | 1153 | #N/A | #N/A
| 35.06 | 11.211 | 32 | 10.1036 | 32 | 10.0928 | 32 | 9.5703 | 28.94 | 9.0352 | 41 | 14.612 | 37.04 | 12.0948 | 41 | 13.9136 | 26.06 | 8.0098 | 35.06 | 11.0687 | 33.8 | 11.0285 | 39.02 | 13.4453 | 37.04 | 11.9566 | 28.94 | 9.4972 | 28.04 | 8.6064 | 1154 | #N/A | #N/A
| 35.06 | 11.2101 | 32 | 9.8839 | 32 | 9.9715 | 28.4 | 9.4908 | 28.94 | 9.1477 | 39.92 | 14.3516 | 37.04 | 11.9602 | 39.92 | 13.653 | 26.06 | 8.1069 | 32 | 10.1966 | 33.8 | 11.0285 | 37.94 | 13.1847 | 37.04 | 11.9563 | 28.04 | 9.4154 | 26.96 | 8.5436 | 1155 | #N/A | #N/A
| 35.06 | 11.209 | 30.92 | 9.722 | 30.92 | 9.9491 | 26.6 | 9.2967 | 30.02 | 9.409 | 39.92 | 14.7459 | 37.04 | 11.9593 | 41 | 14.1004 | 26.06 | 8.2991 | 28.04 | 9.2417 | 33.8 | 11.0285 | 37.04 | 12.9709 | 37.04 | 12.0882 | 26.96 | 9.4197 | 24.08 | 8.3991 | 1156 | #N/A | #N/A
| 35.06 | 11.2079 | 28.94 | 9.6154 | 30.02 | 10.271 | 26.6 | 9.2996 | 28.94 | 9.485 | 37.94 | 13.8788 | 37.04 | 11.9572 | 39.02 | 13.6243 | 26.06 | 9.1214 | 26.96 | 8.8736 | 33.8 | 11.0285 | 37.94 | 13.3739 | 35.96 | 11.693 | 26.96 | 9.4197 | 24.08 | 8.5379 | 1157 | #N/A | #N/A
| 35.06 | 11.067 | 28.94 | 9.8787 | 28.94 | 10.0206 | 26.6 | 9.3008 | 26.96 | 9.4056 | 39.02 | 14.3549 | 37.04 | 11.8039 | 39.02 | 13.7866 | 26.06 | 9.1214 | 24.08 | 8.0566 | 33.8 | 11.0285 | 37.94 | 13.3786 | 35.06 | 11.6066 | 28.04 | 9.6802 | 24.08 | 8.5379 | 1158 | #N/A | #N/A
| 33.98 | 10.8051 | 28.94 | 9.8787 | 28.94 | 10.0206 | 26.6 | 9.3057 | 26.96 | 9.4056 | 39.2 | 14.4761 | 37.04 | 11.8024 | 39.02 | 13.9849 | 26.06 | 9.1214 | 26.06 | 8.7593 | 33.8 | 10.7895 | 37.94 | 13.5388 | 35.06 | 11.6047 | 26.96 | 9.4197 | 24.08 | 8.5379 | 1159 | #N/A | #N/A
| 32 | 10.3251 | 28.94 | 10.0321 | 30.02 | 10.2801 | 26.6 | 9.3074 | 26.96 | 9.4056 | 37.4 | 14.0403 | 37.04 | 11.8024 | 39.92 | 14.3754 | 26.06 | 8.9845 | 30.02 | 9.6051 | 30.2 | 9.9216 | 37.94 | 13.7381 | 35.06 | 11.4701 | 26.96 | 9.4197 | 24.08 | 8.5379 | 1160 | #N/A | #N/A
| 32 | 10.3235 | 28.94 | 9.8787 | 28.94 | 10.0206 | 26.6 | 9.3094 | 26.96 | 9.4056 | 39.2 | 14.4761 | 35.06 | 11.3209 | 39.92 | 14.7742 | 26.06 | 8.9778 | 28.04 | 8.4315 | 30.2 | 9.9216 | 39.92 | 14.6056 | 35.06 | 11.1948 | 26.96 | 9.4197 | 24.08 | 8.5379 | 1161 | #N/A | #N/A
| 32 | 10.3207 | 28.4 | 9.9812 | 28.94 | 10.1536 | 26.6 | 9.3103 | 26.96 | 9.4072 | 42.08 | 15.7147 | 35.06 | 11.3181 | 41 | 15.2659 | 26.06 | 8.9778 | 28.04 | 8.2705 | 32 | 10.3556 | 39.2 | 14.4918 | 33.98 | 10.7924 | 26.96 | 9.4197 | 24.08 | 8.5379 | 1162 | #N/A | #N/A
| 32 | 9.9591 | 28.94 | 10.0321 | 30.02 | 10.5852 | 28.4 | 9.7455 | 28.04 | 9.666 | 44.06 | 16.6944 | 35.06 | 11.1952 | 44.06 | 16.4507 | 26.06 | 9.1214 | 28.94 | 8.557 | 30.2 | 9.4972 | 39.2 | 14.4918 | 33.98 | 10.6575 | 26.96 | 9.2966 | 24.08 | 8.3991 | 1163 | #N/A | #N/A
| 33.08 | 10.1213 | 30.02 | 10.2926 | 30.92 | 10.798 | 28.4 | 9.7476 | 28.04 | 9.666 | 44.6 | 16.9817 | 35.96 | 11.14 | 48.02 | 17.8898 | 26.06 | 9.1214 | 30.92 | 9.0324 | 30.2 | 8.9751 | 44.6 | 16.5748 | 33.98 | 10.5516 | 26.96 | 9.3052 | 24.08 | 8.5379 | 1164 | #N/A | #N/A
| 33.98 | 10.3373 | 30.02 | 10.4261 | 30.92 | 10.798 | 28.4 | 10.0074 | 26.96 | 9.283 | 48.02 | 17.8898 | 37.04 | 11.2921 | 51.08 | 18.9139 | 26.96 | 9.2043 | 32 | 9.14 | 32 | 9.4084 | 50 | 18.3966 | 33.98 | 10.5495 | 28.4 | 9.742 | 24.08 | 8.5379 | 1165 | #N/A | #N/A
| 33.98 | 10.4321 | 28.94 | 9.8787 | 32 | 11.2139 | 28.4 | 10.0074 | 26.06 | 8.7965 | 50 | 18.7448 | 37.94 | 11.5074 | 53.96 | 19.6182 | 26.96 | 9.1947 | 33.08 | 9.3991 | 33.8 | 10.002 | 53.06 | 19.1452 | 33.98 | 10.3294 | 28.04 | 9.557 | 26.06 | 9.2871 | 1166 | #N/A | #N/A
| 35.06 | 10.5953 | 28.04 | 9.5392 | 30.92 | 10.6314 | 28.4 | 9.7473 | 24.98 | 8.5306 | 51.98 | 19.1325 | 37.04 | 11.3961 | 55.94 | 20.1041 | 28.04 | 9.455 | 33.98 | 9.6155 | 35.6 | 10.4354 | 53.96 | 19.1482 | 33.98 | 10.2184 | 28.04 | 9.557 | 26.06 | 9.2871 | 1167 | #N/A | #N/A
| 33.98 | 9.952 | 28.04 | 9.3985 | 30.02 | 10.2812 | 28.22 | 9.7542 | 24.98 | 8.5306 | 51.98 | 18.8632 | 37.94 | 11.614 | 57.02 | 20.3702 | 28.04 | 9.5987 | 35.06 | 9.7373 | 35.6 | 10.2749 | 53.96 | 19.1526 | 33.98 | 9.9468 | 28.04 | 9.6802 | 28.04 | 9.9356 | 1168 | #N/A | #N/A
| 33.98 | 9.8586 | 26.96 | 9.0039 | 30.02 | 10.1386 | 28.4 | 9.7464 | 24.98 | 8.4234 | 48.02 | 17.4378 | 37.04 | 11.1695 | 57.92 | 20.5988 | 21.92 | 7.3975 | 35.06 | 9.6782 | 35.6 | 10.4354 | 55.94 | 19.6415 | 32 | 9.5507 | 30.02 | 10.3121 | 26.96 | 9.504 | 1169 | #N/A | #N/A
| 33.08 | 9.6417 | 26.96 | 8.8969 | 28.94 | 9.7458 | 30.56 | 10.2169 | 24.98 | 8.4234 | 44.6 | 16.1578 | 35.96 | 10.6115 | 59 | 20.867 | 21.92 | 7.3025 | 33.08 | 9.1338 | 33.8 | 9.6938 | 55.94 | 19.6483 | 32 | 9.6517 | 30.92 | 10.3747 | 28.04 | 9.6376 | 1170 | #N/A | #N/A
| 32 | 9.4735 | 26.06 | 8.5571 | 28.04 | 9.3886 | 30.2 | 10.1785 | 24.98 | 8.3004 | 50 | 18.1823 | 35.06 | 10.3933 | 53.06 | 18.9348 | 21.92 | 7.3025 | 33.08 | 9.2005 | 32 | 9.2607 | 57.92 | 20.1334 | 33.08 | 10.1105 | 30.92 | 10.3747 | 28.94 | 9.8545 | 1171 | #N/A | #N/A
| 30.92 | 9.3943 | 26.06 | 8.5571 | 28.04 | 9.3927 | 30.2 | 10.1735 | 24.98 | 8.4234 | 48.92 | 17.6649 | 35.06 | 10.3933 | 50 | 17.9356 | 21.02 | 6.897 | 32 | 8.9399 | 30.2 | 8.6916 | 51.98 | 18.433 | 32 | 9.7379 | 30.02 | 9.4248 | 26.6 | 9.3915 | 1172 | #N/A | #N/A
| 30.92 | 9.3931 | 26.06 | 8.5571 | 28.04 | 9.3886 | 26.96 | 8.4426 | 26.06 | 8.7909 | 48.02 | 17.4468 | 32 | 9.9494 | 48.92 | 17.6749 | 19.94 | 6.6371 | 30.02 | 8.521 | 28.4 | 8.5419 | 48.02 | 17.2256 | 32 | 9.7363 | 28.04 | 8.7394 | 26.96 | 9.3774 | 1173 | #N/A | #N/A
| 32 | 9.6522 | 26.06 | 8.787 | 28.94 | 9.5976 | 24.8 | 7.7676 | 26.06 | 8.6837 | 42.98 | 15.7854 | 33.08 | 10.2087 | 48.92 | 17.6761 | 19.04 | 6.0655 | 30.02 | 8.4614 | 30.2 | 9.1353 | 46.94 | 16.9668 | 33.08 | 9.9952 | 26.06 | 8.0728 | 26.06 | 8.7653 | 1174 | #N/A | #N/A
| 33.08 | 9.9114 | 26.06 | 8.68 | 28.94 | 9.5976 | 24.98 | 7.6986 | 26.06 | 8.4624 | 42.98 | 15.7909 | 33.08 | 10.0001 | 48.02 | 17.4664 | 17.06 | 5.5208 | 28.04 | 7.9173 | 32 | 9.5687 | 46.94 | 16.9749 | 33.08 | 9.9938 | 24.08 | 7.4986 | 21.92 | 7.1297 | 1175 | #N/A | #N/A
| 33.08 | 9.9102 | 24.98 | 7.8025 | 28.94 | 8.9314 | 24.08 | 7.3199 | 24.08 | 7.5856 | 44.96 | 16.4806 | 33.08 | 9.9993 | 50 | 18.2109 | 17.06 | 5.6002 | 26.96 | 7.6034 | 32 | 9.5687 | 42.98 | 15.5949 | 33.08 | 10.104 | 23 | 7.0755 | 19.94 | 6.4619 | 1176 | #N/A | #N/A
| 33.08 | 9.9986 | 24.08 | 7.3293 | 26.96 | 8.0861 | 21.92 | 6.7043 | 21.02 | 6.2457 | 50 | 17.9392 | 33.98 | 10.4233 | 48.92 | 16.8262 | 15.98 | 5.1221 | 24.98 | 7.1269 | 28.4 | 8.3944 | 51.8 | 17.9183 | 33.98 | 10.3205 | 21.02 | 6.5151 | 17.96 | 5.6822 | 1177 | #N/A | #N/A
| 33.08 | 9.999 | 19.94 | 5.8688 | 26.96 | 8.0861 | 20.48 | 6.2311 | 19.04 | 5.5936 | 48.2 | 17.0297 | 33.98 | 10.4233 | 48.92 | 16.0846 | 15.8 | 5.0131 | 24.08 | 6.8493 | 26.6 | 7.9612 | 44.96 | 15.6723 | 33.08 | 10.3205 | 21.02 | 6.4487 | 17.06 | 5.403 | 1178 | #N/A | #N/A
| 32 | 9.9456 | 19.04 | 5.546 | 21.02 | 6.0639 | 19.04 | 5.7688 | 17.06 | 5.0169 | 46.94 | 15.7633 | 33.98 | 10.4222 | 48.92 | 15.3501 | 12.02 | 3.9826 | 23 | 6.5317 | 26.6 | 7.8255 | 48.02 | 14.6862 | 32 | 9.8427 | 19.04 | 5.8376 | 15.08 | 4.8003 | 1179 | #N/A | #N/A
| 32 | 9.7373 | 17.96 | 5.232 | 19.94 | 5.7565 | 17.24 | 5.281 | 15.98 | 4.714 | 48.92 | 14.7346 | 33.98 | 10.7804 | 48.02 | 14.0046 | 10.04 | 3.4462 | 21.92 | 6.2721 | 26.6 | 7.8255 | 44.96 | 13.2747 | 30.92 | 9.6776 | 17.96 | 5.3939 | 12.92 | 4.216 | 1180 | #N/A | #N/A
| 30.92 | 9.3872 | 17.06 | 4.9726 | 19.94 | 5.7565 | 12.56 | 3.9887 | 15.98 | 4.7553 | 44.96 | 13.5117 | 33.98 | 10.4198 | 46.94 | 12.9345 | 8.96 | 3.1387 | 21.02 | 6.0549 | 26.6 | 7.9612 | 46.04 | 12.8147 | 30.92 | 9.6765 | 17.96 | 5.288 | 12.92 | 4.107 | 1181 | #N/A | #N/A
| 30.92 | 9.3874 | 17.06 | 4.9721 | 19.04 | 5.5853 | 10.22 | 3.3729 | 15.08 | 4.5384 | 44.96 | 12.6457 | 32 | 9.8466 | 46.04 | 12.7193 | 6.08 | 2.3492 | 19.94 | 5.7964 | 24.8 | 7.5281 | 46.04 | 12.8161 | 30.92 | 9.6765 | 17.06 | 5.071 | 10.94 | 3.5762 | 1182 | #N/A | #N/A
| 30.92 | 9.5868 | 15.98 | 4.7544 | 19.04 | 5.5848 | 8.96 | 2.987 | 14 | 4.2784 | 44.06 | 12.7097 | 32 | 9.9434 | 46.04 | 12.8111 | 8.96 | 3.0838 | 19.04 | 5.637 | 23 | 7.0949 | 44.06 | 12.4358 | 30.92 | 9.7979 | 14 | 4.2819 | 10.94 | 3.5755 | 1183 | #N/A | #N/A
| 30.92 | 9.5851 | 15.08 | 4.5372 | 19.04 | 5.5848 | 4.28 | 1.8773 | 14 | 4.2777 | 44.06 | 12.7093 | 32 | 9.9434 | 42.98 | 12.7892 | 8.96 | 3.0402 | 19.04 | 5.6365 | 23 | 7.0949 | 41 | 12.4288 | 30.2 | 9.4866 | 15.98 | 4.7147 | 10.94 | 3.5746 | 1184 | #N/A | #N/A
| 30.92 | 9.5834 | 15.08 | 4.5362 | 19.04 | 5.5827 | 2.48 | 1.353 | 14 | 4.2768 | 41 | 12.418 | 33.98 | 10.6433 | 39.92 | 11.9267 | 5 | 2.1302 | 17.06 | 5.3399 | 23 | 7.2421 | 39.92 | 11.9337 | 30.92 | 9.8986 | 15.08 | 4.4976 | 10.04 | 3.314 | 1185 | #N/A | #N/A
| 30.92 | 9.7234 | 14 | 4.2339 | 17.96 | 5.3223 | 2.12 | 1.2514 | 12.92 | 4.0167 | 39.02 | 11.8311 | 33.98 | 10.773 | 39.92 | 11.8257 | 5 | 2.0869 | 15.98 | 5.0798 | 23 | 7.2421 | 39.02 | 11.841 | 30.92 | 9.8977 | 10.04 | 3.3275 | 10.04 | 3.3135 | 1186 | #N/A | #N/A
| 33.08 | 10.3182 | 15.98 | 4.7506 | 17.96 | 5.3223 | 4.82 | 2.0126 | 14 | 4.2751 | 41 | 12.3078 | 33.98 | 10.6401 | 37.94 | 11.9588 | 8.96 | 3.0801 | 23 | 6.5871 | 23 | 7.2421 | 35.6 | 11.4644 | 30.2 | 9.6895 | 12.92 | 4.1176 | 10.94 | 3.5721 | 1187 | #N/A | #N/A
| 33.8 | 10.5614 | 17.96 | 5.2261 | 19.94 | 5.7966 | 17.6 | 5.1506 | 17.06 | 5.0101 | 39.92 | 12.2927 | 35.96 | 11.1154 | 39.92 | 11.7104 | 12.92 | 4.1315 | 26.06 | 7.2649 | 28.4 | 8.7019 | 37.4 | 11.8985 | 33.08 | 10.4159 | 19.04 | 5.489 | 14 | 4.3611 | 1188 | #N/A | #N/A
| 32 | 10.1616 | 19.94 | 5.7545 | 23 | 6.5318 | 20.12 | 5.7827 | 19.04 | 5.5384 | 41 | 11.9679 | 37.04 | 11.3757 | 42.08 | 12.0337 | 15.98 | 4.8672 | 30.02 | 8.456 | 30.2 | 9.309 | 37.04 | 10.3983 | 33.8 | 10.5572 | 21.92 | 6.2342 | 17.06 | 5.0963 | 1189 | #N/A | #N/A
| 33.98 | 10.7708 | 24.08 | 6.7495 | 23 | 6.5318 | 23.36 | 6.6067 | 21.02 | 6.0141 | 41 | 11.4288 | 37.04 | 11.3757 | 37.94 | 10.6092 | 17.96 | 5.3423 | 33.08 | 9.2512 | 33.8 | 10.3644 | 37.04 | 10.4813 | 33.8 | 10.5572 | 24.08 | 6.7994 | 19.94 | 5.8357 | 1190 | #N/A | #N/A
| 33.98 | 10.8251 | 24.98 | 6.9129 | 28.04 | 7.8012 | 26.42 | 7.3148 | 24.08 | 6.7498 | 39.02 | 10.9522 | 37.04 | 11.5096 | 37.04 | 10.3266 | 19.94 | 5.8185 | 35.96 | 10.0195 | 35.6 | 11.0023 | 35.06 | 10.0778 | 35.6 | 11.4491 | 24.98 | 7.0155 | 23 | 6.6944 | 1191 | #N/A | #N/A
| 35.96 | 11.392 | 26.06 | 7.2257 | 30.02 | 8.1737 | 27.5 | 7.5305 | 24.98 | 6.9136 | 35.96 | 10.1315 | 37.04 | 11.6512 | 37.04 | 10.3919 | 21.92 | 6.2948 | 39.02 | 10.7574 | 37.4 | 11.4361 | 35.06 | 9.8543 | 33.98 | 10.9087 | 26.06 | 7.2757 | 24.98 | 7.1075 | 1192 | #N/A | #N/A
| 35.96 | 11.3942 | 28.94 | 7.9185 | 30.02 | 8.1737 | 28.22 | 7.9039 | 26.06 | 7.1737 | 35.06 | 9.9152 | 37.94 | 11.8699 | 35.06 | 9.9152 | 21.92 | 6.2951 | 39.92 | 10.9753 | 37.4 | 11.4361 | 33.08 | 9.5274 | 35.06 | 11.1705 | 26.96 | 7.4458 | 26.06 | 7.4308 | 1193 | #N/A | #N/A
| 35.96 | 11.1247 | 28.94 | 7.8234 | 32 | 8.6502 | 28.4 | 7.8862 | 28.04 | 7.7027 | 33.98 | 9.5121 | 37.94 | 11.871 | 33.98 | 9.5124 | 23 | 6.5547 | 39.92 | 10.9764 | 37.4 | 11.2317 | 33.08 | 9.3764 | 35.96 | 11.1194 | 26.96 | 7.3927 | 26.96 | 7.6472 | 1194 | #N/A | #N/A
| 33.98 | 10.6497 | 30.02 | 8.0828 | 32 | 8.3507 | 27.86 | 7.6982 | 28.04 | 7.6073 | 33.98 | 9.5113 | 35.96 | 11.0192 | 33.08 | 9.2345 | 23 | 6.555 | 39.02 | 10.826 | 35.6 | 10.798 | 32 | 9.1154 | 35.06 | 11.1753 | 26.96 | 7.4455 | 24.98 | 6.9994 | 1195 | #N/A | #N/A
| 33.08 | 10.3288 | 28.04 | 7.52 | 32 | 8.3507 | 25.7 | 7.1423 | 26.96 | 7.2607 | 30.02 | 8.5575 | 35.96 | 11.0192 | 30.92 | 8.7741 | 21.02 | 6.079 | 37.04 | 10.6842 | 33.8 | 10.3644 | 30.02 | 8.5016 | 33.98 | 10.917 | 24.98 | 6.9166 | 23 | 6.4687 | 1196 | #N/A | #N/A
| 33.08 | 10.5682 | 26.06 | 7 | 28.94 | 7.7709 | 22.46 | 6.4772 | 24.98 | 6.7845 | 28.94 | 8.2361 | 33.98 | 10.9212 | 28.94 | 8.2962 | 19.04 | 5.5552 | 33.98 | 10.3306 | 32 | 10.1348 | 28.94 | 8.4425 | 33.98 | 11.0391 | 23 | 6.44 | 21.02 | 5.8993 | 1197 | #N/A | #N/A
| 33.08 | 10.7076 | 24.08 | 6.5236 | 28.04 | 7.5155 | 21.2 | 6.0868 | 24.08 | 6.5677 | 28.04 | 8.0782 | 33.98 | 11.0431 | 28.94 | 8.3702 | 17.96 | 5.3416 | 33.08 | 10.212 | 32 | 10.3556 | 26.96 | 7.7623 | 33.98 | 11.0393 | 19.04 | 5.4875 | 19.94 | 5.6886 | 1198 | #N/A | #N/A
| 33.08 | 10.8302 | 21.02 | 5.8696 | 28.04 | 7.5155 | 20.3 | 5.851 | 21.92 | 6.0863 | 28.04 | 8.0776 | 35.06 | 11.4553 | 26.96 | 7.6338 | 17.06 | 5.1842 | 33.08 | 10.5721 | 32 | 10.5944 | 24.98 | 7.0983 | 33.08 | 10.8251 | 19.04 | 5.4867 | 19.04 | 5.5154 | 1199 | #N/A | #N/A
| 33.98 | 11.1994 | 21.92 | 6.0854 | 26.06 | 7.1247 | 19.4 | 5.6432 | 21.92 | 6.1337 | 24.98 | 7.0351 | 35.96 | 11.8064 | 21.92 | 6.1973 | 17.06 | 5.2455 | 33.08 | 10.5721 | 32 | 10.5944 | 21.02 | 5.9839 | 33.08 | 10.9769 | 19.94 | 5.7026 | 17.96 | 5.2552 | 1200 | #N/A | #N/A
| 33.98 | 11.3315 | 21.02 | 5.8305 | 24.98 | 6.9587 | 19.4 | 5.616 | 21.02 | 5.917 | 19.94 | 5.6292 | 37.04 | 12.2334 | 19.94 | 5.5454 | 17.06 | 5.2456 | 33.08 | 10.6075 | 33.8 | 11.287 | 19.04 | 5.3761 | 33.98 | 11.326 | 17.96 | 5.2266 | 17.06 | 5.0388 | 1201 | #N/A | #N/A
| 35.06 | 11.758 | 19.04 | 5.4407 | 24.98 | 6.9587 | 17.06 | 5.0103 | 19.94 | 5.752 | 19.94 | 5.5898 | 37.04 | 12.2334 | 19.94 | 5.5896 | 14 | 4.4482 | 33.98 | 11.0876 | 33.8 | 11.5662 | 19.04 | 5.507 | 33.98 | 11.4921 | 17.96 | 5.2271 | 15.08 | 4.563 | 1202 | #N/A | #N/A
| 35.06 | 11.9483 | 17.96 | 5.1812 | 24.08 | 6.7886 | 5.72 | 2.172 | 19.04 | 5.5815 | 19.04 | 5.6044 | 39.02 | 13.194 | 19.04 | 5.5035 | 10.94 | 3.6543 | 33.08 | 11.3241 | 33.8 | 11.8679 | 17.96 | 5.5241 | 35.06 | 12.0762 | 15.98 | 4.8045 | 12.02 | 3.7846 | 1203 | #N/A | #N/A
| 35.96 | 12.3105 | 17.96 | 5.1808 | 23 | 6.5286 | 5 | 2.0373 | 17.06 | 5.007 | 19.04 | 5.7796 | 39.02 | 13.4421 | 19.04 | 5.6631 | 10.94 | 3.713 | 33.98 | 11.8335 | 35.6 | 12.3026 | 17.96 | 5.5235 | 33.8 | 11.8504 | 17.06 | 5.1679 | 12.02 | 3.7844 | 1204 | #N/A | #N/A
| 37.04 | 12.9646 | 15.08 | 4.4882 | 23 | 6.5286 | 6.26 | 2.3399 | 17.06 | 4.9645 | 19.04 | 5.7788 | 39.92 | 13.955 | 19.04 | 5.6029 | 8.96 | 3.2368 | 35.06 | 12.2566 | 35.6 | 12.6284 | 17.96 | 5.4058 | 35.06 | 12.2437 | 10.94 | 3.5922 | 10.94 | 3.5246 | 1205 | #N/A | #N/A
| 37.94 | 13.3648 | 17.06 | 4.9165 | 21.92 | 6.2226 | 7.7 | 2.7688 | 15.98 | 4.7051 | 19.04 | 5.6619 | 41 | 14.5832 | 19.04 | 5.5017 | 8.06 | 3.0823 | 35.96 | 12.6759 | 37.4 | 13.3725 | 17.96 | 5.2988 | 37.04 | 13.1036 | 12.02 | 3.956 | 12.92 | 4.044 | 1206 | #N/A | #N/A
| 39.02 | 13.9472 | 15.98 | 4.6572 | 21.02 | 6.0068 | 5 | 2.0373 | 15.98 | 4.7055 | 19.04 | 5.6018 | 42.08 | 15.2406 | 19.04 | 5.5009 | 8.06 | 3.0828 | 37.04 | 13.1462 | 37.4 | 13.3725 | 17.96 | 5.2442 | 37.4 | 13.3522 | 8.96 | 3.1165 | 15.08 | 4.5202 | 1207 | #N/A | #N/A
| 42.08 | 15.0724 | 15.98 | 4.7048 | 21.02 | 6.0068 | 4.82 | 2.0012 | 14 | 4.3697 | 19.04 | 5.6011 | 42.08 | 15.2406 | 19.04 | 5.5002 | 6.08 | 2.4857 | 41 | 14.8186 | 39.2 | 14.1373 | 17.96 | 5.2435 | 39.92 | 14.3331 | 8.06 | 2.9451 | 10.94 | 3.5242 | 1208 | #N/A | #N/A
| 42.98 | 15.4746 | 15.08 | 4.5297 | 21.92 | 6.3255 | 3.74 | 1.6953 | 14 | 4.3691 | 19.04 | 5.6002 | 44.06 | 16.1471 | 19.04 | 5.4571 | 6.98 | 2.7015 | 42.08 | 15.2798 | 41 | 14.9245 | 17.96 | 5.2967 | 42.08 | 15.2498 | 8.06 | 2.9455 | 12.02 | 3.7839 | 1209 | #N/A | #N/A
| 44.06 | 15.9674 | 15.98 | 4.799 | 21.92 | 6.3867 | 4.64 | 1.9351 | 15.98 | 4.9033 | 19.04 | 5.5525 | 44.96 | 16.3695 | 19.04 | 5.4561 | 6.08 | 2.5443 | 44.06 | 15.9773 | 42.8 | 15.7354 | 17.96 | 5.2421 | 42.8 | 15.578 | 8.06 | 2.946 | 12.02 | 3.882 | 1210 | #N/A | #N/A
| 42.98 | 15.4843 | 19.04 | 5.5798 | 21.92 | 6.3867 | 9.14 | 3.1577 | 17.06 | 5.1622 | 19.94 | 5.7678 | 44.96 | 16.374 | 19.94 | 5.6719 | 8.96 | 3.3521 | 46.04 | 16.0539 | 44.6 | 16.5713 | 19.04 | 5.5009 | 43.34 | 15.8281 | 10.94 | 3.7559 | 15.08 | 4.664 | 1211 | #N/A | #N/A
| 44.06 | 15.9754 | 21.02 | 6.1131 | 24.08 | 6.9052 | 14 | 4.4711 | 19.94 | 5.9151 | 21.92 | 6.2909 | 46.04 | 16.8822 | 21.92 | 6.1482 | 12.02 | 4.2154 | 46.04 | 15.6774 | 46.4 | 17.0076 | 19.94 | 5.7711 | 44.06 | 16.1637 | 15.08 | 4.8724 | 17.06 | 5.3176 | 1212 | #N/A | #N/A
| 44.06 | 15.7555 | 24.08 | 6.9109 | 26.06 | 7.3821 | 19.76 | 6.0432 | 23 | 6.6519 | 24.98 | 7.0857 | 46.94 | 17.3574 | 24.98 | 6.9802 | 15.08 | 5.0264 | 46.94 | 15.8987 | 48.2 | 16.3144 | 23 | 6.5537 | 44.96 | 16.1951 | 19.94 | 6.1732 | 19.04 | 5.7936 | 1213 | #N/A | #N/A
| 44.96 | 15.7952 | 24.98 | 7.1276 | 26.06 | 7.3821 | 20.66 | 6.3205 | 24.08 | 6.9119 | 26.96 | 7.5613 | 46.94 | 17.3574 | 28.04 | 7.7624 | 19.04 | 5.9794 | 51.08 | 16.7057 | 48.2 | 16.3144 | 26.06 | 7.4105 | 44.6 | 15.8455 | 21.92 | 6.6501 | 19.94 | 6.0101 | 1214 | #N/A | #N/A
| 48.02 | 16.5408 | 26.06 | 7.327 | 28.94 | 8.0758 | 23.54 | 6.9909 | 24.98 | 7.1291 | 30.92 | 8.6303 | 46.94 | 17.1166 | 30.92 | 8.5142 | 21.92 | 6.7398 | 55.04 | 17.6691 | 51.8 | 17.5385 | 28.04 | 8.0095 | 45.68 | 16.4539 | 24.08 | 7.172 | 21.02 | 6.3408 | 1215 | #N/A | #N/A
| 46.04 | 15.8544 | 26.96 | 7.5448 | 28.94 | 8.1304 | 24.44 | 7.1843 | 26.06 | 7.39 | 32 | 8.9582 | 48.02 | 16.9434 | 33.08 | 9.1501 | 24.08 | 7.3427 | 57.02 | 18.1523 | 50 | 16.7498 | 30.92 | 8.7027 | 44.96 | 15.891 | 24.08 | 7.0991 | 21.92 | 6.4888 | 1216 | #N/A | #N/A
| 44.06 | 15.3777 | 28.04 | 7.8048 | 28.94 | 8.1304 | 25.52 | 7.4213 | 26.96 | 7.607 | 35.06 | 9.6929 | 46.94 | 16.6862 | 35.96 | 9.9108 | 26.06 | 7.6723 | 60.08 | 18.551 | 48.2 | 15.9836 | 33.08 | 9.2815 | 45.32 | 15.8352 | 24.98 | 7.3902 | 24.08 | 7.0093 | 1217 | #N/A | #N/A
| 44.06 | 15.2097 | 28.04 | 7.806 | 30.02 | 8.3384 | 25.88 | 7.593 | 26.96 | 7.547 | 35.06 | 9.6934 | 44.96 | 15.9815 | 37.04 | 10.048 | 26.96 | 7.8897 | 60.98 | 18.4079 | 46.4 | 15.879 | 35.06 | 9.8328 | 45.32 | 15.3931 | 26.06 | 7.6504 | 24.08 | 7.0098 | 1218 | #N/A | #N/A
| 42.98 | 15.1212 | 28.04 | 7.8674 | 30.02 | 8.3919 | 26.6 | 7.8052 | 28.04 | 7.8682 | 35.96 | 9.9102 | 44.06 | 15.7666 | 37.04 | 10.1708 | 28.04 | 8.2168 | 60.98 | 18.2246 | 46.4 | 15.879 | 35.06 | 9.7579 | 44.24 | 15.3002 | 26.96 | 7.868 | 24.08 | 7.0101 | 1219 | #N/A | #N/A
| 42.98 | 15.1221 | 28.04 | 8.0471 | 30.02 | 8.3919 | 26.78 | 7.9572 | 28.04 | 7.9221 | 33.98 | 9.4938 | 44.06 | 15.7666 | 37.04 | 10.1709 | 28.04 | 8.1528 | 55.04 | 17.3354 | 46.4 | 15.879 | 35.06 | 9.8984 | 41.72 | 14.4309 | 26.96 | 7.8939 | 24.08 | 7.0807 | 1220 | #N/A | #N/A
| 42.98 | 15.1221 | 28.94 | 8.2058 | 30.02 | 8.5924 | 26.42 | 8.0154 | 28.04 | 7.8694 | 30.92 | 8.8975 | 42.98 | 15.5057 | 33.08 | 9.2779 | 26.96 | 8.3822 | 51.98 | 16.7807 | 44.6 | 15.4435 | 30.92 | 9.0562 | 40.46 | 14.1882 | 24.98 | 7.7002 | 23 | 6.9585 | 1221 | #N/A | #N/A
| 42.98 | 15.1202 | 28.94 | 8.2066 | 30.02 | 8.6573 | 25.34 | 7.9773 | 28.04 | 7.9912 | 28.04 | 8.3588 | 44.06 | 15.9945 | 30.92 | 8.834 | 24.98 | 8.216 | 46.94 | 15.5596 | 46.4 | 16.2315 | 26.96 | 8.4731 | 39.74 | 13.9467 | 24.08 | 7.9961 | 21.92 | 6.8503 | 1222 | #N/A | #N/A
| 42.98 | 15.3324 | 28.94 | 8.4057 | 30.02 | 8.6573 | 24.8 | 8.172 | 26.96 | 7.8658 | 28.94 | 8.7582 | 44.06 | 16.1915 | 32 | 9.1587 | 24.08 | 8.1291 | 46.94 | 15.7184 | 48.2 | 16.6672 | 30.92 | 8.9848 | 40.28 | 14.2799 | 23 | 7.8345 | 21.02 | 6.7992 | 1223 | #N/A | #N/A
| 42.98 | 15.3314 | 26.96 | 8.3433 | 28.04 | 8.596 | 23 | 7.7398 | 24.98 | 7.9698 | 30.92 | 9.2345 | 44.06 | 16.1887 | 32 | 9.0924 | 24.08 | 8.2546 | 48.02 | 16.178 | 48.2 | 16.6672 | 30.92 | 8.9026 | 41 | 14.6307 | 23 | 7.8345 | 19.94 | 6.6626 | 1224 | #N/A | #N/A
| 44.06 | 15.7772 | 26.06 | 8.3464 | 26.96 | 8.5554 | 23 | 7.7443 | 24.98 | 8.0895 | 32 | 9.158 | 44.96 | 16.9028 | 32 | 8.8902 | 23 | 7.9944 | 48.02 | 16.351 | 46.4 | 16.6073 | 30.92 | 8.7025 | 41.72 | 14.9876 | 23 | 7.8345 | 19.94 | 6.8539 | 1225 | #N/A | #N/A
| 42.98 | 15.5189 | 24.98 | 8.3914 | 26.06 | 8.5181 | 23 | 7.7458 | 24.08 | 8.1768 | 32 | 9.0181 | 44.96 | 16.9028 | 32 | 8.8913 | 23 | 7.9944 | 48.02 | 16.351 | 48.2 | 17.0432 | 30.92 | 8.6345 | 42.26 | 15.3443 | 24.08 | 8.0947 | 19.94 | 6.9467 | 1226 | #N/A | #N/A
| 42.98 | 15.7468 | 24.8 | 8.3974 | 26.06 | 8.7776 | 23 | 7.9525 | 24.8 | 8.4012 | 32 | 8.9586 | 46.04 | 17.172 | 32 | 8.9592 | 24.08 | 8.1291 | 48.02 | 16.1813 | 48.2 | 17.0432 | 30.92 | 8.6344 | 42.98 | 15.7155 | 23 | 7.9581 | 19.94 | 6.9467 | 1227 | #N/A | #N/A
| 44.06 | 16.0116 | 26.06 | 8.787 | 26.96 | 9.2445 | 23 | 7.9566 | 24.08 | 8.0835 | 32 | 8.9592 | 46.04 | 17.3929 | 32 | 8.8918 | 24.08 | 8.1291 | 46.04 | 15.7041 | 46.4 | 17.0076 | 30.92 | 8.6349 | 42.98 | 15.7155 | 23 | 7.8345 | 19.94 | 7.063 | 1228 | #N/A | #N/A
| 42.98 | 15.5261 | 26.06 | 8.9211 | 26.96 | 9.2445 | 23 | 7.9624 | 24.08 | 8.2066 | 30.92 | 8.6993 | 46.04 | 17.1799 | 30.92 | 8.9006 | 26.96 | 9.0577 | 46.04 | 15.7041 | 48.2 | 17.4438 | 30.02 | 8.4883 | 42.98 | 15.7155 | 23 | 7.8345 | 19.94 | 7.063 | 1229 | #N/A | #N/A
| 44.96 | 16.4352 | 28.94 | 9.8787 | 28.94 | 10.0206 | 26.6 | 9.0569 | 24.08 | 8.2066 | 30.92 | 8.7007 | 44.06 | 16.4495 | 30.92 | 8.9842 | 26.96 | 9.3384 | 44.06 | 15.0273 | 44.6 | 16.5713 | 30.02 | 8.5485 | 42.08 | 15.4975 | 24.08 | 8.2184 | 21.92 | 7.7682 | 1230 | #N/A | #N/A
| 42.08 | 15.3119 | 30.92 | 10.6432 | 32 | 11.2035 | 26.6 | 9.3005 | 24.08 | 8.3137 | 30.02 | 8.9284 | 44.06 | 16.2072 | 30.92 | 9.0568 | 28.04 | 9.7259 | 42.08 | 14.389 | 42.8 | 16.1351 | 30.2 | 8.8285 | 39.92 | 14.5679 | 24.98 | 8.6778 | 24.08 | 8.6834 | 1231 | #N/A | #N/A
| 44.96 | 16.0056 | 33.08 | 11.6594 | 32 | 11.5397 | 26.6 | 9.3016 | 24.08 | 8.3137 | 30.2 | 8.8235 | 44.06 | 16.2072 | 30.92 | 9.0582 | 30.02 | 10.3601 | 46.94 | 15.3771 | 41 | 15.2994 | 26.6 | 8.6313 | 39.02 | 14.35 | 24.98 | 8.6778 | 24.98 | 8.9002 | 1232 | #N/A | #N/A
| 39.92 | 14.2194 | 33.08 | 11.8177 | 33.08 | 11.6458 | 26.6 | 9.3033 | 24.98 | 8.6648 | 28.94 | 9.3759 | 42.98 | 15.7449 | 28.4 | 9.0589 | 28.94 | 10.1013 | 48.02 | 15.4355 | 41 | 14.9245 | 26.6 | 8.8349 | 42.08 | 15.0907 | 26.06 | 9.0796 | 26.06 | 9.1605 | 1233 | #N/A | #N/A
| 41 | 14.4764 | 30.02 | 10.4261 | 33.98 | 12.2183 | 26.6 | 9.3074 | 24.98 | 8.6648 | 28.4 | 9.4809 | 42.98 | 15.515 | 26.6 | 9.0483 | 28.94 | 10.0974 | 46.94 | 15.1715 | 39.2 | 14.1373 | 26.6 | 8.8349 | 46.04 | 15.4733 | 26.06 | 9.0796 | 24.98 | 8.905 | 1234 | #N/A | #N/A
| 46.94 | 15.9105 | 30.92 | 10.8104 | 33.98 | 12.2262 | 26.6 | 9.3062 | 26.06 | 8.9252 | 28.4 | 9.976 | 46.94 | 16.4712 | 28.4 | 9.7202 | 28.94 | 10.5526 | 48.02 | 15.6286 | 41 | 14.5727 | 26.6 | 8.8349 | 46.04 | 15.6694 | 26.06 | 9.0796 | 24.98 | 8.9002 | 1235 | #N/A | #N/A
| 50 | 16.2945 | 30.02 | 10.4261 | 33.8 | 11.5505 | 26.6 | 9.3062 | 26.96 | 9.5623 | 30.2 | 10.4103 | 51.98 | 17.2947 | 28.4 | 9.7202 | 30.02 | 10.8176 | 50 | 16.1068 | 46.4 | 15.5484 | 26.6 | 8.8349 | 46.94 | 15.8871 | 26.96 | 9.2966 | 26.96 | 9.668 | 1236 | #N/A | #N/A
| 51.98 | 16.5867 | 30.92 | 10.8104 | 33.08 | 11.4643 | 28.4 | 10.0017 | 26.96 | 9.4056 | 30.2 | 10.6885 | 53.06 | 17.3842 | 30.2 | 10.1544 | 35.06 | 12.5844 | 51.08 | 16.3653 | 50 | 16.1081 | 28.04 | 9.2793 | 46.94 | 16.0565 | 28.04 | 9.8381 | 28.04 | 10.0611 | 1237 | #N/A | #N/A
| 53.96 | 17.2504 | 33.08 | 11.4887 | 33.08 | 11.4729 | 31.28 | 10.948 | 30.02 | 10.6053 | 30.2 | 10.4103 | 53.06 | 17.3842 | 30.02 | 9.8881 | 39.02 | 13.3355 | 51.98 | 16.3836 | 51.8 | 16.543 | 28.04 | 9.2814 | 46.94 | 15.8871 | 30.92 | 10.8347 | 30.92 | 11.2674 | 1238 | #N/A | #N/A
| 53.96 | 17.0664 | 33.08 | 11.4773 | 37.04 | 12.9578 | 33.98 | 11.9309 | 33.08 | 11.4905 | 30.2 | 10.1529 | 53.96 | 17.6009 | 30.2 | 9.9162 | 39.02 | 13.1713 | 53.06 | 16.8459 | 53.6 | 16.978 | 28.4 | 9.2687 | 48.02 | 16.3305 | 33.98 | 12.0595 | 37.4 | 13.5199 | 1239 | #N/A | #N/A
| 53.96 | 17.0656 | 39.02 | 13.2668 | 42.98 | 14.5891 | 37.22 | 13.0732 | 33.08 | 11.4826 | 30.2 | 10.4103 | 53.06 | 17.3846 | 30.02 | 9.6481 | 39.92 | 13.2052 | 53.06 | 16.6461 | 53.6 | 16.978 | 28.4 | 9.0649 | 48.92 | 16.3787 | 42.98 | 14.0787 | 37.94 | 13.5201 | 1240 | #N/A | #N/A
| 53.96 | 17.066 | 42.08 | 14.2059 | 42.98 | 14.5891 | 44.78 | 13.9823 | 37.94 | 13.2083 | 28.4 | 9.7188 | 48.92 | 16.7639 | 30.2 | 9.4926 | 39.02 | 12.8369 | 53.96 | 16.7038 | 53.6 | 16.978 | 28.04 | 8.7506 | 48.92 | 16.3778 | 44.96 | 13.9211 | 41 | 13.7102 | 1241 | #N/A | #N/A
| 53.06 | 16.8469 | 44.06 | 14.4851 | 46.94 | 15.005 | 44.96 | 14.0509 | 42.08 | 14.3929 | 28.4 | 9.261 | 50 | 16.6444 | 30.92 | 9.4398 | 39.92 | 12.8811 | 53.06 | 16.4842 | 51.8 | 16.543 | 26.96 | 8.1175 | 48.92 | 16.1783 | 46.04 | 14.1794 | 42.08 | 13.455 | 1242 | #N/A | #N/A
| 53.06 | 16.6486 | 44.06 | 14.3232 | 46.04 | 14.6025 | 44.06 | 13.6956 | 44.96 | 14.2116 | 30.02 | 9.3118 | 48.02 | 16.5466 | 30.02 | 8.7773 | 39.02 | 12.5238 | 53.06 | 16.4849 | 53.6 | 16.978 | 28.04 | 8.0805 | 48.02 | 16.1573 | 44.96 | 13.7604 | 41 | 13.0523 | 1243 | #N/A | #N/A
| 50 | 16.1073 | 44.96 | 14.0403 | 46.04 | 14.6025 | 42.08 | 13.1625 | 44.06 | 13.6891 | 28.04 | 8.2995 | 48.02 | 16.5466 | 28.94 | 8.2321 | 37.94 | 12.2628 | 51.08 | 15.6757 | 51.8 | 16.2151 | 26.06 | 7.4197 | 44.96 | 15.2229 | 42.98 | 13.28 | 39.02 | 12.4139 | 1244 | #N/A | #N/A
| 46.04 | 15.3273 | 42.98 | 13.4246 | 44.96 | 14.1906 | 40.28 | 12.5501 | 42.08 | 13.2084 | 26.96 | 7.7551 | 42.08 | 15.0994 | 28.04 | 7.7227 | 37.94 | 12.2615 | 48.02 | 14.9333 | 50 | 15.7804 | 26.06 | 7.3562 | 42.98 | 14.9326 | 41 | 12.6774 | 37.04 | 11.9346 | 1245 | #N/A | #N/A
| 42.08 | 14.3667 | 42.08 | 13.2041 | 42.98 | 13.5413 | 39.2 | 12.2121 | 39.92 | 12.6848 | 26.06 | 7.4147 | 44.96 | 15.7959 | 26.96 | 7.3651 | 37.94 | 12.2553 | 46.04 | 14.5968 | 46.4 | 14.9109 | 24.98 | 6.9887 | 42.08 | 14.877 | 39.92 | 12.4122 | 35.96 | 11.544 | 1246 | #N/A | #N/A
| 42.08 | 14.3654 | 41 | 12.7852 | 42.98 | 13.4033 | 39.2 | 12.1645 | 41 | 12.7875 | 24.98 | 7.0919 | 44.96 | 15.5852 | 26.06 | 7.1912 | 37.04 | 11.8821 | 44.06 | 14.1181 | 46.4 | 14.9109 | 24.08 | 6.7179 | 37.94 | 13.7071 | 39.02 | 12.0527 | 35.06 | 11.179 | 1247 | #N/A | #N/A
| 44.06 | 14.9992 | 39.92 | 12.5235 | 42.08 | 13.0313 | 38.84 | 12.075 | 39.92 | 12.5247 | 23 | 6.6154 | 46.94 | 15.6945 | 23 | 6.3242 | 37.04 | 11.88 | 42.98 | 13.8556 | 46.4 | 14.9109 | 21.92 | 6.198 | 39.02 | 14.1351 | 39.02 | 11.9152 | 35.06 | 11.1757 | 1248 | #N/A | #N/A
| 42.08 | 14.8829 | 39.92 | 12.5212 | 42.08 | 13.0296 | 39.02 | 12.0938 | 39.92 | 12.5227 | 23 | 6.5552 | 44.06 | 15.1906 | 21.92 | 6.0194 | 37.04 | 11.6106 | 42.08 | 13.8189 | 44.6 | 15.1132 | 19.94 | 5.6782 | 42.98 | 15.0891 | 39.92 | 12.1314 | 33.98 | 10.9147 | 1249 | #N/A | #N/A
| 42.08 | 14.8853 | 39.02 | 12.1817 | 42.08 | 13.0296 | 38.48 | 11.8927 | 39.92 | 12.2592 | 21.02 | 6.0313 | 44.06 | 15.1906 | 21.02 | 5.8026 | 35.96 | 11.3522 | 42.98 | 14.0363 | 42.8 | 15.0081 | 19.04 | 5.4124 | 42.08 | 14.8713 | 39.02 | 12.0487 | 33.98 | 10.9136 | 1250 | #N/A | #N/A
| 41 | 14.6275 | 39.92 | 12.0141 | 41 | 12.767 | 37.94 | 11.6949 | 39.02 | 11.6751 | 19.94 | 5.7715 | 42.08 | 15.0919 | 19.04 | 5.3268 | 35.96 | 11.4926 | 42.08 | 13.8182 | 41 | 14.9245 | 17.06 | 4.9358 | 42.08 | 14.5076 | 39.02 | 11.9127 | 33.98 | 10.9139 | 1251 | #N/A | #N/A
| 39.92 | 14.5713 | 39.02 | 11.6726 | 39.92 | 12.5042 | 37.58 | 11.6732 | 37.94 | 11.4131 | 19.04 | 5.5559 | 41 | 15.0129 | 17.06 | 4.8156 | 35.96 | 11.3468 | 41 | 13.5585 | 39.2 | 14.4888 | 15.98 | 4.638 | 41 | 13.9066 | 37.94 | 11.7847 | 33.98 | 10.9106 | 1252 | #N/A | #N/A
| 39.92 | 14.194 | 37.04 | 11.1924 | 39.92 | 12.5042 | 37.76 | 11.6243 | 37.04 | 11.3163 | 17.96 | 5.4018 | 41 | 14.8325 | 15.98 | 4.556 | 35.06 | 10.9905 | 41 | 12.9296 | 39.2 | 14.4888 | 15.08 | 4.4214 | 41 | 14.2482 | 37.94 | 11.5403 | 33.08 | 10.6914 | 1253 | #N/A | #N/A
| 39.92 | 13.4602 | 35.06 | 10.836 | 39.92 | 12.1033 | 36.86 | 11.2572 | 35.96 | 11.0544 | 17.06 | 5.1259 | 39.92 | 14.5736 | 15.98 | 4.5557 | 35.06 | 11.1272 | 39.92 | 12.3927 | 39.2 | 13.4983 | 15.08 | 4.421 | 39.92 | 13.8274 | 37.04 | 11.1015 | 33.08 | 10.5516 | 1254 | #N/A | #N/A
| 39.02 | 13.4417 | 35.06 | 10.7117 | 39.92 | 12.1013 | 36.32 | 11.2747 | 35.06 | 10.8351 | 17.06 | 5.1856 | 41 | 14.834 | 15.08 | 4.3399 | 33.98 | 10.8646 | 39.92 | 12.3919 | 39.2 | 13.4983 | 14 | 4.162 | 39.92 | 13.1094 | 37.04 | 11.3206 | 33.08 | 10.5487 | 1255 | #N/A | #N/A
| 39.02 | 13.2401 | 35.06 | 10.7088 | 39.92 | 12.1013 | 35.96 | 11.2083 | 35.96 | 11.0489 | 17.06 | 5.1842 | 41 | 14.834 | 15.08 | 4.3744 | 33.98 | 10.6169 | 37.04 | 11.6952 | 39.2 | 13.172 | 14 | 4.1165 | 39.92 | 12.962 | 35.96 | 11.0587 | 33.08 | 10.5457 | 1256 | #N/A | #N/A
| 39.02 | 13.0775 | 35.96 | 10.9227 | 39.02 | 11.8787 | 36.14 | 11.0557 | 35.96 | 11.047 | 15.98 | 4.8176 | 41 | 14.4473 | 15.08 | 4.3737 | 33.08 | 10.5064 | 33.98 | 10.9545 | 39.2 | 13.172 | 12.92 | 3.8567 | 39.02 | 12.4425 | 35.06 | 10.6181 | 32 | 10.2833 | 1257 | #N/A | #N/A
| 37.94 | 12.8123 | 35.06 | 10.826 | 39.02 | 12.0095 | 35.06 | 10.732 | 35.06 | 10.8268 | 15.08 | 4.6002 | 41 | 14.2469 | 14 | 4.1135 | 32 | 10.2437 | 30.92 | 10.213 | 37.4 | 12.4352 | 12.92 | 3.856 | 37.94 | 12.3114 | 35.06 | 10.6164 | 32 | 10.0443 | 1258 | #N/A | #N/A
| 39.92 | 12.9608 | 35.96 | 10.9191 | 39.02 | 12.0095 | 34.88 | 10.9624 | 35.96 | 11.0425 | 17.06 | 5.1223 | 42.08 | 14.164 | 17.06 | 4.8923 | 33.08 | 10.3924 | 37.04 | 11.5465 | 37.4 | 12.4352 | 14 | 4.1591 | 37.94 | 11.9006 | 35.06 | 10.7127 | 32 | 9.9419 | 1259 | #N/A | #N/A
| 39.02 | 12.5756 | 37.94 | 11.395 | 39.92 | 12.0897 | 36.14 | 11.0494 | 37.04 | 11.1786 | 19.04 | 5.7186 | 42.98 | 13.8419 | 19.94 | 5.623 | 33.08 | 10.3895 | 39.92 | 12.2401 | 39.2 | 12.8698 | 17.96 | 5.198 | 39.02 | 12.2814 | 35.96 | 11.0494 | 33.98 | 10.5172 | 1260 | #N/A | #N/A
| 39.92 | 12.7906 | 39.02 | 11.5557 | 41 | 12.3486 | 36.86 | 11.1402 | 37.94 | 11.3941 | 21.92 | 6.6664 | 42.98 | 13.8405 | 21.92 | 6.0986 | 33.98 | 10.6056 | 42.08 | 12.6267 | 39.2 | 12.5899 | 21.02 | 6.0766 | 39.02 | 12.4328 | 35.96 | 11.0478 | 35.06 | 10.7768 | 1261 | #N/A | #N/A
| 39.92 | 12.6582 | 39.02 | 11.5551 | 41 | 12.3486 | 37.22 | 11.3063 | 37.94 | 11.3935 | 23 | 6.9259 | 42.98 | 13.8405 | 26.06 | 7.2386 | 33.98 | 10.3808 | 42.98 | 12.9783 | 41 | 13.0242 | 24.08 | 6.8121 | 39.02 | 12.4324 | 37.04 | 11.3063 | 37.04 | 11.2524 | 1262 | #N/A | #N/A
| 41 | 12.9197 | 39.92 | 11.7706 | 42.08 | 12.5007 | 38.48 | 11.4315 | 39.02 | 11.5549 | 26.06 | 7.6621 | 44.06 | 13.7895 | 28.94 | 7.9781 | 33.98 | 10.4789 | 46.04 | 13.858 | 41 | 13.0242 | 26.06 | 7.2883 | 39.92 | 12.4974 | 37.04 | 11.1839 | 37.04 | 11.2524 | 1263 | #N/A | #N/A
| 39.92 | 12.6594 | 41 | 12.0324 | 44.06 | 12.9795 | 39.74 | 11.7944 | 39.92 | 11.7732 | 28.04 | 8.0643 | 44.96 | 14.0076 | 32 | 8.8354 | 35.06 | 10.7409 | 46.04 | 13.7189 | 41 | 12.765 | 28.94 | 8.1569 | 39.02 | 12.1594 | 39.02 | 11.6624 | 37.94 | 11.4693 | 1264 | #N/A | #N/A
| 39.92 | 12.5056 | 42.08 | 12.293 | 44.06 | 12.9795 | 40.28 | 11.8103 | 41 | 11.9221 | 30.02 | 8.6152 | 44.96 | 13.7199 | 35.06 | 9.6256 | 35.96 | 10.9576 | 46.94 | 13.9354 | 41 | 12.765 | 30.92 | 8.6899 | 39.02 | 12.0189 | 39.92 | 11.8801 | 37.94 | 11.5955 | 1265 | #N/A | #N/A
| 39.92 | 12.3813 | 42.08 | 12.391 | 46.04 | 13.3356 | 40.82 | 12.0546 | 42.08 | 12.2941 | 32 | 9.0914 | 42.98 | 13.6923 | 35.96 | 9.842 | 37.04 | 11.2166 | 48.02 | 14.1945 | 41 | 12.765 | 33.08 | 9.2808 | 37.94 | 11.7567 | 39.92 | 11.8792 | 39.02 | 11.7296 | 1266 | #N/A | #N/A
| 39.02 | 12.0219 | 42.08 | 12.512 | 44.96 | 13.074 | 40.1 | 12.0419 | 42.08 | 12.293 | 33.08 | 9.351 | 41 | 13.2127 | 37.04 | 10.1015 | 37.04 | 11.2152 | 46.04 | 13.5812 | 39.2 | 12.0913 | 35.06 | 9.7567 | 37.04 | 11.4057 | 39.02 | 11.6611 | 37.94 | 11.6265 | 1267 | #N/A | #N/A
| 37.94 | 11.8991 | 41 | 12.2499 | 44.96 | 13.074 | 37.76 | 11.5621 | 41 | 12.0312 | 33.08 | 9.4153 | 41 | 13.2127 | 37.04 | 9.9842 | 33.98 | 10.6013 | 39.92 | 12.2359 | 37.4 | 11.6574 | 35.06 | 9.628 | 35.96 | 10.9148 | 37.94 | 11.3998 | 37.04 | 11.2501 | 1268 | #N/A | #N/A
| 35.06 | 11.0605 | 39.92 | 11.7689 | 42.98 | 12.716 | 35.78 | 11.0618 | 39.02 | 11.6501 | 28.04 | 8.1367 | 35.96 | 11.6891 | 32 | 8.8336 | 32 | 10.1229 | 35.96 | 11.143 | 35.6 | 11.4626 | 33.08 | 9.1508 | 33.08 | 10.4436 | 35.96 | 10.9217 | 35.06 | 10.7715 | 1269 | #N/A | #N/A
| 33.08 | 10.5793 | 37.94 | 11.3865 | 42.08 | 12.4961 | 34.34 | 10.6069 | 37.04 | 11.1702 | 26.06 | 7.7246 | 32 | 10.5789 | 30.92 | 8.8294 | 30.02 | 9.6439 | 35.06 | 10.9221 | 32 | 10.3556 | 30.92 | 8.6987 | 30.02 | 9.8351 | 33.98 | 10.4411 | 33.98 | 10.5091 | 1270 | #N/A | #N/A
| 33.98 | 11.0549 | 37.04 | 11.0724 | 42.08 | 12.4961 | 31.82 | 9.9591 | 35.96 | 10.9095 | 28.94 | 8.569 | 33.98 | 11.3379 | 32 | 8.8859 | 30.02 | 9.5209 | 28.94 | 9.4448 | 33.8 | 11.0285 | 30.92 | 8.7569 | 28.04 | 9.3554 | 32 | 9.9641 | 32 | 9.9311 | 1271 | #N/A | #N/A
| 33.98 | 11.0532 | 35.06 | 10.5939 | 39.02 | 11.7568 | 31.1 | 9.7049 | 35.06 | 10.5951 | 30.02 | 8.6753 | 35.06 | 11.7611 | 30.92 | 8.6254 | 30.02 | 9.5205 | 28.04 | 9.1212 | 33.8 | 11.0285 | 28.94 | 8.2794 | 28.94 | 9.4393 | 32 | 9.866 | 30.92 | 9.5557 | 1272 | #N/A | #N/A
| 33.98 | 11.2029 | 33.08 | 10.1157 | 39.02 | 11.6344 | 28.94 | 9.2637 | 33.98 | 10.3334 | 28.94 | 8.4143 | 33.98 | 11.3342 | 30.02 | 8.3542 | 28.04 | 9.0416 | 26.06 | 8.6426 | 33.8 | 11.0285 | 26.96 | 7.6753 | 33.98 | 10.6526 | 30.02 | 9.3891 | 28.04 | 8.9766 | 1273 | #N/A | #N/A
| 32 | 10.5725 | 33.08 | 10.0037 | 39.02 | 11.6344 | 25.34 | 8.2393 | 30.92 | 9.484 | 28.04 | 8.0581 | 33.98 | 11.3342 | 28.04 | 7.8155 | 28.04 | 8.8296 | 24.98 | 8.3814 | 33.8 | 11.0285 | 26.96 | 7.6205 | 35.06 | 10.685 | 30.02 | 9.3879 | 28.04 | 8.9753 | 1274 | #N/A | #N/A
| 30.02 | 9.9735 | 32 | 9.6545 | 35.96 | 10.7992 | 26.42 | 8.4988 | 30.92 | 9.3953 | 26.96 | 7.7386 | 30.92 | 10.0514 | 26.96 | 7.4501 | 28.04 | 8.7381 | 24.08 | 8.0426 | 32 | 10.5944 | 24.98 | 7.0821 | 33.08 | 10.2075 | 28.04 | 8.9099 | 28.94 | 9.1922 | 1275 | #N/A | #N/A
| 26.96 | 8.8583 | 30.92 | 9.2915 | 35.06 | 10.4696 | 26.6 | 8.5596 | 28.94 | 8.9172 | 24.98 | 7.3211 | 30.02 | 9.701 | 24.98 | 6.9737 | 24.08 | 7.8744 | 21.92 | 7.4244 | 32 | 10.5944 | 24.08 | 6.8654 | 30.92 | 9.6856 | 24.08 | 7.8439 | 26.96 | 8.7135 | 1276 | #N/A | #N/A
| 26.96 | 8.8573 | 28.94 | 8.8136 | 35.06 | 10.4696 | 22.1 | 7.3462 | 28.94 | 8.9154 | 24.08 | 7.045 | 30.02 | 9.7 | 24.08 | 6.7038 | 21.02 | 6.9447 | 21.92 | 7.4238 | 30.2 | 9.9216 | 21.92 | 6.287 | 28.04 | 8.8953 | 24.08 | 7.7545 | 26.96 | 8.5981 | 1277 | #N/A | #N/A
| 26.06 | 8.6402 | 28.04 | 8.5973 | 33.08 | 9.992 | 21.38 | 7.103 | 26.96 | 8.4393 | 24.08 | 7.0454 | 30.02 | 9.5941 | 21.92 | 6.1422 | 19.04 | 6.3853 | 24.08 | 7.6443 | 26.6 | 8.8334 | 21.02 | 5.9707 | 26.06 | 8.5137 | 23 | 7.4951 | 24.08 | 7.814 | 1278 | #N/A | #N/A
| 26.06 | 8.64 | 26.96 | 8.3376 | 32 | 9.7321 | 19.76 | 6.6622 | 26.06 | 8.1214 | 21.92 | 6.4576 | 33.08 | 10.4368 | 21.02 | 5.839 | 17.06 | 5.9088 | 21.92 | 7.2246 | 28.4 | 9.2672 | 19.94 | 5.6685 | 26.96 | 8.7297 | 23 | 7.6952 | 24.08 | 7.8144 | 1279 | #N/A | #N/A
| 26.96 | 8.8559 | 26.06 | 8.0395 | 32 | 9.7321 | 19.4 | 6.5568 | 26.96 | 8.3375 | 21.92 | 6.342 | 33.08 | 10.4368 | 19.94 | 5.535 | 15.98 | 5.4644 | 21.02 | 6.9063 | 26.6 | 8.8334 | 19.04 | 5.3649 | 28.94 | 9.2059 | 21.92 | 7.1321 | 24.08 | 7.7087 | 1280 | #N/A | #N/A
| 26.96 | 8.8543 | 24.08 | 7.4693 | 30.02 | 9.2532 | 17.6 | 5.9931 | 23 | 7.3023 | 21.92 | 6.2367 | 35.06 | 11.1824 | 19.04 | 5.3185 | 15.08 | 5.2472 | 21.02 | 7.0056 | 26.6 | 8.6299 | 19.04 | 5.3206 | 30.02 | 9.4647 | 19.94 | 6.7564 | 21.02 | 6.8875 | 1281 | #N/A | #N/A
| 28.04 | 9.2178 | 23 | 7.2086 | 30.92 | 9.3814 | 17.96 | 6.1113 | 24.08 | 7.6422 | 21.92 | 6.2361 | 35.96 | 11.5181 | 15.98 | 4.665 | 14 | 4.9879 | 23 | 7.3803 | 26.6 | 8.8334 | 17.96 | 5.0607 | 30.92 | 9.8009 | 19.04 | 6.3569 | 21.92 | 7.1041 | 1282 | #N/A | #N/A
| 33.08 | 10.7024 | 26.06 | 8.0714 | 30.92 | 9.3814 | 19.4 | 6.5893 | 26.96 | 8.4362 | 24.98 | 6.8757 | 39.02 | 12.4064 | 24.08 | 6.454 | 19.04 | 6.4658 | 28.04 | 8.7818 | 28.4 | 9.4877 | 21.02 | 5.7956 | 35.06 | 10.7969 | 21.02 | 7.0157 | 24.98 | 7.84 | 1283 | #N/A | #N/A
| 37.04 | 11.9278 | 30.02 | 9.107 | 33.08 | 9.9018 | 25.34 | 8.2351 | 30.02 | 9.0728 | 26.96 | 7.394 | 39.92 | 12.6227 | 26.96 | 7.0779 | 21.92 | 7.1597 | 30.02 | 9.2587 | 33.8 | 11.0285 | 24.98 | 6.7471 | 37.94 | 11.4912 | 26.96 | 8.6464 | 28.04 | 8.6603 | 1284 | #N/A | #N/A
| 37.94 | 11.9952 | 33.08 | 9.9471 | 35.96 | 10.5961 | 30.38 | 9.3755 | 33.08 | 9.8102 | 28.94 | 7.9232 | 42.08 | 13.2769 | 30.92 | 8.0595 | 26.96 | 8.6809 | 33.08 | 10.107 | 37.4 | 11.8967 | 28.94 | 7.7429 | 37.94 | 11.7283 | 30.02 | 9.2725 | 30.02 | 9.0538 | 1285 | #N/A | #N/A
| 37.94 | 11.8746 | 35.6 | 10.6076 | 35.96 | 10.5961 | 32.9 | 9.9296 | 33.98 | 10.1294 | 33.08 | 8.965 | 42.08 | 13.2769 | 33.98 | 8.7948 | 28.94 | 9.0455 | 37.94 | 11.6013 | 37.4 | 11.8967 | 33.08 | 8.6937 | 37.94 | 11.7288 | 33.08 | 9.9219 | 30.92 | 9.3547 | 1286 | #N/A | #N/A
| 37.94 | 11.9961 | 35.96 | 10.9033 | 35.96 | 11.0145 | 34.16 | 10.1829 | 35.06 | 10.48 | 35.06 | 9.5 | 41 | 13.0172 | 37.04 | 9.5302 | 33.08 | 10.0445 | 39.02 | 11.9946 | 37.4 | 11.8967 | 35.06 | 9.2141 | 37.94 | 11.8682 | 35.06 | 10.2989 | 32 | 9.6165 | 1287 | #N/A | #N/A
| 37.94 | 12.1481 | 35.96 | 11.1327 | 37.04 | 11.5151 | 35.24 | 10.2927 | 37.04 | 10.9591 | 37.04 | 9.7264 | 41 | 13.0178 | 39.92 | 10.2225 | 35.96 | 10.741 | 39.02 | 12.1351 | 37.4 | 11.8967 | 37.04 | 9.6459 | 37.94 | 11.9891 | 35.06 | 10.3004 | 33.08 | 9.8787 | 1288 | #N/A | #N/A
| 37.4 | 12.1464 | 35.96 | 11.2667 | 37.04 | 11.5151 | 36.32 | 10.7401 | 37.04 | 10.8713 | 39.02 | 10.1196 | 39.92 | 12.9243 | 42.08 | 10.6768 | 37.04 | 11.0014 | 39.02 | 11.9962 | 37.4 | 12.1556 | 37.94 | 9.8272 | 37.94 | 11.9883 | 35.96 | 10.5177 | 35.06 | 10.4607 | 1289 | #N/A | #N/A
| 37.94 | 12.2796 | 37.04 | 11.5286 | 35.96 | 11.5155 | 36.86 | 10.8355 | 37.04 | 10.7702 | 35.96 | 10.0344 | 39.02 | 12.8501 | 42.98 | 10.8931 | 37.94 | 11.3334 | 39.02 | 12.255 | 37.4 | 12.1556 | 37.94 | 10.1378 | 37.4 | 12.1409 | 37.04 | 10.7789 | 35.96 | 10.7699 | 1290 | #N/A | #N/A
| 37.04 | 11.98 | 37.04 | 11.5283 | 35.96 | 11.6663 | 36.68 | 11.1313 | 37.94 | 11.0887 | 35.06 | 9.9638 | 39.02 | 12.8497 | 39.92 | 10.7321 | 39.02 | 11.5941 | 37.94 | 11.9951 | 37.4 | 12.1556 | 39.02 | 10.4565 | 37.4 | 12.1409 | 37.04 | 10.882 | 35.96 | 10.8849 | 1291 | #N/A | #N/A
| 37.04 | 11.781 | 35.96 | 11.2693 | 35.96 | 11.6663 | 35.42 | 10.8513 | 37.04 | 10.8732 | 33.08 | 9.4865 | 39.02 | 12.8497 | 37.04 | 10.1609 | 37.94 | 11.2231 | 37.94 | 11.9957 | 37.4 | 12.1556 | 37.04 | 10.0419 | 35.6 | 11.7066 | 37.04 | 10.9735 | 33.98 | 10.5116 | 1292 | #N/A | #N/A
| 37.04 | 12.0646 | 33.98 | 11.0536 | 35.06 | 11.8925 | 34.34 | 10.3408 | 35.06 | 10.4863 | 26.96 | 8.0131 | 39.92 | 13.6003 | 33.98 | 9.4241 | 30.92 | 9.9777 | 37.04 | 11.8257 | 35.6 | 11.7213 | 30.92 | 8.6237 | 35.96 | 11.6643 | 35.06 | 10.4984 | 33.08 | 10.1955 | 1293 | #N/A | #N/A
| 37.04 | 12.2809 | 33.08 | 10.8362 | 35.06 | 11.8915 | 29.12 | 9.2345 | 33.98 | 10.2262 | 28.04 | 8.2727 | 41 | 14.1977 | 28.04 | 8.1925 | 28.04 | 9.2836 | 35.96 | 11.8522 | 35.6 | 11.7213 | 26.06 | 7.4003 | 37.04 | 12.3618 | 30.92 | 9.832 | 32 | 9.8196 | 1294 | #N/A | #N/A
| 37.94 | 12.9262 | 32 | 10.5769 | 35.06 | 11.8915 | 28.76 | 9.4387 | 32 | 10.5787 | 26.96 | 8.0833 | 41 | 14.3926 | 24.98 | 7.456 | 33.98 | 10.3845 | 35.6 | 11.7113 | 35.6 | 12.3026 | 24.98 | 7.6116 | 37.94 | 12.9136 | 30.92 | 9.7107 | 30.02 | 9.4586 | 1295 | #N/A | #N/A
| 39.02 | 13.3854 | 28.94 | 9.7189 | 35.06 | 12.0733 | 29.84 | 9.5101 | 32 | 10.7312 | 21.92 | 6.8705 | 42.08 | 15.0297 | 23 | 7.0604 | 33.08 | 10.3929 | 33.98 | 11.5414 | 37.4 | 13.0634 | 21.92 | 6.5261 | 37.4 | 13.0445 | 30.92 | 9.8341 | 33.08 | 10.197 | 1296 | #N/A | #N/A
| 39.2 | 13.795 | 30.02 | 10.1014 | 35.06 | 11.7531 | 29.3 | 9.5936 | 30.92 | 10.4716 | 21.02 | 6.6537 | 42.08 | 15.2159 | 21.92 | 6.8707 | 33.98 | 10.4876 | 35.06 | 12.2295 | 37.4 | 13.3725 | 21.02 | 6.5067 | 39.02 | 13.7099 | 30.02 | 9.6191 | 32 | 10.0383 | 1297 | #N/A | #N/A
| 39.02 | 14.0881 | 30.02 | 10.1036 | 35.06 | 11.7531 | 31.46 | 10.0512 | 30.92 | 10.4743 | 28.94 | 8.5598 | 42.08 | 15.2159 | 28.04 | 7.4801 | 33.98 | 10.6143 | 37.04 | 12.906 | 37.4 | 13.7018 | 19.04 | 5.9658 | 39.02 | 14.0725 | 30.92 | 9.9453 | 30.92 | 9.7801 | 1298 | #N/A | #N/A
| 39.02 | 14.3587 | 30.02 | 10.1056 | 35.06 | 11.5925 | 32 | 10.3392 | 32 | 10.869 | 21.92 | 6.6543 | 42.98 | 15.7235 | 28.94 | 7.6214 | 33.98 | 10.6174 | 37.04 | 13.1462 | 37.4 | 13.7018 | 17.06 | 5.4895 | 39.92 | 14.5021 | 30.92 | 9.9475 | 30.2 | 9.7842 | 1299 | #N/A | #N/A
| 39.92 | 14.6988 | 33.08 | 10.9982 | 35.06 | 11.7603 | 33.8 | 10.5544 | 32 | 10.7396 | 19.94 | 6.1041 | 44.06 | 16.3644 | 19.94 | 5.9253 | 33.08 | 10.6482 | 37.04 | 13.2466 | 39.2 | 14.4888 | 17.06 | 5.4158 | 39.92 | 14.9031 | 30.92 | 9.9744 | 30.02 | 9.8033 | 1300 | #N/A | #N/A
| 41 | 15.2453 | 33.98 | 11.3485 | 35.06 | 11.7603 | 33.62 | 10.5568 | 32 | 10.7414 | 14 | 4.4354 | 44.06 | 16.4223 | 17.96 | 5.5025 | 33.08 | 11.0732 | 37.04 | 13.4992 | 39.2 | 14.8635 | 15.98 | 5.0971 | 39.2 | 14.8383 | 30.92 | 9.9519 | 30.02 | 9.9439 | 1301 | #N/A | #N/A
| 41 | 15.2453 | 33.98 | 11.3816 | 35.96 | 12.1597 | 33.8 | 10.7804 | 32 | 10.7749 | 19.04 | 5.7081 | 44.96 | 16.6405 | 19.04 | 5.7621 | 32 | 10.9716 | 37.94 | 13.886 | 39.2 | 14.8635 | 15.08 | 4.8129 | 41 | 15.3712 | 30.02 | 10.0134 | 30.02 | 10.2172 | 1302 | #N/A | #N/A
| 42.98 | 16.1143 | 35.96 | 12.027 | 37.04 | 12.9252 | 33.8 | 11.0204 | 32 | 10.7749 | 12.02 | 3.9589 | 44.96 | 16.8921 | 17.06 | 5.2859 | 32 | 11.2909 | 39.02 | 14.3575 | 41 | 15.6989 | 15.98 | 5.0295 | 41 | 15.2743 | 30.02 | 10.4274 | 30.02 | 10.2226 | 1303 | #N/A | #N/A
| 44.06 | 16.3807 | 37.4 | 12.734 | 37.04 | 12.9252 | 32 | 11.1269 | 33.08 | 11.3369 | 12.92 | 4.2896 | 44.96 | 16.8447 | 15.08 | 4.8098 | 30.92 | 11.0303 | 39.92 | 14.7568 | 42.8 | 16.1351 | 14 | 4.553 | 42.08 | 15.8822 | 30.02 | 10.4464 | 30.02 | 10.5385 | 1304 | #N/A | #N/A
| 44.06 | 16.6352 | 37.04 | 12.7743 | 37.94 | 13.4934 | 32 | 11.4327 | 33.98 | 11.8619 | 12.02 | 4.0733 | 46.04 | 17.154 | 15.08 | 4.8099 | 32 | 11.2872 | 39.92 | 14.7121 | 42.8 | 16.5608 | 12.92 | 4.24 | 42.08 | 16.1345 | 30.92 | 10.9781 | 28.94 | 10.4511 | 1305 | #N/A | #N/A
| 44.96 | 17.0697 | 37.94 | 13.3733 | 37.94 | 13.4977 | 32 | 11.439 | 35.06 | 12.5004 | 12.92 | 4.3568 | 44.96 | 17.1091 | 15.98 | 5.1518 | 33.08 | 11.7381 | 41 | 15.2439 | 42.8 | 16.5608 | 14 | 4.4994 | 42.8 | 16.532 | 32 | 11.2388 | 30.02 | 11.0409 | 1306 | #N/A | #N/A
| 44.96 | 17.0697 | 37.04 | 13.3005 | 37.94 | 13.4977 | 33.8 | 12.2054 | 35.06 | 12.6835 | 28.04 | 8.6046 | 46.94 | 18.0495 | 23 | 7.2182 | 33.08 | 11.7375 | 41 | 15.2 | 42.8 | 16.5608 | 19.94 | 6.1814 | 42.8 | 16.532 | 32 | 11.422 | 30.02 | 11.0502 | 1307 | #N/A | #N/A
| 46.04 | 17.834 | 37.04 | 13.3135 | 37.94 | 13.7104 | 33.62 | 12.177 | 37.04 | 13.3201 | 35.96 | 10.9111 | 48.02 | 18.3157 | 33.08 | 9.4847 | 33.08 | 11.7375 | 42.08 | 15.6559 | 42.8 | 16.5608 | 30.02 | 8.5324 | 42.8 | 16.532 | 32 | 11.422 | 30.92 | 11.4311 | 1308 | #N/A | #N/A
| 48.02 | 18.6118 | 37.04 | 13.3135 | 37.94 | 13.8792 | 34.88 | 12.679 | 35.96 | 12.9011 | 39.02 | 10.9137 | 48.2 | 18.7854 | 39.02 | 10.6946 | 33.98 | 12.1496 | 42.08 | 15.7004 | 44.6 | 16.9973 | 35.6 | 10.4365 | 42.62 | 16.375 | 33.08 | 11.8421 | 32 | 11.6918 | 1309 | #N/A | #N/A
| 48.02 | 18.6446 | 37.94 | 13.5311 | 39.02 | 14.1479 | 37.58 | 13.6394 | 35.96 | 13.059 | 39.92 | 11.1313 | 48.92 | 19.0759 | 41 | 11.1717 | 35.06 | 12.6199 | 42.98 | 16.1296 | 44.6 | 17.4508 | 35.6 | 10.4365 | 42.44 | 15.8868 | 33.08 | 11.8421 | 33.08 | 12.1863 | 1310 | #N/A | #N/A
| 48.02 | 18.8773 | 39.2 | 14.1331 | 39.02 | 14.3505 | 37.4 | 13.4303 | 37.94 | 13.7724 | 39.02 | 11.6517 | 53.6 | 20.6105 | 42.98 | 11.1544 | 35.96 | 12.9838 | 42.98 | 16.1606 | 46.4 | 18.3704 | 39.2 | 10.9942 | 41.72 | 15.4321 | 33.98 | 12.2589 | 33.98 | 12.7269 | 1311 | #N/A | #N/A
| 48.02 | 18.6446 | 41 | 15.0299 | 42.8 | 15.7108 | 37.4 | 13.7785 | 39.2 | 14.4918 | 41 | 12.359 | 51.08 | 19.3773 | 42.08 | 11.3059 | 37.04 | 13.4057 | 42.98 | 16.151 | 48.2 | 19.3214 | 42.08 | 11.4373 | 43.88 | 15.4954 | 33.98 | 12.4428 | 35.96 | 13.6478 | 1312 | #N/A | #N/A
| 46.94 | 18.0966 | 42.08 | 15.5176 | 42.98 | 16.2209 | 38.84 | 14.5462 | 39.02 | 14.3761 | 39.92 | 12.2339 | 48.2 | 18.7854 | 42.08 | 12.2966 | 37.94 | 13.6232 | 42.98 | 16.1606 | 48.2 | 19.3214 | 41 | 11.0504 | 43.16 | 15.0741 | 37.4 | 13.7271 | 37.04 | 14.1454 | 1313 | #N/A | #N/A
| 46.94 | 18.0935 | 42.98 | 16.0324 | 44.96 | 17.2172 | 39.2 | 14.9867 | 42.08 | 15.8182 | 39.02 | 12.8749 | 50 | 19.6825 | 39.92 | 12.3782 | 37.94 | 13.8235 | 42.98 | 16.412 | 46.4 | 18.3704 | 41 | 11.8418 | 42.62 | 14.8777 | 35.96 | 13.2773 | 37.04 | 14.062 | 1314 | #N/A | #N/A
| 48.02 | 18.8937 | 42.08 | 15.7128 | 44.06 | 16.6654 | 37.4 | 14.1731 | 42.98 | 16.1822 | 37.94 | 12.3058 | 51.08 | 19.9577 | 39.92 | 12.2396 | 39.02 | 14.1781 | 42.98 | 16.1606 | 48.2 | 19.3214 | 37.94 | 11.7692 | 41.9 | 14.4675 | 37.04 | 13.7089 | 37.04 | 14.062 | 1315 | #N/A | #N/A
| 51.08 | 20.5448 | 42.08 | 16.093 | 44.06 | 16.7914 | 36.86 | 13.7948 | 42.98 | 16.1822 | 37.94 | 12.7998 | 51.08 | 19.9577 | 39.02 | 12.7405 | 37.04 | 13.8818 | 42.98 | 16.412 | 51.8 | 21.3246 | 37.94 | 11.7729 | 39.74 | 13.7828 | 37.04 | 13.5385 | 37.94 | 14.4677 | 1316 | #N/A | #N/A
| 50 | 19.9511 | 42.98 | 16.3142 | 46.94 | 18.0823 | 36.5 | 13.6743 | 41 | 15.5885 | 37.94 | 12.957 | 51.08 | 19.9451 | 39.02 | 12.8832 | 37.94 | 13.9282 | 42.98 | 16.412 | 53.6 | 22.3808 | 37.94 | 12.3211 | 51.8 | 21.2844 | 37.04 | 13.7089 | 37.04 | 14.062 | 1317 | #N/A | #N/A
| 51.08 | 20.5844 | 42.98 | 16.1735 | 46.04 | 17.7844 | 35.42 | 13.2081 | 41 | 15.4595 | 37.94 | 12.7998 | 51.08 | 20.2118 | 39.02 | 13.0646 | 37.04 | 13.7141 | 42.98 | 16.412 | 53.6 | 22.3808 | 37.94 | 12.6323 | 53.06 | 21.692 | 35.06 | 12.8624 | 37.94 | 14.2796 | 1318 | #N/A | #N/A
| 51.08 | 20.5448 | 42.08 | 15.5176 | 46.04 | 17.7844 | 36.32 | 13.6743 | 39.02 | 14.5582 | 39.02 | 13.2201 | 51.08 | 20.2118 | 39.02 | 13.065 | 37.04 | 13.606 | 44.06 | 16.9393 | 53.6 | 22.3808 | 37.94 | 12.489 | 53.96 | 21.9212 | 35.06 | 12.8624 | 37.94 | 14.4677 | 1319 | #N/A | #N/A
| 51.08 | 20.5448 | 39.92 | 14.9009 | 46.4 | 16.9814 | 37.4 | 14.1911 | 37.94 | 14.1148 | 37.94 | 13.1561 | 51.08 | 20.2118 | 39.92 | 13.6385 | 37.04 | 13.3327 | 44.96 | 17.1091 | 53.6 | 22.3808 | 39.02 | 12.5839 | 53.96 | 22.2372 | 35.06 | 12.8624 | 39.02 | 14.8558 | 1320 | #N/A | #N/A
| 51.98 | 21.1074 | 41 | 15.0299 | 46.04 | 16.7882 | 37.4 | 14.1821 | 37.94 | 14.1148 | 39.02 | 13.6033 | 51.08 | 20.2118 | 39.92 | 13.6429 | 35.06 | 12.4557 | 60.98 | 25.9158 | 53.6 | 22.3808 | 39.02 | 13.2386 | 53.96 | 21.8705 | 37.94 | 13.3999 | 39.02 | 14.7288 | 1321 | #N/A | #N/A
| 53.06 | 21.3703 | 41 | 14.8479 | 46.04 | 16.7882 | 37.58 | 13.1387 | 39.02 | 13.7405 | 39.02 | 13.9589 | 51.08 | 20.2658 | 41 | 14.247 | 35.06 | 12.3772 | 60.98 | 25.793 | 53.6 | 22.3808 | 39.92 | 13.6588 | 53.96 | 21.8705 | 37.94 | 13.0945 | 37.04 | 13.3028 | 1322 | #N/A | #N/A
| 53.06 | 21.4606 | 39.92 | 13.2143 | 42.08 | 13.9043 | 34.88 | 12.3188 | 39.02 | 12.8482 | 39.92 | 14.1802 | 51.08 | 20.2118 | 39.92 | 14.183 | 35.96 | 11.9947 | 62.96 | 26.8907 | 53.6 | 22.3808 | 39.92 | 13.8432 | 53.6 | 21.7229 | 35.96 | 12.8198 | 35.06 | 12.0064 | 1323 | #N/A | #N/A
| 53.06 | 21.3703 | 39.02 | 12.6734 | 41 | 13.4553 | 35.6 | 12.7278 | 37.94 | 12.5854 | 41 | 14.4451 | 51.08 | 20.2118 | 42.08 | 14.8799 | 35.06 | 11.6369 | 64.04 | 26.99 | 55.4 | 22.8196 | 41 | 14.2654 | 53.6 | 21.7229 | 35.06 | 12.7038 | 33.98 | 11.7437 | 1324 | #N/A | #N/A
| 53.96 | 22.013 | 39.02 | 12.3775 | 41 | 13.4553 | 37.4 | 13.1628 | 37.94 | 12.1199 | 41 | 14.6181 | 51.08 | 20.2118 | 42.08 | 15.095 | 33.98 | 11.6201 | 64.94 | 27.4261 | 55.4 | 23.4759 | 39.02 | 13.986 | 55.94 | 23.0361 | 33.8 | 11.888 | 33.98 | 11.8968 | 1325 | #N/A | #N/A
| 53.96 | 21.8857 | 37.94 | 12.2725 | 41 | 13.4524 | 33.8 | 12.2899 | 37.04 | 11.7753 | 41 | 14.8366 | 51.08 | 20.2118 | 41 | 14.8405 | 33.08 | 10.9388 | 64.94 | 27.9176 | 55.4 | 23.4759 | 37.94 | 13.7317 | 57.02 | 23.2995 | 35.96 | 12.3782 | 33.08 | 11.7886 | 1326 | #N/A | #N/A
| 53.96 | 21.8857 | 37.04 | 11.4882 | 39.92 | 12.869 | 35.6 | 11.7939 | 35.96 | 10.7772 | 41 | 14.9118 | 51.98 | 20.8901 | 41 | 14.9143 | 32 | 10.0805 | 64.04 | 27.855 | 55.4 | 23.4759 | 37.04 | 13.5168 | 55.4 | 22.7768 | 35.06 | 11.2998 | 32 | 11.1891 | 1327 | #N/A | #N/A
| 53.96 | 21.8857 | 37.04 | 11.1505 | 39.92 | 12.869 | 33.8 | 11.0922 | 35.06 | 10.6746 | 41 | 14.9118 | 51.98 | 20.8901 | 41 | 14.9143 | 32 | 9.9758 | 62.06 | 26.0572 | 55.4 | 23.4759 | 37.4 | 13.7047 | 55.4 | 22.7768 | 33.08 | 10.8956 | 30.92 | 9.7506 | 1328 | #N/A | #N/A
| 55.04 | 22.6904 | 35.06 | 10.6714 | 37.94 | 11.2392 | 33.8 | 10.4096 | 33.98 | 10.5132 | 42.8 | 16.1205 | 53.06 | 21.3683 | 41 | 15.2686 | 30.92 | 9.7766 | 60.08 | 25.2116 | 55.4 | 23.4759 | 37.4 | 13.7047 | 57.2 | 23.8695 | 30.92 | 10.0149 | 28.4 | 9.3507 | 1329 | #N/A | #N/A
| 53.6 | 21.1581 | 35.06 | 10.5548 | 37.04 | 11.2354 | 32.36 | 9.7787 | 33.98 | 10.41 | 41 | 15.2858 | 55.94 | 22.3659 | 39.2 | 14.4786 | 28.04 | 9.5987 | 59 | 25.187 | 57.2 | 23.9152 | 37.4 | 13.7047 | 53.6 | 21.7229 | 33.08 | 9.9903 | 28.94 | 9.4589 | 1330 | #N/A | #N/A
| 53.06 | 21.0267 | 33.98 | 10.5886 | 37.04 | 11.2354 | 32.36 | 9.9026 | 33.08 | 9.8793 | 42.8 | 16.1205 | 53.96 | 21.8835 | 41 | 15.2885 | 28.94 | 8.9151 | 59 | 24.9477 | 53.6 | 21.7631 | 39.2 | 14.4918 | 53.6 | 21.7229 | 32 | 9.9341 | 30.02 | 9.1187 | 1331 | #N/A | #N/A
| 51.08 | 20.7211 | 35.06 | 10.5505 | 35.06 | 11.0811 | 31.82 | 9.7719 | 33.98 | 9.8238 | 44.6 | 16.9817 | 51.98 | 20.7618 | 42.8 | 15.7245 | 28.94 | 8.6149 | 57.92 | 23.9259 | 53.6 | 22.3808 | 39.2 | 14.4918 | 51.8 | 21.2844 | 33.08 | 9.7955 | 26.96 | 8.7532 | 1332 | #N/A | #N/A
| 48.92 | 19.5851 | 35.96 | 10.486 | 37.04 | 10.7363 | 32 | 9.6011 | 35.06 | 9.926 | 44.6 | 17.434 | 51.98 | 20.9287 | 42.8 | 15.7245 | 28.04 | 8.4901 | 57.02 | 22.629 | 53.6 | 21.7631 | 41 | 15.3026 | 51.08 | 20.7136 | 33.98 | 9.5987 | 28.04 | 8.8965 | 1333 | #N/A | #N/A
| 46.94 | 18.5431 | 35.96 | 10.0732 | 37.04 | 10.7363 | 32 | 9.3576 | 35.06 | 9.8573 | 48.2 | 18.7898 | 51.98 | 20.9287 | 44.6 | 16.9848 | 28.94 | 8.5606 | 55.94 | 22.288 | 53.6 | 21.1815 | 42.8 | 15.7386 | 50 | 19.7239 | 32 | 9.3438 | 28.94 | 8.6605 | 1334 | #N/A | #N/A
| 46.94 | 18.3823 | 35.96 | 10.1389 | 37.94 | 10.4652 | 32 | 9.4328 | 35.06 | 9.8566 | 48.2 | 18.7898 | 48.2 | 18.7854 | 51.8 | 20.1813 | 28.94 | 8.5593 | 55.94 | 21.7256 | 51.8 | 19.1982 | 51.8 | 20.2011 | 48.2 | 18.7748 | 32 | 9.1854 | 30.02 | 8.531 | 1335 | #N/A | #N/A
| 51.08 | 18.5232 | 35.96 | 10.0716 | 37.94 | 10.5404 | 31.28 | 9.122 | 33.98 | 9.8193 | 48.2 | 18.7898 | 51.08 | 18.728 | 51.98 | 20.6212 | 28.94 | 8.5583 | 57.92 | 19.9433 | 53.6 | 19.1801 | 51.8 | 20.2011 | 51.98 | 18.738 | 32 | 9.1182 | 28.94 | 8.4282 | 1336 | #N/A | #N/A
| 50 | 17.7608 | 35.06 | 9.9201 | 37.94 | 10.5404 | 31.82 | 9.2514 | 33.08 | 9.6012 | 48.2 | 18.7898 | 51.08 | 18.2549 | 51.08 | 20.1411 | 30.02 | 8.8157 | 57.02 | 19.7319 | 53.6 | 18.7526 | 51.8 | 20.2011 | 50 | 18.0057 | 32 | 9.2665 | 28.94 | 8.3488 | 1337 | #N/A | #N/A
| 48.02 | 16.8497 | 35.06 | 9.9193 | 37.04 | 10.2461 | 32.18 | 9.3225 | 33.08 | 9.6 | 48.2 | 19.3022 | 48.92 | 17.2821 | 51.08 | 19.9535 | 28.94 | 8.6268 | 55.04 | 19.2499 | 51.8 | 17.9151 | 50 | 19.4001 | 48.92 | 17.4939 | 32 | 9.2654 | 28.04 | 8.1943 | 1338 | #N/A | #N/A
| 46.04 | 16.1805 | 33.98 | 9.658 | 37.04 | 10.3867 | 31.64 | 9.1475 | 33.08 | 9.5978 | 48.2 | 19.3022 | 48.02 | 16.8311 | 53.6 | 21.1652 | 28.04 | 8.4986 | 53.06 | 18.7655 | 48.2 | 17.0432 | 50 | 19.2491 | 46.94 | 16.8107 | 32 | 9.263 | 28.04 | 8.3469 | 1339 | #N/A | #N/A
| 44.96 | 16.1028 | 33.08 | 9.7806 | 37.04 | 10.3867 | 30.2 | 8.8119 | 30.92 | 9.4496 | 50 | 19.7399 | 48.02 | 16.8311 | 42.8 | 15.35 | 26.06 | 8.0192 | 48.02 | 18.016 | 46.4 | 16.6073 | 35.96 | 12.9011 | 44.06 | 16.1124 | 30.2 | 8.6993 | 26.96 | 8.0151 | 1340 | #N/A | #N/A
| 44.96 | 15.9107 | 30.92 | 9.4451 | 33.98 | 9.7279 | 28.76 | 8.3683 | 30.02 | 9.1242 | 44.6 | 17.434 | 46.04 | 16.3447 | 37.04 | 13.4075 | 26.06 | 8.1121 | 48.92 | 18.0061 | 44.6 | 16.1713 | 35.06 | 12.5906 | 42.98 | 15.8456 | 28.94 | 8.3745 | 26.06 | 7.7279 | 1341 | #N/A | #N/A
| 44.06 | 15.3001 | 30.92 | 9.4414 | 33.08 | 9.5082 | 28.22 | 8.1982 | 30.92 | 8.9144 | 37.04 | 13.7714 | 44.96 | 15.8938 | 35.06 | 12.3696 | 24.98 | 7.8492 | 48.02 | 17.6341 | 44.6 | 15.4435 | 33.8 | 11.8701 | 42.98 | 15.4246 | 28.94 | 8.2963 | 26.06 | 7.7247 | 1342 | #N/A | #N/A
| 42.98 | 14.835 | 30.92 | 9.4269 | 33.08 | 9.5082 | 27.68 | 8.1046 | 30.02 | 8.6952 | 35.6 | 13.2545 | 44.96 | 15.676 | 33.8 | 11.8603 | 24.98 | 7.7509 | 44.96 | 16.0961 | 42.8 | 15.0081 | 33.8 | 11.8701 | 42.98 | 15.2065 | 28.04 | 8.0781 | 24.98 | 7.4626 | 1343 | #N/A | #N/A
| 42.08 | 14.8144 | 30.92 | 8.8433 | 32 | 9.1615 | 27.14 | 7.9983 | 28.94 | 8.292 | 33.8 | 12.1831 | 42.98 | 15.0204 | 33.8 | 11.8603 | 24.08 | 7.7173 | 44.96 | 15.9771 | 42.8 | 15.0081 | 33.8 | 11.5683 | 42.98 | 15.0287 | 28.04 | 8.0764 | 24.98 | 7.4609 | 1344 | #N/A | #N/A
| 41 | 14.2302 | 30.02 | 8.49 | 30.92 | 8.8997 | 26.6 | 7.8288 | 28.04 | 8.0742 | 33.8 | 12.491 | 42.8 | 14.6644 | 33.8 | 11.8603 | 21.92 | 7.3941 | 42.98 | 15.1054 | 41 | 14.2429 | 33.8 | 11.8701 | 42.08 | 14.8076 | 26.96 | 7.8141 | 24.08 | 7.2426 | 1345 | #N/A | #N/A
| 41 | 13.7232 | 28.94 | 8.1603 | 30.92 | 8.8997 | 25.52 | 7.5283 | 28.04 | 7.9441 | 33.8 | 12.1831 | 42.08 | 14.6003 | 33.8 | 11.5593 | 23 | 7.3735 | 42.08 | 14.5222 | 41 | 13.9333 | 32 | 11.1338 | 41 | 14.5435 | 26.06 | 7.5373 | 21.92 | 6.6439 | 1346 | #N/A | #N/A
| 39.92 | 13.8435 | 28.04 | 7.888 | 30.02 | 8.5404 | 24.8 | 7.3675 | 26.96 | 7.6285 | 32 | 11.409 | 42.08 | 14.5966 | 32 | 11.1247 | 21.92 | 7.1136 | 39.92 | 14 | 39.2 | 13.4983 | 32 | 10.8546 | 41 | 14.3402 | 24.98 | 7.3361 | 21.92 | 6.455 | 1347 | #N/A | #N/A
| 39.92 | 13.6606 | 26.96 | 7.5648 | 28.94 | 8.098 | 24.08 | 7.1796 | 26.06 | 7.349 | 30.2 | 10.6885 | 42.08 | 14.4336 | 30.02 | 9.6357 | 21.02 | 6.4775 | 39.92 | 13.8424 | 39.2 | 13.4983 | 28.94 | 9.2605 | 39.92 | 14.0762 | 24.08 | 7.1936 | 21.02 | 6.364 | 1348 | #N/A | #N/A
| 39.92 | 13.5324 | 26.06 | 7.2886 | 28.94 | 8.098 | 23.54 | 7.0357 | 24.08 | 6.8129 | 28.94 | 9.613 | 42.08 | 14.4328 | 28.94 | 9.2498 | 21.02 | 6.4008 | 37.94 | 12.0948 | 39.2 | 13.4983 | 28.94 | 9.1582 | 37.94 | 13.5942 | 24.08 | 7.117 | 19.94 | 5.9129 | 1349 | #N/A | #N/A
| 39.2 | 13.1612 | 24.98 | 6.9809 | 26.96 | 7.4988 | 23 | 6.9569 | 24.08 | 6.7651 | 28.94 | 9.4764 | 41 | 13.782 | 28.94 | 9.1493 | 19.94 | 5.8927 | 35.96 | 11.21 | 39.2 | 13.4983 | 26.96 | 8.6784 | 37.4 | 12.72 | 23 | 6.8565 | 19.94 | 5.912 | 1350 | #N/A | #N/A
| 39.02 | 13.2449 | 24.08 | 6.7635 | 26.06 | 7.1811 | 23 | 7.0916 | 23 | 6.5041 | 28.94 | 9.3651 | 41 | 13.4338 | 28.04 | 8.8173 | 19.04 | 5.5675 | 33.98 | 10.7307 | 37.4 | 13.0634 | 26.96 | 8.4729 | 37.94 | 12.0867 | 23 | 6.855 | 19.04 | 5.6338 | 1351 | #N/A | #N/A
| 37.04 | 11.3577 | 23 | 6.4488 | 26.06 | 7.1811 | 20.84 | 6.0905 | 21.92 | 6.1895 | 28.94 | 9.3599 | 41 | 13.4338 | 28.94 | 9.0299 | 17.96 | 5.3071 | 33.98 | 10.7276 | 37.4 | 11.6574 | 26.96 | 8.4703 | 35.96 | 11.4813 | 21.02 | 6.2499 | 17.96 | 5.3248 | 1352 | #N/A | #N/A
| 35.06 | 10.8778 | 23 | 6.4054 | 24.98 | 6.8769 | 19.94 | 5.8328 | 21.02 | 5.9723 | 30.02 | 9.4946 | 39.02 | 12.9035 | 28.94 | 9.027 | 17.06 | 5.0902 | 33.08 | 10.2743 | 33.8 | 10.5685 | 24.98 | 7.9902 | 35.06 | 11.2614 | 19.94 | 5.8732 | 17.96 | 5.225 | 1353 | #N/A | #N/A
| 33.98 | 10.4899 | 21.92 | 6.0579 | 24.98 | 6.8281 | 19.94 | 5.7567 | 19.94 | 5.7118 | 30.02 | 9.6159 | 35.96 | 11.0891 | 28.04 | 8.7196 | 17.06 | 5.0892 | 33.08 | 10.1726 | 33.8 | 10.5685 | 24.98 | 8.0774 | 35.06 | 10.9797 | 19.04 | 5.5968 | 17.06 | 5.0075 | 1354 | #N/A | #N/A
| 35.96 | 10.9644 | 21.92 | 6.013 | 24.98 | 6.8281 | 20.84 | 6.019 | 19.04 | 5.4038 | 30.92 | 9.9382 | 37.94 | 11.6718 | 30.92 | 9.6137 | 17.06 | 4.9909 | 33.08 | 10.1697 | 33.8 | 10.3644 | 28.04 | 8.814 | 35.96 | 11.3295 | 19.94 | 5.8126 | 17.96 | 5.2667 | 1355 | #N/A | #N/A
| 37.04 | 11.1239 | 21.92 | 6.0567 | 26.06 | 6.9693 | 21.92 | 6.2786 | 19.94 | 5.6682 | 32 | 10.3303 | 37.94 | 11.8056 | 32 | 9.9703 | 17.06 | 4.9418 | 33.98 | 10.2704 | 35.6 | 10.798 | 30.02 | 9.2898 | 35.96 | 11.3271 | 21.92 | 6.289 | 19.04 | 5.4322 | 1356 | #N/A | #N/A
| 37.94 | 11.34 | 24.08 | 6.5319 | 26.96 | 7.0433 | 23.54 | 6.613 | 21.02 | 5.8409 | 33.98 | 10.9461 | 39.92 | 12.2816 | 33.08 | 10.3512 | 19.04 | 5.4178 | 35.96 | 10.5507 | 35.6 | 10.6094 | 32 | 9.7654 | 37.94 | 11.6672 | 23 | 6.5488 | 19.94 | 5.6086 | 1357 | #N/A | #N/A
| 39.02 | 11.4847 | 24.08 | 6.4969 | 26.96 | 7.0433 | 24.62 | 6.8726 | 21.92 | 5.938 | 33.98 | 10.9453 | 39.92 | 12.2816 | 35.06 | 10.7069 | 21.02 | 5.9433 | 37.94 | 10.8483 | 37.4 | 11.0429 | 32 | 9.9759 | 37.94 | 11.433 | 24.08 | 6.7081 | 21.02 | 5.8226 | 1358 | #N/A | #N/A
| 39.92 | 11.4223 | 26.06 | 6.9729 | 28.94 | 7.7185 | 25.7 | 7.1505 | 24.08 | 6.4572 | 37.04 | 11.8051 | 42.08 | 12.8015 | 37.04 | 11.0854 | 21.02 | 5.8099 | 39.02 | 10.9444 | 39.2 | 11.3021 | 33.98 | 10.5749 | 37.94 | 11.333 | 24.08 | 6.7616 | 21.92 | 6.0026 | 1359 | #N/A | #N/A
| 41 | 11.4959 | 26.96 | 7.081 | 30.02 | 7.6957 | 25.52 | 7.0718 | 24.98 | 6.6357 | 37.04 | 11.8063 | 41 | 11.6802 | 37.94 | 11.191 | 21.02 | 5.6949 | 37.94 | 10.6845 | 39.2 | 10.8568 | 35.96 | 10.6303 | 39.92 | 11.4184 | 24.98 | 6.9247 | 23 | 6.3443 | 1360 | #N/A | #N/A
| 41 | 11.2735 | 28.04 | 7.2785 | 30.02 | 7.6957 | 24.98 | 6.8899 | 24.98 | 6.5438 | 37.04 | 11.5448 | 41 | 11.4931 | 39.02 | 11.5632 | 19.94 | 5.4739 | 37.94 | 10.4588 | 39.2 | 10.8568 | 37.04 | 10.7052 | 39.92 | 11.3224 | 24.08 | 6.6655 | 24.08 | 6.6441 | 1361 | #N/A | #N/A
| 39.92 | 11.0788 | 26.96 | 6.9876 | 30.92 | 7.9951 | 25.16 | 6.9328 | 26.06 | 6.8302 | 37.04 | 11.5451 | 41 | 11.5828 | 39.02 | 11.3617 | 19.94 | 5.5144 | 37.04 | 10.181 | 39.2 | 10.8568 | 37.04 | 10.7877 | 39.02 | 11.0135 | 24.08 | 6.7078 | 21.92 | 5.9612 | 1362 | #N/A | #N/A
| 39.02 | 10.7946 | 26.06 | 6.7709 | 28.94 | 7.4605 | 23.72 | 6.4755 | 24.08 | 6.2955 | 35.96 | 11.2847 | 39.02 | 10.8589 | 39.02 | 11.2589 | 19.04 | 5.2571 | 35.96 | 9.7335 | 37.4 | 10.1828 | 37.04 | 10.8905 | 37.04 | 10.3807 | 23 | 6.318 | 21.02 | 5.7445 | 1363 | #N/A | #N/A
| 37.04 | 10.1804 | 24.08 | 6.2948 | 28.04 | 7.2192 | 21.92 | 6.0574 | 21.92 | 5.8346 | 35.06 | 10.933 | 39.02 | 10.8589 | 37.04 | 10.7817 | 19.04 | 5.2974 | 33.98 | 9.1491 | 35.6 | 9.7499 | 35.96 | 10.6295 | 35.06 | 9.8365 | 21.92 | 6.0578 | 19.94 | 5.4845 | 1364 | #N/A | #N/A
| 33.98 | 9.3733 | 21.92 | 5.8335 | 26.06 | 6.7985 | 20.12 | 5.6467 | 19.94 | 5.3579 | 33.08 | 10.588 | 35.06 | 9.9019 | 35.96 | 10.6239 | 17.06 | 4.8561 | 32 | 8.5252 | 33.8 | 9.211 | 33.98 | 10.1523 | 33.98 | 9.3708 | 19.94 | 5.5811 | 17.06 | 4.7916 | 1365 | #N/A | #N/A
| 32 | 8.8405 | 21.02 | 5.6508 | 24.98 | 6.5654 | 19.22 | 5.4371 | 19.04 | 5.1752 | 33.08 | 10.5888 | 35.06 | 9.8343 | 33.98 | 11.0708 | 15.98 | 4.6794 | 30.02 | 8.0479 | 32 | 8.8842 | 30.92 | 9.9444 | 33.08 | 9.2206 | 19.04 | 5.4022 | 15.98 | 4.5725 | 1366 | #N/A | #N/A
| 30.92 | 8.5795 | 19.04 | 5.1405 | 24.98 | 6.5654 | 18.14 | 5.2006 | 17.06 | 4.7292 | 32 | 10.4703 | 33.08 | 9.2809 | 33.98 | 11.0723 | 15.08 | 4.463 | 30.02 | 8.008 | 30.2 | 8.4513 | 32 | 9.9766 | 30.92 | 8.7591 | 17.96 | 5.1038 | 15.98 | 4.5721 | 1367 | #N/A | #N/A
| 28.94 | 8.1019 | 17.96 | 4.8807 | 21.92 | 5.8637 | 17.42 | 4.9959 | 15.98 | 4.4395 | 33.98 | 11.2221 | 33.08 | 9.2795 | 33.98 | 11.072 | 15.08 | 4.5118 | 28.04 | 7.5315 | 28.4 | 8.0184 | 33.08 | 10.6 | 30.02 | 8.6158 | 17.06 | 4.9256 | 14 | 4.096 | 1368 | #N/A | #N/A
| 28.04 | 7.8847 | 17.06 | 4.6984 | 21.02 | 5.647 | 16.7 | 4.9266 | 15.98 | 4.4392 | 33.98 | 11.2254 | 30.92 | 8.6309 | 33.98 | 11.0749 | 14 | 4.2946 | 26.96 | 7.2716 | 28.4 | 7.9126 | 33.08 | 10.7428 | 28.94 | 8.2804 | 17.06 | 5.0157 | 14 | 4.0544 | 1369 | #N/A | #N/A
| 28.04 | 7.6194 | 17.06 | 4.7282 | 21.02 | 5.647 | 16.16 | 4.8319 | 15.08 | 4.2528 | 32 | 10.7502 | 30.92 | 8.6309 | 33.98 | 11.0766 | 14 | 4.2519 | 26.06 | 7.1852 | 26.6 | 7.4799 | 32 | 10.4829 | 28.94 | 8.3543 | 17.06 | 5.0686 | 12.92 | 3.8719 | 1370 | #N/A | #N/A
| 26.96 | 7.4555 | 15.98 | 4.4685 | 19.94 | 5.4546 | 15.62 | 4.6249 | 14 | 3.9629 | 30.92 | 10.4905 | 28.94 | 8.2808 | 33.98 | 11.0783 | 12.92 | 3.943 | 24.98 | 6.9785 | 26.6 | 7.4799 | 33.8 | 11.0303 | 28.04 | 8.0032 | 15.98 | 4.7558 | 12.02 | 3.6555 | 1371 | #N/A | #N/A
| 24.98 | 7.0849 | 15.08 | 4.2517 | 19.04 | 5.2775 | 15.44 | 4.5334 | 12.92 | 3.7034 | 32 | 10.752 | 28.94 | 8.2803 | 33.08 | 11.0156 | 12.92 | 3.9425 | 24.08 | 6.7618 | 24.8 | 7.0471 | 32 | 10.8546 | 26.96 | 7.743 | 15.98 | 4.6651 | 12.02 | 3.6553 | 1372 | #N/A | #N/A
| 24.08 | 6.8092 | 14 | 3.9624 | 19.04 | 5.2775 | 14.54 | 4.3016 | 12.02 | 3.4528 | 33.8 | 11.5575 | 28.04 | 8.0633 | 35.06 | 11.6299 | 10.94 | 3.3829 | 23 | 6.5487 | 24.8 | 7.0471 | 30.92 | 10.5036 | 26.96 | 7.7425 | 15.08 | 4.4104 | 12.02 | 3.6551 | 1373 | #N/A | #N/A
| 24.08 | 6.868 | 12.92 | 3.6685 | 17.06 | 4.8015 | 14.36 | 4.2134 | 10.94 | 3.1662 | 30.2 | 10.6885 | 28.04 | 8.0036 | 33.8 | 11.2806 | 10.04 | 2.9878 | 23 | 6.4482 | 23 | 6.7198 | 32 | 11.066 | 26.06 | 7.5846 | 15.08 | 4.4105 | 10.94 | 3.3597 | 1374 | #N/A | #N/A
| 23 | 6.6075 | 10.94 | 3.1658 | 15.98 | 4.4351 | 14 | 4.0519 | 10.04 | 2.8945 | 32 | 11.4236 | 26.96 | 7.675 | 33.8 | 11.5593 | 8.06 | 2.4533 | 21.92 | 6.2413 | 21.2 | 6.2869 | 30.2 | 10.6993 | 24.98 | 7.3241 | 14 | 4.1512 | 10.04 | 3.1024 | 1375 | #N/A | #N/A
| 23 | 6.6686 | 10.94 | 3.1104 | 15.98 | 4.4351 | 12.74 | 3.6735 | 8.96 | 2.6071 | 32 | 11.123 | 26.96 | 7.675 | 32 | 11.1247 | 6.98 | 2.2253 | 21.02 | 6.0711 | 21.2 | 6.2869 | 30.2 | 10.6993 | 24.08 | 7.181 | 12.92 | 3.8916 | 8.06 | 2.5877 | 1376 | #N/A | #N/A
| 21.92 | 6.3465 | 10.04 | 2.819 | 14 | 3.7933 | 11.84 | 3.3238 | 8.06 | 2.3689 | 32 | 11.4236 | 26.06 | 7.4031 | 32 | 11.1247 | 5 | 1.7497 | 19.04 | 5.653 | 21.2 | 6.1815 | 30.2 | 10.6993 | 24.08 | 7.1799 | 12.02 | 3.6314 | 6.08 | 2.0179 | 1377 | #N/A | #N/A
| 21.92 | 6.2874 | 10.04 | 2.819 | 12.92 | 3.5087 | 10.76 | 3.1976 | 6.98 | 2.0844 | 32 | 11.4236 | 26.96 | 7.741 | 32 | 11.1247 | 5 | 1.7497 | 19.04 | 6.0337 | 19.4 | 5.7487 | 30.2 | 10.6993 | 24.08 | 7.1794 | 10.04 | 3.1205 | 6.08 | 2.0179 | 1378 | #N/A | #N/A
| 24.98 | 7.0816 | 10.94 | 3.0111 | 12.92 | 3.5087 | 12.02 | 3.4163 | 8.96 | 2.5596 | 33.8 | 11.8584 | 28.94 | 8.1489 | 33.08 | 11.6558 | 5 | 1.7492 | 23 | 6.6664 | 21.2 | 6.1815 | 32 | 11.1338 | 26.06 | 7.7202 | 12.92 | 3.7049 | 6.98 | 2.2018 | 1379 | #N/A | #N/A
| 26.06 | 7.4031 | 12.92 | 3.5103 | 15.98 | 4.2435 | 12.74 | 3.564 | 10.94 | 3.0111 | 33.98 | 12.0301 | 28.94 | 8.2165 | 33.98 | 12.0301 | 6.98 | 2.2252 | 26.06 | 7.402 | 24.8 | 6.95 | 32 | 11.4354 | 26.96 | 8.0178 | 14 | 3.8475 | 8.06 | 2.4072 | 1380 | #N/A | #N/A
| 28.04 | 7.8791 | 15.08 | 4.0057 | 17.06 | 4.4794 | 14.54 | 4.0433 | 12.02 | 3.271 | 33.8 | 12.491 | 30.02 | 8.5359 | 33.8 | 11.8603 | 8.06 | 2.5122 | 28.94 | 8.0333 | 26.6 | 7.3828 | 33.8 | 11.8701 | 28.04 | 8.1963 | 15.98 | 4.3232 | 10.04 | 2.9117 | 1381 | #N/A | #N/A
| 30.02 | 8.3558 | 15.98 | 4.2458 | 17.06 | 4.4794 | 17.06 | 4.6438 | 14 | 3.7705 | 33.8 | 12.1831 | 30.02 | 8.5359 | 33.8 | 11.8603 | 10.94 | 3.2047 | 30.02 | 8.2346 | 26.6 | 7.2936 | 33.8 | 11.8701 | 28.04 | 8.3489 | 17.06 | 4.5551 | 12.92 | 3.6292 | 1382 | #N/A | #N/A
| 30.02 | 8.5378 | 17.96 | 4.7472 | 21.02 | 5.455 | 17.96 | 4.8448 | 15.98 | 4.2464 | 33.98 | 12.2244 | 30.92 | 8.8271 | 35.6 | 12.295 | 12.02 | 3.4373 | 33.08 | 8.9244 | 30.2 | 8.2482 | 33.8 | 11.8701 | 28.94 | 8.4955 | 19.94 | 5.3005 | 15.08 | 4.1231 | 1383 | #N/A | #N/A
| 32 | 8.8878 | 19.04 | 5.0072 | 23 | 5.9565 | 19.58 | 5.2779 | 17.06 | 4.5065 | 35.6 | 12.6181 | 33.08 | 9.4947 | 35.6 | 12.6201 | 14 | 3.9412 | 35.06 | 9.4489 | 30.2 | 8.1589 | 30.92 | 10.6416 | 30.92 | 8.8922 | 21.02 | 5.5357 | 15.98 | 4.4256 | 1384 | #N/A | #N/A
| 32 | 9.0915 | 21.02 | 5.5053 | 23 | 5.9565 | 21.02 | 5.576 | 19.04 | 5.03 | 35.96 | 12.8816 | 33.98 | 10.2423 | 35.6 | 12.295 | 15.98 | 4.5217 | 37.04 | 10.0477 | 32 | 8.7782 | 30.92 | 10.5069 | 32 | 9.2355 | 21.92 | 5.9388 | 17.96 | 4.9018 | 1385 | #N/A | #N/A
| 33.08 | 9.8364 | 21.92 | 5.7501 | 26.06 | 6.7671 | 22.28 | 6.2071 | 19.94 | 5.2466 | 33.98 | 11.8621 | 33.98 | 10.3559 | 33.8 | 11.5593 | 15.08 | 4.5153 | 39.02 | 10.6476 | 32 | 8.8842 | 32 | 10.8546 | 33.98 | 9.7847 | 21.92 | 6.0587 | 19.04 | 5.2282 | 1386 | #N/A | #N/A
| 33.08 | 9.9406 | 21.92 | 5.7504 | 26.06 | 6.7428 | 23 | 6.4215 | 21.02 | 5.5591 | 33.8 | 11.5575 | 33.98 | 10.4543 | 32 | 10.6005 | 14 | 4.473 | 39.02 | 10.7078 | 33.8 | 9.8416 | 30.2 | 10.4203 | 33.98 | 9.8748 | 21.92 | 6.0982 | 19.04 | 5.3453 | 1387 | #N/A | #N/A
| 32 | 9.8832 | 23 | 6.0659 | 26.06 | 6.7428 | 21.02 | 5.9992 | 21.02 | 5.5905 | 33.8 | 11.5575 | 33.98 | 10.4543 | 30.92 | 10.2151 | 12.92 | 4.4013 | 37.94 | 10.5238 | 32 | 9.5687 | 30.2 | 10.4203 | 32 | 9.7678 | 21.02 | 6.1442 | 19.04 | 5.3459 | 1388 | #N/A | #N/A
| 32 | 9.9823 | 21.92 | 5.8342 | 24.98 | 6.6014 | 19.4 | 5.9734 | 19.94 | 5.5362 | 32 | 10.8446 | 33.98 | 10.6846 | 30.2 | 10.1544 | 12.2 | 4.3911 | 35.96 | 10.1949 | 32 | 9.7425 | 30.2 | 10.4203 | 32 | 10.101 | 19.4 | 5.9759 | 17.06 | 5.1049 | 1389 | #N/A | #N/A
| 30.92 | 9.7212 | 21.02 | 5.7607 | 24.98 | 6.7442 | 18.32 | 5.9617 | 19.04 | 5.5935 | 30.2 | 10.4103 | 35.6 | 11.4535 | 28.04 | 9.3756 | 12.92 | 4.538 | 33.98 | 9.7177 | 30.2 | 9.4972 | 26.6 | 9.0554 | 32 | 10.2075 | 19.04 | 6.1224 | 17.06 | 5.2784 | 1390 | #N/A | #N/A
| 32 | 10.2125 | 21.02 | 6.0232 | 24.98 | 6.7442 | 17.6 | 5.7895 | 17.96 | 5.5083 | 28.94 | 9.8515 | 35.6 | 11.4535 | 26.96 | 8.981 | 12.92 | 4.6044 | 33.08 | 9.6631 | 32 | 10.3556 | 26.6 | 9.0554 | 32 | 10.3411 | 19.04 | 6.2084 | 17.06 | 5.5426 | 1391 | #N/A | #N/A
| 33.08 | 10.4731 | 19.94 | 5.8694 | 24.08 | 6.9757 | 17.6 | 5.9363 | 17.96 | 5.5093 | 28.04 | 9.633 | 35.96 | 11.5604 | 28.4 | 9.4822 | 14 | 4.9476 | 32 | 9.5803 | 32 | 10.3556 | 26.96 | 9.1215 | 32 | 10.2088 | 17.96 | 5.9485 | 15.98 | 5.3614 | 1392 | #N/A | #N/A
| 33.08 | 10.4738 | 19.94 | 5.9854 | 23 | 6.927 | 17.6 | 5.938 | 17.6 | 5.5365 | 26.06 | 9.0343 | 37.04 | 11.8212 | 28.4 | 9.7202 | 15.08 | 5.2074 | 33.98 | 10.1608 | 33.8 | 10.7895 | 28.04 | 9.5195 | 33.08 | 10.6041 | 17.96 | 6.0385 | 15.98 | 5.601 | 1393 | #N/A | #N/A
| 35.06 | 11.3502 | 19.04 | 5.8965 | 21.92 | 6.9616 | 17.78 | 5.9684 | 17.06 | 5.5055 | 26.96 | 9.3714 | 37.04 | 11.8212 | 28.04 | 9.6325 | 15.98 | 5.4967 | 35.06 | 10.6248 | 33.8 | 11.0285 | 28.04 | 9.6399 | 33.98 | 10.9639 | 17.96 | 6.0385 | 15.98 | 5.5198 | 1394 | #N/A | #N/A
| 37.04 | 11.7062 | 19.04 | 6.0447 | 21.02 | 6.9329 | 17.78 | 5.9395 | 15.98 | 5.3108 | 28.4 | 9.976 | 39.92 | 12.806 | 28.4 | 9.9776 | 15.8 | 5.3949 | 37.04 | 11.1029 | 35.6 | 11.7213 | 28.4 | 9.728 | 35.06 | 11.3468 | 17.96 | 6.0298 | 15.98 | 5.6124 | 1395 | #N/A | #N/A
| 37.04 | 11.7065 | 17.96 | 5.8667 | 21.92 | 7.2522 | 17.6 | 5.9415 | 15.08 | 5.0943 | 30.02 | 10.7065 | 39.92 | 12.6721 | 28.4 | 9.9776 | 15.98 | 5.4967 | 37.04 | 11.2016 | 37.4 | 12.1556 | 28.04 | 9.6448 | 35.96 | 11.7179 | 17.6 | 5.9519 | 15.98 | 5.6124 | 1396 | #N/A | #N/A
| 37.94 | 12.0469 | 17.06 | 5.6431 | 21.02 | 6.9228 | 17.6 | 5.9422 | 15.08 | 5.0943 | 30.2 | 10.6885 | 39.92 | 12.9747 | 28.4 | 9.9776 | 15.98 | 5.4967 | 37.04 | 11.2023 | 37.4 | 11.8967 | 28.4 | 9.986 | 37.04 | 11.9797 | 17.96 | 6.0385 | 15.08 | 5.3033 | 1397 | #N/A | #N/A
| 37.04 | 11.8318 | 17.06 | 5.6501 | 19.04 | 6.2739 | 17.6 | 5.9586 | 15.08 | 5.0943 | 28.94 | 10.1378 | 41 | 13.5651 | 30.2 | 10.4119 | 15.98 | 5.4967 | 37.04 | 11.203 | 35.6 | 11.4626 | 28.4 | 9.986 | 37.94 | 12.1978 | 17.96 | 6.0385 | 14 | 4.9697 | 1398 | #N/A | #N/A
| 37.94 | 12.0492 | 17.06 | 5.6501 | 19.04 | 6.2739 | 17.6 | 5.9439 | 15.08 | 5.0943 | 30.2 | 10.9889 | 41 | 13.3835 | 30.2 | 10.6902 | 15.98 | 5.3356 | 37.94 | 11.4191 | 37.4 | 12.1556 | 28.4 | 9.986 | 37.04 | 11.9809 | 17.06 | 5.7319 | 14 | 4.8852 | 1399 | #N/A | #N/A
| 37.94 | 12.201 | 17.06 | 5.5684 | 19.04 | 6.2739 | 17.6 | 5.9432 | 14 | 4.8344 | 30.2 | 10.6885 | 41 | 13.3835 | 30.2 | 10.6902 | 15.98 | 5.3405 | 37.94 | 11.4184 | 37.4 | 12.1556 | 28.4 | 9.986 | 37.94 | 12.3301 | 17.06 | 5.653 | 14 | 4.8852 | 1400 | #N/A | #N/A
| 37.94 | 12.1998 | 15.98 | 5.3016 | 19.94 | 6.4976 | 17.6 | 5.7954 | 14 | 4.7693 | 35.06 | 12.6494 | 41 | 13.5618 | 32 | 11.4255 | 15.98 | 5.4239 | 37.94 | 11.5405 | 37.4 | 12.1556 | 30.2 | 10.6993 | 37.94 | 12.3288 | 17.06 | 5.6518 | 12.92 | 4.552 | 1401 | #N/A | #N/A
| 39.02 | 12.7597 | 15.98 | 5.2435 | 19.94 | 6.3993 | 15.8 | 5.3601 | 14 | 4.6947 | 35.96 | 13.0197 | 41 | 13.7175 | 33.8 | 12.1852 | 15.98 | 5.4967 | 37.94 | 11.5392 | 37.4 | 12.1556 | 30.2 | 10.6993 | 39.02 | 12.9005 | 15.98 | 5.4003 | 12.92 | 4.5511 | 1402 | #N/A | #N/A
| 42.08 | 13.3294 | 15.98 | 5.2435 | 19.94 | 6.3993 | 15.8 | 5.359 | 14 | 4.6947 | 37.04 | 13.4877 | 44.06 | 14.6538 | 35.96 | 13.0358 | 12.92 | 4.4619 | 39.02 | 11.9054 | 39.2 | 13.172 | 32 | 11.4354 | 39.92 | 13.116 | 17.06 | 5.6602 | 12.92 | 4.5493 | 1403 | #N/A | #N/A
| 44.96 | 14.1911 | 17.06 | 5.5684 | 19.94 | 6.4976 | 17.6 | 5.6557 | 14 | 4.7693 | 37.4 | 13.69 | 46.04 | 15.314 | 37.04 | 13.3109 | 10.94 | 3.8558 | 41 | 12.5171 | 41 | 13.3043 | 35.6 | 12.9399 | 42.08 | 13.8197 | 19.04 | 6.0428 | 12.92 | 4.5581 | 1404 | #N/A | #N/A
| 44.96 | 14.3384 | 19.04 | 6.1265 | 23 | 7.2212 | 19.58 | 6.1054 | 15.98 | 5.3108 | 39.2 | 14.4761 | 46.94 | 15.8868 | 39.02 | 14.0029 | 14 | 4.5798 | 44.06 | 13.397 | 42.8 | 13.7388 | 35.6 | 12.9399 | 44.06 | 14.6546 | 19.04 | 6.0543 | 17.06 | 5.7058 | 1405 | #N/A | #N/A
| 46.94 | 15.3573 | 21.92 | 6.891 | 23 | 7.2212 | 21.92 | 6.6807 | 21.02 | 6.5923 | 41 | 14.9118 | 46.94 | 15.8868 | 42.08 | 15.3227 | 14 | 4.5363 | 50 | 15.1111 | 44.6 | 14.1732 | 37.4 | 13.7047 | 46.04 | 15.1348 | 21.92 | 6.8296 | 21.02 | 6.6471 | 1406 | #N/A | #N/A
| 46.94 | 15.5458 | 24.98 | 7.6274 | 26.96 | 8.1733 | 23.72 | 7.0872 | 24.08 | 7.3993 | 42.8 | 15.7218 | 48.02 | 16.1535 | 44.6 | 16.5597 | 17.96 | 5.6133 | 53.96 | 16.3722 | 46.4 | 14.6078 | 44.06 | 16.5044 | 46.94 | 15.5389 | 26.06 | 7.7298 | 21.92 | 6.7786 | 1407 | #N/A | #N/A
| 46.94 | 15.1665 | 24.98 | 7.5559 | 28.04 | 8.3446 | 25.7 | 7.6025 | 24.98 | 7.5447 | 46.4 | 17.8709 | 48.02 | 16.1572 | 48.2 | 18.3112 | 19.4 | 5.9957 | 55.04 | 16.6364 | 46.4 | 14.6078 | 44.6 | 17.001 | 48.02 | 15.8042 | 28.04 | 8.1411 | 21.92 | 6.79 | 1408 | #N/A | #N/A
| 48.92 | 14.9886 | 26.96 | 7.9389 | 28.04 | 8.3446 | 26.96 | 7.8668 | 24.98 | 7.3984 | 50 | 19.7399 | 46.94 | 16.0685 | 53.6 | 21.1652 | 21.02 | 6.3359 | 57.92 | 17.483 | 48.2 | 15.3456 | 51.08 | 20.3644 | 48.02 | 15.4255 | 28.94 | 8.4227 | 23 | 6.9709 | 1409 | #N/A | #N/A
| 48.02 | 15.2712 | 28.94 | 8.4144 | 30.92 | 8.8204 | 28.04 | 8.1005 | 26.96 | 7.8741 | 50 | 19.7399 | 46.94 | 16.2806 | 53.6 | 20.619 | 21.92 | 6.5517 | 59 | 17.5981 | 48.2 | 15.0423 | 51.8 | 20.2011 | 48.02 | 15.4271 | 28.94 | 8.3566 | 26.06 | 7.7057 | 1410 | #N/A | #N/A
| 46.94 | 15.3695 | 28.94 | 8.2749 | 30.92 | 8.7457 | 28.76 | 8.3125 | 28.04 | 7.9996 | 48.2 | 18.7898 | 46.04 | 16.0633 | 50 | 18.945 | 23 | 6.6244 | 57.92 | 17.1688 | 46.4 | 15.2382 | 50 | 19.2626 | 44.96 | 15.07 | 30.02 | 8.6821 | 26.06 | 7.7054 | 1411 | #N/A | #N/A
| 46.94 | 15.7137 | 28.04 | 7.9994 | 30.92 | 8.7457 | 28.58 | 8.1936 | 28.04 | 7.9319 | 48.2 | 18.3079 | 46.04 | 16.0633 | 50 | 18.7481 | 21.92 | 6.0263 | 55.94 | 16.5557 | 46.4 | 15.2382 | 50 | 19.2491 | 42.98 | 14.5913 | 28.94 | 8.4217 | 26.06 | 7.6284 | 1412 | #N/A | #N/A
| 44.06 | 15.2134 | 26.96 | 7.6168 | 30.92 | 8.6179 | 23.9 | 7.0312 | 26.06 | 7.0896 | 46.4 | 17.8709 | 44.96 | 15.8024 | 48.2 | 18.3112 | 15.98 | 4.5989 | 51.98 | 15.9042 | 46.4 | 15.5484 | 50 | 18.7653 | 42.98 | 15.1167 | 26.96 | 7.8788 | 23 | 6.7599 | 1413 | #N/A | #N/A
| 44.06 | 15.3512 | 21.74 | 6.1315 | 28.94 | 7.8414 | 21.74 | 6.3539 | 23.72 | 6.5826 | 46.76 | 17.5722 | 44.96 | 16.1368 | 48.02 | 17.4506 | 8.06 | 2.7782 | 48.74 | 15.453 | 44.24 | 15.4251 | 47.3 | 17.1915 | 42.98 | 15.2927 | 20.3 | 6.1065 | 19.94 | 5.7488 | 1414 | #N/A | #N/A
| 44.06 | 15.3519 | 20.12 | 5.759 | 28.94 | 7.8081 | 19.22 | 5.6865 | 22.28 | 6.2444 | 46.76 | 17.1376 | 44.96 | 16.2525 | 47.12 | 16.6689 | 5.72 | 2.2156 | 47.84 | 15.2679 | 43.7 | 15.3991 | 46.04 | 16.3843 | 42.98 | 15.3293 | 18.86 | 5.7045 | 19.22 | 5.5401 | 1415 | #N/A | #N/A
| 44.06 | 15.3876 | 19.04 | 5.4904 | 28.22 | 7.6185 | 17.24 | 5.1808 | 21.2 | 5.9761 | 45.14 | 16.1442 | 45.14 | 16.4544 | 45.68 | 15.77 | 5.54 | 2.1882 | 46.04 | 14.8342 | 43.7 | 15.5057 | 44.42 | 15.5054 | 42.98 | 15.3677 | 17.78 | 5.4125 | 19.04 | 5.4967 | 1416 | #N/A | #N/A
| 41.9 | 14.3986 | 22.82 | 6.8432 | 30.38 | 8.6033 | 20.12 | 6.3293 | 24.62 | 7.2604 | 43.7 | 15.2507 | 43.88 | 16.0287 | 44.06 | 15.0066 | 8.42 | 3.0014 | 42.44 | 14.0553 | 41.36 | 14.5921 | 42.08 | 14.8065 | 42.08 | 15.181 | 20.84 | 6.5727 | 19.76 | 5.7329 | 1417 | #N/A | #N/A
| 39.74 | 13.3632 | 27.5 | 8.5696 | 32.36 | 9.7778 | 23.54 | 7.713 | 28.4 | 8.7812 | 42.26 | 14.4379 | 42.44 | 15.5234 | 42.44 | 14.0659 | 11.3 | 3.81 | 39.02 | 13.3674 | 38.84 | 13.4719 | 40.28 | 14.242 | 40.82 | 14.6922 | 24.8 | 8.0548 | 20.66 | 6.0563 | 1418 | #N/A | #N/A
| 37.76 | 12.4302 | 31.82 | 10.366 | 33.98 | 11.1086 | 27.5 | 9.392 | 32.9 | 10.6432 | 40.46 | 13.5816 | 40.82 | 14.9788 | 41 | 13.256 | 15.08 | 4.8826 | 36.32 | 12.8702 | 37.04 | 12.4965 | 38.66 | 13.7578 | 39.74 | 14.2869 | 28.76 | 9.7955 | 21.02 | 6.2832 | 1419 | #N/A | #N/A
| 35.6 | 11.405 | 35.6 | 12.466 | 36.5 | 12.9925 | 31.1 | 11.2153 | 37.22 | 12.8151 | 39.02 | 12.7731 | 39.2 | 14.401 | 39.2 | 12.3351 | 17.96 | 5.7484 | 35.24 | 12.8193 | 33.8 | 11.2337 | 37.22 | 13.3919 | 38.3 | 13.764 | 32 | 11.5308 | 21.56 | 6.5479 | 1420 | #N/A | #N/A
| 35.24 | 11.2458 | 35.42 | 12.3572 | 35.78 | 12.7097 | 30.2 | 10.814 | 37.22 | 12.7944 | 37.22 | 11.8274 | 39.2 | 14.3119 | 37.22 | 11.3709 | 19.4 | 6.0316 | 35.96 | 13.1033 | 32.9 | 10.8615 | 36.68 | 13.1185 | 37.76 | 13.4711 | 31.28 | 11.2504 | 21.2 | 6.5389 | 1421 | #N/A | #N/A
| 34.7 | 11.0866 | 35.24 | 12.249 | 35.24 | 12.4142 | 30.2 | 10.8128 | 36.86 | 12.6745 | 35.24 | 10.975 | 38.84 | 14.102 | 35.6 | 10.7356 | 20.84 | 6.3416 | 36.5 | 13.1683 | 32.36 | 10.6812 | 36.5 | 12.9804 | 37.22 | 13.1834 | 32.54 | 11.4911 | 20.84 | 6.5065 | 1422 | #N/A | #N/A
| 34.34 | 10.9998 | 35.06 | 12.1857 | 35.24 | 12.328 | 30.74 | 11.0317 | 36.32 | 12.5229 | 33.8 | 10.3361 | 38.3 | 13.8022 | 33.8 | 10.0795 | 21.92 | 6.5895 | 35.96 | 12.8804 | 31.1 | 10.4274 | 36.14 | 12.8611 | 36.5 | 12.8572 | 33.98 | 11.8061 | 20.3 | 6.4183 | 1423 | #N/A | #N/A
| 33.8 | 11.0644 | 35.24 | 12.0929 | 35.06 | 12.2 | 31.28 | 11.3157 | 35.42 | 12.2939 | 33.08 | 10.0269 | 38.3 | 13.7834 | 33.62 | 9.9314 | 23.54 | 6.9671 | 35.96 | 12.8304 | 31.64 | 10.7658 | 36.14 | 12.7304 | 36.5 | 12.827 | 36.5 | 12.4744 | 19.76 | 6.3275 | 1424 | #N/A | #N/A
| 33.8 | 11.2451 | 35.6 | 12.178 | 35.6 | 12.392 | 32.72 | 11.9571 | 35.6 | 12.3261 | 33.26 | 9.9952 | 38.66 | 13.7699 | 33.8 | 9.9719 | 23.72 | 7.1229 | 36.68 | 12.8436 | 32 | 11.0742 | 37.04 | 12.9255 | 36.5 | 12.7601 | 38.84 | 13.0794 | 19.4 | 6.2696 | 1425 | #N/A | #N/A
| 33.8 | 11.0201 | 35.06 | 11.9993 | 35.06 | 12.1674 | 30.56 | 11.1074 | 35.06 | 12.1849 | 32 | 9.6746 | 37.4 | 13.3587 | 32 | 9.5727 | 23 | 6.8742 | 33.8 | 11.856 | 30.2 | 10.4184 | 35.96 | 12.7678 | 35.6 | 12.2852 | 37.94 | 12.8937 | 19.4 | 6.2692 | 1426 | #N/A | #N/A
| 33.8 | 11.5562 | 35.6 | 11.9976 | 35.06 | 12.1674 | 32.36 | 11.8693 | 33.8 | 11.8701 | 33.98 | 10.2387 | 39.02 | 14.036 | 35.06 | 10.2249 | 24.08 | 7.2755 | 37.04 | 13.3521 | 33.8 | 11.8679 | 37.04 | 12.8248 | 37.4 | 13.3522 | 39.92 | 13.3711 | 19.4 | 6.2703 | 1427 | #N/A | #N/A
| 33.8 | 11.5562 | 37.04 | 12.6571 | 37.04 | 13.0005 | 35.78 | 13.307 | 37.4 | 12.7395 | 35.06 | 10.4073 | 39.92 | 14.0544 | 35.06 | 10.2232 | 24.98 | 7.5754 | 39.92 | 13.3431 | 33.8 | 11.8679 | 39.02 | 13.3016 | 37.4 | 13.0445 | 39.92 | 13.1841 | 19.4 | 6.2698 | 1428 | #N/A | #N/A
| 33.8 | 11.857 | 37.94 | 12.6892 | 39.02 | 13.119 | 41.72 | 13.9955 | 39.02 | 13.1364 | 35.96 | 10.4389 | 39.56 | 13.7814 | 35.06 | 10.039 | 26.06 | 7.9987 | 41 | 13.2718 | 33.8 | 12.1935 | 39.02 | 13.3004 | 37.4 | 13.0445 | 42.08 | 13.5569 | 19.4 | 6.2697 | 1429 | #N/A | #N/A
| 33.8 | 11.857 | 39.02 | 12.95 | 39.02 | 13.119 | 43.34 | 13.9462 | 39.02 | 12.9514 | 37.04 | 10.7791 | 39.2 | 13.4856 | 37.94 | 10.5785 | 26.06 | 7.8362 | 42.08 | 13.3625 | 35.6 | 12.9373 | 39.92 | 13.5166 | 37.4 | 13.0445 | 42.08 | 13.2498 | 19.4 | 6.2831 | 1430 | #N/A | #N/A
| 35.6 | 12.6166 | 39.92 | 13.3511 | 39.2 | 12.8541 | 42.8 | 13.8454 | 39.02 | 13.1345 | 39.02 | 10.9196 | 42.8 | 14.3556 | 39.92 | 10.9896 | 28.04 | 8.2308 | 42.08 | 13.227 | 35.6 | 12.9373 | 39.2 | 13.1743 | 37.4 | 12.72 | 42.98 | 13.4666 | 19.4 | 6.4352 | 1431 | #N/A | #N/A
| 35.06 | 12.473 | 39.2 | 13.1687 | 39.2 | 12.8541 | 41.9 | 13.4249 | 39.92 | 13.1694 | 39.92 | 10.9893 | 42.98 | 14.4469 | 41 | 10.9933 | 28.94 | 8.3826 | 42.08 | 13.2279 | 35.6 | 13.2664 | 41 | 13.4337 | 37.4 | 12.72 | 42.08 | 12.9682 | 19.4 | 6.6002 | 1432 | #N/A | #N/A
| 35.6 | 12.6166 | 39.2 | 12.8667 | 39.92 | 12.8367 | 41.9 | 13.3973 | 39.2 | 12.8718 | 41 | 11.1741 | 41 | 13.7661 | 41 | 10.872 | 30.92 | 8.784 | 42.08 | 13.2283 | 37.4 | 13.6993 | 41 | 13.4334 | 39.2 | 13.1547 | 41 | 12.9899 | 21.2 | 7.2124 | 1433 | #N/A | #N/A
| 33.8 | 11.857 | 39.2 | 12.8667 | 39.92 | 12.8361 | 41.72 | 13.2418 | 39.92 | 12.8507 | 42.08 | 11.3056 | 39.92 | 13.504 | 42.98 | 11.3005 | 33.08 | 9.3041 | 42.08 | 13.2273 | 35.6 | 12.9373 | 41 | 13.2845 | 39.2 | 13.1547 | 41 | 12.9893 | 24.8 | 8.0692 | 1434 | #N/A | #N/A
| 33.8 | 11.857 | 39.02 | 12.6313 | 39.92 | 12.7002 | 41.18 | 13.0837 | 39.92 | 12.8498 | 41 | 10.9909 | 39.92 | 13.504 | 42.08 | 11.0835 | 33.08 | 9.4464 | 41 | 12.9655 | 35.6 | 12.9373 | 39.92 | 12.8534 | 37.4 | 13.0445 | 41 | 12.8322 | 23 | 7.6457 | 1435 | #N/A | #N/A
| 33.8 | 11.857 | 37.4 | 12.1527 | 39.92 | 12.7002 | 40.46 | 12.7496 | 39.02 | 12.6313 | 39.02 | 10.5684 | 39.92 | 13.504 | 41 | 10.9911 | 30.92 | 9.1748 | 39.92 | 12.5481 | 35.6 | 12.9373 | 39.02 | 12.951 | 37.4 | 12.72 | 39.92 | 12.7268 | 21.2 | 7.2124 | 1436 | #N/A | #N/A
| 35.6 | 12.6166 | 37.94 | 12.3678 | 39.02 | 12.48 | 39.38 | 12.6456 | 39.02 | 12.4941 | 33.08 | 9.1388 | 37.94 | 13.0209 | 37.04 | 10.0381 | 30.02 | 8.9573 | 39.02 | 12.3299 | 35.6 | 12.9301 | 37.94 | 12.8721 | 37.4 | 13.0445 | 39.02 | 12.5072 | 21.2 | 7.2124 | 1437 | #N/A | #N/A
| 35.6 | 12.6166 | 37.04 | 12.3184 | 39.02 | 12.479 | 38.12 | 12.3128 | 37.94 | 12.2326 | 28.94 | 9.2211 | 37.94 | 13.2189 | 30.92 | 8.9664 | 28.94 | 8.5337 | 39.02 | 12.484 | 35.6 | 12.9373 | 37.04 | 12.654 | 37.4 | 12.72 | 39.02 | 12.5057 | 21.2 | 7.1211 | 1438 | #N/A | #N/A
| 33.8 | 11.857 | 35.96 | 12.0577 | 39.02 | 12.479 | 37.22 | 12.1223 | 37.94 | 12.2322 | 24.08 | 7.7531 | 37.04 | 13.0013 | 28.04 | 8.6068 | 28.94 | 8.5336 | 37.94 | 12.3576 | 35.6 | 12.6229 | 37.04 | 12.6537 | 37.4 | 13.0445 | 37.94 | 12.3802 | 21.2 | 7.0334 | 1439 | #N/A | #N/A
| 33.8 | 12.1816 | 37.04 | 12.0139 | 37.94 | 12.2175 | 37.04 | 12.1056 | 37.94 | 12.2319 | 21.02 | 6.8339 | 37.94 | 13.218 | 24.98 | 7.8697 | 28.94 | 8.4492 | 37.94 | 12.2225 | 35.6 | 12.9284 | 37.04 | 12.4694 | 37.4 | 13.0445 | 37.04 | 12.1627 | 21.2 | 7.0334 | 1440 | #N/A | #N/A
| 33.8 | 12.1816 | 35.96 | 11.8883 | 37.94 | 12.2178 | 34.88 | 11.5308 | 37.04 | 12.0145 | 17.96 | 5.9156 | 37.94 | 13.2176 | 24.98 | 8.0593 | 28.04 | 8.4809 | 37.94 | 12.2225 | 35.6 | 12.9319 | 37.04 | 12.4694 | 37.4 | 13.0445 | 35.96 | 11.9021 | 21.2 | 7.0334 | 1441 | #N/A | #N/A
| 33.8 | 12.1816 | 35.96 | 11.754 | 37.94 | 12.2178 | 32.72 | 10.9818 | 37.04 | 12.0154 | 17.96 | 6.004 | 37.94 | 13.2176 | 26.06 | 8.3198 | 24.08 | 7.2808 | 37.04 | 12.0053 | 35.6 | 12.9373 | 35.96 | 12.0615 | 37.4 | 13.0445 | 35.06 | 11.2681 | 21.2 | 7.2124 | 1442 | #N/A | #N/A
| 33.8 | 11.857 | 35.96 | 11.8893 | 37.04 | 12.001 | 33.08 | 11.1492 | 35.96 | 11.7552 | 17.06 | 5.6996 | 37.94 | 13.2189 | 24.98 | 8.1718 | 23 | 6.8174 | 37.04 | 12.0057 | 35.6 | 12.9373 | 35.96 | 12.0622 | 35.6 | 12.9169 | 33.98 | 10.8651 | 21.2 | 7.4064 | 1443 | #N/A | #N/A
| 33.8 | 11.857 | 35.06 | 11.5371 | 35.96 | 11.7404 | 32.72 | 10.8777 | 35.96 | 11.7552 | 17.06 | 5.7007 | 37.94 | 12.8596 | 21.92 | 7.2367 | 21.92 | 6.3108 | 35.96 | 11.7451 | 35.6 | 12.9373 | 35.96 | 11.8932 | 37.4 | 13.3522 | 35.06 | 11.2684 | 21.2 | 7.4064 | 1444 | #N/A | #N/A
| 33.8 | 11.857 | 35.06 | 11.5381 | 35.96 | 11.7404 | 33.62 | 11.0691 | 35.96 | 11.7564 | 17.06 | 5.7017 | 37.94 | 12.8604 | 26.06 | 8.4359 | 21.02 | 5.9931 | 35.96 | 11.746 | 35.6 | 12.9373 | 35.96 | 11.7586 | 37.4 | 12.72 | 35.6 | 11.4782 | 21.2 | 7.4064 | 1445 | #N/A | #N/A
| 33.8 | 11.857 | 33.98 | 11.1229 | 35.06 | 11.5245 | 33.8 | 11.3249 | 35.06 | 11.3843 | 26.06 | 8.6549 | 37.04 | 12.6434 | 32 | 10.4689 | 19.94 | 5.6901 | 35.96 | 11.7464 | 35.6 | 12.9373 | 35.06 | 11.5418 | 37.4 | 12.4193 | 33.98 | 11.2892 | 21.2 | 7.4064 | 1446 | #N/A | #N/A
| 32 | 11.1217 | 33.08 | 10.9052 | 35.06 | 11.3699 | 33.8 | 11.3249 | 35.6 | 11.4644 | 32 | 10.5884 | 37.04 | 12.4592 | 30.92 | 10.2091 | 19.4 | 5.6723 | 35.06 | 11.3744 | 33.8 | 12.1935 | 35.06 | 11.5415 | 35.6 | 12.2852 | 33.98 | 11.2889 | 21.2 | 7.4064 | 1447 | #N/A | #N/A
| 32 | 11.1217 | 32 | 10.521 | 35.06 | 11.3699 | 33.44 | 11.1047 | 33.08 | 10.7823 | 32 | 10.7402 | 37.04 | 12.4592 | 33.08 | 10.8518 | 17.6 | 5.5628 | 35.06 | 11.3732 | 33.8 | 12.1935 | 35.06 | 11.3855 | 35.6 | 11.9847 | 33.8 | 11.304 | 21.2 | 7.4064 | 1448 | #N/A | #N/A
| 32 | 11.1217 | 30.92 | 10.2605 | 33.98 | 11.1091 | 33.26 | 11.0353 | 32 | 10.5221 | 35.06 | 11.4796 | 35.96 | 12.0507 | 35.06 | 11.4839 | 17.6 | 5.828 | 33.98 | 11.2677 | 33.8 | 12.5021 | 35.06 | 11.3852 | 35.6 | 11.9847 | 33.98 | 11.0091 | 19.4 | 6.7791 | 1449 | #N/A | #N/A
| 30.2 | 10.6872 | 30.92 | 10.26 | 33.98 | 10.9852 | 33.26 | 10.9571 | 32 | 10.5216 | 35.96 | 11.8287 | 37.04 | 12.1417 | 37.04 | 12.0962 | 15.8 | 5.3949 | 33.98 | 11.1127 | 28.4 | 9.9841 | 33.98 | 11.1241 | 35.6 | 11.9847 | 33.98 | 11.0088 | 19.4 | 6.7793 | 1450 | #N/A | #N/A
| 30.2 | 10.4091 | 33.98 | 10.9979 | 33.98 | 10.9852 | 34.16 | 11.1493 | 35.06 | 11.3834 | 37.94 | 12.6186 | 37.04 | 12.14 | 39.02 | 12.4416 | 15.8 | 5.3949 | 35.96 | 11.59 | 33.8 | 12.1935 | 35.96 | 11.6011 | 35.6 | 12.2852 | 33.98 | 11.0074 | 19.4 | 6.6002 | 1451 | #N/A | #N/A
| 30.2 | 10.4091 | 37.04 | 11.8595 | 37.94 | 12.0634 | 35.24 | 11.435 | 37.04 | 11.8604 | 41 | 13.3598 | 37.94 | 12.6737 | 42.08 | 13.4807 | 15.8 | 5.3949 | 37.94 | 11.9439 | 28.4 | 9.9841 | 37.94 | 12.0786 | 35.6 | 11.9847 | 35.06 | 11.269 | 17.6 | 6.1671 | 1452 | #N/A | #N/A
| 30.2 | 10.4091 | 39.02 | 12.4922 | 37.94 | 12.0634 | 37.04 | 11.8447 | 39.02 | 12.3379 | 42.08 | 13.8051 | 39.92 | 13.1528 | 42.98 | 14.0305 | 17.6 | 5.828 | 39.02 | 12.2049 | 32 | 11.4331 | 39.02 | 12.2158 | 37.4 | 12.4193 | 35.06 | 11.3939 | 17.6 | 6.1671 | 1453 | #N/A | #N/A
| 33.08 | 11.3488 | 39.02 | 12.4929 | 37.94 | 12.0634 | 37.94 | 12.0378 | 39.02 | 12.4937 | 42.98 | 14.3824 | 39.92 | 13.1528 | 44.06 | 14.1132 | 15.8 | 5.257 | 39.92 | 12.4231 | 32.36 | 11.5201 | 42.08 | 13.371 | 37.4 | 12.4193 | 37.94 | 12.0903 | 19.4 | 6.6002 | 1454 | #N/A | #N/A
| 33.8 | 11.5562 | 41 | 13.1075 | 41 | 12.9586 | 39.2 | 12.3936 | 41 | 13.1091 | 44.96 | 15.05 | 41 | 13.0986 | 44.96 | 14.1886 | 15.8 | 5.1299 | 41 | 12.8087 | 32.72 | 11.607 | 41 | 12.6955 | 39.2 | 12.8538 | 37.94 | 12.0909 | 19.4 | 6.6002 | 1455 | #N/A | #N/A
| 33.8 | 11.5562 | 41 | 13.1098 | 39.92 | 13.1507 | 39.2 | 12.3951 | 41 | 13.1114 | 44.96 | 15.0564 | 41 | 13.099 | 46.04 | 14.7839 | 15.8 | 5.1299 | 42.08 | 13.0709 | 33.08 | 11.694 | 42.08 | 13.3739 | 39.2 | 13.1547 | 37.94 | 12.093 | 19.4 | 6.6002 | 1456 | #N/A | #N/A
| 32 | 11.1217 | 41 | 13.1098 | 39.92 | 13.1507 | 39.02 | 12.3775 | 42.98 | 13.7594 | 44.96 | 15.0598 | 39.2 | 12.859 | 44.96 | 14.6846 | 14 | 4.6971 | 42.08 | 13.2267 | 33.44 | 11.7809 | 41 | 13.1124 | 39.2 | 13.1547 | 37.94 | 12.0933 | 19.4 | 6.6002 | 1457 | #N/A | #N/A
| 32 | 11.1217 | 42.08 | 13.3711 | 39.02 | 12.7867 | 38.84 | 12.3861 | 42.98 | 13.5905 | 44.06 | 14.8439 | 39.2 | 12.859 | 44.06 | 14.4683 | 14 | 4.6971 | 42.08 | 13.0715 | 33.8 | 11.8679 | 39.92 | 12.8517 | 39.2 | 13.1547 | 37.04 | 11.8759 | 19.4 | 6.6002 | 1458 | #N/A | #N/A
| 30.02 | 10.1562 | 42.98 | 13.5889 | 39.02 | 12.9341 | 38.12 | 12.2127 | 42.98 | 13.4551 | 42.08 | 14.3653 | 39.02 | 12.6227 | 44.96 | 14.8847 | 14 | 4.6971 | 42.08 | 13.3622 | 28.4 | 9.9841 | 39.92 | 12.8524 | 37.4 | 12.72 | 37.94 | 12.0936 | 19.4 | 6.6084 | 1459 | #N/A | #N/A
| 30.2 | 10.1518 | 41 | 13.1108 | 39.02 | 12.9341 | 37.22 | 11.995 | 41 | 12.9761 | 42.08 | 14.3636 | 39.02 | 12.6227 | 44.06 | 14.6624 | 14 | 4.6971 | 41 | 13.1013 | 30.2 | 10.7264 | 39.92 | 12.8524 | 37.4 | 12.72 | 37.04 | 11.8759 | 19.4 | 6.4352 | 1460 | #N/A | #N/A
| 28.94 | 9.7694 | 39.92 | 12.7137 | 41 | 13.0951 | 36.32 | 11.7505 | 41 | 12.8191 | 42.08 | 14.1746 | 37.94 | 12.6748 | 42.08 | 13.1905 | 14 | 4.5803 | 39.92 | 13.008 | 30.2 | 10.6972 | 39.02 | 12.6332 | 37.4 | 12.4193 | 35.96 | 11.6143 | 17.6 | 5.7153 | 1461 | #N/A | #N/A
| 28.4 | 9.4799 | 39.92 | 12.5563 | 39.92 | 12.6984 | 35.78 | 11.5934 | 39.02 | 12.34 | 39.92 | 12.5107 | 37.94 | 12.6741 | 39.92 | 11.7854 | 12.2 | 3.9417 | 39.92 | 12.8377 | 30.2 | 10.44 | 37.94 | 12.5411 | 37.4 | 12.72 | 35.96 | 11.4885 | 15.8 | 5.2808 | 1462 | #N/A | #N/A
| 28.4 | 9.4799 | 39.02 | 12.3389 | 39.92 | 12.6984 | 35.24 | 11.3369 | 39.02 | 12.2152 | 35.96 | 10.2583 | 37.94 | 12.6744 | 35.06 | 9.3459 | 12.2 | 3.9417 | 39.02 | 12.6205 | 28.4 | 9.7441 | 37.04 | 12.3242 | 37.4 | 13.0445 | 33.98 | 11.2902 | 15.8 | 5.1521 | 1463 | #N/A | #N/A
| 28.4 | 9.7177 | 37.04 | 11.8601 | 37.94 | 11.9411 | 34.88 | 11.1763 | 37.04 | 11.7366 | 33.08 | 8.9225 | 37.94 | 12.8585 | 32 | 8.768 | 12.2 | 4.1475 | 39.02 | 12.3296 | 28.4 | 9.7262 | 37.04 | 12.3242 | 37.4 | 13.0445 | 33.98 | 11.1335 | 14 | 4.6003 | 1464 | #N/A | #N/A
| 28.4 | 9.4799 | 37.04 | 11.7366 | 37.04 | 11.5826 | 34.16 | 10.8398 | 37.04 | 11.7375 | 30.92 | 8.6905 | 37.94 | 13.0202 | 30.02 | 8.4741 | 12.2 | 4.1475 | 37.94 | 11.9456 | 28.4 | 9.7417 | 35.96 | 12.2111 | 37.4 | 13.0445 | 32 | 10.8122 | 12.2 | 4.0579 | 1465 | #N/A | #N/A
| 28.4 | 9.4799 | 37.4 | 11.8942 | 37.04 | 11.5826 | 33.8 | 10.8223 | 35.6 | 11.4644 | 28.94 | 8.3459 | 37.94 | 13.0202 | 28.94 | 8.3459 | 10.94 | 3.7332 | 37.04 | 11.73 | 19.4 | 6.8954 | 37.04 | 12.1574 | 37.4 | 13.3522 | 32 | 10.5337 | 12.2 | 3.9567 | 1466 | #N/A | #N/A
| 26.6 | 8.8262 | 35.6 | 11.46 | 35.96 | 11.4656 | 33.8 | 10.5996 | 35.06 | 11.2614 | 26.96 | 7.9323 | 37.94 | 13.2234 | 26.96 | 7.7346 | 10.4 | 3.6075 | 35.96 | 11.4696 | 28.4 | 9.7262 | 37.04 | 12.022 | 37.4 | 13.0445 | 32 | 10.5343 | 12.2 | 3.9562 | 1467 | #N/A | #N/A
| 23 | 7.3334 | 35.6 | 11.46 | 35.6 | 11.4494 | 32 | 10.3892 | 33.98 | 11.1253 | 24.98 | 7.0161 | 37.94 | 12.863 | 24.08 | 6.6094 | 10.94 | 3.6726 | 35.06 | 11.2522 | 24.8 | 8.6198 | 37.04 | 11.7415 | 37.4 | 13.68 | 32 | 10.534 | 12.2 | 3.9555 | 1468 | #N/A | #N/A
| 21.92 | 6.9778 | 33.98 | 11.125 | 35.06 | 11.2482 | 31.82 | 10.1018 | 33.8 | 11.0303 | 21.92 | 6.18 | 37.94 | 13.0237 | 21.92 | 6.0512 | 10.4 | 3.509 | 35.6 | 11.4535 | 23 | 7.7626 | 35.6 | 11.4644 | 37.4 | 13.3522 | 32 | 10.2552 | 12.2 | 4.0558 | 1469 | #N/A | #N/A
| 21.02 | 6.7605 | 33.8 | 11.0259 | 33.98 | 10.9895 | 30.74 | 9.907 | 33.08 | 10.9097 | 19.94 | 5.661 | 37.94 | 13.0257 | 19.94 | 5.6127 | 10.94 | 3.5269 | 33.98 | 10.9937 | 21.2 | 6.9685 | 35.06 | 11.2657 | 37.4 | 13.3522 | 30.02 | 9.7788 | 10.4 | 3.5222 | 1470 | #N/A | #N/A
| 19.4 | 6.3705 | 33.08 | 10.9091 | 33.98 | 10.9897 | 30.2 | 9.7338 | 33.08 | 10.91 | 19.04 | 5.4432 | 37.4 | 12.7255 | 17.96 | 5.0975 | 10.04 | 3.2607 | 33.8 | 11.0193 | 21.2 | 7.1387 | 33.8 | 11.0303 | 35.6 | 12.6095 | 30.02 | 9.6703 | 10.4 | 3.4299 | 1471 | #N/A | #N/A
| 19.94 | 6.4085 | 33.08 | 10.9091 | 33.98 | 10.9897 | 29.84 | 9.712 | 32 | 10.6492 | 17.06 | 4.8021 | 37.04 | 12.6483 | 17.06 | 4.802 | 8.96 | 2.961 | 33.98 | 10.994 | 21.2 | 7.1415 | 33.98 | 11.005 | 35.6 | 12.2852 | 28.94 | 9.4098 | 8.6 | 2.9968 | 1472 | #N/A | #N/A
| 19.94 | 6.4073 | 32 | 10.6483 | 33.08 | 10.6302 | 29.66 | 9.6247 | 32 | 10.5252 | 15.98 | 4.5764 | 35.96 | 12.2013 | 15.08 | 4.3255 | 8.06 | 2.6993 | 33.98 | 11.1168 | 21.2 | 7.1415 | 33.08 | 10.7874 | 35.6 | 12.2852 | 28.94 | 9.2844 | 8.6 | 2.9124 | 1473 | #N/A | #N/A
| 19.94 | 6.3351 | 32 | 10.6471 | 33.8 | 10.7773 | 30.2 | 9.7331 | 30.2 | 10.1621 | 15.98 | 4.5754 | 35.96 | 12.0538 | 15.98 | 4.4639 | 6.98 | 2.4394 | 33.8 | 11.0193 | 21.2 | 6.9626 | 33.98 | 10.8609 | 35.6 | 12.2852 | 28.04 | 9.0674 | 8.6 | 2.9117 | 1474 | #N/A | #N/A
| 19.94 | 6.2528 | 32 | 10.8498 | 33.08 | 10.7713 | 29.66 | 9.4761 | 32 | 10.5962 | 17.96 | 5.016 | 37.04 | 12.461 | 17.06 | 4.7229 | 8.06 | 2.6981 | 33.98 | 10.9926 | 21.2 | 6.9617 | 33.98 | 11.0036 | 35.6 | 12.2852 | 28.04 | 8.9669 | 10.4 | 3.3439 | 1475 | #N/A | #N/A
| 21.02 | 6.5122 | 32 | 10.8498 | 33.8 | 11.0152 | 30.2 | 9.5254 | 32 | 10.5962 | 19.04 | 5.2357 | 37.04 | 12.4621 | 19.04 | 5.1687 | 8.96 | 2.9141 | 35.06 | 11.2536 | 21.2 | 6.9606 | 35.06 | 11.3888 | 35.6 | 12.2852 | 28.94 | 9.2835 | 10.4 | 3.3434 | 1476 | #N/A | #N/A
| 21.2 | 6.5221 | 33.8 | 11.2841 | 35.6 | 11.7068 | 30.2 | 9.9558 | 32 | 10.8546 | 21.02 | 5.7504 | 37.04 | 12.3159 | 21.02 | 5.6102 | 10.94 | 3.3539 | 35.96 | 11.5953 | 21.2 | 6.8007 | 37.04 | 12.0233 | 35.6 | 12.2852 | 30.92 | 9.7619 | 14 | 4.2919 | 1477 | #N/A | #N/A
| 23 | 6.9223 | 35.6 | 11.9976 | 37.04 | 12.1413 | 32 | 10.6328 | 33.8 | 11.5683 | 23 | 6.2261 | 37.04 | 12.3159 | 23 | 6.0858 | 12.92 | 3.8652 | 37.94 | 12.2294 | 21.2 | 6.6534 | 37.94 | 12.2413 | 37.4 | 13.0445 | 33.8 | 10.5817 | 15.8 | 4.7244 | 1478 | #N/A | #N/A
| 23 | 6.9551 | 39.92 | 13.5159 | 41 | 13.5995 | 33.8 | 11.0677 | 37.4 | 12.7395 | 24.08 | 6.4462 | 39.02 | 13.1265 | 24.98 | 6.5615 | 15.98 | 4.6454 | 39.02 | 12.4915 | 21.2 | 6.6534 | 42.08 | 13.548 | 35.6 | 12.6095 | 33.8 | 10.5817 | 17.6 | 5.2482 | 1479 | #N/A | #N/A
| 24.08 | 7.0488 | 37.4 | 12.734 | 39.2 | 12.8541 | 33.8 | 11.0695 | 39.02 | 13.1409 | 26.06 | 6.9616 | 39.02 | 13.1284 | 28.04 | 7.2969 | 17.06 | 4.9054 | 42.08 | 13.5377 | 21.2 | 6.6538 | 42.08 | 13.2445 | 37.4 | 13.0445 | 33.08 | 10.656 | 19.4 | 5.681 | 1480 | #N/A | #N/A
| 24.98 | 7.3247 | 39.2 | 13.1687 | 41 | 13.4179 | 34.88 | 11.5136 | 39.2 | 13.1743 | 28.04 | 7.4375 | 37.94 | 12.6841 | 28.94 | 7.4863 | 19.04 | 5.381 | 42.08 | 13.5388 | 21.2 | 6.5192 | 42.08 | 13.0894 | 37.4 | 12.72 | 33.98 | 11.0177 | 21.2 | 6.1139 | 1481 | #N/A | #N/A
| 24.08 | 7.1822 | 39.2 | 13.1687 | 42.08 | 13.6805 | 35.6 | 11.7682 | 39.02 | 13.5047 | 28.04 | 7.4375 | 37.94 | 12.6851 | 30.92 | 7.9308 | 19.94 | 5.6366 | 42.08 | 13.6866 | 23 | 6.9594 | 39.92 | 13.178 | 37.4 | 13.0445 | 35.06 | 11.2781 | 21.2 | 6.0221 | 1482 | #N/A | #N/A
| 24.98 | 7.4627 | 39.02 | 13.1425 | 41 | 13.2887 | 35.6 | 11.5057 | 39.2 | 13.5008 | 28.94 | 7.6138 | 37.04 | 12.1511 | 30.92 | 7.9886 | 19.04 | 5.381 | 42.08 | 13.6866 | 24.8 | 7.2599 | 39.02 | 12.6424 | 37.4 | 13.0445 | 33.98 | 11.0174 | 21.2 | 5.8606 | 1483 | #N/A | #N/A
| 24.98 | 7.4618 | 39.02 | 13.1413 | 41 | 13.4197 | 32 | 10.898 | 39.2 | 12.8718 | 26.96 | 7.1004 | 37.04 | 12.1511 | 30.02 | 7.7721 | 19.04 | 5.4198 | 39.92 | 13.3477 | 24.8 | 7.2593 | 37.94 | 12.3808 | 37.4 | 13.0445 | 33.08 | 10.6555 | 19.4 | 5.4275 | 1484 | #N/A | #N/A
| 24.08 | 7.3255 | 37.94 | 12.6942 | 37.4 | 12.7203 | 32 | 10.897 | 39.2 | 12.5917 | 24.08 | 6.4451 | 35.96 | 11.8898 | 26.96 | 7.1376 | 17.06 | 4.8594 | 37.04 | 13.0104 | 24.8 | 7.3824 | 35.96 | 11.9024 | 35.6 | 12.9169 | 32 | 10.5377 | 17.6 | 4.9238 | 1485 | #N/A | #N/A
| 24.08 | 7.1048 | 37.04 | 12.3284 | 37.4 | 12.7203 | 32 | 10.634 | 37.94 | 12.2417 | 17.96 | 5.1286 | 35.96 | 12.0583 | 23 | 6.3883 | 15.98 | 4.5635 | 35.96 | 12.7482 | 21.2 | 6.5157 | 35.06 | 11.6842 | 35.6 | 12.9169 | 32 | 10.5366 | 15.8 | 4.4908 | 1486 | #N/A | #N/A
| 24.08 | 6.9236 | 35.96 | 11.8981 | 37.04 | 12.6437 | 32 | 10.6331 | 37.94 | 12.2413 | 17.96 | 5.2175 | 35.96 | 12.2053 | 19.94 | 5.9633 | 15.08 | 4.3466 | 35.06 | 12.529 | 17.6 | 5.6485 | 35.6 | 12.0028 | 37.4 | 13.68 | 32 | 10.2565 | 12.2 | 3.6955 | 1487 | #N/A | #N/A
| 24.98 | 7.0775 | 37.04 | 12.023 | 35.06 | 12.164 | 32 | 10.3902 | 35.96 | 11.7627 | 14 | 4.3632 | 37.04 | 12.6502 | 19.94 | 5.9629 | 14 | 4.0866 | 33.8 | 12.1806 | 19.4 | 6.2152 | 35.96 | 12.2169 | 37.4 | 13.3522 | 30.92 | 9.7612 | 12.2 | 3.6951 | 1488 | #N/A | #N/A
| 24.08 | 6.7025 | 35.96 | 11.7627 | 35.06 | 12.1647 | 32 | 10.1666 | 35.96 | 11.6076 | 10.04 | 3.2246 | 37.04 | 12.6513 | 17.96 | 5.6106 | 12.92 | 3.8267 | 33.98 | 12.0681 | 24.8 | 7.1421 | 33.8 | 11.5683 | 35.6 | 12.9169 | 30.02 | 9.4441 | 10.4 | 3.2625 | 1489 | #N/A | #N/A
| 23 | 6.4426 | 35.06 | 11.266 | 35.06 | 12.1647 | 30.02 | 9.6044 | 35.96 | 11.4833 | 10.94 | 3.5295 | 37.04 | 12.6513 | 17.96 | 5.6105 | 12.02 | 3.6106 | 33.08 | 11.6918 | 23 | 6.5081 | 33.8 | 11.8701 | 35.6 | 12.9169 | 28.94 | 9.0694 | 12.2 | 3.6947 | 1490 | #N/A | #N/A
| 23 | 6.5421 | 35.06 | 11.266 | 35.06 | 11.2533 | 29.12 | 9.3052 | 35.06 | 11.124 | 8.06 | 2.8371 | 35.96 | 12.3901 | 15.98 | 5.2696 | 12.02 | 3.5701 | 33.98 | 11.5789 | 21.2 | 6.1711 | 33.8 | 11.5683 | 35.6 | 12.9169 | 28.4 | 8.8866 | 12.2 | 3.6947 | 1491 | #N/A | #N/A
| 21.92 | 6.4018 | 33.98 | 10.8628 | 33.98 | 10.9926 | 28.4 | 9.0918 | 33.98 | 10.8636 | 8.06 | 2.8888 | 35.6 | 12.2908 | 15.98 | 5.206 | 10.04 | 3.1349 | 33.98 | 11.1201 | 21.2 | 6.1708 | 32 | 11.1338 | 33.8 | 12.1745 | 28.4 | 8.8866 | 10.4 | 3.2619 | 1492 | #N/A | #N/A
| 21.02 | 6.1856 | 33.98 | 10.8628 | 33.98 | 10.9926 | 27.86 | 8.8452 | 33.98 | 10.8633 | 6.98 | 2.577 | 35.06 | 12.1719 | 14 | 4.6565 | 8.96 | 2.9554 | 33.98 | 11.1195 | 21.2 | 6.2755 | 32 | 11.1146 | 35.6 | 11.9847 | 28.04 | 8.852 | 10.4 | 3.192 | 1493 | #N/A | #N/A
| 21.02 | 6.1855 | 33.08 | 10.6461 | 33.08 | 10.6335 | 27.5 | 8.7211 | 33.98 | 10.8631 | 8.06 | 2.8887 | 33.8 | 11.5554 | 15.98 | 5.2056 | 6.08 | 2.2635 | 33.08 | 10.9024 | 19.4 | 5.8425 | 32 | 10.6543 | 35.6 | 11.9847 | 28.04 | 8.8522 | 8.6 | 2.6956 | 1494 | #N/A | #N/A
| 19.04 | 5.5894 | 33.08 | 10.5097 | 32 | 10.2371 | 26.24 | 8.3799 | 32 | 10.2494 | 10.04 | 3.4669 | 35.06 | 11.84 | 15.08 | 4.9884 | 3.92 | 1.6998 | 32 | 10.5177 | 19.4 | 5.8422 | 32 | 10.5295 | 35.6 | 11.9847 | 28.4 | 8.8866 | 8.6 | 2.6956 | 1495 | #N/A | #N/A
| 17.06 | 5.0133 | 30.92 | 9.88 | 32 | 10.2371 | 24.8 | 8.0329 | 30.92 | 9.9886 | 14 | 4.4186 | 35.06 | 11.84 | 15.08 | 4.988 | 1.94 | 1.1098 | 30.92 | 9.9789 | 19.4 | 5.8412 | 32 | 10.386 | 33.8 | 11.2722 | 26.96 | 8.591 | 6.8 | 2.2629 | 1496 | #N/A | #N/A
| 15.98 | 4.6632 | 30.02 | 9.6629 | 30.92 | 9.8678 | 24.8 | 8.0325 | 30.92 | 9.8798 | 12.02 | 3.9421 | 33.08 | 11.0568 | 17.96 | 5.4836 | -0.94 | 0.38714 | 30.02 | 9.6534 | 19.4 | 5.8408 | 30.02 | 9.6637 | 33.8 | 11.2722 | 26.6 | 8.4532 | 10.4 | 3.1274 | 1497 | #N/A | #N/A
| 15.98 | 4.6627 | 30.92 | 9.8788 | 30.92 | 9.7428 | 27.68 | 8.9161 | 32 | 10.1393 | 14 | 4.5304 | 33.08 | 10.9012 | 19.04 | 5.743 | -2.02 | 0.12728 | 30.92 | 9.745 | 19.4 | 5.9533 | 30.02 | 9.6632 | 33.8 | 11.2722 | 28.94 | 9.1828 | 12.2 | 3.5594 | 1498 | #N/A | #N/A
| 19.04 | 5.488 | 33.08 | 10.2744 | 30.92 | 9.7428 | 28.4 | 9.0891 | 32 | 9.9321 | 28.04 | 8.4027 | 33.98 | 10.9937 | 24.08 | 6.9544 | 5 | 2.0412 | 30.92 | 9.6456 | 21.2 | 6.2723 | 32 | 10.1398 | 33.8 | 11.2722 | 28.4 | 9.0757 | 12.2 | 3.6228 | 1499 | #N/A | #N/A
| 21.92 | 6.233 | 33.98 | 10.4922 | 33.98 | 10.4806 | 30.2 | 9.5227 | 32 | 9.9321 | 30.92 | 8.5986 | 35.96 | 11.5956 | 30.02 | 8.2693 | 15.08 | 4.5554 | 33.08 | 10.1668 | 21.2 | 6.3852 | 33.98 | 10.6175 | 33.8 | 11.015 | 30.02 | 9.5406 | 15.8 | 4.5583 | 1500 | #N/A | #N/A
| 23 | 6.539 | 35.96 | 11.0939 | 37.04 | 11.2189 | 33.98 | 10.5151 | 35.06 | 10.7527 | 33.98 | 9.2815 | 35.96 | 11.3303 | 33.08 | 8.8076 | 19.04 | 5.5076 | 35.96 | 10.961 | 23 | 6.7046 | 35.96 | 10.9707 | 33.8 | 10.7771 | 32 | 10.1434 | 17.6 | 5.066 | 1501 | #N/A | #N/A
| 24.98 | 7.1351 | 37.04 | 11.3549 | 37.04 | 11.2189 | 33.8 | 10.391 | 35.96 | 10.9702 | 35.06 | 9.8556 | 35.96 | 11.3303 | 33.98 | 8.895 | 23 | 6.5141 | 37.94 | 11.5634 | 24.8 | 7.1376 | 37.94 | 11.4487 | 35.6 | 11.4491 | 33.8 | 10.5817 | 19.4 | 5.4991 | 1502 | #N/A | #N/A
| 24.98 | 7.016 | 37.94 | 11.5726 | 39.02 | 11.6972 | 35.6 | 10.9068 | 37.94 | 11.5725 | 35.06 | 10.0932 | 39.92 | 12.4294 | 35.06 | 9.4243 | 24.98 | 7.0382 | 39.02 | 11.8246 | 24.8 | 7.0341 | 39.92 | 12.0517 | 37.4 | 11.8833 | 33.98 | 10.621 | 21.2 | 6.0159 | 1503 | #N/A | #N/A
| 26.96 | 7.4927 | 37.94 | 11.5738 | 41 | 12.2996 | 36.5 | 11.1036 | 39.02 | 11.9435 | 35.06 | 10.367 | 42.08 | 12.8089 | 35.96 | 9.9381 | 26.06 | 7.2985 | 39.92 | 12.0423 | 28.4 | 8.0048 | 39.02 | 11.7105 | 37.4 | 11.8833 | 33.98 | 10.4968 | 23 | 6.4492 | 1504 | #N/A | #N/A
| 28.94 | 8.0893 | 37.94 | 11.5741 | 41 | 12.2996 | 35.6 | 10.8467 | 39.02 | 12.0801 | 35.06 | 10.455 | 42.08 | 13.0766 | 37.04 | 10.3349 | 28.04 | 7.8981 | 39.92 | 12.0428 | 28.4 | 7.9007 | 41 | 12.3134 | 39.2 | 12.3174 | 33.98 | 10.4975 | 24.8 | 6.9735 | 1505 | #N/A | #N/A
| 28.94 | 8.0895 | 37.94 | 11.9617 | 39.02 | 11.9309 | 37.94 | 11.4508 | 37.04 | 11.7443 | 35.06 | 10.5648 | 39.92 | 12.2884 | 37.04 | 10.6651 | 28.04 | 7.8984 | 41 | 12.4115 | 28.4 | 7.8047 | 39.92 | 12.0524 | 39.2 | 12.3174 | 35.06 | 10.8823 | 26.6 | 7.4065 | 1506 | #N/A | #N/A
| 30.92 | 8.4457 | 37.04 | 11.7441 | 39.02 | 12.0662 | 36.86 | 11.1495 | 37.94 | 11.8181 | 35.06 | 10.5654 | 39.92 | 12.4311 | 35.96 | 10.6745 | 28.04 | 8.0227 | 39.92 | 12.2867 | 28.4 | 8.0055 | 39.92 | 12.1615 | 37.4 | 11.8833 | 33.98 | 10.3968 | 26.6 | 7.4065 | 1507 | #N/A | #N/A
| 30.92 | 8.3455 | 35.96 | 11.4813 | 39.02 | 12.0662 | 34.52 | 10.564 | 35.96 | 11.6052 | 33.08 | 10.1852 | 39.92 | 12.4311 | 35.06 | 10.5686 | 26.96 | 7.823 | 37.94 | 11.9502 | 26.6 | 7.5723 | 39.92 | 12.1602 | 37.4 | 12.1409 | 33.08 | 10.1791 | 26.6 | 7.5056 | 1508 | #N/A | #N/A
| 28.94 | 7.9226 | 33.98 | 11.28 | 37.04 | 11.8493 | 31.64 | 9.8687 | 35.6 | 11.4644 | 32 | 10.0448 | 37.94 | 12.0741 | 33.08 | 10.3072 | 26.06 | 7.6814 | 37.04 | 11.5877 | 26.6 | 7.6856 | 37.04 | 11.5994 | 35.6 | 12.2852 | 30.92 | 9.6571 | 24.8 | 6.9731 | 1509 | #N/A | #N/A
| 26.06 | 7.3344 | 33.8 | 11.2841 | 35.6 | 11.4494 | 31.28 | 9.8198 | 33.8 | 11.2889 | 32 | 10.2804 | 39.02 | 12.3331 | 33.8 | 10.5636 | 24.98 | 7.4866 | 35.96 | 11.4667 | 24.8 | 7.2521 | 35.96 | 11.3369 | 35.6 | 12.2852 | 30.92 | 9.6548 | 21.2 | 6.1074 | 1510 | #N/A | #N/A
| 21.92 | 6.4533 | 32 | 10.8498 | 33.98 | 11.2633 | 31.1 | 9.7952 | 33.08 | 10.7806 | 32 | 10.4193 | 39.02 | 12.6211 | 33.8 | 11.0226 | 24.08 | 7.3523 | 35.06 | 11.3723 | 24.8 | 7.3752 | 33.98 | 11.1241 | 33.8 | 11.8504 | 30.92 | 9.753 | 21.2 | 6.3137 | 1511 | #N/A | #N/A
| 21.92 | 6.5202 | 33.08 | 10.6366 | 35.06 | 11.2434 | 30.74 | 9.7279 | 33.08 | 10.5005 | 33.08 | 10.7994 | 37.04 | 12.1417 | 33.08 | 10.8022 | 21.92 | 6.8322 | 35.06 | 11.2474 | 24.8 | 7.3748 | 35.06 | 11.2594 | 33.8 | 11.5502 | 30.92 | 9.7523 | 21.2 | 6.3132 | 1512 | #N/A | #N/A
| 24.08 | 7.0395 | 33.08 | 10.3915 | 33.98 | 10.7055 | 31.1 | 9.9168 | 32 | 10.131 | 33.08 | 11.0796 | 35.6 | 11.7113 | 33.98 | 11.1696 | 21.02 | 6.4665 | 35.06 | 11.1039 | 26.6 | 7.8071 | 35.06 | 11.1162 | 33.8 | 11.5502 | 30.92 | 9.751 | 19.4 | 5.8796 | 1513 | #N/A | #N/A
| 26.96 | 7.7314 | 30.92 | 9.7458 | 33.98 | 10.7055 | 30.56 | 9.7862 | 32 | 10.1298 | 33.98 | 11.6035 | 35.96 | 11.7457 | 33.98 | 11.4656 | 19.04 | 5.9894 | 35.06 | 11.1031 | 26.6 | 7.9407 | 35.06 | 10.9792 | 33.8 | 11.2722 | 30.02 | 9.5339 | 19.4 | 5.9959 | 1514 | #N/A | #N/A
| 26.96 | 7.7304 | 32 | 10.1293 | 33.08 | 10.3786 | 30.2 | 9.6569 | 32 | 10.129 | 35.06 | 12.0442 | 35.96 | 11.5888 | 35.06 | 11.8696 | 14 | 4.7014 | 33.98 | 10.7065 | 28.4 | 8.3729 | 33.98 | 10.7182 | 35.6 | 11.7066 | 30.02 | 9.5325 | 17.6 | 5.5625 | 1515 | #N/A | #N/A
| 26.06 | 7.572 | 32 | 10.128 | 33.08 | 10.3769 | 30.02 | 9.6116 | 32 | 10.1276 | 35.06 | 12.2012 | 35.96 | 11.5862 | 35.06 | 12.0506 | 10.04 | 3.5661 | 33.98 | 10.7045 | 28.4 | 8.5179 | 33.08 | 10.4997 | 33.8 | 11.2722 | 30.02 | 9.4325 | 17.6 | 5.5618 | 1516 | #N/A | #N/A
| 24.98 | 7.3857 | 32 | 10.0026 | 33.08 | 10.3769 | 28.58 | 9.1618 | 32 | 10.0021 | 35.96 | 12.6124 | 35.96 | 11.5853 | 35.96 | 12.6179 | 8.06 | 3.0279 | 33.98 | 10.7037 | 28.4 | 8.5176 | 33.08 | 10.39 | 33.8 | 11.8504 | 30.02 | 9.4314 | 17.6 | 5.5617 | 1517 | #N/A | #N/A
| 24.08 | 7.1691 | 30.92 | 9.7405 | 33.08 | 10.2511 | 29.12 | 9.3113 | 32 | 10.0008 | 37.04 | 13.0555 | 35.6 | 11.4535 | 37.04 | 12.8811 | 8.06 | 2.9214 | 33.08 | 10.4853 | 26.6 | 8.084 | 33.08 | 10.3888 | 33.8 | 11.5502 | 30.02 | 9.4305 | 17.6 | 5.5619 | 1518 | #N/A | #N/A
| 24.08 | 7.2327 | 30.92 | 9.7387 | 32 | 9.9888 | 27.32 | 8.836 | 32 | 9.9987 | 39.02 | 13.5382 | 35.06 | 11.3652 | 39.02 | 13.5423 | 6.08 | 2.3912 | 33.08 | 10.483 | 26.6 | 8.2413 | 33.08 | 10.3869 | 35.6 | 11.9847 | 30.02 | 9.5284 | 17.6 | 5.5614 | 1519 | #N/A | #N/A
| 23 | 7.0524 | 32 | 9.997 | 32 | 9.9888 | 27.14 | 8.7516 | 32 | 10.1205 | 39.02 | 13.6941 | 35.06 | 11.3652 | 39.2 | 13.7988 | 8.06 | 2.9672 | 33.08 | 10.4807 | 26.6 | 8.0825 | 33.08 | 10.3849 | 35.6 | 11.9847 | 30.02 | 9.5267 | 15.8 | 5.128 | 1520 | #N/A | #N/A
| 21.92 | 6.7109 | 32 | 10.119 | 32 | 10.1077 | 26.96 | 8.7658 | 32 | 10.1186 | 39.92 | 14.1063 | 35.96 | 11.7318 | 41 | 14.234 | 3.92 | 1.7794 | 33.98 | 10.6956 | 26.6 | 7.936 | 33.08 | 10.3825 | 35.6 | 11.9847 | 30.02 | 9.5244 | 15.8 | 5.1268 | 1521 | #N/A | #N/A
| 23 | 6.9698 | 32 | 10.1166 | 33.08 | 10.366 | 29.84 | 9.5807 | 32 | 10.1164 | 41 | 14.533 | 35.96 | 11.8623 | 41 | 14.5632 | 3.92 | 1.7789 | 33.08 | 10.4767 | 28.4 | 8.5129 | 33.98 | 10.7049 | 35.6 | 12.2852 | 30.92 | 9.7399 | 15.8 | 5.1263 | 1522 | #N/A | #N/A
| 26.96 | 7.9215 | 33.98 | 10.5918 | 33.08 | 10.366 | 31.28 | 9.947 | 33.98 | 10.6989 | 42.08 | 14.7956 | 35.6 | 11.7113 | 42.08 | 15.0078 | 8.6 | 3.1748 | 33.98 | 10.6916 | 30.2 | 8.945 | 35.06 | 10.963 | 35.6 | 12.2852 | 32 | 10.1225 | 17.6 | 5.5582 | 1523 | #N/A | #N/A
| 30.92 | 9.1129 | 33.8 | 10.5663 | 35.6 | 10.9912 | 33.44 | 10.5521 | 37.04 | 11.5702 | 42.98 | 15.2207 | 37.4 | 12.4244 | 44.96 | 15.8838 | 15.98 | 5.2477 | 35.6 | 11.215 | 32 | 9.3776 | 37.94 | 11.9325 | 37.4 | 13.0445 | 33.98 | 10.7064 | 21.2 | 6.5499 | 1524 | #N/A | #N/A
| 32 | 9.1333 | 35.6 | 11.221 | 39.02 | 12.2976 | 36.5 | 11.3558 | 37.4 | 11.659 | 46.94 | 16.581 | 42.08 | 14.1887 | 46.94 | 16.7795 | 23 | 7.085 | 39.02 | 12.3022 | 33.8 | 9.8101 | 37.4 | 11.8985 | 37.4 | 13.3522 | 37.94 | 11.7956 | 24.8 | 7.5536 | 1525 | #N/A | #N/A
| 33.98 | 9.6909 | 41 | 12.9423 | 39.02 | 12.2976 | 38.3 | 11.9745 | 41 | 12.7887 | 46.94 | 16.5831 | 42.08 | 14.1887 | 48.92 | 17.2597 | 30.02 | 8.8468 | 41 | 12.933 | 33.8 | 9.8101 | 39.92 | 12.6851 | 37.4 | 13.3522 | 39.02 | 12.0564 | 28.4 | 8.2827 | 1526 | #N/A | #N/A
| 35.6 | 9.9865 | 42.98 | 13.4184 | 42.08 | 13.1877 | 39.92 | 12.4131 | 44.96 | 13.8979 | 46.04 | 16.3677 | 42.8 | 14.3556 | 48.92 | 17.5021 | 33.98 | 9.7998 | 41 | 13.0143 | 33.8 | 9.9687 | 41 | 13.0783 | 39.2 | 13.7874 | 42.08 | 12.9364 | 32 | 9.0219 | 1527 | #N/A | #N/A
| 35.06 | 10.2052 | 42.98 | 13.7202 | 42.98 | 13.7056 | 42.26 | 13.0765 | 44.96 | 14.0322 | 46.04 | 16.3729 | 42.8 | 14.9935 | 51.08 | 18.2794 | 35.96 | 10.2783 | 42.98 | 13.5438 | 33.8 | 10.1413 | 39.92 | 13.1313 | 39.2 | 14.1155 | 42.98 | 13.2785 | 33.8 | 9.4556 | 1528 | #N/A | #N/A
| 35.96 | 10.5032 | 42.98 | 14.2052 | 42.98 | 13.7056 | 44.6 | 13.7432 | 44.96 | 14.1984 | 48.02 | 17.0492 | 42.08 | 14.8893 | 50 | 18.0223 | 37.94 | 10.6012 | 44.06 | 13.8035 | 35.6 | 10.5748 | 41 | 13.5738 | 39.2 | 14.1155 | 44.06 | 13.539 | 33.8 | 9.4559 | 1529 | #N/A | #N/A
| 35.96 | 10.4217 | 42.08 | 13.9858 | 42.08 | 14.168 | 46.22 | 14.2111 | 42.98 | 14.0464 | 48.02 | 17.2907 | 41 | 14.9086 | 55.94 | 19.4688 | 39.02 | 10.7193 | 44.96 | 14.3326 | 35.6 | 10.4038 | 41 | 13.7315 | 39.2 | 13.7874 | 44.96 | 13.9096 | 33.8 | 9.457 | 1530 | #N/A | #N/A
| 35.06 | 10.3882 | 42.8 | 14.3646 | 42.08 | 14.3474 | 45.68 | 14.0269 | 44.96 | 14.6822 | 46.94 | 17.0324 | 41 | 14.9086 | 53.06 | 18.7735 | 39.02 | 10.5905 | 42.98 | 14.3891 | 35.6 | 10.5756 | 42.8 | 14.0437 | 41 | 14.551 | 44.96 | 13.9084 | 35.6 | 9.8896 | 1531 | #N/A | #N/A
| 33.98 | 10.4241 | 42.8 | 14.3646 | 42.08 | 14.3474 | 44.42 | 13.7484 | 44.06 | 14.6599 | 46.04 | 16.5777 | 41 | 14.831 | 50 | 18.0329 | 39.92 | 10.6892 | 42.08 | 14.1697 | 33.8 | 10.1419 | 41 | 13.609 | 39.2 | 14.1155 | 42.98 | 13.4295 | 33.8 | 9.5846 | 1532 | #N/A | #N/A
| 33.08 | 10.3279 | 39.02 | 13.0823 | 39.02 | 13.4212 | 42.26 | 13.1998 | 39.92 | 13.4598 | 44.06 | 16.3367 | 39.92 | 14.1856 | 48.02 | 17.3054 | 33.98 | 9.992 | 39.02 | 13.4286 | 32 | 9.7084 | 37.94 | 13.1828 | 39.2 | 13.7874 | 41 | 13.0855 | 30.2 | 8.5915 | 1533 | #N/A | #N/A
| 33.08 | 10.4333 | 33.98 | 11.6825 | 37.04 | 12.942 | 40.82 | 12.8507 | 37.94 | 12.98 | 44.06 | 16.0997 | 39.02 | 13.7707 | 46.94 | 17.0449 | 28.94 | 8.8623 | 37.94 | 13.3475 | 32 | 10.0935 | 37.04 | 12.7657 | 39.2 | 13.7874 | 42.08 | 13.0553 | 32 | 8.9072 | 1534 | #N/A | #N/A
| 33.08 | 10.5661 | 32 | 11.0582 | 37.04 | 12.942 | 37.58 | 11.9921 | 33.98 | 11.6822 | 44.06 | 15.9107 | 39.2 | 13.7939 | 46.94 | 17.297 | 32 | 9.4214 | 35.06 | 12.468 | 33.8 | 10.745 | 32 | 11.0623 | 39.2 | 14.1155 | 41 | 12.7943 | 30.2 | 8.8583 | 1535 | #N/A | #N/A
| 33.98 | 11.0433 | 33.98 | 12.0207 | 37.94 | 13.1582 | 30.56 | 10.1507 | 37.04 | 12.7615 | 46.04 | 16.5842 | 39.2 | 14.1225 | 48.92 | 17.7787 | 33.98 | 9.7355 | 32 | 11.5329 | 33.8 | 10.9814 | 30.92 | 10.8027 | 39.2 | 13.7874 | 37.04 | 11.9927 | 28.4 | 8.5758 | 1536 | #N/A | #N/A
| 35.06 | 11.7508 | 33.98 | 11.6825 | 39.02 | 13.4196 | 34.52 | 11.2518 | 33.98 | 11.6833 | 46.04 | 16.825 | 37.4 | 13.6871 | 48.92 | 17.996 | 35.06 | 10.0666 | 35.06 | 12.6505 | 35.6 | 11.6712 | 30.02 | 10.4187 | 39.2 | 14.1155 | 35.96 | 11.7297 | 28.4 | 8.9161 | 1537 | #N/A | #N/A
| 35.96 | 11.9677 | 35.06 | 12.1223 | 39.02 | 13.4196 | 33.26 | 11.2387 | 37.4 | 12.7395 | 44.96 | 16.5661 | 39.02 | 13.9633 | 48.92 | 18.2666 | 35.06 | 10.2537 | 33.98 | 12.2054 | 35.6 | 11.9456 | 28.94 | 10.1565 | 39.2 | 14.1155 | 37.04 | 11.9921 | 30.2 | 9.5422 | 1538 | #N/A | #N/A
| 35.96 | 11.9671 | 35.6 | 12.2992 | 39.2 | 13.4799 | 35.24 | 11.7738 | 37.4 | 13.3751 | 44.06 | 16.3526 | 32 | 11.1989 | 50 | 18.5325 | 33.98 | 10.183 | 35.6 | 12.9235 | 35.6 | 12.2422 | 30.2 | 10.4203 | 39.2 | 14.1155 | 35.96 | 11.7331 | 30.2 | 9.7513 | 1539 | #N/A | #N/A
| 37.04 | 12.3736 | 37.4 | 13.3686 | 37.04 | 12.94 | 34.7 | 11.5331 | 37.4 | 13.3751 | 44.96 | 16.5747 | 35.6 | 12.9235 | 50 | 18.5377 | 35.06 | 10.6505 | 35.6 | 12.6156 | 35.6 | 12.2436 | 33.8 | 11.8701 | 37.4 | 13.3522 | 37.04 | 11.9933 | 30.2 | 9.7531 | 1540 | #N/A | #N/A
| 37.04 | 12.5554 | 37.4 | 13.3686 | 37.04 | 12.94 | 32 | 10.8535 | 37.4 | 13.3751 | 44.96 | 16.5809 | 35.96 | 13.0304 | 51.08 | 19.0371 | 35.96 | 11.0932 | 37.4 | 13.6871 | 37.4 | 12.6805 | 37.04 | 13.305 | 37.4 | 13.3522 | 35.96 | 11.8663 | 30.2 | 10.2257 | 1541 | #N/A | #N/A
| 37.94 | 12.9318 | 37.94 | 13.5155 | 37.94 | 13.4969 | 31.64 | 11.1049 | 37.94 | 13.3587 | 46.94 | 17.0659 | 35.6 | 12.9235 | 53.96 | 19.0269 | 37.04 | 11.603 | 37.4 | 13.6871 | 37.4 | 13.0056 | 39.02 | 13.9795 | 39.2 | 13.7874 | 35.96 | 12.0348 | 30.2 | 10.4908 | 1542 | #N/A | #N/A
| 37.94 | 13.1287 | 37.4 | 13.3686 | 37.4 | 13.3525 | 35.6 | 12.631 | 37.04 | 13.1396 | 46.04 | 16.8512 | 37.4 | 13.6871 | 55.04 | 19.2936 | 37.94 | 12.0896 | 37.4 | 13.6871 | 37.4 | 13.0083 | 39.02 | 13.7828 | 39.2 | 13.7874 | 35.6 | 12.0192 | 32 | 11.2144 | 1543 | #N/A | #N/A
| 37.94 | 13.3124 | 39.2 | 13.8037 | 37.94 | 13.4947 | 35.6 | 12.9401 | 37.04 | 13.137 | 50 | 18.0633 | 37.04 | 13.4862 | 55.04 | 19.5119 | 39.02 | 12.5098 | 39.2 | 14.1225 | 39.2 | 13.7501 | 37.94 | 13.5217 | 39.2 | 14.1155 | 35.6 | 12.3227 | 32 | 11.2175 | 1544 | #N/A | #N/A
| 39.02 | 13.5763 | 37.94 | 13.5112 | 39.2 | 13.7878 | 37.4 | 13.0675 | 37.4 | 13.3751 | 44.96 | 16.5924 | 37.4 | 13.6871 | 55.04 | 19.5137 | 37.94 | 12.3882 | 37.4 | 13.6871 | 39.2 | 13.7531 | 37.4 | 13.3751 | 37.4 | 13.68 | 37.04 | 12.6247 | 33.8 | 11.9638 | 1545 | #N/A | #N/A
| 41 | 14.2142 | 37.4 | 13.3686 | 37.4 | 13.3525 | 37.4 | 13.0655 | 37.4 | 13.3751 | 46.04 | 17.3209 | 39.2 | 14.1225 | 53.96 | 20.0387 | 39.92 | 12.8655 | 39.02 | 13.9574 | 39.2 | 14.0795 | 37.4 | 13.3751 | 37.4 | 13.68 | 37.04 | 12.6255 | 33.8 | 11.9668 | 1546 | #N/A | #N/A
| 42.08 | 14.8405 | 39.2 | 13.1687 | 39.02 | 13.7528 | 37.4 | 13.376 | 37.4 | 13.3751 | 46.94 | 17.5399 | 39.92 | 14.3529 | 53.96 | 20.2874 | 39.02 | 12.8198 | 39.2 | 14.1225 | 42.8 | 15.3601 | 37.94 | 13.5182 | 37.4 | 13.68 | 37.94 | 13.0014 | 35.6 | 12.4019 | 1547 | #N/A | #N/A
| 42.08 | 14.8424 | 39.2 | 13.1687 | 37.4 | 13.3525 | 37.4 | 13.376 | 39.2 | 13.1743 | 53.06 | 19.8153 | 41 | 14.558 | 57.02 | 21.3429 | 39.02 | 12.8198 | 39.2 | 14.1225 | 42.8 | 15.3063 | 39.2 | 13.8103 | 39.2 | 13.4795 | 39.02 | 13.4593 | 39.2 | 12.9621 | 1548 | #N/A | #N/A
| 42.98 | 15.0638 | 39.2 | 13.1687 | 39.02 | 13.056 | 39.2 | 13.8081 | 39.2 | 13.1743 | 55.04 | 20.5492 | 41 | 14.2291 | 60.08 | 22.6896 | 39.02 | 12.9708 | 39.2 | 13.7939 | 42.8 | 15.3098 | 39.2 | 13.1743 | 39.2 | 13.4795 | 37.94 | 13.3822 | 42.8 | 13.8357 | 1549 | #N/A | #N/A
| 44.96 | 15.5504 | 39.2 | 13.1687 | 39.02 | 13.056 | 39.2 | 13.8086 | 37.4 | 13.0658 | 55.94 | 20.5239 | 41 | 14.2499 | 60.08 | 22.0982 | 42.08 | 13.7124 | 39.92 | 13.1038 | 46.4 | 16.5584 | 39.2 | 13.1743 | 37.4 | 13.3522 | 39.02 | 13.4601 | 41 | 13.4019 | 1550 | #N/A | #N/A
| 44.96 | 15.7635 | 39.92 | 13.2905 | 39.02 | 13.4132 | 39.2 | 13.8094 | 37.4 | 13.0658 | 55.04 | 20.0227 | 42.08 | 14.5145 | 60.98 | 21.764 | 44.06 | 14.1938 | 39.2 | 12.859 | 46.4 | 16.1925 | 39.2 | 13.1743 | 37.4 | 13.3522 | 39.92 | 13.3183 | 42.8 | 13.8413 | 1551 | #N/A | #N/A
| 46.04 | 16.2144 | 39.2 | 12.8667 | 39.2 | 13.7878 | 39.2 | 13.8094 | 39.2 | 13.8103 | 57.02 | 20.5088 | 42.8 | 14.6644 | 62.06 | 22.0334 | 44.96 | 14.4149 | 39.2 | 13.7939 | 48.2 | 17.0083 | 41 | 13.9357 | 41 | 14.551 | 39.92 | 13.4793 | 44.6 | 14.2797 | 1552 | #N/A | #N/A
| 46.04 | 16.2185 | 37.4 | 12.734 | 39.92 | 13.8127 | 40.1 | 13.4893 | 39.02 | 13.4316 | 53.96 | 20.0606 | 42.08 | 14.5194 | 60.08 | 22.3836 | 46.04 | 14.8664 | 37.4 | 13.3587 | 44.6 | 16.1456 | 39.2 | 13.5008 | 39.2 | 13.7874 | 39.02 | 13.105 | 48.2 | 15.1523 | 1553 | #N/A | #N/A
| 48.02 | 16.7024 | 37.4 | 12.734 | 39.2 | 13.7878 | 39.2 | 14.1425 | 39.2 | 13.1743 | 53.06 | 19.8483 | 42.08 | 14.5229 | 59 | 22.1274 | 46.04 | 15.0308 | 39.2 | 13.7939 | 46.4 | 16.5837 | 37.94 | 13.1831 | 39.2 | 13.4795 | 39.02 | 13.1047 | 48.2 | 15.4677 | 1554 | #N/A | #N/A
| 44.96 | 15.9667 | 37.04 | 12.5964 | 37.4 | 13.3525 | 37.4 | 13.3773 | 39.2 | 12.8718 | 51.8 | 19.6643 | 41 | 14.2622 | 57.02 | 21.9821 | 44.96 | 14.772 | 37.4 | 13.3587 | 44.6 | 16.1488 | 37.4 | 13.0658 | 37.4 | 12.72 | 39.2 | 12.8881 | 48.2 | 15.4693 | 1555 | #N/A | #N/A
| 44.06 | 15.7514 | 37.4 | 12.734 | 35.96 | 12.4788 | 37.4 | 13.0667 | 37.4 | 12.4373 | 48.2 | 18.3079 | 41 | 14.2622 | 55.4 | 21.6032 | 44.96 | 14.7756 | 37.4 | 13.0506 | 42.8 | 15.7194 | 37.94 | 12.9843 | 37.4 | 13.0445 | 37.4 | 12.4537 | 46.4 | 15.0384 | 1556 | #N/A | #N/A
| 44.06 | 15.9786 | 35.6 | 12.2992 | 35.6 | 12.6098 | 35.6 | 12.6282 | 37.4 | 12.4373 | 48.2 | 18.7898 | 41 | 14.4624 | 55.4 | 21.6032 | 44.06 | 14.5571 | 37.4 | 13.3587 | 42.8 | 15.7178 | 37.4 | 13.0658 | 37.4 | 13.3522 | 35.6 | 12.3227 | 42.8 | 14.1704 | 1557 | #N/A | #N/A
| 42.98 | 15.7171 | 35.6 | 12.2992 | 35.6 | 12.6098 | 35.6 | 12.116 | 35.6 | 12.3048 | 48.2 | 18.7898 | 41 | 14.4633 | 53.96 | 21.2516 | 44.06 | 14.758 | 37.4 | 13.3587 | 41 | 15.2829 | 37.04 | 13.1484 | 37.4 | 13.3522 | 37.4 | 12.4537 | 42.8 | 14.1704 | 1558 | #N/A | #N/A
| 42.98 | 15.4941 | 35.6 | 12.2992 | 37.04 | 12.9356 | 35.6 | 12.2997 | 35.6 | 12.3048 | 48.2 | 18.7898 | 41 | 14.4661 | 55.94 | 22.3814 | 42.08 | 14.2798 | 35.6 | 12.9235 | 42.8 | 15.7242 | 37.4 | 13.3751 | 37.4 | 13.3522 | 35.6 | 11.7383 | 42.8 | 14.1689 | 1559 | #N/A | #N/A
| 42.98 | 15.4925 | 35.96 | 12.008 | 37.04 | 12.7401 | 35.6 | 12.3008 | 35.6 | 12.3048 | 48.02 | 18.8991 | 41 | 14.2745 | 53.6 | 21.7456 | 37.94 | 13.0783 | 35.6 | 12.9235 | 41 | 15.2867 | 37.4 | 13.3751 | 37.4 | 13.0445 | 35.6 | 11.7383 | 42.8 | 14.1708 | 1560 | #N/A | #N/A
| 44.96 | 16.3937 | 37.04 | 12.2714 | 35.06 | 12.1055 | 34.88 | 11.7971 | 35.6 | 12.3048 | 48.2 | 18.7898 | 39.2 | 14.1225 | 55.4 | 22.184 | 35.96 | 12.5983 | 37.4 | 12.7255 | 42.8 | 15.7232 | 37.04 | 12.9693 | 37.4 | 13.3522 | 35.96 | 11.73 | 44.6 | 14.6079 | 1561 | #N/A | #N/A
| 44.96 | 16.3953 | 35.96 | 12.156 | 35.06 | 12.1055 | 34.88 | 11.6847 | 35.6 | 12.3048 | 48.2 | 19.3022 | 41 | 14.4721 | 55.4 | 22.184 | 35.06 | 12.3794 | 37.4 | 12.7255 | 42.8 | 16.1249 | 37.04 | 12.9701 | 37.4 | 13.3522 | 35.96 | 11.731 | 44.6 | 14.9439 | 1562 | #N/A | #N/A
| 44.06 | 16.1784 | 37.04 | 11.972 | 37.04 | 12.4046 | 34.88 | 11.6296 | 33.8 | 11.8701 | 48.2 | 18.3079 | 39.2 | 14.1225 | 51.8 | 20.1813 | 33.98 | 12.1182 | 37.4 | 12.7255 | 42.8 | 15.7259 | 37.4 | 13.0658 | 37.4 | 13.3522 | 35.6 | 11.4782 | 46.4 | 15.7002 | 1563 | #N/A | #N/A
| 44.06 | 16.1778 | 37.04 | 11.972 | 35.96 | 12.1445 | 34.88 | 11.5743 | 33.8 | 11.5683 | 48.02 | 18.3948 | 39.2 | 14.1225 | 51.8 | 20.1813 | 33.98 | 12.1166 | 37.4 | 12.7255 | 42.8 | 15.7264 | 35.6 | 12.6308 | 37.4 | 13.3522 | 35.96 | 11.5766 | 44.6 | 15.2641 | 1564 | #N/A | #N/A
| 42.98 | 15.723 | 37.4 | 12.1527 | 35.96 | 12.1445 | 33.8 | 11.2878 | 33.8 | 11.5683 | 48.92 | 18.917 | 39.02 | 14.1748 | 51.8 | 20.1813 | 51.8 | 18.8661 | 37.04 | 12.4161 | 42.8 | 15.7291 | 35.96 | 12.7152 | 37.4 | 13.3522 | 35.06 | 11.5151 | 44.6 | 15.2627 | 1565 | #N/A | #N/A
| 42.98 | 15.4967 | 35.96 | 12.017 | 35.96 | 12.1494 | 33.8 | 11.289 | 33.08 | 11.32 | 48.2 | 18.7898 | 37.4 | 13.6871 | 53.6 | 21.1652 | 50 | 17.9945 | 35.6 | 12.2908 | 41 | 15.2926 | 35.6 | 12.6308 | 35.6 | 13.2446 | 33.98 | 11.2561 | 44.6 | 15.6024 | 1566 | #N/A | #N/A
| 41 | 15.0142 | 33.8 | 11.5631 | 33.8 | 11.5505 | 33.98 | 11.1757 | 32 | 11.059 | 48.2 | 18.7898 | 39.02 | 14.1757 | 51.98 | 20.8669 | 46.04 | 15.5708 | 35.6 | 12.2908 | 42.8 | 15.727 | 35.6 | 12.6308 | 37.4 | 13.3522 | 33.98 | 11.2561 | 46.4 | 16.3976 | 1567 | #N/A | #N/A
| 42.98 | 15.3095 | 33.8 | 11.5631 | 33.98 | 11.6713 | 33.8 | 11.2896 | 32 | 10.8546 | 48.2 | 18.7898 | 39.02 | 14.1757 | 53.6 | 21.1652 | 44.96 | 14.9563 | 33.8 | 12.1806 | 42.8 | 15.7226 | 37.4 | 13.0658 | 37.4 | 13.3522 | 33.98 | 11.2552 | 46.4 | 16.0296 | 1568 | #N/A | #N/A
| 44.06 | 15.5694 | 33.8 | 11.5631 | 33.08 | 11.6338 | 32 | 10.8551 | 32 | 10.7595 | 48.2 | 18.7898 | 37.94 | 13.9149 | 53.06 | 21.4813 | 42.08 | 14.2567 | 33.08 | 11.7984 | 41 | 14.9111 | 35.6 | 12.3048 | 35.6 | 12.9169 | 33.8 | 11.0442 | 44.6 | 15.2492 | 1569 | #N/A | #N/A
| 44.06 | 15.5645 | 33.8 | 11.5631 | 33.8 | 11.8507 | 32 | 10.8525 | 32 | 10.6059 | 48.2 | 18.7898 | 37.94 | 13.7444 | 53.6 | 21.7456 | 39.02 | 13.5148 | 32 | 11.5371 | 39.2 | 14.4719 | 33.8 | 12.5048 | 37.4 | 13.68 | 33.8 | 11.0442 | 44.6 | 15.2456 | 1570 | #N/A | #N/A
| 53.06 | 17.9211 | 33.8 | 11.5631 | 32 | 11.1915 | 32 | 11.1309 | 33.08 | 10.8655 | 50 | 19.7399 | 39.02 | 14.1748 | 48.2 | 18.7933 | 42.98 | 14.6549 | 32 | 11.5367 | 46.4 | 16.5869 | 35.6 | 12.9399 | 37.4 | 13.68 | 33.8 | 11.304 | 44.6 | 14.9224 | 1571 | #N/A | #N/A
| 55.94 | 18.0538 | 33.8 | 11.5631 | 33.8 | 11.8507 | 32 | 11.4319 | 33.08 | 11.1519 | 44.6 | 16.9817 | 39.2 | 14.1225 | 42.8 | 15.7245 | 42.98 | 14.6519 | 32 | 11.4213 | 57.2 | 18.4715 | 35.6 | 12.9399 | 37.4 | 13.3522 | 33.08 | 11.3368 | 46.4 | 15.0175 | 1572 | #N/A | #N/A
| 59 | 18.5968 | 33.8 | 11.8645 | 33.8 | 11.8507 | 33.8 | 11.8662 | 33.8 | 11.2889 | 41 | 14.8826 | 39.02 | 14.1748 | 41 | 14.9143 | 46.04 | 15.5507 | 33.8 | 12.1806 | 60.8 | 19.0112 | 35.6 | 12.9399 | 37.4 | 13.68 | 33.08 | 11.3374 | 48.2 | 15.4507 | 1573 | #N/A | #N/A
| 60.98 | 18.9164 | 33.98 | 11.8652 | 33.08 | 11.9886 | 35.6 | 11.7214 | 33.8 | 11.5683 | 37.94 | 13.556 | 39.02 | 14.1748 | 39.92 | 14.4158 | 46.94 | 15.6089 | 33.8 | 12.1806 | 60.8 | 19.3399 | 35.6 | 12.9399 | 37.4 | 13.3522 | 35.96 | 11.865 | 51.8 | 16.3191 | 1574 | #N/A | #N/A
| 62.96 | 19.3954 | 33.08 | 11.6478 | 33.8 | 12.1748 | 35.6 | 11.7214 | 33.8 | 11.5683 | 37.4 | 13.3614 | 37.94 | 13.743 | 42.98 | 15.776 | 50 | 16.3516 | 33.8 | 11.856 | 60.8 | 19.6923 | 35.6 | 12.9399 | 35.6 | 12.9169 | 37.04 | 11.9915 | 53.6 | 16.7554 | 1575 | #N/A | #N/A
| 64.94 | 19.8783 | 33.8 | 11.8645 | 33.8 | 12.4821 | 35.6 | 12.0015 | 33.8 | 11.5683 | 39.02 | 13.4676 | 37.94 | 13.7439 | 42.8 | 14.9987 | 51.08 | 16.6129 | 33.8 | 12.1806 | 57.2 | 18.8245 | 35.6 | 12.9399 | 35.6 | 13.2446 | 35.6 | 12.0192 | 53.6 | 16.7569 | 1576 | #N/A | #N/A
| 66.02 | 19.9555 | 33.08 | 11.6486 | 33.08 | 11.9886 | 35.6 | 12.6302 | 33.8 | 11.5683 | 37.4 | 12.7279 | 37.4 | 13.3587 | 39.92 | 12.9968 | 51.08 | 16.4282 | 33.8 | 12.1806 | 57.2 | 18.825 | 35.06 | 12.6829 | 35.6 | 13.2446 | 35.6 | 12.0192 | 55.4 | 16.8784 | 1577 | #N/A | #N/A
| 64.04 | 19.1161 | 32 | 11.1286 | 32 | 11.5305 | 34.52 | 12.4898 | 33.8 | 11.5683 | 39.2 | 12.5819 | 35.06 | 12.6907 | 39.2 | 12.325 | 53.06 | 16.7076 | 33.8 | 11.856 | 57.2 | 18.824 | 33.8 | 12.1959 | 35.6 | 12.9169 | 37.4 | 12.4537 | 55.4 | 16.8781 | 1578 | #N/A | #N/A
| 62.96 | 18.856 | 33.8 | 11.5631 | 30.2 | 10.9812 | 33.8 | 12.1945 | 33.8 | 11.8701 | 39.02 | 11.9105 | 33.8 | 12.1806 | 39.02 | 11.6808 | 51.98 | 16.6522 | 33.8 | 12.1806 | 53.6 | 17.9522 | 33.08 | 12.0205 | 35.6 | 12.9169 | 35.6 | 12.0192 | 55.4 | 16.8813 | 1579 | #N/A | #N/A
| 55.04 | 18.0095 | 32 | 11.1286 | 30.92 | 11.1122 | 33.8 | 12.5015 | 33.8 | 11.5683 | 37.94 | 11.5381 | 35.06 | 12.8479 | 37.94 | 11.3185 | 44.96 | 15.304 | 33.8 | 11.856 | 44.6 | 15.7764 | 33.8 | 12.1959 | 35.6 | 13.2446 | 35.6 | 12.3227 | 53.6 | 16.1573 | 1580 | #N/A | #N/A
| 51.08 | 17.2615 | 32 | 11.1286 | 30.2 | 10.6814 | 33.8 | 12.1924 | 33.8 | 11.5683 | 35.06 | 10.7159 | 35.6 | 13.2516 | 37.04 | 11.0968 | 42.08 | 15.3873 | 33.8 | 11.856 | 41 | 14.9061 | 33.8 | 12.1959 | 37.4 | 13.68 | 35.6 | 12.3227 | 51.8 | 15.7224 | 1581 | #N/A | #N/A
| 50 | 17.1828 | 32 | 11.1286 | 30.02 | 10.7131 | 32 | 11.7568 | 33.8 | 11.5683 | 35.06 | 10.7121 | 37.04 | 13.5169 | 35.96 | 10.8323 | 44.06 | 16.3011 | 32 | 11.1979 | 42.8 | 15.3407 | 33.8 | 12.5048 | 35.6 | 12.9169 | 33.8 | 11.888 | 51.8 | 15.7269 | 1582 | #N/A | #N/A
| 50 | 17.1849 | 32 | 10.8498 | 30.02 | 10.7131 | 33.26 | 12.1531 | 33.08 | 11.0207 | 33.98 | 10.4473 | 37.04 | 13.6866 | 33.98 | 10.2389 | 42.98 | 16.0499 | 32 | 11.1208 | 42.8 | 15.3397 | 33.98 | 12.2364 | 35.6 | 12.9169 | 33.8 | 11.888 | 51.8 | 16.0228 | 1583 | #N/A | #N/A
| 44.06 | 15.5709 | 33.8 | 11.2841 | 30.92 | 10.9321 | 33.8 | 12.1932 | 33.08 | 11.1548 | 33.08 | 10.1282 | 37.4 | 13.6871 | 33.08 | 10.0178 | 44.96 | 16.791 | 30.2 | 10.9865 | 42.8 | 15.3473 | 33.98 | 12.238 | 35.6 | 13.2446 | 33.8 | 12.2154 | 48.2 | 16.8312 | 1584 | #N/A | #N/A
| 46.04 | 16.2323 | 33.8 | 11.5631 | 30.2 | 10.6814 | 33.08 | 12.0217 | 33.08 | 11.1564 | 30.92 | 9.6044 | 37.4 | 13.6871 | 30.92 | 9.4051 | 46.94 | 17.5351 | 30.2 | 10.6863 | 41 | 14.9131 | 33.8 | 12.1959 | 35.6 | 12.9169 | 33.8 | 11.888 | 48.2 | 16.8433 | 1585 | #N/A | #N/A
| 44.06 | 15.7633 | 33.8 | 11.5631 | 30.92 | 11.1143 | 32.72 | 11.9359 | 33.8 | 11.2889 | 30.02 | 9.2745 | 37.94 | 13.736 | 30.02 | 9.1872 | 48.02 | 18.0291 | 30.2 | 10.9865 | 42.8 | 15.7318 | 33.8 | 12.1959 | 35.6 | 12.9169 | 33.8 | 11.888 | 48.2 | 17.6585 | 1586 | #N/A | #N/A
| 46.04 | 16.4776 | 32 | 11.1286 | 30.02 | 10.7183 | 32 | 11.7628 | 32 | 11.1338 | 30.02 | 9.1859 | 37.4 | 13.6871 | 28.94 | 9.0148 | 48.02 | 18.0421 | 30.92 | 11.1233 | 42.8 | 15.7406 | 33.8 | 12.1959 | 35.6 | 12.9169 | 33.08 | 11.6697 | 48.2 | 18.5809 | 1587 | #N/A | #N/A
| 46.04 | 16.4841 | 32 | 11.1286 | 28.94 | 10.4586 | 32 | 11.7636 | 32 | 11.1338 | 28.94 | 9.0111 | 37.4 | 13.6871 | 28.94 | 9.0128 | 46.04 | 17.3467 | 30.92 | 11.1251 | 44.6 | 16.1825 | 33.8 | 11.8701 | 35.6 | 12.9169 | 33.8 | 11.888 | 48.2 | 18.5956 | 1588 | #N/A | #N/A
| 44.96 | 16.2318 | 30.92 | 10.6408 | 28.94 | 10.4586 | 32 | 11.7636 | 30.2 | 10.6993 | 28.04 | 8.7926 | 37.4 | 13.6871 | 28.94 | 9.0104 | 46.94 | 18.0604 | 30.2 | 10.9865 | 42.8 | 16.1559 | 33.08 | 12.0274 | 35.6 | 12.6095 | 32 | 11.41 | 50 | 19.0411 | 1589 | #N/A | #N/A
| 46.04 | 16.9427 | 30.2 | 10.4155 | 28.4 | 10.2468 | 32 | 11.4412 | 30.2 | 10.6993 | 26.96 | 8.5319 | 35.96 | 13.0669 | 28.04 | 8.7922 | 44.6 | 17.1212 | 30.2 | 10.6863 | 42.8 | 16.1648 | 33.8 | 12.1959 | 33.8 | 12.1745 | 32 | 11.1504 | 55.4 | 20.8636 | 1590 | #N/A | #N/A
| 44.96 | 16.688 | 30.2 | 10.4155 | 28.4 | 10.2468 | 32 | 11.4423 | 30.2 | 10.4203 | 28.04 | 8.7019 | 35.96 | 13.0673 | 26.96 | 8.5309 | 42.8 | 16.2509 | 30.2 | 10.6863 | 42.8 | 16.6034 | 33.08 | 12.0286 | 33.8 | 12.1745 | 32 | 11.1504 | 53.6 | 20.4187 | 1591 | #N/A | #N/A
| 51.98 | 19.1374 | 30.2 | 10.4155 | 28.94 | 10.3181 | 32 | 11.4431 | 30.2 | 10.4203 | 24.98 | 7.9627 | 35.96 | 13.0673 | 26.06 | 8.3121 | 44.6 | 17.1212 | 30.2 | 10.6863 | 44.6 | 16.6134 | 33.08 | 12.0278 | 33.8 | 12.1745 | 32 | 11.4534 | 51.8 | 19.9852 | 1592 | #N/A | #N/A
| 50 | 18.3838 | 30.2 | 10.4155 | 28.4 | 10.2468 | 32 | 11.4446 | 30.2 | 10.4203 | 26.96 | 8.3374 | 35.96 | 13.0677 | 26.06 | 8.2227 | 42.8 | 16.2509 | 30.2 | 10.6863 | 44.6 | 17.0419 | 33.08 | 12.0278 | 33.8 | 12.1745 | 32 | 11.4534 | 51.8 | 19.9708 | 1593 | #N/A | #N/A
| 51.08 | 18.9136 | 30.2 | 10.4155 | 28.04 | 10.0989 | 30.2 | 11.0091 | 30.2 | 10.4203 | 26.96 | 8.5246 | 37.04 | 13.5257 | 26.06 | 8.3081 | 39.92 | 14.8848 | 30.02 | 10.7282 | 44.6 | 17.0406 | 33.8 | 12.1959 | 33.8 | 12.4817 | 32 | 11.1504 | 51.8 | 19.9579 | 1594 | #N/A | #N/A
| 46.4 | 16.5917 | 30.02 | 10.4233 | 28.04 | 10.0989 | 32 | 11.4415 | 30.02 | 10.4222 | 30.92 | 9.6833 | 37.04 | 13.5244 | 30.02 | 9.0707 | 41 | 15.1407 | 30.2 | 10.6863 | 44.6 | 16.6057 | 33.08 | 12.0258 | 33.8 | 12.1745 | 32 | 11.1504 | 48.2 | 18.1015 | 1595 | #N/A | #N/A
| 44.96 | 16.228 | 30.02 | 10.2897 | 28.04 | 9.9324 | 32 | 11.4401 | 30.02 | 10.4212 | 33.98 | 10.5392 | 37.94 | 13.9111 | 33.08 | 9.995 | 41 | 15.1365 | 30.02 | 10.5823 | 48.2 | 17.8966 | 33.08 | 12.0242 | 33.8 | 12.4817 | 32 | 11.1504 | 48.2 | 17.637 | 1596 | #N/A | #N/A
| 48.02 | 17.1597 | 30.02 | 10.4215 | 28.04 | 9.9314 | 32 | 11.4405 | 30.92 | 10.6365 | 35.96 | 11.1203 | 37.04 | 13.5216 | 37.04 | 10.9475 | 42.8 | 15.8432 | 30.92 | 10.7976 | 46.4 | 16.6245 | 33.08 | 11.6652 | 33.8 | 12.1745 | 33.08 | 11.4891 | 46.4 | 16.793 | 1597 | #N/A | #N/A
| 51.08 | 17.7005 | 30.2 | 10.4155 | 28.04 | 9.9314 | 33.8 | 11.8733 | 30.92 | 10.8037 | 39.02 | 11.9883 | 37.04 | 13.5216 | 39.92 | 11.5523 | 46.4 | 16.7145 | 30.2 | 10.6863 | 46.4 | 16.6201 | 33.8 | 11.8701 | 33.8 | 12.1745 | 33.8 | 11.888 | 48.2 | 16.8346 | 1598 | #N/A | #N/A
| 53.06 | 17.949 | 30.92 | 10.8036 | 28.4 | 9.9695 | 33.8 | 11.8733 | 32 | 11.2081 | 41 | 12.6046 | 37.4 | 13.6871 | 42.08 | 12.0728 | 48.02 | 16.8306 | 30.92 | 10.9392 | 53.6 | 18.359 | 33.8 | 11.8701 | 33.8 | 12.4817 | 35.96 | 12.0372 | 50 | 16.9093 | 1599 | #N/A | #N/A
| 53.06 | 17.7672 | 30.2 | 10.6941 | 28.4 | 10.2468 | 35.6 | 12.3068 | 32 | 11.1338 | 41 | 12.4677 | 37.4 | 13.6871 | 44.96 | 12.8561 | 50 | 17.3122 | 32 | 11.3823 | 55.4 | 18.4173 | 33.8 | 11.8701 | 33.8 | 12.1745 | 37.04 | 12.13 | 53.6 | 17.438 | 1600 | #N/A | #N/A
| 53.06 | 17.7646 | 33.8 | 11.2841 | 30.02 | 10.7166 | 37.4 | 12.1553 | 37.4 | 11.8985 | 41 | 12.7267 | 37.4 | 13.6871 | 46.04 | 13.1168 | 51.98 | 17.6074 | 33.08 | 11.7988 | 51.8 | 17.5439 | 33.98 | 12.0392 | 35.6 | 12.9169 | 39.02 | 12.4722 | 51.8 | 17.0027 | 1601 | #N/A | #N/A
| 51.08 | 17.0709 | 39.92 | 12.2555 | 33.8 | 11.5505 | 37.22 | 12.033 | 41 | 12.5159 | 39.92 | 12.3442 | 37.4 | 13.6871 | 44.96 | 12.7673 | 51.08 | 16.7968 | 33.8 | 11.856 | 53.6 | 17.9785 | 33.8 | 11.8701 | 35.6 | 12.9169 | 39.92 | 12.5321 | 51.8 | 16.6801 | 1602 | #N/A | #N/A
| 51.98 | 16.9196 | 41 | 12.3803 | 35.6 | 11.7068 | 37.94 | 12.1282 | 42.08 | 12.7746 | 39.02 | 12.2456 | 37.4 | 13.6871 | 42.08 | 11.3601 | 50 | 16.7341 | 35.6 | 12.2908 | 42.8 | 15.3589 | 33.98 | 12.0334 | 35.6 | 13.2446 | 39.92 | 12.4078 | 51.8 | 16.6771 | 1603 | #N/A | #N/A
| 46.94 | 16.0611 | 42.08 | 12.6386 | 37.04 | 12.0967 | 38.66 | 12.2727 | 42.08 | 12.9132 | 37.04 | 11.7661 | 37.94 | 13.8995 | 39.02 | 10.9704 | 48.02 | 16.0528 | 35.6 | 12.6156 | 42.8 | 15.3563 | 35.6 | 12.3048 | 37.4 | 13.68 | 39.92 | 12.405 | 50 | 15.9001 | 1604 | #N/A | #N/A
| 44.06 | 15.7524 | 42.98 | 12.8537 | 39.92 | 12.501 | 39.56 | 12.4122 | 42.98 | 13.1285 | 33.98 | 11.0267 | 39.2 | 14.1225 | 35.06 | 10.3788 | 42.98 | 14.8323 | 41 | 12.7559 | 41 | 14.9167 | 35.6 | 12.9399 | 37.4 | 13.3522 | 39.92 | 12.6804 | 48.2 | 15.4646 | 1605 | #N/A | #N/A
| 44.06 | 15.7493 | 42.98 | 12.7453 | 41 | 12.6382 | 39.92 | 12.472 | 42.98 | 12.852 | 32 | 10.29 | 41 | 14.2291 | 33.08 | 10.42 | 39.92 | 14.0915 | 39.92 | 12.5051 | 39.2 | 14.4765 | 39.02 | 14.1473 | 39.2 | 14.1155 | 39.92 | 12.6776 | 46.4 | 15.3654 | 1606 | #N/A | #N/A
| 44.96 | 15.9667 | 42.98 | 12.5226 | 41 | 12.6382 | 39.56 | 12.3586 | 42.08 | 12.4037 | 32 | 10.1587 | 41 | 14.1032 | 32 | 10.1597 | 39.02 | 13.7133 | 39.02 | 12.2869 | 39.2 | 14.4765 | 39.92 | 14.7537 | 42.8 | 14.0243 | 39.92 | 12.3986 | 46.4 | 15.0283 | 1607 | #N/A | #N/A
| 44.06 | 15.7468 | 42.08 | 12.3047 | 41 | 12.2558 | 38.3 | 12.005 | 41 | 12.1419 | 30.92 | 9.8984 | 42.08 | 14.1777 | 30.92 | 9.8992 | 37.94 | 13.6135 | 39.92 | 12.2403 | 39.2 | 14.4744 | 39.92 | 12.9712 | 42.8 | 13.7229 | 39.02 | 12.0392 | 46.4 | 15.0279 | 1608 | #N/A | #N/A
| 44.96 | 16.1918 | 41 | 12.0432 | 39.02 | 11.8836 | 37.58 | 11.7591 | 39.92 | 11.8806 | 30.02 | 9.6808 | 41 | 14.0978 | 28.94 | 9.4215 | 37.04 | 13.3979 | 39.92 | 11.9982 | 41 | 14.9136 | 39.92 | 12.9702 | 41 | 13.5895 | 39.02 | 12.0379 | 44.6 | 14.5928 | 1609 | #N/A | #N/A
| 44.06 | 15.7473 | 39.92 | 11.7826 | 39.02 | 11.8836 | 37.04 | 11.6058 | 39.02 | 11.6638 | 30.02 | 9.8121 | 41 | 14.0978 | 28.04 | 9.2039 | 39.02 | 13.8794 | 37.94 | 11.6271 | 44.6 | 16.5713 | 39.92 | 12.6686 | 41 | 13.2884 | 37.94 | 11.6435 | 42.8 | 13.8477 | 1610 | #N/A | #N/A
| 44.06 | 15.7488 | 37.94 | 11.1935 | 37.04 | 11.2996 | 36.32 | 11.3858 | 39.02 | 11.5659 | 30.02 | 9.8109 | 39.92 | 13.4523 | 26.96 | 8.9429 | 37.04 | 13.6043 | 37.94 | 11.5208 | 41 | 14.9245 | 39.02 | 12.5846 | 39.2 | 12.5752 | 35.06 | 10.9489 | 41 | 13.1233 | 1611 | #N/A | #N/A
| 42.98 | 15.7128 | 37.04 | 11.088 | 37.04 | 11.2987 | 36.14 | 11.3411 | 37.94 | 11.3051 | 30.92 | 10.1658 | 39.2 | 13.1603 | 28.04 | 9.3341 | 39.92 | 13.7515 | 35.96 | 11.0427 | 39.2 | 14.4888 | 37.94 | 12.3221 | 39.2 | 12.8538 | 35.06 | 10.9484 | 39.2 | 12.9783 | 1612 | #N/A | #N/A
| 42.98 | 15.716 | 37.04 | 11.0882 | 37.04 | 11.2987 | 35.6 | 11.1663 | 37.04 | 10.9756 | 30.92 | 10.1661 | 37.94 | 13.1712 | 26.96 | 8.9431 | 37.94 | 12.9123 | 35.06 | 10.7036 | 41 | 14.9172 | 37.94 | 12.3227 | 37.4 | 12.72 | 33.98 | 10.5818 | 37.4 | 12.5477 | 1613 | #N/A | #N/A
| 42.98 | 15.7192 | 35.96 | 10.8283 | 35.06 | 10.822 | 35.24 | 10.9913 | 33.98 | 10.1498 | 32 | 10.5478 | 37.94 | 13.1708 | 28.04 | 9.3359 | 35.96 | 12.8009 | 35.06 | 10.7036 | 41 | 15.2921 | 37.04 | 12.1059 | 37.4 | 12.4193 | 32 | 10.2122 | 35.6 | 12.4289 | 1614 | #N/A | #N/A
| 42.08 | 15.6992 | 35.06 | 10.6111 | 33.08 | 10.2222 | 32.54 | 10.2544 | 35.06 | 10.4096 | 33.98 | 11.0253 | 37.94 | 13.1684 | 26.06 | 8.7276 | 35.96 | 12.6026 | 33.98 | 10.4432 | 39.2 | 14.8638 | 35.96 | 11.844 | 37.4 | 12.72 | 30.92 | 9.9517 | 33.8 | 12.3306 | 1615 | #N/A | #N/A
| 42.8 | 15.7198 | 33.08 | 10.2302 | 33.08 | 10.2222 | 34.52 | 10.7945 | 33.08 | 9.9313 | 33.98 | 11.1728 | 37.94 | 13.1684 | 28.04 | 9.3334 | 35.96 | 12.8042 | 33.08 | 10.1274 | 41 | 15.6989 | 35.06 | 11.4922 | 37.4 | 12.72 | 30.92 | 9.8429 | 33.8 | 11.9946 | 1616 | #N/A | #N/A
| 42.8 | 15.7198 | 33.08 | 10.1311 | 30.92 | 9.6986 | 33.98 | 10.6198 | 32 | 9.6699 | 33.08 | 10.9545 | 37.94 | 12.9656 | 26.06 | 8.7245 | 35.6 | 12.7101 | 32 | 9.8658 | 39.2 | 14.8635 | 35.06 | 11.6224 | 35.6 | 12.2852 | 28.04 | 9.1473 | 32 | 11.5602 | 1617 | #N/A | #N/A
| 39.2 | 14.1237 | 33.08 | 10.2274 | 32 | 10.0786 | 33.8 | 10.5535 | 32 | 9.6685 | 35.06 | 11.5607 | 37.94 | 12.963 | 30.02 | 10.0656 | 35.6 | 12.3777 | 33.98 | 10.4385 | 39.2 | 14.8692 | 35.6 | 11.7232 | 35.6 | 12.2852 | 28.04 | 9.0234 | 30.2 | 11.1259 | 1618 | #N/A | #N/A
| 39.92 | 14.366 | 35.96 | 11.1486 | 32 | 10.0786 | 36.32 | 11.2244 | 35.06 | 10.494 | 37.94 | 12.4174 | 37.94 | 12.9584 | 35.96 | 11.9386 | 35.06 | 12.0364 | 35.96 | 11.0351 | 39.2 | 14.4888 | 35.96 | 12.0011 | 35.6 | 12.2852 | 33.98 | 10.8173 | 30.2 | 11.1259 | 1619 | #N/A | #N/A
| 39.2 | 14.1237 | 37.04 | 11.6816 | 35.96 | 11.6812 | 38.48 | 11.7888 | 37.94 | 11.2992 | 37.4 | 12.4266 | 39.02 | 13.2177 | 39.02 | 12.3848 | 33.98 | 11.7747 | 37.04 | 11.674 | 39.2 | 14.4888 | 35.96 | 11.9998 | 35.6 | 12.2852 | 39.02 | 12.1731 | 30.2 | 11.1259 | 1620 | #N/A | #N/A
| 39.2 | 14.1237 | 37.04 | 11.801 | 37.04 | 12.0721 | 41.36 | 12.4599 | 41 | 12.0361 | 39.92 | 12.7321 | 39.92 | 13.434 | 42.08 | 13.1224 | 33.98 | 11.7739 | 37.94 | 12.1632 | 37.4 | 13.7018 | 35.96 | 11.9981 | 35.6 | 12.2852 | 42.98 | 12.622 | 30.2 | 11.1259 | 1621 | #N/A | #N/A
| 39.2 | 14.1237 | 37.94 | 11.8959 | 37.04 | 12.0721 | 44.06 | 13.0032 | 42.08 | 12.7563 | 41 | 13.0163 | 39.92 | 13.434 | 39.92 | 12.4487 | 33.98 | 11.7707 | 39.02 | 12.4228 | 37.4 | 13.7018 | 37.04 | 12.2588 | 37.4 | 12.72 | 46.94 | 13.576 | 30.2 | 11.1292 | 1622 | #N/A | #N/A
| 39.2 | 14.1237 | 37.94 | 11.8953 | 37.94 | 12.1562 | 48.02 | 14.022 | 42.98 | 13.1128 | 41 | 12.9909 | 39.92 | 13.6272 | 39.2 | 12.325 | 33.8 | 11.6355 | 39.92 | 12.4874 | 37.4 | 14.0531 | 37.04 | 12.2568 | 37.4 | 12.72 | 50 | 14.3138 | 30.2 | 11.1259 | 1623 | #N/A | #N/A
| 39.2 | 14.1237 | 39.02 | 12.2779 | 37.04 | 12.2366 | 52.16 | 14.794 | 44.96 | 13.591 | 42.8 | 13.7302 | 39.92 | 13.6272 | 42.08 | 13.1259 | 33.8 | 11.9432 | 39.92 | 12.7725 | 37.4 | 13.7018 | 35.96 | 12.1398 | 37.4 | 12.72 | 51.98 | 14.4898 | 30.2 | 11.1259 | 1624 | #N/A | #N/A
| 39.2 | 14.1237 | 39.02 | 12.4303 | 37.04 | 12.2366 | 55.4 | 15.4222 | 44.96 | 13.7142 | 39.92 | 12.7343 | 39.92 | 13.6252 | 42.08 | 13.1253 | 35.96 | 12.2396 | 39.92 | 12.9388 | 37.4 | 13.7238 | 37.04 | 12.2565 | 37.4 | 12.72 | 55.04 | 15.0411 | 30.2 | 11.1259 | 1625 | #N/A | #N/A
| 37.04 | 13.1483 | 39.02 | 12.4303 | 37.04 | 12.3805 | 57.38 | 15.5875 | 44.96 | 13.8665 | 37.94 | 12.2574 | 39.02 | 13.4058 | 39.92 | 12.6054 | 37.04 | 12.4959 | 39.92 | 12.7731 | 33.8 | 12.5021 | 37.4 | 12.4373 | 37.4 | 12.4193 | 55.94 | 15.0725 | 30.2 | 11.1259 | 1626 | #N/A | #N/A
| 37.4 | 13.3598 | 39.02 | 12.5628 | 37.04 | 12.3794 | 57.56 | 15.4027 | 42.98 | 13.5208 | 37.94 | 12.259 | 39.02 | 13.405 | 39.2 | 12.5835 | 37.4 | 12.5041 | 39.02 | 12.8648 | 33.8 | 12.1935 | 37.04 | 12.2552 | 37.4 | 12.72 | 57.02 | 15.0353 | 28.4 | 10.3803 | 1627 | #N/A | #N/A
| 35.06 | 12.475 | 39.02 | 12.4282 | 37.04 | 12.3794 | 55.94 | 14.9288 | 42.08 | 13.1682 | 35.96 | 11.6492 | 39.02 | 13.405 | 37.94 | 11.9776 | 35.6 | 12.0698 | 37.94 | 12.6009 | 33.8 | 12.1935 | 37.04 | 12.3977 | 37.4 | 12.72 | 55.94 | 14.8506 | 28.4 | 10.0921 | 1628 | #N/A | #N/A
| 35.6 | 12.6166 | 35.96 | 11.8197 | 35.96 | 12.1139 | 48.74 | 13.2931 | 39.02 | 12.56 | 35.96 | 11.7806 | 37.4 | 13.0506 | 37.4 | 11.8909 | 35.06 | 12.1898 | 35.96 | 12.1202 | 35.6 | 12.9373 | 35.06 | 11.7733 | 37.4 | 12.72 | 51.98 | 13.9629 | 28.4 | 10.0706 | 1629 | #N/A | #N/A
| 35.6 | 12.9246 | 33.08 | 11.1236 | 35.06 | 11.8956 | 43.52 | 12.1999 | 35.96 | 11.8198 | 35.96 | 11.7788 | 37.94 | 13.1361 | 35.96 | 11.6498 | 35.06 | 12.1849 | 33.08 | 11.4238 | 33.8 | 12.1935 | 33.98 | 11.5107 | 37.4 | 12.72 | 42.98 | 12.5225 | 28.4 | 10.0921 | 1630 | #N/A | #N/A
| 37.4 | 13.3598 | 30.92 | 10.47 | 35.06 | 11.8956 | 41 | 11.9488 | 33.08 | 10.9923 | 35.6 | 11.992 | 37.94 | 13.3151 | 35.96 | 11.651 | 35.6 | 12.0698 | 28.04 | 9.899 | 35.6 | 12.9373 | 35.06 | 11.916 | 37.4 | 12.72 | 37.94 | 10.7365 | 28.4 | 10.0921 | 1631 | #N/A | #N/A
| 37.4 | 13.3598 | 28.94 | 9.8401 | 33.98 | 11.6328 | 42.62 | 12.3562 | 32 | 10.8619 | 35.6 | 11.992 | 37.94 | 13.3146 | 35.6 | 11.7148 | 33.98 | 12.0762 | 26.06 | 9.1378 | 33.8 | 12.1935 | 35.96 | 12.3128 | 37.4 | 12.72 | 33.08 | 10.3562 | 28.4 | 10.0597 | 1632 | #N/A | #N/A
| 37.4 | 13.3598 | 28.94 | 9.8378 | 35.06 | 11.8915 | 39.92 | 12.4547 | 32 | 10.8609 | 35.96 | 12.0902 | 37.94 | 13.1337 | 37.04 | 12.0446 | 33.8 | 12.2753 | 26.96 | 9.5042 | 37.4 | 13.3725 | 35.96 | 12.311 | 37.4 | 12.72 | 32 | 9.9726 | 28.4 | 10.0575 | 1633 | #N/A | #N/A
| 35.6 | 12.2917 | 26.96 | 9.2413 | 35.06 | 11.8915 | 37.4 | 12.022 | 28.94 | 9.8402 | 37.04 | 12.3509 | 37.94 | 13.1337 | 37.04 | 12.2083 | 33.8 | 11.9432 | 23 | 8.0095 | 37.4 | 13.3346 | 35.06 | 12.0944 | 37.4 | 12.72 | 30.92 | 9.9398 | 28.4 | 10.0546 | 1634 | #N/A | #N/A
| 35.6 | 12.2917 | 26.96 | 9.2402 | 33.08 | 11.2713 | 27.5 | 9.3607 | 28.94 | 9.8394 | 37.04 | 12.3509 | 37.94 | 13.1325 | 37.04 | 12.3509 | 32 | 11.5086 | 24.8 | 8.6113 | 37.4 | 13.3725 | 35.96 | 12.311 | 37.4 | 13.3522 | 28.04 | 9.0162 | 28.4 | 10.0546 | 1635 | #N/A | #N/A
| 37.4 | 12.7265 | 28.04 | 9.6202 | 32 | 11.009 | 22.82 | 7.9831 | 28.04 | 9.4999 | 37.04 | 12.5294 | 39.02 | 13.5724 | 37.94 | 12.5689 | 32 | 11.4283 | 23 | 7.958 | 37.4 | 13.3725 | 35.96 | 12.3096 | 37.4 | 13.0445 | 28.94 | 9.5936 | 28.4 | 9.7904 | 1636 | #N/A | #N/A
| 35.6 | 11.9908 | 24.98 | 8.6229 | 32 | 11.009 | 24.8 | 8.5695 | 26.6 | 9.0554 | 37.4 | 12.7279 | 39.02 | 13.3919 | 37.4 | 12.4283 | 32 | 11.4283 | 24.08 | 8.3991 | 37.4 | 13.0206 | 37.4 | 12.7395 | 37.4 | 13.0445 | 26.96 | 8.9823 | 28.4 | 9.7887 | 1637 | #N/A | #N/A
| 35.6 | 11.9908 | 26.6 | 9.2894 | 32 | 11.1159 | 23.72 | 8.3557 | 26.6 | 8.8349 | 37.04 | 12.6923 | 37.94 | 13.1309 | 37.94 | 12.7602 | 32 | 11.4294 | 23 | 7.958 | 35.6 | 12.2637 | 37.04 | 12.3912 | 37.4 | 12.72 | 26.06 | 8.6605 | 28.4 | 9.7884 | 1638 | #N/A | #N/A
| 35.96 | 12.1228 | 26.96 | 9.2383 | 30.2 | 10.4038 | 24.8 | 8.7561 | 24.08 | 8.1693 | 37.04 | 12.6964 | 39.02 | 13.3911 | 37.94 | 12.9146 | 32 | 11.5086 | 24.8 | 8.6113 | 35.6 | 12.2589 | 37.04 | 12.3892 | 37.4 | 12.72 | 24.98 | 8.3998 | 26.6 | 9.3525 | 1639 | #N/A | #N/A
| 35.06 | 11.9031 | 26.06 | 8.8827 | 30.92 | 10.5836 | 23.18 | 8.1124 | 24.8 | 8.1976 | 37.94 | 13.1137 | 39.02 | 13.3911 | 37.4 | 12.7297 | 32 | 11.5086 | 24.8 | 8.6113 | 35.6 | 12.256 | 37.04 | 12.3885 | 37.4 | 12.72 | 26.06 | 8.7649 | 28.4 | 9.7849 | 1640 | #N/A | #N/A
| 30.92 | 10.7581 | 26.6 | 9.0513 | 30.02 | 10.2348 | 22.1 | 7.7856 | 23 | 7.7873 | 37.4 | 13.3614 | 37.94 | 13.1254 | 37.94 | 13.1142 | 32 | 11.5086 | 23 | 7.9015 | 35.6 | 12.2534 | 37.04 | 12.2436 | 37.4 | 12.72 | 24.08 | 8.1806 | 28.4 | 9.7837 | 1641 | #N/A | #N/A
| 32 | 11.3401 | 28.04 | 9.6174 | 28.4 | 9.7128 | 22.64 | 7.9589 | 23 | 7.764 | 39.02 | 13.7093 | 39.02 | 13.3872 | 39.2 | 13.7988 | 32 | 11.5086 | 21.2 | 7.5242 | 37.4 | 12.6863 | 37.04 | 12.2426 | 35.6 | 12.2852 | 24.98 | 8.3968 | 28.4 | 9.7811 | 1642 | #N/A | #N/A
| 39.92 | 13.4071 | 30.92 | 10.5931 | 32 | 11.006 | 29.48 | 10.3712 | 26.96 | 9.236 | 41 | 14.3803 | 39.92 | 13.6023 | 41 | 14.1885 | 33.08 | 11.6798 | 28.94 | 10.2712 | 39.2 | 13.1188 | 37.04 | 12.3847 | 37.4 | 12.4193 | 32 | 10.5878 | 30.2 | 10.4763 | 1643 | #N/A | #N/A
| 39.2 | 13.1612 | 35.06 | 12.0792 | 35.06 | 12.064 | 35.24 | 11.8735 | 26.6 | 9.2939 | 42.98 | 14.8605 | 41 | 13.8621 | 42.98 | 14.861 | 33.98 | 12.0562 | 35.06 | 12.2258 | 39.2 | 13.8077 | 37.04 | 12.24 | 37.4 | 12.72 | 37.94 | 12.0198 | 33.8 | 10.6142 | 1644 | #N/A | #N/A
| 42.8 | 14.0307 | 37.94 | 12.775 | 37.04 | 12.5415 | 40.28 | 13.0632 | 37.04 | 12.5585 | 46.4 | 15.8673 | 39.92 | 13.6003 | 42.8 | 14.9987 | 35.6 | 12.3777 | 37.94 | 12.7651 | 41 | 14.2429 | 37.04 | 12.3827 | 37.4 | 12.72 | 39.92 | 12.9502 | 35.6 | 11.516 | 1645 | #N/A | #N/A
| 44.6 | 14.7916 | 37.94 | 12.5961 | 37.04 | 12.5415 | 42.98 | 13.8042 | 39.02 | 12.7143 | 46.4 | 15.8673 | 39.92 | 13.6003 | 46.04 | 15.7761 | 37.94 | 12.855 | 37.94 | 12.7661 | 42.8 | 13.9874 | 37.94 | 12.5996 | 37.4 | 12.72 | 42.98 | 13.6916 | 37.4 | 11.7045 | 1646 | #N/A | #N/A
| 44.96 | 14.1406 | 39.02 | 12.7142 | 37.04 | 12.3644 | 45.5 | 14.3547 | 42.8 | 13.7408 | 46.4 | 16.2189 | 42.08 | 13.9257 | 44.96 | 15.5158 | 39.2 | 13.2467 | 39.02 | 12.849 | 44.6 | 14.7409 | 37.94 | 12.6006 | 39.2 | 13.1547 | 44.06 | 13.9523 | 39.2 | 12.1376 | 1647 | #N/A | #N/A
| 44.6 | 13.8837 | 37.4 | 12.4322 | 37.04 | 12.3665 | 48.74 | 15.2275 | 42.98 | 13.6739 | 44.06 | 15.5091 | 41 | 13.8624 | 44.6 | 15.7857 | 39.2 | 13.2467 | 39.2 | 12.859 | 44.6 | 13.845 | 37.94 | 12.783 | 39.2 | 13.1547 | 46.94 | 14.6506 | 37.4 | 11.9501 | 1648 | #N/A | #N/A
| 46.04 | 14.726 | 37.94 | 12.5998 | 37.04 | 12.3665 | 51.8 | 15.9393 | 44.06 | 13.9369 | 46.94 | 16.3916 | 41 | 13.6681 | 46.94 | 16.3911 | 39.2 | 13.5795 | 41 | 13.5108 | 44.6 | 13.8453 | 39.02 | 13.0442 | 39.2 | 13.1547 | 48.92 | 15.2761 | 39.2 | 12.3859 | 1649 | #N/A | #N/A
| 42.98 | 14.144 | 37.94 | 12.6016 | 37.4 | 12.4196 | 52.88 | 16.2604 | 44.06 | 14.0821 | 48.2 | 17.0297 | 41 | 13.8636 | 46.04 | 16.1772 | 41 | 13.6812 | 42.08 | 13.7731 | 42.8 | 13.4104 | 39.2 | 12.8718 | 39.2 | 13.1547 | 50 | 15.393 | 41 | 13.0844 | 1650 | #N/A | #N/A
| 42.98 | 14.3411 | 37.04 | 12.2409 | 37.4 | 12.7203 | 52.88 | 16.2028 | 44.06 | 14.0831 | 48.02 | 17.0786 | 39.92 | 13.4076 | 46.04 | 16.1833 | 41 | 13.7636 | 42.08 | 13.7731 | 39.2 | 12.8188 | 39.02 | 12.8661 | 39.2 | 13.1547 | 51.08 | 15.6553 | 41 | 12.822 | 1651 | #N/A | #N/A
| 39.92 | 13.0709 | 37.04 | 12.385 | 37.04 | 12.3692 | 50 | 15.4793 | 42.08 | 13.6052 | 46.04 | 16.4101 | 39.92 | 13.4076 | 44.96 | 15.9248 | 39.2 | 13.5795 | 41 | 13.5137 | 39.2 | 12.8205 | 37.94 | 12.6061 | 39.2 | 13.1547 | 50 | 15.396 | 41 | 13.0866 | 1652 | #N/A | #N/A
| 39.92 | 13.2488 | 35.96 | 12.1243 | 35.96 | 12.1095 | 47.66 | 15.0625 | 37.94 | 12.6051 | 46.04 | 16.4096 | 35.96 | 12.1151 | 44.6 | 15.7857 | 39.92 | 13.1604 | 37.04 | 12.5563 | 37.4 | 12.683 | 35.96 | 11.9836 | 37.4 | 12.72 | 48.02 | 14.9168 | 39.2 | 12.6508 | 1653 | #N/A | #N/A
| 39.02 | 13.1874 | 35.06 | 11.7634 | 35.96 | 12.2882 | 46.4 | 15.2339 | 37.04 | 12.3868 | 44.96 | 16.1502 | 35.96 | 12.293 | 44.6 | 15.7857 | 41 | 13.4224 | 33.98 | 11.8166 | 37.4 | 12.6805 | 30.92 | 10.4698 | 37.4 | 12.72 | 46.04 | 15.1207 | 39.2 | 12.6527 | 1654 | #N/A | #N/A
| 39.02 | 13.3822 | 35.06 | 11.9073 | 35.96 | 12.2882 | 42.98 | 14.4384 | 35.96 | 12.1267 | 44.06 | 15.9364 | 37.04 | 12.7078 | 44.06 | 15.9364 | 41 | 13.422 | 35.06 | 12.0771 | 37.4 | 13.0044 | 30.02 | 10.3841 | 35.6 | 11.9847 | 42.98 | 14.185 | 37.4 | 11.9559 | 1655 | #N/A | #N/A
| 39.02 | 13.3826 | 35.96 | 12.1263 | 35.06 | 12.0722 | 41 | 13.9289 | 35.96 | 12.1285 | 44.96 | 16.3499 | 35.96 | 12.2933 | 44.6 | 16.1604 | 39.02 | 12.7994 | 33.98 | 11.8177 | 37.4 | 13.0044 | 33.08 | 11.4329 | 33.8 | 11.8504 | 41 | 13.7046 | 35.6 | 11.786 | 1656 | #N/A | #N/A
| 39.02 | 13.3874 | 35.96 | 12.3073 | 35.06 | 12.0733 | 38.84 | 13.3438 | 35.96 | 12.3092 | 44.6 | 16.1578 | 37.04 | 12.7104 | 44.6 | 16.1604 | 37.04 | 12.6543 | 35.6 | 12.2908 | 37.4 | 13.0071 | 30.02 | 10.3863 | 35.6 | 12.2852 | 39.92 | 13.4452 | 35.6 | 11.5238 | 1657 | #N/A | #N/A
| 39.02 | 13.3897 | 35.6 | 12.2992 | 35.06 | 12.0733 | 37.58 | 13.0386 | 37.04 | 12.5704 | 44.6 | 16.9817 | 37.04 | 12.7104 | 44.96 | 16.8545 | 37.04 | 12.4697 | 35.96 | 12.8299 | 37.4 | 13.0111 | 33.08 | 11.4336 | 35.6 | 12.6095 | 37.94 | 12.9656 | 33.8 | 11.9468 | 1658 | #N/A | #N/A
| 39.92 | 13.7852 | 35.6 | 12.2992 | 35.6 | 12.2855 | 37.04 | 13.0032 | 37.04 | 12.5725 | 44.96 | 17.0758 | 37.04 | 13.0876 | 44.96 | 16.8623 | 35.06 | 11.9951 | 35.6 | 12.9235 | 37.4 | 13.3119 | 33.8 | 11.5683 | 35.6 | 12.6095 | 37.04 | 12.7497 | 33.8 | 11.9946 | 1659 | #N/A | #N/A
| 39.02 | 13.5681 | 35.6 | 12.2992 | 35.6 | 12.2855 | 36.14 | 12.7826 | 35.96 | 12.3092 | 46.04 | 17.6137 | 37.04 | 12.9099 | 44.6 | 16.9848 | 35.06 | 12.3442 | 35.96 | 12.829 | 37.4 | 13.3128 | 32 | 11.1338 | 35.6 | 12.2852 | 37.04 | 12.7482 | 33.8 | 11.9946 | 1660 | #N/A | #N/A
| 39.02 | 13.7277 | 35.96 | 12.4641 | 35.06 | 12.229 | 35.6 | 12.5969 | 37.04 | 12.7289 | 46.04 | 17.6235 | 37.94 | 13.3068 | 46.4 | 17.8742 | 35.6 | 12.7101 | 37.04 | 13.0905 | 37.4 | 13.3162 | 35.06 | 12.093 | 35.6 | 12.2852 | 35.06 | 12.273 | 32 | 11.8967 | 1661 | #N/A | #N/A
| 39.02 | 13.7307 | 35.96 | 12.4713 | 35.06 | 12.4328 | 36.14 | 12.942 | 35.6 | 12.3048 | 46.94 | 18.08 | 37.04 | 13.0901 | 46.4 | 17.8742 | 37.4 | 13.1448 | 35.96 | 12.8365 | 37.4 | 13.323 | 35.06 | 12.2548 | 35.6 | 12.6095 | 35.6 | 12.3227 | 33.8 | 12.6095 | 1662 | #N/A | #N/A
| 39.02 | 13.5792 | 35.96 | 12.4713 | 35.06 | 12.2354 | 35.6 | 12.9077 | 35.96 | 12.3165 | 46.4 | 18.3525 | 37.04 | 13.0938 | 48.2 | 18.7933 | 35.6 | 13.0252 | 37.04 | 13.0958 | 37.4 | 13.6524 | 35.6 | 12.3048 | 35.6 | 12.6095 | 35.96 | 12.4938 | 33.8 | 12.6126 | 1663 | #N/A | #N/A
| 39.92 | 13.9543 | 35.06 | 12.099 | 35.06 | 12.2354 | 36.32 | 12.9563 | 35.96 | 12.3186 | 48.2 | 18.788 | 37.04 | 13.0938 | 48.2 | 18.7933 | 37.94 | 13.6011 | 35.96 | 12.656 | 39.2 | 14.0891 | 35.96 | 12.4714 | 35.6 | 12.2852 | 35.96 | 12.4938 | 33.8 | 12.6504 | 1664 | #N/A | #N/A
| 39.92 | 14.1505 | 35.06 | 12.0954 | 35.06 | 12.2357 | 36.32 | 12.926 | 35.96 | 12.3165 | 48.2 | 18.7898 | 37.04 | 13.0921 | 48.2 | 18.7933 | 37.94 | 13.806 | 37.04 | 12.9154 | 39.2 | 14.0937 | 35.96 | 12.4721 | 35.6 | 12.6095 | 35.06 | 12.1199 | 33.8 | 12.6504 | 1665 | #N/A | #N/A
| 41 | 14.5867 | 35.96 | 12.4713 | 35.06 | 12.2369 | 37.4 | 13.3427 | 35.96 | 12.4733 | 48.02 | 18.9101 | 37.94 | 13.3084 | 48.92 | 19.1376 | 39.2 | 14.2312 | 37.04 | 13.0963 | 41 | 14.8831 | 37.04 | 12.9289 | 35.6 | 12.6095 | 37.04 | 12.9532 | 35.6 | 13.4254 | 1666 | #N/A | #N/A
| 42.98 | 15.2794 | 35.6 | 12.2992 | 35.06 | 12.2369 | 37.4 | 13.6703 | 37.04 | 12.7353 | 48.2 | 19.3022 | 39.2 | 13.7939 | 50 | 19.979 | 41 | 15.1286 | 37.94 | 13.4711 | 42.8 | 15.6963 | 37.94 | 13.3283 | 37.4 | 13.3522 | 37.94 | 13.5103 | 37.4 | 14.2235 | 1667 | #N/A | #N/A
| 44.06 | 15.9514 | 37.4 | 12.734 | 37.4 | 13.3525 | 39.2 | 14.1057 | 37.4 | 12.7395 | 48.2 | 19.3022 | 42.08 | 14.6601 | 53.6 | 21.7456 | 42.8 | 15.8432 | 41 | 14.211 | 44.6 | 16.1375 | 39.02 | 13.7455 | 37.4 | 13.3522 | 41 | 14.25 | 37.4 | 14.2235 | 1668 | #N/A | #N/A
| 44.96 | 16.3715 | 41 | 13.6891 | 42.08 | 14.6595 | 42.8 | 14.975 | 42.98 | 14.1704 | 48.2 | 19.3022 | 42.08 | 14.6614 | 51.8 | 20.7272 | 42.8 | 15.8432 | 42.8 | 14.9935 | 44.6 | 16.5438 | 39.2 | 13.8103 | 39.2 | 14.1155 | 42.8 | 15.0331 | 39.2 | 15.046 | 1669 | #N/A | #N/A
| 46.4 | 16.5917 | 42.98 | 14.1681 | 42.08 | 14.6595 | 46.4 | 16.1976 | 44.06 | 14.2746 | 48.2 | 19.3022 | 42.08 | 14.6614 | 51.8 | 20.1813 | 48.2 | 17.9936 | 44.96 | 15.3638 | 46.4 | 17.0076 | 42.08 | 14.4853 | 39.2 | 14.1155 | 46.04 | 15.6646 | 41 | 15.8943 | 1670 | #N/A | #N/A
| 46.4 | 17.416 | 46.04 | 15.1055 | 44.96 | 15.5263 | 46.22 | 16.158 | 46.94 | 15.1292 | 48.2 | 19.3022 | 44.96 | 15.9111 | 50 | 19.7437 | 48.2 | 18.4567 | 46.94 | 16.0119 | 48.2 | 18.8076 | 42.8 | 15.0109 | 41 | 14.551 | 46.94 | 16.0557 | 42.8 | 16.7699 | 1671 | #N/A | #N/A
| 46.94 | 18.085 | 44.96 | 15.1858 | 46.04 | 15.7894 | 49.64 | 17.1355 | 50 | 15.7137 | 51.8 | 20.7231 | 44.06 | 15.5162 | 51.98 | 20.8064 | 50 | 18.8932 | 48.02 | 16.2769 | 50 | 20.3018 | 46.04 | 15.8097 | 44.6 | 15.7726 | 50 | 16.7982 | 44.6 | 17.6745 | 1672 | #N/A | #N/A
| 46.4 | 17.8685 | 46.94 | 15.6693 | 46.04 | 15.7894 | 50.72 | 17.2183 | 51.98 | 15.8676 | 53.6 | 21.7412 | 44.96 | 15.9161 | 51.8 | 20.7272 | 51.08 | 19.5738 | 48.92 | 16.707 | 51.8 | 20.7435 | 46.04 | 16.0233 | 44.6 | 15.7726 | 50 | 16.8024 | 48.2 | 19.0697 | 1673 | #N/A | #N/A
| 46.4 | 17.8685 | 46.94 | 15.8645 | 48.92 | 17.1059 | 51.26 | 17.4231 | 51.98 | 16.0141 | 50 | 19.7184 | 44.06 | 15.7023 | 53.6 | 21.1652 | 51.8 | 19.3297 | 50 | 17.1509 | 53.6 | 21.7631 | 48.02 | 16.6859 | 46.4 | 16.5824 | 51.08 | 17.2758 | 48.2 | 19.0462 | 1674 | #N/A | #N/A
| 46.4 | 17.8685 | 48.02 | 16.2977 | 48.02 | 16.666 | 51.44 | 17.4333 | 53.06 | 17.1567 | 51.8 | 20.1775 | 42.98 | 15.2611 | 51.8 | 20.1813 | 53.06 | 20.0543 | 48.92 | 17.5491 | 53.6 | 22.3808 | 46.94 | 16.425 | 44.6 | 15.7726 | 51.08 | 17.4612 | 48.2 | 19.0742 | 1675 | #N/A | #N/A
| 46.4 | 17.8685 | 46.94 | 16.0373 | 48.02 | 16.666 | 49.46 | 17.2156 | 51.98 | 17.0911 | 48.2 | 18.7898 | 42.98 | 15.2611 | 50 | 19.2306 | 53.06 | 19.515 | 46.04 | 17.8149 | 53.6 | 21.7631 | 46.4 | 16.2345 | 42.8 | 15.3369 | 48.92 | 17.1671 | 48.2 | 19.0727 | 1676 | #N/A | #N/A
| 48.2 | 18.7871 | 44.96 | 15.5574 | 44.96 | 15.9247 | 47.3 | 16.9236 | 50 | 16.9919 | 48.2 | 18.7898 | 41 | 15.1868 | 50 | 19.2306 | 50 | 17.5532 | 44.96 | 17.3211 | 51.8 | 20.763 | 44.06 | 15.7283 | 42.8 | 15.3369 | 48.02 | 16.9486 | 48.2 | 19.0462 | 1677 | #N/A | #N/A
| 50 | 19.3789 | 44.06 | 15.5486 | 42.98 | 15.4448 | 46.4 | 16.9886 | 46.94 | 16.2495 | 48.2 | 18.7898 | 41 | 15.1889 | 48.2 | 18.7933 | 44.06 | 13.8744 | 42.98 | 16.573 | 50 | 19.759 | 42.98 | 15.2862 | 41 | 14.9011 | 46.4 | 16.636 | 48.2 | 19.0462 | 1678 | #N/A | #N/A
| 48.02 | 18.6478 | 42.98 | 15.4679 | 42.98 | 15.4448 | 46.22 | 16.9439 | 46.04 | 16.2132 | 46.4 | 18.3525 | 41 | 15.1862 | 48.2 | 18.7933 | 41 | 12.4309 | 42.08 | 16.1411 | 44.6 | 17.4478 | 42.8 | 15.3631 | 39.2 | 14.4654 | 46.94 | 16.8814 | 48.2 | 18.5549 | 1679 | #N/A | #N/A
| 46.4 | 17.8685 | 42.98 | 15.4694 | 42.8 | 15.3373 | 45.5 | 16.8964 | 44.96 | 15.9533 | 46.4 | 17.8709 | 41 | 15.3816 | 46.4 | 17.8742 | 37.94 | 11.8256 | 42.08 | 16.1417 | 44.6 | 17.4508 | 42.8 | 15.3631 | 41 | 14.9011 | 44.96 | 16.4046 | 44.6 | 15.8493 | 1680 | #N/A | #N/A
| 46.4 | 17.8685 | 42.08 | 15.2531 | 41 | 14.9695 | 44.6 | 16.9802 | 44.6 | 16.1745 | 42.98 | 16.4447 | 42.08 | 15.6471 | 46.4 | 17.8742 | 37.04 | 11.4696 | 41 | 15.6342 | 44.6 | 16.9914 | 42.8 | 15.3631 | 41 | 14.9011 | 44.6 | 16.6023 | 39.2 | 13.0694 | 1681 | #N/A | #N/A
| 46.4 | 17.8685 | 42.8 | 15.3556 | 41 | 14.9695 | 46.04 | 17.6464 | 44.6 | 16.1745 | 42.8 | 16.5452 | 42.08 | 15.6471 | 44.6 | 16.9848 | 33.98 | 10.3955 | 41 | 15.6806 | 44.6 | 16.9973 | 42.98 | 15.6967 | 42.8 | 15.7103 | 44.96 | 16.6502 | 37.4 | 11.5099 | 1682 | #N/A | #N/A
| 46.04 | 14.9291 | 42.8 | 15.3556 | 39.02 | 14.4901 | 46.4 | 17.8738 | 44.6 | 16.1745 | 42.8 | 16.5452 | 42.8 | 16.1169 | 42.8 | 15.7245 | 30.92 | 9.348 | 39.02 | 14.722 | 42.8 | 15.7354 | 44.06 | 15.9598 | 42.8 | 15.7103 | 44.6 | 16.6023 | 35.6 | 10.6691 | 1683 | #N/A | #N/A
| 42.98 | 12.8493 | 42.08 | 15.4788 | 39.2 | 14.4658 | 46.94 | 18.2981 | 44.06 | 16.1577 | 39.2 | 14.8498 | 44.06 | 16.6164 | 39.2 | 14.4786 | 28.94 | 8.6901 | 39.02 | 14.7247 | 41 | 14.2239 | 42.8 | 15.7386 | 42.8 | 16.1083 | 44.96 | 17.1296 | 32 | 9.4575 | 1684 | #N/A | #N/A
| 41 | 12.369 | 42.08 | 15.4851 | 39.92 | 14.7095 | 46.4 | 18.3664 | 44.6 | 16.1745 | 37.4 | 14.0403 | 44.6 | 16.9779 | 39.92 | 14.7877 | 28.04 | 8.5679 | 41 | 15.0211 | 39.2 | 12.5731 | 44.06 | 16.16 | 42.8 | 16.1083 | 46.04 | 17.666 | 30.2 | 8.8708 | 1685 | #N/A | #N/A
| 39.02 | 11.6603 | 41 | 15.0034 | 41 | 15.2057 | 45.32 | 17.6755 | 44.06 | 16.1693 | 35.6 | 13.2545 | 44.06 | 16.6254 | 39.2 | 14.4786 | 26.96 | 8.1211 | 42.08 | 14.966 | 39.2 | 11.8543 | 44.96 | 16.6252 | 42.8 | 16.1083 | 46.04 | 17.4009 | 28.4 | 8.2966 | 1686 | #N/A | #N/A
| 37.04 | 10.8817 | 42.8 | 15.7305 | 41 | 15.2748 | 44.6 | 17.4538 | 44.06 | 16.4105 | 35.96 | 13.067 | 44.06 | 16.8462 | 37.4 | 13.6923 | 24.98 | 7.4882 | 42.98 | 14.9797 | 37.4 | 11.4174 | 46.94 | 17.5772 | 44.6 | 16.9686 | 46.4 | 17.9232 | 26.6 | 7.8629 | 1687 | #N/A | #N/A
| 35.96 | 10.6188 | 42.08 | 15.6848 | 42.08 | 15.9033 | 44.6 | 17.4572 | 44.06 | 16.4117 | 37.04 | 13.3263 | 44.06 | 16.8462 | 37.04 | 13.1729 | 24.08 | 7.2041 | 44.06 | 14.9159 | 35.6 | 10.9805 | 46.4 | 17.4376 | 44.6 | 16.9686 | 46.94 | 17.8942 | 26.6 | 7.8606 | 1688 | #N/A | #N/A
| 33.98 | 10.1397 | 42.08 | 15.4942 | 42.98 | 16.3718 | 49.46 | 19.0798 | 44.6 | 16.5748 | 37.94 | 13.2005 | 44.96 | 17.0651 | 37.94 | 13.2062 | 24.08 | 7.2025 | 42.08 | 14.3137 | 35.6 | 10.5889 | 48.2 | 18.3285 | 46.4 | 17.4052 | 44.6 | 17.0306 | 24.8 | 7.4252 | 1689 | #N/A | #N/A
| 35.06 | 10.1201 | 42.08 | 15.6903 | 42.8 | 16.1088 | 50 | 19.2601 | 44.6 | 17.001 | 39.02 | 13.2605 | 46.04 | 17.5987 | 37.4 | 12.7297 | 24.08 | 7.1252 | 44.06 | 14.7646 | 35.6 | 10.4142 | 50 | 18.824 | 44.6 | 16.9686 | 44.6 | 17.4864 | 24.8 | 7.2953 | 1690 | #N/A | #N/A
| 35.96 | 10.3354 | 42.8 | 15.7305 | 42.98 | 16.591 | 49.28 | 19.7602 | 46.4 | 17.4376 | 39.92 | 13.6745 | 46.94 | 18.0502 | 41 | 13.7419 | 26.06 | 7.6755 | 48.02 | 15.631 | 35.6 | 10.4118 | 48.2 | 18.3285 | 46.4 | 17.8569 | 44.6 | 17.4864 | 24.8 | 7.2939 | 1691 | #N/A | #N/A
| 35.96 | 10.508 | 44.96 | 16.8804 | 44.6 | 17.4205 | 50 | 20.3247 | 48.2 | 18.3285 | 41 | 13.7369 | 48.02 | 18.6002 | 42.08 | 13.6612 | 24.98 | 7.34 | 50 | 15.9141 | 37.4 | 10.8432 | 50 | 19.1134 | 46.4 | 17.8569 | 48.2 | 18.8456 | 26.6 | 7.7264 | 1692 | #N/A | #N/A
| 35.96 | 10.3322 | 46.04 | 17.3646 | 46.94 | 18.3443 | 51.8 | 20.7658 | 51.8 | 19.6863 | 42.8 | 14.3581 | 48.02 | 18.3164 | 44.96 | 14.358 | 26.96 | 7.8159 | 51.08 | 16.1773 | 37.4 | 10.6839 | 51.98 | 19.8499 | 48.2 | 18.2939 | 50 | 19.7384 | 26.6 | 7.726 | 1693 | #N/A | #N/A
| 37.04 | 10.5031 | 46.94 | 17.8577 | 46.94 | 18.3443 | 53.6 | 21.7931 | 53.06 | 20.1226 | 44.06 | 15.0181 | 48.02 | 18.3164 | 46.94 | 14.8357 | 26.96 | 7.6318 | 51.98 | 16.1146 | 37.4 | 11.0132 | 53.6 | 20.1235 | 48.2 | 18.2939 | 51.8 | 20.237 | 28.4 | 8.0412 | 1694 | #N/A | #N/A
| 37.94 | 10.9823 | 46.4 | 17.8817 | 48.2 | 18.7753 | 53.6 | 21.8038 | 53.6 | 20.1235 | 46.4 | 15.5375 | 48.92 | 18.8328 | 50 | 15.76 | 30.02 | 8.4226 | 53.96 | 16.5355 | 37.4 | 10.8406 | 55.04 | 20.9147 | 51.8 | 19.6493 | 51.8 | 20.7868 | 30.2 | 8.4737 | 1695 | #N/A | #N/A
| 37.94 | 11.0857 | 46.94 | 17.8701 | 50 | 19.2127 | 53.6 | 21.8083 | 53.96 | 20.3545 | 44.96 | 15.2393 | 50 | 19.2226 | 48.92 | 16.2048 | 28.94 | 8.232 | 57.02 | 17.044 | 37.4 | 10.8417 | 55.94 | 21.1403 | 50 | 18.7308 | 51.98 | 20.8461 | 30.2 | 8.4743 | 1696 | #N/A | #N/A
| 39.92 | 11.5627 | 48.02 | 18.1381 | 51.08 | 19.6184 | 53.6 | 21.819 | 53.6 | 20.1235 | 46.4 | 15.5375 | 48.92 | 18.847 | 50 | 16.4668 | 30.02 | 8.4917 | 57.02 | 23.7118 | 39.2 | 11.117 | 53.96 | 20.3552 | 50 | 19.2121 | 51.98 | 20.8604 | 33.8 | 9.4576 | 1697 | #N/A | #N/A
| 39.02 | 11.346 | 48.92 | 18.3625 | 51.98 | 20.1614 | 53.78 | 22.3819 | 53.96 | 20.3693 | 44.96 | 15.2388 | 48.92 | 18.8534 | 50 | 16.4663 | 30.02 | 8.4229 | 55.04 | 21.9823 | 39.2 | 11.2756 | 53.06 | 20.1432 | 50 | 19.2121 | 53.6 | 21.8094 | 33.8 | 9.232 | 1698 | #N/A | #N/A
| 37.94 | 10.984 | 48.2 | 18.3186 | 51.8 | 19.65 | 54.14 | 22.6118 | 53.6 | 20.1235 | 44.06 | 15.0212 | 48.92 | 19.1089 | 48.92 | 16.0456 | 28.94 | 8.1631 | 53.96 | 20.8245 | 37.4 | 11.0138 | 51.98 | 20.1985 | 50 | 19.2121 | 53.6 | 21.8094 | 30.2 | 8.3663 | 1699 | #N/A | #N/A
| 37.94 | 10.9834 | 46.4 | 17.8817 | 50 | 19.3758 | 53.6 | 22.4812 | 53.06 | 20.4781 | 42.08 | 14.7389 | 48.92 | 19.1089 | 46.04 | 15.3481 | 28.04 | 7.947 | 53.06 | 19.2328 | 35.6 | 10.5805 | 51.8 | 20.2011 | 50 | 19.2121 | 53.6 | 21.8094 | 30.2 | 8.3662 | 1700 | #N/A | #N/A
| 33.08 | 9.7314 | 46.4 | 17.8817 | 50 | 19.7245 | 53.6 | 22.4938 | 53.6 | 20.6387 | 41 | 14.4726 | 48.02 | 18.6532 | 44.96 | 15.0823 | 26.06 | 7.4704 | 53.96 | 19.2353 | 35.6 | 10.7656 | 51.8 | 20.2011 | 48.2 | 18.7748 | 53.96 | 22.0269 | 28.4 | 8.0403 | 1701 | #N/A | #N/A
| 30.02 | 8.9935 | 46.4 | 17.8817 | 50 | 19.7245 | 53.24 | 22.2146 | 53.6 | 20.6387 | 41 | 14.2742 | 48.92 | 19.125 | 44.06 | 15.2183 | 24.98 | 7.2102 | 55.04 | 19.2858 | 35.6 | 10.7645 | 53.6 | 21.1864 | 48.2 | 18.7748 | 53.96 | 22.0269 | 26.6 | 7.6068 | 1702 | #N/A | #N/A
| 28.94 | 9.0027 | 48.2 | 18.8013 | 51.98 | 20.7925 | 53.6 | 22.4909 | 53.6 | 20.6387 | 42.08 | 14.5336 | 48.92 | 19.1295 | 44.06 | 15.0181 | 24.08 | 6.9386 | 55.04 | 18.9957 | 35.6 | 10.9641 | 53.96 | 21.6603 | 55.4 | 21.0369 | 46.4 | 17.467 | 24.8 | 7.1733 | 1703 | #N/A | #N/A
| 30.92 | 9.6856 | 50 | 19.7522 | 51.8 | 21.2852 | 51.8 | 21.4203 | 53.6 | 21.7683 | 41 | 14.4662 | 50 | 19.7068 | 42.98 | 14.7547 | 23 | 6.6782 | 53.96 | 19.332 | 33.8 | 10.3281 | 55.4 | 22.2067 | 53.6 | 20.5992 | 42.98 | 15.3819 | 24.8 | 7.1726 | 1704 | #N/A | #N/A
| 32 | 9.135 | 48.2 | 18.8013 | 51.8 | 20.7067 | 44.6 | 16.6251 | 55.4 | 22.2067 | 39.92 | 14.2031 | 48.92 | 19.4511 | 42.08 | 14.7329 | 23 | 6.7321 | 53.06 | 19.5258 | 33.8 | 9.6674 | 53.6 | 21.7683 | 53.6 | 20.5992 | 44.06 | 15.057 | 24.8 | 7.172 | 1705 | #N/A | #N/A
| 32 | 9.0705 | 51.8 | 20.7362 | 51.08 | 20.5818 | 42.98 | 15.5583 | 53.6 | 21.7683 | 39.92 | 14.204 | 48.92 | 19.4511 | 39.92 | 14.0139 | 21.92 | 6.418 | 51.98 | 18.7645 | 33.8 | 9.667 | 53.6 | 21.7683 | 53.6 | 21.144 | 42.08 | 14.2333 | 21.2 | 6.3063 | 1706 | #N/A | #N/A
| 32 | 9.2849 | 51.08 | 20.6199 | 50 | 20.2686 | 41.54 | 14.3154 | 53.6 | 21.7683 | 39.92 | 14.3773 | 48.92 | 19.4627 | 39.02 | 13.7994 | 21.02 | 6.2555 | 51.98 | 17.2793 | 32 | 9.2335 | 51.98 | 20.8427 | 53.6 | 21.144 | 41 | 13.7712 | 21.2 | 6.3057 | 1707 | #N/A | #N/A
| 32 | 9.372 | 51.8 | 20.7362 | 50 | 19.7245 | 39.74 | 13.7238 | 53.6 | 20.6387 | 39.92 | 14.3778 | 48.2 | 19.2975 | 39.92 | 14.2141 | 21.02 | 6.2551 | 48.02 | 16.5672 | 32 | 9.3776 | 51.8 | 20.7483 | 53.6 | 20.5992 | 39.92 | 13.164 | 21.2 | 6.3054 | 1708 | #N/A | #N/A
| 30.92 | 9.2039 | 48.2 | 18.8013 | 48.02 | 18.1541 | 35.6 | 12.5599 | 46.4 | 16.6105 | 41 | 14.851 | 50 | 19.7352 | 39.92 | 14.3849 | 19.94 | 5.995 | 46.04 | 15.804 | 32 | 9.7053 | 51.08 | 20.2903 | 53.6 | 20.5992 | 37.04 | 12.3199 | 19.4 | 5.8723 | 1709 | #N/A | #N/A
| 30.02 | 8.8059 | 42.98 | 15.3624 | 44.6 | 16.5451 | 33.44 | 11.8431 | 42.98 | 15.1498 | 39.02 | 14.1629 | 48.2 | 19.2975 | 41 | 14.6491 | 19.94 | 5.9406 | 44.06 | 15.0914 | 30.2 | 9.271 | 48.2 | 18.8119 | 50 | 19.2121 | 37.04 | 12.1513 | 19.4 | 5.8718 | 1710 | #N/A | #N/A
| 28.94 | 8.3312 | 41 | 14.4963 | 42.98 | 14.9547 | 33.26 | 11.4625 | 42.8 | 14.6806 | 39.02 | 14.1662 | 46.4 | 18.348 | 39.92 | 14.3893 | 19.04 | 5.7781 | 42.98 | 14.764 | 28.4 | 8.5095 | 44.06 | 16.2349 | 48.2 | 18.2939 | 33.08 | 11.1942 | 19.4 | 5.7645 | 1711 | #N/A | #N/A
| 28.04 | 8.0406 | 39.02 | 13.4775 | 42.98 | 14.9547 | 32.9 | 11.375 | 41 | 14.2454 | 37.94 | 13.9054 | 46.94 | 18.4295 | 37.94 | 13.7389 | 17.06 | 5.4296 | 41 | 13.7099 | 28.4 | 8.2303 | 42.98 | 15.5463 | 44.6 | 16.1464 | 30.02 | 10.3212 | 19.4 | 5.666 | 1712 | #N/A | #N/A
| 28.04 | 8.04 | 37.94 | 13.0172 | 39.92 | 13.6764 | 28.94 | 10.3619 | 39.2 | 13.1743 | 37.04 | 13.6877 | 44.06 | 16.931 | 37.04 | 13.5217 | 15.08 | 4.9529 | 39.02 | 12.7478 | 26.6 | 7.674 | 41 | 14.4995 | 44.6 | 16.1464 | 28.94 | 10.1954 | 19.4 | 5.6657 | 1713 | #N/A | #N/A
| 28.94 | 8.1971 | 39.02 | 13.2773 | 39.92 | 13.3173 | 32.36 | 11.4255 | 39.02 | 13.278 | 35.6 | 12.9262 | 42.8 | 16.5413 | 35.96 | 12.9041 | 15.98 | 5.2436 | 39.92 | 14.601 | 30.2 | 8.795 | 39.92 | 13.8807 | 42.8 | 14.9865 | 30.92 | 10.8418 | 19.4 | 5.7633 | 1714 | #N/A | #N/A
| 30.02 | 8.4567 | 41 | 13.9568 | 39.92 | 13.3173 | 37.94 | 13.0263 | 42.08 | 14.219 | 44.96 | 16.2191 | 42.08 | 15.5345 | 44.06 | 16.0049 | 19.94 | 6.1213 | 42.08 | 14.743 | 30.2 | 9.0959 | 41 | 14.1426 | 41 | 14.551 | 39.02 | 12.9446 | 21.2 | 6.0974 | 1715 | #N/A | #N/A
| 32 | 8.9326 | 42.98 | 14.6209 | 42.98 | 14.4164 | 41.18 | 13.7763 | 44.96 | 14.9162 | 48.02 | 16.7333 | 44.6 | 16.1544 | 51.08 | 17.2927 | 24.08 | 6.9888 | 44.06 | 15.0255 | 32 | 9.5289 | 44.96 | 15.1011 | 41 | 14.551 | 41 | 13.4226 | 23 | 6.4399 | 1716 | #N/A | #N/A
| 33.98 | 9.4676 | 44.96 | 14.9155 | 44.96 | 14.8965 | 43.34 | 14.0155 | 46.94 | 15.3951 | 48.92 | 16.7659 | 46.04 | 16.0869 | 48.02 | 15.972 | 26.96 | 7.7508 | 44.96 | 15.2459 | 32 | 9.529 | 46.04 | 15.5243 | 42.8 | 14.9865 | 44.96 | 13.6463 | 24.8 | 6.9632 | 1717 | #N/A | #N/A
| 35.06 | 9.8016 | 48.02 | 15.8418 | 44.96 | 14.8965 | 45.32 | 13.9855 | 50 | 16.4818 | 48.92 | 15.8433 | 46.04 | 16.0869 | 46.94 | 15.3652 | 28.94 | 8.2276 | 46.94 | 15.5652 | 33.8 | 10.1334 | 48.02 | 15.8425 | 42.8 | 14.9865 | 46.94 | 13.9809 | 26.6 | 7.3963 | 1718 | #N/A | #N/A
| 35.06 | 9.9466 | 48.92 | 16.0577 | 48.92 | 15.8553 | 47.48 | 14.1578 | 50 | 16.1357 | 48.92 | 15.8413 | 46.94 | 16.0921 | 51.08 | 16.1669 | 32 | 8.9643 | 50 | 15.9212 | 33.8 | 10.134 | 48.02 | 15.6577 | 44.6 | 15.422 | 48.02 | 14.2423 | 30.2 | 8.3608 | 1719 | #N/A | #N/A
| 35.06 | 10.018 | 51.08 | 16.5837 | 50 | 15.7583 | 48.2 | 14.0615 | 51.08 | 16.0373 | 50 | 15.7444 | 46.04 | 15.7051 | 51.98 | 15.8963 | 33.08 | 9.2258 | 50 | 15.9244 | 33.8 | 10.1356 | 48.92 | 15.6766 | 44.6 | 15.422 | 48.92 | 14.3238 | 30.2 | 8.2633 | 1720 | #N/A | #N/A
| 33.98 | 10.0214 | 51.08 | 16.037 | 50 | 15.7583 | 48.2 | 14.0202 | 51.08 | 15.7059 | 51.08 | 16.0045 | 46.94 | 15.9261 | 53.06 | 15.8518 | 35.06 | 9.5803 | 50 | 15.5807 | 33.8 | 10.3223 | 51.98 | 16.62 | 44.6 | 15.0931 | 50 | 14.5864 | 33.8 | 9.13 | 1721 | #N/A | #N/A
| 33.98 | 10.3229 | 51.08 | 15.705 | 51.08 | 15.5209 | 48.02 | 13.8931 | 50 | 15.1399 | 51.98 | 15.8896 | 46.94 | 15.57 | 51.08 | 15.5052 | 33.98 | 9.2583 | 51.08 | 15.3903 | 33.8 | 10.3232 | 51.98 | 16.2588 | 48.2 | 15.9636 | 48.02 | 14.1092 | 33.8 | 9.0398 | 1722 | #N/A | #N/A
| 33.08 | 10.1065 | 50 | 14.9822 | 50 | 14.5671 | 47.84 | 13.7887 | 50 | 14.9835 | 51.08 | 15.5014 | 46.04 | 15.5119 | 51.08 | 15.502 | 33.98 | 9.2591 | 51.08 | 15.1105 | 33.8 | 10.3238 | 51.08 | 15.708 | 48.2 | 15.6546 | 46.94 | 13.6139 | 33.8 | 9.0404 | 1723 | #N/A | #N/A
| 33.08 | 10.2046 | 48.02 | 13.9922 | 50 | 14.5671 | 47.84 | 13.7885 | 48.92 | 14.0846 | 48.02 | 14.7591 | 46.04 | 15.5119 | 48.92 | 14.9782 | 33.98 | 9.2001 | 48.92 | 13.9768 | 32 | 9.8919 | 50 | 14.985 | 46.4 | 15.5284 | 46.04 | 13.3966 | 33.8 | 9.1319 | 1724 | #N/A | #N/A
| 33.08 | 10.3267 | 44.96 | 13.0282 | 46.94 | 13.495 | 40.82 | 12.0966 | 46.04 | 13.2892 | 44.06 | 13.9664 | 41 | 14.1301 | 46.04 | 14.2781 | 32 | 8.9701 | 46.94 | 13.5971 | 28.4 | 9.026 | 46.04 | 13.6229 | 44.6 | 14.459 | 42.98 | 12.5589 | 30.2 | 8.2666 | 1725 | #N/A | #N/A
| 32 | 10.0653 | 42.98 | 12.4353 | 44.96 | 13.016 | 39.2 | 11.6849 | 44.06 | 12.9099 | 42.08 | 13.6299 | 41 | 14.286 | 44.06 | 13.964 | 28.04 | 8.642 | 44.06 | 13.0251 | 30.2 | 9.6588 | 44.06 | 13.0346 | 44.6 | 14.459 | 39.92 | 12.0453 | 28.4 | 7.9328 | 1726 | #N/A | #N/A
| 33.08 | 10.3258 | 41 | 12.0707 | 44.96 | 13.016 | 37.4 | 11.6804 | 41 | 12.1712 | 42.08 | 13.6268 | 42.08 | 14.545 | 42.08 | 13.6285 | 24.98 | 8.0995 | 42.08 | 12.5467 | 30.2 | 9.6591 | 42.08 | 12.5557 | 42.8 | 14.6579 | 37.94 | 11.9551 | 28.4 | 8.7367 | 1727 | #N/A | #N/A
| 33.08 | 10.4328 | 39.02 | 11.4794 | 42.08 | 12.2069 | 41 | 12.324 | 39.02 | 11.6933 | 39.92 | 13.2842 | 42.98 | 14.0608 | 42.08 | 13.6268 | 23 | 7.4294 | 39.02 | 12.7733 | 32 | 10.3111 | 39.92 | 11.9106 | 42.8 | 13.7229 | 41 | 12.4125 | 26.6 | 8.4804 | 1728 | #N/A | #N/A
| 33.08 | 10.5656 | 37.04 | 11.0029 | 41 | 11.947 | 39.2 | 12.6149 | 37.94 | 11.4337 | 39.02 | 13.0654 | 41 | 13.0837 | 41 | 13.3647 | 21.92 | 7.2739 | 35.06 | 12.8461 | 32 | 10.5479 | 33.98 | 10.7118 | 42.8 | 14.0243 | 37.04 | 12.3192 | 26.6 | 8.4808 | 1729 | #N/A | #N/A
| 33.98 | 10.9224 | 35.96 | 10.6529 | 41 | 11.947 | 36.86 | 12.0759 | 35.06 | 10.6415 | 39.92 | 13.4383 | 41 | 13.0837 | 42.08 | 13.6237 | 21.02 | 6.8716 | 32 | 11.7661 | 32 | 10.5488 | 28.94 | 9.4975 | 41 | 13.2884 | 35.96 | 11.6 | 24.8 | 8.0486 | 1730 | #N/A | #N/A
| 32 | 10.4466 | 33.98 | 10.267 | 39.02 | 11.5843 | 35.24 | 11.2525 | 35.06 | 10.741 | 39.92 | 13.4368 | 37.94 | 13.003 | 39.92 | 13.1005 | 21.02 | 6.9547 | 37.94 | 11.6583 | 30.2 | 10.1169 | 28.94 | 9.4983 | 39.2 | 12.8538 | 33.98 | 10.7206 | 23 | 7.6157 | 1731 | #N/A | #N/A
| 32 | 10.5859 | 33.98 | 10.3804 | 37.94 | 11.3241 | 33.62 | 10.6548 | 33.08 | 10.1647 | 39.92 | 13.2776 | 33.98 | 11.8875 | 39.92 | 13.2798 | 21.92 | 7.0896 | 33.98 | 11.2574 | 30.2 | 10.118 | 30.02 | 9.7586 | 39.2 | 12.5752 | 33.98 | 10.613 | 21.2 | 7.3753 | 1732 | #N/A | #N/A
| 26.96 | 8.9638 | 33.08 | 10.263 | 37.94 | 11.3241 | 30.02 | 9.6785 | 33.08 | 10.3881 | 39.02 | 13.0602 | 37.04 | 13.1685 | 41 | 13.3588 | 21.02 | 6.9559 | 33.08 | 11.0397 | 28.4 | 9.6857 | 30.92 | 9.7436 | 39.2 | 12.8538 | 33.08 | 10.3961 | 23 | 7.8098 | 1733 | #N/A | #N/A
| 24.98 | 8.2622 | 33.98 | 10.6047 | 35.96 | 11.1782 | 32.36 | 10.1373 | 33.98 | 10.7136 | 39.02 | 13.0606 | 37.04 | 12.9862 | 39.92 | 13.0984 | 19.94 | 6.6969 | 33.08 | 11.175 | 28.4 | 9.6885 | 33.98 | 10.7138 | 39.2 | 12.3174 | 33.08 | 10.3961 | 21.2 | 7.3782 | 1734 | #N/A | #N/A
| 24.08 | 7.9495 | 33.98 | 10.7133 | 35.06 | 10.8541 | 31.46 | 9.723 | 33.08 | 10.6329 | 39.02 | 13.0585 | 37.04 | 12.7871 | 39.92 | 13.0963 | 19.94 | 6.6152 | 33.08 | 11.4899 | 26.6 | 9.2549 | 33.08 | 10.4971 | 37.4 | 12.1409 | 32 | 10.0116 | 23 | 7.8125 | 1735 | #N/A | #N/A
| 24.08 | 7.9493 | 32 | 10.235 | 35.06 | 10.8541 | 30.02 | 9.1758 | 32 | 10.2361 | 39.92 | 13.2736 | 37.04 | 12.7871 | 39.92 | 13.2751 | 17.96 | 6.044 | 32 | 10.7794 | 26.6 | 9.0194 | 30.02 | 9.6509 | 37.4 | 12.4193 | 30.92 | 9.1642 | 21.2 | 7.3793 | 1736 | #N/A | #N/A
| 23 | 7.5785 | 32 | 9.9037 | 33.98 | 10.2567 | 30.38 | 9.1278 | 33.08 | 10.0511 | 39.02 | 13.0541 | 35.06 | 11.5171 | 39.02 | 12.8742 | 19.04 | 6.3979 | 33.08 | 10.6207 | 26.6 | 9.0202 | 30.92 | 9.7431 | 37.4 | 12.1409 | 30.92 | 9.1635 | 23 | 7.8127 | 1737 | #N/A | #N/A
| 26.06 | 8.6444 | 32 | 9.6985 | 33.08 | 9.8463 | 29.84 | 8.8558 | 33.08 | 9.96 | 39.92 | 12.7779 | 35.06 | 11.6499 | 39.02 | 12.5614 | 19.94 | 6.6138 | 33.08 | 9.9521 | 30.2 | 10.1237 | 32 | 10.0026 | 35.6 | 11.7066 | 30.02 | 8.8555 | 24.8 | 8.0541 | 1738 | #N/A | #N/A
| 33.98 | 11.499 | 33.08 | 9.772 | 33.08 | 9.8463 | 29.66 | 8.7525 | 33.08 | 9.7727 | 39.92 | 12.7764 | 39.02 | 12.774 | 41 | 12.9051 | 26.06 | 8.2735 | 33.98 | 9.9823 | 33.8 | 11.2464 | 33.98 | 10.3807 | 35.6 | 11.4491 | 28.04 | 8.6466 | 28.4 | 9.1122 | 1739 | #N/A | #N/A
| 37.04 | 11.94 | 33.08 | 9.772 | 33.98 | 9.8852 | 29.66 | 8.5986 | 33.98 | 10.0725 | 41 | 13.2956 | 39.02 | 12.4719 | 42.08 | 13.2985 | 30.02 | 9.3172 | 33.98 | 10.1688 | 35.6 | 11.6804 | 33.98 | 10.267 | 35.6 | 10.7876 | 28.94 | 8.5946 | 33.8 | 10.2192 | 1740 | #N/A | #N/A
| 39.02 | 12.4179 | 33.98 | 9.9895 | 33.98 | 9.7956 | 29.84 | 8.7243 | 33.98 | 9.895 | 41 | 13.2956 | 37.4 | 12.7255 | 42.08 | 13.2957 | 35.96 | 10.5528 | 33.98 | 10.373 | 37.4 | 11.8589 | 35.96 | 10.7449 | 35.6 | 10.7876 | 30.02 | 8.7824 | 37.4 | 11.0862 | 1741 | #N/A | #N/A
| 39.92 | 13.0774 | 35.06 | 10.1552 | 33.98 | 9.7956 | 33.26 | 9.3252 | 37.04 | 10.728 | 41 | 13.2956 | 37.04 | 12.6258 | 41 | 13.0178 | 41 | 11.7668 | 35.06 | 10.0591 | 39.2 | 11.8382 | 35.96 | 10.6556 | 35.6 | 10.5999 | 30.92 | 8.7749 | 39.2 | 11.3421 | 1742 | #N/A | #N/A
| 42.98 | 13.6736 | 35.06 | 10.0658 | 35.96 | 10.2024 | 33.44 | 9.3567 | 35.06 | 10.1572 | 39.02 | 13.2012 | 39.02 | 11.8126 | 41 | 13.2973 | 44.06 | 12.4212 | 33.98 | 9.8 | 39.2 | 12.2944 | 37.04 | 10.7295 | 35.6 | 10.5999 | 30.02 | 8.5586 | 42.8 | 11.8934 | 1743 | #N/A | #N/A
| 44.06 | 13.3647 | 33.98 | 9.7343 | 33.98 | 9.6443 | 32 | 9.0233 | 35.96 | 10.3747 | 37.04 | 13.0972 | 39.02 | 12.7812 | 37.94 | 13.1358 | 48.02 | 13.1155 | 33.98 | 9.8005 | 41 | 12.7305 | 35.06 | 10.2536 | 37.4 | 11.0334 | 32 | 8.9755 | 44.6 | 12.1881 | 1744 | #N/A | #N/A
| 44.96 | 13.3108 | 35.06 | 10.0669 | 33.98 | 9.6443 | 29.12 | 8.1798 | 33.98 | 9.8075 | 37.4 | 13.0531 | 37.04 | 11.1155 | 37.04 | 12.7215 | 48.02 | 13.2815 | 33.98 | 9.6465 | 41 | 12.2767 | 35.06 | 10.0676 | 35.6 | 10.7876 | 28.94 | 8.1151 | 46.4 | 12.6224 | 1745 | #N/A | #N/A
| 44.06 | 13.3686 | 33.98 | 9.7346 | 33.98 | 9.6443 | 28.22 | 7.9627 | 35.06 | 10.0677 | 37.4 | 13.0531 | 35.06 | 10.4337 | 37.4 | 12.7297 | 48.92 | 13.6794 | 33.08 | 9.4295 | 39.2 | 12.5563 | 33.08 | 9.4354 | 35.6 | 10.4267 | 28.04 | 7.9535 | 46.4 | 12.6232 | 1746 | #N/A | #N/A
| 42.98 | 13.3834 | 33.08 | 9.5178 | 33.08 | 9.3617 | 28.04 | 7.9753 | 33.98 | 9.8075 | 33.8 | 12.1831 | 33.98 | 9.9863 | 37.4 | 12.7297 | 48.92 | 13.6804 | 33.08 | 9.3633 | 39.2 | 12.8339 | 33.08 | 9.3692 | 35.6 | 10.4267 | 28.94 | 8.2391 | 46.4 | 12.7639 | 1747 | #N/A | #N/A
| 42.08 | 13.2989 | 32 | 9.2572 | 33.08 | 9.3617 | 27.68 | 8.123 | 32 | 9.3302 | 33.8 | 12.1831 | 33.98 | 9.9863 | 37.4 | 12.7297 | 48.02 | 13.5686 | 30.92 | 8.991 | 37.4 | 12.3998 | 30.92 | 8.8489 | 33.8 | 9.9933 | 28.94 | 8.4407 | 44.6 | 12.4829 | 1748 | #N/A | #N/A
| 39.92 | 12.9419 | 28.94 | 8.4365 | 30.02 | 8.6234 | 27.14 | 8.074 | 30.02 | 8.6968 | 35.6 | 12.2931 | 33.08 | 9.5108 | 35.6 | 11.9937 | 41 | 12.3085 | 28.94 | 8.365 | 37.4 | 12.6972 | 28.94 | 8.2956 | 33.8 | 9.9933 | 28.04 | 8.3773 | 42.8 | 12.2141 | 1749 | #N/A | #N/A
| 39.02 | 12.7246 | 28.04 | 8.153 | 28.04 | 8.0113 | 25.34 | 7.7557 | 28.94 | 8.2944 | 33.98 | 11.6351 | 30.02 | 8.6903 | 35.06 | 11.7547 | 35.06 | 10.9852 | 28.04 | 8.0726 | 37.4 | 12.6976 | 26.96 | 7.7584 | 32 | 9.4003 | 26.96 | 8.1171 | 41 | 11.7806 | 1750 | #N/A | #N/A
| 39.02 | 13.0487 | 26.96 | 7.6882 | 28.04 | 8.0113 | 25.7 | 7.4564 | 26.96 | 7.757 | 33.98 | 11.4901 | 30.02 | 8.6243 | 35.06 | 11.5872 | 32 | 10.5266 | 26.96 | 7.752 | 37.4 | 13.0194 | 26.96 | 7.6889 | 30.2 | 9.1265 | 26.06 | 8.0854 | 39.2 | 11.7188 | 1751 | #N/A | #N/A
| 37.94 | 12.9453 | 26.06 | 7.5397 | 26.06 | 7.3485 | 25.88 | 7.5234 | 24.98 | 7.2115 | 33.08 | 11.1063 | 30.02 | 8.6894 | 30.92 | 10.4561 | 32 | 10.5266 | 24.98 | 7.1524 | 37.4 | 13.3265 | 26.06 | 7.472 | 30.2 | 9.1265 | 26.96 | 8.3024 | 37.4 | 11.4948 | 1752 | #N/A | #N/A
| 37.94 | 12.9465 | 24.08 | 6.8774 | 24.98 | 7.0886 | 25.52 | 7.9871 | 24.08 | 6.8777 | 30.02 | 10.0862 | 28.94 | 8.3638 | 30.02 | 10.0874 | 30.92 | 10.3902 | 24.98 | 7.1523 | 37.4 | 13.3265 | 24.98 | 7.0948 | 28.4 | 8.6931 | 28.94 | 8.3726 | 37.4 | 11.7221 | 1753 | #N/A | #N/A
| 39.02 | 13.0509 | 23 | 6.6178 | 24.98 | 7.0886 | 26.06 | 8.1171 | 23 | 6.6181 | 24.98 | 8.48 | 28.94 | 8.3638 | 30.92 | 10.3025 | 28.94 | 9.7887 | 24.08 | 6.99 | 37.4 | 13.3269 | 24.08 | 6.8782 | 26.6 | 7.9538 | 28.94 | 8.4383 | 37.4 | 11.7229 | 1754 | #N/A | #N/A
| 37.94 | 12.6108 | 21.92 | 6.358 | 23 | 6.6745 | 24.98 | 8.0643 | 21.92 | 6.4208 | 23 | 7.6805 | 26.96 | 7.6836 | 30.02 | 9.9654 | 26.96 | 9.1692 | 24.08 | 7.1181 | 37.4 | 13.6542 | 23 | 6.6185 | 26.6 | 7.6943 | 26.96 | 8.3018 | 37.4 | 11.7235 | 1755 | #N/A | #N/A
| 37.94 | 12.6111 | 21.92 | 6.4199 | 23 | 6.6742 | 24.8 | 7.8629 | 21.92 | 6.4202 | 19.94 | 6.8325 | 26.96 | 7.8112 | 28.94 | 9.5658 | 24.98 | 8.6931 | 24.08 | 7.1926 | 37.4 | 13.6551 | 23 | 6.7351 | 26.6 | 7.8187 | 28.04 | 8.2211 | 35.6 | 11.2904 | 1756 | #N/A | #N/A
| 37.04 | 12.3948 | 21.02 | 6.0819 | 23 | 6.6742 | 25.34 | 7.667 | 21.92 | 6.3578 | 19.94 | 6.7443 | 26.96 | 7.8864 | 28.94 | 9.5653 | 24.08 | 8.2319 | 24.08 | 7.1927 | 37.4 | 13.6565 | 24.08 | 7.0635 | 24.8 | 7.3856 | 26.96 | 7.8953 | 35.6 | 11.2912 | 1757 | #N/A | #N/A
| 37.04 | 12.3962 | 21.02 | 6.1413 | 21.92 | 6.4147 | 24.44 | 7.4227 | 21.02 | 6.1416 | 17.96 | 6.0866 | 26.06 | 7.6701 | 28.04 | 9.1116 | 21.92 | 7.4894 | 24.08 | 7.0585 | 37.4 | 13.6593 | 24.08 | 6.9952 | 24.8 | 7.3856 | 26.06 | 7.4747 | 35.6 | 11.5382 | 1758 | #N/A | #N/A
| 35.96 | 12.3162 | 19.94 | 5.7751 | 21.92 | 6.2465 | 23 | 6.9944 | 19.94 | 5.7754 | 17.06 | 5.7769 | 26.06 | 7.6699 | 28.94 | 9.3268 | 21.92 | 7.4889 | 23 | 6.7302 | 37.4 | 13.6602 | 23 | 6.7354 | 24.8 | 7.3856 | 24.98 | 7.1604 | 35.6 | 11.5379 | 1759 | #N/A | #N/A
| 33.98 | 11.5141 | 19.94 | 5.7208 | 21.92 | 6.2465 | 21.92 | 6.6437 | 19.94 | 5.7751 | 15.98 | 5.4287 | 26.06 | 7.6699 | 26.96 | 8.8488 | 21.02 | 7.1582 | 21.92 | 6.4697 | 37.4 | 13.6602 | 21.92 | 6.4748 | 24.8 | 7.3856 | 24.98 | 7.0973 | 33.8 | 11.1038 | 1760 | #N/A | #N/A
| 35.06 | 11.9182 | 19.94 | 5.7743 | 21.02 | 5.9756 | 22.1 | 6.5779 | 19.94 | 5.7749 | 17.96 | 6.0842 | 24.98 | 7.474 | 30.92 | 9.6816 | 21.02 | 7.1565 | 21.02 | 6.321 | 37.4 | 13.6602 | 21.02 | 6.2032 | 23 | 6.9526 | 24.98 | 7.0375 | 33.8 | 11.102 | 1761 | #N/A | #N/A
| 37.04 | 12.9271 | 21.02 | 6.0808 | 21.02 | 6.0292 | 21.92 | 6.747 | 19.94 | 5.8219 | 24.08 | 8.0319 | 26.06 | 7.7332 | 33.08 | 10.5587 | 23 | 7.9696 | 23 | 6.7971 | 39.2 | 14.439 | 21.92 | 6.474 | 23 | 6.9526 | 24.98 | 7.0968 | 35.6 | 11.5341 | 1762 | #N/A | #N/A
| 42.08 | 14.1438 | 23 | 6.5571 | 21.02 | 6.0292 | 24.8 | 7.1156 | 23 | 6.6168 | 35.96 | 12.0986 | 28.04 | 8.2099 | 39.92 | 13.0563 | 28.04 | 9.5693 | 24.08 | 6.9885 | 39.2 | 14.439 | 24.98 | 7.1556 | 24.8 | 7.3856 | 26.06 | 7.4192 | 39.2 | 12.1555 | 1763 | #N/A | #N/A
| 44.96 | 14.6438 | 24.98 | 7.0928 | 24.98 | 7.0872 | 28.04 | 7.7922 | 24.08 | 6.8765 | 37.94 | 12.2688 | 30.02 | 8.686 | 38.66 | 12.3909 | 35.06 | 11.3854 | 26.06 | 7.4651 | 42.8 | 15.3103 | 28.04 | 7.9461 | 24.8 | 7.3856 | 28.94 | 8.1122 | 46.4 | 13.4527 | 1764 | #N/A | #N/A
| 48.02 | 15.3829 | 26.96 | 7.5695 | 28.04 | 7.8239 | 32.18 | 8.7983 | 28.04 | 7.9469 | 37.94 | 11.8659 | 30.92 | 8.9852 | 37.4 | 11.7368 | 42.08 | 12.8115 | 28.04 | 7.8877 | 42.8 | 14.9618 | 30.02 | 8.4918 | 26.6 | 7.8187 | 32 | 9.1088 | 48.2 | 13.6923 | 1765 | #N/A | #N/A
| 50 | 16.3975 | 30.02 | 8.3059 | 28.04 | 7.8239 | 33.98 | 9.5475 | 30.02 | 8.3696 | 41 | 12.7242 | 30.92 | 8.9852 | 38.3 | 11.7715 | 48.02 | 13.8732 | 30.02 | 8.3024 | 42.8 | 14.9618 | 33.08 | 9.2283 | 28.4 | 8.387 | 35.96 | 10.0634 | 50 | 14.126 | 1766 | #N/A | #N/A
| 51.08 | 16.1233 | 33.08 | 9.1059 | 33.08 | 9.0381 | 36.86 | 10.3337 | 33.08 | 9.1067 | 41 | 12.6046 | 35.96 | 10.1998 | 39.2 | 11.7964 | 51.08 | 14.5106 | 35.06 | 9.5158 | 44.6 | 15.7469 | 35.06 | 9.7063 | 30.2 | 8.8202 | 37.04 | 10.0645 | 51.8 | 14.5601 | 1767 | #N/A | #N/A
| 51.08 | 15.7862 | 35.06 | 9.5207 | 37.04 | 10.0545 | 39.2 | 10.9958 | 37.04 | 9.9977 | 41 | 12.6062 | 37.04 | 10.5335 | 41 | 12.7298 | 53.96 | 15.2063 | 37.04 | 9.8863 | 44.6 | 15.7494 | 37.94 | 10.3316 | 33.8 | 9.551 | 41 | 11.5945 | 53.6 | 14.8152 | 1768 | #N/A | #N/A
| 51.08 | 16.6639 | 39.02 | 10.5377 | 37.04 | 10.0545 | 41.18 | 11.4888 | 39.92 | 10.755 | 41 | 12.7287 | 37.04 | 10.9071 | 41 | 12.7303 | 55.04 | 15.353 | 37.94 | 10.1518 | 44.6 | 15.4027 | 39.92 | 10.8094 | 35.6 | 9.8592 | 42.08 | 11.9533 | 53.6 | 14.9962 | 1769 | #N/A | #N/A
| 51.08 | 16.325 | 39.92 | 10.755 | 39.92 | 10.9337 | 40.46 | 11.9975 | 41 | 11.2008 | 41 | 12.7276 | 37.94 | 11.6611 | 41 | 12.7307 | 55.94 | 15.3724 | 39.02 | 10.5896 | 46.4 | 15.8376 | 41 | 11.2763 | 37.4 | 10.5528 | 39.02 | 12.0828 | 55.4 | 15.4301 | 1770 | #N/A | #N/A
| 51.08 | 16.3254 | 39.02 | 10.9503 | 39.92 | 11.1597 | 41 | 12.5593 | 39.92 | 11.4278 | 39.02 | 12.1298 | 37.94 | 11.7977 | 41 | 12.8824 | 55.94 | 15.1915 | 39.92 | 11.1619 | 42.8 | 15.3172 | 42.08 | 11.6868 | 37.4 | 10.7002 | 37.4 | 12.1725 | 55.4 | 15.4303 | 1771 | #N/A | #N/A
| 46.94 | 15.6633 | 39.92 | 11.2404 | 39.92 | 11.1597 | 39.2 | 12.3686 | 39.92 | 11.4285 | 37.94 | 11.9904 | 37.94 | 11.7977 | 41 | 12.7315 | 55.04 | 15.0712 | 41 | 12.0737 | 41 | 14.8806 | 39.92 | 11.5105 | 37.4 | 11.8833 | 37.04 | 12.166 | 53.6 | 14.9966 | 1772 | #N/A | #N/A
| 44.06 | 14.8095 | 37.94 | 11.229 | 39.02 | 11.9247 | 35.6 | 11.7624 | 37.94 | 11.6775 | 35.06 | 11.2958 | 37.94 | 12.3537 | 37.4 | 11.863 | 44.96 | 13.2646 | 39.02 | 11.928 | 37.4 | 13.6602 | 37.94 | 11.138 | 37.4 | 11.4248 | 35.96 | 11.9057 | 51.8 | 14.5622 | 1773 | #N/A | #N/A
| 42.08 | 14.3289 | 37.04 | 11.4583 | 37.94 | 11.6641 | 34.7 | 11.6542 | 37.04 | 11.7386 | 33.98 | 11.0359 | 39.02 | 12.9298 | 35.6 | 11.5804 | 37.94 | 11.8167 | 39.02 | 12.063 | 37.4 | 13.6597 | 37.04 | 11.4583 | 37.4 | 11.8833 | 35.06 | 11.6869 | 48.2 | 13.6946 | 1774 | #N/A | #N/A
| 35.96 | 12.1341 | 35.96 | 11.3339 | 37.94 | 11.6641 | 33.26 | 11.3342 | 37.04 | 11.8631 | 33.98 | 11.1866 | 39.02 | 13.1134 | 33.8 | 11.1456 | 33.98 | 11.0035 | 37.04 | 12.6389 | 35.6 | 12.8977 | 37.94 | 11.9536 | 37.4 | 12.1409 | 32 | 10.8132 | 46.4 | 13.2605 | 1775 | #N/A | #N/A
| 33.08 | 11.1284 | 35.96 | 11.4771 | 37.04 | 11.8472 | 34.52 | 11.61 | 35.96 | 11.6032 | 35.06 | 11.5791 | 39.02 | 13.2729 | 33.8 | 11.1464 | 30.92 | 10.3885 | 37.04 | 12.6396 | 37.4 | 13.6574 | 35.96 | 11.4762 | 37.4 | 12.1409 | 35.06 | 11.5516 | 42.8 | 13.0234 | 1776 | #N/A | #N/A
| 32 | 10.8678 | 35.06 | 11.384 | 37.04 | 11.8472 | 35.6 | 12.0409 | 35.06 | 11.5415 | 35.6 | 11.7133 | 41 | 13.7528 | 33.62 | 11.0847 | 28.04 | 9.5696 | 35.96 | 12.378 | 33.8 | 12.5021 | 35.06 | 11.2594 | 37.4 | 12.4193 | 33.8 | 11.5848 | 42.8 | 13.2685 | 1777 | #N/A | #N/A
| 30.02 | 10.2575 | 33.98 | 11.1232 | 37.04 | 11.8472 | 34.16 | 10.7921 | 33.98 | 11.4148 | 35.6 | 11.7133 | 41 | 13.7528 | 34.52 | 11.4544 | 28.04 | 9.4263 | 35.06 | 12.3193 | 35.6 | 12.8956 | 35.06 | 11.3825 | 37.4 | 12.4193 | 35.06 | 10.9891 | 41 | 13.0997 | 1778 | #N/A | #N/A
| 28.94 | 9.845 | 33.98 | 10.8536 | 35.96 | 11.3187 | 33.44 | 10.4234 | 33.08 | 10.2691 | 35.6 | 11.992 | 37.94 | 12.6698 | 34.34 | 11.4403 | 26.96 | 9.1647 | 33.98 | 12.2552 | 35.6 | 12.9373 | 33.98 | 11.1217 | 35.6 | 11.9847 | 33.98 | 10.4933 | 41 | 13.0988 | 1779 | #N/A | #N/A
| 28.94 | 9.7229 | 32 | 9.907 | 35.06 | 10.7328 | 33.8 | 10.5939 | 32 | 9.7032 | 37.04 | 12.7057 | 37.94 | 12.2197 | 33.98 | 11.3834 | 24.98 | 8.5514 | 35.06 | 11.9719 | 28.4 | 9.9841 | 33.98 | 10.9959 | 35.6 | 11.9847 | 32 | 10.1398 | 42.8 | 13.5315 | 1780 | #N/A | #N/A
| 28.94 | 9.7226 | 30.92 | 9.3368 | 35.06 | 10.7328 | 32 | 10.3816 | 32 | 9.7022 | 35.96 | 12.4463 | 37.04 | 11.7232 | 34.34 | 11.5328 | 24.98 | 8.5512 | 33.98 | 10.9827 | 26.6 | 9.5498 | 33.08 | 10.6348 | 35.6 | 11.4491 | 30.92 | 9.9867 | 42.8 | 12.7929 | 1781 | #N/A | #N/A
| 28.04 | 9.5061 | 30.02 | 9.0366 | 32 | 9.5049 | 26.78 | 8.4143 | 30.92 | 9.3371 | 37.04 | 13.089 | 37.04 | 11.5799 | 34.16 | 11.4369 | 24.08 | 8.3348 | 32 | 10.6266 | 32 | 11.3961 | 33.08 | 10.6332 | 33.8 | 10.5572 | 30.02 | 9.3219 | 42.8 | 12.7939 | 1782 | #N/A | #N/A
| 37.04 | 12.726 | 30.02 | 9.0347 | 30.92 | 9.3258 | 26.24 | 8.0206 | 30.02 | 9.0359 | 37.94 | 13.4644 | 35.06 | 11.2412 | 34.88 | 11.7231 | 24.08 | 8.2252 | 30.92 | 9.9651 | 30.2 | 10.6972 | 32 | 10.5962 | 33.8 | 10.1664 | 26.96 | 8.389 | 37.4 | 11.4903 | 1783 | #N/A | #N/A
| 37.94 | 13.1359 | 28.94 | 8.6786 | 30.92 | 9.3258 | 27.68 | 8.0969 | 28.94 | 8.6792 | 37.4 | 13.3614 | 35.06 | 11.2412 | 34.16 | 11.6659 | 23 | 7.9636 | 30.02 | 9.8802 | 30.2 | 10.6972 | 26.96 | 8.9109 | 33.8 | 10.1664 | 26.06 | 8.0885 | 30.2 | 9.7523 | 1784 | #N/A | #N/A
| 37.94 | 13.1319 | 28.04 | 8.4608 | 30.02 | 9.1061 | 24.44 | 7.4107 | 28.04 | 8.3711 | 39.02 | 13.9273 | 33.98 | 10.9765 | 35.06 | 11.7334 | 23 | 7.8383 | 28.94 | 8.8493 | 35.6 | 12.8849 | 28.94 | 8.9605 | 32 | 9.7329 | 26.06 | 7.9018 | 30.2 | 10.526 | 1785 | #N/A | #N/A
| 41 | 14.2026 | 28.94 | 8.5868 | 30.02 | 8.9289 | 26.6 | 8.1046 | 28.94 | 8.5873 | 42.08 | 15.2261 | 35.06 | 10.5167 | 37.58 | 12.7555 | 24.98 | 8.5444 | 30.02 | 9.0257 | 39.2 | 14.0772 | 30.02 | 9.2199 | 32 | 9.7329 | 26.96 | 8.3856 | 32 | 11.1967 | 1786 | #N/A | #N/A
| 42.08 | 14.3028 | 30.92 | 8.9908 | 30.02 | 8.9289 | 29.3 | 8.6066 | 30.02 | 8.7747 | 44.06 | 15.9333 | 35.96 | 10.6426 | 37.4 | 13.6923 | 41 | 12.5391 | 30.92 | 9.0575 | 41 | 14.5727 | 32 | 9.5922 | 32 | 9.7329 | 28.94 | 8.5929 | 33.8 | 11.6827 | 1787 | #N/A | #N/A
| 42.8 | 14.6655 | 33.08 | 9.4278 | 33.08 | 9.4209 | 30.2 | 8.8232 | 32 | 9.251 | 44.06 | 16.3725 | 37.04 | 10.993 | 42.98 | 15.6807 | 42.98 | 13.0143 | 33.08 | 9.423 | 42.8 | 14.6152 | 35.06 | 10.2461 | 33.8 | 10.1664 | 30.92 | 9.0697 | 33.8 | 11.3413 | 1788 | #N/A | #N/A
| 46.4 | 15.2265 | 33.08 | 9.3624 | 33.08 | 9.4217 | 30.74 | 8.9396 | 33.98 | 9.6456 | 44.96 | 16.8479 | 37.04 | 11.106 | 42.8 | 15.7245 | 46.04 | 13.8964 | 33.08 | 9.2831 | 44.6 | 15.0466 | 35.06 | 9.989 | 33.8 | 10.1664 | 30.92 | 8.998 | 33.8 | 11.341 | 1789 | #N/A | #N/A
| 44.06 | 14.5973 | 33.08 | 9.2272 | 33.08 | 9.4217 | 32.72 | 9.403 | 33.98 | 9.5046 | 44.6 | 16.9817 | 37.04 | 11.106 | 44.6 | 16.9848 | 48.02 | 14.4958 | 33.98 | 9.4402 | 44.6 | 15.0479 | 37.04 | 10.4657 | 33.8 | 9.9933 | 33.08 | 9.436 | 35.6 | 11.828 | 1790 | #N/A | #N/A
| 44.06 | 14.5946 | 35.06 | 9.764 | 35.06 | 9.6296 | 33.08 | 9.3956 | 35.06 | 9.7645 | 46.4 | 17.8709 | 37.94 | 11.12 | 46.4 | 17.4214 | 48.02 | 14.4963 | 35.96 | 10.0521 | 42.8 | 14.3032 | 37.04 | 10.3833 | 33.8 | 9.9933 | 33.98 | 9.5871 | 35.6 | 12.0578 | 1791 | #N/A | #N/A
| 42.98 | 13.9835 | 35.96 | 9.9211 | 35.96 | 9.9154 | 36.68 | 10.148 | 35.96 | 9.982 | 46.4 | 17.8709 | 39.02 | 11.2775 | 50 | 19.3812 | 50 | 15.268 | 35.96 | 9.794 | 42.8 | 14.3044 | 39.02 | 10.7191 | 33.8 | 9.8336 | 37.04 | 10.3239 | 37.4 | 12.5511 | 1792 | #N/A | #N/A
| 42.98 | 13.8056 | 37.04 | 10.0573 | 35.96 | 9.9154 | 36.86 | 10.2289 | 39.02 | 10.7181 | 46.4 | 18.3525 | 39.02 | 11.3817 | 51.08 | 19.9535 | 51.08 | 15.5314 | 39.02 | 10.5849 | 41 | 13.5498 | 39.02 | 10.6591 | 35.6 | 10.4267 | 37.04 | 10.2485 | 37.4 | 12.5511 | 1793 | #N/A | #N/A
| 42.8 | 13.7289 | 37.94 | 10.2738 | 37.94 | 10.2687 | 38.12 | 10.571 | 37.04 | 10.0578 | 48.02 | 18.6391 | 37.94 | 11.1206 | 50 | 19.6909 | 51.08 | 15.5316 | 39.02 | 10.5848 | 41 | 13.9333 | 39.02 | 10.5895 | 35.6 | 10.2669 | 37.94 | 10.6081 | 37.4 | 12.4992 | 1794 | #N/A | #N/A
| 39.02 | 12.5418 | 37.94 | 10.329 | 39.02 | 10.5837 | 38.3 | 10.6805 | 37.94 | 10.3988 | 48.2 | 18.7898 | 37.04 | 10.9043 | 48.92 | 18.8694 | 50 | 15.4409 | 39.92 | 10.8711 | 37.4 | 12.4352 | 37.94 | 11.0257 | 35.6 | 10.1197 | 37.94 | 10.6918 | 37.4 | 12.4967 | 1795 | #N/A | #N/A
| 37.94 | 12.149 | 37.04 | 10.1126 | 39.02 | 10.5837 | 36.86 | 10.4169 | 37.04 | 10.1822 | 44.6 | 17.434 | 37.04 | 10.9043 | 48.2 | 18.7933 | 48.92 | 15.18 | 39.92 | 10.8714 | 35.6 | 11.9489 | 37.04 | 10.8089 | 35.6 | 10.1197 | 37.04 | 10.4755 | 37.4 | 12.4978 | 1796 | #N/A | #N/A
| 35.96 | 11.6723 | 35.96 | 9.8526 | 37.94 | 10.2693 | 35.78 | 10.3179 | 35.96 | 9.9824 | 42.8 | 16.5452 | 35.06 | 10.7305 | 44.96 | 16.8989 | 46.04 | 14.4856 | 39.02 | 10.7901 | 35.6 | 11.6746 | 32 | 9.595 | 33.8 | 9.551 | 37.04 | 10.3914 | 35.6 | 11.7794 | 1797 | #N/A | #N/A
| 35.06 | 11.4554 | 35.06 | 9.9057 | 37.04 | 10.3758 | 35.24 | 10.039 | 35.96 | 9.9213 | 44.6 | 16.9817 | 35.06 | 10.7291 | 44.6 | 16.5597 | 44.06 | 14.1555 | 37.94 | 10.6773 | 35.6 | 11.6746 | 30.92 | 9.5279 | 30.2 | 9.1265 | 35.06 | 9.9967 | 33.8 | 11.346 | 1798 | #N/A | #N/A
| 33.98 | 11.0441 | 33.98 | 10.0673 | 37.04 | 10.3758 | 34.52 | 9.8648 | 33.98 | 9.7281 | 42.8 | 16.1205 | 35.96 | 11.0672 | 42.8 | 15.7245 | 41 | 13.4161 | 35.96 | 10.7329 | 35.6 | 11.6752 | 32 | 9.7868 | 30.2 | 9.2993 | 35.06 | 9.996 | 32 | 10.9118 | 1799 | #N/A | #N/A
| 33.98 | 11.0452 | 33.08 | 9.953 | 35.06 | 10.5117 | 33.62 | 9.6612 | 33.08 | 9.4277 | 42.8 | 16.1205 | 35.06 | 11.2322 | 42.98 | 15.9043 | 41 | 13.4164 | 35.06 | 10.515 | 35.6 | 11.6758 | 32 | 9.998 | 33.8 | 10.1664 | 33.98 | 9.8071 | 30.2 | 10.2155 | 1800 | #N/A | #N/A
| 33.08 | 10.8282 | 33.08 | 9.5804 | 33.98 | 10.3629 | 33.26 | 9.6023 | 33.08 | 9.3609 | 41 | 15.2262 | 33.98 | 11.0936 | 42.8 | 15.7245 | 39.02 | 12.9387 | 35.06 | 10.7257 | 35.6 | 11.6755 | 30.92 | 9.8608 | 33.8 | 10.5572 | 33.08 | 9.5892 | 30.2 | 10.2152 | 1801 | #N/A | #N/A
| 32 | 10.5694 | 30.92 | 8.765 | 33.98 | 10.3629 | 30.56 | 8.9661 | 28.94 | 8.3642 | 41 | 15.2858 | 33.98 | 11.0936 | 42.98 | 15.9032 | 37.04 | 12.4616 | 33.98 | 10.5876 | 35.6 | 11.6761 | 32 | 9.9961 | 33.8 | 10.5572 | 30.92 | 9.159 | 28.4 | 9.7817 | 1802 | #N/A | #N/A
| 30.92 | 10.1889 | 28.94 | 8.3636 | 30.92 | 8.9811 | 30.02 | 8.8647 | 26.96 | 7.9534 | 41 | 15.2267 | 33.08 | 10.7533 | 42.98 | 15.9027 | 35.96 | 12.2006 | 30.02 | 10.2903 | 35.6 | 11.6779 | 30.02 | 9.5191 | 33.8 | 11.015 | 28.94 | 8.7765 | 28.4 | 9.8253 | 1803 | #N/A | #N/A
| 28.94 | 9.7112 | 28.04 | 8.1464 | 28.94 | 8.504 | 27.86 | 8.4989 | 28.04 | 8.2948 | 41 | 15.2272 | 33.08 | 11.0277 | 42.98 | 15.906 | 33.08 | 11.3584 | 30.02 | 9.6311 | 33.8 | 11.2443 | 28.04 | 9.0409 | 30.2 | 10.1467 | 28.94 | 8.7761 | 28.4 | 9.784 | 1804 | #N/A | #N/A
| 30.02 | 9.9749 | 24.08 | 7.503 | 28.94 | 8.504 | 26.06 | 8.0494 | 26.06 | 7.8185 | 41 | 15.2858 | 33.08 | 11.0283 | 42.8 | 15.7245 | 33.98 | 11.7236 | 28.04 | 9.5357 | 33.8 | 11.247 | 28.04 | 8.9425 | 28.4 | 9.4751 | 28.04 | 8.4643 | 28.4 | 9.7855 | 1805 | #N/A | #N/A
| 30.02 | 9.9754 | 24.98 | 7.558 | 30.02 | 8.6822 | 24.8 | 7.6824 | 24.98 | 7.6298 | 39.2 | 14.8498 | 30.02 | 10.0143 | 42.8 | 15.7245 | 32 | 11.1009 | 26.96 | 9.5503 | 33.8 | 11.2479 | 28.04 | 8.9425 | 33.8 | 10.7771 | 26.96 | 8.2034 | 28.4 | 9.7875 | 1806 | #N/A | #N/A
| 30.02 | 10.0953 | 23 | 7.0806 | 28.94 | 8.4211 | 23.9 | 7.5119 | 24.98 | 7.6292 | 39.2 | 14.4761 | 28.94 | 9.8756 | 42.8 | 15.7245 | 30.92 | 10.84 | 26.06 | 8.6746 | 35.6 | 11.9576 | 26.96 | 8.6806 | 33.8 | 10.354 | 24.98 | 7.6363 | 28.4 | 9.7863 | 1807 | #N/A | #N/A
| 30.92 | 10.4635 | 24.08 | 7.411 | 28.94 | 8.4211 | 22.46 | 7.0723 | 23 | 7.2412 | 39.2 | 14.4761 | 28.94 | 9.8756 | 42.8 | 15.7245 | 33.08 | 11.3611 | 26.06 | 9.0538 | 33.8 | 11.2473 | 24.98 | 7.9999 | 33.8 | 10.354 | 24.08 | 7.1988 | 28.4 | 9.7863 | 1808 | #N/A | #N/A
| 30.02 | 10.0955 | 21.92 | 6.7376 | 28.04 | 8.2031 | 22.82 | 6.9445 | 24.08 | 7.3398 | 37.4 | 13.69 | 30.02 | 9.7341 | 39.92 | 14.5529 | 30.02 | 10.6216 | 24.08 | 8.4344 | 33.8 | 11.2476 | 26.06 | 8.2582 | 33.8 | 10.354 | 24.08 | 7.1215 | 26.6 | 9.3525 | 1809 | #N/A | #N/A
| 35.06 | 11.7587 | 26.06 | 7.8131 | 28.94 | 8.4993 | 23.9 | 7.2025 | 26.06 | 7.9749 | 37.4 | 13.69 | 30.92 | 10.2241 | 42.08 | 15.2519 | 30.92 | 10.9845 | 26.96 | 8.6655 | 37.4 | 12.3917 | 28.04 | 8.6298 | 33.8 | 10.1664 | 24.98 | 7.3357 | 28.4 | 9.7855 | 1810 | #N/A | #N/A
| 37.94 | 12.4531 | 28.94 | 8.4222 | 28.94 | 8.4993 | 26.6 | 7.7612 | 28.04 | 8.141 | 42.98 | 15.8822 | 37.94 | 12.4917 | 46.04 | 16.2091 | 33.98 | 11.9065 | 30.02 | 9.2881 | 37.4 | 12.1156 | 32 | 9.5812 | 35.6 | 10.5999 | 26.96 | 7.7516 | 30.2 | 10.2187 | 1811 | #N/A | #N/A
| 41 | 12.8941 | 30.92 | 8.6993 | 32 | 9.1519 | 29.48 | 8.4538 | 30.92 | 8.7002 | 48.02 | 16.9092 | 39.02 | 12.5841 | 48.92 | 16.9028 | 39.02 | 13.2841 | 30.92 | 9.312 | 41 | 12.9832 | 33.98 | 10.0574 | 35.6 | 10.5999 | 30.02 | 8.6227 | 33.8 | 11.3499 | 1812 | #N/A | #N/A
| 44.96 | 13.8506 | 33.08 | 9.1505 | 33.98 | 9.4296 | 32.72 | 9.2206 | 33.08 | 9.2787 | 50 | 17.1597 | 39.02 | 12.0313 | 51.98 | 17.4618 | 44.96 | 14.5604 | 33.98 | 9.5655 | 42.8 | 13.4172 | 35.06 | 10.2345 | 33.8 | 10.354 | 32 | 8.9636 | 37.4 | 11.9547 | 1813 | #N/A | #N/A
| 44.96 | 13.9829 | 35.06 | 9.7541 | 33.98 | 9.4296 | 35.6 | 9.6429 | 33.98 | 9.4945 | 53.06 | 17.5118 | 39.02 | 12.0313 | 55.04 | 18.2068 | 50 | 15.593 | 35.96 | 10.26 | 42.8 | 13.4181 | 35.96 | 10.3565 | 33.8 | 10.354 | 35.06 | 9.6306 | 39.2 | 12.3894 | 1814 | #N/A | #N/A
| 44.06 | 13.4815 | 35.06 | 9.5717 | 37.94 | 10.3818 | 36.5 | 9.7073 | 37.04 | 10.171 | 55.04 | 17.9936 | 37.94 | 11.3092 | 59 | 18.9559 | 53.06 | 16.3332 | 37.04 | 10.4488 | 42.8 | 13.1626 | 39.02 | 11.0034 | 35.6 | 10.4267 | 35.96 | 9.5263 | 42.8 | 13.2579 | 1815 | #N/A | #N/A
| 46.04 | 13.9607 | 35.96 | 9.726 | 37.94 | 10.2596 | 37.4 | 9.9783 | 37.04 | 10.0483 | 55.94 | 18.2147 | 37.94 | 11.1973 | 59 | 18.5947 | 55.04 | 16.666 | 37.94 | 10.4434 | 44.6 | 13.5975 | 39.02 | 10.9318 | 35.6 | 10.4267 | 35.96 | 9.6707 | 44.6 | 13.6938 | 1816 | #N/A | #N/A
| 44.96 | 13.5798 | 35.96 | 9.6666 | 37.94 | 10.2596 | 35.96 | 9.6507 | 35.96 | 9.5658 | 55.04 | 18.2103 | 39.02 | 11.4564 | 60.98 | 19.2712 | 57.02 | 16.9762 | 37.94 | 10.1397 | 44.6 | 13.5975 | 37.94 | 10.5237 | 35.6 | 10.4267 | 37.04 | 9.9301 | 48.2 | 14.8289 | 1817 | #N/A | #N/A
| 44.06 | 13.6368 | 37.04 | 9.878 | 35.96 | 9.5606 | 37.4 | 9.9322 | 35.96 | 9.5649 | 55.04 | 18.0003 | 37.94 | 11.1936 | 62.06 | 19.3381 | 57.92 | 16.9021 | 37.04 | 9.9225 | 42.8 | 13.4205 | 37.94 | 10.3191 | 35.6 | 10.1197 | 37.94 | 10.2056 | 50 | 15.2648 | 1818 | #N/A | #N/A
| 42.98 | 13.3771 | 35.06 | 9.3479 | 35.96 | 9.6136 | 37.58 | 10.0781 | 35.06 | 9.4021 | 51.98 | 17.0912 | 37.04 | 10.7835 | 55.94 | 18.2241 | 59 | 17.0377 | 37.94 | 10.2594 | 42.8 | 13.4212 | 37.94 | 10.1424 | 35.6 | 10.1197 | 37.04 | 9.9887 | 50 | 15.0011 | 1819 | #N/A | #N/A
| 41 | 13.0323 | 33.98 | 9.0871 | 35.96 | 9.6136 | 36.14 | 9.6924 | 33.98 | 9.1414 | 51.08 | 16.5189 | 37.04 | 10.7835 | 53.96 | 17.5737 | 57.02 | 16.6863 | 37.04 | 9.874 | 39.2 | 12.5526 | 35.96 | 9.7244 | 35.6 | 9.984 | 35.06 | 9.4521 | 50 | 15.0008 | 1820 | #N/A | #N/A
| 39.02 | 12.7187 | 32 | 8.6103 | 33.98 | 9.2409 | 33.26 | 8.9436 | 32 | 8.6641 | 46.94 | 15.5169 | 33.98 | 9.7782 | 50 | 16.7846 | 48.92 | 15.5285 | 33.98 | 9.0836 | 35.6 | 11.6841 | 33.98 | 9.2471 | 33.8 | 9.6865 | 33.08 | 9.0343 | 48.2 | 14.5661 | 1821 | #N/A | #N/A
| 37.94 | 12.4567 | 28.94 | 7.9267 | 33.08 | 8.9644 | 29.66 | 8.1321 | 30.92 | 8.3496 | 42.98 | 14.914 | 33.08 | 9.5595 | 46.04 | 15.8285 | 42.08 | 13.689 | 30.92 | 8.6211 | 35.6 | 11.6828 | 30.92 | 8.5715 | 33.8 | 9.6865 | 30.92 | 8.5758 | 44.6 | 13.6964 | 1822 | #N/A | #N/A
| 35.96 | 11.9792 | 28.94 | 7.872 | 33.08 | 8.9644 | 27.5 | 7.784 | 28.94 | 7.9724 | 46.04 | 15.6541 | 30.02 | 8.9101 | 46.94 | 16.0458 | 39.92 | 13.1656 | 28.94 | 8.8238 | 33.8 | 11.2479 | 26.96 | 7.7399 | 33.8 | 9.551 | 30.02 | 8.4125 | 41 | 12.5822 | 1823 | #N/A | #N/A
| 37.04 | 12.3832 | 26.96 | 7.4484 | 30.02 | 8.2263 | 26.6 | 7.5993 | 28.04 | 7.6552 | 44.06 | 14.9816 | 30.92 | 9.1253 | 44.96 | 15.401 | 39.92 | 13.1664 | 30.02 | 8.4692 | 33.8 | 11.5237 | 24.98 | 7.3212 | 33.8 | 9.551 | 30.02 | 8.4114 | 37.4 | 11.4891 | 1824 | #N/A | #N/A
| 37.04 | 12.5637 | 26.06 | 7.1776 | 28.04 | 7.7492 | 25.34 | 7.3403 | 26.06 | 7.178 | 46.94 | 15.3401 | 33.98 | 9.8607 | 44.96 | 15.4033 | 37.94 | 12.5413 | 28.94 | 8.0256 | 32 | 10.8143 | 26.96 | 7.6695 | 32 | 9.2533 | 28.04 | 7.9339 | 35.6 | 10.6552 | 1825 | #N/A | #N/A
| 37.04 | 12.5655 | 24.98 | 6.8268 | 28.04 | 7.7492 | 22.28 | 6.8666 | 24.98 | 6.8271 | 46.94 | 15.3414 | 33.98 | 9.8607 | 46.94 | 15.6863 | 37.04 | 12.3258 | 28.04 | 7.8085 | 30.2 | 10.3806 | 26.06 | 7.4521 | 30.2 | 8.8202 | 24.98 | 7.1974 | 33.8 | 10.2231 | 1826 | #N/A | #N/A
| 37.04 | 12.5666 | 23 | 6.3121 | 26.06 | 7.044 | 22.1 | 6.4492 | 24.08 | 6.5719 | 46.04 | 15.3069 | 32 | 9.2937 | 48.02 | 15.9505 | 37.04 | 12.3275 | 26.96 | 7.5481 | 30.2 | 10.6575 | 26.96 | 7.6681 | 28.4 | 8.2518 | 23 | 6.7881 | 33.8 | 10.4171 | 1827 | #N/A | #N/A
| 33.98 | 11.8276 | 21.92 | 6.0518 | 24.08 | 6.5673 | 21.38 | 6.0907 | 21.92 | 6.0522 | 44.06 | 15.1866 | 30.02 | 8.9041 | 46.04 | 15.8432 | 37.04 | 12.3275 | 24.98 | 6.9137 | 33.8 | 11.8249 | 24.98 | 7.1907 | 28.4 | 8.1273 | 24.98 | 7.0803 | 35.6 | 11.0595 | 1828 | #N/A | #N/A
| 35.06 | 12.0888 | 21.02 | 5.8351 | 24.08 | 6.5673 | 21.56 | 6.1331 | 21.02 | 5.7918 | 44.06 | 15.3608 | 30.02 | 8.6638 | 44.06 | 15.5772 | 37.94 | 12.5453 | 24.08 | 6.6065 | 35.6 | 12.2596 | 24.08 | 6.7539 | 26.6 | 7.6943 | 23 | 6.4981 | 35.6 | 11.0607 | 1829 | #N/A | #N/A
| 35.96 | 12.6578 | 19.04 | 5.359 | 21.92 | 6.0476 | 16.34 | 4.924 | 19.94 | 5.5756 | 44.96 | 15.791 | 28.94 | 8.3387 | 44.96 | 15.7985 | 35.06 | 11.8512 | 21.92 | 6.1771 | 35.6 | 12.2589 | 21.92 | 6.2343 | 26.6 | 7.6943 | 19.94 | 5.929 | 33.8 | 10.8548 | 1830 | #N/A | #N/A
| 37.04 | 12.9196 | 17.06 | 4.9212 | 21.02 | 5.7875 | 13.64 | 4.3219 | 17.96 | 5.138 | 44.06 | 15.5772 | 28.04 | 8.1215 | 46.04 | 16.0668 | 30.92 | 10.6828 | 21.92 | 6.0868 | 35.6 | 12.5809 | 21.02 | 5.8741 | 26.6 | 7.9538 | 17.96 | 5.4526 | 33.8 | 10.8551 | 1831 | #N/A | #N/A
| 37.94 | 13.1379 | 17.06 | 4.9687 | 21.02 | 5.7875 | 15.44 | 4.7541 | 19.04 | 5.3969 | 44.06 | 15.7652 | 28.04 | 8.1215 | 46.04 | 16.2539 | 35.06 | 11.8546 | 19.94 | 5.857 | 35.6 | 12.5813 | 21.02 | 5.9219 | 28.4 | 8.387 | 17.06 | 5.1738 | 33.8 | 11.1 | 1832 | #N/A | #N/A
| 37.94 | 13.3182 | 15.98 | 4.7084 | 21.02 | 5.83 | 15.26 | 4.8112 | 17.96 | 5.1848 | 44.06 | 15.7704 | 26.96 | 8.255 | 46.04 | 16.4871 | 33.98 | 11.4247 | 19.04 | 5.8207 | 37.4 | 13.3222 | 19.94 | 5.6616 | 26.6 | 7.9538 | 15.98 | 5.0281 | 33.8 | 11.1012 | 1833 | #N/A | #N/A
| 39.92 | 13.9518 | 19.94 | 5.7547 | 21.92 | 6.0461 | 17.78 | 5.55 | 19.94 | 5.7552 | 44.96 | 15.994 | 30.02 | 9.0712 | 46.94 | 16.7095 | 37.04 | 12.4809 | 21.02 | 6.0578 | 39.2 | 14.0818 | 23 | 6.4387 | 26.6 | 7.9538 | 19.94 | 6.0472 | 33.8 | 11.1018 | 1834 | #N/A | #N/A
| 42.08 | 14.8368 | 24.08 | 6.6547 | 21.92 | 6.0461 | 22.64 | 6.436 | 23 | 6.3956 | 48.02 | 16.9629 | 33.08 | 9.7271 | 48.92 | 17.1928 | 42.98 | 14.2637 | 24.98 | 6.8688 | 37.4 | 13.3725 | 26.06 | 7.3315 | 28.4 | 8.387 | 23 | 6.6004 | 39.2 | 13.2664 | 1835 | #N/A | #N/A
| 44.06 | 15.3172 | 26.96 | 7.3893 | 26.96 | 7.3434 | 26.06 | 7.111 | 26.06 | 7.0449 | 46.94 | 16.7041 | 33.98 | 9.9439 | 53.06 | 18.3935 | 46.04 | 15.3941 | 26.06 | 7.1285 | 42.8 | 14.9539 | 28.94 | 8.3391 | 30.2 | 8.8202 | 26.06 | 7.1363 | 46.4 | 15.6584 | 1836 | #N/A | #N/A
| 44.96 | 15.7464 | 28.94 | 8.2052 | 26.96 | 7.7236 | 28.4 | 7.6984 | 28.94 | 7.9657 | 53.06 | 18.3863 | 33.98 | 10.0248 | 57.92 | 19.8232 | 55.04 | 17.935 | 28.94 | 8.0815 | 44.6 | 15.0632 | 30.02 | 8.8152 | 30.2 | 8.6848 | 28.94 | 7.7803 | 48.2 | 15.7782 | 1837 | #N/A | #N/A
| 48.02 | 16.114 | 32 | 9.0746 | 26.96 | 7.7236 | 31.46 | 8.3475 | 33.08 | 9.0199 | 53.96 | 18.6094 | 33.98 | 10.0248 | 62.06 | 21.0855 | 57.92 | 18.8094 | 30.02 | 8.3952 | 44.6 | 15.0671 | 32 | 9.4742 | 30.2 | 8.6848 | 32 | 8.565 | 51.8 | 16.6515 | 1838 | #N/A | #N/A
| 48.02 | 16.4958 | 32 | 9.2207 | 30.92 | 8.7359 | 34.16 | 8.9966 | 33.08 | 8.9156 | 53.96 | 18.6128 | 35.96 | 10.6044 | 62.96 | 21.3075 | 60.08 | 19.7382 | 33.08 | 9.1318 | 44.6 | 15.3976 | 33.98 | 10.0327 | 30.2 | 8.8202 | 33.08 | 8.8249 | 53.6 | 17.0896 | 1839 | #N/A | #N/A
| 51.08 | 16.6656 | 33.08 | 9.4819 | 33.08 | 9.5456 | 36.5 | 9.5906 | 37.04 | 9.8685 | 55.04 | 19.1234 | 35.06 | 10.3882 | 62.96 | 21.3112 | 62.06 | 20.4525 | 35.96 | 9.8929 | 46.4 | 16.1861 | 33.98 | 10.1358 | 30.2 | 8.8202 | 35.96 | 9.5179 | 55.4 | 17.5278 | 1840 | #N/A | #N/A
| 50 | 15.8696 | 33.08 | 9.4834 | 33.08 | 9.5456 | 37.4 | 9.8079 | 37.94 | 10.0326 | 53.96 | 18.8658 | 33.98 | 10.1289 | 62.96 | 21.5318 | 60.98 | 20.1917 | 37.04 | 10.0328 | 44.6 | 15.4041 | 35.06 | 10.2957 | 30.2 | 8.8202 | 35.96 | 9.4314 | 55.4 | 17.8515 | 1841 | #N/A | #N/A
| 46.94 | 15.5111 | 32 | 9.4767 | 32 | 8.9059 | 38.12 | 10.0299 | 39.02 | 10.2927 | 57.92 | 20.0787 | 35.06 | 10.479 | 62.96 | 21.5273 | 59 | 20.1637 | 37.94 | 10.3038 | 44.6 | 15.7544 | 35.96 | 10.5134 | 32 | 9.7329 | 37.04 | 9.7794 | 55.4 | 18.1933 | 1842 | #N/A | #N/A
| 48.02 | 15.7743 | 32 | 9.7499 | 32 | 9.9488 | 37.4 | 9.8577 | 37.04 | 10.4398 | 60.08 | 20.8199 | 33.08 | 10.2105 | 71.06 | 19.4129 | 55.94 | 21.2838 | 37.94 | 10.3047 | 44.6 | 15.7564 | 33.98 | 10.0377 | 33.8 | 9.9933 | 37.04 | 9.7802 | 53.6 | 17.4171 | 1843 | #N/A | #N/A
| 46.04 | 15.2961 | 32 | 9.863 | 32 | 9.9488 | 37.22 | 9.8837 | 33.98 | 9.9576 | 60.08 | 20.595 | 33.08 | 10.2105 | 69.08 | 18.7175 | 53.06 | 20.0157 | 35.96 | 10.812 | 42.8 | 15.3222 | 33.08 | 9.9243 | 33.8 | 9.9933 | 35.96 | 9.6175 | 51.8 | 16.9842 | 1844 | #N/A | #N/A
| 44.96 | 15.3885 | 32 | 9.863 | 33.08 | 10.1143 | 36.32 | 9.6948 | 33.08 | 10.0133 | 51.08 | 17.7085 | 33.08 | 10.214 | 64.04 | 17.6148 | 48.92 | 18.7125 | 35.96 | 10.5097 | 42.8 | 15.6957 | 32 | 9.5619 | 30.2 | 9.4866 | 35.06 | 9.4487 | 50 | 16.5472 | 1845 | #N/A | #N/A
| 44.96 | 15.388 | 33.08 | 10.3428 | 33.08 | 10.2117 | 34.16 | 9.7708 | 33.08 | 10.126 | 51.08 | 16.3707 | 33.08 | 10.3346 | 62.06 | 17.3595 | 46.94 | 18.5242 | 33.98 | 10.3357 | 42.8 | 15.6968 | 32 | 9.7532 | 30.2 | 9.4866 | 35.06 | 9.8931 | 48.2 | 16.112 | 1846 | #N/A | #N/A
| 44.96 | 15.766 | 33.08 | 10.1251 | 33.08 | 10.2117 | 32 | 9.7303 | 33.08 | 10.2242 | 55.94 | 16.3922 | 33.98 | 10.6586 | 60.08 | 16.5419 | 48.02 | 19.0403 | 33.08 | 10.3376 | 46.4 | 16.5772 | 32 | 9.8665 | 30.2 | 9.4866 | 33.98 | 9.7866 | 46.4 | 15.021 | 1847 | #N/A | #N/A
| 44.96 | 15.9494 | 33.08 | 10.1251 | 32 | 9.7445 | 32.36 | 9.6612 | 33.98 | 10.3437 | 55.94 | 15.9886 | 33.98 | 10.7932 | 57.92 | 16.4666 | 48.2 | 18.9493 | 30.2 | 10.6863 | 46.4 | 16.2035 | 30.2 | 9.7025 | 32 | 9.9203 | 28.4 | 9.742 | 46.4 | 15.0218 | 1848 | #N/A | #N/A
| 44.96 | 15.9529 | 33.08 | 10.1253 | 30.2 | 9.9094 | 30.2 | 9.9059 | 33.08 | 10.1269 | 55.04 | 16.0501 | 35.06 | 11.1957 | 57.02 | 16.2504 | 48.2 | 18.9493 | 30.2 | 10.9865 | 46.4 | 16.5772 | 28.4 | 9.728 | 32 | 9.9203 | 28.4 | 9.742 | 44.6 | 14.5905 | 1849 | #N/A | #N/A
| 46.04 | 16.4432 | 30.2 | 10.1577 | 28.94 | 9.7122 | 28.4 | 9.9673 | 30.2 | 10.1621 | 53.96 | 15.9111 | 35.06 | 11.1957 | 57.02 | 16.2504 | 48.2 | 17.9936 | 30.02 | 10.8721 | 46.4 | 16.5853 | 30.02 | 10.2638 | 30.2 | 10.4035 | 28.4 | 9.742 | 44.6 | 14.9283 | 1850 | #N/A | #N/A
| 44.96 | 15.9575 | 30.2 | 10.4155 | 28.4 | 9.9695 | 28.4 | 10.2485 | 30.2 | 10.4203 | 51.08 | 15.3686 | 35.96 | 11.6915 | 55.04 | 16.1715 | 46.04 | 16.7707 | 30.2 | 10.9865 | 46.4 | 16.5869 | 30.2 | 10.4203 | 30.2 | 10.4035 | 28.4 | 10.0013 | 44.6 | 14.9386 | 1851 | #N/A | #N/A
| 44.96 | 15.9585 | 30.02 | 10.4009 | 30.92 | 10.9145 | 28.4 | 10.2556 | 30.2 | 10.4203 | 46.94 | 15.5427 | 35.96 | 11.6988 | 53.06 | 15.9824 | 46.04 | 16.3442 | 30.2 | 10.9865 | 44.6 | 16.151 | 30.2 | 10.4203 | 30.2 | 10.6811 | 28.4 | 10.0013 | 42.8 | 14.814 | 1852 | #N/A | #N/A
| 44.96 | 16.1859 | 30.92 | 10.7899 | 30.92 | 10.9145 | 28.4 | 10.259 | 30.02 | 10.2752 | 48.02 | 15.8016 | 35.06 | 11.9322 | 51.98 | 16.0363 | 44.96 | 16.0798 | 30.2 | 10.9865 | 44.6 | 16.553 | 30.92 | 10.6295 | 30.2 | 10.6811 | 28.4 | 10.0013 | 44.6 | 15.2589 | 1853 | #N/A | #N/A
| 44.96 | 16.3859 | 30.92 | 10.7912 | 32 | 11.3621 | 28.4 | 10.2634 | 30.2 | 10.4203 | 46.94 | 15.6959 | 35.6 | 12.2908 | 51.08 | 16.0004 | 44.6 | 15.8959 | 30.92 | 11.2663 | 46.4 | 17.4205 | 30.2 | 10.4203 | 30.2 | 10.6811 | 28.4 | 10.0013 | 42.8 | 14.8171 | 1854 | #N/A | #N/A
| 44.96 | 16.6288 | 30.2 | 10.6941 | 32 | 11.416 | 28.4 | 10.2668 | 30.2 | 10.6993 | 46.94 | 15.6942 | 37.04 | 13.1401 | 48.92 | 16.0183 | 39.2 | 14.2312 | 30.2 | 10.9865 | 46.4 | 17.4205 | 33.8 | 11.5683 | 32 | 11.4156 | 28.4 | 10.0013 | 42.8 | 14.8163 | 1855 | #N/A | #N/A
| 46.4 | 17.416 | 30.2 | 10.6941 | 32 | 11.5248 | 28.4 | 10.2702 | 30.2 | 10.6993 | 44.06 | 14.996 | 37.04 | 13.1401 | 46.04 | 15.3196 | 39.2 | 14.2312 | 32 | 11.7456 | 44.6 | 16.9973 | 33.8 | 11.2889 | 32 | 11.4156 | 28.4 | 10.0013 | 44.6 | 15.2483 | 1856 | #N/A | #N/A
| 46.04 | 17.1388 | 32 | 11.1286 | 32 | 11.416 | 30.2 | 10.7071 | 30.2 | 10.6993 | 39.02 | 13.618 | 37.4 | 13.6871 | 48.02 | 15.6116 | 37.94 | 13.8046 | 32 | 11.7353 | 44.6 | 16.9973 | 33.8 | 11.5683 | 33.8 | 11.8504 | 30.02 | 10.4437 | 42.8 | 14.4921 | 1857 | #N/A | #N/A
| 46.94 | 17.3558 | 32 | 11.4297 | 32 | 11.7288 | 31.82 | 11.2842 | 32 | 11.1338 | 48.92 | 15.8246 | 39.92 | 14.7586 | 48.92 | 15.8251 | 37.4 | 13.7961 | 33.8 | 12.4883 | 44.6 | 16.9973 | 33.8 | 11.5683 | 33.8 | 11.8504 | 30.2 | 10.4355 | 42.8 | 14.4904 | 1858 | #N/A | #N/A
| 46.4 | 17.416 | 33.08 | 11.6537 | 32 | 11.7288 | 32 | 11.4543 | 33.8 | 11.8701 | 51.08 | 16.3434 | 39.92 | 14.7674 | 48.92 | 15.8206 | 37.4 | 13.7961 | 33.8 | 12.4883 | 46.4 | 17.4186 | 33.8 | 11.8701 | 33.8 | 12.1745 | 30.2 | 10.7159 | 39.2 | 13.2832 | 1859 | #N/A | #N/A
| 48.92 | 17.3431 | 33.08 | 11.6581 | 33.8 | 12.4821 | 33.62 | 12.008 | 33.8 | 11.8701 | 48.02 | 15.5983 | 41 | 15.2653 | 50 | 15.539 | 37.4 | 13.4601 | 33.8 | 12.4883 | 46.4 | 17.4167 | 35.96 | 12.7242 | 33.8 | 12.1745 | 30.2 | 10.7159 | 39.2 | 13.9355 | 1860 | #N/A | #N/A
| 48.92 | 16.7392 | 33.98 | 12.0388 | 33.8 | 12.4821 | 33.8 | 12.2274 | 33.8 | 11.8701 | 48.92 | 15.6159 | 42.8 | 15.7184 | 51.08 | 15.6521 | 37.4 | 13.7961 | 35.6 | 13.2516 | 48.2 | 17.8704 | 35.6 | 12.6308 | 35.6 | 12.9169 | 30.2 | 10.7159 | 37.4 | 13.4999 | 1861 | #N/A | #N/A
| 46.04 | 15.6643 | 33.8 | 11.8645 | 33.98 | 12.4053 | 35.24 | 12.6712 | 35.6 | 12.3048 | 48.92 | 15.1277 | 42.98 | 16.193 | 48.92 | 14.961 | 41 | 14.5428 | 35.6 | 13.2516 | 48.2 | 16.6533 | 37.4 | 13.3751 | 35.6 | 12.9169 | 33.8 | 11.888 | 37.4 | 13.5199 | 1862 | #N/A | #N/A
| 44.96 | 15.403 | 35.06 | 12.5111 | 33.8 | 12.4821 | 35.6 | 12.6677 | 35.6 | 12.3048 | 48.02 | 15.2345 | 44.6 | 16.9779 | 48.92 | 15.1261 | 42.98 | 15.1954 | 37.04 | 13.9054 | 48.2 | 16.3029 | 37.4 | 13.3751 | 37.4 | 13.68 | 33.8 | 11.888 | 37.4 | 13.5199 | 1863 | #N/A | #N/A
| 42.98 | 14.9237 | 35.6 | 12.6247 | 35.6 | 12.9173 | 33.8 | 12.2295 | 35.06 | 12.323 | 46.04 | 14.9118 | 44.96 | 17.4534 | 46.04 | 14.9125 | 42.8 | 15.1015 | 37.4 | 14.0372 | 46.4 | 15.8675 | 39.02 | 14.2072 | 37.4 | 14.0297 | 33.98 | 12.2742 | 37.4 | 13.5199 | 1864 | #N/A | #N/A
| 39.92 | 14.1799 | 35.06 | 12.5251 | 35.06 | 12.8461 | 33.8 | 12.2352 | 33.8 | 11.8701 | 44.96 | 15.0262 | 44.6 | 17.4299 | 44.06 | 14.4308 | 46.04 | 15.4061 | 37.94 | 14.316 | 41 | 14.9071 | 39.2 | 14.1401 | 37.4 | 14.0297 | 33.8 | 11.888 | 39.2 | 14.2801 | 1865 | #N/A | #N/A
| 39.2 | 13.795 | 33.8 | 11.8645 | 33.8 | 12.4821 | 35.6 | 12.992 | 33.8 | 11.8701 | 44.06 | 14.6238 | 44.6 | 17.4299 | 42.98 | 14.1665 | 46.94 | 15.6236 | 37.4 | 14.0372 | 39.2 | 14.1373 | 41 | 14.9275 | 39.2 | 14.4654 | 33.8 | 11.888 | 39.2 | 13.9404 | 1866 | #N/A | #N/A
| 39.2 | 14.1237 | 33.8 | 11.8645 | 32 | 11.7398 | 34.88 | 12.8197 | 33.8 | 11.8701 | 41 | 14.0602 | 44.6 | 17.4299 | 42.08 | 13.7884 | 48.02 | 14.8253 | 35.6 | 12.9235 | 39.2 | 14.4888 | 39.2 | 14.4918 | 39.2 | 14.4654 | 33.8 | 12.2154 | 39.2 | 13.94 | 1867 | #N/A | #N/A
| 39.02 | 14.1307 | 33.8 | 11.8645 | 33.08 | 12.0413 | 33.8 | 12.5573 | 33.8 | 11.8701 | 37.94 | 12.9385 | 44.96 | 17.3787 | 41 | 13.1992 | 48.02 | 14.5313 | 35.96 | 13.0914 | 39.2 | 14.4888 | 39.2 | 14.1401 | 41 | 15.6719 | 33.98 | 12.2907 | 42.8 | 14.809 | 1868 | #N/A | #N/A
| 39.2 | 14.1237 | 33.8 | 11.8645 | 33.8 | 12.1748 | 33.8 | 12.2443 | 33.8 | 11.8701 | 37.04 | 12.381 | 42.8 | 16.198 | 37.94 | 12.4557 | 46.04 | 13.4091 | 35.6 | 12.9235 | 39.2 | 14.4699 | 39.2 | 14.4918 | 42.8 | 16.1083 | 33.8 | 12.2154 | 41 | 14.3711 | 1869 | #N/A | #N/A
| 39.92 | 14.3442 | 33.8 | 11.8645 | 33.8 | 12.1748 | 33.8 | 12.2423 | 33.98 | 11.9176 | 33.98 | 11.6382 | 41 | 15.2824 | 33.98 | 11.496 | 44.06 | 13.0549 | 35.6 | 12.9235 | 37.4 | 14.0531 | 37.4 | 13.7047 | 41 | 15.6719 | 33.8 | 12.2154 | 39.2 | 13.9342 | 1870 | #N/A | #N/A
| 39.2 | 14.1237 | 33.8 | 11.8645 | 33.08 | 12.0446 | 32 | 11.8032 | 33.8 | 11.8701 | 33.08 | 11.1109 | 37.94 | 14.3396 | 33.98 | 11.4931 | 42.08 | 12.449 | 33.8 | 12.4883 | 39.2 | 14.4888 | 37.4 | 13.3751 | 39.2 | 14.8383 | 32 | 11.6064 | 37.4 | 13.4963 | 1871 | #N/A | #N/A
| 39.02 | 14.1227 | 33.8 | 11.8645 | 33.8 | 11.8507 | 32 | 11.8036 | 30.2 | 10.4203 | 28.04 | 9.4904 | 37.4 | 13.6871 | 30.02 | 10.2396 | 37.94 | 11.8205 | 33.8 | 12.1806 | 37.4 | 14.0273 | 33.8 | 11.8701 | 39.2 | 14.8383 | 33.08 | 11.8673 | 37.4 | 13.4945 | 1872 | #N/A | #N/A
| 39.2 | 14.1237 | 28.4 | 9.9812 | 28.94 | 10.1797 | 32 | 11.8016 | 28.04 | 9.6858 | 24.08 | 8.2639 | 37.4 | 13.6871 | 30.02 | 10.2378 | 33.98 | 10.8646 | 33.8 | 11.856 | 37.4 | 14.0268 | 33.8 | 11.8701 | 37.4 | 14.0297 | 33.8 | 11.888 | 37.4 | 12.8397 | 1873 | #N/A | #N/A
| 37.04 | 13.4774 | 28.4 | 9.7235 | 28.94 | 10.1797 | 32 | 11.8012 | 28.4 | 9.728 | 23 | 7.7759 | 37.04 | 13.3512 | 28.04 | 9.6068 | 33.98 | 10.8648 | 30.2 | 10.4083 | 37.4 | 13.6797 | 32 | 11.1338 | 32 | 11.4156 | 33.8 | 11.5848 | 37.4 | 11.7289 | 1874 | #N/A | #N/A
| 39.92 | 14.3385 | 26.06 | 8.6997 | 28.04 | 9.4076 | 29.12 | 10.5031 | 26.6 | 8.8349 | 23 | 7.7746 | 35.06 | 12.32 | 28.04 | 9.6048 | 32 | 10.2513 | 30.2 | 10.4083 | 39.2 | 14.1113 | 30.2 | 10.1621 | 30.2 | 10.6811 | 30.92 | 9.9744 | 35.6 | 10.8573 | 1875 | #N/A | #N/A
| 39.92 | 13.8167 | 26.96 | 8.9161 | 26.96 | 9.0133 | 28.94 | 9.297 | 26.96 | 8.9167 | 23 | 7.8929 | 33.98 | 12.0556 | 28.04 | 9.4824 | 30.92 | 9.6571 | 28.4 | 9.7169 | 37.4 | 14.0531 | 28.4 | 9.4893 | 30.2 | 10.4035 | 30.02 | 9.4269 | 33.8 | 10.4232 | 1876 | #N/A | #N/A
| 39.02 | 13.0622 | 26.06 | 8.6992 | 26.96 | 9.0133 | 27.86 | 8.8211 | 26.96 | 9.0251 | 21.92 | 7.306 | 33.8 | 11.856 | 26.96 | 9.0834 | 28.94 | 9.0655 | 28.4 | 9.4792 | 37.4 | 12.7141 | 28.4 | 9.4893 | 28.4 | 9.7125 | 28.04 | 8.7461 | 32 | 9.7953 | 1877 | #N/A | #N/A
| 37.94 | 12.801 | 24.98 | 8.3147 | 26.06 | 8.687 | 27.86 | 8.8213 | 24.98 | 8.3159 | 19.94 | 6.8288 | 33.8 | 11.5554 | 30.02 | 9.8211 | 28.04 | 8.757 | 26.6 | 9.0452 | 37.4 | 12.4129 | 28.04 | 9.1769 | 28.4 | 9.7125 | 28.04 | 8.7461 | 30.2 | 9.3616 | 1878 | #N/A | #N/A
| 37.94 | 12.1748 | 26.06 | 8.8061 | 28.4 | 9.2559 | 25.16 | 8.1883 | 26.96 | 9.0251 | 24.98 | 8.6053 | 33.08 | 11.3453 | 28.94 | 9.2031 | 24.98 | 8.2234 | 26.96 | 9.1489 | 35.6 | 11.9761 | 26.96 | 8.9157 | 30.2 | 10.1467 | 26.06 | 8.2693 | 30.2 | 9.1825 | 1879 | #N/A | #N/A
| 37.04 | 11.955 | 26.6 | 8.8312 | 28.04 | 9.164 | 24.8 | 8.0634 | 28.04 | 9.2844 | 24.08 | 8.2549 | 33.8 | 11.5768 | 28.04 | 8.8889 | 26.06 | 8.0901 | 26.96 | 8.9057 | 35.6 | 11.9727 | 28.04 | 9.0513 | 28.4 | 9.7125 | 24.98 | 8.0996 | 28.4 | 8.7478 | 1880 | #N/A | #N/A
| 37.04 | 11.6791 | 28.04 | 9.1747 | 28.04 | 8.9411 | 23.9 | 7.8648 | 28.04 | 9.1765 | 28.04 | 9.4756 | 32 | 9.8967 | 28.04 | 8.7762 | 24.98 | 7.8291 | 26.96 | 8.6832 | 35.6 | 11.6933 | 28.04 | 8.8385 | 28.4 | 9.4751 | 21.92 | 7.2725 | 28.4 | 8.7471 | 1881 | #N/A | #N/A
| 37.94 | 12.0154 | 26.96 | 8.7901 | 28.94 | 9.1577 | 24.44 | 8.0706 | 28.04 | 9.0515 | 33.08 | 11.0897 | 33.08 | 10.2546 | 30.92 | 9.6746 | 26.96 | 8.3867 | 28.94 | 9.1602 | 35.6 | 11.6921 | 28.94 | 9.055 | 30.2 | 9.6895 | 24.8 | 8.0197 | 28.4 | 8.5813 | 1882 | #N/A | #N/A
| 39.92 | 12.6437 | 28.94 | 9.169 | 28.94 | 9.1577 | 28.22 | 9.1005 | 28.04 | 9.0522 | 39.02 | 12.5214 | 35.06 | 10.6325 | 37.04 | 11.5052 | 28.04 | 8.6451 | 30.92 | 9.6376 | 37.4 | 12.1233 | 30.92 | 9.5315 | 30.2 | 9.6895 | 28.04 | 9.0576 | 30.2 | 9.0123 | 1883 | #N/A | #N/A
| 39.2 | 12.5807 | 30.92 | 9.6459 | 30.92 | 9.6347 | 30.2 | 9.517 | 30.02 | 9.6539 | 41 | 12.4583 | 35.96 | 10.8489 | 39.92 | 12.0666 | 30.92 | 9.3376 | 33.08 | 10.0446 | 39.2 | 12.8698 | 33.08 | 9.9612 | 32 | 10.1233 | 30.02 | 9.4354 | 30.2 | 8.8612 | 1884 | #N/A | #N/A
| 39.92 | 12.3664 | 32 | 9.905 | 32 | 9.7815 | 30.2 | 9.517 | 32 | 10.1303 | 41 | 12.3261 | 37.94 | 11.3257 | 42.98 | 12.6991 | 33.08 | 9.774 | 33.98 | 10.261 | 37.4 | 12.3954 | 35.06 | 10.6424 | 33.8 | 10.354 | 32 | 9.6032 | 32 | 9.0269 | 1885 | #N/A | #N/A
| 39.92 | 12.2261 | 33.08 | 9.9608 | 32 | 9.7815 | 32.18 | 9.8399 | 33.08 | 10.2665 | 44.06 | 12.9587 | 37.94 | 11.3257 | 42.98 | 12.2838 | 35.06 | 10.2509 | 35.06 | 10.5209 | 37.4 | 12.1189 | 35.96 | 10.8592 | 35.6 | 10.991 | 33.08 | 9.8632 | 33.8 | 9.5877 | 1886 | #N/A | #N/A
| 39.92 | 12.2254 | 33.98 | 10.1773 | 35.96 | 10.6448 | 33.62 | 10.1503 | 35.06 | 10.6441 | 42.08 | 12.2658 | 39.02 | 11.8085 | 44.06 | 12.4432 | 35.96 | 10.2089 | 35.96 | 10.5436 | 39.2 | 12.2964 | 37.04 | 11.0057 | 37.4 | 11.2213 | 33.98 | 10.1845 | 33.8 | 9.5879 | 1887 | #N/A | #N/A
| 39.92 | 12.0926 | 35.06 | 10.3335 | 35.96 | 10.5417 | 34.7 | 10.5236 | 35.96 | 10.861 | 44.06 | 12.633 | 39.92 | 12.134 | 44.06 | 12.6344 | 37.04 | 10.5415 | 37.04 | 10.7214 | 37.4 | 11.8623 | 39.02 | 11.5974 | 37.4 | 11.4248 | 35.96 | 10.6623 | 37.4 | 10.5936 | 1888 | #N/A | #N/A
| 37.04 | 11.2918 | 37.04 | 10.8114 | 35.96 | 10.5417 | 35.78 | 10.7661 | 37.04 | 11.008 | 42.98 | 12.2853 | 41 | 12.3951 | 44.06 | 12.7459 | 37.94 | 10.603 | 37.94 | 11.0217 | 35.6 | 11.1908 | 39.92 | 11.7008 | 39.2 | 11.8586 | 37.04 | 10.9236 | 37.4 | 10.4547 | 1889 | #N/A | #N/A
| 37.04 | 11.1694 | 37.04 | 10.8115 | 37.94 | 11.0192 | 37.22 | 11.002 | 35.96 | 10.7481 | 41 | 11.707 | 39.92 | 12.0269 | 44.06 | 12.6354 | 37.94 | 10.3312 | 39.02 | 11.4764 | 35.6 | 11.19 | 41 | 12.0753 | 39.2 | 11.8586 | 37.94 | 11.0359 | 37.4 | 10.5937 | 1890 | #N/A | #N/A
| 35.96 | 10.8117 | 37.04 | 10.811 | 37.94 | 11.019 | 37.76 | 11.2242 | 37.94 | 11.2243 | 39.92 | 11.3663 | 39.92 | 12.134 | 42.98 | 12.2869 | 37.04 | 9.9964 | 39.02 | 11.4762 | 33.8 | 10.3361 | 39.02 | 11.4838 | 39.2 | 11.8586 | 37.94 | 11.0352 | 37.4 | 10.4543 | 1891 | #N/A | #N/A
| 35.06 | 10.3943 | 37.04 | 10.81 | 37.94 | 11.019 | 37.4 | 11.0625 | 37.04 | 10.9156 | 37.94 | 10.7964 | 39.92 | 12.134 | 41 | 12.1046 | 35.96 | 9.7365 | 37.94 | 11.2142 | 32 | 9.7165 | 37.94 | 11.1312 | 39.2 | 11.655 | 37.04 | 11.0138 | 37.4 | 10.3257 | 1892 | #N/A | #N/A
| 33.08 | 9.8148 | 35.96 | 10.5481 | 37.04 | 10.9033 | 33.98 | 10.4079 | 35.96 | 10.6538 | 35.96 | 11.0085 | 37.94 | 11.9298 | 39.02 | 11.8526 | 33.08 | 9.0433 | 37.04 | 10.9959 | 30.2 | 9.2825 | 37.04 | 11.0031 | 37.4 | 11.4248 | 35.06 | 10.6503 | 37.4 | 9.9993 | 1893 | #N/A | #N/A
| 30.92 | 9.2938 | 33.98 | 10.1743 | 35.96 | 10.7324 | 32.9 | 10.0896 | 35.06 | 10.5267 | 32 | 10.0544 | 37.94 | 12.2058 | 37.04 | 11.6455 | 28.94 | 8.5175 | 35.06 | 10.7305 | 26.6 | 8.4141 | 33.98 | 10.3789 | 37.4 | 11.4248 | 30.02 | 9.7683 | 33.8 | 9.0419 | 1894 | #N/A | #N/A
| 30.92 | 9.3941 | 32 | 9.6971 | 35.96 | 10.7324 | 27.86 | 9.1585 | 33.08 | 10.0492 | 26.06 | 8.2975 | 37.94 | 12.2051 | 35.96 | 11.2474 | 26.96 | 8.1117 | 32 | 10.4993 | 30.2 | 9.2801 | 28.04 | 8.9476 | 37.4 | 11.4248 | 26.96 | 8.7979 | 33.8 | 9.0412 | 1895 | #N/A | #N/A
| 30.02 | 9.1764 | 30.92 | 9.4362 | 33.98 | 10.254 | 24.62 | 8.3982 | 30.92 | 9.5281 | 26.06 | 8.4077 | 37.94 | 12.2042 | 35.96 | 11.1165 | 28.94 | 8.0461 | 30.02 | 10.1434 | 28.4 | 8.8462 | 26.96 | 8.7848 | 33.8 | 10.7771 | 26.96 | 8.9209 | 28.4 | 8.736 | 1896 | #N/A | #N/A
| 28.94 | 8.734 | 28.94 | 8.9586 | 32 | 9.8896 | 21.38 | 7.4505 | 28.94 | 9.0502 | 24.08 | 7.8223 | 35.96 | 11.861 | 35.96 | 11.2499 | 26.06 | 7.6742 | 26.06 | 9.0655 | 30.2 | 9.2797 | 26.06 | 8.5685 | 33.8 | 10.7771 | 24.08 | 8.2265 | 28.4 | 8.2845 | 1897 | #N/A | #N/A
| 26.06 | 8.0407 | 26.06 | 8.1621 | 32 | 9.8896 | 22.28 | 7.7694 | 30.02 | 9.3107 | 24.08 | 7.8237 | 35.96 | 11.861 | 33.98 | 10.9117 | 24.08 | 7.1976 | 26.96 | 9.1422 | 30.2 | 9.1083 | 24.98 | 8.21 | 35.6 | 11.4491 | 21.92 | 7.5818 | 28.4 | 7.8334 | 1898 | #N/A | #N/A
| 32 | 9.7413 | 28.04 | 8.639 | 32 | 9.7771 | 21.38 | 7.4099 | 28.94 | 8.9607 | 23 | 7.3761 | 37.94 | 13.193 | 33.98 | 10.9127 | 24.08 | 7.197 | 24.98 | 8.6646 | 30.2 | 9.108 | 24.08 | 7.9932 | 33.8 | 11.2722 | 19.94 | 6.8922 | 28.4 | 7.932 | 1899 | #N/A | #N/A
| 33.08 | 9.9121 | 26.96 | 8.4818 | 32 | 9.7763 | 20.3 | 6.9048 | 28.04 | 8.7433 | 21.92 | 7.2179 | 39.02 | 13.6369 | 33.08 | 10.8181 | 21.02 | 6.6084 | 24.08 | 8.3121 | 30.2 | 9.1071 | 24.98 | 8.3076 | 33.8 | 11.5502 | 19.04 | 6.4813 | 26.6 | 7.4992 | 1900 | #N/A | #N/A
| 33.98 | 10.2176 | 26.06 | 8.2657 | 32 | 9.7763 | 17.96 | 6.3598 | 26.96 | 8.4836 | 30.02 | 9.8213 | 37.94 | 13.3784 | 33.08 | 10.9695 | 19.04 | 6.203 | 24.98 | 8.6646 | 32 | 9.5404 | 24.98 | 8.4323 | 35.6 | 11.7066 | 19.94 | 6.8026 | 26.6 | 7.6064 | 1901 | #N/A | #N/A
| 33.98 | 10.2172 | 26.96 | 8.2968 | 32 | 9.5845 | 17.96 | 6.3252 | 26.06 | 8.2673 | 35.96 | 11.6625 | 30.92 | 11.1451 | 33.98 | 11.3189 | 19.04 | 6.2926 | 24.98 | 8.6659 | 32 | 9.8971 | 26.06 | 8.8018 | 33.8 | 11.5502 | 19.94 | 6.8036 | 26.6 | 7.6063 | 1902 | #N/A | #N/A
| 33.98 | 10.4235 | 26.96 | 8.2972 | 30.92 | 9.4284 | 19.4 | 6.8384 | 26.06 | 8.2681 | 35.96 | 11.9599 | 30.02 | 10.7483 | 37.94 | 12.7649 | 17.06 | 5.7255 | 26.06 | 8.9273 | 33.8 | 10.3292 | 28.04 | 9.4146 | 30.2 | 10.1467 | 17.96 | 6.2238 | 26.6 | 7.6053 | 1903 | #N/A | #N/A
| 33.98 | 10.4219 | 26.96 | 8.3801 | 30.92 | 9.4284 | 19.04 | 6.6769 | 24.98 | 8.0084 | 37.04 | 12.059 | 30.02 | 10.7483 | 37.94 | 12.7656 | 15.98 | 5.393 | 26.96 | 9.285 | 33.8 | 10.5287 | 30.02 | 9.6495 | 35.6 | 10.991 | 19.94 | 6.8046 | 24.8 | 7.0645 | 1904 | #N/A | #N/A
| 33.98 | 10.3239 | 26.06 | 8.1633 | 30.92 | 9.4278 | 19.22 | 6.7383 | 24.08 | 7.7909 | 37.94 | 12.2783 | 32 | 11.41 | 37.94 | 12.7699 | 15.08 | 5.0931 | 28.94 | 9.7622 | 33.8 | 10.5266 | 28.94 | 9.0533 | 35.6 | 11.2111 | 19.94 | 6.7005 | 24.8 | 7.0635 | 1905 | #N/A | #N/A
| 37.04 | 11.2764 | 28.04 | 8.7435 | 30.92 | 9.5185 | 20.3 | 7.1513 | 26.06 | 8.3578 | 39.02 | 12.4131 | 30.2 | 10.6863 | 39.92 | 13.2534 | 19.04 | 6.2873 | 28.94 | 9.7628 | 35.6 | 10.7578 | 30.02 | 9.4267 | 33.8 | 10.354 | 21.02 | 7.0637 | 26.6 | 7.4952 | 1906 | #N/A | #N/A
| 37.94 | 11.4921 | 28.94 | 8.9606 | 30.92 | 9.5185 | 24.44 | 8.3779 | 28.94 | 9.0523 | 39.92 | 12.3601 | 41 | 13.7461 | 41 | 13.5178 | 21.92 | 6.9806 | 33.08 | 10.0425 | 37.4 | 11.1906 | 35.06 | 10.7406 | 35.6 | 11.2111 | 24.08 | 8.2284 | 28.4 | 7.8289 | 1907 | #N/A | #N/A
| 39.92 | 11.968 | 30.92 | 9.438 | 33.08 | 9.7634 | 28.76 | 8.7571 | 30.92 | 9.3357 | 39.92 | 12.2209 | 42.08 | 13.6658 | 42.08 | 13.2904 | 28.04 | 8.2102 | 33.08 | 9.7664 | 39.2 | 11.4376 | 35.96 | 10.8587 | 35.6 | 10.991 | 30.02 | 9.1288 | 30.2 | 8.3596 | 1908 | #N/A | #N/A
| 39.92 | 11.8466 | 33.98 | 9.8936 | 33.08 | 9.6694 | 31.28 | 9.2219 | 33.08 | 9.4327 | 39.92 | 12.0921 | 42.08 | 13.5216 | 41 | 13.0338 | 32 | 8.9632 | 33.98 | 9.9843 | 39.2 | 11.437 | 35.96 | 11.0836 | 35.6 | 10.991 | 32 | 9.1806 | 32 | 8.8999 | 1909 | #N/A | #N/A
| 41 | 12.107 | 33.08 | 9.5874 | 33.08 | 9.6694 | 31.28 | 9.1624 | 35.06 | 9.9097 | 37.4 | 12.1476 | 42.08 | 13.5216 | 37.4 | 12.4283 | 37.94 | 10.2064 | 35.06 | 10.4319 | 41 | 12.0558 | 35.06 | 10.8687 | 35.6 | 10.991 | 33.08 | 9.4412 | 33.8 | 9.3331 | 1910 | #N/A | #N/A
| 41 | 11.6299 | 32 | 9.7019 | 33.98 | 10.2605 | 32.72 | 9.4379 | 35.06 | 9.845 | 35.6 | 11.7133 | 42.98 | 14.0773 | 35.06 | 12.4482 | 41 | 10.8356 | 35.06 | 10.638 | 41 | 12.0567 | 35.96 | 11.3323 | 35.6 | 10.991 | 33.98 | 9.5164 | 37.4 | 10.1992 | 1911 | #N/A | #N/A
| 41 | 11.9016 | 33.98 | 10.0765 | 33.08 | 10.4893 | 34.7 | 9.9598 | 37.04 | 10.323 | 33.8 | 11.8584 | 44.96 | 14.5586 | 33.8 | 12.1852 | 44.96 | 11.7885 | 33.98 | 10.8459 | 41 | 12.0576 | 35.06 | 10.9815 | 35.6 | 10.991 | 35.96 | 9.9947 | 39.2 | 10.6328 | 1912 | #N/A | #N/A
| 41 | 11.9022 | 33.98 | 10.1834 | 33.08 | 10.4893 | 36.5 | 10.4096 | 37.04 | 10.6375 | 33.8 | 12.1831 | 42.8 | 13.728 | 35.6 | 12.6201 | 46.94 | 12.3728 | 35.06 | 10.974 | 39.2 | 11.6244 | 33.08 | 10.642 | 35.6 | 11.4491 | 37.04 | 10.3324 | 41 | 10.8596 | 1913 | #N/A | #N/A
| 41 | 12.0135 | 33.98 | 10.8585 | 33.08 | 10.6297 | 36.86 | 10.5117 | 37.94 | 10.856 | 35.96 | 12.8669 | 42.08 | 13.8698 | 35.6 | 12.9284 | 46.94 | 12.5603 | 35.96 | 11.1932 | 39.2 | 11.6242 | 33.8 | 11.0303 | 33.8 | 11.5502 | 39.02 | 10.8762 | 42.8 | 11.2929 | 1914 | #N/A | #N/A
| 39.92 | 11.5541 | 33.08 | 10.7851 | 32 | 10.5117 | 37.76 | 10.685 | 37.94 | 11.0359 | 35.6 | 12.9262 | 39.92 | 13.51 | 35.6 | 12.9284 | 46.94 | 12.0791 | 35.96 | 11.33 | 39.2 | 11.6242 | 32 | 10.5962 | 33.8 | 11.5502 | 37.94 | 10.6168 | 44.6 | 11.7258 | 1915 | #N/A | #N/A
| 39.02 | 11.0625 | 33.8 | 11.0259 | 32 | 10.5117 | 37.58 | 10.7932 | 35.96 | 11.2018 | 37.4 | 13.69 | 39.92 | 13.51 | 37.04 | 13.3039 | 44.96 | 11.6037 | 33.98 | 11.1177 | 37.4 | 11.191 | 30.2 | 10.1621 | 33.8 | 11.2722 | 37.94 | 10.6169 | 42.8 | 10.9072 | 1916 | #N/A | #N/A
| 35.96 | 10.4184 | 32 | 10.5918 | 30.2 | 10.4038 | 36.68 | 10.4539 | 33.08 | 10.91 | 37.4 | 13.69 | 37.4 | 12.7255 | 39.2 | 14.1278 | 42.98 | 11.2168 | 33.8 | 11.277 | 33.8 | 10.3236 | 30.2 | 10.4203 | 33.8 | 11.5502 | 35.96 | 10.2233 | 39.2 | 10.3372 | 1917 | #N/A | #N/A
| 30.02 | 9.0687 | 30.2 | 10.4155 | 30.2 | 10.4038 | 33.8 | 9.7163 | 32 | 10.8546 | 41 | 15.2513 | 37.94 | 13.2317 | 41 | 15.029 | 35.06 | 10.2457 | 32 | 11.1208 | 28.4 | 8.8375 | 30.2 | 10.4203 | 33.8 | 11.8504 | 33.98 | 9.5195 | 37.4 | 9.8212 | 1918 | #N/A | #N/A
| 28.94 | 8.9985 | 30.2 | 10.4155 | 30.02 | 10.4442 | 32.54 | 9.398 | 32 | 10.9389 | 41 | 15.2858 | 37.94 | 13.4157 | 41 | 14.9143 | 28.94 | 9.0486 | 30.2 | 10.9865 | 26.6 | 8.4045 | 30.2 | 10.4203 | 33.8 | 11.8504 | 32 | 9.2692 | 35.6 | 9.472 | 1919 | #N/A | #N/A
| 35.06 | 11.1775 | 30.92 | 10.8463 | 30.2 | 10.6814 | 31.64 | 9.2688 | 32 | 10.9389 | 42.98 | 16.1884 | 37.4 | 13.3587 | 42.08 | 15.727 | 26.96 | 8.685 | 30.2 | 10.9865 | 26.6 | 8.5905 | 30.2 | 10.4203 | 32 | 11.4156 | 32 | 9.2687 | 30.2 | 8.4716 | 1920 | #N/A | #N/A
| 35.06 | 11.1783 | 30.2 | 10.6941 | 32 | 11.1159 | 30.02 | 8.7913 | 32 | 10.8546 | 42.8 | 16.1205 | 33.8 | 12.1806 | 42.8 | 15.7245 | 26.06 | 8.4689 | 32 | 11.4213 | 26.6 | 8.59 | 30.2 | 10.4203 | 33.8 | 12.1745 | 30.92 | 8.8593 | 30.2 | 8.5891 | 1921 | #N/A | #N/A
| 35.06 | 11.1793 | 30.02 | 10.3265 | 32 | 11.0927 | 28.76 | 8.4042 | 30.92 | 10.5449 | 42.8 | 16.1205 | 33.98 | 12.2742 | 42.8 | 15.7245 | 24.08 | 7.9932 | 32 | 11.1208 | 30.2 | 9.8759 | 30.02 | 10.4661 | 33.8 | 12.1745 | 28.94 | 8.4484 | 30.2 | 8.5898 | 1922 | #N/A | #N/A
| 35.06 | 11.3018 | 28.94 | 9.9126 | 30.2 | 10.4038 | 28.22 | 8.3012 | 30.2 | 10.4203 | 41 | 15.2858 | 33.8 | 12.1806 | 39.02 | 14.1748 | 23 | 7.6221 | 30.92 | 10.8382 | 32 | 10.5457 | 30.2 | 10.4203 | 32 | 11.4156 | 28.04 | 8.3152 | 30.2 | 8.8566 | 1923 | #N/A | #N/A
| 35.06 | 11.3029 | 30.02 | 10.1728 | 32 | 10.2358 | 26.24 | 7.8523 | 30.02 | 9.7709 | 39.02 | 14.3893 | 33.8 | 12.1806 | 37.94 | 13.7454 | 23 | 7.6228 | 30.92 | 9.8708 | 33.8 | 10.9812 | 30.2 | 10.4203 | 32 | 11.7395 | 26.96 | 7.9716 | 30.2 | 9.1714 | 1924 | #N/A | #N/A
| 35.06 | 11.4563 | 30.02 | 9.6619 | 32 | 10.2358 | 23.9 | 7.3035 | 30.92 | 9.4502 | 39.02 | 14.1782 | 33.8 | 12.1806 | 37.94 | 13.7472 | 24.98 | 8.3125 | 32 | 9.794 | 33.8 | 11.2375 | 30.2 | 10.4203 | 32 | 11.4156 | 26.06 | 7.6893 | 28.4 | 8.9165 | 1925 | #N/A | #N/A
| 35.06 | 11.7547 | 30.02 | 9.3242 | 30.92 | 9.531 | 22.82 | 7.0442 | 30.92 | 9.3459 | 37.94 | 13.7473 | 32 | 11.4351 | 37.04 | 13.333 | 24.98 | 8.3143 | 30.92 | 9.5342 | 35.6 | 11.6739 | 30.2 | 10.1621 | 30.2 | 10.6811 | 24.98 | 7.4298 | 28.4 | 8.9178 | 1926 | #N/A | #N/A
| 35.06 | 11.5915 | 30.02 | 9.233 | 30.92 | 9.5312 | 22.1 | 6.8291 | 30.92 | 9.3455 | 37.04 | 13.3303 | 30.92 | 10.9887 | 37.4 | 13.3636 | 24.98 | 8.315 | 30.92 | 9.534 | 35.6 | 11.6755 | 28.94 | 9.4044 | 30.2 | 10.6811 | 21.92 | 6.9151 | 28.4 | 8.9194 | 1927 | #N/A | #N/A
| 33.98 | 11.4973 | 30.02 | 9.2322 | 30.92 | 9.5312 | 22.64 | 6.9586 | 30.92 | 9.3453 | 37.4 | 13.3614 | 30.92 | 10.9887 | 35.6 | 12.9284 | 26.96 | 8.9165 | 30.02 | 9.3166 | 35.6 | 11.9516 | 28.94 | 9.4031 | 30.2 | 10.4035 | 21.92 | 6.8423 | 28.4 | 8.9198 | 1928 | #N/A | #N/A
| 35.96 | 12.2989 | 30.02 | 9.3225 | 30.02 | 9.3124 | 20.66 | 6.4407 | 30.02 | 9.232 | 35.96 | 12.724 | 30.02 | 10.6213 | 35.96 | 12.7244 | 28.04 | 9.2854 | 28.94 | 9.0554 | 35.6 | 12.2509 | 28.94 | 9.2776 | 30.2 | 10.6811 | 19.04 | 5.9995 | 30.2 | 9.3533 | 1929 | #N/A | #N/A
| 37.94 | 12.7778 | 28.94 | 8.9699 | 30.02 | 9.3109 | 21.74 | 6.9904 | 28.94 | 8.9703 | 35.6 | 12.6181 | 30.2 | 10.6863 | 35.6 | 12.6201 | 35.96 | 10.7474 | 28.94 | 9.054 | 39.2 | 13.7467 | 28.04 | 9.0589 | 30.2 | 10.6811 | 21.92 | 6.8404 | 30.2 | 9.3543 | 1930 | #N/A | #N/A
| 41 | 13.5186 | 30.02 | 9.2292 | 30.02 | 9.3109 | 27.5 | 8.3604 | 30.92 | 9.4465 | 37.94 | 13.3828 | 30.2 | 10.1511 | 39.92 | 13.6786 | 35.06 | 11.1124 | 30.92 | 9.4395 | 42.8 | 14.6191 | 28.94 | 9.2751 | 30.2 | 10.6811 | 28.94 | 8.9762 | 33.8 | 10.0426 | 1931 | #N/A | #N/A
| 44.96 | 14.8294 | 33.08 | 9.9653 | 33.98 | 10.3769 | 30.38 | 9.45 | 33.08 | 9.9661 | 37.4 | 13.3614 | 33.8 | 11.277 | 42.08 | 13.9997 | 37.04 | 11.7327 | 33.08 | 9.9593 | 44.6 | 15.0564 | 32 | 10.1359 | 30.2 | 10.6811 | 32 | 9.9188 | 37.4 | 10.5943 | 1932 | #N/A | #N/A
| 46.04 | 14.7397 | 35.06 | 10.4425 | 35.96 | 10.8542 | 32.9 | 10.1146 | 33.98 | 10.0786 | 44.96 | 14.8949 | 33.98 | 11.1133 | 44.06 | 14.3183 | 39.92 | 12.552 | 35.06 | 10.4359 | 44.6 | 15.0585 | 35.06 | 10.7489 | 30.2 | 10.6811 | 33.98 | 10.3959 | 39.2 | 11.7155 | 1933 | #N/A | #N/A
| 46.04 | 14.9009 | 35.06 | 10.3383 | 35.96 | 10.8542 | 35.24 | 10.7177 | 35.96 | 10.377 | 44.6 | 14.7931 | 33.98 | 11.1133 | 44.06 | 14.1329 | 39.92 | 12.5535 | 37.04 | 10.7261 | 44.6 | 15.0636 | 35.96 | 10.9655 | 32 | 10.8379 | 35.06 | 10.6563 | 42.8 | 12.7939 | 1934 | #N/A | #N/A
| 44.06 | 14.4267 | 37.04 | 10.6366 | 37.94 | 10.941 | 35.6 | 10.7844 | 37.94 | 10.7632 | 44.96 | 14.5331 | 35.06 | 11.3726 | 44.06 | 14.1326 | 41 | 12.6917 | 37.94 | 10.848 | 44.6 | 15.0675 | 37.04 | 10.8167 | 33.8 | 11.2722 | 37.04 | 11.0188 | 42.8 | 13.0229 | 1935 | #N/A | #N/A
| 44.96 | 14.3097 | 37.04 | 10.4738 | 39.02 | 11.2842 | 36.86 | 11.0122 | 39.02 | 11.2105 | 44.06 | 14.1326 | 35.96 | 11.4661 | 44.96 | 14.3499 | 41 | 12.9731 | 39.92 | 11.6077 | 44.6 | 15.0726 | 39.02 | 11.294 | 33.8 | 11.015 | 37.04 | 11.0195 | 42.8 | 12.7983 | 1936 | #N/A | #N/A
| 46.94 | 14.346 | 37.94 | 10.6906 | 39.02 | 11.2842 | 36.32 | 11.3381 | 39.92 | 11.3319 | 42.98 | 13.8718 | 37.04 | 11.449 | 44.96 | 14.3502 | 39.02 | 12.4959 | 39.02 | 11.5965 | 42.8 | 14.6413 | 37.94 | 11.0342 | 35.6 | 10.991 | 35.96 | 11.0992 | 42.8 | 12.395 | 1937 | #N/A | #N/A
| 44.96 | 14.3153 | 37.4 | 10.5587 | 37.94 | 11.1289 | 36.86 | 11.3573 | 41 | 11.6881 | 42.98 | 13.8708 | 37.04 | 11.8502 | 44.96 | 14.0348 | 39.2 | 13.2467 | 39.92 | 11.609 | 42.8 | 14.971 | 37.94 | 11.1389 | 35.6 | 10.991 | 35.96 | 11.2073 | 42.8 | 12.3954 | 1938 | #N/A | #N/A
| 44.96 | 14.3163 | 37.94 | 10.8545 | 39.02 | 11.3886 | 37.4 | 11.4659 | 39.02 | 11.3989 | 42.98 | 13.869 | 37.94 | 12.0667 | 44.96 | 14.0332 | 39.92 | 11.4286 | 39.92 | 11.6989 | 42.8 | 14.6474 | 39.02 | 11.3985 | 37.4 | 11.4248 | 37.04 | 11.3587 | 42.8 | 12.59 | 1939 | #N/A | #N/A
| 44.96 | 13.7189 | 37.94 | 11.137 | 39.02 | 11.3886 | 35.6 | 11.2548 | 39.02 | 11.2934 | 42.08 | 13.6496 | 37.94 | 12.0667 | 44.06 | 13.5247 | 39.02 | 10.8017 | 37.94 | 11.4337 | 41 | 14.2126 | 37.94 | 11.1374 | 35.6 | 11.4491 | 35.06 | 11.3921 | 37.4 | 11.747 | 1940 | #N/A | #N/A
| 44.06 | 14.0969 | 35.96 | 10.8636 | 37.94 | 11.2169 | 35.6 | 11.4942 | 37.04 | 11.1251 | 39.92 | 13.4663 | 37.04 | 11.7235 | 42.08 | 13.1994 | 35.96 | 9.859 | 37.04 | 11.2152 | 41 | 14.2126 | 35.96 | 10.8643 | 35.6 | 11.4491 | 35.6 | 11.4782 | 35.6 | 11.5606 | 1941 | #N/A | #N/A
| 37.94 | 13.1474 | 35.06 | 10.5313 | 37.04 | 10.9982 | 33.8 | 11.0586 | 35.96 | 10.9627 | 39.92 | 13.6607 | 37.94 | 11.9382 | 42.08 | 12.9201 | 33.08 | 9.166 | 35.96 | 11.0776 | 37.4 | 12.7373 | 35.96 | 10.8625 | 37.4 | 11.4248 | 33.98 | 10.8597 | 33.8 | 10.2254 | 1942 | #N/A | #N/A
| 37.4 | 13.0516 | 33.98 | 10.3838 | 37.04 | 10.9982 | 32 | 9.9121 | 33.98 | 10.4843 | 39.92 | 13.3036 | 37.94 | 11.6603 | 41 | 12.6591 | 32 | 8.6797 | 35.06 | 10.9668 | 35.6 | 12.6284 | 35.06 | 10.7438 | 35.6 | 11.4491 | 32 | 10.0121 | 32 | 9.1585 | 1943 | #N/A | #N/A
| 35.96 | 12.313 | 33.08 | 10.0529 | 35.06 | 10.6331 | 30.56 | 9.6633 | 33.98 | 10.3847 | 39.92 | 12.3973 | 37.94 | 11.9371 | 39.92 | 12.257 | 30.02 | 8.0559 | 33.98 | 10.4744 | 35.6 | 12.2688 | 33.98 | 10.6074 | 35.6 | 11.4491 | 32 | 9.9125 | 30.2 | 8.5971 | 1944 | #N/A | #N/A
| 37.04 | 10.775 | 33.08 | 9.9618 | 33.08 | 9.9518 | 31.46 | 9.9423 | 33.98 | 10.3847 | 39.02 | 12.3032 | 37.94 | 11.66 | 39.02 | 12.1811 | 28.94 | 7.796 | 33.08 | 10.2569 | 35.6 | 11.9686 | 33.08 | 10.39 | 35.6 | 11.4491 | 32 | 10.0121 | 30.2 | 8.4788 | 1945 | #N/A | #N/A
| 35.06 | 10.1228 | 32 | 9.7017 | 33.08 | 9.9518 | 30.92 | 9.8746 | 32 | 9.7937 | 39.02 | 12.3029 | 37.94 | 11.66 | 37.04 | 11.7033 | 26.96 | 7.2806 | 32 | 9.8976 | 35.6 | 10.4177 | 32 | 9.7926 | 33.8 | 10.7771 | 33.08 | 10.3961 | 28.4 | 7.7469 | 1946 | #N/A | #N/A
| 33.98 | 9.6219 | 30.02 | 9.2245 | 30.92 | 9.5214 | 30.38 | 9.7655 | 32 | 9.9072 | 37.94 | 12.0433 | 35.96 | 11.183 | 35.96 | 11.444 | 26.06 | 7.0645 | 32 | 9.898 | 33.8 | 9.9842 | 30.92 | 9.5329 | 33.8 | 10.5572 | 32 | 10.1363 | 26.6 | 7.2306 | 1947 | #N/A | #N/A
| 33.98 | 9.7741 | 30.02 | 9.2247 | 30.92 | 9.5218 | 30.38 | 9.8749 | 30.02 | 9.3162 | 35.06 | 11.3504 | 33.98 | 10.5975 | 33.98 | 10.9685 | 24.08 | 6.628 | 30.92 | 9.5244 | 33.8 | 9.9842 | 30.92 | 9.5325 | 33.8 | 10.5572 | 32 | 10.2447 | 24.8 | 6.798 | 1948 | #N/A | #N/A
| 33.08 | 9.5575 | 28.94 | 8.9652 | 30.92 | 9.5218 | 30.92 | 10.051 | 28.94 | 9.0563 | 32 | 10.6144 | 33.08 | 10.3806 | 32 | 10.4927 | 21.92 | 6.2014 | 30.92 | 9.5248 | 32 | 9.5506 | 30.02 | 9.2253 | 32 | 10.1233 | 33.08 | 10.6422 | 24.8 | 6.7982 | 1949 | #N/A | #N/A
| 32 | 9.2975 | 28.04 | 8.7489 | 30.02 | 9.3063 | 32.72 | 10.5326 | 28.94 | 8.9671 | 33.98 | 11.2468 | 33.08 | 10.2571 | 32 | 10.4938 | 23 | 6.3686 | 30.02 | 9.4219 | 32 | 9.5506 | 30.02 | 9.226 | 32 | 10.1233 | 33.08 | 10.5081 | 21.2 | 6.0166 | 1950 | #N/A | #N/A
| 30.92 | 8.9664 | 28.04 | 8.7497 | 30.02 | 9.4201 | 32.9 | 10.6226 | 28.04 | 8.7508 | 33.08 | 11.0275 | 33.08 | 10.3811 | 32 | 10.4919 | 21.92 | 6.1583 | 30.02 | 9.5209 | 30.2 | 9.1171 | 30.02 | 9.3172 | 30.2 | 9.6895 | 33.98 | 10.8613 | 21.2 | 6.0165 | 1951 | #N/A | #N/A
| 30.92 | 8.885 | 28.04 | 8.8401 | 30.02 | 9.4201 | 32.54 | 10.4887 | 28.04 | 8.8416 | 33.98 | 11.244 | 33.08 | 10.3811 | 33.08 | 10.7515 | 21.02 | 6.0391 | 30.02 | 9.6448 | 30.2 | 8.9581 | 28.94 | 9.1705 | 32 | 10.1233 | 32 | 10.5263 | 21.2 | 6.0161 | 1952 | #N/A | #N/A
| 30.02 | 8.6681 | 28.04 | 8.9544 | 30.92 | 9.7357 | 32 | 10.3811 | 28.04 | 8.9564 | 33.98 | 11.2455 | 33.08 | 10.623 | 32 | 10.3518 | 19.94 | 5.7793 | 30.02 | 9.6451 | 30.2 | 8.9576 | 30.02 | 9.5295 | 32 | 10.1233 | 33.08 | 10.5063 | 19.4 | 5.6743 | 1953 | #N/A | #N/A
| 30.92 | 8.9654 | 30.92 | 9.6484 | 33.08 | 10.3808 | 32 | 10.3811 | 30.02 | 9.5325 | 35.06 | 11.5037 | 35.96 | 11.3177 | 33.98 | 10.8268 | 21.02 | 6.0855 | 33.08 | 10.4911 | 30.2 | 8.8114 | 32 | 10.131 | 33.8 | 11.015 | 33.08 | 10.3985 | 21.2 | 6.1068 | 1954 | #N/A | #N/A
| 32 | 9.1445 | 33.98 | 10.485 | 33.08 | 10.3808 | 33.62 | 10.5707 | 33.08 | 10.2695 | 35.96 | 11.7214 | 37.94 | 11.7961 | 35.96 | 11.3052 | 21.92 | 6.3017 | 35.96 | 11.1858 | 32 | 9.391 | 35.96 | 11.0873 | 33.8 | 11.015 | 33.98 | 10.4921 | 21.2 | 6.1069 | 1955 | #N/A | #N/A
| 33.08 | 9.34 | 35.96 | 10.8636 | 37.04 | 11.1128 | 35.24 | 10.7738 | 35.96 | 10.8647 | 39.02 | 12.4618 | 39.02 | 12.1998 | 39.02 | 12.1855 | 23 | 6.5138 | 37.04 | 11.2143 | 33.8 | 9.6782 | 37.94 | 11.3408 | 35.6 | 11.2111 | 33.98 | 10.4912 | 23 | 6.3651 | 1956 | #N/A | #N/A
| 33.08 | 9.3405 | 37.04 | 10.8146 | 37.94 | 11.2169 | 35.6 | 11.0262 | 37.04 | 11.0118 | 41 | 12.7881 | 39.92 | 12.418 | 39.92 | 12.2644 | 24.08 | 6.8208 | 37.04 | 11.0022 | 33.8 | 9.6786 | 37.04 | 10.8146 | 37.4 | 11.645 | 33.98 | 10.4907 | 24.8 | 6.798 | 1957 | #N/A | #N/A
| 30.92 | 8.5047 | 37.94 | 11.0328 | 37.94 | 11.2169 | 38.3 | 11.5724 | 39.02 | 11.2938 | 39.92 | 12.8205 | 39.92 | 12.418 | 42.98 | 12.8706 | 24.98 | 6.9903 | 39.92 | 11.6965 | 32 | 8.9869 | 39.02 | 11.3967 | 37.4 | 11.4248 | 37.04 | 11.015 | 24.8 | 6.7985 | 1958 | #N/A | #N/A
| 30.92 | 8.4465 | 39.02 | 11.2097 | 39.92 | 11.6955 | 40.28 | 11.8515 | 39.02 | 11.2938 | 39.92 | 12.9873 | 42.98 | 13.0158 | 42.98 | 12.5396 | 26.06 | 7.1963 | 39.92 | 11.6974 | 32 | 8.9874 | 42.08 | 12.2261 | 39.2 | 11.8586 | 37.94 | 11.1407 | 26.6 | 7.2317 | 1959 | #N/A | #N/A
| 32 | 8.7066 | 39.92 | 11.4269 | 41 | 11.8652 | 42.26 | 12.3674 | 39.92 | 11.5113 | 39.02 | 12.7734 | 42.98 | 12.8813 | 42.98 | 12.6407 | 28.94 | 7.8891 | 41 | 11.9579 | 32 | 8.7686 | 41 | 11.8747 | 39.2 | 12.079 | 39.02 | 11.4927 | 28.4 | 7.5877 | 1960 | #N/A | #N/A
| 32 | 8.7068 | 39.92 | 11.4274 | 41 | 11.8652 | 41.72 | 12.1058 | 41 | 11.7713 | 37.94 | 12.5155 | 44.06 | 13.0339 | 42.08 | 12.5504 | 30.02 | 8.1056 | 42.98 | 12.3453 | 32 | 8.8738 | 42.98 | 12.2477 | 41 | 12.513 | 39.92 | 11.7103 | 28.4 | 7.5877 | 1961 | #N/A | #N/A
| 32 | 8.6601 | 42.08 | 12.0314 | 42.98 | 12.2392 | 41.18 | 11.9574 | 42.08 | 12.1366 | 37.4 | 12.4266 | 44.06 | 12.8103 | 39.92 | 12.0296 | 30.92 | 8.322 | 42.08 | 12.2195 | 30.2 | 8.4408 | 44.06 | 12.5081 | 42.8 | 12.9469 | 39.92 | 11.7101 | 28.4 | 7.5875 | 1962 | #N/A | #N/A
| 32 | 8.8811 | 42.08 | 12.0301 | 44.06 | 12.4987 | 41 | 11.8778 | 42.08 | 11.9476 | 35.6 | 12.2931 | 44.06 | 12.81 | 39.2 | 12.0859 | 30.02 | 8.1057 | 42.98 | 12.5501 | 30.2 | 8.4408 | 42.98 | 12.353 | 42.8 | 12.9469 | 39.02 | 11.4927 | 26.6 | 7.155 | 1963 | #N/A | #N/A
| 30.92 | 8.5053 | 41 | 11.6856 | 44.06 | 12.4987 | 40.46 | 11.7463 | 42.08 | 11.8501 | 35.06 | 12.1525 | 44.06 | 12.81 | 37.04 | 12.4497 | 30.02 | 8.1053 | 42.98 | 12.5489 | 28.4 | 7.9028 | 42.08 | 12.1346 | 42.8 | 13.1857 | 39.02 | 11.6059 | 26.6 | 7.1546 | 1964 | #N/A | #N/A
| 30.02 | 8.5305 | 39.02 | 11.2902 | 41 | 11.6751 | 37.76 | 11.1306 | 39.92 | 11.5069 | 33.8 | 11.5575 | 41 | 12.1689 | 37.4 | 12.4283 | 28.04 | 7.7261 | 41 | 11.8648 | 28.4 | 8.0073 | 39.92 | 11.6124 | 41 | 12.7516 | 37.94 | 11.1383 | 26.6 | 7.2308 | 1965 | #N/A | #N/A
| 28.94 | 8.5603 | 37.94 | 11.0277 | 39.92 | 11.4956 | 36.32 | 10.7824 | 39.02 | 11.3927 | 33.8 | 11.8584 | 39.92 | 11.9066 | 35.96 | 12.1918 | 26.96 | 7.5125 | 39.92 | 11.6027 | 28.4 | 8.2442 | 37.94 | 11.1338 | 39.2 | 12.079 | 37.04 | 11.0116 | 24.8 | 6.9721 | 1966 | #N/A | #N/A
| 28.94 | 8.9247 | 37.94 | 11.13 | 39.92 | 11.4956 | 35.78 | 10.5274 | 39.02 | 11.3904 | 33.8 | 11.8584 | 39.92 | 12.0283 | 35.6 | 12.295 | 24.98 | 7.0356 | 37.94 | 11.1229 | 28.4 | 8.2439 | 35.96 | 10.7453 | 39.2 | 12.3174 | 35.96 | 10.8644 | 21.2 | 6.1056 | 1967 | #N/A | #N/A
| 26.6 | 8.8262 | 37.04 | 10.9132 | 37.94 | 11.12 | 34.16 | 10.2057 | 37.04 | 11.0046 | 33.8 | 11.8584 | 39.02 | 11.8107 | 35.6 | 12.295 | 24.98 | 7.0946 | 37.94 | 11.1227 | 28.4 | 8.6823 | 35.06 | 10.4372 | 39.2 | 12.3174 | 35.06 | 10.5323 | 19.4 | 5.6725 | 1968 | #N/A | #N/A
| 26.6 | 8.8262 | 35.96 | 10.7436 | 37.04 | 10.9936 | 35.06 | 10.5306 | 35.96 | 10.8579 | 33.8 | 11.8584 | 37.94 | 11.5497 | 35.06 | 12.324 | 24.08 | 6.9401 | 37.04 | 10.9953 | 26.6 | 8.6299 | 35.06 | 10.4376 | 37.4 | 11.645 | 35.06 | 10.7446 | 19.4 | 5.672 | 1969 | #N/A | #N/A
| 28.04 | 8.2718 | 33.98 | 10.2678 | 37.04 | 10.9936 | 33.8 | 10.4609 | 35.06 | 10.6413 | 33.8 | 11.8584 | 37.94 | 11.5497 | 35.6 | 12.295 | 24.08 | 6.9945 | 35.96 | 10.7352 | 24.8 | 8.1963 | 33.98 | 10.1765 | 37.4 | 11.645 | 35.06 | 10.8695 | 19.4 | 5.672 | 1970 | #N/A | #N/A
| 26.96 | 7.8668 | 33.98 | 10.2674 | 35.96 | 10.7343 | 33.08 | 10.4127 | 35.06 | 10.6419 | 35.6 | 12.2931 | 37.04 | 11.333 | 33.98 | 11.9096 | 23 | 6.804 | 33.98 | 10.2597 | 26.6 | 7.9449 | 33.98 | 10.1765 | 37.4 | 11.645 | 33.98 | 10.7168 | 19.4 | 5.6726 | 1971 | #N/A | #N/A
| 26.96 | 8.0131 | 33.08 | 10.05 | 35.06 | 10.5169 | 32.36 | 10.2607 | 33.98 | 10.3811 | 35.6 | 11.7133 | 35.96 | 11.0711 | 35.06 | 11.9891 | 23 | 6.8039 | 33.98 | 10.2591 | 26.6 | 8.0913 | 33.08 | 9.9592 | 37.4 | 11.645 | 33.08 | 10.3917 | 19.4 | 5.7723 | 1972 | #N/A | #N/A
| 28.04 | 8.5263 | 33.08 | 10.1636 | 35.06 | 10.5169 | 30.74 | 9.8484 | 35.06 | 10.741 | 35.06 | 11.386 | 35.06 | 10.8554 | 33.98 | 11.1249 | 21.92 | 6.5447 | 33.08 | 10.0423 | 26.6 | 8.2507 | 32 | 9.6991 | 35.6 | 11.2111 | 32 | 10.1317 | 19.4 | 5.8801 | 1973 | #N/A | #N/A
| 28.04 | 8.6083 | 32 | 9.9041 | 33.98 | 10.3705 | 28.94 | 9.3955 | 35.06 | 10.7415 | 35.6 | 11.4553 | 35.06 | 10.8558 | 35.06 | 11.2614 | 21.02 | 6.3281 | 33.08 | 10.156 | 26.6 | 8.442 | 32 | 9.7002 | 35.6 | 11.2111 | 32 | 10.1339 | 19.4 | 5.8803 | 1974 | #N/A | #N/A
| 28.4 | 8.8694 | 32 | 9.9041 | 33.08 | 10.1537 | 28.4 | 9.1212 | 33.98 | 10.605 | 32 | 10.8446 | 35.06 | 11.0986 | 33.8 | 11.0226 | 21.02 | 6.3281 | 32 | 9.9948 | 26.6 | 8.2516 | 30.92 | 9.5311 | 35.6 | 11.2111 | 32 | 10.01 | 19.4 | 5.8803 | 1975 | #N/A | #N/A
| 30.02 | 9.1874 | 32 | 10.0019 | 33.08 | 10.1537 | 29.84 | 9.6738 | 33.98 | 10.604 | 32 | 11.123 | 35.06 | 11.0986 | 32 | 11.1247 | 21.02 | 6.3871 | 30.92 | 9.7343 | 28.4 | 8.8574 | 30.02 | 9.4267 | 33.8 | 10.7771 | 30.02 | 9.6544 | 19.4 | 5.8797 | 1976 | #N/A | #N/A
| 30.2 | 9.303 | 32 | 9.9993 | 33.08 | 10.2488 | 30.74 | 9.9997 | 33.08 | 10.3847 | 32 | 11.123 | 35.06 | 11.237 | 33.8 | 11.5593 | 21.02 | 6.3264 | 32 | 10.1152 | 30.2 | 9.4772 | 30.02 | 9.4245 | 33.8 | 11.015 | 30.92 | 9.8698 | 21.2 | 6.4291 | 1977 | #N/A | #N/A
| 30.2 | 9.4906 | 33.98 | 10.5994 | 33.98 | 10.5882 | 33.62 | 10.5631 | 35.06 | 10.8609 | 32 | 11.123 | 37.94 | 12.054 | 33.8 | 11.5593 | 21.92 | 6.6017 | 35.06 | 10.8517 | 30.2 | 9.6789 | 33.98 | 10.4769 | 35.6 | 11.4491 | 33.08 | 10.3912 | 23 | 6.8613 | 1978 | #N/A | #N/A
| 33.8 | 10.3579 | 35.96 | 11.0775 | 33.98 | 10.5882 | 36.32 | 11.1281 | 37.04 | 11.338 | 30.2 | 10.6885 | 39.02 | 12.1905 | 33.8 | 11.8603 | 24.98 | 7.4783 | 37.94 | 11.5475 | 32 | 10.1127 | 37.04 | 11.3394 | 35.6 | 11.4491 | 35.06 | 10.8671 | 26.6 | 7.7269 | 1979 | #N/A | #N/A
| 33.8 | 10.5614 | 37.94 | 11.6624 | 39.92 | 12.1271 | 38.84 | 11.653 | 39.02 | 11.8151 | 33.98 | 11.5842 | 41 | 12.7901 | 35.06 | 11.9898 | 28.94 | 8.5127 | 41 | 12.2832 | 32 | 9.7425 | 41 | 12.2923 | 37.4 | 11.8833 | 37.04 | 11.3447 | 30.2 | 8.5923 | 1980 | #N/A | #N/A
| 35.6 | 10.9952 | 39.92 | 12.0316 | 42.08 | 12.5409 | 40.82 | 12.1513 | 41 | 12.2935 | 35.6 | 11.992 | 42.08 | 12.9279 | 37.4 | 12.7297 | 32 | 9.2495 | 42.98 | 12.7611 | 33.8 | 10.5685 | 42.98 | 12.7702 | 39.2 | 12.5752 | 37.94 | 11.563 | 33.8 | 9.5858 | 1981 | #N/A | #N/A
| 35.6 | 10.9952 | 42.08 | 12.5523 | 42.08 | 12.5409 | 42.44 | 12.542 | 42.08 | 12.4289 | 35.96 | 12.2071 | 42.08 | 12.9279 | 35.6 | 11.9937 | 35.06 | 9.9861 | 46.04 | 13.6074 | 33.8 | 10.7895 | 44.96 | 13.2483 | 39.2 | 12.5752 | 39.92 | 12.0411 | 37.4 | 10.4516 | 1982 | #N/A | #N/A
| 37.94 | 11.7496 | 42.98 | 12.6455 | 44.06 | 13.019 | 43.52 | 12.8251 | 42.98 | 12.7706 | 35.6 | 12.2931 | 44.06 | 13.2663 | 39.92 | 13.1611 | 37.04 | 10.463 | 46.04 | 13.5003 | 35.6 | 11.4322 | 46.04 | 13.51 | 41 | 13.0096 | 41 | 12.3035 | 37.4 | 10.4516 | 1983 | #N/A | #N/A
| 37.4 | 12.1464 | 42.08 | 12.5541 | 44.96 | 13.2376 | 45.32 | 13.3024 | 42.98 | 12.6483 | 37.04 | 13.1939 | 42.98 | 13.1483 | 39.2 | 12.8628 | 41 | 11.5796 | 46.04 | 13.7458 | 35.6 | 11.7213 | 46.04 | 13.6198 | 41 | 13.0096 | 44.06 | 13.1517 | 39.2 | 10.8843 | 1984 | #N/A | #N/A
| 37.4 | 12.1464 | 42.98 | 12.6474 | 44.96 | 13.2376 | 45.68 | 13.4333 | 44.06 | 12.9083 | 39.2 | 13.7966 | 44.06 | 13.2673 | 42.8 | 13.7319 | 41 | 11.581 | 48.02 | 13.9804 | 37.4 | 11.8967 | 46.04 | 13.8998 | 41 | 13.0096 | 44.96 | 13.5074 | 41 | 11.3178 | 1985 | #N/A | #N/A
| 39.02 | 12.0074 | 44.96 | 13.1263 | 48.02 | 14.0862 | 46.04 | 13.544 | 44.96 | 13.2525 | 41 | 13.9231 | 44.06 | 13.5349 | 39.2 | 13.1645 | 42.98 | 11.9667 | 48.92 | 14.3075 | 35.6 | 12.0007 | 46.04 | 13.902 | 42.8 | 13.4439 | 46.04 | 13.7704 | 42.8 | 11.8893 | 1986 | #N/A | #N/A
| 39.92 | 12.3629 | 42.08 | 12.9438 | 48.02 | 14.2227 | 45.68 | 13.5014 | 44.96 | 13.1284 | 37.4 | 12.7279 | 42.98 | 13.2753 | 39.92 | 13.1532 | 42.08 | 11.7498 | 46.94 | 13.7223 | 37.4 | 12.4352 | 44.06 | 13.1447 | 42.8 | 13.4439 | 44.96 | 13.2651 | 42.8 | 11.8889 | 1987 | #N/A | #N/A
| 39.02 | 12.1448 | 39.02 | 12.3285 | 48.02 | 14.2227 | 44.24 | 13.0885 | 44.06 | 12.9101 | 35.6 | 12.2931 | 42.98 | 13.2753 | 39.2 | 12.8628 | 39.92 | 11.229 | 46.04 | 13.5047 | 39.2 | 12.3309 | 42.08 | 12.6672 | 42.8 | 13.1857 | 44.06 | 13.0475 | 41 | 11.7692 | 1988 | #N/A | #N/A
| 39.02 | 12.4143 | 39.02 | 12.2042 | 39.02 | 12.7713 | 41.18 | 12.3721 | 44.96 | 13.1265 | 35.6 | 12.2931 | 37.94 | 12.3494 | 37.04 | 12.1349 | 37.94 | 10.7516 | 44.06 | 13.027 | 37.4 | 12.1134 | 39.92 | 12.4243 | 39.2 | 12.3174 | 42.08 | 12.6787 | 39.2 | 11.3346 | 1989 | #N/A | #N/A
| 39.02 | 12.5458 | 37.04 | 12.1382 | 39.92 | 12.8205 | 38.66 | 11.83 | 42.98 | 12.8818 | 33.8 | 11.8584 | 35.96 | 11.8703 | 33.98 | 11.2597 | 35.06 | 10.243 | 39.92 | 12.4138 | 37.4 | 12.1134 | 35.06 | 11.2524 | 37.4 | 12.1409 | 39.92 | 12.1576 | 37.4 | 10.9005 | 1990 | #N/A | #N/A
| 39.02 | 12.7099 | 37.04 | 12.3071 | 39.92 | 12.8205 | 37.4 | 11.5241 | 39.92 | 12.4217 | 33.8 | 11.5575 | 33.08 | 10.8838 | 30.92 | 10.6535 | 33.98 | 9.9825 | 33.98 | 11.1033 | 37.4 | 12.1119 | 33.98 | 11.1126 | 35.6 | 11.9847 | 39.02 | 11.9386 | 37.4 | 10.7368 | 1991 | #N/A | #N/A
| 37.94 | 12.4486 | 35.96 | 12.0434 | 37.94 | 12.8349 | 34.52 | 10.8071 | 39.02 | 12.3255 | 28.94 | 10.0391 | 33.08 | 11.0375 | 30.02 | 10.3003 | 28.94 | 8.8515 | 37.04 | 12.1258 | 37.4 | 12.1113 | 30.92 | 10.2498 | 33.8 | 11.5502 | 35.96 | 11.3365 | 35.6 | 10.3032 | 1992 | #N/A | #N/A
| 39.02 | 12.7112 | 35.06 | 11.8272 | 37.94 | 12.5082 | 33.08 | 10.4397 | 37.94 | 12.2207 | 26.06 | 9.0667 | 35.96 | 12.0364 | 28.94 | 9.8859 | 26.06 | 8.3517 | 37.04 | 12.1281 | 37.4 | 12.388 | 30.92 | 10.2509 | 30.2 | 10.6811 | 37.04 | 11.4612 | 33.8 | 10.0332 | 1993 | #N/A | #N/A
| 39.02 | 12.7118 | 33.98 | 11.5671 | 37.94 | 12.5082 | 33.44 | 10.6361 | 35.96 | 11.744 | 24.08 | 8.3137 | 35.96 | 12.0364 | 28.04 | 9.6677 | 24.08 | 7.875 | 35.96 | 12.1828 | 37.4 | 12.3897 | 28.94 | 9.7752 | 30.2 | 10.6811 | 35.96 | 11.2014 | 33.8 | 10.0338 | 1994 | #N/A | #N/A
| 39.02 | 12.2642 | 30.92 | 10.373 | 39.02 | 12.4685 | 32.36 | 10.4692 | 33.98 | 11.2673 | 24.08 | 8.2064 | 33.08 | 11.1773 | 26.96 | 9.1431 | 23 | 7.6152 | 35.96 | 11.8697 | 37.4 | 12.114 | 28.94 | 9.7757 | 30.2 | 10.9809 | 33.98 | 10.7257 | 33.8 | 10.0336 | 1995 | #N/A | #N/A
| 39.02 | 12.1432 | 32 | 10.7892 | 37.04 | 12.1261 | 29.66 | 9.7507 | 32 | 10.6356 | 24.08 | 8.2066 | 33.08 | 11.3463 | 30.92 | 9.9637 | 21.92 | 7.2661 | 32 | 11.0829 | 37.4 | 11.8589 | 28.94 | 9.7769 | 30.2 | 10.6811 | 33.98 | 10.7267 | 33.8 | 10.0343 | 1996 | #N/A | #N/A
| 37.94 | 12.004 | 30.92 | 10.5293 | 37.04 | 12.1261 | 30.2 | 9.9041 | 32 | 10.7911 | 30.02 | 10.0211 | 32 | 10.9186 | 30.92 | 9.4309 | 21.02 | 6.9468 | 32 | 10.916 | 37.4 | 11.86 | 28.94 | 9.778 | 37.4 | 13.0445 | 32 | 10.2501 | 33.8 | 10.0349 | 1997 | #N/A | #N/A
| 37.94 | 12.004 | 32 | 10.3719 | 35.96 | 11.5796 | 28.76 | 9.7476 | 30.02 | 10.0368 | 30.02 | 9.3037 | 32 | 11.2345 | 30.02 | 9.111 | 19.04 | 6.4702 | 30.92 | 10.6576 | 37.4 | 11.6232 | 30.92 | 10.381 | 37.4 | 13.0445 | 30.92 | 9.9918 | 32 | 9.6017 | 1998 | #N/A | #N/A
| 37.94 | 11.7424 | 30.92 | 10.1124 | 35.06 | 11.2406 | 29.12 | 9.8353 | 30.92 | 10.3787 | 28.94 | 8.9529 | 33.98 | 12.058 | 28.94 | 8.9539 | 19.04 | 6.3883 | 32 | 10.9199 | 35.6 | 10.9693 | 30.02 | 10.1657 | 37.4 | 13.68 | 32 | 10.2532 | 32 | 9.6015 | 1999 | #N/A | #N/A
| 37.04 | 11.3924 | 30.92 | 10.1132 | 35.06 | 11.2406 | 29.48 | 9.8271 | 30.92 | 10.114 | 28.94 | 9.0415 | 33.98 | 12.058 | 28.94 | 9.0425 | 19.04 | 6.47 | 33.08 | 11.3493 | 35.6 | 11.1869 | 32 | 10.7995 | 37.4 | 13.3522 | 32 | 10.2539 | 32 | 9.4383 | 2000 | #N/A | #N/A
| 37.04 | 11.5241 | 30.92 | 10.2557 | 33.98 | 11.2592 | 29.84 | 9.8207 | 32 | 10.3752 | 28.94 | 9.153 | 33.08 | 11.4999 | 28.04 | 8.8245 | 17.96 | 6.1281 | 33.98 | 11.1098 | 35.6 | 10.9688 | 33.08 | 11.3643 | 39.2 | 13.7874 | 32 | 10.2539 | 32 | 9.4378 | 2001 | #N/A | #N/A
| 39.02 | 12.1402 | 32 | 10.6391 | 35.06 | 11.8215 | 30.2 | 10.2446 | 33.08 | 10.7763 | 32 | 10.1102 | 37.94 | 13.4011 | 30.92 | 9.6293 | 23 | 7.7295 | 35.06 | 11.8273 | 37.4 | 11.6198 | 35.96 | 12.5501 | 39.2 | 13.7874 | 33.08 | 10.5134 | 33.8 | 9.8707 | 2002 | #N/A | #N/A
| 39.92 | 12.2179 | 37.04 | 12.804 | 35.06 | 11.8215 | 33.8 | 11.1152 | 35.06 | 11.5328 | 33.08 | 10.477 | 42.08 | 14.4024 | 33.98 | 10.4644 | 28.04 | 9.1657 | 39.02 | 13.274 | 39.2 | 11.8359 | 41 | 14.1542 | 39.2 | 13.7874 | 33.98 | 10.8683 | 35.6 | 10.3039 | 2003 | #N/A | #N/A
| 42.08 | 12.7391 | 37.4 | 12.734 | 41 | 14.223 | 38.48 | 12.2721 | 37.94 | 12.5336 | 35.96 | 11.3055 | 42.98 | 14.6256 | 37.04 | 11.103 | 35.96 | 10.9517 | 39.2 | 13.4856 | 41 | 12.7245 | 42.08 | 14.2334 | 42.8 | 14.6579 | 37.04 | 11.7506 | 37.4 | 10.5861 | 2004 | #N/A | #N/A
| 42.08 | 12.8788 | 39.2 | 13.4947 | 42.8 | 14.6583 | 42.44 | 13.2547 | 39.2 | 13.1743 | 39.02 | 11.9098 | 44.96 | 15.1055 | 39.92 | 11.685 | 44.06 | 12.496 | 41 | 14.2291 | 42.8 | 13.1592 | 42.98 | 14.2515 | 42.8 | 13.7229 | 41 | 12.8325 | 39.2 | 11.0199 | 2005 | #N/A | #N/A
| 42.08 | 12.8797 | 39.92 | 13.8911 | 42.08 | 14.7509 | 43.52 | 13.2427 | 39.92 | 13.5068 | 39.92 | 11.7976 | 44.96 | 15.1055 | 39.92 | 11.3144 | 46.94 | 13.1913 | 42.98 | 14.9794 | 42.8 | 13.4156 | 44.96 | 13.6505 | 44.6 | 14.1575 | 42.08 | 13.0956 | 42.8 | 11.8874 | 2006 | #N/A | #N/A
| 42.98 | 13.3705 | 39.92 | 13.7078 | 44.06 | 15.4064 | 46.4 | 13.7997 | 39.92 | 13.5084 | 42.08 | 12.2067 | 44.96 | 14.5654 | 42.98 | 12.0527 | 48.92 | 13.5865 | 42.8 | 14.6644 | 44.6 | 13.8502 | 46.04 | 14.0389 | 44.6 | 14.1575 | 44.96 | 13.6687 | 44.6 | 12.3218 | 2007 | #N/A | #N/A
| 42.08 | 13.0048 | 39.92 | 13.7115 | 42.98 | 14.9771 | 43.88 | 13.3346 | 39.02 | 13.2937 | 41 | 11.7535 | 42.98 | 14.2508 | 44.06 | 12.2234 | 51.08 | 14.1085 | 42.98 | 14.629 | 44.6 | 13.5969 | 42.98 | 13.4579 | 46.4 | 14.592 | 44.06 | 13.1717 | 46.4 | 12.4889 | 2008 | #N/A | #N/A
| 42.08 | 13.0068 | 41 | 13.9742 | 42.98 | 14.9771 | 43.52 | 13.4247 | 41 | 13.7752 | 42.8 | 12.7314 | 42.08 | 14.2439 | 44.96 | 12.3685 | 53.06 | 14.6704 | 41 | 14.3146 | 42.8 | 13.1645 | 42.98 | 13.4636 | 42.8 | 13.7229 | 42.98 | 13.197 | 48.2 | 13.0513 | 2009 | #N/A | #N/A
| 42.08 | 13.1594 | 39.92 | 13.5219 | 42.08 | 14.575 | 42.62 | 13.135 | 39.92 | 13.5226 | 39.92 | 12.0245 | 42.08 | 14.0473 | 44.06 | 12.8018 | 53.96 | 14.8888 | 41 | 14.5206 | 42.8 | 13.1651 | 41 | 13.1268 | 42.8 | 14.0243 | 42.98 | 13.1991 | 51.8 | 13.9184 | 2010 | #N/A | #N/A
| 42.08 | 12.8859 | 39.02 | 13.3036 | 39.92 | 13.7074 | 42.62 | 12.9884 | 39.92 | 13.3613 | 37.04 | 11.1083 | 39.92 | 13.3675 | 42.08 | 12.424 | 53.96 | 14.8905 | 37.94 | 13.5819 | 42.8 | 12.7088 | 39.92 | 13.0367 | 41 | 13.2884 | 42.98 | 13.0538 | 51.8 | 13.7904 | 2011 | #N/A | #N/A
| 42.08 | 12.6145 | 39.2 | 13.1687 | 39.92 | 13.7074 | 42.26 | 12.9493 | 39.92 | 13.5222 | 37.94 | 11.3248 | 39.92 | 13.3675 | 39.92 | 12.0281 | 53.96 | 14.8073 | 39.02 | 13.6834 | 41 | 12.7316 | 39.92 | 13.037 | 39.2 | 13.1547 | 42.98 | 13.0541 | 50 | 13.3581 | 2012 | #N/A | #N/A
| 37.04 | 11.3999 | 39.2 | 13.1687 | 39.02 | 13.2886 | 40.46 | 12.7634 | 39.2 | 13.1743 | 35.96 | 11.1765 | 39.92 | 13.0326 | 39.02 | 11.6858 | 46.04 | 13.631 | 39.2 | 13.4856 | 37.4 | 12.3961 | 37.04 | 12.6749 | 37.4 | 13.0445 | 42.08 | 12.9797 | 48.2 | 12.9257 | 2013 | #N/A | #N/A
| 30.02 | 9.4816 | 37.94 | 12.8813 | 37.94 | 12.8664 | 39.38 | 12.4496 | 37.94 | 12.8816 | 35.96 | 11.3111 | 39.2 | 13.1603 | 37.04 | 11.5736 | 39.02 | 11.9393 | 39.02 | 13.4956 | 35.6 | 11.6865 | 37.94 | 13.0538 | 37.4 | 13.3522 | 41 | 12.7173 | 44.6 | 12.0599 | 2014 | #N/A | #N/A
| 28.94 | 9.2216 | 39.02 | 12.6389 | 37.94 | 12.8664 | 39.2 | 12.4558 | 37.04 | 12.6627 | 35.96 | 11.4515 | 39.2 | 13.1603 | 35.96 | 11.0692 | 39.02 | 11.7053 | 39.02 | 13.2941 | 33.8 | 11.2529 | 35.6 | 12.3048 | 37.4 | 13.0445 | 39.92 | 12.4548 | 44.6 | 12.1887 | 2015 | #N/A | #N/A
| 28.94 | 9.2218 | 37.94 | 12.5491 | 39.02 | 13.1273 | 39.02 | 12.4375 | 37.04 | 12.6638 | 35.96 | 11.5745 | 39.2 | 13.1603 | 33.98 | 9.8852 | 37.94 | 11.445 | 39.2 | 13.1603 | 30.2 | 10.1302 | 39.2 | 12.8718 | 39.2 | 13.4795 | 39.92 | 12.5795 | 37.4 | 10.912 | 2016 | #N/A | #N/A
| 33.08 | 9.819 | 37.94 | 13.0435 | 39.02 | 13.1284 | 38.3 | 12.1867 | 37.04 | 12.4805 | 35.06 | 9.9829 | 37.4 | 12.7255 | 35.06 | 9.8347 | 35.06 | 10.9842 | 39.02 | 13.1356 | 33.8 | 11.2519 | 39.02 | 12.969 | 39.2 | 13.4795 | 39.02 | 12.3621 | 37.4 | 11.0901 | 2017 | #N/A | #N/A
| 35.06 | 10.9235 | 37.04 | 12.482 | 39.02 | 13.1284 | 38.12 | 12.1182 | 37.04 | 12.3339 | 33.98 | 9.5744 | 37.04 | 13.223 | 33.08 | 9.2229 | 30.02 | 9.7704 | 39.2 | 13.1603 | 33.8 | 10.9964 | 39.2 | 13.1743 | 39.2 | 13.1547 | 37.94 | 12.1016 | 35.6 | 10.657 | 2018 | #N/A | #N/A
| 33.98 | 10.9357 | 35.6 | 12.2992 | 37.4 | 12.7203 | 37.4 | 12.2073 | 37.04 | 12.0283 | 33.08 | 9.3574 | 37.4 | 13.3587 | 30.92 | 8.6347 | 28.04 | 9.1867 | 37.4 | 12.7255 | 32 | 10.8177 | 39.2 | 13.1743 | 39.2 | 13.4795 | 37.04 | 12.3481 | 35.6 | 10.4801 | 2019 | #N/A | #N/A
| 33.98 | 11.3415 | 35.6 | 12.2992 | 35.6 | 12.2855 | 36.86 | 12.3311 | 37.4 | 12.1575 | 30.92 | 8.7626 | 37.4 | 13.3587 | 30.02 | 8.3638 | 30.92 | 9.8812 | 35.6 | 12.9235 | 32 | 10.8186 | 37.4 | 12.4373 | 39.2 | 13.1547 | 37.04 | 12.3481 | 33.8 | 10.0477 | 2020 | #N/A | #N/A
| 28.04 | 9.2344 | 33.8 | 11.8645 | 35.06 | 12.1723 | 35.96 | 12.055 | 37.4 | 11.8985 | 30.02 | 8.5465 | 37.4 | 13.3587 | 28.94 | 8.1586 | 30.92 | 9.9918 | 35.6 | 12.6156 | 30.2 | 10.6629 | 37.94 | 12.5588 | 39.2 | 12.8538 | 37.04 | 12.3471 | 33.8 | 10.2275 | 2021 | #N/A | #N/A
| 26.06 | 8.6529 | 35.6 | 12.6247 | 33.8 | 11.8507 | 35.24 | 11.9383 | 37.04 | 11.8711 | 28.94 | 8.2866 | 37.04 | 12.8284 | 28.04 | 7.9423 | 30.92 | 9.9938 | 35.6 | 12.6156 | 30.2 | 10.6652 | 35.6 | 12.0028 | 37.4 | 13.0445 | 35.96 | 11.9153 | 33.8 | 10.0502 | 2022 | #N/A | #N/A
| 26.06 | 8.6533 | 32 | 10.8092 | 35.06 | 11.8382 | 36.32 | 11.9982 | 35.06 | 11.392 | 28.04 | 8.0098 | 37.94 | 12.6967 | 26.96 | 7.6821 | 32 | 10.1472 | 35.6 | 12.6156 | 33.8 | 11.8341 | 35.6 | 12.3048 | 37.4 | 12.72 | 35.96 | 11.9136 | 32 | 9.454 | 2023 | #N/A | #N/A
| 24.98 | 8.2729 | 32 | 10.6513 | 35.06 | 11.8382 | 36.68 | 12.1109 | 35.06 | 11.3894 | 26.96 | 7.6813 | 37.94 | 12.6967 | 24.98 | 7.2737 | 30.92 | 9.9971 | 35.06 | 11.6713 | 33.8 | 11.8362 | 33.8 | 11.8701 | 37.4 | 12.1409 | 35.96 | 11.9113 | 32 | 9.4544 | 2024 | #N/A | #N/A
| 26.06 | 8.7614 | 33.08 | 10.9091 | 35.06 | 11.5282 | 35.6 | 11.7662 | 35.96 | 11.4802 | 26.96 | 7.6807 | 37.94 | 12.5407 | 24.98 | 7.2049 | 32 | 10.2591 | 35.96 | 11.7504 | 30.2 | 10.6689 | 33.98 | 11.5918 | 37.4 | 12.4193 | 35.06 | 12.0105 | 30.2 | 9.1863 | 2025 | #N/A | #N/A
| 35.96 | 12.3181 | 35.96 | 11.6017 | 37.04 | 11.8487 | 35.6 | 12.049 | 37.04 | 11.7386 | 28.94 | 8.1564 | 37.94 | 12.5369 | 28.04 | 8.0089 | 33.98 | 10.738 | 37.04 | 11.8532 | 37.4 | 13.3363 | 35.96 | 11.8971 | 37.4 | 12.1409 | 37.04 | 12.3374 | 32 | 9.7982 | 2026 | #N/A | #N/A
| 42.98 | 14.1719 | 37.94 | 11.8113 | 37.04 | 11.8487 | 37.58 | 12.5213 | 39.92 | 12.0445 | 30.02 | 8.4167 | 41 | 13.2728 | 30.02 | 8.4171 | 41 | 12.3522 | 39.02 | 12.6195 | 42.8 | 13.7109 | 39.02 | 12.6339 | 37.4 | 11.8833 | 37.94 | 12.7003 | 37.4 | 11.0984 | 2027 | #N/A | #N/A
| 44.96 | 14.8469 | 41 | 12.5482 | 41 | 12.4002 | 37.94 | 12.6064 | 41 | 12.4128 | 30.92 | 8.6335 | 41 | 12.8102 | 32 | 8.839 | 42.8 | 12.7859 | 41 | 12.806 | 44.6 | 13.3711 | 41 | 12.5517 | 37.4 | 12.1409 | 42.08 | 13.3807 | 42.8 | 12.8005 | 2028 | #N/A | #N/A
| 46.94 | 15.1263 | 42.08 | 12.6716 | 42.98 | 12.6444 | 38.84 | 12.9115 | 42.98 | 12.781 | 33.98 | 9.438 | 42.08 | 13.3589 | 33.98 | 9.3701 | 46.04 | 13.4056 | 42.98 | 13.1594 | 44.6 | 13.15 | 42.98 | 12.891 | 39.2 | 12.8538 | 44.06 | 13.2975 | 44.6 | 13.2341 | 2029 | #N/A | #N/A
| 50 | 14.002 | 44.06 | 13.1483 | 42.98 | 12.6444 | 40.46 | 13.1833 | 44.96 | 13.2574 | 33.98 | 9.3702 | 42.08 | 13.3589 | 35.96 | 9.8471 | 48.92 | 14.4762 | 44.06 | 13.5432 | 44.6 | 13.608 | 44.96 | 13.2583 | 39.2 | 12.5752 | 42.08 | 13.5483 | 44.6 | 12.8318 | 2030 | #N/A | #N/A
| 51.08 | 14.1614 | 46.04 | 13.6256 | 46.04 | 13.5062 | 43.34 | 13.3623 | 46.04 | 13.5184 | 35.96 | 9.847 | 42.98 | 13.4382 | 37.94 | 10.3241 | 48.92 | 14.3399 | 44.96 | 13.4937 | 44.6 | 13.6115 | 46.04 | 13.3937 | 41 | 13.0096 | 42.98 | 13.5949 | 44.6 | 13.0407 | 2031 | #N/A | #N/A
| 48.92 | 13.4656 | 48.02 | 13.8694 | 46.04 | 13.6143 | 43.16 | 13.3694 | 48.02 | 14.1048 | 37.94 | 10.452 | 44.06 | 13.6982 | 41 | 11.0605 | 48.92 | 14.9068 | 44.96 | 13.4935 | 44.6 | 13.871 | 46.94 | 13.6108 | 42.8 | 13.4439 | 44.96 | 13.3756 | 44.6 | 13.0407 | 2032 | #N/A | #N/A
| 48.02 | 14.4581 | 48.92 | 14.0868 | 46.04 | 13.6143 | 43.7 | 13.2292 | 48.92 | 14.0878 | 37.94 | 10.4527 | 44.96 | 13.6357 | 39.02 | 10.5301 | 46.94 | 15.2374 | 48.02 | 14.2321 | 44.6 | 13.8725 | 50 | 14.4737 | 42.8 | 13.1857 | 46.04 | 13.5261 | 44.6 | 13.0407 | 2033 | #N/A | #N/A
| 46.94 | 13.9368 | 50 | 14.3465 | 50 | 14.3363 | 44.42 | 13.2202 | 50 | 14.2481 | 39.02 | 10.7126 | 44.96 | 13.3563 | 41 | 10.9435 | 44.96 | 15.1495 | 48.92 | 14.4493 | 42.8 | 13.1831 | 48.02 | 13.871 | 42.8 | 13.1857 | 46.04 | 13.2998 | 44.6 | 13.7298 | 2034 | #N/A | #N/A
| 44.06 | 14.9822 | 48.92 | 14.0856 | 48.92 | 13.8622 | 45.14 | 13.1009 | 48.92 | 13.7812 | 39.92 | 11.0048 | 46.04 | 13.7514 | 41 | 10.782 | 44.6 | 15.1998 | 48.92 | 14.0786 | 42.8 | 13.1845 | 48.92 | 14.2122 | 42.8 | 13.1857 | 46.94 | 13.4014 | 44.6 | 13.9979 | 2035 | #N/A | #N/A
| 42.98 | 14.9173 | 46.94 | 13.3024 | 48.92 | 13.8622 | 45.5 | 13.2066 | 48.92 | 13.8712 | 39.92 | 10.6232 | 46.04 | 13.7514 | 39.92 | 10.6234 | 44.06 | 15.4734 | 48.92 | 13.9779 | 46.4 | 14.3271 | 48.02 | 13.9938 | 42.8 | 12.7262 | 46.4 | 13.2213 | 39.2 | 14.6459 | 2036 | #N/A | #N/A
| 42.08 | 14.5069 | 44.96 | 13.0295 | 48.02 | 13.4476 | 44.42 | 12.8473 | 46.94 | 13.3015 | 37.04 | 9.9897 | 37.94 | 12.8465 | 37.94 | 10.1468 | 42.08 | 15.2115 | 46.04 | 13.2828 | 41 | 14.5542 | 44.96 | 13.3636 | 44.6 | 12.9559 | 44.06 | 12.6138 | 39.2 | 14.6587 | 2037 | #N/A | #N/A
| 42.8 | 14.3566 | 44.06 | 12.6056 | 46.94 | 13.2903 | 39.02 | 11.4516 | 44.96 | 12.9143 | 35.96 | 9.8459 | 35.96 | 12.3664 | 35.06 | 9.5755 | 41 | 14.9528 | 42.98 | 12.6432 | 39.2 | 14.1373 | 41 | 12.4079 | 37.4 | 12.72 | 39.92 | 11.7067 | 39.2 | 14.6587 | 2038 | #N/A | #N/A
| 42.8 | 14.3566 | 42.08 | 12.128 | 46.94 | 13.2903 | 35.96 | 10.7137 | 42.98 | 12.4363 | 35.06 | 9.7569 | 37.04 | 13.1681 | 35.06 | 9.629 | 41 | 14.9538 | 41 | 12.1647 | 41 | 14.2308 | 41 | 12.4063 | 39.2 | 13.4795 | 37.04 | 11.1263 | 37.4 | 14.2235 | 2039 | #N/A | #N/A
| 41 | 14.2515 | 41 | 11.9576 | 42.98 | 12.6374 | 28.94 | 9.2517 | 42.08 | 12.3323 | 33.98 | 9.4969 | 39.02 | 14.0014 | 33.08 | 9.281 | 41 | 15.1429 | 41 | 12.1635 | 41 | 14.5727 | 39.02 | 11.9281 | 39.2 | 13.7874 | 33.08 | 10.2709 | 37.4 | 14.2207 | 2040 | #N/A | #N/A
| 39.2 | 13.795 | 39.02 | 11.5943 | 42.08 | 12.4203 | 27.5 | 9.0065 | 39.92 | 11.911 | 33.08 | 9.3559 | 39.02 | 14.0014 | 33.08 | 9.3562 | 41 | 15.374 | 39.02 | 11.686 | 39.2 | 14.1373 | 37.94 | 11.5595 | 39.2 | 13.4795 | 30.02 | 9.6575 | 37.4 | 14.2248 | 2041 | #N/A | #N/A
| 39.92 | 14.3622 | 37.94 | 11.4326 | 42.08 | 12.4203 | 24.62 | 8.4185 | 37.94 | 11.4333 | 32 | 9.0955 | 39.02 | 14.0014 | 32 | 9.0959 | 41 | 15.3773 | 37.94 | 11.3268 | 39.2 | 14.1373 | 35.96 | 11.0816 | 39.2 | 13.1547 | 26.96 | 8.9194 | 37.4 | 14.2235 | 2042 | #N/A | #N/A
| 39.2 | 14.4742 | 35.96 | 10.9556 | 39.92 | 11.8992 | 25.7 | 8.9043 | 35.06 | 10.8635 | 30.92 | 8.901 | 37.94 | 13.202 | 30.92 | 8.8362 | 39.92 | 15.316 | 37.94 | 11.3263 | 39.2 | 14.4888 | 35.06 | 10.7403 | 39.2 | 12.8538 | 26.06 | 8.579 | 37.4 | 14.2235 | 2043 | #N/A | #N/A
| 39.2 | 14.4742 | 35.06 | 10.7385 | 37.94 | 11.5453 | 24.44 | 8.4412 | 33.98 | 10.6033 | 30.02 | 8.6843 | 37.04 | 12.2978 | 30.02 | 8.6199 | 39.2 | 14.9719 | 30.02 | 9.8821 | 39.2 | 14.8635 | 33.98 | 10.4801 | 39.2 | 13.4795 | 26.06 | 8.579 | 37.4 | 14.2235 | 2044 | #N/A | #N/A
| 42.08 | 15.7182 | 33.98 | 10.4787 | 37.94 | 11.5453 | 23.18 | 8.1159 | 35.06 | 10.864 | 28.94 | 8.4248 | 37.94 | 12.3475 | 28.94 | 8.3606 | 39.2 | 14.9719 | 30.02 | 9.7477 | 42.8 | 16.1565 | 32 | 9.9041 | 39.2 | 13.1547 | 24.98 | 8.4436 | 37.4 | 14.2235 | 2045 | #N/A | #N/A
| 42.08 | 15.7244 | 33.08 | 10.2623 | 37.04 | 11.3293 | 23.54 | 8.1161 | 33.08 | 10.3871 | 28.94 | 8.3592 | 37.04 | 12.1306 | 28.94 | 8.3602 | 41 | 15.5786 | 28.94 | 9.6225 | 42.8 | 16.5608 | 28.94 | 9.054 | 39.2 | 13.1547 | 24.98 | 8.3195 | 37.4 | 14.2235 | 2046 | #N/A | #N/A
| 42.8 | 16.1184 | 32 | 10.0019 | 37.04 | 11.3291 | 21.2 | 7.4271 | 30.92 | 9.8666 | 28.94 | 8.3599 | 35.96 | 11.8697 | 28.04 | 8.1442 | 42.08 | 15.8378 | 26.96 | 9.2859 | 44.6 | 16.9973 | 26.96 | 8.6903 | 37.4 | 12.72 | 24.98 | 8.5513 | 37.4 | 14.2235 | 2047 | #N/A | #N/A
| 44.6 | 16.9794 | 32 | 10.0012 | 37.04 | 11.3291 | 20.84 | 7.3599 | 30.92 | 9.8659 | 28.04 | 8.1434 | 35.96 | 11.8697 | 28.04 | 8.1444 | 42.08 | 15.8337 | 26.06 | 8.9273 | 44.6 | 17.4508 | 26.96 | 8.6898 | 37.4 | 12.4193 | 23 | 7.8418 | 37.4 | 14.2235 | 2048 | #N/A | #N/A
| 44.6 | 16.9794 | 32 | 10.0007 | 37.04 | 11.2043 | 21.02 | 7.4025 | 30.02 | 9.6485 | 28.04 | 8.2087 | 33.98 | 11.3896 | 28.04 | 8.1441 | 41 | 15.5677 | 26.06 | 9.0671 | 42.8 | 16.5608 | 28.04 | 9.0478 | 37.4 | 12.4193 | 23 | 7.7418 | 37.4 | 14.2235 | 2049 | #N/A | #N/A
| 42.8 | 15.7198 | 35.96 | 11.078 | 37.94 | 11.4205 | 25.52 | 8.9774 | 35.96 | 11.1872 | 28.94 | 8.4248 | 39.92 | 13.3188 | 28.94 | 8.4261 | 42.08 | 16.3297 | 35.96 | 11.3126 | 42.8 | 16.5608 | 33.98 | 10.6023 | 39.2 | 12.8538 | 32 | 10.6415 | 39.2 | 14.6587 | 2050 | #N/A | #N/A
| 42.8 | 16.1184 | 41 | 12.401 | 37.94 | 11.4205 | 34.34 | 11.2288 | 42.08 | 12.6623 | 30.92 | 8.9015 | 42.98 | 13.4248 | 30.92 | 8.8369 | 44.6 | 17.1212 | 44.06 | 13.2658 | 42.8 | 16.1489 | 39.92 | 12.1417 | 39.2 | 12.8538 | 41 | 12.6881 | 39.2 | 14.6587 | 2051 | #N/A | #N/A
| 42.8 | 15.7198 | 44.96 | 13.4916 | 46.04 | 13.6044 | 42.8 | 12.9095 | 46.04 | 13.8961 | 33.08 | 9.5038 | 44.96 | 13.7479 | 33.98 | 9.4984 | 46.04 | 17.2797 | 48.02 | 14.221 | 42.8 | 16.1351 | 46.04 | 13.7532 | 41 | 13.2884 | 44.96 | 13.7684 | 42.8 | 15.529 | 2052 | #N/A | #N/A
| 42.8 | 15.7198 | 46.94 | 14.1124 | 48.92 | 14.4351 | 47.12 | 14.0915 | 48.92 | 14.5908 | 35.06 | 9.9817 | 48.02 | 14.4865 | 37.04 | 10.1071 | 48.2 | 17.5586 | 48.92 | 14.3034 | 46.4 | 17.4373 | 50 | 14.709 | 42.8 | 14.0243 | 48.92 | 14.4568 | 46.4 | 16.7795 | 2053 | #N/A | #N/A
| 42.8 | 15.7198 | 50 | 14.9759 | 48.92 | 14.4351 | 50.18 | 14.8303 | 51.08 | 15.1137 | 37.04 | 10.3772 | 48.02 | 14.4865 | 39.02 | 10.5299 | 51.8 | 18.0214 | 51.98 | 15.3212 | 42.8 | 16.1351 | 51.98 | 15.188 | 44.6 | 14.459 | 51.08 | 15.2461 | 48.2 | 17.2231 | 2054 | #N/A | #N/A
| 44.6 | 16.5547 | 51.98 | 15.4544 | 51.08 | 14.9583 | 50.72 | 15.0095 | 53.06 | 15.7165 | 39.02 | 10.8549 | 48.92 | 15.8544 | 42.08 | 11.1443 | 55.04 | 18.1209 | 53.96 | 15.6572 | 46.4 | 17.005 | 50 | 14.3413 | 44.6 | 14.1575 | 51.98 | 15.339 | 53.6 | 18.5246 | 2055 | #N/A | #N/A
| 44.6 | 16.5547 | 50 | 14.5744 | 51.08 | 14.7152 | 52.88 | 15.3206 | 53.96 | 15.8102 | 42.08 | 11.5922 | 44.96 | 14.8977 | 44.96 | 11.6923 | 57.02 | 18.2263 | 51.98 | 15.044 | 46.4 | 17.0009 | 51.08 | 14.6022 | 46.4 | 14.3126 | 51.98 | 15.0603 | 55.4 | 18.2059 | 2056 | #N/A | #N/A
| 44.6 | 16.1558 | 51.98 | 15.1892 | 51.08 | 14.7152 | 54.5 | 15.8031 | 53.96 | 15.6669 | 42.08 | 11.2682 | 46.94 | 15.5618 | 46.94 | 12.1198 | 57.02 | 18.2281 | 53.06 | 15.3046 | 44.6 | 16.1713 | 51.98 | 14.9446 | 48.2 | 14.4882 | 51.08 | 14.8431 | 57.2 | 18.6409 | 2057 | #N/A | #N/A
| 46.4 | 16.2171 | 50 | 14.7113 | 51.98 | 14.8083 | 50.72 | 14.9625 | 53.6 | 15.3416 | 42.98 | 11.9669 | 48.92 | 15.6568 | 48.02 | 12.3402 | 57.92 | 17.8901 | 53.06 | 15.1963 | 48.2 | 17.4336 | 51.98 | 14.9451 | 50 | 15.1813 | 50 | 14.7193 | 59 | 18.4104 | 2058 | #N/A | #N/A
| 44.6 | 15.7813 | 53.06 | 15.3112 | 51.98 | 14.9317 | 52.34 | 15.3048 | 51.98 | 15.1874 | 42.98 | 12.2368 | 46.94 | 15.5626 | 46.04 | 11.8193 | 57.92 | 17.541 | 51.98 | 15.0435 | 46.4 | 16.9974 | 51.98 | 14.9446 | 48.2 | 14.4882 | 51.98 | 15.1958 | 59 | 17.1971 | 2059 | #N/A | #N/A
| 44.6 | 15.7813 | 50 | 14.5711 | 51.98 | 14.9317 | 48.2 | 14.5231 | 50 | 14.7079 | 42.98 | 12.3409 | 46.94 | 15.5626 | 44.96 | 11.5595 | 57.02 | 17.5103 | 51.08 | 14.8248 | 42.8 | 15.3601 | 51.08 | 14.7263 | 48.2 | 14.4882 | 48.02 | 14.5061 | 57.2 | 16.7629 | 2060 | #N/A | #N/A
| 44.06 | 15.7453 | 46.04 | 14.1715 | 48.92 | 14.1903 | 46.4 | 14.9381 | 48.02 | 14.495 | 39.92 | 10.8042 | 42.98 | 14.7631 | 41 | 10.8391 | 53.96 | 16.2606 | 48.92 | 14.3021 | 42.8 | 15.7221 | 48.92 | 14.4492 | 44.6 | 15.0931 | 46.04 | 14.1822 | 55.4 | 16.5953 | 2061 | #N/A | #N/A
| 42.8 | 15.3456 | 44.96 | 13.9091 | 42.98 | 14.2078 | 44.78 | 14.1499 | 46.04 | 14.1705 | 39.02 | 10.587 | 42.98 | 14.7613 | 39.02 | 10.3624 | 44.06 | 14.9287 | 46.94 | 13.8233 | 39.2 | 14.4888 | 44.6 | 13.8946 | 42.8 | 14.6579 | 44.96 | 14.2248 | 53.6 | 16.1599 | 2062 | #N/A | #N/A
| 41 | 14.9099 | 44.06 | 13.8241 | 42.98 | 14.2078 | 43.16 | 13.9634 | 44.96 | 14.0419 | 37.94 | 10.4559 | 46.04 | 15.1555 | 37.94 | 10.0481 | 39.92 | 13.5386 | 46.04 | 14.2941 | 39.2 | 14.4679 | 42.08 | 14.009 | 42.8 | 14.9865 | 44.06 | 13.837 | 51.8 | 15.7246 | 2063 | #N/A | #N/A
| 39.2 | 14.4742 | 42.08 | 13.8432 | 44.96 | 14.0265 | 41.54 | 13.5412 | 42.98 | 13.8782 | 35.96 | 9.8505 | 42.8 | 14.3556 | 35.06 | 9.41 | 39.92 | 13.7395 | 46.04 | 14.2922 | 39.2 | 14.8635 | 39.92 | 13.6847 | 42.8 | 14.9865 | 42.98 | 13.5751 | 48.2 | 16.116 | 2064 | #N/A | #N/A
| 39.2 | 14.4742 | 41 | 13.9405 | 42.98 | 13.8616 | 41.9 | 13.5979 | 42.08 | 14.0028 | 35.06 | 9.5786 | 39.02 | 13.7962 | 33.98 | 9.1971 | 39.92 | 14.0871 | 44.96 | 14.1994 | 37.4 | 14.0342 | 39.92 | 13.6847 | 41 | 14.551 | 41 | 13.0967 | 46.4 | 16.3819 | 2065 | #N/A | #N/A
| 39.2 | 14.4742 | 39.92 | 13.6799 | 42.98 | 13.8616 | 41 | 13.3217 | 41 | 13.609 | 33.08 | 9.1565 | 39.02 | 13.7962 | 33.08 | 8.9801 | 39.92 | 13.9247 | 42.98 | 14.05 | 37.4 | 14.0308 | 41 | 13.7462 | 39.2 | 14.1155 | 39.02 | 12.6193 | 44.6 | 16.3329 | 2066 | #N/A | #N/A
| 39.02 | 14.5153 | 39.2 | 13.4947 | 41 | 13.5898 | 39.56 | 12.9158 | 39.92 | 13.8627 | 32 | 8.842 | 41 | 14.558 | 32 | 8.7799 | 39.92 | 13.926 | 42.08 | 13.9911 | 39.2 | 14.8378 | 39.92 | 13.8691 | 39.2 | 14.1155 | 37.94 | 12.3581 | 44.6 | 16.3329 | 2067 | #N/A | #N/A
| 39.92 | 14.7297 | 37.94 | 13.5419 | 39.02 | 13.6263 | 36.86 | 12.1512 | 39.02 | 13.6452 | 30.92 | 8.7048 | 39.92 | 14.2117 | 30.92 | 8.5823 | 39.92 | 14.0866 | 41 | 13.9205 | 39.2 | 14.8335 | 39.2 | 13.5008 | 39.2 | 14.4654 | 35.06 | 11.6639 | 44.6 | 16.3313 | 2068 | #N/A | #N/A
| 39.2 | 14.4742 | 37.4 | 13.3686 | 39.02 | 13.6263 | 29.84 | 10.3478 | 39.2 | 13.8103 | 30.02 | 8.4883 | 41 | 14.4735 | 30.02 | 8.3657 | 39.92 | 13.9281 | 39.02 | 13.7909 | 39.2 | 14.8362 | 37.94 | 13.3901 | 39.2 | 14.1155 | 32 | 11.0943 | 42.8 | 15.8975 | 2069 | #N/A | #N/A
| 39.2 | 14.4742 | 37.4 | 13.3686 | 37.4 | 13.3525 | 36.86 | 12.3221 | 37.4 | 13.3751 | 28.94 | 8.1603 | 39.2 | 14.1225 | 28.94 | 8.1064 | 41 | 13.8029 | 37.94 | 13.7254 | 39.2 | 14.8384 | 37.94 | 13.5485 | 39.2 | 14.1155 | 33.98 | 11.718 | 42.8 | 15.9014 | 2070 | #N/A | #N/A
| 39.2 | 14.8478 | 37.04 | 13.1653 | 37.94 | 13.3639 | 33.08 | 11.5275 | 37.04 | 13.1661 | 28.94 | 8.2287 | 39.2 | 14.1225 | 28.94 | 8.161 | 39.02 | 13.528 | 37.4 | 13.6871 | 39.2 | 14.8635 | 37.94 | 13.3892 | 39.2 | 14.1155 | 37.94 | 12.5269 | 41 | 15.4814 | 2071 | #N/A | #N/A
| 41 | 15.2838 | 37.4 | 13.3686 | 37.94 | 13.3639 | 33.62 | 11.8092 | 37.94 | 13.382 | 28.94 | 8.2282 | 39.02 | 14.1642 | 28.04 | 7.9442 | 42.08 | 14.0644 | 37.94 | 13.7227 | 39.2 | 14.4888 | 37.4 | 13.3751 | 39.2 | 14.1155 | 37.94 | 12.5255 | 41 | 15.4643 | 2072 | #N/A | #N/A
| 41 | 15.2838 | 37.4 | 13.3686 | 39.2 | 13.7878 | 35.6 | 12.3184 | 37.04 | 12.9786 | 28.94 | 8.2276 | 39.2 | 14.1225 | 28.94 | 8.1602 | 42.08 | 14.0621 | 37.94 | 13.5249 | 39.2 | 14.8635 | 37.4 | 13.3751 | 37.4 | 13.68 | 37.94 | 12.6701 | 41 | 15.4814 | 2073 | #N/A | #N/A
| 41 | 15.2838 | 39.02 | 13.6375 | 39.02 | 13.6186 | 36.32 | 13.3201 | 39.02 | 13.455 | 30.92 | 8.6351 | 39.2 | 14.1225 | 30.92 | 8.5817 | 42.98 | 14.2805 | 37.4 | 13.3587 | 39.2 | 14.8635 | 37.4 | 13.3751 | 37.4 | 13.68 | 37.94 | 13.2098 | 41 | 15.4814 | 2074 | #N/A | #N/A
| 41 | 15.2838 | 42.08 | 14.3751 | 39.02 | 13.6186 | 37.4 | 13.7155 | 42.98 | 14.4103 | 33.08 | 9.2237 | 39.2 | 14.4729 | 33.08 | 9.1012 | 46.94 | 15.0738 | 39.92 | 13.9993 | 41 | 15.2994 | 37.4 | 13.3751 | 39.2 | 14.4654 | 39.02 | 13.653 | 42.8 | 15.9168 | 2075 | #N/A | #N/A
| 42.8 | 15.7198 | 44.06 | 14.128 | 44.96 | 14.6711 | 37.4 | 13.7146 | 44.96 | 14.5297 | 35.06 | 9.7003 | 41 | 15.0258 | 35.96 | 9.7944 | 53.96 | 17.4819 | 41 | 14.2291 | 42.8 | 16.5608 | 39.2 | 14.1401 | 41 | 14.9011 | 41 | 14.1311 | 44.6 | 16.3522 | 2076 | #N/A | #N/A
| 44.6 | 16.1558 | 46.94 | 14.8223 | 46.94 | 14.9898 | 43.34 | 14.8834 | 46.94 | 14.8236 | 37.04 | 10.1765 | 42.08 | 15.2842 | 39.02 | 10.4675 | 57.92 | 19.2167 | 46.04 | 14.7787 | 42.8 | 16.1351 | 42.8 | 14.6806 | 42.8 | 14.9865 | 44.96 | 14.7035 | 51.8 | 18.0696 | 2077 | #N/A | #N/A
| 46.04 | 16.6325 | 46.04 | 14.0023 | 46.94 | 14.9898 | 47.3 | 15.2979 | 46.94 | 14.6776 | 39.92 | 10.8697 | 42.08 | 15.2842 | 42.08 | 11.3211 | 60.08 | 19.3395 | 46.04 | 14.45 | 42.8 | 16.1351 | 44.6 | 14.8056 | 42.8 | 14.9865 | 46.04 | 14.6204 | 53.6 | 18.5083 | 2078 | #N/A | #N/A
| 46.04 | 16.6325 | 46.04 | 14.2913 | 44.06 | 14.2942 | 47.84 | 14.9352 | 48.02 | 14.939 | 42.08 | 11.5256 | 48.02 | 16.5386 | 42.98 | 11.5382 | 62.96 | 20.2559 | 46.94 | 14.6679 | 42.8 | 16.1351 | 46.94 | 14.8268 | 42.8 | 14.9865 | 48.02 | 14.9521 | 55.4 | 18.9466 | 2079 | #N/A | #N/A
| 46.04 | 16.6359 | 46.04 | 14.788 | 44.06 | 14.4521 | 49.64 | 15.2566 | 46.94 | 14.51 | 44.06 | 11.928 | 48.02 | 15.6193 | 46.04 | 12.3446 | 64.04 | 20.5207 | 46.04 | 14.451 | 46.4 | 16.9823 | 48.02 | 14.7728 | 44.6 | 15.422 | 48.02 | 14.9531 | 57.2 | 18.9957 | 2080 | #N/A | #N/A
| 48.2 | 17.4272 | 46.04 | 14.7884 | 44.06 | 14.4521 | 51.62 | 15.7076 | 46.94 | 15.0075 | 44.96 | 12.1447 | 48.02 | 15.802 | 46.94 | 12.5617 | 64.94 | 20.5263 | 46.94 | 14.8138 | 46.4 | 16.9869 | 46.94 | 14.3771 | 44.6 | 15.422 | 50 | 15.263 | 60.8 | 19.8708 | 2081 | #N/A | #N/A
| 48.02 | 17.6153 | 46.04 | 14.9467 | 44.06 | 14.4513 | 48.74 | 15.1266 | 46.04 | 14.9489 | 46.04 | 12.4801 | 46.4 | 15.2255 | 48.02 | 12.8816 | 66.02 | 20.7889 | 46.04 | 14.778 | 46.4 | 17.4148 | 44.96 | 13.8988 | 44.6 | 15.0931 | 48.92 | 15.0031 | 59 | 19.0721 | 2082 | #N/A | #N/A
| 48.02 | 17.8325 | 46.04 | 14.9467 | 42.08 | 13.9726 | 48.2 | 15.0544 | 46.04 | 15.1481 | 46.04 | 12.5459 | 46.04 | 14.5972 | 46.94 | 12.6972 | 64.04 | 20.9489 | 46.04 | 14.9362 | 46.4 | 17.4154 | 44.06 | 13.8157 | 42.8 | 14.6579 | 48.92 | 15.1717 | 57.2 | 18.6356 | 2083 | #N/A | #N/A
| 46.94 | 17.5718 | 46.04 | 14.7869 | 42.08 | 13.9726 | 47.84 | 15.1135 | 46.94 | 15.1648 | 44.06 | 13.0254 | 46.04 | 14.5972 | 46.94 | 12.6968 | 62.06 | 20.4669 | 44.96 | 14.8709 | 46.4 | 17.8877 | 42.98 | 13.8676 | 44.6 | 14.7845 | 48.02 | 14.9521 | 55.4 | 18.5668 | 2084 | #N/A | #N/A
| 46.4 | 17.416 | 44.96 | 14.6827 | 42.08 | 14.1672 | 46.4 | 14.9193 | 46.94 | 15.1629 | 42.98 | 11.9636 | 42.98 | 14.195 | 44.06 | 12.0031 | 60.08 | 19.9877 | 44.06 | 14.6518 | 46.4 | 17.8877 | 42.08 | 13.6485 | 42.8 | 14.6579 | 46.94 | 14.8352 | 53.6 | 18.1321 | 2085 | #N/A | #N/A
| 44.6 | 16.9794 | 42.98 | 14.4014 | 44.96 | 14.8612 | 46.4 | 14.9163 | 44.96 | 15.0656 | 39.92 | 11.3161 | 42.98 | 14.3904 | 41 | 11.3315 | 57.92 | 19.2283 | 41 | 14.0923 | 42.8 | 15.7354 | 39.92 | 13.125 | 41 | 14.551 | 46.04 | 14.6158 | 51.8 | 18.493 | 2086 | #N/A | #N/A
| 44.6 | 16.9794 | 42.98 | 14.3998 | 44.96 | 14.8612 | 46.4 | 14.9137 | 42.98 | 14.4014 | 39.92 | 11.6859 | 42.98 | 14.3879 | 39.92 | 11.0701 | 55.94 | 18.7557 | 42.08 | 14.5098 | 46.4 | 17.8732 | 39.92 | 13.1239 | 41 | 14.2226 | 46.04 | 14.7964 | 48.2 | 17.211 | 2087 | #N/A | #N/A
| 44.06 | 16.413 | 42.08 | 13.9832 | 44.96 | 14.6615 | 44.6 | 14.4775 | 44.06 | 14.3042 | 39.02 | 11.2741 | 42.98 | 14.5684 | 39.92 | 11.0692 | 55.04 | 18.7718 | 41 | 14.4427 | 42.8 | 16.1267 | 39.92 | 13.3045 | 41 | 14.551 | 44.96 | 14.6938 | 44.6 | 16.3441 | 2088 | #N/A | #N/A
| 42.8 | 16.1184 | 42.08 | 13.8246 | 44.96 | 14.6615 | 44.06 | 14.7948 | 44.06 | 14.3039 | 37.94 | 10.9314 | 42.08 | 14.3513 | 39.02 | 10.852 | 53.96 | 18.5144 | 39.02 | 13.769 | 42.8 | 16.1351 | 37.04 | 12.6094 | 39.2 | 14.1155 | 44.96 | 14.6946 | 42.8 | 15.9126 | 2089 | #N/A | #N/A
| 42.98 | 16.1617 | 41 | 13.3815 | 44.96 | 14.6615 | 42.44 | 14.4647 | 42.98 | 14.0438 | 37.94 | 10.9303 | 42.08 | 14.3513 | 37.94 | 10.5259 | 53.06 | 18.0658 | 39.92 | 13.9866 | 42.8 | 16.1351 | 37.94 | 12.9854 | 39.2 | 14.1155 | 44.06 | 14.4772 | 42.8 | 15.9168 | 2090 | #N/A | #N/A
| 42.8 | 16.1184 | 39.92 | 13.1201 | 44.06 | 14.285 | 39.92 | 13.7011 | 39.92 | 13.1208 | 37.94 | 10.8349 | 42.08 | 14.3513 | 37.94 | 10.5911 | 51.98 | 17.8055 | 39.92 | 13.8282 | 41 | 15.6989 | 39.02 | 13.2455 | 41 | 14.551 | 42.08 | 13.9967 | 41 | 15.4814 | 2091 | #N/A | #N/A
| 44.6 | 16.5547 | 39.02 | 12.9028 | 42.98 | 13.843 | 36.14 | 12.7873 | 39.92 | 13.1211 | 37.04 | 10.7122 | 41 | 14.2477 | 37.04 | 10.4564 | 51.08 | 17.4061 | 37.04 | 13.1317 | 42.8 | 16.1483 | 39.02 | 13.0875 | 41 | 14.551 | 41 | 13.7351 | 39.2 | 15.046 | 2092 | #N/A | #N/A
| 44.6 | 16.9794 | 37.94 | 12.497 | 42.98 | 13.843 | 35.96 | 12.5475 | 37.94 | 12.498 | 35.06 | 10.2355 | 39.92 | 13.9875 | 35.06 | 10.1415 | 50 | 17.3367 | 32 | 11.5352 | 42.8 | 16.1351 | 33.08 | 11.326 | 39.2 | 14.1155 | 37.04 | 12.6199 | 39.2 | 15.0581 | 2093 | #N/A | #N/A
| 46.4 | 17.8685 | 37.94 | 12.4973 | 42.08 | 13.626 | 34.88 | 12.0961 | 35.06 | 11.8032 | 33.98 | 9.9755 | 41 | 14.4459 | 32 | 9.405 | 50 | 17.5858 | 32 | 11.5352 | 44.6 | 17.4508 | 33.98 | 11.6892 | 39.2 | 14.1155 | 37.04 | 12.6207 | 39.2 | 15.046 | 2094 | #N/A | #N/A
| 48.2 | 18.3054 | 37.94 | 12.4976 | 41 | 13.3656 | 31.46 | 11.3015 | 35.96 | 12.0208 | 32 | 9.5803 | 41 | 14.2486 | 32 | 9.4045 | 48.2 | 17.9936 | 30.02 | 10.5746 | 42.8 | 16.5608 | 32 | 10.765 | 39.2 | 13.7874 | 37.94 | 12.838 | 39.2 | 15.046 | 2095 | #N/A | #N/A
| 48.2 | 18.7871 | 35.96 | 11.8522 | 41 | 13.3656 | 29.66 | 10.6242 | 33.08 | 11.3253 | 32 | 9.5792 | 41 | 14.2486 | 30.92 | 9.1431 | 46.4 | 17.5575 | 30.02 | 10.7185 | 44.6 | 16.9973 | 30.02 | 10.2867 | 39.2 | 14.1155 | 32 | 11.0755 | 37.4 | 14.2463 | 2096 | #N/A | #N/A
| 46.4 | 17.8685 | 35.96 | 12.018 | 39.92 | 13.2844 | 27.32 | 9.7482 | 35.96 | 12.1644 | 32 | 9.4956 | 39.92 | 14.1801 | 30.92 | 9.1421 | 46.4 | 17.5575 | 30.02 | 10.5726 | 44.6 | 17.4508 | 33.98 | 11.5415 | 39.2 | 13.7874 | 35.06 | 11.8132 | 37.4 | 14.2521 | 2097 | #N/A | #N/A
| 46.4 | 17.8685 | 39.92 | 13.3008 | 42.98 | 14.1808 | 34.34 | 12.5968 | 41 | 13.7215 | 35.96 | 10.4479 | 44.06 | 15.181 | 35.06 | 10.1378 | 46.04 | 17.3511 | 37.94 | 13.6989 | 44.6 | 16.9973 | 39.92 | 13.3026 | 39.2 | 14.1155 | 41 | 13.5746 | 37.4 | 14.2235 | 2098 | #N/A | #N/A
| 46.4 | 17.8685 | 46.04 | 15.136 | 42.98 | 14.1808 | 44.06 | 14.7292 | 46.94 | 15.3542 | 37.04 | 10.7899 | 46.04 | 15.4624 | 37.04 | 10.614 | 46.04 | 17.0997 | 46.94 | 15.5231 | 44.6 | 17.4508 | 44.96 | 14.678 | 41 | 14.551 | 44.96 | 14.5308 | 37.4 | 14.2235 | 2099 | #N/A | #N/A
| 46.4 | 17.8685 | 48.02 | 15.7965 | 50 | 16.0739 | 47.12 | 15.3071 | 46.94 | 15.3534 | 39.02 | 11.2664 | 48.92 | 16.0013 | 39.92 | 11.4017 | 46.4 | 17.1227 | 51.08 | 16.5239 | 46.4 | 17.8877 | 50 | 16.0948 | 42.8 | 14.9865 | 48.92 | 15.4877 | 37.4 | 14.2235 | 2100 | #N/A | #N/A
| 46.4 | 17.8685 | 48.02 | 15.7961 | 50 | 16.0735 | 50.36 | 16.0906 | 48.02 | 15.7972 | 41 | 11.7441 | 51.08 | 16.5235 | 42.08 | 11.9228 | 44.6 | 16.6868 | 51.98 | 16.7414 | 48.2 | 19.3214 | 53.06 | 16.8346 | 44.6 | 15.422 | 51.98 | 16.227 | 37.4 | 14.2712 | 2101 | #N/A | #N/A
| 48.2 | 18.3054 | 48.92 | 16.0145 | 50 | 16.0735 | 54.14 | 16.655 | 51.98 | 16.5728 | 42.08 | 12.1081 | 51.08 | 16.5235 | 44.96 | 12.6998 | 44.6 | 16.6868 | 53.96 | 17.2209 | 50 | 20.3055 | 55.04 | 17.4978 | 46.4 | 15.8574 | 53.96 | 16.5227 | 37.4 | 14.276 | 2102 | #N/A | #N/A
| 51.8 | 20.1747 | 53.96 | 17.0523 | 53.96 | 16.835 | 53.96 | 16.463 | 55.04 | 17.3143 | 42.98 | 12.4158 | 51.98 | 17.4771 | 48.02 | 13.4381 | 44.6 | 16.2788 | 57.02 | 17.4213 | 53.6 | 22.3808 | 55.94 | 17.3342 | 46.4 | 16.2084 | 53.96 | 16.3775 | 37.4 | 14.2818 | 2103 | #N/A | #N/A
| 53.6 | 21.738 | 55.04 | 16.6274 | 55.04 | 16.7583 | 54.68 | 16.4658 | 57.02 | 17.1072 | 46.04 | 13.0633 | 51.8 | 17.523 | 50 | 13.8329 | 44.06 | 16.1849 | 55.94 | 16.8346 | 55.4 | 23.4759 | 57.02 | 17.5966 | 48.2 | 16.6441 | 53.06 | 15.9926 | 39.2 | 14.7218 | 2104 | #N/A | #N/A
| 51.98 | 20.8751 | 51.08 | 16.0019 | 55.04 | 16.7583 | 54.32 | 16.1352 | 55.94 | 16.9946 | 44.96 | 13.6138 | 50 | 17.0014 | 50 | 14.0202 | 44.96 | 16.4056 | 55.04 | 16.4515 | 48.2 | 19.4214 | 55.94 | 17.178 | 48.2 | 16.2929 | 53.06 | 15.8591 | 39.2 | 15.046 | 2105 | #N/A | #N/A
| 51.8 | 20.7201 | 51.98 | 16.5779 | 53.06 | 17.006 | 53.06 | 15.911 | 55.04 | 16.7777 | 46.04 | 13.4906 | 51.98 | 17.1008 | 50 | 13.9163 | 44.6 | 16.2788 | 55.94 | 16.5352 | 57.2 | 24.6122 | 51.08 | 16.5466 | 48.2 | 16.2929 | 53.06 | 15.9949 | 39.2 | 15.046 | 2106 | #N/A | #N/A
| 51.8 | 20.1747 | 51.98 | 16.2207 | 51.98 | 16.3636 | 52.16 | 15.5618 | 53.96 | 16.5166 | 46.94 | 13.4853 | 50 | 16.2675 | 48.92 | 13.6559 | 44.96 | 16.6157 | 55.04 | 16.1639 | 55.4 | 23.4759 | 51.98 | 16.924 | 50 | 16.0896 | 51.98 | 15.5989 | 39.2 | 15.046 | 2107 | #N/A | #N/A
| 53.06 | 21.5014 | 50 | 16.0982 | 51.98 | 16.3636 | 50.72 | 15.2398 | 51.98 | 16.2195 | 44.06 | 13.397 | 50 | 16.2675 | 46.94 | 13.1777 | 44.6 | 16.2788 | 53.06 | 16.1408 | 48.2 | 18.915 | 51.08 | 16.3623 | 46.4 | 15.8574 | 50 | 15.1201 | 39.2 | 15.1283 | 2108 | #N/A | #N/A
| 50 | 19.8071 | 50 | 15.8983 | 48.02 | 16.1361 | 47.84 | 14.7033 | 51.98 | 15.8894 | 44.06 | 13.1188 | 44.06 | 15.1833 | 44.06 | 12.482 | 44.96 | 16.6233 | 51.98 | 16.2074 | 48.2 | 18.8076 | 48.92 | 16.0241 | 46.4 | 15.8574 | 48.02 | 14.6416 | 37.4 | 14.3054 | 2109 | #N/A | #N/A
| 44.6 | 16.9794 | 48.92 | 15.6358 | 46.04 | 15.4612 | 46.4 | 14.3822 | 48.92 | 15.4775 | 42.08 | 12.3099 | 41 | 14.6104 | 42.08 | 12.0036 | 44.96 | 16.6292 | 48.02 | 14.9218 | 50 | 19.759 | 46.94 | 15.3607 | 44.6 | 15.0931 | 46.04 | 14.2976 | 37.4 | 14.3054 | 2110 | #N/A | #N/A
| 44.6 | 16.5547 | 46.04 | 14.7784 | 46.04 | 15.4612 | 44.42 | 14.0705 | 46.04 | 14.7798 | 39.92 | 11.7871 | 41 | 14.61 | 39.92 | 11.585 | 44.6 | 16.2788 | 46.94 | 14.804 | 50 | 20.3055 | 44.96 | 15.0631 | 44.6 | 15.422 | 44.96 | 14.2031 | 37.4 | 14.307 | 2111 | #N/A | #N/A
| 42.8 | 16.1184 | 42.98 | 14.0387 | 48.02 | 15.2393 | 43.16 | 13.852 | 46.04 | 14.7783 | 39.02 | 11.5684 | 42.98 | 15.0885 | 35.96 | 10.6296 | 44.6 | 17.1212 | 46.94 | 14.8022 | 42.8 | 16.5608 | 42.98 | 14.5828 | 44.6 | 15.422 | 44.06 | 14.1312 | 37.4 | 14.2235 | 2112 | #N/A | #N/A
| 42.8 | 15.7198 | 44.96 | 14.5165 | 46.94 | 14.9784 | 43.7 | 14.071 | 44.96 | 14.6761 | 37.94 | 11.3082 | 42.98 | 15.2988 | 35.06 | 10.4129 | 42.8 | 16.6851 | 46.04 | 14.7665 | 42.8 | 16.6727 | 44.96 | 14.6784 | 42.8 | 14.9865 | 44.06 | 14.1308 | 37.4 | 14.2235 | 2113 | #N/A | #N/A
| 42.08 | 15.6074 | 44.06 | 14.2988 | 46.94 | 14.9784 | 42.8 | 13.9142 | 44.06 | 14.4583 | 37.04 | 11.0908 | 42.98 | 15.2988 | 33.98 | 10.2417 | 44.6 | 17.1212 | 44.96 | 14.6634 | 48.2 | 19.3214 | 42.98 | 14.1997 | 41 | 14.551 | 42.98 | 13.8701 | 37.4 | 14.2235 | 2114 | #N/A | #N/A
| 42.8 | 15.7198 | 44.06 | 14.2988 | 44.96 | 14.6573 | 41.72 | 13.5931 | 44.06 | 14.4579 | 35.96 | 10.928 | 41 | 14.8211 | 35.96 | 10.7182 | 44.6 | 17.1212 | 44.96 | 14.8604 | 50 | 19.759 | 42.98 | 14.1997 | 42.8 | 14.9865 | 42.08 | 13.6525 | 37.4 | 14.3211 | 2115 | #N/A | #N/A
| 42.8 | 15.7198 | 42.98 | 14.0383 | 44.96 | 14.4995 | 40.82 | 13.2573 | 42.98 | 14.1975 | 35.06 | 10.6127 | 42.98 | 15.481 | 33.98 | 10.2415 | 44.6 | 16.6868 | 44.06 | 14.6433 | 48.2 | 19.3214 | 42.98 | 14.0416 | 42.8 | 15.3369 | 41 | 13.2461 | 37.4 | 14.3205 | 2116 | #N/A | #N/A
| 42.8 | 15.7198 | 42.08 | 13.6387 | 44.96 | 14.4995 | 39.74 | 12.9677 | 42.08 | 13.8217 | 33.98 | 10.3523 | 42.98 | 15.3003 | 33.08 | 10.0244 | 44.6 | 16.2788 | 44.06 | 14.6441 | 48.2 | 18.9614 | 42.08 | 13.8242 | 42.8 | 14.9865 | 39.02 | 12.9142 | 37.4 | 13.8604 | 2117 | #N/A | #N/A
| 42.8 | 15.7198 | 39.92 | 13.1176 | 44.06 | 14.2828 | 34.88 | 11.8825 | 39.92 | 13.1187 | 32 | 9.8749 | 42.98 | 15.2998 | 32 | 9.7634 | 44.06 | 16.2123 | 42.98 | 14.3827 | 41 | 15.6989 | 42.08 | 13.8246 | 42.8 | 14.9865 | 37.94 | 12.5076 | 39.2 | 14.7639 | 2118 | #N/A | #N/A
| 42.8 | 15.7198 | 39.02 | 12.9003 | 42.08 | 13.6232 | 32.9 | 11.2598 | 39.02 | 12.9011 | 32 | 9.971 | 42.08 | 15.08 | 32 | 9.8743 | 42.98 | 15.7111 | 42.08 | 13.9677 | 41 | 15.8267 | 42.08 | 13.8242 | 41 | 14.551 | 35.06 | 11.6443 | 39.2 | 14.759 | 2119 | #N/A | #N/A
| 42.08 | 15.8193 | 37.94 | 12.6389 | 42.08 | 13.6232 | 29.84 | 10.4639 | 39.02 | 12.9007 | 30.92 | 9.7096 | 42.08 | 15.08 | 30.92 | 9.6132 | 42.8 | 15.4605 | 39.02 | 13.0704 | 41 | 15.2994 | 42.08 | 13.8239 | 41 | 14.2226 | 30.92 | 10.6452 | 39.2 | 14.7574 | 2120 | #N/A | #N/A
| 42.8 | 15.7198 | 37.04 | 12.2751 | 41 | 13.3607 | 26.06 | 9.2578 | 37.94 | 12.6386 | 32 | 10.0902 | 39.92 | 14.5553 | 30.92 | 9.7085 | 42.8 | 15.4605 | 33.98 | 11.8517 | 42.8 | 16.1351 | 41 | 13.3794 | 41 | 14.2226 | 32 | 10.7709 | 39.2 | 14.6587 | 2121 | #N/A | #N/A
| 42.98 | 16.027 | 39.92 | 13.296 | 42.98 | 13.8374 | 34.16 | 12.1396 | 42.08 | 13.4915 | 37.94 | 11.7607 | 41 | 14.995 | 37.04 | 11.305 | 42.98 | 15.1169 | 42.08 | 13.8065 | 42.8 | 16.5608 | 42.98 | 13.856 | 39.2 | 14.1155 | 35.96 | 12.3544 | 39.2 | 14.6587 | 2122 | #N/A | #N/A
| 44.6 | 16.5547 | 44.96 | 14.1853 | 42.98 | 13.8374 | 41.18 | 13.5486 | 44.96 | 14.0185 | 41 | 12.4987 | 44.96 | 15.9532 | 42.08 | 12.6265 | 42.8 | 15.1015 | 46.04 | 14.4359 | 42.8 | 16.5608 | 44.96 | 14.3333 | 42.8 | 14.9865 | 44.96 | 14.3439 | 39.2 | 15.046 | 2123 | #N/A | #N/A
| 44.96 | 16.7496 | 48.92 | 15.1411 | 48.92 | 14.6724 | 46.94 | 14.7307 | 48.92 | 14.8403 | 44.06 | 13.2388 | 46.94 | 15.8717 | 44.96 | 13.3234 | 39.02 | 14.1514 | 50 | 14.9372 | 44.6 | 16.9973 | 48.92 | 15.289 | 42.8 | 14.9865 | 50 | 15.1121 | 41 | 15.185 | 2124 | #N/A | #N/A
| 44.6 | 16.5547 | 50 | 15.1 | 51.98 | 15.4108 | 50.18 | 14.7106 | 51.08 | 14.8082 | 46.04 | 13.5823 | 48.02 | 15.7796 | 48.02 | 14.0615 | 39.02 | 14.148 | 53.06 | 15.2775 | 42.8 | 16.5608 | 51.08 | 15.6651 | 42.8 | 14.6579 | 51.08 | 14.9529 | 41 | 15.0939 | 2125 | #N/A | #N/A
| 46.4 | 17.416 | 50 | 14.5477 | 51.98 | 15.4108 | 51.62 | 14.6747 | 51.98 | 14.7948 | 48.02 | 14.0612 | 48.02 | 15.7796 | 48.92 | 14.1726 | 39.02 | 14.1437 | 55.04 | 15.5248 | 50 | 19.2448 | 50 | 15.4054 | 44.6 | 15.0931 | 53.06 | 14.9641 | 39.2 | 14.7417 | 2126 | #N/A | #N/A
| 48.02 | 17.4853 | 53.06 | 14.956 | 51.98 | 15.2907 | 53.78 | 14.7614 | 53.06 | 14.8435 | 48.92 | 14.2804 | 50 | 16.0767 | 51.98 | 14.9131 | 39.02 | 13.9361 | 55.04 | 15.3138 | 48.2 | 17.8704 | 50 | 15.5525 | 44.6 | 15.422 | 53.06 | 14.8513 | 39.2 | 14.2953 | 2127 | #N/A | #N/A
| 46.04 | 16.3251 | 48.92 | 14.9776 | 50 | 15.5372 | 55.94 | 15.3662 | 55.94 | 15.2604 | 50 | 14.542 | 51.08 | 15.9819 | 51.98 | 14.7907 | 39.02 | 13.77 | 55.94 | 15.4412 | 44.6 | 16.1713 | 51.08 | 15.5 | 46.4 | 14.8938 | 55.04 | 15.0507 | 37.4 | 13.8604 | 2128 | #N/A | #N/A
| 44.06 | 16.0715 | 51.08 | 15.4988 | 50 | 15.5372 | 55.4 | 15.1532 | 55.94 | 15.2612 | 46.04 | 14.1416 | 48.2 | 15.9701 | 55.04 | 15.5305 | 39.02 | 13.5768 | 57.02 | 15.5983 | 42.8 | 16.2243 | 51.08 | 15.2125 | 48.2 | 15.3286 | 55.94 | 15.268 | 37.4 | 13.8604 | 2129 | #N/A | #N/A
| 42.98 | 15.575 | 50 | 15.4079 | 48.92 | 15.6181 | 55.04 | 15.0836 | 55.94 | 15.0033 | 46.04 | 14.1429 | 50 | 16.0783 | 50 | 15.2363 | 39.92 | 13.5854 | 57.92 | 15.8151 | 42.8 | 15.8139 | 51.98 | 15.585 | 48.2 | 15.6546 | 55.94 | 15.2684 | 39.2 | 14.2953 | 2130 | #N/A | #N/A
| 44.06 | 16.0587 | 48.92 | 15.6343 | 48.02 | 15.5987 | 56.12 | 15.3769 | 55.04 | 14.9496 | 44.96 | 13.8817 | 48.92 | 15.6192 | 48.92 | 14.8416 | 39.02 | 13.1993 | 57.02 | 15.5986 | 42.8 | 15.8067 | 51.08 | 15.5016 | 51.8 | 15.6156 | 57.02 | 15.6121 | 41 | 14.7303 | 2131 | #N/A | #N/A
| 44.6 | 16.1558 | 46.94 | 14.8131 | 48.02 | 15.5987 | 55.04 | 15.2201 | 55.04 | 14.9489 | 44.06 | 13.7988 | 48.92 | 15.6192 | 48.02 | 14.6242 | 37.4 | 12.5041 | 55.94 | 15.2553 | 44.6 | 16.5713 | 51.08 | 15.2119 | 48.2 | 15.6546 | 55.04 | 15.0512 | 39.2 | 13.3341 | 2132 | #N/A | #N/A
| 44.96 | 16.2618 | 44.96 | 14.1873 | 46.04 | 15.1166 | 51.8 | 14.6035 | 53.06 | 14.4713 | 39.02 | 13.0745 | 42.08 | 14.6948 | 42.98 | 13.54 | 37.4 | 12.8122 | 53.06 | 14.5611 | 44.6 | 15.8477 | 46.94 | 14.8141 | 46.4 | 14.592 | 51.98 | 14.592 | 39.2 | 13.3286 | 2133 | #N/A | #N/A
| 46.04 | 16.1048 | 44.06 | 13.6673 | 46.94 | 14.9766 | 46.76 | 13.5447 | 50 | 13.7334 | 39.02 | 13.4283 | 39.02 | 13.601 | 39.92 | 13.2941 | 37.4 | 12.5041 | 48.02 | 13.4288 | 44.6 | 15.8421 | 42.98 | 14.1971 | 44.6 | 14.1575 | 48.02 | 13.751 | 37.4 | 12.8633 | 2134 | #N/A | #N/A
| 44.96 | 15.452 | 42.08 | 13.321 | 46.94 | 14.9766 | 44.78 | 13.1067 | 44.06 | 12.673 | 39.02 | 13.6104 | 39.92 | 14.3364 | 41 | 13.5549 | 35.96 | 12.2546 | 39.92 | 13.2848 | 44.6 | 15.4799 | 39.92 | 13.4552 | 42.8 | 14.3495 | 41 | 12.9421 | 35.6 | 12.1356 | 2135 | #N/A | #N/A
| 44.96 | 15.2492 | 35.96 | 11.843 | 44.06 | 14.2762 | 43.52 | 12.7418 | 41 | 12.5106 | 39.02 | 13.6121 | 39.92 | 14.544 | 39.92 | 13.2944 | 37.04 | 12.5109 | 35.96 | 11.1533 | 42.8 | 14.706 | 35.06 | 11.9405 | 41 | 14.551 | 37.94 | 12.0494 | 35.6 | 12.1313 | 2136 | #N/A | #N/A
| 44.06 | 14.8688 | 35.06 | 11.6255 | 42.98 | 14.015 | 41 | 12.155 | 39.92 | 12.391 | 37.04 | 13.1334 | 41 | 14.8059 | 39.02 | 13.2358 | 35.96 | 12.2467 | 33.08 | 10.5924 | 42.8 | 14.7016 | 33.98 | 11.5339 | 41 | 14.551 | 35.96 | 11.1736 | 35.6 | 12.1281 | 2137 | #N/A | #N/A
| 42.98 | 14.4206 | 33.08 | 11.1475 | 42.98 | 14.015 | 34.7 | 11.0241 | 37.04 | 11.3144 | 37.04 | 13.1343 | 41 | 14.8059 | 39.92 | 13.6518 | 35.96 | 12.2442 | 33.08 | 10.4585 | 42.8 | 14.698 | 30.92 | 10.6292 | 37.4 | 13.68 | 32 | 10.2179 | 35.6 | 12.1267 | 2138 | #N/A | #N/A
| 42.98 | 14.417 | 30.02 | 10.2751 | 42.08 | 13.47 | 31.28 | 10.4893 | 35.96 | 11.2938 | 35.06 | 12.2784 | 39.92 | 14.335 | 39.02 | 13.4355 | 35.96 | 12.2413 | 30.92 | 10.2095 | 41 | 14.2598 | 30.02 | 10.2776 | 37.4 | 13.3522 | 30.92 | 9.9569 | 35.6 | 12.1238 | 2139 | #N/A | #N/A
| 42.98 | 14.5966 | 30.02 | 10.2742 | 41 | 12.2556 | 29.12 | 9.7016 | 35.06 | 10.8358 | 33.98 | 11.8613 | 39.02 | 14.1163 | 39.02 | 13.4379 | 35.6 | 12.0698 | 28.94 | 9.8534 | 41 | 14.2562 | 28.94 | 9.8642 | 37.4 | 13.68 | 28.04 | 9.1561 | 33.8 | 11.6854 | 2140 | #N/A | #N/A
| 42.8 | 14.6655 | 30.92 | 10.4925 | 41 | 12.2556 | 25.7 | 8.9479 | 33.08 | 10.3594 | 28.94 | 10.0219 | 39.92 | 14.335 | 37.04 | 12.9627 | 35.96 | 12.236 | 28.04 | 9.6372 | 39.2 | 13.8167 | 28.04 | 9.648 | 35.6 | 12.9169 | 30.02 | 9.8748 | 33.8 | 11.6822 | 2141 | #N/A | #N/A
| 42.8 | 14.9946 | 28.94 | 9.8623 | 37.94 | 11.8989 | 24.98 | 8.8225 | 32 | 10.0989 | 26.6 | 9.2846 | 39.02 | 13.9497 | 37.04 | 13.1482 | 35.96 | 12.2339 | 28.94 | 10.0064 | 41 | 14.2429 | 28.04 | 9.5261 | 33.8 | 12.1745 | 28.94 | 9.4805 | 35.6 | 12.1153 | 2142 | #N/A | #N/A
| 42.08 | 14.7193 | 28.04 | 9.5235 | 37.04 | 11.9553 | 25.7 | 9.0197 | 30.92 | 9.8387 | 26.6 | 9.0469 | 37.94 | 13.6867 | 37.04 | 12.9655 | 35.96 | 12.4156 | 26.96 | 9.3758 | 41 | 14.2431 | 28.04 | 9.5259 | 30.2 | 10.9809 | 26.96 | 8.8963 | 33.8 | 11.6758 | 2143 | #N/A | #N/A
| 41 | 14.5591 | 28.04 | 9.5227 | 37.04 | 11.9553 | 25.34 | 8.7677 | 30.02 | 9.7279 | 37.04 | 13.3061 | 37.94 | 13.6867 | 39.92 | 14.0042 | 35.6 | 12.0698 | 26.06 | 9.0372 | 39.2 | 13.8026 | 26.96 | 8.9912 | 32 | 11.4156 | 26.96 | 9.138 | 35.6 | 12.1065 | 2144 | #N/A | #N/A
| 39.02 | 13.7714 | 26.96 | 9.2623 | 35.06 | 10.9302 | 23.72 | 8.4006 | 30.02 | 9.8618 | 37.04 | 13.1486 | 37.04 | 13.4676 | 39.02 | 13.7857 | 35.06 | 11.8573 | 26.06 | 9.0367 | 39.2 | 13.8077 | 26.96 | 9.1241 | 30.2 | 10.9809 | 26.06 | 8.7867 | 33.8 | 11.6674 | 2145 | #N/A | #N/A
| 41 | 14.4402 | 33.08 | 11.4558 | 39.02 | 12.8743 | 30.2 | 10.3857 | 33.98 | 11.2308 | 39.92 | 13.6631 | 42.08 | 15.6602 | 41 | 14.4629 | 35.96 | 12.0707 | 33.08 | 11.626 | 39.2 | 14.1373 | 33.08 | 11.3133 | 33.8 | 12.1745 | 32 | 10.7697 | 35.6 | 12.0973 | 2146 | #N/A | #N/A
| 42.8 | 14.9946 | 42.08 | 12.9085 | 39.02 | 12.8985 | 37.22 | 12.1341 | 39.92 | 12.5119 | 42.08 | 13.8294 | 44.06 | 16.381 | 42.98 | 14.4054 | 39.02 | 13.14 | 41 | 13.3597 | 46.4 | 15.8567 | 42.98 | 13.849 | 42.8 | 15.3369 | 37.04 | 11.9863 | 39.2 | 12.9628 | 2147 | #N/A | #N/A
| 44.6 | 15.4301 | 46.94 | 13.9402 | 44.96 | 13.5915 | 42.44 | 13.0343 | 48.02 | 14.3438 | 42.98 | 14.0471 | 46.04 | 16.8609 | 44.06 | 13.9795 | 39.2 | 12.9384 | 50 | 14.9346 | 50 | 17.0749 | 51.08 | 15.492 | 46.4 | 14.8938 | 42.98 | 13.1431 | 42.8 | 14.1385 | 2148 | #N/A | #N/A
| 44.6 | 15.4301 | 50 | 15.0964 | 50 | 14.9303 | 51.44 | 15.2061 | 51.98 | 14.6929 | 44.06 | 14.4676 | 46.94 | 17.0779 | 46.04 | 14.0019 | 41 | 13.3726 | 55.94 | 15.9699 | 44.6 | 15.4435 | 55.04 | 15.6524 | 50 | 15.1813 | 50 | 14.8367 | 44.6 | 14.5721 | 2149 | #N/A | #N/A
| 44.6 | 15.1007 | 53.06 | 15.8355 | 50 | 14.9303 | 55.04 | 16.1007 | 57.02 | 15.9087 | 42.08 | 14.1888 | 46.94 | 17.0779 | 46.94 | 14.096 | 41 | 13.6812 | 59 | 16.8434 | 46.4 | 15.519 | 57.02 | 16.5148 | 51.8 | 15.1168 | 55.04 | 15.9122 | 48.2 | 15.4412 | 2150 | #N/A | #N/A
| 44.96 | 15.03 | 53.06 | 15.9731 | 50 | 14.6485 | 57.2 | 16.5276 | 57.92 | 16.1279 | 42.08 | 14.3729 | 48.02 | 17.3425 | 46.04 | 14.1579 | 46.04 | 15.377 | 59 | 16.6032 | 46.4 | 15.5173 | 57.02 | 16.6404 | 55.4 | 16.4843 | 57.92 | 16.365 | 51.8 | 16.3099 | 2151 | #N/A | #N/A
| 46.04 | 15.1075 | 51.98 | 16.0299 | 57.92 | 16.7257 | 56.12 | 16.0834 | 60.98 | 16.8679 | 42.98 | 14.5952 | 46.94 | 16.8431 | 46.94 | 14.2234 | 48.02 | 15.6715 | 59 | 16.8485 | 46.4 | 15.2064 | 57.92 | 17.1491 | 53.6 | 16.05 | 57.02 | 16.2583 | 51.8 | 16.3099 | 2152 | #N/A | #N/A
| 46.94 | 14.6429 | 51.98 | 16.575 | 57.92 | 16.7257 | 57.02 | 16.562 | 60.08 | 16.7525 | 41 | 13.9231 | 48.02 | 17.1087 | 44.96 | 14.5338 | 48.02 | 15.6732 | 59 | 16.9921 | 44.6 | 14.1447 | 57.02 | 16.2431 | 51.8 | 17.1639 | 55.94 | 16.0011 | 51.8 | 16.3099 | 2153 | #N/A | #N/A
| 48.02 | 14.6033 | 57.02 | 16.649 | 57.02 | 16.636 | 56.3 | 16.2233 | 60.08 | 16.7543 | 39.02 | 13.7994 | 48.02 | 17.1137 | 42.8 | 14.034 | 50 | 16.1526 | 57.02 | 16.3743 | 44.6 | 14.1438 | 55.04 | 16.0449 | 51.8 | 16.5246 | 55.04 | 16.0655 | 53.6 | 16.7435 | 2154 | #N/A | #N/A
| 48.02 | 14.7351 | 55.04 | 15.9062 | 53.96 | 15.8983 | 53.78 | 15.7592 | 57.92 | 16.3592 | 37.94 | 13.5373 | 46.04 | 16.6367 | 39.2 | 13.7988 | 51.98 | 16.8192 | 55.04 | 16.0392 | 42.8 | 13.4301 | 53.06 | 16.4792 | 50 | 16.3989 | 53.96 | 15.8056 | 53.6 | 16.7431 | 2155 | #N/A | #N/A
| 46.04 | 14.4214 | 53.06 | 15.6945 | 53.96 | 15.8983 | 50 | 16.1232 | 57.02 | 15.9186 | 37.4 | 13.3614 | 46.04 | 16.6367 | 37.4 | 13.3636 | 51.98 | 16.8196 | 53.06 | 17.0127 | 42.8 | 13.4286 | 51.08 | 16.5445 | 48.2 | 15.9636 | 48.02 | 16.3612 | 51.8 | 16.3065 | 2156 | #N/A | #N/A
| 42.98 | 13.8265 | 51.98 | 16.3816 | 51.08 | 16.3459 | 45.32 | 16.2915 | 53.96 | 16.2052 | 35.96 | 12.9045 | 44.96 | 16.1867 | 35.6 | 12.6201 | 48.92 | 16.0791 | 51.08 | 16.89 | 39.2 | 13.1356 | 48.92 | 16.1825 | 48.2 | 16.2929 | 46.04 | 16.0987 | 48.2 | 15.7699 | 2157 | #N/A | #N/A
| 37.76 | 12.4461 | 46.94 | 15.9443 | 48.74 | 16.3256 | 45.5 | 16.2337 | 50.54 | 16.6203 | 36.32 | 13.1815 | 45.68 | 16.4932 | 34.52 | 12.3641 | 40.46 | 13.7789 | 48.92 | 16.5503 | 37.04 | 12.6099 | 48.02 | 16.0103 | 46.4 | 15.8574 | 46.58 | 16.249 | 41.36 | 13.8428 | 2158 | #N/A | #N/A
| 35.24 | 11.8087 | 45.5 | 15.8092 | 48.02 | 16.1898 | 46.04 | 16.3728 | 48.74 | 16.4925 | 37.04 | 13.4487 | 46.04 | 16.8273 | 35.06 | 12.4946 | 40.46 | 13.6785 | 48.02 | 16.6902 | 36.5 | 12.4788 | 47.3 | 16.1797 | 46.4 | 15.8574 | 46.4 | 16.2765 | 38.84 | 13.1689 | 2159 | #N/A | #N/A
| 33.08 | 11.1485 | 44.06 | 15.6471 | 46.76 | 16.1713 | 46.04 | 16.4957 | 47.48 | 16.4424 | 37.4 | 13.4967 | 46.4 | 17.1231 | 35.42 | 12.5816 | 41.18 | 13.8518 | 47.3 | 16.9857 | 35.96 | 12.3476 | 46.76 | 16.5952 | 46.04 | 16.0492 | 45.68 | 16.2962 | 37.04 | 12.7338 | 2160 | #N/A | #N/A
| 35.06 | 12.2873 | 41 | 13.6871 | 43.7 | 14.3543 | 41.72 | 14.7555 | 42.98 | 14.1673 | 37.4 | 13.2669 | 46.22 | 17.2355 | 35.96 | 12.5147 | 40.28 | 13.3813 | 44.06 | 15.0197 | 35.96 | 12.4206 | 43.7 | 15.4185 | 45.5 | 16.3644 | 41.72 | 14.5582 | 35.42 | 11.5474 | 2161 | #N/A | #N/A
| 39.02 | 14.1694 | 37.94 | 11.8939 | 41 | 12.6918 | 37.94 | 12.8344 | 38.48 | 12.073 | 37.22 | 12.9749 | 46.22 | 17.2194 | 36.32 | 12.091 | 36.68 | 12.2448 | 40.64 | 13.0226 | 37.04 | 12.3291 | 41.18 | 13.8276 | 45.5 | 16.7627 | 37.76 | 12.7028 | 33.8 | 10.4125 | 2162 | #N/A | #N/A
| 43.34 | 16.2491 | 34.7 | 10.2603 | 37.4 | 11.0615 | 34.16 | 10.7575 | 34.52 | 10.2517 | 37.22 | 12.8105 | 46.4 | 17.3779 | 36.5 | 11.5391 | 32.72 | 11.013 | 37.22 | 11.115 | 37.4 | 12.1465 | 38.3 | 12.359 | 45.5 | 17.1869 | 33.44 | 10.8707 | 32.36 | 9.3721 | 2163 | #N/A | #N/A
| 47.48 | 18.5342 | 30.74 | 8.6882 | 33.98 | 9.5605 | 30.56 | 8.9498 | 30.2 | 8.5348 | 37.22 | 12.5299 | 46.76 | 17.5867 | 35.96 | 10.9106 | 29.84 | 10.0387 | 33.8 | 9.4816 | 37.4 | 11.8967 | 35.24 | 10.7822 | 46.4 | 17.6276 | 29.84 | 9.2381 | 30.74 | 8.5168 | 2164 | #N/A | #N/A
| 47.48 | 18.5342 | 28.94 | 8.2422 | 32.72 | 9.2312 | 30.2 | 8.5364 | 28.76 | 8.13 | 37.4 | 12.4257 | 47.3 | 17.9007 | 34.7 | 10.2901 | 28.94 | 9.7975 | 32.36 | 9.0495 | 37.04 | 11.3922 | 34.16 | 10.3639 | 46.76 | 17.7149 | 29.3 | 8.8981 | 29.48 | 8.1025 | 2165 | #N/A | #N/A
| 46.76 | 18.1929 | 27.14 | 7.8079 | 31.28 | 8.8462 | 29.3 | 8.1748 | 27.68 | 7.8468 | 37.76 | 12.3974 | 48.2 | 18.2126 | 33.26 | 9.8566 | 28.76 | 9.7534 | 30.92 | 8.6445 | 35.6 | 11.0023 | 33.08 | 10.0826 | 46.76 | 17.7149 | 28.04 | 8.5278 | 28.4 | 7.8135 | 2166 | #N/A | #N/A
| 46.4 | 17.9624 | 26.96 | 7.8112 | 30.92 | 8.7104 | 29.66 | 8.2398 | 27.68 | 7.8791 | 37.94 | 12.328 | 49.28 | 18.6149 | 32.72 | 9.6755 | 29.12 | 9.8639 | 30.74 | 8.5887 | 34.7 | 10.6208 | 32.72 | 9.831 | 47.3 | 17.846 | 28.76 | 8.621 | 28.22 | 7.7974 | 2167 | #N/A | #N/A
| 46.76 | 17.9559 | 28.58 | 8.1997 | 31.28 | 8.7611 | 30.74 | 8.4884 | 29.12 | 8.2704 | 38.12 | 12.4234 | 50.72 | 19.1062 | 33.26 | 9.8037 | 30.2 | 10.148 | 31.28 | 8.7064 | 34.7 | 10.4851 | 33.26 | 9.9418 | 46.76 | 17.5807 | 30.74 | 8.9349 | 28.94 | 7.979 | 2168 | #N/A | #N/A
| 48.2 | 18.2125 | 30.92 | 8.7616 | 32.54 | 9.0516 | 32.72 | 8.9332 | 31.46 | 8.8561 | 38.48 | 12.535 | 52.16 | 19.5041 | 34.7 | 10.039 | 32 | 10.6561 | 32.9 | 9.1285 | 34.7 | 10.4292 | 34.52 | 10.1261 | 46.76 | 17.5807 | 33.26 | 9.3551 | 30.2 | 8.2906 | 2169 | #N/A | #N/A
| 46.4 | 17.8685 | 30.02 | 8.6202 | 32 | 8.888 | 32.36 | 8.9403 | 30.02 | 8.5458 | 37.94 | 12.3232 | 51.08 | 19.3392 | 33.98 | 9.8814 | 30.02 | 10.1785 | 32 | 8.958 | 33.8 | 10.1759 | 33.98 | 10.0628 | 48.2 | 18.2939 | 32 | 9.251 | 28.94 | 7.9687 | 2170 | #N/A | #N/A
| 48.2 | 18.3054 | 33.08 | 9.2211 | 32 | 8.888 | 34.52 | 9.3072 | 33.08 | 9.2815 | 39.02 | 12.7481 | 53.96 | 20.2845 | 35.96 | 10.4514 | 33.08 | 10.9159 | 33.98 | 9.3112 | 35.6 | 10.6094 | 35.96 | 10.5386 | 46.4 | 17.4052 | 37.04 | 10.1103 | 32 | 8.7524 | 2171 | #N/A | #N/A
| 51.8 | 18.7258 | 35.96 | 9.973 | 35.96 | 9.9077 | 35.96 | 9.6432 | 35.96 | 9.9738 | 39.02 | 12.7478 | 53.96 | 20.0394 | 37.94 | 10.5884 | 35.96 | 11.7667 | 37.04 | 10.1693 | 35.6 | 10.6094 | 37.04 | 10.4579 | 46.4 | 17.4052 | 37.94 | 10.1014 | 33.08 | 8.9625 | 2172 | #N/A | #N/A
| 51.98 | 18.8725 | 37.94 | 10.4494 | 39.02 | 10.6437 | 37.94 | 10.1287 | 37.94 | 10.2671 | 39.92 | 12.9654 | 57.02 | 21.3437 | 41 | 10.9382 | 39.92 | 12.8587 | 39.92 | 10.6767 | 37.4 | 11.0429 | 39.02 | 10.6507 | 48.2 | 17.8419 | 42.08 | 11.0968 | 35.96 | 9.6548 | 2173 | #N/A | #N/A
| 53.06 | 19.1338 | 41 | 11.1258 | 39.02 | 10.6437 | 39.92 | 10.6047 | 39.02 | 10.7849 | 41 | 13.2251 | 57.02 | 21.3437 | 44.06 | 11.6741 | 42.98 | 13.7697 | 41 | 10.9989 | 39.2 | 11.3021 | 41 | 11.0035 | 51.8 | 18.7151 | 41 | 10.7828 | 35.96 | 9.7034 | 2174 | #N/A | #N/A
| 53.06 | 19.4082 | 41 | 11.1256 | 42.98 | 11.5962 | 41.72 | 11.1061 | 39.92 | 10.9262 | 42.08 | 13.4854 | 59 | 21.5274 | 44.96 | 11.8904 | 46.04 | 14.8449 | 42.08 | 11.2584 | 39.2 | 10.9933 | 42.98 | 11.6031 | 53.6 | 19.1517 | 46.94 | 12.3725 | 37.94 | 10.1793 | 2175 | #N/A | #N/A
| 53.96 | 19.6327 | 42.98 | 11.6615 | 44.06 | 11.7873 | 44.6 | 11.819 | 42.08 | 11.3855 | 44.6 | 14.1647 | 57.92 | 21.577 | 44.96 | 11.9526 | 48.92 | 15.3569 | 44.06 | 11.7892 | 39.2 | 10.9933 | 44.96 | 12.0792 | 51.8 | 18.7151 | 46.94 | 12.3125 | 42.08 | 11.1744 | 2176 | #N/A | #N/A
| 53.06 | 19.4189 | 42.98 | 11.4779 | 44.06 | 11.7873 | 44.6 | 11.8125 | 42.98 | 11.6018 | 46.04 | 14.1413 | 55.94 | 21.0995 | 48.02 | 12.7429 | 51.98 | 16.2836 | 46.04 | 12.3933 | 41 | 11.5747 | 46.04 | 12.2696 | 51.8 | 18.7151 | 46.94 | 12.312 | 42.08 | 11.0692 | 2177 | #N/A | #N/A
| 51.98 | 19.1595 | 44.06 | 11.9209 | 46.04 | 12.2631 | 46.4 | 12.147 | 42.98 | 11.5328 | 46.04 | 13.9874 | 55.04 | 20.8829 | 48.02 | 12.6253 | 51.98 | 16.0986 | 46.94 | 12.4267 | 42.8 | 12.0079 | 44.06 | 11.7385 | 51.8 | 18.2898 | 48.02 | 12.6313 | 42.98 | 11.1899 | 2178 | #N/A | #N/A
| 53.06 | 19.15 | 44.06 | 11.7368 | 46.94 | 12.4248 | 46.4 | 12.147 | 44.06 | 11.6152 | 46.04 | 13.9868 | 53.96 | 20.6226 | 48.02 | 12.5655 | 51.08 | 15.8846 | 46.94 | 12.3044 | 42.8 | 11.8595 | 46.04 | 12.0918 | 51.8 | 18.7151 | 48.02 | 12.5236 | 42.08 | 10.9326 | 2179 | #N/A | #N/A
| 51.08 | 18.445 | 44.06 | 11.6735 | 46.94 | 12.4248 | 46.04 | 12.0838 | 42.98 | 11.4766 | 46.04 | 13.985 | 53.96 | 20.6226 | 46.94 | 12.3049 | 50 | 16.365 | 46.04 | 11.943 | 41 | 11.7355 | 46.04 | 12.091 | 50 | 18.2785 | 46.94 | 12.3108 | 42.08 | 10.8857 | 2180 | #N/A | #N/A
| 50 | 18.3979 | 41 | 10.9362 | 44.06 | 11.6673 | 43.88 | 11.795 | 41 | 10.776 | 42.08 | 13.0308 | 51.98 | 19.8392 | 44.96 | 11.6345 | 44.06 | 15.288 | 42.98 | 11.3027 | 37.4 | 11.2317 | 41 | 11.4049 | 46.4 | 17.4052 | 44.06 | 11.6765 | 39.02 | 10.2864 | 2181 | #N/A | #N/A
| 48.2 | 18.3054 | 37.04 | 10.0446 | 42.08 | 10.9875 | 37.76 | 10.3578 | 37.94 | 10.0933 | 39.92 | 12.6636 | 51.98 | 20.1528 | 41 | 10.7732 | 41 | 14.1843 | 39.92 | 10.4206 | 33.8 | 10.5685 | 37.04 | 10.9803 | 44.6 | 16.9686 | 39.02 | 10.5812 | 33.98 | 9.348 | 2182 | #N/A | #N/A
| 42.8 | 14.9946 | 37.04 | 9.7302 | 42.08 | 11.8462 | 37.94 | 10.4111 | 35.06 | 9.4471 | 39.02 | 12.4444 | 53.06 | 20.6843 | 39.02 | 10.2049 | 42.08 | 14.2583 | 30.92 | 9.2238 | 32 | 10.3556 | 30.02 | 9.3999 | 44.6 | 15.0931 | 39.02 | 10.5254 | 33.98 | 9.1734 | 2183 | #N/A | #N/A
| 41 | 14.2302 | 32 | 8.6637 | 37.04 | 9.9767 | 34.52 | 9.636 | 30.02 | 8.6766 | 37.04 | 11.8112 | 53.06 | 20.6882 | 30.92 | 9.0425 | 39.92 | 13.735 | 28.04 | 8.4362 | 30.2 | 9.9216 | 26.96 | 8.6617 | 42.8 | 13.7229 | 35.06 | 9.627 | 33.08 | 9.186 | 2184 | #N/A | #N/A
| 41 | 11.9528 | 30.02 | 8.4089 | 37.04 | 10.948 | 30.2 | 8.9072 | 30.02 | 8.4096 | 37.04 | 11.8112 | 53.06 | 20.6906 | 28.94 | 8.4127 | 39.92 | 13.5343 | 28.04 | 8.529 | 26.6 | 9.0538 | 26.06 | 8.444 | 41 | 12.7516 | 33.08 | 9.1508 | 32 | 8.87 | 2185 | #N/A | #N/A
| 37.94 | 10.9372 | 26.06 | 7.6581 | 37.04 | 11.1952 | 29.3 | 8.604 | 28.04 | 8.2001 | 39.02 | 12.8835 | 53.06 | 20.6906 | 26.96 | 8.2709 | 39.02 | 13.3194 | 26.96 | 8.5409 | 24.8 | 8.3997 | 24.98 | 8.1837 | 39.2 | 11.4669 | 28.94 | 8.6656 | 30.92 | 8.6105 | 2186 | #N/A | #N/A
| 37.04 | 10.624 | 26.96 | 7.939 | 37.04 | 11.469 | 25.52 | 7.7507 | 26.96 | 8.0211 | 37.04 | 12.7456 | 53.06 | 21.0247 | 24.98 | 7.8754 | 39.92 | 13.3726 | 26.06 | 8.5323 | 23 | 7.7626 | 24.08 | 8.0642 | 37.4 | 11.2213 | 26.96 | 7.9459 | 30.02 | 8.3939 | 2187 | #N/A | #N/A
| 35.96 | 10.3632 | 26.96 | 7.7401 | 35.96 | 11.1853 | 26.06 | 7.8376 | 26.06 | 7.8038 | 37.04 | 12.5883 | 53.06 | 21.0247 | 24.98 | 7.8747 | 41 | 13.637 | 24.98 | 8.2716 | 21.2 | 7.329 | 23 | 7.7059 | 37.4 | 11.0334 | 26.06 | 7.7289 | 28.94 | 8.2605 | 2188 | #N/A | #N/A
| 35.06 | 10.0559 | 24.98 | 7.3973 | 35.96 | 11.1853 | 21.92 | 7.0355 | 26.06 | 7.8182 | 35.96 | 12.3271 | 53.06 | 21.0247 | 24.08 | 7.8486 | 42.08 | 13.8962 | 24.98 | 8.3927 | 23 | 7.7626 | 23 | 7.7054 | 35.6 | 10.5999 | 26.06 | 7.882 | 30.92 | 8.6662 | 2189 | #N/A | #N/A
| 33.98 | 9.7234 | 23 | 6.9853 | 35.06 | 9.8156 | 23.54 | 7.5218 | 24.98 | 7.7969 | 35.96 | 12.3267 | 53.96 | 21.8835 | 23 | 7.5881 | 39.02 | 13.1568 | 21.92 | 7.4363 | 21.2 | 7.329 | 21.92 | 7.4447 | 35.6 | 10.2669 | 24.98 | 7.6219 | 30.92 | 8.6661 | 2190 | #N/A | #N/A
| 33.08 | 9.506 | 26.06 | 7.7209 | 33.98 | 9.6199 | 21.92 | 7.1984 | 26.06 | 8.1381 | 30.02 | 10.2707 | 53.96 | 21.8835 | 26.06 | 8.435 | 39.02 | 13.1549 | 23 | 7.6956 | 21.2 | 7.329 | 21.02 | 7.1151 | 33.8 | 9.8336 | 24.08 | 7.5879 | 30.92 | 8.6098 | 2191 | #N/A | #N/A
| 32 | 9.317 | 24.08 | 7.3252 | 33.98 | 9.6199 | 20.12 | 6.7145 | 24.98 | 7.7029 | 28.04 | 9.7915 | 53.06 | 21.3998 | 23 | 7.6964 | 35.96 | 12.2295 | 21.92 | 7.4346 | 23 | 7.9659 | 19.94 | 6.7651 | 33.8 | 9.8336 | 23 | 7.328 | 30.02 | 8.3929 | 2192 | #N/A | #N/A
| 32 | 9.5824 | 26.96 | 8.0171 | 30.92 | 9.2965 | 23.72 | 7.6998 | 26.96 | 8.2714 | 26.96 | 9.1157 | 53.96 | 21.9225 | 24.08 | 7.9559 | 33.98 | 11.7497 | 23 | 7.7899 | 21.2 | 7.329 | 21.92 | 7.3297 | 33.8 | 9.8336 | 24.98 | 7.8855 | 30.92 | 8.4841 | 2193 | #N/A | #N/A
| 35.06 | 10.3183 | 30.92 | 9.2225 | 33.08 | 9.735 | 27.68 | 8.6528 | 30.02 | 8.9142 | 41 | 13.6988 | 53.96 | 21.8835 | 30.02 | 9.6048 | 37.04 | 12.8355 | 30.02 | 9.6026 | 23 | 7.7626 | 26.06 | 8.7622 | 33.8 | 9.6865 | 28.94 | 9.0305 | 33.08 | 8.9543 | 2194 | #N/A | #N/A
| 37.04 | 10.7952 | 33.98 | 9.8664 | 33.08 | 9.735 | 34.88 | 10.1213 | 32 | 9.4847 | 44.96 | 14.3176 | 55.94 | 23.097 | 37.94 | 10.909 | 39.02 | 13.3108 | 33.08 | 10.2183 | 32 | 10.8527 | 33.98 | 10.5652 | 33.8 | 9.9933 | 33.98 | 9.7866 | 35.06 | 9.6032 | 2195 | #N/A | #N/A
| 39.02 | 11.3758 | 37.04 | 10.5141 | 39.02 | 10.9831 | 40.82 | 11.3046 | 33.98 | 9.7789 | 48.02 | 14.4554 | 57.92 | 24.3285 | 44.96 | 12.1236 | 42.08 | 14.4362 | 41 | 11.1703 | 39.2 | 12.3309 | 39.02 | 11.2557 | 35.6 | 10.2669 | 39.02 | 11.0901 | 39.02 | 10.8205 | 2196 | #N/A | #N/A
| 39.02 | 11.19 | 39.02 | 10.838 | 42.08 | 11.5681 | 45.68 | 12.853 | 37.04 | 10.6051 | 48.92 | 14.6719 | 57.02 | 24.116 | 48.92 | 13.1517 | 42.98 | 14.6544 | 44.06 | 11.9816 | 44.6 | 12.0301 | 44.96 | 12.3495 | 35.6 | 10.5999 | 44.06 | 12.5852 | 44.06 | 12.7339 | 2197 | #N/A | #N/A
| 39.92 | 11.4083 | 42.98 | 11.7931 | 42.08 | 11.5681 | 51.62 | 14.8552 | 41 | 11.3995 | 48.92 | 14.4099 | 57.02 | 24.116 | 50 | 13.6322 | 48.02 | 16.0336 | 48.92 | 13.4613 | 46.4 | 12.5247 | 50 | 14.0958 | 39.2 | 11.4669 | 53.06 | 15.2916 | 48.02 | 14.2846 | 2198 | #N/A | #N/A
| 41 | 11.5739 | 46.94 | 12.9919 | 51.98 | 15.0085 | 56.3 | 16.5009 | 46.04 | 12.9535 | 48.92 | 13.948 | 55.94 | 23.1342 | 53.96 | 15.886 | 50 | 16.5152 | 53.06 | 15.1648 | 50 | 13.4551 | 51.08 | 14.5695 | 39.2 | 11.655 | 57.92 | 16.8697 | 51.08 | 15.1715 | 2199 | #N/A | #N/A
| 39.92 | 11.6863 | 48.02 | 13.8378 | 55.94 | 16.3662 | 60.44 | 17.7423 | 50 | 14.2182 | 48.92 | 14.1697 | 55.04 | 22.6001 | 53.06 | 16.614 | 53.96 | 17.4765 | 57.02 | 16.508 | 51.8 | 15.3697 | 53.96 | 15.7764 | 39.2 | 11.4669 | 62.06 | 17.8731 | 53.96 | 15.8707 | 2200 | #N/A | #N/A
| 41 | 11.9475 | 48.92 | 14.6901 | 55.94 | 16.3662 | 61.7 | 18.2188 | 55.94 | 16.263 | 48.02 | 14.6147 | 55.94 | 23.1498 | 51.98 | 16.8952 | 55.94 | 17.609 | 60.08 | 17.5282 | 53.6 | 16.0643 | 53.96 | 16.6884 | 39.2 | 11.2934 | 62.06 | 18.0335 | 57.02 | 16.6125 | 2201 | #N/A | #N/A
| 41 | 12.0616 | 53.96 | 16.3674 | 57.92 | 17.7978 | 62.6 | 18.6756 | 59 | 17.1282 | 48.02 | 15.0623 | 55.94 | 23.1606 | 53.06 | 16.6217 | 57.02 | 17.5036 | 57.92 | 17.642 | 53.6 | 16.3458 | 53.96 | 16.6917 | 41 | 11.7268 | 64.94 | 18.866 | 57.02 | 16.7415 | 2202 | #N/A | #N/A
| 44.06 | 12.067 | 57.02 | 17.4379 | 57.02 | 17.9629 | 60.98 | 18.5718 | 60.08 | 17.5452 | 44.96 | 15.0429 | 55.94 | 23.1636 | 51.98 | 16.3608 | 57.02 | 16.9958 | 60.08 | 17.6658 | 51.8 | 15.9113 | 53.06 | 16.2926 | 42.8 | 12 | 64.04 | 18.9691 | 55.94 | 16.7824 | 2203 | #N/A | #N/A
| 42.08 | 11.5234 | 57.92 | 17.1574 | 57.02 | 17.9629 | 57.56 | 17.8798 | 60.08 | 17.5474 | 42.98 | 14.7201 | 55.94 | 23.1636 | 48.92 | 15.6247 | 55.94 | 16.734 | 57.92 | 17.3139 | 50 | 15.7804 | 51.98 | 15.887 | 41 | 11.7268 | 60.98 | 18.4181 | 53.96 | 16.4797 | 2204 | #N/A | #N/A
| 39.92 | 10.7984 | 53.96 | 16.3722 | 55.04 | 16.7643 | 54.68 | 16.7392 | 55.04 | 16.7834 | 41 | 14.2418 | 55.94 | 22.8394 | 48.02 | 15.0689 | 53.06 | 16.5447 | 55.04 | 16.4518 | 46.4 | 15.5484 | 48.92 | 14.981 | 39.2 | 11.2934 | 57.02 | 17.4623 | 51.08 | 15.6128 | 2205 | #N/A | #N/A
| 37.94 | 10.3892 | 53.06 | 16.1566 | 53.06 | 16.2873 | 53.06 | 16.3179 | 53.96 | 16.5241 | 35.96 | 12.6836 | 55.04 | 22.514 | 46.94 | 15.8859 | 41 | 13.993 | 53.96 | 16.0582 | 44.6 | 15.1132 | 48.92 | 14.6942 | 37.4 | 10.7002 | 53.96 | 16.539 | 48.92 | 14.9547 | 2206 | #N/A | #N/A
| 35.96 | 10.0464 | 51.98 | 15.7276 | 53.06 | 16.2873 | 51.62 | 15.8837 | 51.98 | 15.8995 | 35.96 | 12.8636 | 53.96 | 22.3615 | 48.02 | 16.5291 | 41 | 13.7872 | 53.06 | 15.5634 | 44.6 | 15.7958 | 50 | 15.7428 | 37.4 | 11.0334 | 53.06 | 16.3246 | 48.02 | 14.7377 | 2207 | #N/A | #N/A
| 35.96 | 10.1112 | 51.98 | 15.4405 | 51.98 | 15.5818 | 51.8 | 15.9259 | 51.98 | 15.7336 | 33.98 | 12.0061 | 53.96 | 22.2508 | 48.02 | 16.9402 | 37.04 | 12.4845 | 51.98 | 15.3069 | 50 | 17.4791 | 48.92 | 16.5518 | 35.6 | 10.4267 | 53.06 | 16.3257 | 48.02 | 15.0551 | 2208 | #N/A | #N/A
| 35.06 | 9.9767 | 51.98 | 15.4411 | 51.98 | 15.8852 | 51.8 | 15.9259 | 51.08 | 15.5164 | 35.06 | 12.6456 | 53.96 | 21.8835 | 50 | 17.8606 | 35.06 | 11.6891 | 53.06 | 16.2949 | 48.2 | 17.4438 | 48.92 | 17.1769 | 35.6 | 10.4267 | 51.98 | 16.4103 | 46.04 | 15.2877 | 2209 | #N/A | #N/A
| 35.06 | 9.9766 | 50 | 16.1145 | 51.98 | 15.8852 | 50 | 16.1254 | 51.08 | 16.18 | 35.06 | 12.4661 | 53.06 | 21.7567 | 48.92 | 18.0707 | 32 | 10.8161 | 51.08 | 17.2807 | 48.2 | 17.4438 | 50 | 17.8791 | 35.6 | 10.4267 | 51.08 | 16.398 | 46.04 | 15.6447 | 2210 | #N/A | #N/A
| 35.06 | 10.0478 | 51.08 | 16.7239 | 50 | 17.4274 | 46.4 | 16.2533 | 51.98 | 16.6014 | 33.08 | 12.0092 | 53.06 | 21.6642 | 50 | 18.6081 | 33.98 | 11.1373 | 51.08 | 17.8918 | 44.6 | 16.9973 | 48.92 | 18.0945 | 33.8 | 9.9933 | 51.98 | 16.4198 | 44.96 | 15.9903 | 2211 | #N/A | #N/A
| 35.06 | 10.0481 | 51.08 | 17.4954 | 50 | 18.1299 | 49.64 | 16.5988 | 51.08 | 17.1046 | 33.98 | 12.0288 | 51.08 | 20.5429 | 48.92 | 18.3572 | 35.96 | 11.6135 | 53.06 | 18.6251 | 44.6 | 16.9973 | 51.08 | 18.6279 | 33.8 | 10.1664 | 51.08 | 16.2055 | 44.96 | 15.997 | 2212 | #N/A | #N/A
| 35.06 | 10.1385 | 51.08 | 17.5011 | 50 | 18.1299 | 50 | 17.1245 | 51.08 | 17.3221 | 30.02 | 10.4208 | 51.08 | 20.2118 | 48.92 | 18.3631 | 35.96 | 11.7707 | 51.98 | 18.3687 | 46.4 | 17.4339 | 50 | 18.3736 | 33.8 | 10.1664 | 51.98 | 16.627 | 46.04 | 16.2618 | 2213 | #N/A | #N/A
| 33.98 | 9.8785 | 51.98 | 17.7227 | 51.98 | 18.3671 | 50 | 17.1245 | 50 | 17.4744 | 28.04 | 9.6568 | 48.92 | 19.42 | 48.92 | 18.3665 | 35.06 | 11.554 | 53.06 | 18.3885 | 46.4 | 17.4339 | 50 | 18.3768 | 33.8 | 9.9933 | 53.06 | 17.2364 | 48.92 | 16.7413 | 2214 | #N/A | #N/A
| 33.08 | 9.6619 | 51.08 | 17.5043 | 53.06 | 18.3853 | 50.36 | 17.4233 | 50 | 17.4749 | 32 | 11.5505 | 51.08 | 20.2118 | 48.02 | 17.877 | 33.08 | 10.9197 | 53.06 | 18.389 | 46.4 | 17.8877 | 48.92 | 18.1161 | 33.8 | 9.9933 | 51.08 | 16.9577 | 48.92 | 16.7428 | 2215 | #N/A | #N/A
| 33.08 | 9.6605 | 51.08 | 17.5043 | 53.06 | 18.3853 | 49.82 | 17.6002 | 50 | 17.2457 | 33.08 | 12.0092 | 51.98 | 20.8409 | 46.94 | 17.6164 | 33.08 | 10.7947 | 51.98 | 18.8428 | 46.4 | 17.4339 | 48.02 | 18.1691 | 32 | 9.7329 | 51.08 | 17.1279 | 48.92 | 16.9617 | 2216 | #N/A | #N/A
| 33.08 | 9.7537 | 51.08 | 17.7291 | 51.98 | 18.615 | 50.36 | 17.9338 | 50 | 17.2426 | 30.92 | 11.1317 | 51.98 | 20.2426 | 46.04 | 17.6688 | 30.92 | 10.2732 | 51.98 | 18.6216 | 46.4 | 17.4339 | 46.94 | 17.9056 | 32 | 9.7329 | 51.08 | 17.5267 | 48.92 | 17.1482 | 2217 | #N/A | #N/A
| 35.06 | 10.1356 | 51.08 | 17.925 | 53.06 | 18.8769 | 50.72 | 18.0795 | 51.08 | 17.7316 | 39.92 | 14.3436 | 51.08 | 19.4634 | 46.94 | 17.8906 | 33.98 | 11.1335 | 53.06 | 18.8835 | 44.6 | 16.9973 | 48.02 | 18.4042 | 33.8 | 9.9933 | 51.98 | 17.9704 | 50 | 17.6185 | 2218 | #N/A | #N/A
| 35.96 | 10.2625 | 51.98 | 18.1426 | 53.06 | 18.8769 | 50.54 | 18.0775 | 53.06 | 18.21 | 48.02 | 15.0592 | 53.06 | 20.199 | 46.94 | 17.8665 | 37.94 | 12.0879 | 53.96 | 18.8457 | 44.6 | 17.4508 | 48.02 | 18.1684 | 33.8 | 9.8336 | 51.98 | 18.1696 | 51.08 | 17.8798 | 2219 | #N/A | #N/A
| 39.02 | 10.8463 | 51.98 | 18.6412 | 51.98 | 19.1013 | 50 | 17.905 | 55.04 | 18.8865 | 51.08 | 15.0759 | 51.08 | 19.4671 | 50 | 18.8631 | 39.02 | 12.2234 | 53.96 | 19.1005 | 44.6 | 16.9973 | 48.02 | 18.1657 | 35.6 | 10.1197 | 51.08 | 18.1952 | 51.98 | 18.3249 | 2220 | #N/A | #N/A
| 39.92 | 11.1453 | 51.08 | 18.9125 | 53.06 | 19.3621 | 52.34 | 18.9456 | 55.94 | 19.3481 | 53.06 | 15.0466 | 51.08 | 19.6356 | 53.06 | 19.6052 | 42.08 | 12.9601 | 55.04 | 19.5781 | 46.4 | 17.8877 | 51.08 | 18.9076 | 37.4 | 10.7002 | 51.98 | 18.3905 | 50 | 18.3571 | 2221 | #N/A | #N/A
| 42.08 | 11.6659 | 53.96 | 19.6094 | 53.06 | 19.3621 | 55.22 | 19.6887 | 57.02 | 19.8648 | 55.04 | 15.5241 | 50 | 19.4636 | 53.96 | 19.8245 | 42.98 | 12.8985 | 55.04 | 20.0826 | 46.4 | 17.4339 | 51.98 | 19.9038 | 37.4 | 10.7002 | 57.02 | 20.1093 | 53.06 | 19.603 | 2222 | #N/A | #N/A
| 44.06 | 12.2145 | 57.02 | 20.0818 | 57.92 | 21.6311 | 59.18 | 21.1128 | 59 | 20.5674 | 53.06 | 15.8316 | 48.92 | 19.1107 | 51.08 | 19.9762 | 44.96 | 13.6585 | 57.02 | 20.3323 | 50 | 18.7614 | 53.06 | 21.0779 | 41 | 11.9005 | 59 | 20.84 | 53.96 | 19.7988 | 2223 | #N/A | #N/A
| 44.96 | 12.3591 | 59 | 21.0727 | 57.92 | 21.069 | 60.62 | 21.5586 | 62.06 | 22.1129 | 51.98 | 15.4177 | 50 | 19.6825 | 51.98 | 20.4678 | 48.02 | 14.3964 | 57.92 | 20.7853 | 46.4 | 17.8877 | 51.98 | 20.4874 | 42.8 | 12.1602 | 62.96 | 22.0684 | 55.94 | 20.5471 | 2224 | #N/A | #N/A
| 46.94 | 12.8363 | 60.98 | 21.5576 | 57.92 | 21.069 | 61.16 | 21.8196 | 62.96 | 22.3366 | 51.08 | 15.3545 | 48.92 | 18.9744 | 51.98 | 20.2036 | 48.02 | 14.2534 | 57.92 | 20.7915 | 48.2 | 18.8076 | 51.98 | 20.4938 | 42.8 | 12.1602 | 62.06 | 21.8184 | 57.02 | 20.8132 | 2225 | #N/A | #N/A
| 48.02 | 13.0966 | 62.06 | 21.8226 | 57.02 | 21.1085 | 61.88 | 22.0009 | 62.96 | 22.2974 | 50 | 14.9407 | 48.2 | 18.3037 | 50 | 19.4156 | 48.92 | 14.615 | 57.92 | 21.0852 | 46.4 | 17.8877 | 48.92 | 19.1715 | 44.6 | 12.7675 | 60.98 | 21.3562 | 55.94 | 20.8566 | 2226 | #N/A | #N/A
| 46.04 | 12.3965 | 60.98 | 21.5624 | 57.02 | 21.4216 | 59.9 | 21.4681 | 62.96 | 21.0596 | 48.92 | 14.9661 | 46.94 | 17.9745 | 50 | 19.7245 | 48.02 | 14.3987 | 55.94 | 21.1688 | 46.4 | 17.8877 | 48.02 | 18.6691 | 44.6 | 12.9559 | 60.98 | 21.3583 | 55.94 | 20.5549 | 2227 | #N/A | #N/A
| 46.04 | 12.4708 | 57.92 | 20.814 | 57.02 | 21.4216 | 59.36 | 21.4341 | 62.06 | 20.5922 | 44.96 | 14.1776 | 46.94 | 17.9745 | 50 | 19.9579 | 46.94 | 13.9953 | 55.94 | 21.4335 | 44.6 | 17.4508 | 48.02 | 18.9191 | 44.6 | 12.9559 | 60.08 | 21.3756 | 55.04 | 20.3346 | 2228 | #N/A | #N/A
| 44.06 | 12.0585 | 57.02 | 20.8872 | 55.04 | 20.9355 | 56.3 | 21.2624 | 60.08 | 21.3449 | 42.08 | 13.4804 | 46.04 | 17.4862 | 48.92 | 19.4284 | 44.06 | 14.0333 | 55.04 | 21.5486 | 44.6 | 17.4508 | 48.02 | 19.2294 | 42.8 | 12.7262 | 57.92 | 21.4043 | 53.06 | 19.8582 | 2229 | #N/A | #N/A
| 42.08 | 11.6628 | 53.96 | 19.8568 | 51.08 | 19.9811 | 53.78 | 21.1962 | 55.94 | 20.636 | 39.02 | 12.8852 | 46.04 | 17.4914 | 48.92 | 19.4681 | 37.04 | 12.1695 | 51.98 | 20.8114 | 44.6 | 16.9973 | 46.04 | 18.1883 | 41 | 12.0886 | 55.04 | 21.0208 | 50 | 19.6812 | 2230 | #N/A | #N/A
| 39.92 | 11.2123 | 53.06 | 19.9325 | 51.08 | 19.9811 | 53.6 | 21.2167 | 53.96 | 20.4072 | 37.94 | 12.8049 | 46.04 | 17.2695 | 50 | 19.9579 | 33.08 | 11.2135 | 51.08 | 20.5958 | 44.6 | 17.4508 | 46.04 | 18.1883 | 41 | 12.0886 | 53.96 | 21.0334 | 50 | 19.6386 | 2231 | #N/A | #N/A
| 39.02 | 10.9227 | 51.08 | 19.4575 | 51.08 | 20.5893 | 53.6 | 21.2167 | 53.96 | 20.4133 | 35.06 | 11.6191 | 46.04 | 17.4849 | 48.02 | 18.9493 | 32 | 10.8143 | 48.92 | 19.42 | 44.6 | 17.4508 | 44.06 | 17.1847 | 39.2 | 11.655 | 51.98 | 20.5553 | 48.92 | 19.6972 | 2232 | #N/A | #N/A
| 37.94 | 10.6621 | 51.08 | 19.7176 | 46.94 | 18.6796 | 51.8 | 20.7788 | 51.08 | 19.7232 | 37.04 | 12.4051 | 46.04 | 17.3711 | 46.04 | 17.8808 | 32 | 10.9481 | 50 | 20.016 | 44.6 | 17.4508 | 44.06 | 17.1847 | 37.4 | 11.0334 | 51.98 | 20.4967 | 48.92 | 19.6972 | 2233 | #N/A | #N/A
| 35.96 | 10.2556 | 48.92 | 18.6561 | 46.94 | 18.6796 | 51.8 | 20.7788 | 51.08 | 19.7315 | 37.04 | 12.7418 | 46.04 | 17.4868 | 44.6 | 17.4373 | 33.08 | 11.3793 | 50 | 19.9491 | 46.4 | 18.3704 | 42.98 | 16.6523 | 37.4 | 11.0334 | 51.98 | 20.4967 | 50 | 19.9593 | 2234 | #N/A | #N/A
| 35.06 | 10.1264 | 46.04 | 17.7316 | 46.4 | 18.338 | 50 | 20.3409 | 48.92 | 19.531 | 35.06 | 12.1057 | 46.94 | 17.8592 | 44.96 | 17.6187 | 33.08 | 11.3806 | 48.02 | 18.892 | 46.4 | 18.3704 | 42.98 | 16.7144 | 35.6 | 10.991 | 51.08 | 20.2779 | 48.02 | 18.6802 | 2235 | #N/A | #N/A
| 33.98 | 9.8667 | 46.94 | 18.1069 | 46.4 | 18.338 | 50 | 20.3409 | 48.92 | 19.2262 | 33.98 | 11.6643 | 46.94 | 17.8592 | 44.96 | 17.6187 | 39.02 | 12.2279 | 48.92 | 19.42 | 46.4 | 18.3704 | 42.98 | 16.6523 | 35.6 | 10.7876 | 51.08 | 20.2779 | 46.94 | 18.3389 | 2236 | #N/A | #N/A
| 33.98 | 9.9602 | 46.94 | 18.1069 | 46.04 | 18.2385 | 50 | 20.3409 | 46.94 | 18.4068 | 33.98 | 11.666 | 46.04 | 17.6408 | 44.96 | 17.6187 | 39.92 | 12.164 | 48.02 | 19.2011 | 46.4 | 18.3704 | 42.98 | 16.6523 | 35.6 | 10.7876 | 48.02 | 18.8103 | 46.94 | 18.3389 | 2237 | #N/A | #N/A
| 33.98 | 10.1444 | 44.96 | 17.3933 | 46.4 | 18.338 | 50 | 19.792 | 48.92 | 19.7157 | 33.98 | 11.666 | 44.96 | 16.8921 | 46.04 | 17.8808 | 39.02 | 11.8405 | 48.02 | 19.0073 | 46.4 | 18.3704 | 42.98 | 16.7468 | 35.6 | 10.7876 | 46.94 | 18.4401 | 46.94 | 18.6382 | 2238 | #N/A | #N/A
| 33.98 | 10.144 | 44.06 | 17.0181 | 46.04 | 18.2735 | 48.2 | 19.3545 | 48.92 | 19.5776 | 35.06 | 11.9285 | 46.04 | 17.3711 | 44.96 | 17.6187 | 39.02 | 11.8398 | 46.94 | 18.6295 | 48.2 | 19.3214 | 44.06 | 17.2962 | 35.6 | 10.7876 | 48.92 | 19.1721 | 46.94 | 18.6382 | 2239 | #N/A | #N/A
| 33.98 | 10.3411 | 44.06 | 16.6874 | 46.4 | 18.338 | 44.6 | 17.4797 | 48.92 | 19.4482 | 37.04 | 12.7441 | 46.04 | 17.5329 | 48.2 | 18.7933 | 37.94 | 11.5799 | 46.04 | 18.162 | 50 | 20.3055 | 46.04 | 18.3169 | 35.6 | 10.5999 | 48.02 | 18.7024 | 46.94 | 18.3389 | 2240 | #N/A | #N/A
| 32 | 9.5588 | 44.96 | 17.1232 | 48.2 | 19.2868 | 44.6 | 17.0243 | 46.94 | 18.117 | 39.02 | 13.0624 | 44.6 | 16.1544 | 48.02 | 19.3434 | 37.94 | 11.5791 | 46.04 | 18.162 | 50 | 20.3055 | 46.94 | 18.4068 | 35.6 | 10.5999 | 46.04 | 16.5829 | 44.96 | 17.3387 | 2241 | #N/A | #N/A
| 35.06 | 10.3965 | 46.94 | 18.1069 | 48.2 | 18.7753 | 44.6 | 16.0273 | 46.94 | 18.117 | 42.08 | 14.1561 | 42.98 | 15.4977 | 50 | 20.0924 | 39.02 | 11.839 | 46.94 | 18.3806 | 46.4 | 18.3704 | 48.2 | 19.3259 | 35.6 | 10.5999 | 44.96 | 15.8942 | 42.8 | 15.9168 | 2242 | #N/A | #N/A
| 39.02 | 11.1662 | 44.96 | 16.5006 | 48.02 | 18.7487 | 46.4 | 16.6107 | 44.96 | 16.5021 | 44.06 | 14.8144 | 39.02 | 13.9782 | 50 | 19.6909 | 41 | 12.4255 | 48.02 | 18.354 | 44.6 | 17.4508 | 46.94 | 18.6567 | 37.4 | 11.0334 | 44.96 | 15.8371 | 42.08 | 15.4687 | 2243 | #N/A | #N/A
| 41 | 11.5488 | 48.02 | 17.2328 | 50 | 18.1887 | 45.86 | 15.576 | 48.02 | 17.1601 | 44.06 | 14.8136 | 35.96 | 12.8851 | 48.92 | 18.58 | 42.98 | 13.0417 | 48.02 | 18.1213 | 46.4 | 18.3704 | 46.94 | 18.4068 | 37.4 | 11.2213 | 48.02 | 15.8773 | 42.98 | 15.4979 | 2244 | #N/A | #N/A
| 44.06 | 12.4619 | 48.92 | 17.3699 | 50 | 17.259 | 46.94 | 15.4817 | 48.02 | 16.9641 | 46.04 | 15.113 | 35.06 | 12.4851 | 51.08 | 18.3828 | 44.96 | 13.5205 | 51.08 | 17.3399 | 50 | 20.3055 | 48.92 | 18.093 | 39.2 | 11.655 | 48.92 | 15.9026 | 44.96 | 15.2654 | 2245 | #N/A | #N/A
| 44.96 | 13.3099 | 48.92 | 16.2456 | 50 | 17.259 | 47.12 | 15.16 | 48.02 | 16.3993 | 48.02 | 15.0554 | 35.96 | 12.774 | 55.04 | 17.914 | 46.94 | 14.1449 | 51.98 | 17.1677 | 51.8 | 18.7435 | 51.98 | 17.5747 | 39.2 | 11.4669 | 48.92 | 15.2012 | 44.96 | 14.8607 | 2246 | #N/A | #N/A
| 44.06 | 13.2281 | 50 | 16.1555 | 50 | 16.1353 | 45.68 | 14.5873 | 48.92 | 15.5296 | 50 | 15.2219 | 41 | 12.5498 | 55.04 | 17.3636 | 48.02 | 14.4052 | 51.08 | 16.4008 | 53.6 | 18.3511 | 51.98 | 16.8236 | 42.8 | 12.7262 | 48.02 | 14.6707 | 44.96 | 14.6898 | 2247 | #N/A | #N/A
| 46.04 | 13.5726 | 48.92 | 14.6041 | 48.02 | 14.6521 | 44.6 | 14.4923 | 46.04 | 13.9083 | 50 | 15.5369 | 42.08 | 12.6697 | 53.06 | 16.3324 | 46.94 | 14.2742 | 48.92 | 15.1775 | 53.6 | 17.2891 | 51.08 | 16.2115 | 44.6 | 12.7675 | 48.02 | 14.3873 | 42.98 | 13.3873 | 2248 | #N/A | #N/A
| 46.04 | 13.3449 | 46.04 | 13.7609 | 48.02 | 14.6521 | 48.38 | 14.3019 | 44.96 | 13.3644 | 46.04 | 14.7622 | 39.02 | 12.4853 | 53.06 | 15.873 | 46.94 | 14.4353 | 48.92 | 14.7119 | 51.8 | 16.2151 | 50 | 15.143 | 46.4 | 13.027 | 48.02 | 13.869 | 42.98 | 13.5451 | 2249 | #N/A | #N/A
| 46.94 | 13.6867 | 44.96 | 13.2515 | 46.04 | 13.6084 | 46.4 | 13.4095 | 44.96 | 13.4964 | 44.96 | 14.505 | 37.94 | 12.0661 | 50 | 14.9736 | 46.94 | 14.4397 | 48.02 | 14.0892 | 51.8 | 15.63 | 48.92 | 14.5965 | 46.4 | 14.3126 | 46.94 | 13.3012 | 42.08 | 12.5077 | 2250 | #N/A | #N/A
| 44.96 | 13.7142 | 44.06 | 13.0307 | 44.96 | 13.0133 | 44.96 | 12.8204 | 44.06 | 13.139 | 44.06 | 14.4468 | 37.94 | 11.938 | 48.92 | 13.9739 | 44.96 | 14.611 | 46.94 | 13.7167 | 51.8 | 15.3697 | 48.02 | 14.2319 | 46.4 | 14.592 | 44.96 | 12.8216 | 42.08 | 12.2836 | 2251 | #N/A | #N/A
| 44.06 | 13.7836 | 42.98 | 12.4288 | 44.96 | 13.0133 | 42.98 | 12.2197 | 42.08 | 12.2128 | 42.98 | 14.5701 | 37.94 | 11.938 | 46.94 | 13.4936 | 44.96 | 14.1063 | 46.04 | 12.9651 | 48.2 | 14.261 | 46.94 | 13.7235 | 44.6 | 13.8783 | 42.98 | 11.8962 | 41 | 11.7345 | 2252 | #N/A | #N/A
| 42.08 | 13.6179 | 41 | 11.7545 | 42.08 | 11.9237 | 40.46 | 11.481 | 39.92 | 11.5989 | 42.98 | 14.0371 | 35.96 | 10.1988 | 44.96 | 12.8995 | 44.06 | 14.2147 | 44.06 | 12.5897 | 46.4 | 13.605 | 44.06 | 12.802 | 42.8 | 13.7229 | 41 | 11.1936 | 37.94 | 10.8042 | 2253 | #N/A | #N/A
| 41 | 12.7603 | 37.94 | 11.0143 | 39.92 | 11.306 | 36.86 | 10.4901 | 37.94 | 10.9327 | 42.98 | 13.8584 | 33.98 | 9.4964 | 42.98 | 12.142 | 39.92 | 13.9541 | 39.92 | 11.5889 | 42.8 | 12.3434 | 39.92 | 11.6869 | 39.2 | 12.8538 | 39.02 | 10.9398 | 35.96 | 10.2508 | 2254 | #N/A | #N/A
| 39.92 | 13.0936 | 37.04 | 10.7119 | 39.92 | 11.306 | 36.68 | 10.401 | 37.04 | 10.8984 | 42.98 | 13.8616 | 33.98 | 9.3114 | 41 | 11.847 | 39.02 | 13.723 | 39.92 | 11.3995 | 41 | 11.9099 | 37.94 | 11.1158 | 39.2 | 12.8538 | 37.04 | 10.5331 | 35.06 | 10.2959 | 2255 | #N/A | #N/A
| 39.92 | 13.4335 | 35.06 | 10.2332 | 37.94 | 11.0003 | 35.42 | 10.2452 | 35.96 | 10.5329 | 42.08 | 14.3672 | 33.08 | 9.1477 | 39.02 | 11.2642 | 37.04 | 13.0638 | 39.92 | 11.142 | 35.6 | 10.798 | 32 | 9.9833 | 39.2 | 13.1547 | 37.04 | 10.4594 | 33.08 | 9.7203 | 2256 | #N/A | #N/A
| 41 | 14.0774 | 33.98 | 9.8775 | 37.94 | 10.7333 | 33.8 | 9.9657 | 33.98 | 10.0551 | 42.08 | 14.7297 | 33.08 | 9.2739 | 37.94 | 10.826 | 37.04 | 12.8637 | 37.94 | 11.0013 | 33.8 | 10.3644 | 35.06 | 10.3144 | 39.2 | 13.7874 | 35.96 | 10.3606 | 32 | 9.3664 | 2257 | #N/A | #N/A
| 41 | 14.237 | 30.02 | 9.2018 | 37.94 | 10.7333 | 34.52 | 10.2572 | 30.92 | 9.3171 | 42.08 | 15.3008 | 33.08 | 9.2739 | 37.04 | 10.5185 | 35.96 | 12.4442 | 35.96 | 10.5229 | 37.4 | 11.0429 | 35.06 | 10.4159 | 39.2 | 13.7874 | 33.98 | 9.8837 | 30.92 | 9.1054 | 2258 | #N/A | #N/A
| 42.08 | 14.4995 | 30.92 | 9.2332 | 35.96 | 10.4381 | 30.92 | 9.3898 | 30.92 | 9.3167 | 42.98 | 15.7269 | 33.08 | 9.213 | 37.04 | 10.701 | 35.06 | 12.5964 | 33.98 | 9.9636 | 35.6 | 10.4354 | 33.98 | 10.0516 | 39.2 | 13.7874 | 35.06 | 10.3206 | 30.02 | 8.9813 | 2259 | #N/A | #N/A
| 42.08 | 14.1646 | 30.02 | 9.0162 | 35.96 | 10.5193 | 30.02 | 9.1564 | 30.92 | 9.3163 | 46.04 | 17.199 | 33.08 | 9.1451 | 37.04 | 10.8855 | 35.06 | 12.5796 | 33.08 | 10.0198 | 35.6 | 10.2749 | 33.08 | 9.8343 | 39.2 | 13.7874 | 30.92 | 9.3243 | 30.92 | 9.4866 | 2260 | #N/A | #N/A
| 42.98 | 14.9205 | 32 | 9.4934 | 35.96 | 10.5193 | 26.42 | 8.2897 | 30.92 | 9.3167 | 46.4 | 17.8709 | 30.92 | 8.827 | 33.98 | 10.2389 | 35.96 | 12.8176 | 30.02 | 9.4931 | 33.8 | 10.002 | 32 | 9.6779 | 39.2 | 13.7874 | 28.94 | 8.7651 | 30.02 | 9.2698 | 2261 | #N/A | #N/A
| 42.98 | 15.0949 | 30.02 | 9.0983 | 33.08 | 10.0178 | 27.86 | 8.6193 | 30.02 | 9.2023 | 46.94 | 17.8633 | 30.92 | 8.6944 | 28.04 | 9.2448 | 35.96 | 12.8205 | 32 | 9.8722 | 33.8 | 10.1759 | 30.92 | 9.507 | 39.2 | 13.4795 | 26.96 | 8.4737 | 30.02 | 9.2696 | 2262 | #N/A | #N/A
| 42.98 | 15.0959 | 30.92 | 9.314 | 32 | 9.8687 | 25.16 | 8.2016 | 30.92 | 9.4186 | 48.92 | 18.8659 | 32 | 9.0871 | 30.92 | 9.8325 | 35.96 | 13.0101 | 30.92 | 9.611 | 32 | 9.9308 | 30.02 | 9.4018 | 39.2 | 13.7874 | 26.96 | 8.4731 | 28.94 | 9.009 | 2263 | #N/A | #N/A
| 42.98 | 14.931 | 30.92 | 9.5071 | 32 | 9.8687 | 25.7 | 8.1515 | 30.02 | 9.2923 | 48.92 | 19.1152 | 32 | 9.0871 | 33.08 | 10.0201 | 35.96 | 13.0118 | 30.92 | 10.0706 | 33.8 | 10.7895 | 30.92 | 9.618 | 41 | 14.551 | 26.06 | 8.257 | 28.94 | 9.0108 | 2264 | #N/A | #N/A
| 44.06 | 14.997 | 32 | 9.8793 | 33.08 | 10.1295 | 29.84 | 9.5881 | 32 | 9.9795 | 42.8 | 15.7218 | 33.08 | 9.5643 | 33.08 | 10.2309 | 35.96 | 13.0118 | 33.08 | 9.9313 | 32 | 10.5944 | 32 | 9.8788 | 41 | 14.2226 | 30.92 | 9.8498 | 30.02 | 9.2686 | 2265 | #N/A | #N/A
| 44.06 | 15.3624 | 35.06 | 10.616 | 35.96 | 10.8227 | 36.5 | 11.5981 | 33.98 | 10.4561 | 42.98 | 16.2114 | 33.98 | 9.9656 | 39.92 | 12.5023 | 35.96 | 13.0096 | 37.04 | 11.1827 | 35.6 | 11.0023 | 37.04 | 11.5539 | 41 | 14.2226 | 37.04 | 11.7059 | 33.08 | 10.3137 | 2266 | #N/A | #N/A
| 42.98 | 15.3179 | 39.02 | 11.5704 | 35.96 | 10.8227 | 39.92 | 11.9514 | 39.02 | 11.6703 | 44.06 | 16.6776 | 35.96 | 10.8299 | 44.06 | 13.3789 | 39.02 | 14.5 | 39.92 | 12.1058 | 41 | 13.3043 | 41 | 12.5082 | 42.8 | 14.6579 | 39.92 | 11.8921 | 35.06 | 10.9161 | 2267 | #N/A | #N/A
| 42.98 | 15.7278 | 42.08 | 11.7344 | 42.08 | 12.0944 | 42.08 | 11.8907 | 42.08 | 12.0021 | 48.92 | 17.8981 | 37.04 | 11.6938 | 46.04 | 13.4733 | 41 | 14.5631 | 42.08 | 12.3963 | 42.8 | 13.7388 | 44.06 | 13.0029 | 42.8 | 14.6579 | 44.06 | 12.4833 | 37.94 | 10.6322 | 2268 | #N/A | #N/A
| 42.98 | 15.7337 | 44.06 | 11.9914 | 44.06 | 12.3863 | 44.78 | 12.2474 | 42.98 | 11.9518 | 48.02 | 17.6378 | 35.96 | 11.5652 | 48.02 | 13.7301 | 42.08 | 14.486 | 44.96 | 12.4213 | 46.4 | 13.605 | 46.04 | 13.1468 | 42.8 | 15.3369 | 44.96 | 12.6179 | 39.92 | 10.9024 | 2269 | #N/A | #N/A
| 42.8 | 15.7198 | 46.04 | 12.534 | 44.06 | 12.3863 | 45.5 | 12.6517 | 44.06 | 12.0585 | 50 | 17.8656 | 35.96 | 12.1575 | 51.08 | 14.6905 | 42.08 | 14.4622 | 46.94 | 12.6796 | 48.2 | 13.8335 | 48.02 | 13.5349 | 42.8 | 15.3369 | 44.96 | 12.8043 | 39.92 | 10.7758 | 2270 | #N/A | #N/A
| 42.8 | 15.7198 | 46.04 | 12.3933 | 48.92 | 13.2199 | 44.06 | 12.7701 | 44.96 | 12.2754 | 51.08 | 17.8843 | 39.2 | 14.1225 | 50 | 14.4312 | 39.92 | 14.1016 | 48.92 | 13.3036 | 50 | 14.9356 | 50 | 14.3143 | 42.8 | 15.3369 | 42.98 | 12.5311 | 39.92 | 11.3602 | 2271 | #N/A | #N/A
| 44.6 | 16.9794 | 46.04 | 12.6157 | 44.96 | 12.6855 | 42.8 | 12.748 | 44.06 | 12.0583 | 50 | 17.4271 | 41 | 15.032 | 48.92 | 14.6768 | 42.08 | 14.2953 | 46.04 | 13.3516 | 46.4 | 14.0673 | 48.92 | 14.0548 | 44.6 | 16.1464 | 42.08 | 12.779 | 39.02 | 11.3259 | 2272 | #N/A | #N/A
| 46.4 | 17.416 | 46.94 | 13.1717 | 44.96 | 12.6855 | 42.8 | 12.748 | 44.96 | 12.7997 | 51.98 | 17.9066 | 42.98 | 15.747 | 48.92 | 14.8303 | 42.98 | 13.3392 | 46.94 | 13.3579 | 48.2 | 14.5014 | 48.02 | 14.2039 | 48.2 | 17.0184 | 41 | 12.7815 | 37.94 | 11.4812 | 2273 | #N/A | #N/A
| 50 | 18.7423 | 46.04 | 13.3587 | 44.06 | 12.9937 | 42.8 | 13.4721 | 44.06 | 12.8834 | 51.98 | 17.7087 | 44.96 | 16.9168 | 46.94 | 14.9781 | 39.92 | 12.8932 | 46.04 | 13.3509 | 46.4 | 14.0673 | 44.06 | 14.4488 | 50 | 17.4544 | 39.92 | 13.1238 | 37.94 | 11.7197 | 2274 | #N/A | #N/A
| 51.8 | 18.7258 | 44.06 | 13.0051 | 44.06 | 13.3739 | 41 | 13.0378 | 42.98 | 12.854 | 48.02 | 16.7484 | 44.06 | 16.6949 | 44.06 | 14.6373 | 37.94 | 12.1169 | 44.6 | 13.6242 | 46.4 | 14.6078 | 41 | 14.0891 | 48.2 | 17.0184 | 37.04 | 12.7691 | 37.04 | 11.7864 | 2275 | #N/A | #N/A
| 48.92 | 17.9094 | 42.98 | 12.7438 | 44.06 | 13.3739 | 37.94 | 12.9814 | 42.08 | 12.6356 | 51.08 | 17.3033 | 44.06 | 16.6949 | 39.92 | 14.1671 | 37.94 | 11.8431 | 42.98 | 13.7139 | 44.6 | 14.8032 | 37.94 | 13.7002 | 50 | 17.4544 | 37.94 | 12.8266 | 35.96 | 11.9476 | 2276 | #N/A | #N/A
| 44.96 | 16.9448 | 42.08 | 12.6331 | 41 | 13.2066 | 36.68 | 12.487 | 42.08 | 12.7694 | 48.02 | 15.8212 | 41 | 15.2577 | 39.02 | 13.9485 | 37.04 | 11.7679 | 39.02 | 13.4117 | 42.8 | 14.678 | 37.04 | 13.4811 | 48.2 | 16.6441 | 37.94 | 12.8255 | 33.98 | 11.79 | 2277 | #N/A | #N/A
| 44.96 | 16.4403 | 39.02 | 12.1689 | 39.92 | 12.9449 | 34.34 | 11.7974 | 39.92 | 12.246 | 42.98 | 14.5981 | 39.92 | 14.584 | 37.04 | 13.2717 | 35.96 | 11.2247 | 37.94 | 12.9519 | 39.2 | 13.8077 | 35.96 | 13.0221 | 44.6 | 15.7726 | 35.96 | 12.3445 | 33.08 | 11.5707 | 2278 | #N/A | #N/A
| 44.96 | 15.8292 | 39.02 | 12.1651 | 39.92 | 12.9449 | 33.8 | 11.7539 | 39.02 | 12.0267 | 42.08 | 14.3742 | 37.94 | 13.8895 | 39.02 | 13.9404 | 35.06 | 10.8949 | 37.04 | 12.73 | 37.4 | 13.3725 | 35.96 | 13.0178 | 42.8 | 15.7103 | 35.96 | 12.3416 | 32 | 11.307 | 2279 | #N/A | #N/A
| 44.06 | 15.3954 | 37.94 | 11.9033 | 37.94 | 12.7844 | 33.98 | 11.8576 | 37.04 | 11.688 | 44.06 | 13.6768 | 37.04 | 13.3038 | 37.94 | 13.8412 | 35.06 | 10.8939 | 37.04 | 12.7285 | 39.2 | 14.1373 | 35.96 | 13.2082 | 46.4 | 15.8574 | 35.96 | 12.339 | 32 | 11.3049 | 2280 | #N/A | #N/A
| 44.96 | 15.2381 | 37.04 | 11.8053 | 37.94 | 12.7818 | 35.06 | 12.0231 | 35.96 | 11.4251 | 42.08 | 12.778 | 35.96 | 12.7026 | 37.94 | 13.8365 | 35.06 | 10.8932 | 37.94 | 12.941 | 39.2 | 14.1373 | 35.96 | 13.0091 | 44.6 | 15.0931 | 37.04 | 12.4164 | 32 | 11.1534 | 2281 | #N/A | #N/A
| 42.98 | 14.597 | 35.96 | 11.8269 | 37.94 | 12.7818 | 35.24 | 12.0958 | 35.06 | 11.3261 | 41 | 12.3815 | 35.96 | 12.7003 | 37.94 | 13.8913 | 33.98 | 10.632 | 37.94 | 12.7819 | 37.4 | 13.7018 | 35.96 | 13.059 | 42.8 | 13.7229 | 35.96 | 12.154 | 33.08 | 11.2405 | 2282 | #N/A | #N/A
| 42.08 | 13.6518 | 35.96 | 11.6921 | 37.94 | 12.4529 | 33.8 | 11.7478 | 33.98 | 11.0639 | 39.92 | 12.1196 | 35.06 | 12.1228 | 37.94 | 13.7221 | 33.98 | 10.7403 | 37.94 | 12.7809 | 37.4 | 13.7018 | 35.06 | 12.6835 | 41 | 13.5895 | 33.98 | 11.6757 | 33.08 | 11.1028 | 2283 | #N/A | #N/A
| 41 | 13.0745 | 33.98 | 11.0613 | 37.94 | 12.4519 | 30.38 | 10.602 | 32 | 10.7369 | 39.02 | 11.9015 | 35.06 | 12.122 | 37.04 | 13.448 | 33.98 | 10.7395 | 37.94 | 12.7809 | 37.4 | 13.7018 | 35.06 | 12.7864 | 39.2 | 12.3174 | 32 | 11.1985 | 33.08 | 11.1021 | 2284 | #N/A | #N/A
| 39.92 | 12.9783 | 33.08 | 10.8442 | 37.94 | 12.4519 | 30.2 | 10.6997 | 33.08 | 10.9971 | 37.04 | 11.4232 | 35.06 | 11.9402 | 37.04 | 13.4471 | 33.98 | 10.739 | 35.96 | 12.6533 | 37.4 | 13.7018 | 35.06 | 12.7864 | 39.2 | 12.3174 | 30.92 | 10.7899 | 33.08 | 11.2392 | 2285 | #N/A | #N/A
| 39.02 | 12.0388 | 33.98 | 11.2114 | 37.04 | 12.3753 | 31.28 | 11.1056 | 32 | 10.7354 | 37.04 | 11.4225 | 35.06 | 11.6285 | 37.04 | 13.6114 | 33.08 | 10.5211 | 35.96 | 12.454 | 37.4 | 13.7018 | 33.08 | 12.1495 | 37.4 | 11.645 | 30.02 | 10.5707 | 32 | 10.9743 | 2286 | #N/A | #N/A
| 37.94 | 11.3124 | 33.98 | 11.2066 | 37.04 | 12.3712 | 31.28 | 11.1944 | 33.08 | 11.1237 | 35.96 | 11.2939 | 35.06 | 11.4922 | 37.94 | 13.8263 | 32 | 10.025 | 33.08 | 11.5996 | 37.4 | 13.7018 | 33.08 | 12.145 | 35.6 | 10.991 | 28.94 | 10.0516 | 30.02 | 10.4946 | 2287 | #N/A | #N/A
| 37.04 | 10.7879 | 33.08 | 10.9875 | 37.04 | 12.3712 | 32 | 11.4496 | 33.98 | 11.339 | 35.96 | 11.2912 | 35.06 | 11.4922 | 35.06 | 12.7668 | 30.92 | 9.7627 | 33.08 | 11.7527 | 37.4 | 13.7018 | 32 | 11.7609 | 35.6 | 10.7876 | 30.02 | 10.5674 | 30.92 | 10.8794 | 2288 | #N/A | #N/A
| 35.96 | 10.5254 | 33.08 | 11.1173 | 39.02 | 12.5372 | 32 | 11.7764 | 33.98 | 11.5009 | 37.04 | 11.6889 | 33.98 | 10.9529 | 33.98 | 12.4113 | 30.02 | 9.4436 | 33.08 | 11.7501 | 37.4 | 13.7018 | 32 | 11.5626 | 35.6 | 10.7876 | 32 | 11.1875 | 32 | 11.1388 | 2289 | #N/A | #N/A
| 37.04 | 10.9757 | 37.04 | 12.236 | 39.02 | 12.5362 | 32 | 11.4496 | 35.96 | 12.1206 | 39.92 | 12.5026 | 35.06 | 11.0849 | 33.08 | 12.1937 | 32 | 9.9191 | 35.96 | 12.8196 | 35.6 | 12.9373 | 30.02 | 10.926 | 33.8 | 9.9933 | 32 | 11.2388 | 33.08 | 11.5459 | 2290 | #N/A | #N/A
| 37.04 | 10.7808 | 37.94 | 12.0055 | 39.02 | 12.5362 | 32 | 11.7764 | 37.04 | 11.6689 | 42.08 | 12.9007 | 35.06 | 10.8277 | 42.08 | 15.0275 | 33.98 | 10.3951 | 41 | 13.5069 | 39.2 | 14.4888 | 39.02 | 14.0902 | 33.8 | 9.8336 | 35.06 | 12.3203 | 35.96 | 12.0918 | 2291 | #N/A | #N/A
| 37.94 | 10.8202 | 39.92 | 12.0893 | 41 | 12.8819 | 42.98 | 14.0457 | 39.02 | 12.1455 | 42.98 | 13.1171 | 33.98 | 10.8041 | 44.06 | 14.4071 | 35.96 | 10.871 | 42.98 | 12.7151 | 42.8 | 13.7388 | 42.08 | 14.1332 | 33.8 | 9.6865 | 39.92 | 13.9721 | 39.02 | 12.2401 | 2292 | #N/A | #N/A
| 39.02 | 11.0786 | 42.08 | 12.6106 | 39.92 | 12.622 | 46.58 | 14.6756 | 42.08 | 12.6121 | 42.98 | 12.9765 | 35.6 | 11.4535 | 46.94 | 14.7673 | 39.02 | 11.6079 | 44.96 | 13.0709 | 44.6 | 14.1732 | 44.06 | 14.4169 | 35.6 | 10.1197 | 44.96 | 15.0355 | 41 | 12.4366 | 2293 | #N/A | #N/A
| 39.92 | 11.2942 | 42.98 | 13.223 | 41 | 13.3242 | 49.1 | 15.5916 | 42.98 | 12.8302 | 44.96 | 13.4547 | 35.96 | 11.4212 | 48.02 | 15.7442 | 42.08 | 12.3454 | 48.02 | 14.0387 | 46.4 | 14.9109 | 46.94 | 14.957 | 35.6 | 10.1197 | 46.04 | 14.8122 | 42.98 | 13.1974 | 2294 | #N/A | #N/A
| 41 | 11.5544 | 44.06 | 13.091 | 41 | 13.0181 | 51.98 | 16.553 | 46.04 | 13.5704 | 46.94 | 13.7987 | 37.04 | 11.2994 | 50 | 16.2265 | 44.06 | 12.8229 | 50 | 14.9128 | 48.2 | 15.6731 | 50 | 16.0539 | 37.4 | 10.5528 | 51.08 | 16.5229 | 46.04 | 14.0637 | 2295 | #N/A | #N/A
| 41 | 11.7301 | 42.98 | 12.9665 | 41 | 13.0215 | 54.68 | 17.3632 | 46.04 | 13.8471 | 48.92 | 14.2767 | 35.06 | 10.602 | 50 | 16.5811 | 46.94 | 13.617 | 48.92 | 15.2504 | 48.2 | 15.9836 | 48.92 | 15.6003 | 37.4 | 10.5528 | 53.96 | 17.2247 | 48.92 | 15.5657 | 2296 | #N/A | #N/A
| 42.98 | 12.1234 | 42.98 | 13.109 | 41 | 13.0215 | 57.92 | 18.5732 | 50 | 14.9274 | 50 | 14.8122 | 35.96 | 10.5151 | 50 | 16.7541 | 50 | 14.3547 | 50 | 15.6973 | 48.2 | 16.3144 | 50 | 16.2452 | 39.2 | 10.986 | 55.94 | 17.8675 | 51.98 | 16.8655 | 2297 | #N/A | #N/A
| 42.98 | 11.9403 | 44.06 | 13.7792 | 41 | 13.6737 | 59.9 | 19.1246 | 48.92 | 14.8221 | 48.92 | 14.5512 | 37.04 | 10.774 | 50 | 16.9674 | 51.08 | 14.6151 | 48.92 | 15.5968 | 50 | 16.7498 | 51.98 | 17.0806 | 41 | 11.5667 | 60.08 | 18.874 | 53.06 | 17.1306 | 2298 | #N/A | #N/A
| 42.98 | 12.1222 | 42.98 | 13.5202 | 41 | 14.0534 | 60.26 | 18.8806 | 46.94 | 14.4785 | 46.94 | 14.6482 | 33.98 | 9.8622 | 48.02 | 16.6722 | 51.98 | 14.8323 | 48.92 | 15.7969 | 48.2 | 16.3144 | 51.98 | 17.4632 | 39.2 | 11.1334 | 60.08 | 18.8748 | 55.04 | 17.4213 | 2299 | #N/A | #N/A
| 42.98 | 11.72 | 42.08 | 13.6123 | 41 | 14.0534 | 59.72 | 18.7212 | 46.04 | 14.5721 | 46.94 | 14.3496 | 33.98 | 9.8622 | 46.04 | 16.1934 | 51.98 | 15.0685 | 46.94 | 15.4972 | 46.4 | 16.2315 | 48.92 | 16.7232 | 39.2 | 10.986 | 60.08 | 18.7185 | 53.96 | 17.1601 | 2300 | #N/A | #N/A
| 39.92 | 11.6548 | 41 | 13.6914 | 39.92 | 13.9472 | 57.02 | 18.0686 | 42.08 | 13.7986 | 44.96 | 14.1716 | 32 | 9.3848 | 44.96 | 15.9334 | 50 | 14.5907 | 42.98 | 14.8904 | 44.6 | 16.1713 | 46.94 | 16.4234 | 39.2 | 11.2934 | 57.92 | 18.1965 | 51.08 | 16.653 | 2301 | #N/A | #N/A
| 39.02 | 12.0056 | 39.02 | 13.4116 | 39.02 | 13.9266 | 53.42 | 17.0725 | 37.94 | 12.9553 | 37.94 | 12.62 | 30.92 | 9.2171 | 42.98 | 15.6775 | 41 | 12.8253 | 42.08 | 14.6745 | 41 | 15.2994 | 44.96 | 15.9452 | 37.4 | 11.0334 | 55.04 | 17.3168 | 44.06 | 14.215 | 2302 | #N/A | #N/A
| 37.04 | 11.5264 | 37.94 | 13.1494 | 39.02 | 13.9266 | 51.98 | 16.7233 | 37.94 | 13.1511 | 39.02 | 13.2163 | 30.92 | 9.2157 | 41 | 14.9728 | 35.96 | 11.6073 | 37.94 | 13.4788 | 41 | 15.2994 | 41 | 14.9861 | 33.8 | 10.354 | 53.96 | 17.2382 | 41 | 13.4755 | 2303 | #N/A | #N/A
| 37.94 | 12.0032 | 39.02 | 13.5921 | 39.02 | 14.0919 | 50.54 | 16.4992 | 37.04 | 13.1137 | 39.02 | 13.2137 | 30.92 | 9.3981 | 42.98 | 15.8713 | 33.08 | 11.2009 | 41 | 14.578 | 39.2 | 14.4888 | 42.08 | 15.4724 | 37.4 | 11.4248 | 51.98 | 16.7576 | 37.94 | 12.9243 | 2304 | #N/A | #N/A
| 37.04 | 12.2352 | 39.02 | 13.5917 | 39.02 | 14.3002 | 51.44 | 17.0094 | 37.94 | 13.5377 | 41 | 13.3512 | 32 | 9.5557 | 42.98 | 16.1102 | 30.92 | 10.3879 | 39.92 | 14.1502 | 42.8 | 16.1351 | 42.08 | 15.665 | 37.4 | 12.1409 | 51.98 | 16.9163 | 37.94 | 13.0864 | 2305 | #N/A | #N/A
| 32 | 10.5708 | 39.02 | 13.7922 | 39.02 | 14.3002 | 43.16 | 14.5569 | 37.94 | 13.4896 | 44.06 | 13.7785 | 32 | 9.5557 | 42.98 | 15.8718 | 30.02 | 10.1712 | 39.92 | 14.3177 | 42.8 | 16.1351 | 42.98 | 15.8846 | 37.4 | 12.1409 | 48.02 | 16.1538 | 37.04 | 12.8684 | 2306 | #N/A | #N/A
| 28.94 | 9.5737 | 39.02 | 13.9885 | 39.2 | 14.4658 | 44.24 | 14.7571 | 37.04 | 13.1174 | 42.08 | 13.6133 | 35.06 | 9.877 | 44.06 | 16.3754 | 28.94 | 9.9129 | 39.02 | 14.1009 | 44.6 | 16.5713 | 42.08 | 15.6682 | 33.8 | 11.2722 | 48.02 | 16.5344 | 35.96 | 12.6098 | 2307 | #N/A | #N/A
| 26.96 | 8.9658 | 39.02 | 13.9455 | 39.92 | 14.5195 | 43.34 | 14.54 | 37.04 | 13.1166 | 42.08 | 13.6115 | 33.98 | 9.6168 | 44.06 | 16.3782 | 28.94 | 9.9117 | 37.94 | 13.8401 | 46.4 | 17.0076 | 42.08 | 15.6704 | 28.4 | 9.9692 | 46.04 | 15.6746 | 35.96 | 12.4485 | 2308 | #N/A | #N/A
| 26.06 | 8.7508 | 37.94 | 13.6852 | 39.92 | 14.5195 | 42.08 | 14.2356 | 37.04 | 12.936 | 42.98 | 13.8285 | 33.98 | 9.5517 | 44.06 | 16.3782 | 28.94 | 10.0672 | 39.02 | 14.3575 | 50 | 18.307 | 42.08 | 15.9117 | 28.4 | 9.9692 | 44.96 | 14.6785 | 35.06 | 12.3941 | 2309 | #N/A | #N/A
| 26.06 | 8.6447 | 37.94 | 13.4895 | 39.02 | 14.0952 | 41.18 | 14.0772 | 37.04 | 12.7387 | 42.08 | 13.7923 | 33.98 | 9.4778 | 42.98 | 15.8784 | 28.04 | 9.6959 | 39.92 | 14.365 | 50 | 18.7614 | 41 | 14.9907 | 30.2 | 10.6811 | 44.06 | 14.46 | 35.06 | 12.4303 | 2310 | #N/A | #N/A
| 26.06 | 8.7511 | 37.04 | 13.2715 | 39.02 | 14.0924 | 40.46 | 13.781 | 37.04 | 12.9788 | 39.02 | 12.8742 | 33.08 | 9.2607 | 42.08 | 15.6576 | 26.96 | 9.3123 | 39.92 | 14.3187 | 48.2 | 17.8704 | 39.92 | 14.7761 | 28.4 | 9.9692 | 42.98 | 14.1976 | 35.06 | 12.4303 | 2311 | #N/A | #N/A
| 26.06 | 8.7501 | 37.04 | 13.2715 | 39.02 | 14.0924 | 39.74 | 13.5719 | 35.96 | 12.9011 | 30.92 | 10.3239 | 33.08 | 9.2607 | 41 | 14.9143 | 26.06 | 9.094 | 39.92 | 14.3173 | 46.4 | 17.4339 | 39.02 | 14.5079 | 32 | 11.4156 | 42.08 | 13.6375 | 33.98 | 12.1307 | 2312 | #N/A | #N/A
| 28.04 | 9.3578 | 37.04 | 13.2667 | 37.94 | 13.8274 | 39.74 | 13.6027 | 35.96 | 12.8514 | 30.92 | 10.4742 | 33.98 | 9.7663 | 41 | 14.9733 | 26.06 | 9.0943 | 39.02 | 14.3037 | 41 | 15.2994 | 39.02 | 14.5048 | 35.6 | 12.2852 | 41 | 13.3751 | 33.98 | 12.1288 | 2313 | #N/A | #N/A
| 42.08 | 14.4633 | 37.04 | 13.3135 | 39.02 | 14.085 | 40.64 | 13.9385 | 37.04 | 13.2651 | 44.96 | 14.8381 | 37.04 | 10.4315 | 42.08 | 15.2322 | 33.08 | 11.3695 | 39.92 | 14.5753 | 41 | 15.2994 | 39.92 | 14.7761 | 37.4 | 13.3522 | 42.08 | 13.8153 | 35.06 | 12.5892 | 2314 | #N/A | #N/A
| 44.06 | 14.7863 | 37.94 | 13.5311 | 39.02 | 14.085 | 42.08 | 14.4084 | 37.94 | 13.6767 | 48.02 | 15.7575 | 37.94 | 10.5026 | 42.08 | 15.2302 | 37.94 | 12.3737 | 39.92 | 14.365 | 41 | 15.2994 | 39.92 | 14.7166 | 41 | 14.2226 | 42.98 | 14.0307 | 35.06 | 12.6354 | 2315 | #N/A | #N/A
| 44.96 | 14.8247 | 39.02 | 13.9311 | 39.92 | 14.5059 | 42.44 | 14.5256 | 39.02 | 13.933 | 48.92 | 16.1302 | 37.94 | 10.6474 | 42.08 | 15.644 | 46.04 | 14.0374 | 42.08 | 14.7183 | 41 | 14.9245 | 39.2 | 14.4918 | 42.8 | 14.9865 | 42.98 | 14.1877 | 37.94 | 13.0782 | 2316 | #N/A | #N/A
| 46.94 | 14.9502 | 39.02 | 13.7922 | 39.2 | 14.1159 | 43.7 | 14.8936 | 39.02 | 13.9954 | 50 | 16.3927 | 39.92 | 11.2818 | 42.08 | 15.5116 | 55.94 | 15.6836 | 42.08 | 14.8876 | 41 | 15.2994 | 39.92 | 14.7761 | 44.6 | 15.0931 | 44.96 | 14.8622 | 39.02 | 13.3373 | 2317 | #N/A | #N/A
| 46.04 | 14.7365 | 39.92 | 14.0098 | 41 | 14.5575 | 44.6 | 15.1321 | 39.02 | 13.7369 | 50 | 16.0528 | 39.92 | 11.2818 | 42.08 | 15.4506 | 57.02 | 15.9432 | 42.98 | 15.1054 | 39.2 | 14.8635 | 39.92 | 14.7136 | 46.4 | 14.8938 | 44.96 | 14.8626 | 39.02 | 13.3358 | 2318 | #N/A | #N/A
| 46.94 | 14.9585 | 39.02 | 13.7347 | 41 | 14.5514 | 44.6 | 15.4638 | 39.92 | 14.0164 | 51.08 | 15.467 | 41 | 11.7181 | 42.08 | 15.6401 | 55.94 | 15.5695 | 42.08 | 14.6587 | 39.2 | 14.8635 | 39.02 | 14.5582 | 46.4 | 14.3126 | 44.96 | 14.8618 | 39.02 | 13.5398 | 2319 | #N/A | #N/A
| 48.02 | 15.2222 | 39.02 | 13.9289 | 39.2 | 14.4658 | 44.42 | 15.0659 | 39.92 | 14.0164 | 51.08 | 14.7876 | 39.92 | 11.1253 | 41 | 15.1875 | 55.04 | 15.2639 | 41 | 14.5641 | 39.2 | 14.8635 | 39.02 | 14.4927 | 46.4 | 14.3126 | 44.96 | 14.861 | 37.94 | 13.3307 | 2320 | #N/A | #N/A
| 48.02 | 15.5804 | 39.02 | 13.736 | 39.92 | 14.502 | 44.6 | 14.8207 | 39.92 | 13.9558 | 51.08 | 15.9691 | 41 | 11.7208 | 41 | 15.1849 | 55.04 | 15.6995 | 41 | 14.6263 | 39.2 | 14.4888 | 39.02 | 14.4927 | 46.4 | 14.0541 | 42.98 | 15.2934 | 39.2 | 13.6349 | 2321 | #N/A | #N/A
| 46.94 | 15.662 | 39.02 | 13.7922 | 39.92 | 14.2944 | 40.82 | 14.7991 | 39.92 | 14.0164 | 50 | 15.5282 | 41 | 12.0252 | 39.92 | 14.7626 | 53.06 | 15.4712 | 41 | 14.6263 | 39.2 | 14.4888 | 37.94 | 14.0516 | 46.4 | 14.8938 | 42.08 | 15.1402 | 37.04 | 13.1134 | 2322 | #N/A | #N/A
| 48.02 | 16.1209 | 39.92 | 13.6687 | 39.02 | 13.9078 | 41 | 14.9161 | 41 | 14.0587 | 48.02 | 15.9304 | 42.08 | 12.6136 | 39.02 | 14.3015 | 51.98 | 14.8379 | 39.92 | 14.1959 | 39.2 | 14.4888 | 37.94 | 13.8419 | 44.6 | 15.0931 | 42.98 | 15.6991 | 37.04 | 13.466 | 2323 | #N/A | #N/A
| 46.94 | 16.2412 | 39.92 | 13.6152 | 39.02 | 13.9078 | 41 | 14.9464 | 41 | 14.06 | 48.02 | 15.2407 | 42.08 | 12.6136 | 39.02 | 14.2981 | 51.08 | 14.5225 | 39.2 | 14.1225 | 37.4 | 14.0531 | 37.04 | 13.6205 | 46.4 | 15.5284 | 42.98 | 15.5413 | 37.04 | 13.6689 | 2324 | #N/A | #N/A
| 46.04 | 16.4357 | 39.02 | 13.3961 | 37.94 | 13.4539 | 40.82 | 14.8349 | 39.92 | 13.6168 | 48.02 | 15.9373 | 41 | 13.0365 | 37.94 | 14.1017 | 51.08 | 14.4103 | 39.02 | 13.9156 | 37.4 | 13.7018 | 37.04 | 13.6861 | 44.6 | 15.422 | 42.08 | 15.253 | 37.04 | 13.6689 | 2325 | #N/A | #N/A
| 46.94 | 16.8473 | 39.02 | 13.3954 | 37.94 | 13.6439 | 40.28 | 14.8112 | 39.92 | 13.6149 | 48.92 | 17.1379 | 44.06 | 14.4265 | 37.94 | 13.8913 | 50 | 14.152 | 37.94 | 13.6503 | 37.4 | 13.7018 | 37.04 | 13.5165 | 42.8 | 14.9865 | 42.08 | 15.2514 | 37.04 | 13.6689 | 2326 | #N/A | #N/A
| 46.94 | 16.8456 | 37.94 | 13.1312 | 37.94 | 13.6439 | 40.46 | 14.777 | 39.02 | 13.3946 | 46.94 | 17.3532 | 44.96 | 15.1796 | 37.94 | 13.8913 | 48.92 | 14.1112 | 37.94 | 13.6494 | 37.4 | 13.7018 | 37.04 | 13.6177 | 42.8 | 15.3369 | 42.08 | 15.0674 | 37.04 | 13.6689 | 2327 | #N/A | #N/A
| 48.02 | 17.3503 | 35.06 | 12.2378 | 37.94 | 13.6386 | 39.56 | 14.4859 | 37.94 | 13.1314 | 48.02 | 18.1086 | 44.96 | 15.5473 | 37.94 | 13.8913 | 44.06 | 14.0546 | 37.94 | 13.6463 | 37.4 | 13.7018 | 37.04 | 13.6861 | 44.6 | 16.1464 | 41 | 14.8041 | 35.96 | 13.1369 | 2328 | #N/A | #N/A
| 48.02 | 17.6068 | 35.06 | 12.0821 | 37.94 | 13.6391 | 39.56 | 14.4518 | 35.06 | 12.2405 | 48.92 | 18.5767 | 46.04 | 16.2034 | 37.94 | 13.8913 | 42.8 | 15.1015 | 37.94 | 13.6467 | 37.4 | 14.0531 | 37.04 | 13.614 | 44.6 | 16.1464 | 41 | 14.5956 | 35.96 | 13.1373 | 2329 | #N/A | #N/A
| 48.02 | 17.825 | 33.08 | 11.4249 | 37.94 | 13.6391 | 39.02 | 14.1111 | 35.06 | 12.4355 | 48.02 | 18.3582 | 46.04 | 16.2034 | 37.94 | 13.8913 | 42.98 | 15.4304 | 37.94 | 13.6476 | 37.4 | 13.7018 | 37.94 | 13.8331 | 44.6 | 16.1464 | 41 | 14.596 | 35.96 | 12.7901 | 2330 | #N/A | #N/A
| 48.02 | 18.0951 | 30.02 | 10.5424 | 35.96 | 12.9687 | 37.22 | 13.41 | 33.98 | 12.173 | 48.92 | 19.1421 | 46.94 | 17.3398 | 37.94 | 13.8249 | 44.06 | 16.3487 | 35.96 | 12.977 | 37.4 | 14.0531 | 37.94 | 13.9038 | 44.6 | 16.1464 | 39.92 | 14.1667 | 35.06 | 12.5733 | 2331 | #N/A | #N/A
| 48.92 | 18.3187 | 30.92 | 10.7593 | 37.04 | 13.229 | 36.86 | 13.4523 | 32 | 11.3437 | 50 | 19.7362 | 46.94 | 17.3447 | 37.94 | 13.8913 | 44.06 | 16.3082 | 35.06 | 12.8248 | 37.4 | 14.0531 | 37.04 | 13.614 | 44.6 | 16.5446 | 39.02 | 13.9469 | 33.98 | 12.1097 | 2332 | #N/A | #N/A
| 48.92 | 18.5555 | 33.08 | 11.6018 | 37.04 | 13.229 | 35.6 | 12.9565 | 30.92 | 10.9019 | 48.92 | 18.925 | 48.02 | 17.6108 | 37.94 | 14.1017 | 46.94 | 17.3219 | 35.96 | 12.9732 | 37.4 | 14.0531 | 37.04 | 13.6861 | 46.4 | 17.4052 | 39.02 | 13.9456 | 33.98 | 12.1074 | 2333 | #N/A | #N/A
| 48.92 | 18.848 | 35.06 | 12.4287 | 35.06 | 12.5924 | 34.52 | 12.5964 | 28.94 | 10.279 | 48.2 | 18.7898 | 48.92 | 17.8332 | 37.94 | 13.819 | 44.96 | 16.774 | 37.04 | 13.3036 | 37.4 | 14.0531 | 35.06 | 12.7723 | 44.6 | 16.9686 | 39.02 | 14.1139 | 33.98 | 12.107 | 2334 | #N/A | #N/A
| 48.02 | 18.3431 | 33.98 | 11.9716 | 35.06 | 12.7452 | 35.96 | 12.9103 | 30.92 | 10.7559 | 48.92 | 19.1152 | 48.92 | 18.0543 | 37.04 | 13.5994 | 44.06 | 16.8134 | 37.04 | 13.3036 | 37.4 | 13.7018 | 35.96 | 13.059 | 44.6 | 16.9686 | 37.94 | 13.1508 | 33.08 | 11.7886 | 2335 | #N/A | #N/A
| 48.92 | 18.8522 | 33.98 | 11.8145 | 35.06 | 12.7452 | 36.86 | 13.0038 | 30.02 | 10.2414 | 50 | 19.6872 | 48.92 | 18.0543 | 35.96 | 13.1712 | 44.96 | 17.0314 | 33.8 | 12.4883 | 37.4 | 13.3725 | 37.4 | 13.7047 | 44.6 | 16.9686 | 37.04 | 12.7354 | 32 | 11.528 | 2336 | #N/A | #N/A
| 50 | 19.111 | 35.96 | 10.9028 | 35.96 | 12.0979 | 36.68 | 12.671 | 30.92 | 10.3064 | 51.08 | 20.2167 | 50 | 18.8234 | 37.04 | 13.4302 | 46.04 | 17.6156 | 35.96 | 12.8118 | 37.4 | 13.7018 | 37.4 | 13.7047 | 44.6 | 16.9686 | 37.04 | 12.3948 | 32 | 11.3396 | 2337 | #N/A | #N/A
| 51.08 | 19.367 | 37.94 | 11.3787 | 37.94 | 12.1369 | 37.04 | 12.2163 | 35.06 | 10.685 | 51.98 | 20.7669 | 51.98 | 19.3049 | 37.94 | 13.7221 | 46.04 | 17.8965 | 37.04 | 13.1462 | 37.4 | 13.7018 | 37.4 | 13.3751 | 44.6 | 16.9686 | 37.94 | 12.526 | 30.92 | 10.6174 | 2338 | #N/A | #N/A
| 55.04 | 20.0371 | 39.92 | 12.2123 | 37.94 | 12.1369 | 38.84 | 11.8793 | 37.94 | 11.6043 | 55.04 | 22.8364 | 53.06 | 19.8646 | 39.92 | 14.201 | 48.02 | 18.6292 | 39.92 | 12.4653 | 39.2 | 14.1373 | 39.92 | 13.4058 | 44.6 | 16.9686 | 39.02 | 12.7867 | 33.98 | 10.7367 | 2339 | #N/A | #N/A
| 57.92 | 19.7647 | 39.02 | 12.2547 | 39.02 | 12.6888 | 40.64 | 12.5196 | 39.02 | 11.9975 | 53.96 | 22.0209 | 53.96 | 20.338 | 42.08 | 14.7235 | 51.08 | 19.9383 | 42.08 | 13.1378 | 42.8 | 15.0081 | 41 | 13.3304 | 48.2 | 18.2939 | 41 | 12.3596 | 35.96 | 11.4001 | 2340 | #N/A | #N/A
| 59 | 20.0248 | 39.02 | 12.133 | 39.02 | 12.6888 | 41 | 12.5368 | 39.92 | 12.3514 | 53.96 | 21.8889 | 55.04 | 20.9205 | 46.04 | 14.7227 | 53.06 | 20.7481 | 42.08 | 13.7559 | 44.6 | 15.1132 | 41 | 13.5108 | 48.2 | 17.8419 | 39.92 | 12.6471 | 39.02 | 11.7177 | 2341 | #N/A | #N/A
| 59 | 19.5847 | 37.94 | 11.8744 | 39.02 | 12.6888 | 40.1 | 13.2194 | 39.02 | 11.998 | 53.96 | 21.8889 | 55.94 | 21.1486 | 46.94 | 14.6165 | 55.94 | 21.7364 | 41 | 13.1746 | 46.4 | 15.2382 | 42.08 | 14.1238 | 53.6 | 19.1517 | 39.02 | 12.7281 | 39.02 | 11.7184 | 2342 | #N/A | #N/A
| 59 | 19.7791 | 37.94 | 11.8753 | 37.94 | 12.2658 | 41 | 13.3192 | 39.02 | 11.8658 | 51.08 | 20.5479 | 55.4 | 21.0481 | 46.94 | 14.6187 | 59 | 23.0076 | 41 | 13.2359 | 46.4 | 14.9109 | 42.08 | 14.5386 | 51.8 | 17.8904 | 39.92 | 13.0916 | 37.04 | 11.7568 | 2343 | #N/A | #N/A
| 59 | 19.582 | 37.04 | 11.6588 | 37.04 | 12.2134 | 41 | 13.7858 | 37.04 | 11.5217 | 48.02 | 18.7661 | 53.96 | 20.6453 | 46.04 | 14.5466 | 62.96 | 23.1751 | 37.94 | 12.4973 | 46.4 | 15.2382 | 39.02 | 13.3864 | 53.6 | 18.3264 | 39.92 | 13.2752 | 35.96 | 11.4985 | 2344 | #N/A | #N/A
| 59 | 19.7768 | 35.96 | 11.5215 | 37.04 | 12.2134 | 39.38 | 13.1415 | 35.06 | 11.1847 | 48.02 | 18.7675 | 53.96 | 20.9123 | 44.06 | 14.4071 | 60.98 | 21.8044 | 37.04 | 12.28 | 44.6 | 14.8032 | 39.02 | 13.3911 | 53.6 | 18.3264 | 39.92 | 13.4335 | 33.98 | 11.4398 | 2345 | #N/A | #N/A
| 60.08 | 20.0396 | 35.6 | 11.7184 | 35.6 | 11.985 | 37.76 | 12.8754 | 33.98 | 11.2526 | 48.02 | 18.769 | 53.96 | 20.6453 | 42.08 | 14.1255 | 57.92 | 20.0388 | 35.96 | 12.4406 | 42.8 | 14.3682 | 39.02 | 13.7988 | 53.6 | 18.3264 | 37.94 | 12.6175 | 33.08 | 11.3948 | 2346 | #N/A | #N/A
| 57.02 | 19.2971 | 35.6 | 11.9976 | 35.6 | 12.2855 | 37.4 | 12.7536 | 32 | 11.2219 | 46.94 | 18.212 | 53.06 | 20.6934 | 41 | 13.6702 | 48.2 | 17.1501 | 35.96 | 12.6359 | 41 | 13.9333 | 39.02 | 13.7988 | 55.4 | 18.0348 | 37.04 | 12.3088 | 32 | 11.2486 | 2347 | #N/A | #N/A
| 55.94 | 18.8387 | 33.98 | 11.8768 | 35.96 | 12.6287 | 35.6 | 12.6462 | 33.08 | 11.665 | 46.04 | 17.9941 | 51.98 | 20.5227 | 39.92 | 13.6052 | 46.94 | 16.249 | 35.96 | 12.8851 | 39.2 | 13.4983 | 37.04 | 13.2514 | 53.6 | 17.9513 | 35.96 | 12.1427 | 32 | 11.3396 | 2348 | #N/A | #N/A
| 53.06 | 18.3338 | 33.98 | 11.8768 | 35.6 | 12.9173 | 35.06 | 12.2286 | 33.08 | 11.7604 | 46.04 | 17.8775 | 51.98 | 21.1052 | 39.02 | 13.3901 | 44.96 | 15.5887 | 37.4 | 13.3587 | 39.2 | 13.4983 | 37.04 | 13.2548 | 51.8 | 17.5156 | 35.96 | 11.9992 | 30.92 | 10.9286 | 2349 | #N/A | #N/A
| 48.92 | 17.1316 | 33.98 | 12.0351 | 35.6 | 12.9173 | 33.98 | 11.9678 | 33.98 | 12.1749 | 46.04 | 17.6448 | 51.08 | 20.2118 | 39.02 | 13.1967 | 44.06 | 14.9406 | 37.04 | 13.3036 | 39.2 | 13.172 | 35.96 | 12.6596 | 48.2 | 16.6441 | 35.96 | 12.1947 | 30.92 | 11.079 | 2350 | #N/A | #N/A
| 46.94 | 16.6494 | 33.98 | 12.0351 | 35.96 | 12.97 | 32 | 11.7764 | 33.98 | 12.2394 | 46.94 | 17.4714 | 53.06 | 21.3683 | 37.94 | 13.1319 | 42.98 | 14.6797 | 37.04 | 12.9636 | 39.2 | 12.5899 | 35.96 | 12.4631 | 46.4 | 15.8574 | 35.06 | 12.1609 | 30.92 | 11.2674 | 2351 | #N/A | #N/A
| 46.04 | 16.432 | 33.98 | 11.9735 | 35.6 | 12.9173 | 32 | 11.7764 | 33.98 | 12.2394 | 50 | 17.7076 | 51.08 | 20.5429 | 37.04 | 13.0956 | 41 | 14.2515 | 35.96 | 12.6391 | 39.2 | 12.5899 | 37.04 | 12.5697 | 46.4 | 15.8574 | 33.98 | 12.0595 | 32 | 11.528 | 2352 | #N/A | #N/A
| 46.04 | 16.431 | 33.8 | 11.8645 | 35.06 | 12.4191 | 32.54 | 11.7163 | 33.08 | 12.0219 | 48.02 | 17.0244 | 50 | 19.9491 | 37.04 | 13.151 | 41 | 14.0142 | 35.06 | 12.4251 | 37.4 | 13.0634 | 35.96 | 12.5192 | 44.6 | 15.7726 | 33.08 | 11.8421 | 32 | 11.528 | 2353 | #N/A | #N/A
| 46.94 | 16.6494 | 33.98 | 12.0351 | 35.06 | 12.4191 | 32 | 11.7764 | 33.08 | 11.7619 | 46.94 | 16.3438 | 50 | 19.8012 | 35.06 | 12.6723 | 41 | 14.2511 | 35.06 | 12.4267 | 35.6 | 12.9373 | 35.06 | 12.6835 | 44.6 | 15.7726 | 33.08 | 11.8421 | 30.92 | 11.2674 | 2354 | #N/A | #N/A
| 46.94 | 16.8451 | 33.98 | 12.0351 | 35.06 | 12.5986 | 32 | 11.7764 | 33.08 | 11.7619 | 46.94 | 15.9566 | 48.92 | 19.1107 | 35.06 | 12.6723 | 41 | 14.4123 | 35.06 | 12.4851 | 35.6 | 12.9373 | 35.06 | 12.4461 | 44.6 | 15.7726 | 33.98 | 12.0595 | 30.92 | 11.079 | 2355 | #N/A | #N/A
| 46.94 | 17.0943 | 33.98 | 11.9806 | 35.06 | 12.4214 | 32 | 11.7764 | 33.08 | 11.7649 | 46.94 | 15.5947 | 48.02 | 18.4524 | 35.06 | 12.6723 | 41 | 14.3299 | 35.06 | 12.4851 | 35.6 | 12.9373 | 35.06 | 12.5004 | 46.4 | 16.2084 | 33.08 | 11.8421 | 30.92 | 11.079 | 2356 | #N/A | #N/A
| 46.94 | 17.0972 | 33.98 | 11.8249 | 35.06 | 12.4214 | 32 | 11.7764 | 33.8 | 11.8701 | 44.96 | 15.1178 | 46.94 | 17.8592 | 35.06 | 12.6723 | 39.92 | 14.1016 | 35.06 | 12.4299 | 35.6 | 12.9373 | 33.98 | 12.3671 | 46.4 | 16.2084 | 33.08 | 11.8421 | 30.92 | 11.079 | 2357 | #N/A | #N/A
| 48.02 | 17.3635 | 33.08 | 11.6082 | 33.98 | 12.1616 | 32 | 11.7764 | 33.08 | 11.6091 | 44.06 | 14.9023 | 48.92 | 18.4354 | 35.06 | 12.624 | 37.04 | 13.1019 | 35.6 | 12.6156 | 33.8 | 12.5021 | 33.98 | 12.3708 | 46.4 | 16.2084 | 33.08 | 11.8421 | 30.92 | 11.079 | 2358 | #N/A | #N/A
| 48.02 | 17.8376 | 33.08 | 11.6079 | 33.98 | 12.1605 | 32 | 11.7764 | 33.08 | 11.665 | 44.06 | 14.8932 | 48.92 | 18.1583 | 35.06 | 12.6723 | 37.94 | 13.5065 | 35.06 | 12.4851 | 35.6 | 12.9373 | 35.06 | 12.6306 | 46.4 | 16.5824 | 33.98 | 12.0595 | 30.02 | 10.862 | 2359 | #N/A | #N/A
| 46.4 | 17.8685 | 33.08 | 11.6061 | 33.98 | 12.1605 | 32 | 11.7764 | 32 | 11.3458 | 42.98 | 14.7944 | 48.92 | 18.1583 | 35.96 | 12.8387 | 33.08 | 11.8992 | 35.06 | 12.4275 | 35.6 | 12.9373 | 35.06 | 12.6281 | 46.4 | 16.5824 | 33.08 | 11.7884 | 30.02 | 10.862 | 2360 | #N/A | #N/A
| 48.2 | 18.7871 | 33.08 | 11.6594 | 33.8 | 12.1748 | 32 | 11.7764 | 33.08 | 11.7615 | 42.98 | 14.7899 | 48.02 | 17.9341 | 35.96 | 13.0474 | 35.06 | 12.8063 | 33.98 | 12.2241 | 35.6 | 12.9373 | 35.06 | 12.6835 | 46.4 | 17.4052 | 33.08 | 11.6284 | 30.2 | 10.8144 | 2361 | #N/A | #N/A
| 50 | 19.7371 | 33.8 | 12.1898 | 33.8 | 12.4821 | 32 | 11.4496 | 33.08 | 11.76 | 44.96 | 15.2692 | 50 | 18.6861 | 35.96 | 13.0474 | 39.92 | 14.1412 | 35.06 | 12.6049 | 35.6 | 12.9373 | 35.06 | 12.7804 | 46.4 | 18.3375 | 33.08 | 11.6274 | 30.02 | 10.7115 | 2362 | #N/A | #N/A
| 50 | 20.2821 | 33.98 | 12.2333 | 33.98 | 12.3359 | 32 | 11.4496 | 33.08 | 11.7615 | 46.94 | 15.7466 | 50 | 18.6814 | 35.96 | 13.0474 | 39.92 | 14.1016 | 35.06 | 12.6676 | 35.6 | 12.9373 | 35.96 | 13.1921 | 46.4 | 17.8569 | 33.08 | 11.6828 | 30.02 | 10.8089 | 2363 | #N/A | #N/A
| 53.6 | 21.738 | 35.06 | 12.6771 | 35.6 | 12.9173 | 32 | 11.4496 | 33.98 | 12.1714 | 53.06 | 17.4219 | 51.08 | 18.9408 | 37.94 | 13.8263 | 42.98 | 14.8766 | 35.6 | 12.9235 | 37.4 | 13.7018 | 35.96 | 13.2553 | 48.2 | 18.7748 | 33.98 | 11.9001 | 30.92 | 11.079 | 2364 | #N/A | #N/A
| 57.02 | 21.6725 | 35.96 | 12.8286 | 35.96 | 13.1584 | 33.8 | 12.2113 | 33.98 | 12.1706 | 55.04 | 17.7013 | 51.08 | 18.1897 | 39.02 | 14.2937 | 44.96 | 15.158 | 37.4 | 13.6871 | 37.4 | 14.0531 | 37.04 | 13.5165 | 51.8 | 19.6493 | 35.06 | 12.2564 | 30.92 | 11.079 | 2365 | #N/A | #N/A
| 60.98 | 22.6397 | 37.04 | 12.9071 | 35.96 | 13.1584 | 36.14 | 12.7721 | 35.06 | 12.5004 | 57.02 | 17.8355 | 51.08 | 18.1897 | 39.02 | 14.363 | 46.94 | 14.9228 | 37.04 | 13.3036 | 39.2 | 14.4888 | 37.04 | 13.6861 | 55.4 | 21.0369 | 35.06 | 12.3203 | 30.92 | 11.2674 | 2366 | #N/A | #N/A
| 64.04 | 23.7185 | 37.04 | 13.1557 | 37.4 | 13.6804 | 37.4 | 13.0811 | 35.96 | 12.7179 | 57.92 | 18.2387 | 51.98 | 18.4037 | 41 | 14.9526 | 51.98 | 15.2443 | 37.94 | 13.717 | 39.2 | 14.4888 | 37.04 | 13.6861 | 53.6 | 19.6047 | 37.4 | 13.0852 | 32 | 11.6918 | 2367 | #N/A | #N/A
| 66.02 | 24.544 | 37.04 | 13.1557 | 37.04 | 13.4227 | 37.22 | 13.0371 | 35.96 | 13.059 | 59 | 18.4994 | 51.98 | 18.1575 | 41 | 14.9546 | 48.92 | 14.1282 | 37.94 | 13.717 | 39.2 | 14.4888 | 37.94 | 14.0448 | 55.4 | 21.0369 | 37.04 | 13.1175 | 32 | 11.528 | 2368 | #N/A | #N/A
| 66.92 | 24.7588 | 37.04 | 13.0908 | 37.04 | 13.4227 | 37.4 | 13.1094 | 35.96 | 12.9873 | 57.92 | 18.4004 | 51.08 | 17.7424 | 41 | 15.0241 | 48.02 | 13.6926 | 37.94 | 13.717 | 39.2 | 14.4888 | 37.4 | 13.7047 | 51.8 | 19.6493 | 37.04 | 12.9365 | 33.08 | 12.0957 | 2369 | #N/A | #N/A
| 66.02 | 23.8576 | 37.04 | 13.1557 | 37.04 | 13.5879 | 37.58 | 13.1557 | 37.04 | 13.3201 | 57.92 | 18.4013 | 50 | 17.2503 | 39.02 | 14.2966 | 50 | 13.9688 | 37.4 | 13.6871 | 39.2 | 14.4888 | 37.94 | 14.1148 | 50 | 18.7308 | 39.02 | 13.4176 | 33.08 | 12.1574 | 2370 | #N/A | #N/A
| 59 | 21.8736 | 37.04 | 13.1557 | 37.4 | 13.6804 | 37.4 | 13.0811 | 35.96 | 13.059 | 59 | 17.7645 | 48.92 | 16.8037 | 39.02 | 14.2961 | 48.92 | 13.2724 | 37.94 | 13.886 | 39.2 | 14.4888 | 37.04 | 13.6173 | 50 | 18.2785 | 37.94 | 13.1571 | 33.98 | 12.3747 | 2371 | #N/A | #N/A
| 59 | 21.5593 | 35.96 | 12.8331 | 37.04 | 13.5907 | 37.4 | 13.0811 | 35.6 | 12.9399 | 57.92 | 18.2326 | 48.92 | 16.8037 | 39.02 | 14.2985 | 48.02 | 13.0545 | 37.4 | 13.6871 | 37.4 | 14.0531 | 37.04 | 13.6861 | 50 | 18.2785 | 37.94 | 13.2156 | 33.98 | 12.315 | 2372 | #N/A | #N/A
| 53.96 | 19.7878 | 35.96 | 12.8947 | 35.6 | 13.2449 | 35.6 | 12.9565 | 35.06 | 12.7736 | 50 | 16.4718 | 44.96 | 15.6275 | 39.02 | 14.1526 | 44.96 | 12.1107 | 37.04 | 13.4992 | 37.4 | 14.0531 | 37.04 | 13.6861 | 48.2 | 17.8419 | 37.04 | 13.3411 | 33.08 | 12.1574 | 2373 | #N/A | #N/A
| 51.98 | 19.0704 | 35.96 | 13.0523 | 35.6 | 13.2449 | 35.6 | 12.9565 | 35.06 | 12.774 | 46.04 | 15.7047 | 44.06 | 15.235 | 37.94 | 13.8286 | 42.08 | 11.4775 | 37.04 | 13.4992 | 37.4 | 13.7018 | 37.04 | 13.62 | 44.6 | 16.5446 | 35.96 | 12.8627 | 33.08 | 12.1574 | 2374 | #N/A | #N/A
| 50 | 18.3115 | 35.96 | 13.2484 | 35.96 | 13.1646 | 35.6 | 12.9565 | 35.06 | 12.7715 | 44.06 | 14.4761 | 44.06 | 14.6893 | 37.94 | 13.8282 | 39.02 | 10.7393 | 37.04 | 13.4992 | 37.4 | 13.7018 | 37.04 | 13.6191 | 44.6 | 16.5446 | 35.96 | 13.0162 | 33.08 | 12.1574 | 2375 | #N/A | #N/A
| 46.94 | 17.3516 | 35.96 | 13.2484 | 35.6 | 13.2449 | 35.6 | 12.9565 | 35.06 | 12.7736 | 35.96 | 12.1727 | 44.06 | 14.6872 | 37.4 | 14.0429 | 35.06 | 10.0859 | 37.04 | 13.434 | 37.4 | 13.7018 | 37.04 | 13.6205 | 44.6 | 16.9686 | 35.96 | 13.08 | 33.08 | 12.1574 | 2376 | #N/A | #N/A
| 46.94 | 17.3516 | 35.96 | 13.0523 | 35.6 | 13.2449 | 35.6 | 12.9565 | 35.06 | 12.8414 | 32 | 10.6132 | 42.98 | 13.4323 | 37.94 | 14.0382 | 35.96 | 10.4898 | 37.04 | 13.4358 | 37.4 | 14.0531 | 37.04 | 13.6861 | 41 | 14.9011 | 35.96 | 13.0218 | 33.08 | 12.1574 | 2377 | #N/A | #N/A
| 46.94 | 17.5743 | 35.96 | 13.4177 | 35.96 | 13.3326 | 35.6 | 12.9565 | 35.06 | 12.6272 | 41 | 11.9397 | 42.98 | 13.4323 | 37.94 | 14.0435 | 30.02 | 9.3389 | 37.04 | 13.442 | 37.4 | 14.0531 | 37.04 | 13.627 | 44.6 | 16.5446 | 35.96 | 13.0295 | 33.08 | 12.1574 | 2378 | #N/A | #N/A
| 46.94 | 17.8487 | 35.96 | 13.2484 | 35.6 | 13.2449 | 35.96 | 12.8994 | 35.6 | 12.9399 | 42.08 | 12.0036 | 41 | 12.5325 | 37.94 | 14.0503 | 28.04 | 8.8609 | 37.04 | 13.4492 | 37.4 | 14.0531 | 37.04 | 13.6861 | 44.6 | 16.9686 | 35.96 | 12.8702 | 33.08 | 12.1574 | 2379 | #N/A | #N/A
| 46.94 | 17.5882 | 37.04 | 13.6339 | 35.96 | 13.353 | 35.6 | 12.9565 | 35.06 | 12.7937 | 41 | 11.5651 | 39.92 | 12.0283 | 37.94 | 14.1017 | 26.96 | 8.7145 | 37.04 | 13.4992 | 37.4 | 14.0531 | 37.04 | 13.6861 | 44.6 | 16.5446 | 35.96 | 13.08 | 33.08 | 12.1574 | 2380 | #N/A | #N/A
| 46.94 | 17.5869 | 37.04 | 13.6789 | 35.96 | 13.353 | 35.6 | 12.9565 | 35.96 | 13.2105 | 37.04 | 10.7051 | 39.92 | 12.136 | 37.94 | 14.2376 | 24.98 | 8.2366 | 37.04 | 13.8782 | 39.2 | 14.4888 | 37.94 | 14.1148 | 44.6 | 16.5446 | 35.6 | 12.9608 | 33.08 | 12.1265 | 2381 | #N/A | #N/A
| 48.02 | 17.8483 | 37.04 | 13.8895 | 37.04 | 13.838 | 35.6 | 12.9565 | 35.06 | 12.8414 | 33.08 | 9.9353 | 39.02 | 12.0552 | 37.94 | 14.2832 | 24.08 | 8.0194 | 37.04 | 13.6682 | 39.2 | 14.4888 | 37.94 | 14.2968 | 44.6 | 16.9686 | 35.96 | 13.08 | 33.08 | 12.3172 | 2382 | #N/A | #N/A
| 46.04 | 17.629 | 37.94 | 14.2575 | 37.04 | 13.838 | 35.6 | 12.9565 | 35.96 | 13.2195 | 26.06 | 8.0586 | 35.96 | 11.1818 | 37.94 | 14.2832 | 24.08 | 8.0178 | 37.04 | 13.6682 | 39.2 | 14.4888 | 37.94 | 14.1148 | 42.8 | 16.1083 | 35.96 | 13.08 | 33.98 | 12.5639 | 2383 | #N/A | #N/A
| 46.04 | 17.6533 | 37.94 | 14.289 | 37.04 | 13.838 | 35.6 | 12.9565 | 35.96 | 13.4248 | 24.08 | 7.7634 | 35.96 | 11.1818 | 39.02 | 14.7704 | 23 | 7.7549 | 37.94 | 14.0677 | 39.2 | 14.8635 | 39.02 | 14.5277 | 42.8 | 16.532 | 35.96 | 13.08 | 33.98 | 12.5639 | 2384 | #N/A | #N/A
| 46.94 | 17.871 | 37.94 | 14.289 | 37.4 | 14.0301 | 35.6 | 12.9565 | 35.96 | 13.4248 | 28.04 | 8.9156 | 35.06 | 11.0975 | 39.02 | 14.7704 | 24.08 | 8.114 | 37.94 | 14.0961 | 41 | 15.6989 | 39.02 | 14.7845 | 44.6 | 16.9686 | 35.96 | 13.08 | 33.98 | 12.5639 | 2385 | #N/A | #N/A
| 48.92 | 18.5793 | 37.04 | 13.8895 | 37.4 | 14.0301 | 35.6 | 12.9565 | 35.96 | 13.4248 | 41 | 12.6356 | 42.08 | 12.7884 | 39.2 | 14.8525 | 30.02 | 9.9119 | 37.94 | 14.0961 | 41 | 15.6989 | 39.02 | 14.7845 | 42.8 | 16.1083 | 37.04 | 13.5385 | 33.98 | 12.7269 | 2386 | #N/A | #N/A
| 53.96 | 20.0885 | 37.94 | 14.289 | 37.94 | 14.2448 | 37.4 | 13.7224 | 37.4 | 14.0561 | 46.04 | 14.2572 | 42.98 | 12.7616 | 41 | 15.6871 | 37.94 | 11.6839 | 37.94 | 14.0961 | 42.8 | 16.5608 | 39.02 | 14.7845 | 44.6 | 16.9686 | 37.94 | 13.9129 | 37.04 | 13.8306 | 2387 | #N/A | #N/A
| 55.04 | 20.6007 | 41 | 15.6937 | 39.2 | 14.8388 | 39.2 | 14.5108 | 39.92 | 14.9883 | 48.92 | 14.1624 | 44.96 | 13.3458 | 42.08 | 16.2006 | 46.04 | 13.4023 | 41 | 15.2824 | 42.8 | 16.5608 | 41 | 15.7023 | 48.2 | 18.2939 | 39.02 | 14.388 | 37.04 | 13.8441 | 2388 | #N/A | #N/A
| 55.4 | 20.5362 | 42.8 | 16.5552 | 39.2 | 14.8388 | 39.2 | 14.5108 | 41 | 15.253 | 50 | 14.0892 | 46.94 | 14.1044 | 46.4 | 17.8742 | 51.08 | 14.0236 | 44.06 | 16.411 | 44.6 | 17.4508 | 44.96 | 17.6237 | 46.4 | 16.9809 | 39.2 | 14.5159 | 39.02 | 14.5406 | 2389 | #N/A | #N/A
| 57.2 | 20.9735 | 42.98 | 16.6429 | 39.92 | 15.1584 | 41 | 15.7241 | 41 | 15.2641 | 50 | 14.2013 | 46.94 | 14.1044 | 46.94 | 18.0994 | 53.96 | 15.0968 | 46.04 | 17.3715 | 48.2 | 19.3214 | 46.04 | 17.8985 | 46.4 | 17.4052 | 42.08 | 15.7485 | 42.08 | 16.1557 | 2390 | #N/A | #N/A
| 53.06 | 19.5728 | 46.4 | 18.364 | 42.8 | 16.5325 | 42.8 | 16.1603 | 44.96 | 16.9204 | 50 | 14.6622 | 44.96 | 13.7508 | 46.94 | 18.3885 | 57.92 | 16.6435 | 48.02 | 18.3646 | 50 | 19.759 | 48.2 | 19.3259 | 46.4 | 17.8569 | 44.06 | 16.7371 | 44.96 | 17.6181 | 2391 | #N/A | #N/A
| 53.96 | 19.7906 | 46.04 | 16.9354 | 42.8 | 16.1088 | 45.14 | 17.3988 | 48.02 | 18.165 | 50 | 14.6624 | 44.06 | 13.6904 | 46.04 | 17.8808 | 59 | 16.7679 | 48.92 | 19.1107 | 48.2 | 18.8076 | 48.92 | 19.4482 | 48.2 | 17.8419 | 46.04 | 17.4447 | 48.02 | 19.1832 | 2392 | #N/A | #N/A
| 55.04 | 20.0548 | 42.98 | 15.9309 | 41 | 15.6873 | 46.4 | 17.9165 | 50 | 18.8875 | 50 | 15.524 | 44.06 | 13.827 | 48.2 | 18.7933 | 62.06 | 17.9177 | 51.08 | 20.2465 | 46.4 | 18.3704 | 48.02 | 19.2294 | 53.6 | 19.1517 | 46.04 | 17.9618 | 48.92 | 19.3766 | 2393 | #N/A | #N/A
| 57.02 | 20.5417 | 42.98 | 15.9309 | 42.8 | 16.1088 | 46.4 | 18.4014 | 51.08 | 20.013 | 48.92 | 15.6041 | 42.98 | 13.734 | 50 | 20.2891 | 62.06 | 17.921 | 51.08 | 19.984 | 48.2 | 19.3214 | 48.92 | 19.4482 | 53.6 | 19.1517 | 46.94 | 18.1489 | 50 | 19.9593 | 2394 | #N/A | #N/A
| 53.96 | 19.8049 | 44.06 | 16.9048 | 51.08 | 20.591 | 49.82 | 19.858 | 50 | 19.7692 | 48.02 | 15.5867 | 42.08 | 13.5199 | 50 | 20.2891 | 62.06 | 17.9216 | 51.98 | 20.8206 | 53.6 | 22.3808 | 50 | 19.9783 | 48.2 | 17.8419 | 48.92 | 19.1721 | 51.08 | 20.8409 | 2395 | #N/A | #N/A
| 50 | 18.3336 | 44.96 | 17.1232 | 51.08 | 20.591 | 50 | 19.792 | 50 | 19.7106 | 46.94 | 15.6671 | 42.08 | 13.5199 | 51.08 | 20.8956 | 60.98 | 17.6631 | 53.06 | 21.4419 | 53.6 | 22.3808 | 51.98 | 21.4338 | 51.8 | 18.2898 | 50 | 19.4345 | 51.08 | 20.9088 | 2396 | #N/A | #N/A
| 48.92 | 18.071 | 50 | 19.6994 | 53.06 | 21.7343 | 51.8 | 20.7788 | 53.06 | 21.1317 | 44.06 | 14.9725 | 41 | 13.2598 | 51.8 | 21.3071 | 59 | 17.1857 | 53.96 | 21.9614 | 51.8 | 21.3246 | 53.96 | 22.2847 | 48.2 | 17.8419 | 51.08 | 20.2779 | 51.08 | 20.8409 | 2397 | #N/A | #N/A
| 46.04 | 17.3774 | 55.04 | 21.9501 | 53.96 | 21.9473 | 51.8 | 20.2295 | 53.96 | 21.916 | 44.06 | 15.1679 | 41 | 13.2578 | 51.08 | 20.6074 | 55.94 | 16.6044 | 53.96 | 21.9587 | 50 | 20.3055 | 53.96 | 22.2847 | 48.2 | 17.4172 | 51.98 | 20.4967 | 51.98 | 21.0595 | 2398 | #N/A | #N/A
| 48.02 | 17.6401 | 55.04 | 21.8693 | 53.96 | 21.9473 | 50.54 | 20.0275 | 55.04 | 22.1791 | 44.06 | 15.3354 | 41 | 13.2554 | 51.08 | 20.6116 | 55.94 | 16.7421 | 53.96 | 21.8835 | 48.2 | 19.3214 | 53.06 | 21.4621 | 46.4 | 16.9809 | 51.98 | 20.281 | 51.08 | 20.5571 | 2399 | #N/A | #N/A
| 48.2 | 17.8526 | 53.96 | 21.3377 | 55.4 | 22.1623 | 48.2 | 18.8385 | 53.06 | 21.1224 | 46.04 | 16.2061 | 41 | 13.0859 | 51.08 | 20.6107 | 57.02 | 17.1788 | 55.04 | 22.1466 | 48.2 | 19.3214 | 53.06 | 21.4621 | 46.4 | 17.4052 | 50 | 19.4864 | 51.08 | 20.2819 | 2400 | #N/A | #N/A
| 46.94 | 18.1081 | 53.96 | 20.9992 | 53.6 | 21.7237 | 46.4 | 17.9165 | 51.98 | 20.7921 | 46.04 | 16.4319 | 41 | 12.9496 | 51.98 | 20.771 | 55.04 | 17.0362 | 55.04 | 21.9144 | 46.4 | 18.3704 | 53.06 | 21.4578 | 44.6 | 16.9686 | 46.04 | 17.696 | 51.08 | 20.2746 | 2401 | #N/A | #N/A
| 46.4 | 17.8685 | 51.98 | 20.2479 | 53.96 | 21.642 | 44.6 | 17.0243 | 51.98 | 20.5204 | 46.94 | 17.0912 | 41 | 12.9496 | 53.06 | 21.3777 | 55.94 | 17.2542 | 53.96 | 21.2438 | 46.4 | 18.3704 | 53.06 | 21.3998 | 46.4 | 17.4052 | 46.94 | 18.1489 | 50 | 20.0141 | 2402 | #N/A | #N/A
| 48.2 | 18.7871 | 53.06 | 20.5026 | 53.96 | 21.2895 | 46.4 | 18.4014 | 51.98 | 20.2459 | 46.94 | 17.0935 | 42.08 | 13.2037 | 51.08 | 20.5519 | 55.94 | 17.4175 | 53.06 | 21.081 | 46.4 | 18.3704 | 51.98 | 21.1368 | 46.4 | 17.4052 | 48.02 | 18.7024 | 50 | 19.6386 | 2403 | #N/A | #N/A
| 46.4 | 18.3498 | 51.98 | 19.9288 | 53.06 | 20.4688 | 45.86 | 16.5652 | 51.08 | 18.6599 | 48.02 | 17.6078 | 41 | 13.0731 | 50 | 20.2891 | 55.94 | 17.4215 | 53.06 | 20.7474 | 46.4 | 18.3704 | 51.08 | 20.6263 | 46.4 | 17.4052 | 48.92 | 17.2338 | 48.02 | 18.1209 | 2404 | #N/A | #N/A
| 46.94 | 18.1211 | 51.08 | 17.3255 | 53.06 | 20.4688 | 46.94 | 16.1905 | 48.02 | 16.5877 | 48.02 | 17.6115 | 39.02 | 12.5901 | 48.02 | 19.2096 | 57.02 | 17.6866 | 51.98 | 19.6509 | 44.6 | 17.4508 | 51.08 | 20.2911 | 44.6 | 16.9686 | 48.92 | 16.4339 | 46.04 | 15.6699 | 2405 | #N/A | #N/A
| 46.94 | 18.1205 | 48.02 | 16.2008 | 50 | 16.8278 | 44.24 | 15.262 | 46.94 | 16.1137 | 48.02 | 17.1226 | 37.94 | 12.0428 | 46.94 | 18.6787 | 53.06 | 16.9334 | 51.08 | 16.9233 | 44.6 | 17.4508 | 50 | 19.442 | 44.6 | 16.9686 | 48.92 | 16.074 | 44.96 | 15.2439 | 2406 | #N/A | #N/A
| 48.02 | 18.3854 | 46.94 | 15.7412 | 48.92 | 16.3963 | 43.34 | 14.8181 | 46.04 | 15.7246 | 46.94 | 16.6706 | 37.04 | 11.6938 | 46.94 | 18.3885 | 51.08 | 16.641 | 48.92 | 16.2025 | 42.8 | 16.5608 | 48.92 | 17.41 | 44.6 | 16.9686 | 46.94 | 15.4097 | 44.06 | 15.0265 | 2407 | #N/A | #N/A
| 48.2 | 18.7871 | 46.94 | 15.582 | 48.92 | 16.3963 | 42.98 | 14.8268 | 44.96 | 15.2645 | 48.02 | 17.368 | 37.04 | 11.6938 | 42.98 | 16.4472 | 48.02 | 16.2588 | 48.92 | 16.0447 | 42.8 | 16.5608 | 48.92 | 16.7979 | 44.6 | 16.9686 | 39.92 | 13.8992 | 44.06 | 14.8359 | 2408 | #N/A | #N/A
| 46.4 | 17.8685 | 46.94 | 15.5803 | 48.02 | 15.9797 | 37.76 | 13.4982 | 44.96 | 15.2631 | 48.02 | 17.3668 | 35.06 | 10.8275 | 42.98 | 16.4188 | 46.94 | 15.9973 | 48.92 | 16.043 | 41 | 15.6989 | 46.04 | 16.285 | 44.6 | 16.9686 | 41 | 14.3182 | 44.06 | 14.8342 | 2409 | #N/A | #N/A
| 46.94 | 18.0986 | 50 | 16.4775 | 50 | 16.6543 | 46.76 | 16.0738 | 48.02 | 16.1992 | 51.08 | 18.3559 | 37.04 | 11.3018 | 48.02 | 18.6833 | 53.96 | 17.8607 | 48.92 | 16.3981 | 41 | 15.6989 | 50 | 17.6671 | 44.6 | 16.9686 | 48.02 | 16.2111 | 44.96 | 15.2399 | 2410 | #N/A | #N/A
| 48.2 | 18.7871 | 51.98 | 17.153 | 50 | 16.6543 | 50 | 17.1245 | 51.08 | 16.7389 | 53.06 | 18.8365 | 37.94 | 11.6227 | 51.98 | 19.352 | 57.02 | 19.68 | 53.06 | 17.3976 | 46.4 | 18.3704 | 51.98 | 18.6434 | 44.6 | 16.9686 | 48.02 | 16.0046 | 48.02 | 15.9762 | 2411 | #N/A | #N/A
| 48.2 | 18.7871 | 53.06 | 16.8684 | 53.96 | 17.6076 | 47.84 | 15.3105 | 51.98 | 16.7941 | 55.94 | 19.5342 | 39.92 | 12.0977 | 55.04 | 18.6713 | 55.94 | 19.4208 | 55.04 | 17.6767 | 46.4 | 18.3704 | 55.94 | 18.9059 | 44.6 | 16.9686 | 48.02 | 14.962 | 46.04 | 14.7402 | 2412 | #N/A | #N/A
| 48.02 | 18.3445 | 53.06 | 16.5043 | 53.96 | 16.7043 | 50.18 | 15.5069 | 51.08 | 16.1866 | 57.02 | 20.0135 | 39.92 | 11.8674 | 57.92 | 18.5708 | 57.02 | 19.4316 | 53.96 | 16.7079 | 51.8 | 18.7435 | 57.02 | 18.5393 | 44.6 | 16.9686 | 50 | 15.4381 | 46.94 | 14.9529 | 2413 | #N/A | #N/A
| 48.2 | 18.3054 | 53.96 | 16.218 | 53.96 | 16.7043 | 51.26 | 15.7087 | 51.98 | 16.0571 | 55.94 | 19.536 | 39.92 | 11.8674 | 57.92 | 17.6658 | 57.92 | 19.4528 | 53.96 | 16.52 | 57.2 | 19.625 | 57.92 | 17.6771 | 46.4 | 16.9809 | 50 | 15.2659 | 46.94 | 14.6252 | 2414 | #N/A | #N/A
| 51.08 | 17.265 | 53.96 | 16.2167 | 53.96 | 16.5163 | 51.62 | 15.8234 | 53.06 | 16.3171 | 55.94 | 19.5373 | 42.98 | 12.7252 | 57.02 | 17.2627 | 60.98 | 20.1934 | 55.04 | 16.6346 | 59 | 18.5947 | 55.94 | 17.3575 | 46.4 | 17.4052 | 53.06 | 16.1742 | 48.92 | 15.102 | 2415 | #N/A | #N/A
| 53.96 | 18.1441 | 55.94 | 16.8627 | 55.04 | 16.629 | 53.06 | 16.1685 | 53.96 | 16.3839 | 57.02 | 19.8022 | 44.06 | 12.985 | 57.92 | 17.3315 | 62.06 | 20.0377 | 55.94 | 16.8499 | 57.2 | 17.2148 | 57.02 | 17.6165 | 48.2 | 17.4172 | 53.06 | 16.0029 | 48.02 | 14.8816 | 2416 | #N/A | #N/A
| 53.6 | 18.3357 | 55.94 | 16.5547 | 55.04 | 16.629 | 51.44 | 15.7765 | 53.96 | 16.3822 | 55.04 | 19.3275 | 44.06 | 13.2243 | 59 | 17.5905 | 62.06 | 19.8245 | 57.02 | 17.256 | 59 | 17.6493 | 55.94 | 17.0081 | 46.4 | 16.5824 | 51.98 | 15.7398 | 48.02 | 14.88 | 2417 | #N/A | #N/A
| 53.96 | 17.3825 | 55.94 | 16.5541 | 55.94 | 16.8435 | 52.16 | 15.8634 | 55.04 | 16.6415 | 53.06 | 18.8456 | 44.96 | 13.307 | 57.92 | 17.3284 | 57.02 | 19.6848 | 55.94 | 16.8471 | 59 | 17.6493 | 57.02 | 17.4526 | 46.4 | 16.5824 | 51.98 | 15.7388 | 48.92 | 15.097 | 2418 | #N/A | #N/A
| 53.06 | 17.3608 | 55.04 | 16.4698 | 55.04 | 16.6242 | 50.54 | 15.4974 | 53.96 | 16.211 | 53.96 | 19.0657 | 44.06 | 13.3621 | 57.02 | 17.1091 | 51.08 | 19.2329 | 55.04 | 16.6272 | 57.2 | 17.2148 | 55.94 | 17.1892 | 46.4 | 16.5824 | 51.08 | 15.3837 | 48.92 | 14.9557 | 2419 | #N/A | #N/A
| 51.08 | 16.8787 | 53.96 | 16.072 | 55.04 | 16.6242 | 49.1 | 14.9802 | 53.06 | 15.9909 | 51.08 | 18.3643 | 44.06 | 13.3621 | 55.04 | 16.7747 | 50 | 19.2666 | 53.06 | 16.1462 | 57.2 | 17.5193 | 53.06 | 16.3057 | 44.6 | 15.0931 | 48.02 | 14.6419 | 46.94 | 14.3156 | 2420 | #N/A | #N/A
| 48.92 | 15.6187 | 51.08 | 15.3726 | 51.08 | 15.3576 | 45.5 | 14.1356 | 50 | 15.248 | 53.06 | 18.845 | 41 | 12.7442 | 53.06 | 15.9788 | 48.02 | 17.4916 | 51.08 | 15.4956 | 53.6 | 16.3458 | 51.98 | 15.7258 | 44.6 | 14.459 | 46.04 | 14.0074 | 44.06 | 13.6178 | 2421 | #N/A | #N/A
| 48.02 | 15.5984 | 48.92 | 14.6925 | 48.92 | 14.8315 | 42.62 | 13.1757 | 48.02 | 14.7651 | 48.92 | 17.5867 | 41 | 13.0262 | 48.92 | 14.9731 | 46.04 | 17.2686 | 48.92 | 14.9692 | 51.8 | 15.9113 | 48.92 | 14.9829 | 44.6 | 14.459 | 44.06 | 13.4029 | 41 | 12.8758 | 2422 | #N/A | #N/A
| 46.94 | 15.335 | 46.94 | 14.2108 | 48.92 | 14.8315 | 40.82 | 12.7135 | 46.04 | 14.148 | 46.04 | 16.8869 | 41 | 13.3332 | 46.94 | 14.4915 | 44.96 | 17.2237 | 46.04 | 14.2701 | 48.2 | 15.0423 | 46.94 | 14.6682 | 44.6 | 15.0931 | 42.08 | 12.9225 | 39.02 | 12.2676 | 2423 | #N/A | #N/A
| 46.94 | 15.5153 | 44.96 | 13.7313 | 44.96 | 14.0035 | 40.1 | 12.5151 | 44.96 | 13.8857 | 48.02 | 17.3645 | 41 | 13.3325 | 44.06 | 13.7937 | 44.06 | 16.7865 | 44.96 | 14.007 | 46.4 | 14.9109 | 44.06 | 13.9704 | 42.8 | 14.6579 | 39.92 | 12.4006 | 37.94 | 12.007 | 2424 | #N/A | #N/A
| 46.94 | 15.331 | 42.98 | 13.4062 | 44.06 | 13.7853 | 39.2 | 12.2718 | 42.08 | 13.3226 | 46.94 | 17.1028 | 41 | 13.5101 | 42.08 | 13.1817 | 42.98 | 16.5267 | 42.98 | 13.3948 | 44.6 | 14.1732 | 42.08 | 13.3229 | 42.8 | 14.6579 | 42.08 | 12.7797 | 37.04 | 11.6438 | 2425 | #N/A | #N/A
| 46.94 | 15.3302 | 42.08 | 13.1869 | 44.06 | 13.7853 | 39.92 | 12.42 | 41 | 13.0608 | 46.04 | 16.8875 | 41 | 13.5101 | 42.08 | 13.1795 | 42.08 | 16.3111 | 42.08 | 13.0229 | 42.8 | 13.7388 | 41 | 13.062 | 42.8 | 14.9865 | 41 | 12.6593 | 35.96 | 11.382 | 2426 | #N/A | #N/A
| 46.94 | 15.5107 | 41 | 12.771 | 42.08 | 13.1707 | 37.76 | 11.8983 | 39.92 | 12.6643 | 46.94 | 17.3659 | 44.06 | 14.4039 | 39.92 | 12.656 | 42.08 | 16.0765 | 41 | 12.7604 | 41 | 13.0242 | 39.92 | 12.6646 | 42.8 | 15.3369 | 41 | 12.6576 | 35.96 | 11.3811 | 2427 | #N/A | #N/A
| 46.04 | 15.2936 | 39.02 | 12.2926 | 41 | 12.9095 | 35.6 | 11.4758 | 39.02 | 12.4466 | 46.04 | 16.8928 | 44.06 | 14.7816 | 39.92 | 12.5032 | 41 | 15.815 | 39.92 | 12.4997 | 39.2 | 12.5899 | 39.02 | 12.2931 | 41 | 14.9011 | 41 | 12.6582 | 35.96 | 11.3803 | 2428 | #N/A | #N/A
| 46.04 | 15.2953 | 37.94 | 11.9094 | 41 | 12.9095 | 29.66 | 9.921 | 37.04 | 11.8151 | 46.04 | 16.8968 | 44.96 | 14.9999 | 39.02 | 12.2856 | 42.08 | 16.0765 | 39.02 | 12.282 | 37.4 | 12.1556 | 37.94 | 12.033 | 39.2 | 14.4654 | 41 | 12.6582 | 35.06 | 11.1635 | 2429 | #N/A | #N/A
| 46.04 | 15.4522 | 37.04 | 11.6904 | 41 | 12.7544 | 27.86 | 9.5091 | 37.04 | 11.8139 | 44.96 | 16.6315 | 46.04 | 15.6111 | 39.02 | 12.2847 | 39.92 | 15.306 | 35.96 | 12.137 | 37.4 | 12.1556 | 37.94 | 12.0313 | 41 | 14.9011 | 39.92 | 12.3964 | 35.96 | 11.5239 | 2430 | #N/A | #N/A
| 46.04 | 15.1135 | 37.04 | 11.6887 | 39.92 | 12.4919 | 26.06 | 9.0494 | 33.98 | 11.0739 | 46.04 | 16.8893 | 46.04 | 15.7783 | 39.02 | 12.2821 | 39.92 | 15.1069 | 32 | 11.1789 | 35.6 | 11.7213 | 37.04 | 11.8122 | 41 | 13.5895 | 37.04 | 11.7004 | 35.96 | 11.5219 | 2431 | #N/A | #N/A
| 46.04 | 14.4327 | 35.96 | 11.2858 | 39.92 | 12.4919 | 25.52 | 8.8011 | 35.06 | 11.3321 | 50 | 18.312 | 46.04 | 15.7783 | 35.06 | 11.4751 | 37.04 | 13.9578 | 30.92 | 10.7704 | 35.6 | 11.7213 | 33.08 | 10.8537 | 41 | 14.551 | 33.98 | 10.9607 | 35.96 | 11.3752 | 2432 | #N/A | #N/A
| 44.96 | 14.4967 | 37.04 | 11.6833 | 39.92 | 12.7706 | 26.78 | 9.3397 | 35.96 | 11.6985 | 50 | 18.3355 | 46.04 | 16.5792 | 35.06 | 11.4727 | 37.04 | 13.9538 | 33.08 | 11.2884 | 33.8 | 11.287 | 35.06 | 11.6127 | 41 | 13.9145 | 33.08 | 10.8627 | 37.04 | 11.6324 | 2433 | #N/A | #N/A
| 46.04 | 14.7601 | 42.98 | 13.3883 | 44.06 | 13.7671 | 35.24 | 12.0944 | 39.92 | 12.9496 | 53.06 | 19.3055 | 46.94 | 16.7967 | 42.98 | 13.6794 | 37.94 | 14.1664 | 41 | 13.1985 | 37.4 | 12.4352 | 42.08 | 13.4712 | 41 | 13.5895 | 44.96 | 14.325 | 41 | 12.5841 | 2434 | #N/A | #N/A
| 46.04 | 14.9176 | 46.94 | 14.1906 | 44.06 | 13.7671 | 44.78 | 13.9926 | 46.04 | 14.2601 | 57.02 | 19.9959 | 48.02 | 17.06 | 48.92 | 14.9465 | 37.94 | 14.397 | 46.04 | 14.248 | 44.6 | 14.1732 | 46.04 | 14.4256 | 41 | 13.2884 | 50 | 15.3963 | 44.96 | 13.6827 | 2435 | #N/A | #N/A
| 46.04 | 15.4566 | 51.08 | 15.342 | 50 | 15.2001 | 48.74 | 15.0024 | 50 | 15.0826 | 59 | 19.5647 | 48.92 | 17.7674 | 51.98 | 15.3987 | 39.92 | 15.1069 | 50 | 14.9185 | 46.4 | 14.6078 | 51.08 | 15.4755 | 41 | 13.5895 | 53.96 | 16.1832 | 48.92 | 14.6359 | 2436 | #N/A | #N/A
| 46.04 | 15.1216 | 53.96 | 16.0368 | 55.04 | 16.4166 | 53.78 | 16.3609 | 53.96 | 16.1717 | 62.96 | 19.5366 | 48.92 | 17.9848 | 55.94 | 16.5078 | 51.98 | 17.9743 | 53.96 | 16.0268 | 51.8 | 15.9113 | 53.96 | 16.0373 | 42.8 | 14.3495 | 57.02 | 16.9215 | 51.98 | 15.499 | 2437 | #N/A | #N/A
| 42.98 | 14.5698 | 59 | 17.5553 | 55.04 | 16.4166 | 57.56 | 17.3936 | 57.92 | 17.2959 | 64.04 | 19.2562 | 48.92 | 17.9848 | 57.92 | 16.7103 | 57.92 | 18.6106 | 57.92 | 17.1169 | 55.4 | 16.4986 | 57.92 | 16.9938 | 42.8 | 14.0243 | 62.06 | 18.1394 | 55.04 | 16.3957 | 2438 | #N/A | #N/A
| 41 | 14.5591 | 60.08 | 17.6494 | 60.98 | 18.0198 | 62.42 | 18.4509 | 60.98 | 18.1823 | 66.92 | 18.8869 | 51.98 | 19.0039 | 62.06 | 17.71 | 62.06 | 19.4164 | 60.98 | 17.7237 | 57.2 | 16.672 | 60.98 | 17.7335 | 41 | 13.5895 | 64.94 | 18.8364 | 57.02 | 17.0122 | 2439 | #N/A | #N/A
| 39.2 | 14.1237 | 64.94 | 19.1392 | 62.96 | 18.5 | 65.3 | 19.0894 | 64.94 | 19.1407 | 68 | 19.1488 | 53.06 | 19.5017 | 60.08 | 17.0922 | 62.96 | 18.9204 | 64.94 | 18.8153 | 57.2 | 16.9329 | 62.06 | 17.9955 | 39.2 | 13.7874 | 68 | 19.7456 | 60.08 | 17.9246 | 2440 | #N/A | #N/A
| 39.2 | 14.1237 | 64.94 | 18.8259 | 62.96 | 18.5 | 68.18 | 19.8154 | 64.94 | 18.9952 | 64.04 | 19.1049 | 51.98 | 19.0161 | 60.98 | 17.1752 | 64.04 | 19.3464 | 66.92 | 19.6079 | 57.2 | 16.4307 | 62.96 | 18.3477 | 37.4 | 13.68 | 69.98 | 19.9205 | 62.06 | 18.2298 | 2441 | #N/A | #N/A
| 39.2 | 14.4742 | 66.92 | 19.3044 | 66.92 | 19.6039 | 68.9 | 19.9329 | 66.92 | 19.4738 | 64.94 | 19.5081 | 55.04 | 19.7638 | 60.08 | 17.6441 | 64.94 | 19.5641 | 68 | 19.7234 | 57.2 | 16.4307 | 64.04 | 18.6092 | 37.4 | 13.68 | 69.08 | 19.7043 | 64.04 | 18.7089 | 2442 | #N/A | #N/A
| 41 | 15.2838 | 66.92 | 19.1703 | 68 | 19.2641 | 68.54 | 19.5709 | 68 | 19.5666 | 62.96 | 18.3451 | 53.06 | 19.5191 | 57.02 | 17.7558 | 66.02 | 19.3262 | 68 | 19.5559 | 55.4 | 15.9968 | 60.98 | 18.0384 | 39.2 | 14.4654 | 69.98 | 19.7661 | 64.94 | 18.7878 | 2443 | #N/A | #N/A
| 42.08 | 15.7255 | 66.92 | 19.0152 | 68 | 19.2641 | 67.82 | 19.5034 | 66.92 | 19.171 | 57.02 | 17.9446 | 53.06 | 19.5191 | 55.94 | 17.1388 | 62.96 | 18.4138 | 68 | 19.5552 | 53.6 | 16.3458 | 57.92 | 17.9831 | 39.2 | 14.4654 | 69.08 | 19.704 | 64.04 | 18.4108 | 2444 | #N/A | #N/A
| 42.8 | 16.1184 | 64.94 | 18.6899 | 66.02 | 18.7842 | 64.58 | 18.9746 | 64.94 | 18.6912 | 57.02 | 18.1375 | 51.08 | 19.5782 | 51.98 | 16.5352 | 60.08 | 18.0389 | 66.02 | 19.0756 | 50 | 15.4768 | 55.04 | 17.2845 | 39.2 | 14.4654 | 66.92 | 19.0264 | 60.98 | 17.8299 | 2445 | #N/A | #N/A
| 42.8 | 16.5428 | 53.96 | 17.0224 | 55.94 | 17.8228 | 58.1 | 17.8395 | 60.98 | 17.8674 | 46.94 | 16.8257 | 51.08 | 19.5775 | 48.92 | 15.793 | 51.08 | 17.132 | 57.02 | 18.2834 | 48.2 | 15.3456 | 48.92 | 16.141 | 41 | 15.2743 | 57.92 | 17.8005 | 57.92 | 16.9324 | 2446 | #N/A | #N/A
| 44.6 | 16.9794 | 48.92 | 15.7994 | 55.94 | 17.8228 | 50.9 | 16.0634 | 55.04 | 16.5978 | 44.96 | 16.1491 | 51.08 | 19.5753 | 48.02 | 15.5719 | 46.94 | 15.9549 | 53.96 | 17.706 | 46.4 | 15.2382 | 44.06 | 15.1567 | 41 | 15.2743 | 48.92 | 16.0034 | 55.94 | 16.4525 | 2447 | #N/A | #N/A
| 44.06 | 16.9447 | 48.92 | 15.9809 | 55.04 | 17.4423 | 50.54 | 15.437 | 51.08 | 15.7864 | 46.04 | 16.0072 | 51.98 | 20.1041 | 44.96 | 14.8309 | 42.98 | 14.9973 | 48.92 | 16.6933 | 44.6 | 14.8032 | 42.08 | 14.6765 | 41 | 15.2743 | 51.98 | 16.0192 | 50 | 15.6362 | 2448 | #N/A | #N/A
| 44.6 | 17.4315 | 48.92 | 15.9792 | 55.04 | 17.2591 | 47.12 | 14.474 | 50 | 15.7053 | 46.04 | 15.7975 | 51.98 | 20.1056 | 44.06 | 14.7949 | 44.06 | 14.8999 | 46.94 | 15.8378 | 44.6 | 14.8032 | 39.92 | 14.1547 | 42.8 | 15.7103 | 50 | 15.2272 | 48.02 | 15.0084 | 2449 | #N/A | #N/A
| 42.98 | 16.6853 | 50 | 16.0576 | 55.04 | 17.2591 | 46.22 | 14.3924 | 50 | 15.8622 | 46.04 | 15.4344 | 51.98 | 20.1056 | 41 | 13.874 | 42.08 | 14.2378 | 46.04 | 16.5906 | 41 | 13.9333 | 39.02 | 13.7421 | 42.8 | 16.1083 | 46.04 | 14.2709 | 46.94 | 14.4384 | 2450 | #N/A | #N/A
| 42.8 | 16.5428 | 48.92 | 15.5988 | 53.06 | 16.4258 | 37.58 | 13.2226 | 46.94 | 15.1228 | 44.96 | 15.0166 | 50 | 19.3208 | 41 | 13.8725 | 44.06 | 14.7136 | 39.92 | 13.9451 | 41 | 13.6068 | 37.94 | 13.4792 | 41 | 15.2743 | 42.08 | 14.1641 | 48.92 | 14.916 | 2451 | #N/A | #N/A
| 42.08 | 15.9982 | 46.04 | 14.7466 | 46.94 | 15.3005 | 35.42 | 12.551 | 44.96 | 14.6449 | 41 | 14.4093 | 50 | 19.3245 | 39.02 | 13.0425 | 41 | 14.3214 | 41 | 14.5669 | 39.2 | 13.172 | 35.96 | 13.0014 | 41 | 15.2743 | 39.92 | 13.2875 | 48.92 | 14.9169 | 2452 | #N/A | #N/A
| 41 | 15.4898 | 46.04 | 14.7473 | 46.94 | 15.3005 | 34.34 | 12.1256 | 42.98 | 14.3641 | 39.92 | 14.3141 | 50 | 19.3245 | 37.94 | 13.1338 | 39.02 | 13.6837 | 39.02 | 13.9214 | 37.4 | 12.7373 | 33.98 | 12.1868 | 39.2 | 14.4654 | 37.94 | 12.6285 | 46.04 | 14.223 | 2453 | #N/A | #N/A
| 39.92 | 15.029 | 42.98 | 14.0065 | 46.04 | 14.729 | 32.9 | 11.6809 | 39.92 | 13.4268 | 35.06 | 12.4418 | 53.06 | 20.9773 | 37.94 | 12.9374 | 44.06 | 14.9055 | 37.94 | 13.6592 | 37.4 | 12.7373 | 35.06 | 12.6272 | 39.2 | 14.4654 | 35.06 | 11.9323 | 48.02 | 14.8375 | 2454 | #N/A | #N/A
| 39.2 | 14.8478 | 35.06 | 11.769 | 42.98 | 13.9889 | 31.64 | 11.2206 | 39.02 | 13.2082 | 37.94 | 13.667 | 53.06 | 20.6551 | 33.08 | 11.6063 | 44.06 | 14.9076 | 33.98 | 12.1717 | 35.6 | 12.3026 | 35.06 | 12.4454 | 39.2 | 14.4654 | 33.08 | 11.1429 | 48.02 | 14.8363 | 2455 | #N/A | #N/A
| 41 | 15.289 | 41 | 13.5269 | 42.98 | 13.9889 | 30.02 | 10.5944 | 37.04 | 12.5718 | 42.08 | 15.4469 | 53.06 | 20.6551 | 33.08 | 11.7604 | 46.94 | 15.6068 | 33.98 | 12.1701 | 35.6 | 12.3026 | 35.96 | 12.8419 | 39.2 | 14.4654 | 32 | 11.0472 | 48.92 | 15.0529 | 2456 | #N/A | #N/A
| 41 | 15.2808 | 41 | 13.5237 | 44.96 | 14.8157 | 31.46 | 11.2347 | 39.92 | 13.6168 | 46.04 | 17.3 | 53.06 | 21.3249 | 35.06 | 12.4316 | 48.02 | 16.3989 | 35.96 | 12.8257 | 35.6 | 12.3026 | 39.02 | 13.9285 | 39.2 | 14.4654 | 33.08 | 11.4492 | 51.08 | 15.4345 | 2457 | #N/A | #N/A
| 41 | 15.2838 | 48.92 | 16.1264 | 48.02 | 15.7334 | 41.18 | 14.2095 | 46.94 | 15.4936 | 50 | 18.7583 | 53.06 | 20.9798 | 44.06 | 15.6864 | 46.94 | 16.7655 | 46.94 | 15.9937 | 39.2 | 14.1373 | 44.06 | 15.5203 | 39.2 | 14.1155 | 41 | 13.8948 | 53.06 | 16.2185 | 2458 | #N/A | #N/A
| 41 | 14.9099 | 55.04 | 17.2674 | 48.02 | 15.7334 | 49.28 | 15.9218 | 53.96 | 17.1906 | 53.96 | 19.4922 | 53.96 | 21.2029 | 51.98 | 17.6035 | 46.94 | 16.8057 | 55.94 | 17.8103 | 48.2 | 16.6672 | 51.08 | 17.3983 | 39.2 | 14.1155 | 46.94 | 15.6689 | 57.02 | 17.1739 | 2459 | #N/A | #N/A
| 41 | 14.9099 | 62.06 | 18.9637 | 60.08 | 18.6485 | 53.6 | 17.2431 | 60.98 | 18.7049 | 57.02 | 19.2605 | 53.96 | 21.2054 | 57.92 | 18.8612 | 50 | 17.093 | 62.06 | 18.951 | 53.6 | 17.9742 | 57.02 | 18.6554 | 39.2 | 14.1155 | 53.06 | 16.8103 | 62.06 | 18.2167 | 2460 | #N/A | #N/A
| 42.08 | 15.3004 | 62.96 | 19.719 | 64.04 | 20.3372 | 58.64 | 18.4339 | 68 | 20.048 | 60.98 | 19.4105 | 55.04 | 21.4706 | 62.06 | 19.865 | 53.96 | 18.4698 | 66.02 | 19.5553 | 57.2 | 18.8455 | 60.98 | 19.7971 | 39.2 | 14.4654 | 60.08 | 18.6937 | 62.06 | 18.0806 | 2461 | #N/A | #N/A
| 42.08 | 15.1165 | 66.92 | 20.6817 | 64.04 | 20.3372 | 66.02 | 19.8769 | 69.98 | 20.0336 | 60.08 | 20.9843 | 55.04 | 21.4706 | 62.96 | 18.9762 | 57.02 | 20.1385 | 68 | 20.1956 | 62.6 | 19.7978 | 62.96 | 20.0986 | 41 | 14.551 | 66.02 | 20.1342 | 62.96 | 18.0153 | 2462 | #N/A | #N/A
| 42.98 | 15.1202 | 69.08 | 20.3134 | 69.08 | 20.6535 | 68.18 | 20.7471 | 69.98 | 20.0364 | 57.02 | 19.0734 | 57.02 | 21.9549 | 64.04 | 19.7768 | 60.08 | 21.1631 | 66.92 | 19.1506 | 62.6 | 19.465 | 64.94 | 19.8498 | 41 | 14.551 | 68.9 | 20.9291 | 66.02 | 19.1788 | 2463 | #N/A | #N/A
| 44.96 | 15.6002 | 69.98 | 20.0363 | 69.08 | 19.8046 | 70.16 | 21.3596 | 71.96 | 20.1038 | 55.94 | 19.3053 | 57.92 | 22.2074 | 62.06 | 19.8728 | 66.92 | 23.3649 | 66.02 | 19.7226 | 60.8 | 19.0299 | 62.06 | 19.3121 | 41 | 14.551 | 71.96 | 21.7374 | 66.92 | 19.7218 | 2464 | #N/A | #N/A
| 46.04 | 16.0721 | 69.98 | 20.3531 | 69.08 | 19.8046 | 70.34 | 21.6792 | 71.06 | 19.7476 | 59 | 20.7899 | 55.4 | 21.0481 | 59 | 18.4048 | 71.06 | 25.2285 | 68 | 20.5862 | 62.6 | 19.1528 | 60.98 | 18.8961 | 41 | 14.551 | 71.96 | 21.9409 | 68 | 20.3379 | 2465 | #N/A | #N/A
| 46.94 | 16.2919 | 69.08 | 20.6796 | 68 | 21.1077 | 70.7 | 22.0496 | 73.04 | 21.442 | 59 | 21.5092 | 51.98 | 19.8282 | 59 | 18.2259 | 73.04 | 26.0586 | 68 | 20.7469 | 62.6 | 18.2358 | 62.06 | 18.4367 | 42.8 | 14.9865 | 71.06 | 21.7247 | 68 | 20.7377 | 2466 | #N/A | #N/A
| 48.2 | 16.6528 | 66.92 | 20.4995 | 66.02 | 20.8393 | 69.8 | 21.9163 | 73.04 | 21.6422 | 57.02 | 21.0325 | 50 | 19.3731 | 59 | 17.3765 | 73.94 | 25.9437 | 66.02 | 20.2677 | 60.8 | 16.6784 | 60.08 | 17.9605 | 42.8 | 14.9865 | 69.98 | 21.2658 | 66.92 | 20.8427 | 2467 | #N/A | #N/A
| 44.6 | 15.7813 | 64.04 | 19.8049 | 66.02 | 20.8393 | 64.76 | 20.1951 | 71.06 | 21.5084 | 55.94 | 21.0812 | 51.08 | 20.179 | 57.02 | 17.0678 | 75.02 | 26.2103 | 62.96 | 18.6494 | 59 | 18.927 | 59 | 17.6997 | 42.8 | 14.6579 | 66.02 | 20.309 | 62.96 | 19.685 | 2468 | #N/A | #N/A
| 44.6 | 16.1558 | 60.98 | 18.9089 | 59 | 18.0315 | 62.6 | 20.093 | 66.92 | 21.0889 | 51.98 | 19.8123 | 50 | 19.6825 | 53.06 | 16.7941 | 73.94 | 25.9446 | 60.08 | 17.8101 | 57.2 | 19.625 | 55.04 | 16.7455 | 42.8 | 14.9865 | 62.96 | 19.9395 | 60.98 | 19.4103 | 2469 | #N/A | #N/A
| 42.98 | 15.5028 | 59 | 17.8895 | 57.02 | 17.3942 | 60.08 | 19.1686 | 62.06 | 18.9907 | 53.06 | 20.6496 | 48.2 | 18.7854 | 51.08 | 17.6333 | 73.04 | 25.7267 | 57.02 | 18.0929 | 51.8 | 18.7435 | 51.98 | 16.8843 | 42.8 | 14.9865 | 60.98 | 19.29 | 57.02 | 18.454 | 2470 | #N/A | #N/A
| 42.08 | 15.5104 | 57.02 | 17.4116 | 57.02 | 17.3942 | 58.28 | 18.6654 | 60.08 | 18.5119 | 53.06 | 20.6488 | 48.02 | 18.354 | 50 | 18.2721 | 71.96 | 25.1862 | 55.04 | 19.2792 | 48.2 | 18.3245 | 50 | 17.82 | 39.2 | 14.1155 | 59 | 18.6146 | 55.94 | 18.1949 | 2471 | #N/A | #N/A
| 42.98 | 15.9179 | 55.04 | 18.6146 | 53.96 | 18.7632 | 58.1 | 18.9001 | 57.92 | 18.1741 | 51.98 | 20.4355 | 48.02 | 18.2969 | 48.92 | 18.2802 | 71.06 | 25.2415 | 53.06 | 18.3093 | 48.2 | 18.3245 | 48.92 | 18.0281 | 39.2 | 14.4654 | 57.92 | 18.5519 | 55.04 | 18.3711 | 2472 | #N/A | #N/A
| 44.06 | 16.4211 | 55.94 | 18.6094 | 53.96 | 18.5263 | 56.48 | 18.6539 | 55.94 | 18.4328 | 51.98 | 20.4355 | 48.92 | 18.2788 | 50 | 18.5435 | 69.98 | 24.98 | 51.98 | 18.2925 | 50 | 18.7614 | 48.92 | 18.3002 | 41 | 14.9011 | 57.02 | 18.719 | 53.96 | 18.1126 | 2473 | #N/A | #N/A
| 44.96 | 16.8903 | 55.94 | 18.6134 | 53.96 | 18.5263 | 55.4 | 18.7351 | 57.02 | 18.6991 | 53.06 | 21.0298 | 48.92 | 18.2788 | 51.08 | 19.0425 | 69.08 | 25.1028 | 53.96 | 19.0263 | 50 | 18.7614 | 51.08 | 18.8301 | 42.8 | 15.7103 | 57.92 | 19.125 | 53.96 | 18.1161 | 2474 | #N/A | #N/A
| 42.98 | 16.1576 | 55.94 | 18.8454 | 53.96 | 19.2438 | 55.76 | 20.2448 | 57.02 | 18.887 | 53.96 | 21.5926 | 44.96 | 15.3674 | 51.98 | 19.5515 | 64.94 | 24.0964 | 55.04 | 19.7801 | 50 | 19.2448 | 51.98 | 19.283 | 42.8 | 15.7103 | 57.02 | 19.5798 | 53.96 | 18.9954 | 2475 | #N/A | #N/A
| 39.92 | 14.7568 | 57.02 | 19.8038 | 55.04 | 19.7815 | 55.58 | 20.6961 | 57.92 | 19.7751 | 51.08 | 19.9498 | 44.06 | 14.9542 | 53.96 | 20.596 | 68 | 25.1944 | 55.04 | 19.7852 | 53.6 | 20.6342 | 53.06 | 20.0903 | 42.8 | 15.7103 | 55.04 | 20.0835 | 55.04 | 20.0282 | 2476 | #N/A | #N/A
| 44.06 | 16.1801 | 57.92 | 20.5168 | 55.04 | 19.7815 | 54.5 | 20.436 | 59 | 21.0187 | 50 | 19.3341 | 44.06 | 14.7973 | 53.06 | 20.6495 | 66.02 | 25.0168 | 57.02 | 21.0434 | 53.6 | 21.1815 | 57.02 | 21.9676 | 39.2 | 14.8383 | 55.04 | 20.3764 | 55.04 | 20.8297 | 2477 | #N/A | #N/A
| 42.98 | 15.9184 | 57.92 | 21.2933 | 55.94 | 21.0882 | 54.86 | 20.8324 | 57.92 | 21.6108 | 48.2 | 18.7898 | 44.06 | 14.6141 | 55.04 | 21.1837 | 64.04 | 24.5378 | 57.92 | 21.8418 | 53.6 | 21.1815 | 57.02 | 21.9725 | 39.2 | 14.4654 | 55.04 | 20.3764 | 55.04 | 21.1535 | 2478 | #N/A | #N/A
| 42.98 | 15.9173 | 57.92 | 21.6058 | 57.92 | 22.5103 | 55.4 | 21.2842 | 57.92 | 21.8808 | 50 | 19.3776 | 44.06 | 14.6122 | 57.2 | 22.6225 | 62.96 | 24.276 | 57.92 | 21.8755 | 53.6 | 21.1815 | 57.02 | 22.0185 | 39.2 | 14.4654 | 55.94 | 20.8465 | 55.94 | 21.6454 | 2479 | #N/A | #N/A
| 44.06 | 16.4205 | 60.08 | 22.7291 | 57.92 | 22.5103 | 55.4 | 21.1045 | 59 | 22.4725 | 50 | 19.6872 | 44.06 | 14.6122 | 55.04 | 21.8138 | 59 | 23.0116 | 60.98 | 23.5558 | 59 | 23.0783 | 57.92 | 22.583 | 41 | 14.9011 | 53.96 | 18.3971 | 55.94 | 21.6412 | 2480 | #N/A | #N/A
| 44.96 | 16.6352 | 59 | 22.4563 | 59 | 23.057 | 49.64 | 18.2469 | 59 | 22.1276 | 51.08 | 20.2167 | 44.06 | 14.6058 | 55.04 | 21.8598 | 57.02 | 22.5309 | 60.98 | 23.9621 | 55.4 | 22.2015 | 57.92 | 22.8806 | 41 | 15.2743 | 51.08 | 17.8913 | 53.96 | 20.5992 | 2481 | #N/A | #N/A
| 48.02 | 17.3746 | 55.94 | 21.3712 | 60.08 | 23.0149 | 48.38 | 18.5347 | 55.04 | 21.1599 | 51.08 | 20.2167 | 46.04 | 15.4179 | 55.94 | 22.079 | 64.04 | 24.9216 | 60.08 | 23.3233 | 53.6 | 21.1815 | 57.92 | 23.2498 | 42.8 | 15.7103 | 51.08 | 18.3808 | 50 | 19.328 | 2482 | #N/A | #N/A
| 50 | 17.6114 | 55.04 | 21.1492 | 60.08 | 23.0149 | 50.9 | 18.8182 | 53.96 | 20.8902 | 53.06 | 21.0298 | 48.02 | 16.09 | 57.92 | 22.8032 | 68 | 25.8896 | 57.92 | 22.8482 | 53.6 | 21.1815 | 59 | 23.454 | 44.6 | 16.1464 | 51.98 | 18.5989 | 48.92 | 18.2514 | 2483 | #N/A | #N/A
| 53.06 | 17.9304 | 55.94 | 20.7896 | 57.92 | 21.8122 | 52.88 | 19.0238 | 55.94 | 20.2536 | 55.94 | 21.3987 | 48.92 | 15.9559 | 59 | 23.061 | 71.06 | 26.9665 | 57.92 | 22.7892 | 57.2 | 22.6398 | 57.92 | 23.2498 | 44.6 | 16.1464 | 53.96 | 18.8238 | 50 | 18.0267 | 2484 | #N/A | #N/A
| 57.02 | 18.4957 | 57.92 | 20.2253 | 57.92 | 19.9795 | 55.22 | 19.2866 | 57.92 | 19.5168 | 60.08 | 22.6898 | 50 | 16.0356 | 59 | 22.8241 | 71.96 | 27.1847 | 57.92 | 19.9871 | 51.8 | 20.7435 | 57.02 | 22.3639 | 46.4 | 16.5824 | 57.92 | 18.9303 | 51.98 | 18.0512 | 2485 | #N/A | #N/A
| 55.94 | 18.2353 | 62.06 | 19.9146 | 60.98 | 19.8124 | 59.36 | 19.3473 | 60.98 | 19.0776 | 59 | 22.4269 | 50 | 16.0356 | 60.98 | 22.3086 | 71.96 | 26.8576 | 60.98 | 19.8189 | 51.8 | 20.1966 | 60.98 | 22.3263 | 48.2 | 16.6441 | 62.06 | 19.1953 | 55.94 | 18.779 | 2486 | #N/A | #N/A
| 51.98 | 17.8963 | 62.96 | 19.2137 | 62.06 | 19.3187 | 62.78 | 18.9497 | 64.94 | 19.4946 | 60.98 | 22.9145 | 51.08 | 16.4809 | 60.98 | 21.2299 | 73.94 | 26.9699 | 64.04 | 19.4615 | 55.4 | 21.6195 | 60.08 | 21.2605 | 46.4 | 16.2084 | 64.94 | 19.0172 | 59 | 18.0154 | 2487 | #N/A | #N/A
| 50 | 17.0056 | 62.96 | 19.2161 | 62.96 | 19.7348 | 65.12 | 19.0877 | 66.02 | 19.4155 | 60.98 | 23.261 | 50 | 16.0404 | 64.04 | 20.7953 | 75.02 | 26.575 | 64.04 | 19.4631 | 60.8 | 21.8682 | 64.04 | 19.82 | 48.2 | 16.6441 | 66.92 | 19.1913 | 59 | 18.0162 | 2488 | #N/A | #N/A
| 51.98 | 17.4848 | 62.96 | 19.2177 | 62.96 | 19.7348 | 66.2 | 19.0964 | 66.92 | 19.0275 | 57.92 | 22.1764 | 51.08 | 16.1057 | 66.92 | 20.3494 | 73.94 | 25.9758 | 64.94 | 19.6826 | 60.8 | 21.3826 | 66.02 | 19.5982 | 48.2 | 16.2929 | 66.02 | 18.8204 | 60.98 | 18.1565 | 2489 | #N/A | #N/A
| 51.08 | 16.6892 | 64.94 | 19.4992 | 64.94 | 19.6804 | 66.2 | 18.9406 | 66.92 | 18.9053 | 55.94 | 21.3658 | 48.92 | 15.7822 | 66.02 | 19.0924 | 73.04 | 25.7604 | 66.02 | 19.5875 | 64.4 | 20.5883 | 64.94 | 19.0076 | 50 | 16.3989 | 64.94 | 18.2955 | 62.06 | 17.8199 | 2490 | #N/A | #N/A
| 51.98 | 16.5647 | 64.94 | 19.3398 | 64.04 | 19.2652 | 64.4 | 18.6666 | 66.02 | 18.6883 | 53.96 | 20.6204 | 48.02 | 15.3695 | 60.98 | 20.5008 | 73.04 | 26.4648 | 64.94 | 19.3278 | 62.6 | 20.5308 | 64.94 | 19.0093 | 51.8 | 16.8341 | 64.94 | 18.5632 | 60.98 | 17.6879 | 2491 | #N/A | #N/A
| 53.06 | 17.0057 | 64.04 | 19.2821 | 64.04 | 19.2652 | 63.14 | 18.3087 | 64.04 | 18.2106 | 55.04 | 21.1501 | 48.02 | 15.3695 | 55.94 | 19.5311 | 71.96 | 26.2039 | 64.04 | 18.7813 | 57.2 | 20.9937 | 60.08 | 20.5472 | 48.2 | 15.9636 | 64.04 | 18.3462 | 60.08 | 17.6303 | 2492 | #N/A | #N/A
| 50 | 15.8803 | 62.96 | 17.806 | 62.06 | 18.7868 | 60.98 | 18.1222 | 62.96 | 17.9496 | 53.96 | 20.8898 | 44.06 | 14.6074 | 55.94 | 19.5293 | 69.98 | 25.7214 | 62.06 | 18.7917 | 55.4 | 20.5565 | 57.02 | 20.2934 | 48.2 | 15.9636 | 62.06 | 17.8684 | 57.92 | 17.2479 | 2493 | #N/A | #N/A
| 46.94 | 15.1358 | 57.92 | 17.1442 | 60.98 | 18.5244 | 57.38 | 17.1088 | 59 | 17.575 | 53.06 | 20.6717 | 39.02 | 13.3876 | 53.96 | 19.2649 | 68 | 25.2371 | 59 | 18.2504 | 53.6 | 20.6342 | 55.04 | 19.8117 | 44.6 | 15.422 | 59 | 17.2846 | 57.02 | 16.8907 | 2494 | #N/A | #N/A
| 46.04 | 14.7554 | 55.94 | 17.5194 | 60.98 | 18.5244 | 56.12 | 17.1558 | 55.94 | 16.9799 | 53.96 | 20.9171 | 37.94 | 13.125 | 51.08 | 18.8328 | 66.92 | 24.6188 | 53.96 | 17.945 | 51.8 | 19.682 | 53.96 | 19.276 | 44.6 | 15.0931 | 59 | 17.2827 | 55.04 | 16.2526 | 2495 | #N/A | #N/A
| 44.96 | 13.9989 | 53.96 | 17.2238 | 59 | 18.043 | 56.66 | 17.0167 | 53.96 | 16.8432 | 55.04 | 21.5116 | 37.94 | 13.1274 | 51.08 | 18.8302 | 68 | 24.8761 | 55.04 | 17.8263 | 50 | 18.7614 | 51.98 | 18.5781 | 44.6 | 15.422 | 57.92 | 17.0213 | 53.96 | 15.8647 | 2496 | #N/A | #N/A
| 44.06 | 13.6488 | 51.08 | 16.6851 | 51.98 | 17.2477 | 52.34 | 16.274 | 51.98 | 16.3649 | 53.96 | 20.9171 | 37.04 | 12.5606 | 51.08 | 18.5632 | 66.02 | 24.3939 | 51.08 | 17.6529 | 50 | 18.307 | 51.08 | 18.1083 | 44.6 | 15.0931 | 55.04 | 16.4619 | 53.06 | 15.6475 | 2497 | #N/A | #N/A
| 42.98 | 13.3859 | 48.92 | 16.1637 | 51.98 | 17.2477 | 47.84 | 15.6343 | 50 | 15.887 | 53.96 | 20.8969 | 37.04 | 12.5606 | 50 | 18.3063 | 66.02 | 24.7528 | 48.92 | 17.1319 | 50 | 18.307 | 50 | 18.1028 | 42.8 | 14.9865 | 51.08 | 16.003 | 51.08 | 15.1704 | 2498 | #N/A | #N/A
| 42.08 | 13.3017 | 44.96 | 15.0484 | 55.94 | 16.963 | 47.48 | 15.0073 | 44.96 | 14.6692 | 55.94 | 21.7145 | 37.94 | 12.9372 | 48.92 | 18.0431 | 66.02 | 24.7537 | 44.06 | 15.3399 | 50 | 18.307 | 48.02 | 17.6228 | 42.8 | 14.6579 | 51.98 | 15.4335 | 48.92 | 14.7775 | 2499 | #N/A | #N/A
| 41 | 13.2065 | 50 | 15.3998 | 55.94 | 16.6522 | 50.9 | 15.0716 | 44.96 | 14.512 | 55.04 | 21.4987 | 41 | 13.8727 | 46.94 | 17.3514 | 64.04 | 24.5765 | 41 | 14.4336 | 50 | 17.4791 | 51.08 | 17.4527 | 42.8 | 14.9865 | 53.06 | 15.2941 | 48.92 | 14.7793 | 2500 | #N/A | #N/A
| 41 | 13.6864 | 48.92 | 14.6855 | 55.94 | 16.6522 | 36.68 | 12.4327 | 42.98 | 13.8539 | 53.06 | 21.0194 | 42.08 | 14.4725 | 51.98 | 16.7453 | 64.94 | 25.1859 | 42.08 | 15.4801 | 48.2 | 16.6672 | 51.98 | 16.7548 | 42.8 | 14.9865 | 48.92 | 14.2974 | 48.02 | 14.437 | 2501 | #N/A | #N/A
| 37.94 | 12.9442 | 42.98 | 13.7091 | 51.98 | 15.6994 | 33.98 | 11.8038 | 42.98 | 14.0368 | 53.96 | 21.2401 | 42.08 | 14.3162 | 50 | 15.727 | 66.02 | 25.4508 | 41 | 14.995 | 42.8 | 15.3601 | 48.92 | 15.6342 | 41 | 14.551 | 44.06 | 13.4026 | 48.02 | 14.2914 | 2502 | #N/A | #N/A
| 39.92 | 13.9543 | 46.04 | 14.145 | 50 | 15.2206 | 33.62 | 11.6263 | 46.04 | 14.593 | 53.96 | 21.2487 | 42.08 | 14.4712 | 48.02 | 15.0661 | 64.04 | 25.3033 | 39.92 | 14.5514 | 39.2 | 14.4888 | 41 | 13.9181 | 41 | 14.551 | 42.08 | 13.3364 | 48.02 | 14.1522 | 2503 | #N/A | #N/A
| 41 | 14.5732 | 44.96 | 13.8835 | 50 | 15.2206 | 34.7 | 12.0702 | 42.98 | 13.5401 | 51.98 | 20.1685 | 42.08 | 14.4712 | 48.02 | 15.0658 | 62.96 | 25.0462 | 39.02 | 14.1243 | 39.2 | 13.8077 | 42.98 | 14.3957 | 41 | 14.551 | 42.08 | 12.9244 | 46.94 | 13.8918 | 2504 | #N/A | #N/A
| 42.98 | 15.2526 | 44.06 | 13.9657 | 51.08 | 15.192 | 33.62 | 11.3998 | 42.08 | 13.8158 | 51.98 | 20.4355 | 44.06 | 15.1394 | 48.92 | 15.1364 | 64.04 | 25.7191 | 39.02 | 14.3306 | 44.6 | 14.8032 | 48.02 | 15.2554 | 41 | 14.9011 | 48.92 | 14.2956 | 48.02 | 14.0397 | 2505 | #N/A | #N/A
| 44.96 | 15.7279 | 51.98 | 15.8767 | 53.96 | 16.0396 | 45.5 | 14.9063 | 50 | 15.5445 | 53.06 | 21.3735 | 46.04 | 15.7844 | 53.06 | 16.134 | 60.98 | 25.763 | 53.06 | 16.2732 | 48.2 | 15.6731 | 53.06 | 16.2881 | 42.8 | 15.3369 | 51.98 | 14.9238 | 50 | 14.6263 | 2506 | #N/A | #N/A
| 46.94 | 16.3862 | 57.92 | 17.007 | 53.96 | 16.0396 | 53.42 | 15.6281 | 57.02 | 16.924 | 53.96 | 21.5926 | 48.02 | 16.4706 | 57.92 | 17.3074 | 60.98 | 25.672 | 57.92 | 16.9988 | 55.4 | 17.0845 | 57.92 | 17.315 | 42.8 | 15.3369 | 55.94 | 16.1204 | 51.98 | 15.102 | 2507 | #N/A | #N/A
| 48.92 | 17.0835 | 60.98 | 17.7437 | 60.08 | 17.5134 | 57.56 | 16.4848 | 60.08 | 17.527 | 57.92 | 22.8684 | 48.92 | 16.3117 | 62.06 | 18.1368 | 64.04 | 26.5312 | 60.08 | 17.3638 | 59 | 17.3672 | 62.06 | 18.0087 | 44.6 | 16.1464 | 59 | 16.7216 | 55.4 | 15.8538 | 2508 | #N/A | #N/A
| 51.08 | 17.7993 | 62.96 | 17.5584 | 62.06 | 17.8371 | 60.62 | 17.1315 | 62.96 | 17.6667 | 57.02 | 22.3572 | 48.92 | 16.3113 | 66.02 | 18.8025 | 64.94 | 27.1367 | 62.96 | 17.7939 | 60.8 | 17.5403 | 62.96 | 18.2249 | 44.6 | 15.7726 | 62.96 | 17.5678 | 57.92 | 16.0738 | 2509 | #N/A | #N/A
| 51.08 | 17.6066 | 64.04 | 17.482 | 62.06 | 17.8371 | 62.6 | 17.1205 | 64.04 | 17.6953 | 57.92 | 22.5569 | 48.92 | 16.3113 | 64.94 | 18.1414 | 64.04 | 26.931 | 64.94 | 17.9051 | 60.8 | 17.8015 | 62.06 | 17.7287 | 46.4 | 16.2084 | 64.94 | 18.0454 | 60.08 | 16.3083 | 2510 | #N/A | #N/A
| 51.98 | 17.0457 | 66.02 | 17.9589 | 66.02 | 18.0635 | 66.2 | 18.1792 | 64.04 | 17.4823 | 60.08 | 23.1207 | 50 | 15.5084 | 66.02 | 18.6788 | 64.4 | 26.5797 | 66.02 | 17.8627 | 60.8 | 17.5403 | 62.06 | 17.587 | 46.4 | 16.5824 | 66.02 | 17.8763 | 60.98 | 16.4268 | 2511 | #N/A | #N/A
| 51.08 | 16.632 | 66.02 | 17.8684 | 57.92 | 17.7802 | 66.2 | 18.1792 | 64.94 | 17.9121 | 60.08 | 23.1259 | 50 | 15.6887 | 66.92 | 18.8955 | 66.02 | 27.4333 | 66.92 | 18.0798 | 60.8 | 17.2986 | 62.06 | 18.0068 | 46.4 | 16.2084 | 69.08 | 18.6137 | 62.06 | 16.7842 | 2512 | #N/A | #N/A
| 50 | 16.373 | 66.02 | 17.8795 | 57.92 | 17.7802 | 67.28 | 18.4813 | 64.04 | 17.6944 | 57.92 | 22.6096 | 48.92 | 15.9633 | 68 | 18.3426 | 64.04 | 27.2477 | 66.92 | 17.7973 | 62.6 | 17.7326 | 62.06 | 17.4516 | 48.2 | 16.6441 | 66.92 | 18.183 | 62.96 | 17.4041 | 2513 | #N/A | #N/A
| 50 | 16.7361 | 64.94 | 17.811 | 66.2 | 18.1601 | 66.2 | 18.1792 | 64.04 | 17.5945 | 57.92 | 22.9163 | 46.94 | 15.6974 | 69.08 | 18.6025 | 55.04 | 22.3475 | 66.92 | 18.0783 | 64.4 | 17.5454 | 62.06 | 17.4511 | 51.8 | 17.5156 | 68 | 18.5572 | 62.06 | 16.8685 | 2514 | #N/A | #N/A
| 48.92 | 16.4758 | 64.04 | 17.3886 | 64.94 | 17.687 | 66.2 | 18.3868 | 64.04 | 17.8156 | 57.02 | 22.7016 | 46.04 | 15.2672 | 68 | 18.3403 | 44.96 | 16.832 | 66.92 | 18.1679 | 64.4 | 17.7362 | 60.08 | 16.9711 | 51.8 | 17.1639 | 66.2 | 18.1813 | 62.06 | 17.0682 | 2515 | #N/A | #N/A
| 48.92 | 16.6834 | 62.96 | 17.2171 | 64.94 | 17.687 | 65.3 | 17.8254 | 62.06 | 17.1141 | 57.02 | 22.7061 | 46.04 | 15.2672 | 66.92 | 18.1687 | 41 | 15.1806 | 64.94 | 17.5983 | 60.8 | 16.8689 | 57.92 | 16.7246 | 50 | 16.7284 | 66.92 | 18.09 | 60.98 | 16.9227 | 2516 | #N/A | #N/A
| 46.04 | 16.1638 | 60.08 | 16.4316 | 62.06 | 17.1026 | 62.96 | 17.3556 | 60.08 | 16.5218 | 55.94 | 22.7391 | 44.06 | 14.2545 | 57.92 | 17.1264 | 39.92 | 14.8761 | 62.06 | 16.9928 | 57.2 | 16.2077 | 55.94 | 16.3677 | 48.2 | 16.2929 | 62.96 | 17.3391 | 57.92 | 15.9741 | 2517 | #N/A | #N/A
| 44.06 | 15.9045 | 55.94 | 15.6347 | 60.08 | 16.5105 | 58.64 | 16.4123 | 55.94 | 15.7329 | 57.02 | 23.0024 | 42.98 | 13.8136 | 53.06 | 16.2617 | 37.04 | 13.4057 | 59 | 16.2534 | 53.6 | 15.5629 | 51.08 | 15.4793 | 46.4 | 16.2084 | 57.92 | 16.2215 | 55.94 | 15.3887 | 2518 | #N/A | #N/A
| 42.08 | 15.1946 | 55.04 | 15.109 | 60.08 | 16.5105 | 52.16 | 14.9725 | 53.96 | 14.9519 | 55.94 | 22.3713 | 42.08 | 13.4519 | 51.08 | 15.9593 | 33.08 | 11.7498 | 57.02 | 15.773 | 48.2 | 15.3456 | 46.94 | 14.7859 | 44.6 | 15.7726 | 53.96 | 15.2644 | 53.96 | 15.016 | 2519 | #N/A | #N/A
| 42.08 | 15.4208 | 51.08 | 14.1531 | 55.94 | 15.5076 | 51.08 | 15.0706 | 53.96 | 14.9782 | 55.04 | 22.1521 | 42.08 | 13.595 | 44.06 | 14.7928 | 33.08 | 11.5516 | 55.04 | 15.1017 | 44.6 | 15.1132 | 41 | 13.3475 | 42.8 | 15.3369 | 55.04 | 15.5212 | 51.08 | 14.413 | 2520 | #N/A | #N/A
| 42.98 | 16.0689 | 51.08 | 13.8864 | 53.06 | 14.6206 | 48.56 | 13.9561 | 50 | 13.8103 | 55.94 | 22.8318 | 42.98 | 13.8129 | 41 | 14.0503 | 30.92 | 10.8819 | 51.08 | 14.1463 | 44.6 | 14.8032 | 37.04 | 12.3892 | 42.8 | 15.3369 | 48.92 | 14.4101 | 48.92 | 13.5121 | 2521 | #N/A | #N/A
| 42.98 | 16.0706 | 48.92 | 13.5484 | 53.06 | 14.6206 | 47.12 | 13.4719 | 48.02 | 13.5165 | 55.94 | 22.7391 | 42.98 | 13.8129 | 39.02 | 13.3881 | 30.02 | 10.4941 | 48.92 | 13.8162 | 46.4 | 14.9109 | 39.92 | 13.4185 | 42.8 | 15.3369 | 48.92 | 14.1674 | 48.02 | 13.2021 | 2522 | #N/A | #N/A
| 42.98 | 15.8301 | 46.94 | 13.1529 | 50 | 14.0725 | 43.52 | 12.5811 | 48.02 | 13.6052 | 53.96 | 21.5926 | 42.98 | 13.993 | 35.06 | 12.4281 | 28.94 | 10.0974 | 48.02 | 13.4075 | 44.6 | 13.6332 | 35.96 | 12.3042 | 42.8 | 15.7103 | 44.06 | 13.1002 | 46.04 | 12.725 | 2523 | #N/A | #N/A
| 42.98 | 16.0684 | 42.98 | 12.3012 | 46.94 | 13.4467 | 40.82 | 12.1051 | 44.06 | 12.6505 | 46.04 | 17.1577 | 42.98 | 13.993 | 35.06 | 12.2323 | 28.04 | 9.7237 | 39.02 | 12.1368 | 39.2 | 12.5899 | 35.06 | 11.4649 | 41 | 15.2743 | 39.92 | 12.2361 | 46.04 | 12.7246 | 2524 | #N/A | #N/A
| 42.98 | 15.8306 | 41 | 12.025 | 46.94 | 13.4467 | 32.9 | 10.6331 | 42.08 | 12.2854 | 42.08 | 15.5346 | 42.98 | 14.3448 | 33.98 | 11.9685 | 28.04 | 9.2085 | 37.04 | 11.7783 | 39.2 | 12.5899 | 30.92 | 10.3123 | 39.2 | 14.8383 | 37.04 | 12.0874 | 44.96 | 12.4643 | 2525 | #N/A | #N/A
| 37.04 | 13.5916 | 37.04 | 11.5258 | 42.98 | 13.2061 | 30.92 | 10.2249 | 37.94 | 11.5057 | 42.08 | 15.283 | 44.06 | 14.4099 | 33.08 | 11.5952 | 28.04 | 9.205 | 32 | 10.4416 | 41 | 13.0242 | 30.02 | 10.095 | 39.2 | 14.4654 | 33.98 | 10.9424 | 44.06 | 12.2477 | 2526 | #N/A | #N/A
| 35.06 | 12.7537 | 35.06 | 10.6882 | 42.08 | 14.1076 | 29.12 | 9.7662 | 35.96 | 11.2657 | 39.92 | 14.368 | 44.06 | 14.6046 | 32 | 11.1555 | 28.04 | 9.0829 | 30.92 | 10.1806 | 39.2 | 12.3309 | 28.04 | 9.6181 | 39.2 | 14.8383 | 33.08 | 10.7235 | 44.06 | 12.2473 | 2527 | #N/A | #N/A
| 35.6 | 13.2528 | 32 | 10.0708 | 42.08 | 14.1076 | 28.94 | 9.7929 | 35.96 | 11.132 | 37.94 | 13.7198 | 44.06 | 14.6046 | 30.02 | 10.5314 | 26.06 | 8.3908 | 30.02 | 9.9615 | 39.2 | 12.5899 | 28.94 | 9.8323 | 39.2 | 14.8383 | 32 | 10.3224 | 39.92 | 11.2496 | 2528 | #N/A | #N/A
| 42.8 | 16.1184 | 33.98 | 10.9212 | 46.04 | 13.9384 | 28.76 | 9.6043 | 35.96 | 11.5208 | 35.06 | 12.2897 | 44.06 | 14.4062 | 30.92 | 10.8887 | 24.08 | 7.5218 | 33.98 | 11.3153 | 32 | 10.5944 | 32 | 10.8495 | 41 | 15.6719 | 32 | 10.7321 | 44.96 | 12.4614 | 2529 | #N/A | #N/A
| 46.04 | 17.0553 | 46.04 | 13.8286 | 48.92 | 14.373 | 39.02 | 12.3184 | 42.98 | 13.0916 | 35.06 | 12.2897 | 46.04 | 14.883 | 46.04 | 15.404 | 24.98 | 7.5723 | 42.98 | 13.7942 | 41 | 13.3043 | 46.04 | 14.8821 | 42.8 | 16.1083 | 41 | 13.0337 | 48.02 | 13.3854 | 2530 | #N/A | #N/A
| 46.4 | 17.416 | 50 | 13.8834 | 48.92 | 14.373 | 46.58 | 13.7417 | 48.92 | 14.3849 | 35.96 | 11.7206 | 48.02 | 15.2036 | 51.08 | 14.7679 | 26.96 | 8.1185 | 50 | 14.6372 | 48.2 | 14.261 | 50 | 14.2851 | 44.6 | 16.5446 | 48.02 | 14.3213 | 48.02 | 13.4691 | 2531 | #N/A | #N/A
| 48.02 | 17.7497 | 53.06 | 14.2847 | 51.08 | 14.1344 | 51.44 | 14.3933 | 53.06 | 14.5392 | 39.02 | 12.2798 | 48.02 | 15.2026 | 53.06 | 15.225 | 28.04 | 8.3765 | 53.96 | 14.6565 | 51.8 | 14.7007 | 51.08 | 14.3353 | 48.2 | 17.0184 | 53.96 | 14.9497 | 50 | 13.8611 | 2532 | #N/A | #N/A
| 51.08 | 18.4943 | 53.06 | 14.5389 | 51.08 | 14.3252 | 55.76 | 15.5646 | 55.94 | 15.3154 | 39.92 | 11.9914 | 48.92 | 15.5753 | 55.04 | 15.6611 | 28.94 | 8.5907 | 55.94 | 15.2274 | 51.8 | 14.5109 | 53.06 | 14.7237 | 50 | 17.4544 | 55.94 | 15.4273 | 51.98 | 14.2416 | 2533 | #N/A | #N/A
| 51.98 | 18.9824 | 53.06 | 14.5392 | 51.08 | 14.3252 | 58.28 | 15.8212 | 57.92 | 15.8958 | 42.98 | 12.3948 | 48.92 | 15.5753 | 57.02 | 16.0139 | 30.92 | 9.1561 | 59 | 15.8716 | 51.8 | 14.0253 | 55.04 | 15.2013 | 51.8 | 17.8904 | 59 | 16.0627 | 55.94 | 15.3768 | 2534 | #N/A | #N/A
| 53.06 | 18.9867 | 55.94 | 15.1404 | 53.06 | 15.1357 | 60.98 | 16.678 | 59 | 16.1577 | 44.96 | 12.9807 | 50 | 15.5005 | 57.02 | 16.0139 | 33.08 | 9.8525 | 60.08 | 16.6127 | 53.6 | 15.1344 | 55.94 | 15.1414 | 53.6 | 18.3264 | 62.96 | 17.2118 | 57.02 | 15.6386 | 2535 | #N/A | #N/A
| 53.06 | 18.9923 | 51.98 | 14.5557 | 51.08 | 14.8989 | 64.04 | 17.2776 | 60.08 | 16.3166 | 44.96 | 12.7779 | 51.98 | 15.5365 | 55.94 | 16.1218 | 35.06 | 10.5226 | 60.98 | 16.3513 | 53.6 | 15.1344 | 60.08 | 16.4186 | 53.6 | 19.1517 | 64.94 | 17.6004 | 60.08 | 16.3768 | 2536 | #N/A | #N/A
| 53.06 | 19.2598 | 51.08 | 14.7794 | 51.08 | 14.8989 | 65.12 | 17.8468 | 62.06 | 16.989 | 46.04 | 12.9345 | 50 | 14.786 | 55.94 | 15.7537 | 37.04 | 10.8036 | 64.04 | 17.369 | 53.6 | 14.9444 | 55.94 | 15.6241 | 55.4 | 19.5883 | 66.92 | 18.0795 | 62.06 | 17.0546 | 2537 | #N/A | #N/A
| 53.06 | 19.496 | 51.08 | 15.0552 | 50 | 15.6785 | 66.2 | 18.3868 | 60.08 | 16.6267 | 46.04 | 13.0353 | 51.98 | 14.7638 | 53.96 | 15.2766 | 37.94 | 11.0196 | 64.04 | 17.4605 | 55.4 | 15.568 | 55.94 | 15.8459 | 53.6 | 19.1517 | 68 | 18.6448 | 62.96 | 17.0741 | 2538 | #N/A | #N/A
| 51.08 | 19.0207 | 51.08 | 15.1788 | 51.98 | 16.5129 | 65.3 | 17.932 | 57.02 | 15.7774 | 44.96 | 13.1942 | 51.98 | 15.2656 | 53.06 | 14.7563 | 39.02 | 11.279 | 60.08 | 16.6191 | 55.4 | 15.568 | 55.04 | 15.5075 | 53.6 | 19.1517 | 66.02 | 17.7615 | 64.04 | 17.4417 | 2539 | #N/A | #N/A
| 51.08 | 19.03 | 50 | 15.5182 | 51.98 | 16.5129 | 61.52 | 17.023 | 55.94 | 15.7297 | 44.06 | 12.756 | 51.98 | 15.2656 | 51.08 | 14.7067 | 39.02 | 11.2785 | 57.02 | 15.9803 | 53.6 | 15.5629 | 53.06 | 14.6287 | 51.8 | 18.7151 | 62.96 | 17.3334 | 60.98 | 16.514 | 2540 | #N/A | #N/A
| 50 | 18.7745 | 55.04 | 16.2928 | 55.04 | 15.5024 | 58.1 | 16.1036 | 53.96 | 16.0349 | 41 | 12.1134 | 46.94 | 14.3242 | 48.92 | 14.5711 | 37.04 | 10.7176 | 53.06 | 14.6256 | 51.8 | 14.9063 | 48.92 | 13.8252 | 50 | 18.2785 | 60.08 | 16.5275 | 55.94 | 15.3015 | 2541 | #N/A | #N/A
| 51.08 | 18.8123 | 53.06 | 15.1591 | 51.08 | 14.9102 | 55.76 | 15.7775 | 55.94 | 15.7322 | 39.02 | 11.6342 | 46.04 | 14.2396 | 44.06 | 14.1243 | 33.98 | 10.0624 | 50 | 13.9913 | 48.2 | 14.5014 | 46.04 | 13.5706 | 48.2 | 17.8419 | 57.02 | 16.0024 | 53.06 | 14.6939 | 2542 | #N/A | #N/A
| 51.08 | 19.0448 | 51.08 | 14.5585 | 51.08 | 14.9102 | 53.42 | 15.1923 | 53.96 | 15.1564 | 37.94 | 11.5976 | 46.94 | 14.4552 | 42.98 | 14.5868 | 30.92 | 9.8507 | 48.02 | 13.715 | 44.6 | 14.4762 | 44.96 | 13.9898 | 48.2 | 17.8419 | 55.04 | 15.6479 | 51.08 | 14.323 | 2543 | #N/A | #N/A
| 51.08 | 19.3318 | 50 | 14.0884 | 48.02 | 13.8111 | 51.62 | 14.8859 | 51.98 | 14.6799 | 37.94 | 11.5951 | 46.94 | 14.9446 | 42.98 | 15.5034 | 28.04 | 9.2623 | 48.02 | 13.7161 | 44.6 | 15.4435 | 44.06 | 14.4229 | 50 | 18.2785 | 51.98 | 15.0188 | 48.92 | 14.1135 | 2544 | #N/A | #N/A
| 51.08 | 19.588 | 48.92 | 13.8289 | 48.02 | 13.9343 | 50 | 14.4324 | 50 | 14.3018 | 37.94 | 11.368 | 46.04 | 15.0803 | 44.96 | 15.7351 | 28.04 | 9.2614 | 48.02 | 14.0431 | 44.6 | 15.4435 | 44.96 | 15.7478 | 48.2 | 18.2939 | 50 | 14.5431 | 48.02 | 14.0252 | 2545 | #N/A | #N/A
| 51.98 | 20.3849 | 48.92 | 13.7415 | 48.02 | 13.9343 | 48.74 | 14.5133 | 50 | 14.2055 | 37.04 | 11.3758 | 46.04 | 15.0803 | 46.04 | 15.6265 | 26.06 | 8.9168 | 46.94 | 14.1805 | 46.4 | 15.879 | 46.04 | 15.4439 | 48.2 | 18.2939 | 50 | 14.8209 | 46.94 | 14.5827 | 2546 | #N/A | #N/A
| 51.98 | 20.7116 | 48.92 | 14.1659 | 48.02 | 15.2152 | 48.38 | 15.1814 | 50 | 14.6697 | 37.04 | 11.6433 | 44.96 | 14.8202 | 46.94 | 16.6291 | 24.98 | 8.5207 | 48.02 | 15.9117 | 46.4 | 15.879 | 46.94 | 15.86 | 48.2 | 18.7748 | 48.92 | 14.8391 | 46.94 | 15.2581 | 2547 | #N/A | #N/A
| 53.06 | 20.9786 | 48.92 | 15.1264 | 48.02 | 16.2741 | 48.38 | 15.9417 | 48.92 | 14.8288 | 37.04 | 11.7619 | 44.06 | 14.6042 | 46.94 | 17.0671 | 24.08 | 8.1956 | 46.94 | 16.2268 | 48.2 | 17.0432 | 46.94 | 16.4224 | 48.2 | 18.7748 | 48.02 | 14.9278 | 48.02 | 16.4548 | 2548 | #N/A | #N/A
| 55.94 | 22.0222 | 48.92 | 15.9959 | 48.02 | 16.2741 | 48.38 | 16.4087 | 48.92 | 15.461 | 37.04 | 11.5036 | 44.06 | 14.2531 | 48.02 | 17.3357 | 23 | 7.9345 | 46.94 | 16.4127 | 48.2 | 17.4438 | 46.94 | 16.8471 | 48.2 | 18.7748 | 48.92 | 15.8366 | 48.92 | 17.0831 | 2549 | #N/A | #N/A
| 53.6 | 21.738 | 50 | 16.7852 | 48.02 | 16.6737 | 49.28 | 17.1352 | 48.92 | 16.1632 | 37.04 | 11.3703 | 44.06 | 14.0737 | 48.92 | 17.8092 | 23 | 7.811 | 48.92 | 17.1234 | 48.2 | 17.4438 | 48.02 | 17.3557 | 48.2 | 18.7748 | 48.92 | 16.3793 | 50 | 17.5838 | 2550 | #N/A | #N/A
| 53.6 | 21.738 | 50 | 17.1816 | 50 | 17.5779 | 50 | 17.5024 | 50 | 17.0043 | 35.96 | 11.1095 | 44.06 | 14.2527 | 48.92 | 17.8158 | 23 | 7.712 | 50 | 17.585 | 48.2 | 17.8704 | 50 | 17.8419 | 48.2 | 18.7748 | 46.94 | 17.3876 | 51.08 | 18.0498 | 2551 | #N/A | #N/A
| 53.6 | 21.738 | 51.08 | 17.6722 | 50 | 17.5779 | 47.84 | 18.4173 | 51.08 | 17.6774 | 35.96 | 11.24 | 44.06 | 14.2527 | 48.92 | 17.82 | 24.98 | 8.0759 | 51.98 | 18.0659 | 48.2 | 17.8704 | 50 | 17.8454 | 48.2 | 18.7748 | 48.02 | 18.1417 | 48.92 | 18.7827 | 2552 | #N/A | #N/A
| 51.8 | 21.2996 | 50 | 18.1018 | 50 | 18.5577 | 48.2 | 18.8385 | 50 | 18.3243 | 35.96 | 11.2377 | 42.98 | 14.3413 | 51.08 | 18.3437 | 26.96 | 8.1834 | 48.92 | 18.5336 | 48.2 | 17.8704 | 51.08 | 18.3586 | 48.2 | 18.7748 | 48.92 | 18.9209 | 48.92 | 19.0829 | 2553 | #N/A | #N/A
| 53.06 | 21.6057 | 51.08 | 19.3766 | 50 | 19.0805 | 50 | 19.242 | 50 | 19.3696 | 37.94 | 11.8502 | 42.8 | 14.6644 | 50 | 19.3355 | 28.94 | 8.4986 | 50 | 19.3347 | 48.2 | 17.8704 | 48.92 | 18.8434 | 50 | 19.7239 | 48.92 | 18.9209 | 50 | 19.3803 | 2554 | #N/A | #N/A
| 55.04 | 21.7878 | 51.98 | 19.8509 | 50 | 19.0805 | 50 | 19.792 | 51.98 | 20.1919 | 39.92 | 12.3258 | 42.98 | 14.6751 | 51.08 | 20.1775 | 30.92 | 9.0448 | 51.98 | 20.3979 | 50 | 18.7614 | 48.92 | 19.4065 | 48.2 | 17.8419 | 53.6 | 20.6745 | 50 | 19.9593 | 2555 | #N/A | #N/A
| 53.06 | 18.5585 | 53.6 | 20.6274 | 53.06 | 20.989 | 50 | 20.3409 | 53.06 | 21.0313 | 42.98 | 13.1819 | 42.8 | 14.9935 | 51.98 | 21.1148 | 33.98 | 9.781 | 53.06 | 21.0247 | 48.2 | 18.8076 | 51.08 | 20.5731 | 48.2 | 17.4172 | 53.06 | 21.0934 | 51.98 | 20.6922 | 2556 | #N/A | #N/A
| 55.04 | 18.7947 | 53.96 | 21.2515 | 53.6 | 21.7237 | 54.68 | 22.1608 | 53.06 | 21.3998 | 41 | 12.7039 | 44.06 | 15.1265 | 53.06 | 21.3777 | 35.96 | 10.1048 | 55.04 | 21.8504 | 50 | 20.3055 | 53.96 | 21.8861 | 50 | 17.4544 | 55.94 | 22.1195 | 51.98 | 20.697 | 2557 | #N/A | #N/A
| 57.92 | 18.8913 | 55.94 | 22.3804 | 53.96 | 21.8521 | 57.2 | 23.2985 | 55.94 | 22.3854 | 42.98 | 13.4143 | 44.06 | 15.1265 | 53.96 | 21.8705 | 41 | 11.4001 | 57.02 | 22.6134 | 51.8 | 20.7435 | 55.04 | 22.5479 | 51.8 | 17.5156 | 57.02 | 22.6859 | 53.06 | 21.3051 | 2558 | #N/A | #N/A
| 60.08 | 19.4155 | 57.92 | 22.8717 | 59 | 23.7799 | 59 | 23.7372 | 57.02 | 22.6614 | 42.98 | 13.5482 | 44.06 | 15.2938 | 53.96 | 22.261 | 44.06 | 12.2995 | 59 | 23.4724 | 51.8 | 21.3246 | 55.04 | 22.5479 | 53.6 | 17.9513 | 60.08 | 23.4382 | 53.96 | 21.8855 | 2559 | #N/A | #N/A
| 60.08 | 19.2061 | 60.98 | 23.6261 | 60.98 | 23.9527 | 60.26 | 23.8514 | 60.08 | 23.4125 | 42.08 | 13.1971 | 44.06 | 15.2928 | 55.94 | 23.0533 | 46.04 | 12.7768 | 60.08 | 23.375 | 51.8 | 21.3246 | 55.94 | 23.0769 | 53.6 | 17.5993 | 62.06 | 24.3015 | 55.04 | 22.1591 | 2560 | #N/A | #N/A
| 60.98 | 19.058 | 60.98 | 23.3155 | 60.98 | 23.9527 | 65.12 | 24.4897 | 60.98 | 23.328 | 44.06 | 13.5944 | 44.06 | 15.2933 | 57.02 | 23.7197 | 48.02 | 13.3489 | 62.96 | 24.0762 | 51.8 | 21.3246 | 57.92 | 23.5693 | 53.6 | 17.9513 | 64.04 | 23.7644 | 55.94 | 22.3778 | 2561 | #N/A | #N/A
| 60.98 | 18.5167 | 62.06 | 23.6024 | 62.06 | 23.8605 | 64.04 | 24.1114 | 60.98 | 22.995 | 42.98 | 13.4653 | 44.96 | 15.5096 | 57.2 | 23.8953 | 48.02 | 13.3507 | 64.04 | 24.0563 | 51.8 | 21.3246 | 60.08 | 24.4893 | 57.2 | 17.8296 | 66.02 | 24.6008 | 59 | 23.3666 | 2562 | #N/A | #N/A
| 55.94 | 19.0089 | 64.04 | 23.7394 | 62.96 | 23.7833 | 65.3 | 24.4801 | 62.96 | 23.4801 | 42.98 | 13.4662 | 44.06 | 15.2901 | 60.08 | 24.4639 | 48.92 | 13.6504 | 64.04 | 24.058 | 53.6 | 22.3808 | 62.96 | 25.192 | 57.2 | 18.1398 | 64.94 | 24.3396 | 59 | 23.13 | 2563 | #N/A | #N/A
| 51.98 | 17.8509 | 62.96 | 23.1446 | 62.96 | 23.7833 | 64.22 | 23.9797 | 64.04 | 23.1402 | 41 | 12.9891 | 44.06 | 15.2901 | 60.08 | 24.4816 | 48.02 | 13.4343 | 64.94 | 23.9338 | 51.8 | 21.3246 | 60.98 | 24.331 | 57.2 | 17.8296 | 64.94 | 23.9921 | 59 | 22.4294 | 2564 | #N/A | #N/A
| 50 | 16.9627 | 62.96 | 23.143 | 64.04 | 23.3697 | 63.86 | 23.8921 | 62.96 | 22.5641 | 39.02 | 12.3813 | 44.96 | 15.5845 | 57.92 | 23.5594 | 46.04 | 13.0611 | 64.94 | 23.5994 | 51.8 | 21.3246 | 60.08 | 24.1125 | 55.4 | 17.3946 | 64.04 | 23.4365 | 59 | 22.1495 | 2565 | #N/A | #N/A
| 48.02 | 16.2711 | 60.08 | 22.1703 | 62.06 | 22.8841 | 60.26 | 22.6717 | 60.08 | 21.8606 | 37.04 | 11.7552 | 44.06 | 15.1247 | 55.94 | 22.7552 | 42.98 | 12.6258 | 60.98 | 22.6322 | 51.8 | 21.3246 | 57.92 | 23.2625 | 53.6 | 16.6329 | 60.98 | 22.6901 | 57.02 | 21.6673 | 2566 | #N/A | #N/A
| 46.04 | 16.1753 | 59 | 21.5905 | 62.06 | 22.8841 | 57.2 | 21.7593 | 55.94 | 20.8503 | 37.04 | 11.7544 | 44.06 | 15.1238 | 53.96 | 22.2688 | 41 | 12.0497 | 55.94 | 21.1347 | 51.8 | 21.3246 | 55.94 | 23.0933 | 46.4 | 15.8574 | 57.92 | 21.9406 | 55.04 | 21.182 | 2567 | #N/A | #N/A
| 41 | 14.5657 | 57.02 | 21.1086 | 60.98 | 22.6158 | 55.76 | 21.0817 | 55.94 | 20.8481 | 37.04 | 11.9051 | 44.06 | 15.1247 | 51.98 | 21.1169 | 37.94 | 11.5351 | 48.92 | 18.8661 | 51.8 | 21.3246 | 51.98 | 21.4369 | 46.4 | 16.2084 | 57.92 | 21.9397 | 53.96 | 20.5965 | 2568 | #N/A | #N/A
| 39.02 | 13.9185 | 55.94 | 20.8455 | 59 | 21.5548 | 54.68 | 20.1593 | 53.96 | 20.1156 | 37.94 | 12.1245 | 44.96 | 15.3437 | 48.92 | 19.6952 | 35.96 | 11.1655 | 48.02 | 18.3571 | 50 | 20.3055 | 51.8 | 21.3298 | 42.8 | 14.9865 | 59 | 21.0719 | 53.96 | 20.3387 | 2569 | #N/A | #N/A
| 37.04 | 13.246 | 55.04 | 20.3746 | 57.92 | 21.2909 | 53.42 | 19.5626 | 51.08 | 19.1236 | 37.94 | 12.2581 | 44.96 | 15.3437 | 53.06 | 21.3777 | 35.06 | 11.0839 | 44.96 | 17.1107 | 50 | 20.3055 | 50 | 19.9783 | 42.8 | 14.9865 | 57.02 | 20.8793 | 53.06 | 19.5763 | 2570 | #N/A | #N/A
| 37.04 | 13.2439 | 53.96 | 19.8189 | 55.94 | 20.8083 | 46.04 | 17.2321 | 48.92 | 18.5966 | 37.94 | 12.332 | 42.98 | 14.8671 | 50 | 20.2891 | 33.08 | 10.3656 | 44.96 | 17.3787 | 48.2 | 19.3214 | 51.08 | 20.5731 | 44.6 | 15.422 | 55.94 | 20.3238 | 51.98 | 19.3132 | 2571 | #N/A | #N/A
| 35.96 | 12.9806 | 51.08 | 18.8859 | 55.04 | 20.3401 | 41.9 | 15.7314 | 50 | 18.8587 | 37.94 | 12.4994 | 42.98 | 15.0357 | 51.08 | 20.5519 | 32 | 10.2129 | 42.08 | 15.9424 | 48.2 | 19.3214 | 50 | 20.3104 | 37.4 | 13.0445 | 51.08 | 18.9131 | 51.08 | 18.8167 | 2572 | #N/A | #N/A
| 35.06 | 12.6092 | 51.08 | 18.6155 | 55.04 | 20.3401 | 41.36 | 15.4439 | 46.94 | 17.613 | 39.02 | 12.6897 | 42.08 | 15.0268 | 48.02 | 18.9001 | 30.02 | 9.4085 | 42.08 | 16.1937 | 48.2 | 19.3214 | 50 | 19.7141 | 35.6 | 12.6095 | 51.98 | 19.1333 | 50 | 18.3318 | 2573 | #N/A | #N/A
| 33.98 | 12.1656 | 48.92 | 17.8746 | 53.06 | 19.339 | 39.2 | 14.5108 | 46.04 | 17.3954 | 37.94 | 12.4994 | 42.08 | 15.0278 | 48.02 | 18.9001 | 30.02 | 9.4092 | 41 | 15.6806 | 48.2 | 19.3214 | 48.02 | 18.9216 | 35.6 | 12.6095 | 44.06 | 16.4694 | 48.92 | 17.811 | 2574 | #N/A | #N/A
| 35.06 | 12.6031 | 46.94 | 17.3933 | 51.08 | 18.8571 | 37.4 | 14.0752 | 46.04 | 17.3941 | 37.94 | 12.6449 | 42.08 | 15.2044 | 42.98 | 16.4188 | 30.02 | 9.413 | 41 | 15.4387 | 48.2 | 19.3214 | 44.96 | 17.1347 | 37.4 | 13.3522 | 44.96 | 16.6863 | 50 | 18.0724 | 2575 | #N/A | #N/A
| 33.8 | 12.4894 | 46.04 | 17.1726 | 51.08 | 18.8571 | 37.4 | 13.7224 | 44.06 | 16.6937 | 39.02 | 13.0146 | 42.08 | 15.2044 | 41 | 15.6871 | 30.02 | 9.0267 | 37.04 | 13.4992 | 46.4 | 17.8877 | 42.08 | 16.2164 | 35.6 | 12.9169 | 44.06 | 16.467 | 48.02 | 17.5907 | 2576 | #N/A | #N/A
| 44.06 | 15.2935 | 46.94 | 17.6056 | 53.06 | 19.0618 | 37.4 | 13.7224 | 46.04 | 17.3884 | 39.92 | 13.2355 | 42.08 | 15.2798 | 39.02 | 14.7704 | 30.02 | 9.026 | 37.04 | 13.6682 | 46.4 | 18.3704 | 39.02 | 14.7845 | 39.2 | 14.1155 | 42.98 | 15.9656 | 50 | 18.0664 | 2577 | #N/A | #N/A
| 50 | 16.0323 | 55.04 | 19.8397 | 55.94 | 20.0294 | 37.4 | 13.7224 | 51.08 | 19.1133 | 42.08 | 13.9142 | 46.04 | 16.1585 | 53.96 | 20.9151 | 33.08 | 9.8445 | 50 | 19.1178 | 48.2 | 19.3214 | 51.08 | 19.9667 | 44.6 | 15.7726 | 51.08 | 19.1437 | 53.96 | 19.511 | 2578 | #N/A | #N/A
| 51.08 | 16.629 | 57.92 | 20.2656 | 55.94 | 20.0294 | 54.14 | 20.2669 | 55.94 | 20.2951 | 42.98 | 14.3249 | 48.02 | 16.6378 | 60.98 | 22.0458 | 35.96 | 10.844 | 59 | 21.3067 | 55.4 | 21.6195 | 60.08 | 21.8458 | 48.2 | 15.9636 | 59 | 21.3579 | 57.02 | 20.0265 | 2579 | #N/A | #N/A
| 51.08 | 16.4724 | 60.08 | 19.6461 | 57.92 | 20.237 | 61.88 | 22.1998 | 60.08 | 20.5698 | 44.06 | 14.762 | 46.4 | 16.2158 | 64.04 | 22.2468 | 39.02 | 11.8037 | 64.04 | 21.7352 | 60.8 | 21.3826 | 62.06 | 21.2745 | 51.8 | 15.8957 | 66.02 | 22.5354 | 59 | 20.5047 | 2580 | #N/A | #N/A
| 53.06 | 16.2371 | 60.08 | 19.25 | 57.02 | 18.8829 | 67.46 | 22.0066 | 60.98 | 19.1023 | 44.06 | 15.1102 | 48.02 | 16.5358 | 66.92 | 22.7128 | 42.08 | 12.6523 | 66.02 | 22.4866 | 62.6 | 21.3628 | 62.96 | 21.7657 | 53.6 | 16.3302 | 69.08 | 22.0852 | 62.06 | 20.1041 | 2581 | #N/A | #N/A
| 51.98 | 16.5095 | 59 | 19.2065 | 57.02 | 18.8829 | 70.16 | 21.9659 | 60.98 | 19.3059 | 44.96 | 15.1395 | 48.92 | 16.6763 | 66.02 | 23.0237 | 44.06 | 13.1328 | 64.94 | 21.7397 | 64.4 | 21.7994 | 60.98 | 21.2879 | 53.6 | 16.05 | 71.06 | 22.5701 | 64.04 | 21.0146 | 2582 | #N/A | #N/A
| 51.98 | 17.4171 | 59 | 19.2042 | 51.08 | 17.8735 | 72.14 | 22.9494 | 60.98 | 19.8757 | 46.04 | 15.6005 | 50 | 17.1212 | 69.08 | 23.7763 | 46.04 | 13.5038 | 64.94 | 21.4918 | 68 | 23.1301 | 57.92 | 20.278 | 55.4 | 17.0677 | 73.94 | 23.0422 | 66.92 | 20.5229 | 2583 | #N/A | #N/A
| 53.96 | 18.0775 | 57.92 | 19.3639 | 50 | 17.6157 | 73.4 | 22.8357 | 60.08 | 19.891 | 46.04 | 15.7683 | 48.92 | 16.6822 | 69.08 | 23.2542 | 48.02 | 13.9817 | 62.06 | 20.5516 | 66.2 | 22.6933 | 66.02 | 22.5262 | 55.4 | 17.3946 | 75.02 | 23.3094 | 69.08 | 21.4194 | 2584 | #N/A | #N/A
| 53.96 | 18.3057 | 51.98 | 17.5185 | 50 | 17.6157 | 73.58 | 23.1537 | 60.08 | 19.8959 | 44.96 | 15.5089 | 51.08 | 17.2078 | 66.92 | 22.4604 | 48.92 | 14.0769 | 60.98 | 20.7948 | 66.2 | 22.6933 | 57.2 | 20.0568 | 55.4 | 17.7046 | 75.02 | 23.3162 | 69.08 | 21.4106 | 2585 | #N/A | #N/A
| 55.04 | 19.0063 | 51.08 | 17.4881 | 46.94 | 17.1266 | 76.1 | 23.926 | 60.98 | 20.5619 | 44.96 | 15.3443 | 50 | 16.9503 | 66.92 | 22.975 | 48.92 | 14.0794 | 60.08 | 20.5802 | 66.2 | 22.2359 | 57.92 | 20.568 | 55.4 | 18.387 | 77 | 24.0065 | 69.08 | 21.6064 | 2586 | #N/A | #N/A
| 51.98 | 18.5161 | 50 | 17.4544 | 46.94 | 17.1301 | 77 | 24.0407 | 57.92 | 19.5785 | 46.04 | 15.6122 | 48.92 | 16.4811 | 66.02 | 22.7599 | 50 | 14.2428 | 60.08 | 20.5827 | 66.2 | 22.2359 | 66.02 | 22.5395 | 53.6 | 17.5993 | 77 | 23.7987 | 69.98 | 22.2364 | 2587 | #N/A | #N/A
| 51.98 | 18.271 | 48.92 | 17.1836 | 46.94 | 17.1301 | 74.3 | 22.0718 | 48.92 | 17.8757 | 44.06 | 15.3045 | 48.92 | 16.4811 | 64.94 | 21.7703 | 50 | 14.3439 | 55.04 | 19.3587 | 64.4 | 22.2564 | 64.04 | 22.2951 | 53.6 | 17.5993 | 75.02 | 21.9857 | 69.98 | 21.8204 | 2588 | #N/A | #N/A
| 50 | 18.0414 | 44.96 | 16.4136 | 51.08 | 18.1167 | 70.16 | 21.3815 | 48.02 | 17.3993 | 44.06 | 15.2001 | 46.04 | 15.4252 | 62.96 | 21.2859 | 48.02 | 14.1027 | 53.96 | 18.5801 | 59 | 20.4897 | 60.08 | 21.6198 | 53.6 | 17.5993 | 71.06 | 21.2251 | 62.96 | 20.523 | 2589 | #N/A | #N/A
| 48.02 | 18.0453 | 44.06 | 15.9957 | 46.94 | 16.8637 | 66.02 | 19.5375 | 44.96 | 16.4091 | 41 | 14.5694 | 42.08 | 14.8305 | 55.4 | 19.6043 | 44.06 | 14.0136 | 51.98 | 18.0953 | 53.6 | 18.7526 | 48.02 | 17.1559 | 48.2 | 16.2929 | 64.94 | 19.04 | 59 | 19.1472 | 2590 | #N/A | #N/A
| 48.92 | 17.9992 | 42.08 | 15.2808 | 46.94 | 16.8637 | 58.82 | 19.211 | 42.98 | 15.7261 | 39.92 | 14.368 | 41 | 14.7776 | 51.98 | 18.3387 | 41 | 13.6072 | 48.02 | 17.1281 | 48.2 | 17.4438 | 44.96 | 16.4057 | 48.2 | 17.0184 | 64.04 | 18.6479 | 55.04 | 18.8246 | 2591 | #N/A | #N/A
| 48.02 | 17.7865 | 42.08 | 15.0926 | 44.96 | 16.3701 | 57.2 | 17.5866 | 42.08 | 15.5017 | 37.94 | 13.5239 | 41 | 14.7776 | 50 | 17.8531 | 37.94 | 12.3682 | 46.04 | 16.6417 | 44.6 | 16.5713 | 42.98 | 15.9211 | 48.2 | 17.0184 | 62.06 | 18.1679 | 53.06 | 18.3401 | 2592 | #N/A | #N/A
| 48.2 | 18.3054 | 41 | 14.8277 | 42.98 | 15.6917 | 56.48 | 17.5725 | 42.08 | 15.6919 | 37.04 | 13.3063 | 39.02 | 14.3032 | 48.02 | 17.3685 | 37.04 | 12.1518 | 42.98 | 15.7002 | 42.8 | 16.1351 | 41 | 15.2412 | 46.4 | 16.9809 | 59 | 16.498 | 53.06 | 17.3149 | 2593 | #N/A | #N/A
| 50 | 19.2244 | 39.02 | 14.1369 | 42.98 | 15.6917 | 52.34 | 16.7596 | 44.06 | 15.9748 | 37.94 | 13.7198 | 39.02 | 14.3032 | 46.04 | 16.6413 | 33.98 | 11.4145 | 39.02 | 14.332 | 42.8 | 15.7354 | 41 | 15.2369 | 48.2 | 17.8419 | 53.96 | 15.7918 | 48.92 | 17.3287 | 2594 | #N/A | #N/A
| 51.8 | 20.7201 | 39.92 | 14.562 | 44.96 | 15.9404 | 49.28 | 15.9549 | 44.96 | 15.2062 | 37.04 | 13.5021 | 39.92 | 14.314 | 44.96 | 16.1809 | 32 | 10.9382 | 39.02 | 14.3296 | 42.8 | 15.7354 | 39.02 | 14.5292 | 48.2 | 18.2939 | 51.08 | 15.3732 | 48.02 | 15.9292 | 2595 | #N/A | #N/A
| 51.98 | 21.0512 | 42.98 | 14.5685 | 46.94 | 15.6636 | 43.52 | 14.3639 | 46.04 | 15.3073 | 35.06 | 12.4876 | 39.92 | 14.3163 | 44.06 | 15.7349 | 30.02 | 10.3279 | 37.94 | 13.856 | 41 | 15.2994 | 39.02 | 14.5272 | 51.8 | 19.6493 | 48.02 | 14.9362 | 46.04 | 15.0555 | 2596 | #N/A | #N/A
| 51.98 | 21.0564 | 42.98 | 14.3837 | 46.94 | 15.6636 | 46.94 | 15.2894 | 44.06 | 14.6446 | 39.02 | 13.9811 | 39.92 | 14.1516 | 42.98 | 15.2921 | 30.02 | 10.4632 | 35.96 | 13.2073 | 37.4 | 14.0531 | 41 | 14.8243 | 48.2 | 18.2939 | 44.96 | 14.3418 | 44.96 | 14.7932 | 2597 | #N/A | #N/A
| 53.06 | 21.6215 | 44.06 | 14.6422 | 46.04 | 15.1033 | 45.5 | 15.0334 | 42.08 | 14.1638 | 39.92 | 14.3207 | 41 | 14.9706 | 39.92 | 14.3394 | 32 | 11.11 | 44.06 | 14.8114 | 37.4 | 14.0531 | 42.08 | 14.5091 | 50 | 19.7239 | 48.02 | 15.2598 | 42.98 | 13.961 | 2598 | #N/A | #N/A
| 53.6 | 21.738 | 42.98 | 14.1803 | 44.96 | 14.8383 | 43.34 | 14.3127 | 42.08 | 14.161 | 39.92 | 14.1987 | 42.08 | 15.0555 | 41 | 14.4256 | 33.08 | 11.3702 | 44.06 | 14.6269 | 35.6 | 13.2664 | 41 | 14.0854 | 51.8 | 20.7059 | 42.98 | 14.0399 | 42.08 | 13.5902 | 2599 | #N/A | #N/A
| 53.96 | 22.5259 | 41 | 13.697 | 44.96 | 14.8383 | 43.16 | 13.9854 | 41 | 13.8965 | 37.04 | 13.2657 | 42.08 | 15.0555 | 39.92 | 13.9667 | 33.98 | 11.7687 | 42.08 | 13.9475 | 37.4 | 13.3725 | 35.96 | 12.6798 | 51.8 | 21.2844 | 41 | 13.3775 | 39.92 | 13.0682 | 2600 | #N/A | #N/A
| 53.6 | 22.354 | 41 | 13.8904 | 44.06 | 14.6125 | 41.36 | 13.8291 | 42.08 | 14.153 | 39.2 | 14.1254 | 46.94 | 16.4101 | 42.98 | 14.7027 | 39.02 | 13.4936 | 44.06 | 14.6189 | 37.4 | 13.3725 | 42.08 | 14.6887 | 51.8 | 20.7059 | 42.98 | 14.1926 | 41 | 13.4737 | 2601 | #N/A | #N/A
| 53.96 | 22.5297 | 46.04 | 15.4431 | 46.94 | 15.3057 | 45.86 | 14.6923 | 44.96 | 15.0275 | 44.96 | 15.7512 | 53.06 | 17.5014 | 48.02 | 16.1121 | 42.8 | 14.7649 | 46.94 | 15.3124 | 42.8 | 15.3601 | 46.04 | 15.8116 | 53.6 | 21.7229 | 46.94 | 14.9876 | 42.98 | 13.9506 | 2602 | #N/A | #N/A
| 55.04 | 23.1909 | 48.92 | 16.1394 | 46.94 | 15.3057 | 48.02 | 15.1817 | 48.92 | 15.9846 | 48.92 | 16.711 | 57.02 | 17.0721 | 50 | 16.0575 | 44.96 | 15.1097 | 50 | 16.0511 | 46.4 | 15.5484 | 48.02 | 15.9265 | 53.6 | 21.7229 | 48.92 | 15.2816 | 46.04 | 14.5381 | 2603 | #N/A | #N/A
| 55.4 | 23.4473 | 48.02 | 15.3844 | 48.02 | 15.9009 | 50 | 15.7214 | 48.92 | 15.9833 | 51.08 | 17.2347 | 60.08 | 18.8354 | 53.06 | 16.598 | 48.02 | 15.7096 | 51.08 | 16.4921 | 48.2 | 15.9836 | 48.92 | 15.985 | 55.4 | 23.4301 | 51.08 | 15.8037 | 48.02 | 15.0132 | 2604 | #N/A | #N/A
| 55.4 | 23.4473 | 50 | 16.0588 | 48.92 | 16.1164 | 52.52 | 16.3914 | 51.98 | 16.5403 | 55.94 | 18.2006 | 62.06 | 19.1554 | 53.06 | 16.5957 | 50 | 16.1383 | 51.98 | 16.3295 | 48.2 | 15.6731 | 50 | 16.2431 | 55.4 | 22.7768 | 53.96 | 16.352 | 48.92 | 15.0575 | 2605 | #N/A | #N/A
| 57.2 | 24.5818 | 51.98 | 16.7192 | 48.92 | 16.1164 | 55.4 | 17.1198 | 53.96 | 16.8218 | 59 | 18.7718 | 62.06 | 19.1554 | 53.96 | 16.6559 | 51.08 | 16.3983 | 53.06 | 16.7881 | 51.8 | 16.543 | 48.92 | 16.1389 | 57.2 | 23.2158 | 55.04 | 16.6139 | 51.08 | 15.2844 | 2606 | #N/A | #N/A
| 57.2 | 23.8868 | 53.06 | 16.9807 | 48.92 | 16.4774 | 57.74 | 17.686 | 55.04 | 16.9257 | 62.06 | 18.9766 | 62.06 | 18.9734 | 55.04 | 17.074 | 55.04 | 17.3547 | 53.06 | 16.7881 | 50 | 16.1081 | 48.92 | 15.7989 | 62.6 | 25.8833 | 59 | 17.4033 | 53.96 | 16.1379 | 2607 | #N/A | #N/A
| 62.06 | 26.0514 | 51.08 | 16.6581 | 48.02 | 16.4687 | 59.72 | 17.9501 | 55.94 | 17.6821 | 64.04 | 19.0987 | 60.98 | 19.6287 | 55.04 | 17.0759 | 55.94 | 17.2103 | 55.04 | 17.2686 | 50 | 16.1081 | 50 | 16.2431 | 64.4 | 26.3233 | 60.98 | 17.1937 | 55.94 | 16.6168 | 2608 | #N/A | #N/A
| 59 | 24.3261 | 48.92 | 16.1402 | 48.02 | 16.4687 | 60.08 | 17.4532 | 55.04 | 17.4675 | 59 | 19.1964 | 59 | 19.1519 | 55.94 | 17.1381 | 57.02 | 17.4717 | 55.94 | 17.4897 | 50 | 16.1081 | 50 | 16.2465 | 62.6 | 25.1879 | 62.96 | 18.0746 | 57.02 | 16.8793 | 2609 | #N/A | #N/A
| 59 | 24.5393 | 48.02 | 15.7683 | 46.94 | 15.8391 | 61.52 | 17.578 | 53.96 | 17.2094 | 59 | 18.7696 | 57.92 | 18.8916 | 53.06 | 16.9828 | 57.02 | 17.2842 | 57.02 | 17.7546 | 50 | 16.1081 | 50 | 15.8698 | 57.2 | 23.2158 | 64.04 | 18.2135 | 59 | 17.3598 | 2610 | #N/A | #N/A
| 57.92 | 24.2849 | 48.02 | 15.7704 | 46.04 | 15.0926 | 62.24 | 17.7777 | 53.06 | 16.9935 | 57.92 | 18.311 | 55.94 | 18.2033 | 53.06 | 16.8013 | 57.02 | 17.1365 | 55.94 | 17.6777 | 50 | 15.7804 | 48.92 | 15.99 | 60.8 | 24.7485 | 62.96 | 17.8118 | 59 | 17.075 | 2611 | #N/A | #N/A
| 57.92 | 24.7096 | 44.96 | 15.1846 | 46.04 | 15.0926 | 62.96 | 17.8557 | 50 | 16.2519 | 57.02 | 18.0908 | 55.94 | 18.2033 | 50 | 16.7602 | 53.96 | 15.9336 | 53.06 | 16.7957 | 50 | 15.4768 | 48.92 | 15.4507 | 60.8 | 24.7485 | 62.96 | 17.568 | 59 | 17.3598 | 2612 | #N/A | #N/A
| 57.02 | 24.0766 | 44.06 | 15.1617 | 46.04 | 15.9977 | 57.92 | 18.2848 | 46.94 | 15.5102 | 55.94 | 17.2907 | 50 | 16.9782 | 46.04 | 16.0091 | 51.98 | 15.0515 | 51.08 | 16.3157 | 46.4 | 16.2315 | 46.04 | 15.109 | 57.2 | 23.8695 | 59 | 17.7284 | 53.06 | 17.1324 | 2613 | #N/A | #N/A
| 57.02 | 24.0756 | 42.98 | 14.8987 | 46.04 | 15.6205 | 54.14 | 17.3352 | 44.06 | 14.6302 | 51.08 | 16.4909 | 46.94 | 16.6428 | 44.06 | 14.9591 | 48.02 | 14.231 | 48.92 | 15.7933 | 42.8 | 15.0081 | 41 | 14.0733 | 55.4 | 22.7768 | 55.04 | 17.3116 | 50 | 16.2423 | 2614 | #N/A | #N/A
| 57.02 | 24.5027 | 42.08 | 14.6792 | 46.04 | 15.6205 | 50.36 | 16.2032 | 44.06 | 14.8095 | 48.92 | 15.7831 | 44.96 | 16.1632 | 44.06 | 15.1508 | 41 | 13.2623 | 46.94 | 15.6484 | 41 | 14.5727 | 41 | 14.2263 | 55.4 | 22.7768 | 51.08 | 16.3516 | 46.94 | 15.4592 | 2615 | #N/A | #N/A
| 57.2 | 24.5818 | 42.98 | 14.7002 | 44.06 | 15.1371 | 48.2 | 15.5811 | 42.98 | 14.7037 | 48.92 | 16.1161 | 42.98 | 15.4601 | 42.98 | 15.0567 | 37.94 | 12.352 | 44.96 | 15.53 | 41 | 14.9245 | 39.02 | 13.7468 | 55.4 | 23.4301 | 48.92 | 15.6284 | 44.96 | 14.7771 | 2616 | #N/A | #N/A
| 57.2 | 24.5818 | 42.08 | 14.6792 | 44.06 | 15.3067 | 46.04 | 15.1275 | 42.98 | 14.3673 | 48.02 | 15.2062 | 42.98 | 15.6875 | 42.98 | 15.449 | 37.04 | 12.1337 | 44.06 | 15.1475 | 41 | 14.9245 | 37.04 | 13.2707 | 57.2 | 23.8695 | 46.94 | 14.9927 | 42.98 | 14.3004 | 2617 | #N/A | #N/A
| 57.2 | 24.5818 | 42.08 | 14.8489 | 44.06 | 15.3067 | 44.42 | 14.7664 | 42.08 | 14.4887 | 46.94 | 14.6197 | 42.98 | 15.6875 | 41 | 14.9687 | 35.06 | 11.6552 | 42.08 | 14.3182 | 39.2 | 14.4888 | 37.94 | 13.6826 | 57.2 | 23.8695 | 46.04 | 14.9351 | 42.08 | 14.2871 | 2618 | #N/A | #N/A
| 59 | 25.7596 | 41 | 14.4203 | 42.08 | 15.0374 | 43.7 | 14.7465 | 41 | 14.2289 | 46.04 | 14.1042 | 42.08 | 15.2544 | 42.08 | 15.4559 | 30.92 | 10.5218 | 39.02 | 13.7369 | 39.2 | 14.4888 | 35.96 | 13.0104 | 57.2 | 24.5634 | 44.96 | 14.8734 | 41 | 14.0285 | 2619 | #N/A | #N/A
| 57.2 | 24.5818 | 41 | 14.072 | 41 | 14.4037 | 42.98 | 14.4531 | 42.08 | 14.6869 | 42.98 | 13.4973 | 41 | 14.9955 | 42.08 | 15.4595 | 30.02 | 10.3048 | 39.02 | 13.7387 | 39.2 | 14.4888 | 33.98 | 12.3791 | 59 | 25.0034 | 44.06 | 14.8411 | 39.92 | 13.958 | 2620 | #N/A | #N/A
| 57.2 | 24.5818 | 41 | 14.4252 | 41 | 14.4037 | 43.34 | 14.6345 | 41 | 14.4271 | 44.06 | 13.7575 | 39.02 | 14.3424 | 42.08 | 15.4627 | 28.94 | 9.8901 | 39.02 | 13.9339 | 39.2 | 14.4888 | 35.96 | 13.0152 | 57.2 | 23.8695 | 44.06 | 14.8436 | 39.92 | 13.9602 | 2621 | #N/A | #N/A
| 57.2 | 24.5818 | 41 | 14.8032 | 41 | 14.9629 | 42.8 | 14.5052 | 41 | 14.4289 | 42.08 | 13.4435 | 42.98 | 15.7066 | 42.08 | 15.4648 | 26.96 | 9.2882 | 41 | 14.7926 | 41 | 15.2994 | 37.04 | 13.6419 | 57.2 | 23.8695 | 44.06 | 14.8461 | 39.02 | 13.7463 | 2622 | #N/A | #N/A
| 57.02 | 24.5497 | 41 | 15.0299 | 41 | 15.1867 | 42.62 | 14.4617 | 41 | 14.5994 | 39.92 | 13.0644 | 44.06 | 16.4122 | 41 | 15.25 | 26.06 | 8.9274 | 41 | 14.7931 | 41 | 15.2994 | 37.94 | 14.0691 | 55.4 | 22.7768 | 44.06 | 14.8457 | 39.02 | 13.9092 | 2623 | #N/A | #N/A
| 57.02 | 24.5486 | 42.08 | 15.245 | 41 | 15.1867 | 42.44 | 14.4832 | 41 | 14.8553 | 39.02 | 13.0246 | 44.06 | 16.4122 | 41 | 15.2885 | 26.06 | 8.925 | 41 | 15.0183 | 41 | 15.2994 | 39.92 | 14.7293 | 55.4 | 22.7768 | 44.06 | 14.8495 | 39.02 | 13.9061 | 2624 | #N/A | #N/A
| 57.02 | 24.5431 | 42.08 | 15.242 | 42.8 | 15.7108 | 42.8 | 14.3858 | 41 | 15.0375 | 42.08 | 14.2912 | 46.04 | 17.1561 | 42.98 | 15.8778 | 26.96 | 9.2819 | 41 | 15.0183 | 41 | 15.2994 | 41 | 15.2135 | 51.8 | 21.2844 | 42.08 | 14.8991 | 39.02 | 13.9443 | 2625 | #N/A | #N/A
| 55.4 | 23.4473 | 42.08 | 15.245 | 42.8 | 15.7108 | 41 | 14.9464 | 42.08 | 15.299 | 46.04 | 15.2455 | 46.94 | 17.5891 | 42.98 | 15.9246 | 33.98 | 11.2506 | 42.98 | 15.679 | 42.8 | 15.7354 | 42.08 | 15.4799 | 51.8 | 21.2844 | 42.08 | 15.1145 | 39.02 | 14.2945 | 2626 | #N/A | #N/A
| 55.4 | 23.4473 | 42.08 | 15.1092 | 42.08 | 15.4482 | 42.8 | 15.7588 | 42.98 | 15.5169 | 48.02 | 15.1933 | 48.92 | 18.5715 | 44.06 | 16.3926 | 39.92 | 12.6825 | 44.06 | 15.9437 | 44.6 | 16.1713 | 42.98 | 15.7031 | 51.8 | 19.6493 | 44.06 | 15.8027 | 39.02 | 14.3227 | 2627 | #N/A | #N/A
| 53.6 | 21.738 | 42.98 | 15.327 | 42.08 | 15.647 | 44.96 | 16.459 | 42.08 | 15.4783 | 50 | 15.49 | 48.92 | 18.3401 | 46.94 | 17.0917 | 46.94 | 13.2862 | 44.96 | 16.1648 | 44.6 | 16.5713 | 44.06 | 16.1605 | 48.2 | 18.7748 | 44.96 | 16.4258 | 41 | 15.4091 | 2628 | #N/A | #N/A
| 51.8 | 21.2996 | 46.04 | 16.4393 | 44.06 | 15.9384 | 46.4 | 17.0327 | 42.98 | 15.7436 | 50 | 14.8976 | 51.08 | 18.8639 | 48.02 | 17.3886 | 50 | 13.8371 | 46.94 | 16.6508 | 46.4 | 16.6073 | 48.02 | 17.1236 | 48.2 | 17.8419 | 46.04 | 16.9362 | 42.08 | 15.7027 | 2629 | #N/A | #N/A
| 50 | 19.7371 | 44.96 | 15.7772 | 44.06 | 15.9384 | 46.4 | 17.4608 | 44.96 | 15.9962 | 51.08 | 15.1577 | 51.08 | 18.594 | 48.92 | 17.3401 | 53.06 | 14.3887 | 48.02 | 16.9193 | 50 | 17.4791 | 48.92 | 17.1527 | 48.2 | 17.8419 | 46.94 | 17.6299 | 41 | 15.4415 | 2630 | #N/A | #N/A
| 51.98 | 18.6053 | 44.06 | 15.7452 | 42.98 | 15.8821 | 46.4 | 17.4608 | 44.06 | 15.971 | 51.08 | 15.2139 | 53.96 | 19.0745 | 48.92 | 17.8591 | 57.02 | 15.3431 | 46.94 | 17.1009 | 48.2 | 17.4438 | 48.92 | 17.1821 | 51.8 | 19.1677 | 46.4 | 17.9232 | 41 | 15.4814 | 2631 | #N/A | #N/A
| 55.04 | 19.3442 | 44.06 | 15.9971 | 44.6 | 16.5451 | 48.2 | 18.3533 | 44.06 | 16.2008 | 53.06 | 15.789 | 53.06 | 18.5964 | 48.92 | 18.58 | 57.92 | 15.4044 | 46.94 | 17.1204 | 48.2 | 17.8704 | 50 | 18.6259 | 51.8 | 18.7151 | 48.02 | 18.4093 | 41 | 15.4415 | 2632 | #N/A | #N/A
| 53.06 | 19.0796 | 44.96 | 16.3974 | 44.06 | 16.3925 | 47.3 | 18.2367 | 44.06 | 16.6964 | 51.98 | 15.6624 | 51.98 | 18.0914 | 50 | 19.3838 | 60.08 | 16.2691 | 48.92 | 18.3335 | 46.4 | 17.8877 | 50 | 19.1499 | 53.6 | 18.7261 | 48.02 | 18.184 | 42.08 | 15.9047 | 2633 | #N/A | #N/A
| 53.06 | 18.6054 | 44.96 | 16.6534 | 44.6 | 16.9692 | 48.2 | 18.3533 | 46.04 | 17.3783 | 51.08 | 15.1623 | 51.98 | 17.8945 | 51.08 | 19.9535 | 62.06 | 16.7469 | 48.92 | 18.8615 | 48.2 | 18.8076 | 50 | 19.7106 | 53.6 | 18.3264 | 48.02 | 18.4292 | 42.98 | 16.6342 | 2634 | #N/A | #N/A
| 53.06 | 18.8537 | 46.04 | 16.9152 | 44.6 | 16.9692 | 48.2 | 18.8385 | 46.94 | 17.8835 | 51.08 | 15.6118 | 50 | 17.4122 | 51.8 | 20.7272 | 62.06 | 16.6517 | 48.92 | 18.8615 | 48.2 | 19.3214 | 51.08 | 20.2409 | 53.6 | 18.7261 | 48.02 | 18.4361 | 44.96 | 17.3513 | 2635 | #N/A | #N/A
| 51.98 | 19.0717 | 46.04 | 17.1675 | 44.06 | 16.883 | 48.2 | 18.8385 | 46.94 | 18.117 | 50 | 15.1874 | 50 | 17.4122 | 51.8 | 21.3071 | 62.06 | 16.5609 | 50 | 19.6825 | 50 | 19.759 | 53.06 | 21.3998 | 51.8 | 18.7151 | 48.92 | 18.6294 | 44.96 | 17.6369 | 2636 | #N/A | #N/A
| 51.08 | 18.1128 | 46.04 | 17.1675 | 44.6 | 17.4205 | 48.2 | 18.8385 | 48.02 | 18.6744 | 46.94 | 14.318 | 48.02 | 16.3132 | 53.06 | 21.7095 | 60.08 | 16.2731 | 51.08 | 20.2118 | 50 | 20.3055 | 53.06 | 21.3998 | 51.8 | 17.8904 | 48.92 | 18.9209 | 44.96 | 17.6388 | 2637 | #N/A | #N/A
| 50 | 17.4065 | 46.94 | 17.8738 | 46.4 | 17.8574 | 50 | 19.792 | 48.02 | 18.678 | 42.08 | 14.1165 | 42.98 | 15.0923 | 53.96 | 22.2988 | 53.96 | 15.2952 | 51.08 | 20.5429 | 50 | 20.3055 | 53.06 | 21.6968 | 48.2 | 17.8419 | 48.02 | 18.411 | 46.04 | 18.148 | 2638 | #N/A | #N/A
| 46.04 | 16.4378 | 46.04 | 17.3851 | 46.94 | 18.3895 | 50 | 19.792 | 48.02 | 18.683 | 35.96 | 12.1091 | 39.02 | 13.7681 | 53.96 | 22.3092 | 53.06 | 14.9783 | 55.04 | 22.514 | 51.8 | 21.3246 | 53.96 | 22.3227 | 44.6 | 16.9686 | 48.02 | 18.7024 | 46.94 | 18.3683 | 2639 | #N/A | #N/A
| 48.02 | 17.1079 | 48.02 | 18.6586 | 51.8 | 20.7067 | 50 | 19.792 | 48.92 | 19.1603 | 33.08 | 11.2726 | 39.92 | 14.3463 | 53.96 | 22.3158 | 50 | 14.4666 | 55.94 | 23.05 | 51.8 | 21.3246 | 55.94 | 23.1322 | 42.8 | 16.1083 | 48.02 | 18.7024 | 46.94 | 18.6382 | 2640 | #N/A | #N/A
| 44.06 | 15.9466 | 46.94 | 18.1415 | 51.8 | 20.7067 | 50 | 19.792 | 48.92 | 19.4825 | 30.02 | 10.3723 | 42.08 | 15.0776 | 53.96 | 22.261 | 44.96 | 13.64 | 57.02 | 23.7775 | 51.8 | 21.3246 | 55.94 | 23.1409 | 48.2 | 16.2929 | 48.92 | 18.9747 | 48.02 | 19.1583 | 2641 | #N/A | #N/A
| 46.04 | 16.0156 | 48.02 | 18.369 | 50 | 20.3164 | 50 | 19.792 | 50 | 19.7559 | 30.92 | 10.4611 | 42.08 | 15.0776 | 53.96 | 22.261 | 41 | 13.27 | 53.96 | 21.6972 | 53.6 | 22.3808 | 55.94 | 23.5435 | 48.2 | 15.6546 | 48.92 | 18.9209 | 48.02 | 19.2124 | 2642 | #N/A | #N/A
| 48.02 | 15.2251 | 48.02 | 18.7127 | 51.8 | 21.2852 | 50 | 19.792 | 50 | 19.9783 | 33.08 | 11.4243 | 42.08 | 15.4828 | 53.96 | 22.6558 | 41 | 12.9682 | 48.92 | 19.7274 | 51.8 | 21.3246 | 55.94 | 23.4791 | 46.4 | 15.8574 | 48.92 | 18.9209 | 48.02 | 19.2194 | 2643 | #N/A | #N/A
| 46.04 | 14.9009 | 48.02 | 18.6586 | 50 | 20.2686 | 50 | 19.792 | 51.08 | 20.5731 | 28.94 | 9.8376 | 44.06 | 16.4 | 53.96 | 22.5777 | 41 | 12.9709 | 48.56 | 19.3114 | 51.8 | 21.3246 | 55.04 | 23.3443 | 44.6 | 14.1575 | 48.92 | 19.1721 | 48.02 | 19.1583 | 2644 | #N/A | #N/A
| 42.98 | 13.1046 | 48.92 | 19.2009 | 50 | 20.3449 | 50 | 19.792 | 51.08 | 20.6541 | 26.96 | 9.2416 | 46.04 | 16.6378 | 53.06 | 22.0416 | 39.92 | 12.5567 | 45.5 | 17.7644 | 53.6 | 22.3808 | 55.04 | 23.2595 | 44.6 | 14.1575 | 48.92 | 18.9209 | 48.02 | 19.1583 | 2645 | #N/A | #N/A
| 41 | 12.4847 | 48.02 | 18.6586 | 48.02 | 19.2776 | 48.2 | 19.3545 | 51.08 | 20.6626 | 26.96 | 9.2741 | 46.04 | 16.037 | 53.06 | 22.0416 | 39.02 | 12.3412 | 44.42 | 17.2659 | 53.6 | 22.3808 | 55.4 | 23.4818 | 41 | 12.7516 | 48.92 | 18.9209 | 48.92 | 19.6972 | 2646 | #N/A | #N/A
| 39.02 | 12.1423 | 48.2 | 18.8013 | 46.94 | 18.7058 | 48.2 | 19.3545 | 50 | 19.9783 | 24.98 | 8.6564 | 48.02 | 16.3037 | 51.98 | 21.4109 | 37.04 | 11.8639 | 44.06 | 16.9307 | 53.6 | 22.3808 | 55.04 | 23.2595 | 39.2 | 12.3174 | 50 | 19.4345 | 48.92 | 19.6972 | 2647 | #N/A | #N/A
| 39.02 | 11.8688 | 48.02 | 18.9082 | 46.94 | 18.7058 | 48.2 | 18.8385 | 50 | 19.9783 | 24.98 | 8.6564 | 48.02 | 16.3037 | 57.02 | 24.4755 | 35.96 | 11.6044 | 42.08 | 15.8903 | 53.6 | 22.3808 | 55.94 | 23.8184 | 39.2 | 11.8586 | 48.92 | 19.0067 | 48.92 | 19.3766 | 2648 | #N/A | #N/A
| 39.92 | 12.2138 | 48.02 | 18.6586 | 46.4 | 18.338 | 48.2 | 18.8385 | 50 | 19.9783 | 26.06 | 8.9167 | 48.02 | 16.1256 | 55.04 | 23.2339 | 35.96 | 11.759 | 42.08 | 15.9255 | 55.4 | 23.4759 | 57.02 | 24.503 | 39.2 | 11.8586 | 48.92 | 18.9209 | 50 | 20.2357 | 2649 | #N/A | #N/A
| 42.08 | 12.871 | 50 | 20.0742 | 53.6 | 22.3387 | 48.2 | 18.8385 | 50 | 20.3104 | 44.96 | 16.5861 | 48.92 | 16.1432 | 53.06 | 22.0416 | 41 | 13.1121 | 47.48 | 17.5833 | 57.2 | 24.6122 | 55.94 | 23.8184 | 39.2 | 12.079 | 51.8 | 19.7198 | 51.08 | 20.9508 | 2650 | #N/A | #N/A
| 44.06 | 13.4679 | 51.8 | 21.3168 | 55.94 | 23.9014 | 50 | 19.2756 | 50 | 20.4151 | 51.08 | 18.0704 | 51.08 | 16.3236 | 53.06 | 22.0416 | 44.96 | 14.0688 | 50.54 | 17.0325 | 55.4 | 23.4759 | 55.94 | 23.8184 | 41 | 12.7516 | 51.98 | 19.9154 | 51.98 | 21.4154 | 2651 | #N/A | #N/A
| 44.06 | 13.4656 | 53.06 | 21.3872 | 59 | 25.0042 | 50 | 19.792 | 51.98 | 21.2451 | 53.96 | 18.5318 | 51.98 | 16.5379 | 57.02 | 24.0557 | 51.08 | 15.1303 | 60.8 | 25.4589 | 55.4 | 23.4759 | 55.94 | 23.8184 | 42.8 | 12.9469 | 53.96 | 20.7088 | 53.96 | 22.584 | 2652 | #N/A | #N/A
| 44.96 | 13.5595 | 53.96 | 22.2711 | 64.94 | 26.5233 | 53.6 | 20.667 | 53.06 | 21.8044 | 55.04 | 18.6019 | 51.08 | 16.3177 | 62.06 | 25.072 | 57.02 | 16.4209 | 64.4 | 26.3388 | 60.8 | 25.4919 | 60.08 | 25.2506 | 42.8 | 12.9469 | 53.6 | 19.6703 | 53.06 | 21.9846 | 2653 | #N/A | #N/A
| 44.96 | 13.679 | 57.92 | 23.5538 | 64.94 | 26.5233 | 53.6 | 21.2167 | 53.96 | 22.2847 | 57.92 | 19.5005 | 51.08 | 16.3177 | 64.94 | 26.1179 | 60.98 | 17.5234 | 68 | 27.147 | 62.6 | 25.2331 | 64.04 | 26.3529 | 42.8 | 13.1857 | 55.04 | 20.1147 | 53.06 | 21.0681 | 2654 | #N/A | #N/A
| 46.04 | 14.0891 | 60.98 | 24.3001 | 64.94 | 25.7535 | 57.2 | 21.0241 | 57.02 | 23.0305 | 57.02 | 19.5307 | 51.98 | 17.0653 | 69.98 | 26.6069 | 64.94 | 18.7673 | 64.04 | 25.1465 | 57.2 | 23.2584 | 64.04 | 25.796 | 44.6 | 13.8783 | 57.92 | 20.6449 | 51.8 | 19.9192 | 2655 | #N/A | #N/A
| 46.04 | 14.0883 | 64.04 | 24.7281 | 64.04 | 24.135 | 58.82 | 20.1438 | 62.06 | 23.889 | 59 | 19.7716 | 51.98 | 17.0648 | 71.06 | 26.5475 | 68 | 18.7023 | 64.04 | 24.145 | 62.6 | 23.9551 | 71.06 | 26.8957 | 44.6 | 13.8783 | 60.98 | 20.8886 | 53.96 | 20.0405 | 2656 | #N/A | #N/A
| 46.94 | 14.1549 | 62.96 | 22.9481 | 64.04 | 24.135 | 62.6 | 20.9582 | 60.98 | 22.47 | 57.92 | 19.7599 | 51.08 | 16.8481 | 69.98 | 25.9103 | 69.98 | 18.8714 | 62.96 | 23.434 | 66.2 | 25.4527 | 71.06 | 26.195 | 44.6 | 13.6199 | 62.96 | 20.8636 | 53.96 | 19.5185 | 2657 | #N/A | #N/A
| 46.94 | 14.1543 | 62.96 | 22.0816 | 62.06 | 22.3784 | 62.6 | 20.5536 | 62.06 | 21.8646 | 57.92 | 19.7663 | 51.08 | 16.1182 | 69.08 | 26.0619 | 71.96 | 19.158 | 62.06 | 22.1322 | 66.2 | 24.8319 | 68 | 25.8211 | 44.6 | 13.6199 | 64.04 | 20.5084 | 55.94 | 19.7723 | 2658 | #N/A | #N/A
| 46.94 | 13.8935 | 62.96 | 21.84 | 62.06 | 21.0967 | 62.78 | 20.0145 | 62.06 | 20.8696 | 55.94 | 19.5421 | 51.08 | 15.7806 | 66.02 | 23.9444 | 73.04 | 19.0679 | 62.96 | 21.3221 | 62.6 | 23.9551 | 62.06 | 23.0006 | 44.6 | 13.6199 | 62.06 | 19.81 | 57.02 | 18.9436 | 2659 | #N/A | #N/A
| 46.94 | 14.3033 | 60.98 | 20.1556 | 62.06 | 21.0967 | 62.06 | 19.6622 | 60.98 | 19.7406 | 55.04 | 19.3269 | 51.08 | 15.7806 | 64.04 | 21.5894 | 71.06 | 18.3138 | 62.96 | 20.8163 | 64.4 | 23.8094 | 62.06 | 22.407 | 44.6 | 13.8783 | 60.98 | 19.3726 | 57.02 | 18.3353 | 2660 | #N/A | #N/A
| 44.06 | 13.3361 | 60.08 | 19.516 | 60.98 | 19.7131 | 59.9 | 18.9015 | 59 | 19.0422 | 51.08 | 18.589 | 46.94 | 14.3377 | 62.06 | 21.3257 | 68 | 17.789 | 60.98 | 19.9052 | 62.6 | 23.3714 | 60.08 | 20.8596 | 42.8 | 13.1857 | 60.98 | 19.0071 | 55.94 | 18.0712 | 2661 | #N/A | #N/A
| 39.92 | 12.6054 | 57.02 | 18.3848 | 59 | 19.2282 | 57.56 | 18.1702 | 57.02 | 18.3855 | 46.94 | 17.3702 | 42.08 | 13.2959 | 57.92 | 20.5887 | 57.02 | 16.5895 | 55.94 | 18.9086 | 55.4 | 20.5565 | 57.02 | 19.8908 | 41 | 13.0096 | 53.96 | 18.6703 | 53.06 | 17.3713 | 2662 | #N/A | #N/A
| 37.04 | 11.9075 | 53.96 | 17.44 | 59 | 19.2282 | 50.9 | 17.3041 | 55.04 | 17.9005 | 46.04 | 17.1544 | 39.92 | 13.42 | 53.06 | 19.9291 | 53.06 | 16.2298 | 50 | 18.1593 | 51.8 | 19.1982 | 48.92 | 18.4121 | 37.4 | 12.1409 | 50 | 17.7053 | 53.96 | 17.5831 | 2663 | #N/A | #N/A
| 33.98 | 11.1684 | 53.96 | 17.6353 | 57.02 | 18.5269 | 46.22 | 16.6601 | 50 | 16.8496 | 48.92 | 18.072 | 41 | 13.6805 | 50 | 19.4313 | 51.98 | 15.9699 | 48.92 | 18.383 | 50 | 18.7614 | 46.94 | 17.9269 | 35.6 | 11.7066 | 46.94 | 16.7631 | 51.98 | 16.7468 | 2664 | #N/A | #N/A
| 33.08 | 10.951 | 50 | 16.8479 | 55.94 | 18.2641 | 42.62 | 15.6696 | 48.02 | 16.3706 | 48.92 | 18.0777 | 42.98 | 14.5379 | 48.92 | 18.9148 | 51.98 | 15.6621 | 50 | 19.4201 | 50 | 18.7614 | 46.04 | 17.4329 | 35.6 | 11.4491 | 44.96 | 16.0522 | 46.04 | 15.5025 | 2665 | #N/A | #N/A
| 32 | 10.6893 | 46.04 | 16.1015 | 55.94 | 18.2641 | 39.2 | 14.3583 | 46.04 | 16.1029 | 48.02 | 17.8619 | 42.98 | 14.5379 | 48.02 | 17.8955 | 51.08 | 15.4473 | 48.02 | 18.1606 | 50 | 18.7614 | 44.96 | 17.1684 | 33.8 | 11.2722 | 42.08 | 15.353 | 46.94 | 15.527 | 2666 | #N/A | #N/A
| 32 | 10.9832 | 44.06 | 15.6203 | 48.92 | 16.9569 | 37.4 | 13.68 | 44.06 | 15.6222 | 46.94 | 17.6037 | 42.98 | 15.0585 | 46.04 | 17.414 | 51.98 | 15.507 | 42.98 | 16.4471 | 50 | 18.7614 | 44.06 | 16.7298 | 32 | 11.1156 | 39.02 | 14.214 | 46.94 | 15.5257 | 2667 | #N/A | #N/A
| 30.02 | 10.3435 | 44.06 | 15.4064 | 46.94 | 16.4754 | 37.4 | 13.7224 | 42.08 | 15.1409 | 44.06 | 16.1978 | 44.06 | 15.3212 | 46.04 | 16.9389 | 51.98 | 15.6684 | 44.06 | 16.7053 | 46.4 | 17.0076 | 41 | 15.489 | 30.2 | 10.4035 | 37.04 | 13.3653 | 46.94 | 15.7172 | 2668 | #N/A | #N/A
| 30.92 | 10.7226 | 37.04 | 13.179 | 46.94 | 16.4754 | 37.4 | 13.7224 | 41 | 14.6664 | 42.08 | 15.7226 | 44.06 | 15.7144 | 42.08 | 15.7349 | 51.08 | 15.4536 | 39.92 | 14.7829 | 42.8 | 16.1351 | 41 | 15.4851 | 32 | 11.1156 | 39.02 | 14.0412 | 46.04 | 14.9364 | 2669 | #N/A | #N/A
| 30.02 | 10.3422 | 39.02 | 14.0146 | 44.96 | 16.4175 | 35.6 | 13.287 | 39.92 | 14.6172 | 42.08 | 15.5291 | 44.06 | 15.5347 | 41 | 15.2779 | 48.92 | 15.3959 | 37.94 | 14.1218 | 41 | 15.2994 | 35.96 | 13.4466 | 41 | 13.9145 | 35.96 | 12.9456 | 44.06 | 14.2685 | 2670 | #N/A | #N/A
| 32 | 10.9819 | 39.92 | 14.4033 | 42.98 | 15.9383 | 33.8 | 12.2113 | 39.02 | 14.4004 | 39.02 | 13.9811 | 44.96 | 15.9344 | 37.04 | 13.909 | 48.02 | 15.0302 | 39.02 | 14.5389 | 39.2 | 14.4888 | 37.04 | 13.897 | 41 | 13.5895 | 35.06 | 12.5413 | 42.98 | 14.0083 | 2671 | #N/A | #N/A
| 33.98 | 11.7785 | 39.02 | 13.8159 | 42.98 | 15.9383 | 32 | 11.7764 | 37.94 | 13.7538 | 35.96 | 12.724 | 44.96 | 15.9344 | 37.94 | 14.1017 | 46.04 | 14.7045 | 37.04 | 13.5206 | 35.6 | 13.2664 | 37.04 | 13.897 | 41 | 14.2226 | 33.98 | 12.2787 | 42.98 | 14.0068 | 2672 | #N/A | #N/A
| 41 | 14.1527 | 44.96 | 15.832 | 46.04 | 16.9189 | 32 | 11.7764 | 42.08 | 15.3195 | 37.04 | 13.3063 | 48.02 | 16.8996 | 39.02 | 14.5651 | 44.96 | 14.6328 | 39.02 | 14.5624 | 35.6 | 13.2664 | 39.92 | 14.7955 | 41 | 14.2226 | 35.96 | 12.9404 | 44.06 | 14.4563 | 2673 | #N/A | #N/A
| 44.96 | 14.9549 | 51.98 | 17.9438 | 50 | 17.8789 | 42.26 | 15.2395 | 51.98 | 17.5349 | 53.06 | 19.3832 | 51.08 | 17.8346 | 48.92 | 18.6084 | 50 | 15.6642 | 50 | 18.3605 | 44.6 | 16.5713 | 50 | 18.6528 | 42.8 | 14.6579 | 41 | 14.9033 | 48.92 | 15.7942 | 2674 | #N/A | #N/A
| 48.02 | 14.553 | 57.02 | 18.0088 | 50 | 17.8789 | 51.08 | 17.3756 | 55.94 | 17.7509 | 57.02 | 20.0762 | 53.06 | 18.5571 | 55.94 | 18.892 | 53.96 | 16.6221 | 57.02 | 18.1572 | 51.8 | 18.3163 | 53.96 | 18.867 | 46.4 | 15.5284 | 51.08 | 17.346 | 53.06 | 16.6301 | 2675 | #N/A | #N/A
| 48.92 | 15.0633 | 60.08 | 18.7515 | 57.02 | 19.1457 | 60.08 | 18.6499 | 57.92 | 18.2312 | 60.08 | 21.0949 | 55.04 | 19.287 | 62.96 | 19.5975 | 59 | 17.8421 | 62.06 | 18.8325 | 57.2 | 18.8455 | 60.08 | 19.282 | 48.2 | 15.0266 | 59 | 18.519 | 57.02 | 17.5888 | 2676 | #N/A | #N/A
| 48.92 | 14.7677 | 59 | 19.6522 | 60.08 | 19.4789 | 62.42 | 19.1577 | 64.04 | 19.7154 | 60.08 | 21.0976 | 55.94 | 19.5082 | 64.04 | 19.702 | 62.96 | 18.8022 | 64.94 | 19.5311 | 62.6 | 19.465 | 62.96 | 19.9837 | 48.2 | 15.3286 | 64.04 | 19.5552 | 59 | 17.8772 | 2677 | #N/A | #N/A
| 50 | 15.3256 | 59 | 19.2424 | 60.08 | 19.4789 | 65.84 | 19.6865 | 64.94 | 19.7523 | 57.92 | 20.5781 | 55.94 | 19.5082 | 64.94 | 19.9209 | 66.02 | 19.5422 | 66.92 | 19.6661 | 64.4 | 19.9003 | 64.94 | 19.3823 | 50 | 16.0896 | 66.02 | 19.3349 | 62.06 | 18.2901 | 2678 | #N/A | #N/A
| 50 | 16.3302 | 60.08 | 19.9243 | 66.02 | 20.3419 | 66.56 | 19.738 | 66.92 | 20.1991 | 59 | 21.0807 | 55.04 | 19.2979 | 66.02 | 20.5445 | 69.98 | 20.8608 | 66.02 | 19.7995 | 64.4 | 19.5878 | 66.02 | 19.459 | 48.2 | 15.6546 | 69.08 | 20.2284 | 62.06 | 17.9913 | 2679 | #N/A | #N/A
| 48.02 | 15.8515 | 66.2 | 19.6897 | 66.92 | 20.2172 | 68 | 20.2842 | 66.02 | 19.3204 | 60.98 | 21.8603 | 57.02 | 19.7834 | 64.04 | 21.57 | 69.98 | 21.4284 | 66.92 | 19.8577 | 64.4 | 20.5883 | 64.94 | 20.0977 | 48.2 | 16.2929 | 69.08 | 20.0822 | 62.96 | 18.5153 | 2680 | #N/A | #N/A
| 46.94 | 15.5951 | 66.92 | 20.0345 | 66.92 | 20.2172 | 66.2 | 19.4452 | 66.02 | 19.1523 | 59 | 21.6373 | 55.94 | 19.2771 | 60.98 | 21.564 | 69.98 | 21.8143 | 66.02 | 21.8041 | 62.6 | 20.9337 | 64.04 | 21.3327 | 48.2 | 16.2929 | 69.08 | 20.2369 | 62.06 | 18.8239 | 2681 | #N/A | #N/A
| 46.94 | 15.7874 | 66.02 | 19.6587 | 64.04 | 20.0765 | 65.66 | 19.4695 | 66.02 | 20.7525 | 57.02 | 20.9093 | 57.92 | 19.5177 | 62.06 | 20.8469 | 66.92 | 21.9238 | 66.02 | 20.1987 | 60.8 | 20.9263 | 62.96 | 21.555 | 46.4 | 16.2084 | 66.02 | 19.35 | 62.06 | 18.1628 | 2682 | #N/A | #N/A
| 44.96 | 14.784 | 64.04 | 18.9943 | 62.06 | 19.2364 | 64.4 | 19.1641 | 64.94 | 19.2164 | 59 | 21.3932 | 55.94 | 19.5348 | 60.08 | 20.8442 | 60.98 | 22.0503 | 62.96 | 19.4598 | 60.8 | 20.0949 | 62.06 | 20.4156 | 46.4 | 15.5284 | 64.04 | 19.0201 | 60.98 | 17.9024 | 2683 | #N/A | #N/A
| 44.6 | 15.1007 | 62.06 | 19.0658 | 62.06 | 19.2364 | 62.6 | 19.1698 | 64.04 | 18.8488 | 55.04 | 20.4341 | 55.94 | 19.5348 | 57.02 | 20.1012 | 62.06 | 22.3193 | 60.98 | 20.3411 | 59 | 18.927 | 59 | 20.3753 | 44.6 | 15.0931 | 53.06 | 19.4726 | 59 | 17.4234 | 2684 | #N/A | #N/A
| 42.08 | 13.8984 | 60.98 | 19.5275 | 60.08 | 20.1148 | 51.8 | 19.7128 | 62.06 | 19.4218 | 53.06 | 19.9568 | 51.98 | 18.7991 | 55.04 | 19.1423 | 59 | 22.4353 | 60.08 | 20.1202 | 55.4 | 19.1888 | 57.02 | 20.1135 | 42.8 | 14.0243 | 51.08 | 19.5269 | 53.06 | 17.5944 | 2685 | #N/A | #N/A
| 42.8 | 14.3566 | 59 | 19.0504 | 55.94 | 19.1139 | 50 | 19.2756 | 59 | 19.2707 | 51.98 | 19.402 | 51.08 | 18.5801 | 55.04 | 19.4019 | 53.96 | 22.5931 | 59 | 19.2508 | 53.6 | 19.6352 | 55.94 | 18.9334 | 41 | 13.5895 | 51.08 | 19.7873 | 50 | 18.144 | 2686 | #N/A | #N/A
| 41 | 13.596 | 57.02 | 19.2047 | 53.96 | 19.628 | 50.72 | 19.4907 | 57.92 | 19.1971 | 51.08 | 19.3905 | 51.08 | 18.8491 | 53.06 | 19.4165 | 53.96 | 22.4604 | 51.98 | 19.6828 | 55.4 | 19.1888 | 55.94 | 19.3809 | 39.2 | 13.1547 | 51.08 | 19.5364 | 50 | 18.4123 | 2687 | #N/A | #N/A
| 41 | 13.9216 | 53.06 | 19.4488 | 51.08 | 19.4674 | 50 | 19.2756 | 53.06 | 19.4565 | 51.08 | 19.3905 | 51.08 | 19.0802 | 50 | 19.2061 | 53.06 | 21.6879 | 51.08 | 19.7291 | 53.6 | 19.1801 | 51.08 | 19.4904 | 39.2 | 13.1547 | 48.02 | 17.0551 | 48.92 | 18.5775 | 2688 | #N/A | #N/A
| 41 | 13.8357 | 53.06 | 19.4516 | 51.98 | 19.6859 | 48.2 | 17.8972 | 51.98 | 19.1958 | 51.98 | 20.5398 | 51.08 | 19.3716 | 48.92 | 18.6569 | 53.96 | 21.5494 | 51.98 | 19.6981 | 51.8 | 19.1982 | 51.08 | 19.1983 | 39.2 | 13.1547 | 44.6 | 15.4685 | 48.02 | 17.8546 | 2689 | #N/A | #N/A
| 41 | 14.2302 | 51.98 | 18.9186 | 51.98 | 19.6859 | 42.08 | 14.7653 | 51.98 | 19.1985 | 51.98 | 20.2756 | 51.08 | 19.3716 | 48.92 | 18.4239 | 53.06 | 20.9928 | 51.08 | 19.1856 | 48.2 | 18.3245 | 50 | 18.4334 | 39.2 | 13.1547 | 42.98 | 14.777 | 42.98 | 15.9205 | 2690 | #N/A | #N/A
| 42.08 | 14.6288 | 51.98 | 19.0968 | 48.02 | 17.205 | 41.18 | 14.4462 | 51.08 | 18.888 | 50 | 19.4871 | 50 | 19.3632 | 48.02 | 17.9341 | 51.08 | 19.6508 | 51.08 | 18.8639 | 48.2 | 18.3245 | 48.92 | 18.1701 | 41 | 14.2226 | 41 | 14.1836 | 42.08 | 15.2803 | 2691 | #N/A | #N/A
| 42.08 | 14.7998 | 50 | 17.6316 | 46.4 | 16.2088 | 39.38 | 13.8544 | 44.96 | 16.2231 | 50 | 19.3776 | 50 | 19.3661 | 46.04 | 16.7336 | 48.92 | 18.3037 | 48.02 | 17.1395 | 48.2 | 17.8704 | 48.92 | 18.093 | 41 | 14.2226 | 39.92 | 13.9257 | 37.94 | 13.384 | 2692 | #N/A | #N/A
| 42.8 | 15.3456 | 42.98 | 14.8093 | 46.94 | 16.5143 | 40.28 | 14.1675 | 42.98 | 15.1231 | 48.02 | 18.465 | 50.18 | 19.4613 | 44.96 | 15.4701 | 48.02 | 17.7727 | 42.98 | 14.7912 | 46.4 | 17.4339 | 44.96 | 15.875 | 41 | 14.551 | 37.94 | 13.4462 | 37.04 | 13.165 | 2693 | #N/A | #N/A
| 41 | 15.2838 | 41 | 14.1682 | 42.98 | 14.7836 | 40.1 | 13.7757 | 39.92 | 14.0692 | 46.04 | 17.752 | 50.54 | 19.652 | 42.98 | 14.7935 | 46.04 | 16.4291 | 42.08 | 14.4114 | 46.4 | 16.2315 | 42.08 | 14.9588 | 42.8 | 14.9865 | 37.04 | 13.2269 | 35.96 | 12.9021 | 2694 | #N/A | #N/A
| 42.8 | 16.1184 | 41 | 14.166 | 42.08 | 14.4063 | 39.56 | 13.6452 | 39.02 | 13.8503 | 46.04 | 17.6448 | 50.72 | 19.8002 | 41 | 14.3156 | 44.96 | 15.9776 | 41 | 14.3106 | 42.8 | 14.678 | 41 | 14.3259 | 39.2 | 14.4654 | 39.92 | 13.373 | 35.96 | 12.6945 | 2695 | #N/A | #N/A
| 42.8 | 16.1184 | 39.92 | 13.7199 | 42.08 | 14.4063 | 38.66 | 13.2907 | 39.02 | 13.6899 | 44.96 | 17.3828 | 51.08 | 19.9409 | 42.98 | 14.7917 | 42.98 | 15.2794 | 39.92 | 13.8897 | 41 | 14.2429 | 39.02 | 13.8453 | 41 | 15.2743 | 39.92 | 13.3707 | 35.96 | 12.3362 | 2696 | #N/A | #N/A
| 42.98 | 16.3152 | 41 | 13.9763 | 42.08 | 14.4024 | 39.02 | 12.9027 | 41 | 14.1646 | 44.06 | 16.6776 | 51.98 | 20.1589 | 42.98 | 14.7867 | 42.98 | 15.2764 | 42.08 | 14.4071 | 41 | 14.5727 | 41 | 14.6897 | 42.8 | 15.7103 | 41 | 13.2959 | 37.4 | 12.5511 | 2697 | #N/A | #N/A
| 44.06 | 16.577 | 44.06 | 14.5145 | 44.06 | 14.4956 | 41 | 13.2043 | 44.06 | 14.903 | 48.02 | 18.3582 | 53.96 | 20.9048 | 44.96 | 15.2664 | 42.98 | 15.2754 | 44.96 | 14.9187 | 44.6 | 15.4435 | 44.06 | 14.9004 | 42.8 | 15.7103 | 39.92 | 12.8628 | 39.02 | 13.0692 | 2698 | #N/A | #N/A
| 44.96 | 17.0125 | 46.04 | 14.6482 | 44.06 | 14.4956 | 42.08 | 13.465 | 44.96 | 14.7346 | 48.92 | 18.8659 | 59 | 22.4599 | 46.04 | 15.1835 | 42.98 | 15.494 | 46.94 | 14.8522 | 44.6 | 15.1132 | 46.04 | 15.3808 | 42.8 | 15.7103 | 42.98 | 13.3085 | 39.92 | 13.0992 | 2699 | #N/A | #N/A
| 44.96 | 17.281 | 48.02 | 15.1259 | 48.02 | 14.7922 | 44.06 | 13.8035 | 44.96 | 14.5736 | 55.94 | 22.0748 | 60.08 | 22.3902 | 48.02 | 15.8474 | 44.06 | 15.9446 | 46.04 | 15.181 | 48.2 | 15.9836 | 46.94 | 15.2117 | 42.8 | 16.1083 | 44.96 | 13.9423 | 39.92 | 12.5298 | 2700 | #N/A | #N/A
| 46.04 | 17.5462 | 46.94 | 14.5468 | 48.92 | 14.8743 | 46.4 | 13.6155 | 46.04 | 14.6495 | 55.94 | 21.5368 | 68 | 24.6502 | 50 | 15.4471 | 44.06 | 15.9457 | 48.92 | 14.8783 | 50 | 16.1081 | 46.04 | 14.6484 | 44.6 | 16.5446 | 44.06 | 13.8604 | 42.08 | 12.9028 | 2701 | #N/A | #N/A
| 46.04 | 17.7807 | 50 | 15.2856 | 48.92 | 14.8743 | 44.6 | 13.4046 | 46.94 | 14.5487 | 55.94 | 21.7306 | 68 | 24.6502 | 48.92 | 14.8811 | 44.06 | 16.1088 | 50 | 15.1391 | 50 | 15.7804 | 46.94 | 14.5477 | 44.6 | 16.5446 | 46.94 | 13.7482 | 44.06 | 13.1264 | 2702 | #N/A | #N/A
| 46.04 | 17.7893 | 50 | 15.1508 | 48.02 | 14.2351 | 46.4 | 13.4095 | 46.04 | 14.0395 | 51.08 | 19.6401 | 62.06 | 23.2079 | 51.08 | 15.1224 | 44.06 | 16.3732 | 46.94 | 13.9779 | 46.4 | 14.9109 | 48.02 | 14.6729 | 44.6 | 16.5446 | 48.92 | 14.3357 | 42.98 | 12.4209 | 2703 | #N/A | #N/A
| 46.04 | 17.5661 | 46.94 | 14.1303 | 48.92 | 14.2067 | 46.4 | 13.6155 | 46.94 | 13.8512 | 51.08 | 19.6401 | 62.96 | 23.4336 | 48.92 | 14.6001 | 44.96 | 16.774 | 48.02 | 13.8676 | 48.2 | 15.0423 | 48.92 | 14.6088 | 42.8 | 16.1083 | 46.94 | 13.9713 | 44.96 | 12.8979 | 2704 | #N/A | #N/A
| 46.04 | 17.8046 | 48.92 | 13.993 | 48.92 | 14.2067 | 48.2 | 13.8431 | 48.92 | 14.094 | 51.08 | 19.6401 | 57.02 | 21.6602 | 50 | 14.5817 | 48.02 | 17.5835 | 50 | 14.2212 | 48.2 | 14.5014 | 48.02 | 14.2479 | 42.8 | 16.1083 | 46.94 | 13.408 | 44.06 | 12.7754 | 2705 | #N/A | #N/A
| 44.96 | 17.3201 | 50 | 14.0463 | 50 | 14.2422 | 48.2 | 13.8431 | 50 | 14.4796 | 55.04 | 20.9125 | 55.94 | 21.7352 | 48.02 | 14.2402 | 48.92 | 15.973 | 48.02 | 13.6535 | 48.2 | 14.0388 | 48.02 | 13.776 | 42.8 | 16.1083 | 48.02 | 14.9891 | 42.98 | 12.6336 | 2706 | #N/A | #N/A
| 44.96 | 17.3278 | 50 | 14.2522 | 48.02 | 13.6499 | 42.8 | 13.4721 | 46.94 | 13.6157 | 51.98 | 18.598 | 53.96 | 20.9246 | 46.94 | 13.8425 | 48.92 | 15.7645 | 46.94 | 13.5065 | 48.2 | 14.0388 | 46.94 | 13.6148 | 42.8 | 16.1083 | 42.08 | 13.699 | 42.08 | 12.4162 | 2707 | #N/A | #N/A
| 44.6 | 17.4315 | 48.02 | 13.6592 | 48.02 | 13.6499 | 42.8 | 13.4721 | 46.04 | 13.5233 | 51.98 | 18.9169 | 53.96 | 20.9246 | 46.94 | 13.842 | 46.94 | 15.2824 | 46.94 | 13.6057 | 48.2 | 14.0388 | 46.94 | 13.6138 | 42.8 | 16.532 | 42.08 | 13.0878 | 41 | 12.499 | 2708 | #N/A | #N/A
| 44.6 | 17.4315 | 46.04 | 13.3957 | 46.04 | 13.7537 | 44.6 | 13.6457 | 44.96 | 13.6508 | 51.98 | 17.7595 | 53.96 | 21.2438 | 46.94 | 13.9776 | 46.04 | 14.8996 | 44.96 | 13.3604 | 46.4 | 14.9109 | 46.04 | 13.6304 | 42.8 | 16.1083 | 41 | 12.5576 | 39.02 | 11.9082 | 2709 | #N/A | #N/A
| 44.6 | 17.4315 | 44.06 | 13.2873 | 44.06 | 13.4167 | 39.02 | 12.1002 | 42.08 | 12.9534 | 51.08 | 16.9638 | 51.98 | 20.7618 | 42.98 | 13.8939 | 44.06 | 14.7861 | 42.08 | 13.0668 | 44.6 | 13.8928 | 44.06 | 13.4314 | 42.8 | 16.532 | 39.02 | 12.2218 | 37.04 | 10.9863 | 2710 | #N/A | #N/A
| 44.96 | 17.3473 | 41 | 12.4115 | 44.06 | 13.4167 | 38.48 | 11.8994 | 41 | 12.6913 | 51.08 | 16.7595 | 51.98 | 20.7797 | 42.98 | 13.4404 | 44.06 | 14.5778 | 42.08 | 12.3308 | 44.6 | 13.6332 | 41 | 13.6074 | 42.8 | 16.532 | 39.02 | 12.0771 | 35.96 | 10.8193 | 2711 | #N/A | #N/A
| 44.6 | 17.4315 | 39.92 | 12.1504 | 41 | 12.2903 | 38.12 | 12.0757 | 39.02 | 12.0706 | 51.08 | 16.7573 | 51.08 | 20.2118 | 41 | 12.1715 | 44.06 | 14.0734 | 39.02 | 11.692 | 42.8 | 13.7388 | 41 | 12.5479 | 42.8 | 16.1083 | 37.94 | 11.9591 | 33.98 | 10.5622 | 2712 | #N/A | #N/A
| 44.6 | 16.9794 | 37.94 | 11.6729 | 39.92 | 12.1378 | 37.4 | 11.9524 | 37.94 | 11.9525 | 51.08 | 16.5956 | 51.08 | 20.2345 | 39.02 | 11.8183 | 42.98 | 13.8124 | 39.02 | 11.8161 | 41 | 12.765 | 39.02 | 11.7007 | 42.8 | 16.1083 | 37.94 | 11.9591 | 33.98 | 10.8034 | 2713 | #N/A | #N/A
| 44.6 | 17.4315 | 37.94 | 11.8086 | 39.92 | 12.1378 | 37.4 | 11.9094 | 37.04 | 11.7349 | 48.92 | 15.885 | 51.08 | 20.2345 | 37.94 | 11.8013 | 42.98 | 13.2155 | 39.02 | 12.0592 | 39.2 | 11.8699 | 37.94 | 11.6732 | 42.8 | 16.532 | 37.94 | 11.9594 | 33.98 | 10.9436 | 2714 | #N/A | #N/A
| 44.6 | 17.4315 | 37.04 | 11.5913 | 37.94 | 12.0605 | 37.4 | 11.9094 | 35.06 | 11.2572 | 48.02 | 15.4646 | 51.08 | 20.2118 | 37.04 | 11.7261 | 42.08 | 12.6041 | 37.04 | 11.7235 | 37.4 | 11.6574 | 37.04 | 11.5916 | 42.8 | 16.532 | 37.04 | 11.743 | 33.98 | 11.0907 | 2715 | #N/A | #N/A
| 44.06 | 17.1721 | 35.96 | 11.4742 | 37.04 | 11.8443 | 37.22 | 11.7595 | 33.98 | 11.1211 | 48.02 | 15.4642 | 51.08 | 20.2118 | 37.04 | 11.8503 | 41 | 12.217 | 35.96 | 11.587 | 37.4 | 11.8967 | 37.04 | 11.8589 | 44.6 | 16.5446 | 37.94 | 11.6814 | 33.08 | 10.8744 | 2716 | #N/A | #N/A
| 44.06 | 16.911 | 35.06 | 11.2572 | 37.04 | 11.8443 | 36.68 | 11.4877 | 33.98 | 11.2769 | 46.04 | 14.8259 | 53.96 | 21.2824 | 37.04 | 11.8505 | 39.02 | 11.8664 | 35.06 | 11.3699 | 37.4 | 11.8967 | 35.96 | 11.5981 | 44.6 | 16.9686 | 37.04 | 11.355 | 33.08 | 10.8747 | 2717 | #N/A | #N/A
| 44.6 | 16.9794 | 35.96 | 11.5975 | 37.04 | 11.9985 | 34.88 | 10.9837 | 35.96 | 11.8883 | 44.96 | 14.3803 | 55.04 | 22.1902 | 35.96 | 11.7436 | 37.94 | 11.2618 | 33.98 | 11.2627 | 37.4 | 12.1556 | 33.98 | 11.275 | 44.6 | 16.5446 | 37.04 | 11.3537 | 33.08 | 10.7268 | 2718 | #N/A | #N/A
| 44.06 | 16.9199 | 35.96 | 11.7524 | 37.04 | 12.1319 | 35.96 | 11.1993 | 35.96 | 11.888 | 44.96 | 14.0609 | 53.06 | 21.0651 | 35.96 | 11.7436 | 37.04 | 10.6637 | 35.06 | 11.6573 | 35.6 | 11.7213 | 33.98 | 11.2747 | 44.6 | 16.9686 | 35.96 | 11.0935 | 33.98 | 10.8031 | 2719 | #N/A | #N/A
| 44.6 | 16.9794 | 37.04 | 12.0124 | 37.04 | 12.1319 | 35.6 | 11.1554 | 37.04 | 12.148 | 44.06 | 13.551 | 53.06 | 21.0651 | 35.96 | 11.7427 | 35.96 | 10.3109 | 37.04 | 12.0004 | 35.6 | 11.7213 | 33.98 | 11.4089 | 46.4 | 16.9809 | 35.96 | 11.092 | 33.08 | 10.5847 | 2720 | #N/A | #N/A
| 44.6 | 16.9794 | 39.02 | 12.4885 | 37.94 | 12.059 | 35.78 | 11.1756 | 39.02 | 12.6238 | 44.96 | 13.363 | 51.08 | 19.9451 | 37.04 | 11.8479 | 35.96 | 10.4019 | 39.02 | 12.1987 | 35.6 | 11.7213 | 37.04 | 12.147 | 48.2 | 17.8419 | 35.96 | 10.9661 | 33.08 | 10.4714 | 2721 | #N/A | #N/A
| 44.6 | 17.4315 | 42.08 | 13.2264 | 41 | 12.7965 | 36.68 | 11.4364 | 41 | 12.9661 | 46.04 | 13.3884 | 51.98 | 20.4719 | 39.92 | 12.542 | 37.94 | 10.9737 | 42.08 | 12.9361 | 39.2 | 12.5899 | 39.92 | 12.7065 | 46.4 | 17.4052 | 37.94 | 11.6755 | 33.98 | 10.6874 | 2722 | #N/A | #N/A
| 46.04 | 17.8862 | 42.98 | 13.4439 | 41 | 12.7965 | 38.3 | 11.8737 | 42.08 | 13.2267 | 48.02 | 13.5597 | 51.8 | 20.1729 | 44.06 | 13.5411 | 39.02 | 11.2329 | 42.08 | 12.9361 | 41 | 13.0242 | 42.98 | 13.2895 | 44.6 | 16.9686 | 39.92 | 12.153 | 35.06 | 10.9465 | 2723 | #N/A | #N/A
| 46.94 | 17.8691 | 44.96 | 13.7653 | 44.96 | 13.7514 | 40.46 | 12.2593 | 42.08 | 13.0703 | 50 | 13.9307 | 53.06 | 21.0247 | 42.98 | 13.28 | 42.08 | 11.9688 | 44.06 | 13.5376 | 44.6 | 13.6332 | 44.96 | 13.9224 | 44.6 | 16.9686 | 42.08 | 12.565 | 37.94 | 11.6409 | 2724 | #N/A | #N/A
| 48.2 | 18.3054 | 46.04 | 14.1815 | 46.04 | 14.0122 | 41.9 | 12.5634 | 44.96 | 13.7655 | 51.08 | 14.1904 | 57.92 | 23.9758 | 46.04 | 14.0184 | 44.06 | 12.8438 | 46.94 | 14.2328 | 44.6 | 13.6332 | 46.04 | 14.0275 | 44.6 | 16.9686 | 42.98 | 12.6576 | 41 | 12.3785 | 2725 | #N/A | #N/A
| 51.08 | 19.1023 | 48.02 | 14.5043 | 46.04 | 14.0122 | 43.52 | 12.7867 | 46.04 | 14.183 | 55.04 | 15.6798 | 57.92 | 23.9758 | 48.02 | 14.3734 | 46.94 | 13.6389 | 48.92 | 14.5876 | 46.4 | 14.0673 | 48.02 | 14.6619 | 46.4 | 17.4052 | 42.08 | 12.5655 | 39.92 | 11.99 | 2726 | #N/A | #N/A
| 51.8 | 19.6617 | 50 | 14.9825 | 48.02 | 14.3675 | 42.98 | 12.7184 | 46.94 | 14.4004 | 55.94 | 16.0063 | 53.96 | 21.9316 | 48.92 | 14.7154 | 50 | 14.5044 | 48.02 | 14.2286 | 48.2 | 14.5014 | 48.02 | 14.3821 | 50 | 18.7308 | 44.06 | 12.9187 | 41 | 12.3787 | 2727 | #N/A | #N/A
| 57.92 | 21.6156 | 48.92 | 14.722 | 48.92 | 14.7087 | 44.06 | 13.0003 | 48.02 | 14.5057 | 57.92 | 16.6211 | 53.6 | 21.7359 | 48.02 | 14.3751 | 51.08 | 14.4204 | 50 | 14.8495 | 48.2 | 14.5014 | 48.92 | 14.5999 | 50 | 18.7308 | 44.06 | 13.1533 | 41 | 12.3787 | 2728 | #N/A | #N/A
| 55.4 | 20.5362 | 48.92 | 14.4555 | 48.92 | 14.7087 | 44.78 | 13.3029 | 46.94 | 14.1214 | 60.98 | 17.2222 | 55.04 | 21.5065 | 51.08 | 15.1147 | 53.06 | 14.8965 | 50 | 14.7073 | 50 | 14.695 | 48.92 | 14.6008 | 53.6 | 19.6047 | 42.98 | 12.7833 | 42.08 | 12.6399 | 2729 | #N/A | #N/A
| 53.96 | 20.0956 | 48.92 | 14.4552 | 50 | 14.8461 | 42.98 | 12.7816 | 48.92 | 14.5988 | 60.08 | 17.1416 | 55.4 | 21.0481 | 48.92 | 14.4498 | 53.96 | 15.2298 | 48.92 | 14.4458 | 50 | 14.695 | 48.92 | 14.6005 | 57.2 | 21.4746 | 46.04 | 13.3959 | 42.98 | 12.6253 | 2730 | #N/A | #N/A
| 53.96 | 20.0928 | 48.92 | 14.3177 | 48.92 | 14.4416 | 43.16 | 12.6587 | 48.02 | 14.2376 | 60.98 | 17.2201 | 55.94 | 21.7651 | 50 | 14.7097 | 53.96 | 15.2292 | 48.02 | 14.0916 | 50 | 14.695 | 50 | 14.9844 | 55.4 | 20.524 | 42.98 | 12.4426 | 42.08 | 12.5101 | 2731 | #N/A | #N/A
| 53.06 | 19.585 | 46.94 | 13.7304 | 48.92 | 14.4416 | 41.9 | 12.4556 | 46.04 | 13.6224 | 59 | 17.1451 | 55.94 | 21.7651 | 48.02 | 14.0946 | 53.06 | 14.8026 | 46.04 | 13.3807 | 50 | 14.695 | 46.94 | 13.9772 | 53.6 | 19.6047 | 42.08 | 12.4382 | 39.92 | 11.9883 | 2732 | #N/A | #N/A
| 51.08 | 19.1023 | 44.96 | 13.2515 | 46.04 | 13.5006 | 40.82 | 12.2148 | 44.06 | 13.1434 | 57.02 | 16.6642 | 53.6 | 20.0972 | 46.94 | 13.833 | 51.98 | 14.252 | 46.04 | 13.504 | 48.2 | 14.261 | 46.04 | 13.6227 | 51.8 | 18.7151 | 41 | 12.1775 | 39.02 | 11.8983 | 2733 | #N/A | #N/A
| 50 | 18.8347 | 44.06 | 13.0332 | 44.96 | 13.2388 | 39.74 | 11.9958 | 42.98 | 12.882 | 53.06 | 15.704 | 51.98 | 19.6287 | 42.98 | 13.0118 | 50 | 13.6077 | 44.96 | 13.1177 | 44.6 | 13.3931 | 44.96 | 13.3611 | 50 | 18.2785 | 39.92 | 11.816 | 37.94 | 11.5084 | 2734 | #N/A | #N/A
| 50 | 19.6802 | 44.06 | 13.0317 | 44.96 | 13.2388 | 38.84 | 11.6326 | 42.98 | 12.8805 | 51.98 | 15.5935 | 51.08 | 19.405 | 42.08 | 12.6577 | 46.94 | 12.9429 | 42.98 | 12.8711 | 44.6 | 13.3931 | 42.08 | 12.8007 | 48.2 | 17.8419 | 39.02 | 11.5981 | 37.04 | 11.4184 | 2735 | #N/A | #N/A
| 50 | 19.9451 | 42.08 | 12.6619 | 44.06 | 13.02 | 38.66 | 11.529 | 41 | 12.5374 | 50 | 15.1121 | 50 | 19.389 | 39.92 | 12.1361 | 46.04 | 12.7254 | 42.08 | 12.7886 | 41 | 12.5253 | 39.92 | 12.2789 | 48.2 | 18.2939 | 39.02 | 11.5977 | 35.96 | 11.1578 | 2736 | #N/A | #N/A
| 50 | 19.7371 | 39.92 | 12.033 | 42.98 | 12.7595 | 36.86 | 11.1358 | 39.92 | 12.1419 | 50 | 15.2459 | 50 | 18.848 | 39.92 | 12.1356 | 44.06 | 12.3406 | 41 | 12.528 | 39.2 | 12.0913 | 39.02 | 12.0614 | 48.2 | 18.7748 | 37.94 | 11.4378 | 35.96 | 11.0306 | 2737 | #N/A | #N/A
| 51.98 | 20.7569 | 39.92 | 12.0333 | 42.98 | 12.7595 | 36.32 | 11.1498 | 39.02 | 11.925 | 50 | 15.4133 | 50 | 18.848 | 37.94 | 11.9352 | 35.96 | 10.9833 | 39.02 | 11.916 | 39.2 | 12.0913 | 37.94 | 11.9434 | 48.2 | 18.7748 | 37.04 | 11.2219 | 35.06 | 10.7119 | 2738 | #N/A | #N/A
| 51.98 | 21.1009 | 39.02 | 11.8174 | 39.92 | 12.0232 | 35.24 | 10.9114 | 37.04 | 11.4488 | 46.04 | 14.6029 | 48.92 | 17.8593 | 37.04 | 11.5765 | 32 | 10.2637 | 39.92 | 12.1337 | 39.2 | 12.0913 | 37.94 | 11.9434 | 48.2 | 19.2862 | 35.96 | 10.9622 | 33.08 | 10.2368 | 2739 | #N/A | #N/A
| 53.06 | 21.6624 | 37.94 | 11.5578 | 39.92 | 12.1317 | 32.54 | 10.2625 | 37.04 | 11.4498 | 46.04 | 14.4575 | 48.92 | 16.1803 | 35.06 | 11.1005 | 30.02 | 9.7874 | 37.94 | 11.657 | 37.4 | 11.8967 | 35.96 | 11.325 | 50 | 19.7239 | 35.96 | 10.9638 | 33.08 | 10.3404 | 2740 | #N/A | #N/A
| 53.06 | 22.0341 | 35.96 | 11.0809 | 39.92 | 12.1317 | 33.62 | 10.5663 | 35.06 | 10.9731 | 44.96 | 14.1971 | 48.02 | 15.4207 | 35.06 | 10.9651 | 28.94 | 9.4189 | 35.96 | 11.0725 | 35.6 | 11.4626 | 33.98 | 10.848 | 50 | 19.7239 | 33.98 | 10.4877 | 32 | 10.0806 | 2741 | #N/A | #N/A
| 53.6 | 22.354 | 35.96 | 11.0814 | 37.94 | 11.6549 | 30.38 | 9.6799 | 35.06 | 10.9736 | 44.06 | 13.9782 | 46.94 | 15.1586 | 35.06 | 10.9654 | 28.04 | 9.3109 | 35.06 | 10.8561 | 35.6 | 11.2234 | 33.98 | 10.8482 | 51.8 | 20.1615 | 33.98 | 10.6125 | 30.92 | 9.821 | 2742 | #N/A | #N/A
| 55.4 | 22.7929 | 35.06 | 10.8645 | 37.04 | 11.4377 | 27.68 | 9.0718 | 35.06 | 10.8652 | 44.06 | 13.9771 | 46.04 | 14.7806 | 33.98 | 10.8407 | 26.06 | 8.7236 | 33.98 | 10.703 | 35.6 | 11.2234 | 32 | 10.2356 | 53.6 | 21.7229 | 33.98 | 10.613 | 30.92 | 9.8213 | 2743 | #N/A | #N/A
| 53.6 | 21.738 | 35.06 | 10.8643 | 37.04 | 11.4377 | 30.56 | 9.7854 | 35.06 | 10.9726 | 44.06 | 13.9738 | 46.04 | 14.7806 | 35.06 | 11.0994 | 26.06 | 8.8313 | 30.92 | 9.9649 | 33.8 | 10.7895 | 32 | 10.3696 | 51.8 | 20.1615 | 33.08 | 10.3951 | 30.92 | 9.82 | 2744 | #N/A | #N/A
| 53.06 | 21.3553 | 37.04 | 11.4481 | 37.04 | 11.5705 | 33.44 | 10.7689 | 37.04 | 11.4491 | 46.94 | 14.6646 | 46.94 | 15.1498 | 37.04 | 11.8408 | 28.94 | 9.803 | 35.96 | 11.3131 | 35.6 | 11.4626 | 35.06 | 11.2478 | 48.2 | 19.2862 | 35.96 | 11.196 | 32 | 10.2073 | 2745 | #N/A | #N/A
| 53.6 | 21.738 | 37.94 | 11.665 | 39.92 | 12.2652 | 38.3 | 11.893 | 39.02 | 12.2044 | 50 | 15.4012 | 48.02 | 15.4076 | 39.92 | 12.4127 | 35.06 | 11.2782 | 39.02 | 12.0511 | 37.4 | 11.8967 | 37.94 | 11.9429 | 48.2 | 19.2862 | 39.02 | 11.9332 | 35.06 | 10.944 | 2746 | #N/A | #N/A
| 51.08 | 18.8383 | 42.08 | 12.7994 | 39.92 | 12.2652 | 41.18 | 12.4745 | 42.08 | 13.0662 | 51.98 | 15.8801 | 48.92 | 15.2827 | 41 | 12.674 | 42.08 | 12.6896 | 42.98 | 13.007 | 41 | 12.5253 | 41 | 12.6822 | 46.4 | 17.4052 | 42.98 | 12.8889 | 37.94 | 11.6387 | 2747 | #N/A | #N/A
| 51.8 | 19.1792 | 46.04 | 13.8982 | 44.96 | 13.6247 | 44.42 | 13.3947 | 42.98 | 13.1613 | 53.96 | 16.056 | 50 | 15.096 | 44.96 | 13.755 | 46.94 | 13.6263 | 46.04 | 13.8888 | 41 | 12.5253 | 44.06 | 13.5461 | 48.2 | 17.4172 | 46.04 | 13.7639 | 41 | 12.4881 | 2748 | #N/A | #N/A
| 48.02 | 18.3134 | 48.02 | 14.501 | 48.02 | 14.4884 | 46.94 | 14.0742 | 46.94 | 14.397 | 57.92 | 17.1455 | 51.08 | 14.803 | 48.02 | 14.4948 | 51.08 | 14.4091 | 48.92 | 14.585 | 44.6 | 13.6332 | 46.94 | 14.2422 | 46.4 | 17.4052 | 48.92 | 14.4598 | 44.06 | 13.2263 | 2749 | #N/A | #N/A
| 51.08 | 18.556 | 51.08 | 15.2409 | 48.02 | 14.4884 | 50.9 | 15.0795 | 50 | 15.1374 | 57.92 | 17.1472 | 51.08 | 14.803 | 50 | 15.1294 | 53.96 | 14.6317 | 51.98 | 15.4491 | 46.4 | 14.0673 | 50 | 14.9817 | 51.8 | 17.8904 | 51.98 | 15.1985 | 46.94 | 13.9214 | 2750 | #N/A | #N/A
| 55.04 | 18.6117 | 53.06 | 15.7202 | 53.06 | 15.7074 | 50 | 14.9479 | 53.06 | 15.8778 | 57.02 | 16.643 | 50 | 15.3988 | 53.96 | 16.088 | 57.92 | 16.2777 | 55.04 | 16.1887 | 50 | 15.1957 | 53.96 | 16.0949 | 51.8 | 17.5156 | 53.96 | 15.678 | 48.92 | 14.5408 | 2751 | #N/A | #N/A
| 57.02 | 18.8655 | 53.96 | 15.8138 | 55.04 | 16.3418 | 53.6 | 15.8161 | 53.96 | 16.0965 | 55.94 | 16.9861 | 51.08 | 15.4901 | 53.06 | 15.5916 | 60.08 | 16.3838 | 55.04 | 15.923 | 50 | 15.1957 | 53.06 | 15.7228 | 55.4 | 18.0348 | 55.04 | 16.0851 | 51.08 | 15.0626 | 2752 | #N/A | #N/A
| 53.96 | 19.0362 | 53.06 | 15.7223 | 55.04 | 16.3418 | 55.94 | 16.2529 | 53.96 | 16.0968 | 55.04 | 16.4544 | 51.98 | 15.5749 | 55.04 | 16.0711 | 62.96 | 17.1859 | 55.04 | 16.0675 | 48.2 | 15.0423 | 50 | 15.5955 | 55.4 | 18.387 | 57.02 | 16.5642 | 51.98 | 15.4285 | 2753 | #N/A | #N/A
| 55.94 | 19.2646 | 53.96 | 15.9397 | 53.96 | 15.9271 | 55.4 | 16.2502 | 53.96 | 16.0978 | 53.96 | 16.5105 | 53.06 | 15.4177 | 55.94 | 16.4138 | 62.96 | 17.2813 | 55.94 | 16.2854 | 48.2 | 15.0423 | 50 | 15.9418 | 55.4 | 18.0348 | 57.02 | 16.5671 | 51.98 | 15.43 | 2754 | #N/A | #N/A
| 53.96 | 18.7818 | 53.06 | 15.7232 | 55.04 | 16.3437 | 56.66 | 16.6024 | 53.06 | 16.0166 | 53.96 | 16.6956 | 51.08 | 14.9401 | 55.94 | 16.415 | 64.04 | 17.5438 | 55.94 | 16.2851 | 48.2 | 15.0423 | 48.92 | 15.8822 | 57.2 | 18.1398 | 57.92 | 16.9089 | 51.08 | 15.0646 | 2755 | #N/A | #N/A
| 53.06 | 18.1252 | 51.98 | 15.6171 | 55.04 | 16.3437 | 54.68 | 16.1761 | 51.08 | 15.7066 | 51.08 | 16.3605 | 51.08 | 14.9401 | 51.08 | 16.3961 | 62.96 | 17.0851 | 53.96 | 15.8073 | 48.2 | 15.6731 | 48.02 | 16.0102 | 55.4 | 18.387 | 55.94 | 16.4307 | 51.08 | 15.064 | 2756 | #N/A | #N/A
| 51.08 | 18.0769 | 46.04 | 15.1806 | 46.94 | 15.1809 | 52.88 | 15.6899 | 50 | 15.4442 | 46.94 | 16.07 | 46.94 | 14.4898 | 50 | 16.3192 | 62.06 | 16.7836 | 53.06 | 15.7135 | 46.4 | 15.5484 | 46.94 | 16.1186 | 55.4 | 18.0348 | 55.04 | 16.0886 | 50 | 14.8032 | 2757 | #N/A | #N/A
| 48.92 | 18.0147 | 48.02 | 14.6583 | 46.94 | 15.5632 | 52.16 | 15.726 | 48.02 | 14.7946 | 46.04 | 15.8528 | 44.06 | 13.7926 | 48.02 | 15.9992 | 57.92 | 16.9431 | 50 | 15.2644 | 44.6 | 15.4435 | 44.96 | 15.8496 | 51.8 | 17.8904 | 53.06 | 15.7353 | 48.92 | 14.6896 | 2758 | #N/A | #N/A
| 48.02 | 17.7914 | 44.96 | 13.7636 | 46.94 | 15.5632 | 50.36 | 15.5423 | 44.96 | 14.0552 | 46.04 | 15.8509 | 42.98 | 13.6966 | 46.94 | 16.1037 | 59 | 17.0746 | 48.92 | 15.1706 | 42.8 | 15.0081 | 44.06 | 15.6297 | 48.2 | 17.0184 | 51.08 | 15.413 | 46.94 | 14.3399 | 2759 | #N/A | #N/A
| 46.94 | 17.7941 | 42.08 | 13.0686 | 46.94 | 14.5182 | 48.56 | 15.137 | 42.08 | 13.3602 | 46.94 | 16.2782 | 41 | 13.3632 | 46.04 | 15.8859 | 57.92 | 16.2898 | 48.92 | 15.0015 | 42.8 | 15.0081 | 42.98 | 15.3678 | 46.4 | 16.5824 | 48.92 | 15.0282 | 46.04 | 14.2834 | 2760 | #N/A | #N/A
| 42.98 | 16.1018 | 41 | 13.099 | 44.96 | 14.2093 | 43.7 | 13.7926 | 42.08 | 13.5298 | 46.04 | 16.0629 | 39.92 | 13.2834 | 44.96 | 15.6246 | 55.94 | 15.9423 | 48.02 | 14.7846 | 42.8 | 15.0081 | 42.08 | 15.151 | 46.4 | 16.5824 | 46.94 | 14.5498 | 44.96 | 14.1628 | 2761 | #N/A | #N/A
| 39.92 | 14.926 | 39.02 | 12.6212 | 44.96 | 14.2093 | 38.48 | 13.1676 | 42.08 | 13.6773 | 46.04 | 16.2472 | 39.92 | 13.2834 | 37.94 | 13.7556 | 51.98 | 15.8075 | 46.04 | 14.3064 | 42.8 | 15.3601 | 42.98 | 14.6272 | 44.6 | 16.1464 | 44.06 | 14.0254 | 42.98 | 13.6847 | 2762 | #N/A | #N/A
| 39.02 | 14.4839 | 39.02 | 12.7912 | 44.06 | 14.1397 | 37.22 | 12.704 | 42.08 | 13.8622 | 46.04 | 16.2513 | 39.92 | 13.4416 | 39.92 | 14.4066 | 44.96 | 16.8024 | 37.94 | 12.5215 | 37.4 | 13.3725 | 39.92 | 13.1593 | 42.8 | 16.532 | 41 | 13.2879 | 42.08 | 13.4707 | 2763 | #N/A | #N/A
| 37.94 | 13.8352 | 41 | 13.4183 | 44.06 | 14.3258 | 33.8 | 11.8172 | 42.98 | 14.0822 | 46.04 | 15.8618 | 42.98 | 14.5625 | 39.92 | 13.8803 | 44.06 | 16.1378 | 39.92 | 13.3315 | 39.2 | 13.4983 | 33.08 | 11.5094 | 41 | 15.2743 | 35.06 | 11.8554 | 42.08 | 13.4728 | 2764 | #N/A | #N/A
| 37.04 | 13.6156 | 41 | 13.4216 | 44.06 | 14.3258 | 33.98 | 11.8038 | 41 | 13.6074 | 46.04 | 16.2606 | 44.96 | 15.1992 | 33.08 | 11.8457 | 42.98 | 15.2437 | 41 | 13.7536 | 33.8 | 11.8679 | 33.08 | 11.5108 | 37.4 | 13.68 | 33.08 | 11.3789 | 42.98 | 13.6918 | 2765 | #N/A | #N/A
| 41 | 15.3748 | 41 | 13.4223 | 42.98 | 14.068 | 36.5 | 12.5998 | 42.08 | 14.0294 | 46.94 | 16.0868 | 46.04 | 15.1201 | 35.06 | 12.3252 | 41 | 14.9804 | 39.02 | 13.6609 | 37.4 | 12.7373 | 33.98 | 12.0738 | 41 | 14.9011 | 35.06 | 12.1907 | 42.98 | 13.6925 | 2766 | #N/A | #N/A
| 41 | 15.1792 | 39.02 | 13.1289 | 44.06 | 14.3299 | 37.04 | 13.1161 | 41 | 13.7693 | 46.94 | 16.3022 | 46.94 | 15.5193 | 33.98 | 12.2644 | 39.92 | 14.7202 | 39.92 | 14.2359 | 32 | 11.1317 | 33.08 | 11.6969 | 42.8 | 15.7103 | 37.04 | 12.4842 | 42.08 | 13.651 | 2767 | #N/A | #N/A
| 39.02 | 14.4734 | 37.04 | 12.4658 | 44.06 | 14.3299 | 36.68 | 13.1539 | 37.94 | 13.0293 | 48.92 | 16.5712 | 46.94 | 15.5193 | 33.08 | 11.8457 | 39.92 | 14.6903 | 39.02 | 13.6609 | 35.6 | 12.3026 | 30.92 | 11.1749 | 44.6 | 16.1464 | 37.04 | 12.6673 | 42.08 | 13.4747 | 2768 | #N/A | #N/A
| 46.94 | 17.0433 | 39.92 | 13.8889 | 44.96 | 14.7041 | 38.12 | 13.7612 | 41 | 14.3106 | 48.92 | 16.2021 | 48.02 | 16.1311 | 35.96 | 12.9247 | 41 | 14.9515 | 44.96 | 15.0952 | 35.6 | 12.3026 | 33.98 | 12.2723 | 44.6 | 16.1464 | 37.94 | 12.8831 | 42.08 | 13.6489 | 2769 | #N/A | #N/A
| 50 | 17.3488 | 46.94 | 15.5868 | 46.04 | 15.1654 | 41.9 | 14.199 | 44.96 | 15.1093 | 48.92 | 16.4004 | 50 | 16.6109 | 46.94 | 15.3948 | 41 | 15.1651 | 48.92 | 15.8675 | 41 | 13.9333 | 44.96 | 15.1106 | 46.4 | 16.2084 | 39.92 | 13.5233 | 42.98 | 13.8663 | 2770 | #N/A | #N/A
| 53.96 | 17.9026 | 48.02 | 15.8479 | 46.04 | 15.1654 | 44.96 | 14.8034 | 46.94 | 15.5884 | 50 | 17.2288 | 51.08 | 16.8703 | 50 | 16.3213 | 41 | 15.3945 | 51.08 | 16.1908 | 46.4 | 14.6078 | 48.92 | 16.07 | 48.2 | 16.6441 | 44.96 | 14.9429 | 46.04 | 14.7568 | 2771 | #N/A | #N/A
| 57.02 | 18.4335 | 48.92 | 15.8807 | 50 | 16.309 | 49.82 | 16.046 | 48.92 | 16.0683 | 50 | 17.4583 | 51.98 | 17.4702 | 51.98 | 16.6153 | 42.08 | 15.8549 | 53.06 | 16.6703 | 48.2 | 15.3456 | 51.08 | 16.4071 | 50 | 17.4544 | 53.06 | 16.9021 | 48.92 | 15.6443 | 2772 | #N/A | #N/A
| 57.92 | 18.2857 | 51.08 | 16.2022 | 48.92 | 16.2076 | 53.78 | 17.004 | 51.08 | 16.5917 | 48.92 | 16.9668 | 53.06 | 17.352 | 53.96 | 16.7335 | 42.08 | 15.8289 | 55.94 | 17.3669 | 50 | 15.7804 | 51.98 | 16.8118 | 50 | 17.4544 | 53.96 | 16.7562 | 50 | 15.9057 | 2773 | #N/A | #N/A
| 57.02 | 17.7309 | 53.06 | 16.8833 | 48.92 | 16.2076 | 55.04 | 16.6211 | 53.06 | 16.8859 | 46.94 | 17.4117 | 53.06 | 17.352 | 53.96 | 16.549 | 44.06 | 16.8424 | 55.94 | 17.3677 | 53.6 | 16.6498 | 51.08 | 16.7546 | 50 | 17.0799 | 55.94 | 17.049 | 50 | 15.2456 | 2774 | #N/A | #N/A
| 57.92 | 18.2879 | 51.98 | 16.2616 | 48.02 | 16.1912 | 55.04 | 16.7987 | 53.06 | 17.0738 | 46.04 | 16.6973 | 53.96 | 18.5605 | 51.98 | 16.8052 | 46.04 | 17.0658 | 55.04 | 16.9914 | 53.6 | 16.978 | 51.08 | 16.7564 | 50 | 17.4544 | 55.94 | 16.7295 | 51.08 | 15.6477 | 2775 | #N/A | #N/A
| 57.92 | 18.6502 | 51.08 | 16.7549 | 46.94 | 16.3149 | 55.4 | 16.9463 | 51.98 | 16.814 | 48.02 | 17.1803 | 53.96 | 19.2768 | 53.06 | 17.0663 | 48.92 | 17.5166 | 55.04 | 16.9917 | 53.6 | 16.978 | 53.06 | 17.2365 | 48.2 | 17.0184 | 55.94 | 16.9013 | 51.98 | 15.8651 | 2776 | #N/A | #N/A
| 57.92 | 18.6502 | 53.06 | 16.8879 | 46.94 | 16.3149 | 55.4 | 16.8856 | 53.96 | 17.108 | 48.92 | 16.9725 | 53.06 | 19.3296 | 51.98 | 17.1639 | 48.92 | 17.733 | 53.96 | 16.8921 | 53.6 | 16.978 | 51.08 | 16.5978 | 50 | 17.8535 | 55.94 | 16.9007 | 51.98 | 15.8661 | 2777 | #N/A | #N/A
| 57.02 | 18.6422 | 51.98 | 16.8134 | 53.06 | 17.4146 | 56.3 | 17.1647 | 55.04 | 17.0058 | 48.92 | 16.5731 | 53.96 | 19.2812 | 51.08 | 16.7481 | 51.98 | 18.0602 | 55.04 | 17.3553 | 51.8 | 16.8539 | 51.08 | 16.7587 | 50 | 17.8535 | 55.94 | 16.9017 | 53.06 | 15.987 | 2778 | #N/A | #N/A
| 55.94 | 18.3803 | 51.08 | 17.1282 | 55.04 | 17.6956 | 55.4 | 16.9489 | 53.96 | 17.2949 | 50 | 16.8311 | 51.98 | 18.8029 | 51.08 | 16.7481 | 55.04 | 18.5688 | 55.04 | 17.1543 | 48.2 | 15.6731 | 51.08 | 16.9586 | 50 | 17.8535 | 55.94 | 16.9027 | 51.98 | 15.7259 | 2779 | #N/A | #N/A
| 55.04 | 18.3415 | 53.06 | 17.2359 | 55.04 | 17.6956 | 55.22 | 17.1239 | 55.04 | 17.3695 | 48.92 | 16.0392 | 51.98 | 18.8029 | 51.98 | 17.3373 | 53.06 | 18.0877 | 55.04 | 17.1547 | 48.2 | 15.6731 | 51.08 | 17.1314 | 48.2 | 17.4172 | 57.02 | 17.3126 | 51.98 | 15.8661 | 2780 | #N/A | #N/A
| 53.06 | 18.5151 | 48.02 | 16.6016 | 50 | 17.0587 | 53.06 | 16.8003 | 53.96 | 16.7446 | 48.02 | 15.9792 | 51.08 | 18.5902 | 48.92 | 16.8098 | 51.08 | 18.772 | 53.96 | 16.7324 | 48.2 | 15.6731 | 50 | 17.2689 | 46.4 | 16.9809 | 55.04 | 16.8342 | 51.08 | 15.6488 | 2781 | #N/A | #N/A
| 48.92 | 17.9716 | 46.04 | 16.1213 | 51.08 | 17.1071 | 52.7 | 16.5807 | 53.06 | 16.5264 | 46.94 | 15.9113 | 51.08 | 18.3746 | 48.02 | 16.5919 | 48.2 | 18.4567 | 53.06 | 16.5142 | 46.4 | 15.5484 | 48.02 | 17.2153 | 46.4 | 16.9809 | 53.96 | 16.5731 | 48.92 | 15.303 | 2782 | #N/A | #N/A
| 46.04 | 17.0565 | 46.04 | 16.1208 | 51.08 | 17.1071 | 51.26 | 16.3306 | 51.98 | 16.4261 | 44.06 | 14.8579 | 51.08 | 18.123 | 46.94 | 16.1178 | 44.96 | 16.774 | 51.08 | 16.3983 | 46.4 | 15.879 | 46.04 | 16.5384 | 42.8 | 15.7103 | 53.06 | 16.5415 | 48.02 | 15.2386 | 2783 | #N/A | #N/A
| 42.98 | 15.8295 | 46.04 | 16.3062 | 51.98 | 17.1534 | 51.98 | 16.4385 | 51.98 | 16.4261 | 37.94 | 13.1931 | 48.92 | 17.8508 | 46.04 | 16.1137 | 44.6 | 17.1212 | 50 | 16.1372 | 44.6 | 15.7958 | 44.96 | 16.2779 | 42.8 | 15.7103 | 51.98 | 16.2807 | 48.02 | 15.4306 | 2784 | #N/A | #N/A
| 39.92 | 14.4961 | 48.02 | 16.0172 | 51.98 | 16.6105 | 50.36 | 16.2507 | 50 | 16.1507 | 33.8 | 11.8584 | 48.92 | 18.3401 | 44.96 | 16.0384 | 44.06 | 16.5701 | 51.08 | 16.3987 | 44.6 | 16.1713 | 44.06 | 16.0622 | 42.8 | 15.7103 | 51.08 | 16.2257 | 48.92 | 15.4572 | 2785 | #N/A | #N/A
| 39.02 | 14.2789 | 46.94 | 15.4105 | 51.98 | 16.6105 | 49.46 | 16.0642 | 48.92 | 16.0765 | 35.96 | 12.7051 | 48.92 | 18.3401 | 46.04 | 16.3004 | 44.06 | 16.1211 | 51.08 | 16.3991 | 44.6 | 16.1713 | 42.98 | 15.8006 | 42.8 | 16.1083 | 51.08 | 16.2261 | 48.02 | 15.2401 | 2786 | #N/A | #N/A
| 37.94 | 14.018 | 46.94 | 15.4113 | 50 | 16.1328 | 49.28 | 16.0194 | 44.96 | 14.9344 | 39.92 | 14.21 | 50 | 18.8398 | 44.96 | 16.2677 | 42.98 | 15.8598 | 50 | 16.1385 | 44.6 | 16.1713 | 42.98 | 15.8011 | 42.8 | 16.1083 | 50 | 15.9652 | 46.94 | 15.1708 | 2787 | #N/A | #N/A
| 37.94 | 13.8121 | 44.06 | 14.7162 | 48.92 | 16.0574 | 47.12 | 15.75 | 42.98 | 14.6415 | 42.08 | 14.7334 | 46.94 | 17.8687 | 48.02 | 16.2112 | 42.98 | 15.6282 | 48.92 | 16.0633 | 42.8 | 16.1351 | 44.06 | 16.0633 | 42.8 | 16.1083 | 48.92 | 15.9076 | 46.04 | 14.9544 | 2788 | #N/A | #N/A
| 37.04 | 13.4289 | 44.06 | 14.5157 | 48.92 | 16.0574 | 46.4 | 15.4815 | 42.08 | 14.4252 | 39.92 | 14.0139 | 48.02 | 18.1309 | 48.02 | 16.0127 | 42.98 | 15.4304 | 48.02 | 15.8471 | 46.4 | 16.2315 | 44.06 | 15.6511 | 39.2 | 14.4654 | 48.92 | 15.9089 | 44.96 | 14.8611 | 2789 | #N/A | #N/A
| 35.06 | 12.6031 | 44.06 | 14.7178 | 48.02 | 15.842 | 46.4 | 15.5132 | 44.06 | 15.0649 | 41 | 14.6405 | 44.06 | 16.436 | 48.02 | 16.0136 | 42.08 | 15.4084 | 46.04 | 15.3688 | 44.6 | 15.7958 | 39.92 | 14.6496 | 37.4 | 13.68 | 48.02 | 15.691 | 44.06 | 14.6443 | 2790 | #N/A | #N/A
| 35.06 | 12.6031 | 44.96 | 15.1216 | 46.94 | 15.5809 | 45.32 | 15.2858 | 44.06 | 15.264 | 41 | 14.8515 | 46.04 | 17.3866 | 46.94 | 15.7538 | 41 | 14.9589 | 42.98 | 14.6299 | 42.8 | 15.3601 | 42.98 | 15.0051 | 35.6 | 13.2446 | 46.94 | 15.618 | 44.06 | 14.6455 | 2791 | #N/A | #N/A
| 33.8 | 12.4894 | 44.96 | 15.2808 | 46.94 | 15.5809 | 45.68 | 15.2464 | 46.04 | 15.7424 | 41 | 14.851 | 46.04 | 17.3866 | 44.96 | 15.1142 | 39.92 | 14.88 | 41 | 14.8917 | 44.6 | 15.4435 | 37.04 | 13.3688 | 35.6 | 12.9169 | 46.04 | 15.2134 | 44.06 | 14.8539 | 2792 | #N/A | #N/A
| 35.6 | 12.9246 | 46.04 | 15.7402 | 48.92 | 16.2179 | 45.68 | 15.276 | 46.94 | 16.1312 | 42.08 | 15.1012 | 46.94 | 17.3865 | 48.02 | 16.0131 | 41 | 15.1371 | 44.06 | 15.8152 | 44.6 | 15.1132 | 44.06 | 15.4368 | 37.4 | 14.0297 | 44.96 | 15.2984 | 44.06 | 14.8526 | 2793 | #N/A | #N/A
| 48.02 | 18.2474 | 48.92 | 16.6095 | 48.92 | 16.4169 | 46.76 | 15.8602 | 48.02 | 16.393 | 44.06 | 15.9947 | 46.04 | 17.1726 | 50 | 16.4924 | 41 | 14.9487 | 48.92 | 16.4233 | 46.4 | 15.879 | 46.04 | 15.9159 | 44.6 | 17.4199 | 48.02 | 15.8773 | 44.96 | 15.2609 | 2794 | #N/A | #N/A
| 51.98 | 17.2077 | 51.08 | 17.1336 | 48.92 | 16.4169 | 49.1 | 16.3926 | 50 | 16.8735 | 44.06 | 16.1835 | 46.4 | 17.4144 | 51.08 | 16.9533 | 42.08 | 15.2064 | 51.08 | 16.9472 | 50 | 16.7498 | 48.92 | 16.8284 | 48.2 | 17.8419 | 50 | 16.5161 | 46.04 | 15.688 | 2795 | #N/A | #N/A
| 55.04 | 16.8962 | 53.06 | 17.4425 | 53.06 | 17.8071 | 51.62 | 17.0369 | 53.96 | 18.0498 | 44.96 | 16.2104 | 46.04 | 17.1898 | 53.06 | 17.6059 | 42.98 | 15.4304 | 53.96 | 17.8169 | 50 | 16.7498 | 53.06 | 17.8319 | 48.2 | 17.0184 | 53.06 | 17.2576 | 46.94 | 15.9064 | 2796 | #N/A | #N/A
| 55.04 | 17.2489 | 53.96 | 17.4621 | 53.96 | 17.8127 | 54.68 | 17.7773 | 51.98 | 17.356 | 44.96 | 15.981 | 48.02 | 18.166 | 53.96 | 17.8246 | 42.98 | 15.215 | 55.04 | 18.0797 | 51.8 | 17.1852 | 53.96 | 18.0513 | 48.2 | 16.6441 | 55.04 | 17.5749 | 50 | 16.4803 | 2797 | #N/A | #N/A
| 55.04 | 17.2485 | 53.96 | 17.4635 | 53.96 | 17.8127 | 55.58 | 17.7674 | 55.94 | 18.1436 | 46.04 | 16.0596 | 48.02 | 18.166 | 55.94 | 18.3067 | 44.96 | 16.0953 | 55.94 | 18.1281 | 53.6 | 17.6207 | 55.94 | 18.3186 | 50 | 17.0799 | 57.02 | 17.8681 | 51.98 | 17.1266 | 2798 | #N/A | #N/A
| 55.04 | 16.8977 | 57.02 | 18.2062 | 55.94 | 17.7642 | 55.4 | 17.4302 | 57.02 | 18.4072 | 44.96 | 16.4016 | 48.92 | 18.8615 | 55.94 | 18.1365 | 46.94 | 15.9879 | 55.04 | 17.7121 | 55.4 | 18.0561 | 55.04 | 17.9297 | 51.8 | 17.1639 | 57.02 | 17.8694 | 53.06 | 17.0308 | 2799 | #N/A | #N/A
| 55.94 | 17.4707 | 55.94 | 17.7843 | 57.02 | 18.1871 | 55.4 | 18.076 | 55.94 | 17.9465 | 44.96 | 16.6441 | 46.94 | 18.0918 | 55.94 | 18.137 | 46.94 | 15.7847 | 57.02 | 18.032 | 53.6 | 17.9742 | 53.06 | 18.7008 | 51.8 | 17.1639 | 57.92 | 18.2759 | 53.06 | 17.0317 | 2800 | #N/A | #N/A
| 55.04 | 17.4366 | 55.94 | 17.7847 | 57.02 | 18.1871 | 57.38 | 18.1429 | 55.04 | 17.7289 | 46.04 | 17.375 | 46.4 | 17.8668 | 57.92 | 18.6188 | 46.94 | 15.9813 | 57.02 | 18.0338 | 51.8 | 17.9151 | 55.94 | 18.1503 | 53.6 | 17.5993 | 59 | 18.5395 | 51.98 | 16.7718 | 2801 | #N/A | #N/A
| 53.96 | 17.6955 | 55.94 | 18.1463 | 55.94 | 18.1269 | 56.84 | 18.0124 | 55.94 | 18.3205 | 48.92 | 17.1655 | 44.6 | 16.5532 | 57.02 | 18.2022 | 48.02 | 16.2424 | 57.02 | 18.1946 | 55.4 | 18.0561 | 55.04 | 17.7339 | 55.4 | 18.0348 | 57.92 | 18.278 | 53.06 | 17.2257 | 2802 | #N/A | #N/A
| 53.96 | 17.6964 | 53.06 | 18.0186 | 55.94 | 18.2968 | 55.76 | 17.9115 | 53.06 | 18.2497 | 48.92 | 16.939 | 44.06 | 16.2191 | 57.02 | 18.2013 | 48.92 | 16.4604 | 55.94 | 18.3039 | 55.4 | 18.0561 | 53.96 | 17.8439 | 57.2 | 18.4703 | 57.02 | 18.0596 | 51.98 | 17.1295 | 2803 | #N/A | #N/A
| 53.06 | 17.1176 | 50 | 18.4253 | 55.94 | 18.2968 | 54.68 | 17.8478 | 51.08 | 18.6882 | 50 | 17.0903 | 44.06 | 16.2191 | 55.04 | 18.0914 | 48.02 | 16.0408 | 53.06 | 18.2308 | 51.8 | 17.9151 | 50 | 17.4823 | 57.2 | 17.8296 | 55.94 | 17.9566 | 51.08 | 16.9088 | 2804 | #N/A | #N/A
| 51.08 | 17.0006 | 51.08 | 18.4671 | 51.98 | 18.6577 | 53.24 | 17.6361 | 51.98 | 18.1827 | 46.94 | 16.4511 | 42.98 | 15.753 | 48.92 | 18.153 | 46.04 | 15.3984 | 51.08 | 18.4473 | 48.2 | 17.4438 | 48.02 | 17.2279 | 55.4 | 17.3946 | 53.96 | 17.6758 | 50 | 17.2501 | 2805 | #N/A | #N/A
| 48.92 | 16.8675 | 50 | 17.2735 | 51.98 | 18.1571 | 51.62 | 17.4907 | 51.08 | 17.5352 | 44.06 | 15.5683 | 42.98 | 15.7487 | 48.02 | 17.7133 | 44.06 | 14.7303 | 51.08 | 18.1915 | 46.4 | 17.0076 | 46.94 | 17.212 | 51.8 | 17.1639 | 53.06 | 17.6284 | 48.92 | 16.7654 | 2806 | #N/A | #N/A
| 48.02 | 16.6486 | 50 | 17.2729 | 51.98 | 18.1571 | 51.44 | 17.631 | 50 | 17.5025 | 42.08 | 15.0856 | 42.98 | 15.5171 | 46.94 | 17.4513 | 42.98 | 14.4658 | 51.08 | 17.5182 | 44.6 | 16.5713 | 44.96 | 16.7327 | 48.2 | 16.2929 | 51.98 | 17.5796 | 48.02 | 16.7687 | 2807 | #N/A | #N/A
| 48.02 | 16.6481 | 46.94 | 17.4538 | 51.08 | 18.181 | 51.8 | 17.5601 | 50 | 17.5003 | 42.08 | 15.2653 | 42.98 | 15.515 | 48.02 | 17.458 | 42.08 | 14.248 | 50 | 17.4852 | 44.6 | 16.5713 | 46.04 | 16.9886 | 48.2 | 16.6441 | 51.08 | 17.3613 | 46.94 | 16.5066 | 2808 | #N/A | #N/A
| 46.04 | 16.1693 | 46.94 | 17.3857 | 46.4 | 17.4057 | 49.28 | 17.4147 | 48.92 | 17.2353 | 44.06 | 16.1643 | 42.08 | 15.1128 | 46.04 | 17.4479 | 41 | 14.1723 | 46.4 | 17.4144 | 44.6 | 16.5713 | 44.96 | 16.6621 | 46.4 | 16.9809 | 50 | 17.2848 | 46.94 | 16.1073 | 2809 | #N/A | #N/A
| 44.06 | 15.6895 | 46.04 | 16.978 | 46.94 | 17.9187 | 48.02 | 16.9132 | 46.94 | 17.1977 | 44.96 | 16.6257 | 42.08 | 15.1128 | 46.04 | 17.3781 | 42.08 | 14.4314 | 46.94 | 17.8592 | 44.6 | 16.9973 | 44.06 | 16.5038 | 44.6 | 16.5446 | 48.92 | 16.8366 | 46.04 | 15.6834 | 2810 | #N/A | #N/A
| 39.02 | 14.084 | 44.96 | 16.4674 | 46.04 | 17.2047 | 47.3 | 16.3319 | 46.04 | 16.7311 | 44.96 | 16.3835 | 42.08 | 15.1083 | 44.96 | 16.8989 | 42.08 | 14.589 | 44.96 | 17.1711 | 42.8 | 16.1351 | 42.98 | 16.4977 | 42.8 | 15.7103 | 48.92 | 16.6225 | 44.96 | 15.4216 | 2811 | #N/A | #N/A
| 37.94 | 13.6572 | 44.06 | 15.9971 | 44.6 | 16.1469 | 47.48 | 16.0296 | 46.04 | 16.9238 | 44.96 | 15.964 | 42.8 | 14.9935 | 44.06 | 16.2452 | 41 | 14.328 | 44.96 | 17.1091 | 42.8 | 16.1351 | 42.98 | 16.1822 | 42.8 | 15.3369 | 48.02 | 16.0328 | 44.96 | 15.2568 | 2812 | #N/A | #N/A
| 35.96 | 12.9866 | 44.06 | 16.1925 | 44.06 | 16.2231 | 47.12 | 15.8431 | 44.06 | 16.2008 | 44.06 | 15.5668 | 42.08 | 14.7301 | 44.06 | 16.1863 | 41 | 14.5307 | 42.8 | 15.3444 | 41 | 15.2994 | 42.8 | 15.7386 | 39.2 | 14.1155 | 46.94 | 15.6098 | 44.06 | 15.0386 | 2813 | #N/A | #N/A
| 35.06 | 12.6146 | 44.06 | 15.5884 | 42.98 | 15.1378 | 45.86 | 15.5353 | 44.06 | 15.8177 | 42.98 | 15.3074 | 42.98 | 15.1137 | 42.08 | 15.3332 | 41 | 14.5363 | 44.06 | 15.7591 | 41 | 14.5727 | 41 | 15.0375 | 37.4 | 13.68 | 46.04 | 15.3905 | 44.06 | 15.199 | 2814 | #N/A | #N/A
| 33.98 | 12.173 | 44.06 | 15.2472 | 44.06 | 15.3972 | 45.68 | 15.4886 | 44.06 | 15.4188 | 42.98 | 15.1 | 42.08 | 14.7241 | 42.08 | 15.1481 | 41 | 14.5409 | 44.06 | 15.3667 | 41 | 14.5727 | 41 | 14.8553 | 35.6 | 12.6095 | 46.04 | 15.3875 | 42.08 | 15.0621 | 2815 | #N/A | #N/A
| 33.98 | 12.173 | 44.06 | 15.0452 | 44.06 | 15.3972 | 45.68 | 15.4204 | 44.06 | 15.046 | 42.98 | 15.1 | 42.08 | 14.7241 | 42.08 | 15.2856 | 39.92 | 14.0764 | 44.06 | 15.6142 | 41 | 14.5727 | 42.08 | 14.7729 | 35.6 | 12.9169 | 46.94 | 15.6024 | 39.92 | 14.7582 | 2816 | #N/A | #N/A
| 39.92 | 14.5111 | 44.06 | 15.0421 | 44.06 | 15.2197 | 46.94 | 15.7543 | 44.96 | 15.4582 | 44.96 | 15.5762 | 41 | 14.558 | 42.8 | 14.9987 | 41 | 14.5349 | 44.96 | 15.8285 | 41 | 14.5727 | 42.98 | 14.9877 | 35.6 | 12.9169 | 48.02 | 16.0198 | 39.92 | 14.7582 | 2817 | #N/A | #N/A
| 51.08 | 18.5096 | 44.96 | 15.0974 | 44.96 | 15.2383 | 49.46 | 16.3608 | 44.96 | 15.2574 | 48.02 | 16.3147 | 44.96 | 15.4166 | 42.08 | 15.1037 | 42.98 | 15.0116 | 46.04 | 15.5061 | 42.8 | 15.0081 | 42.98 | 14.7862 | 46.4 | 17.4052 | 51.08 | 16.5969 | 41 | 15.2075 | 2818 | #N/A | #N/A
| 53.96 | 19.2063 | 46.04 | 14.9716 | 44.96 | 15.2383 | 52.16 | 16.9489 | 48.92 | 15.8686 | 50 | 16.6242 | 46.04 | 15.8465 | 42.98 | 15.5034 | 44.96 | 15.4907 | 46.94 | 15.3783 | 42.8 | 15.3601 | 44.06 | 15.2419 | 51.8 | 18.7151 | 51.98 | 16.8136 | 44.06 | 15.9475 | 2819 | #N/A | #N/A
| 57.02 | 20.2124 | 48.92 | 15.8683 | 48.02 | 15.8161 | 53.24 | 17.1447 | 50 | 15.7697 | 51.08 | 16.6877 | 46.04 | 15.6755 | 44.06 | 15.5829 | 48.02 | 16.0309 | 48.92 | 15.856 | 42.8 | 15.0081 | 44.06 | 15.2143 | 53.6 | 18.7261 | 55.04 | 17.5531 | 44.6 | 15.6002 | 2820 | #N/A | #N/A
| 57.02 | 19.9454 | 51.08 | 16.7341 | 50 | 16.652 | 55.76 | 17.5681 | 51.08 | 16.1906 | 53.96 | 17.2239 | 46.04 | 16.2362 | 44.06 | 15.6117 | 50 | 16.3473 | 51.98 | 16.2364 | 42.8 | 15.0081 | 42.98 | 15.3345 | 55.4 | 19.5883 | 57.02 | 17.6438 | 48.92 | 16.3601 | 2821 | #N/A | #N/A
| 57.02 | 20.2143 | 53.96 | 17.0904 | 50 | 16.652 | 55.4 | 17.4302 | 55.04 | 17.3537 | 53.96 | 17.2239 | 46.04 | 16.2362 | 50 | 16.6681 | 53.06 | 17.2532 | 51.98 | 16.9429 | 44.6 | 15.4435 | 50 | 16.48 | 60.8 | 19.6943 | 60.08 | 18.2242 | 53.96 | 17.2245 | 2822 | #N/A | #N/A
| 57.92 | 18.8658 | 57.92 | 17.689 | 48.02 | 16.3516 | 60.8 | 18.4044 | 57.92 | 17.6907 | 53.96 | 17.3832 | 48.2 | 16.6515 | 53.06 | 17.2139 | 55.94 | 17.9545 | 57.02 | 17.6208 | 46.4 | 15.2382 | 51.08 | 16.7438 | 62.6 | 19.4455 | 62.06 | 18.518 | 55.04 | 16.9229 | 2823 | #N/A | #N/A
| 57.92 | 19.7054 | 60.98 | 18.2457 | 48.92 | 16.7841 | 60.8 | 18.0982 | 60.08 | 18.3761 | 55.94 | 17.8633 | 48.92 | 16.7534 | 55.94 | 17.5669 | 57.92 | 18.4343 | 59 | 17.941 | 48.2 | 15.9836 | 51.08 | 16.746 | 62.6 | 19.4455 | 62.96 | 18.9231 | 57.92 | 17.4667 | 2824 | #N/A | #N/A
| 57.92 | 20.6724 | 62.96 | 18.7266 | 48.92 | 16.7841 | 64.4 | 19.1751 | 62.06 | 18.5094 | 55.94 | 18.0605 | 48.92 | 16.9386 | 60.08 | 18.5724 | 57.02 | 18.2164 | 62.06 | 18.4983 | 50 | 16.1081 | 53.06 | 17.2311 | 62.6 | 19.7768 | 64.04 | 19.1862 | 59 | 17.5535 | 2825 | #N/A | #N/A
| 55.94 | 19.9632 | 62.6 | 18.5154 | 53.06 | 17.5852 | 64.4 | 18.9672 | 62.96 | 18.9163 | 53.06 | 17.7371 | 48.92 | 16.9407 | 62.06 | 18.691 | 60.08 | 19.156 | 64.04 | 18.9794 | 53.6 | 17.2891 | 57.92 | 18.4116 | 62.6 | 19.4455 | 64.94 | 19.2191 | 60.08 | 17.6746 | 2826 | #N/A | #N/A
| 55.94 | 20.1951 | 64.94 | 19.1693 | 62.6 | 18.8071 | 64.4 | 19.2738 | 62.06 | 18.86 | 57.02 | 18.6945 | 48.92 | 16.7604 | 55.04 | 18.2916 | 60.08 | 19.1565 | 62.96 | 18.4002 | 57.2 | 18.1595 | 62.06 | 18.5155 | 60.8 | 19.3413 | 64.04 | 18.8511 | 60.08 | 17.8153 | 2827 | #N/A | #N/A
| 55.04 | 19.978 | 60.08 | 18.2191 | 64.04 | 18.9753 | 61.7 | 18.6827 | 60.08 | 18.3813 | 53.06 | 17.7341 | 48.92 | 16.7604 | 53.06 | 17.8108 | 57.92 | 18.6339 | 62.96 | 18.5705 | 51.8 | 17.5385 | 62.06 | 18.5159 | 59 | 19.6345 | 62.96 | 18.9269 | 57.92 | 17.8138 | 2828 | #N/A | #N/A
| 51.98 | 19.2345 | 57.92 | 17.8577 | 60.08 | 18.0183 | 58.46 | 17.9954 | 57.92 | 18.0612 | 50 | 17.0903 | 46.94 | 16.6926 | 48.92 | 16.993 | 57.02 | 18.2128 | 60.98 | 18.2401 | 48.2 | 16.6672 | 60.08 | 18.2245 | 55.4 | 19.1624 | 60.08 | 18.2295 | 55.94 | 17.3356 | 2829 | #N/A | #N/A
| 51.08 | 19.3033 | 55.94 | 17.5805 | 57.92 | 18.0424 | 56.12 | 17.5981 | 55.94 | 17.7661 | 48.92 | 16.939 | 44.96 | 16.4102 | 46.94 | 16.7417 | 55.94 | 17.9469 | 57.92 | 17.6851 | 46.4 | 16.6073 | 55.94 | 17.3843 | 51.8 | 18.7151 | 55.04 | 17.3751 | 53.96 | 16.857 | 2830 | #N/A | #N/A
| 50 | 19.0423 | 55.04 | 17.5497 | 57.92 | 18.0424 | 54.5 | 17.3014 | 55.04 | 17.7103 | 46.94 | 16.4224 | 46.04 | 16.6701 | 46.04 | 16.521 | 53.96 | 17.6651 | 55.94 | 17.7527 | 44.6 | 16.5713 | 55.04 | 17.3669 | 50 | 17.8535 | 53.06 | 16.8954 | 51.98 | 16.5425 | 2831 | #N/A | #N/A
| 50 | 19.0417 | 55.04 | 17.5514 | 55.04 | 17.6911 | 52.16 | 16.8305 | 53.96 | 17.6505 | 46.94 | 16.686 | 46.04 | 16.9118 | 48.02 | 16.3742 | 51.08 | 17.1382 | 55.04 | 17.5359 | 44.6 | 16.5713 | 53.96 | 17.4519 | 50 | 18.2785 | 51.98 | 16.6361 | 50 | 16.2739 | 2832 | #N/A | #N/A
| 48.92 | 18.7786 | 53.96 | 17.4539 | 53.96 | 17.6323 | 44.96 | 15.1248 | 53.96 | 17.6543 | 46.94 | 16.686 | 46.04 | 16.9113 | 51.98 | 16.9635 | 51.98 | 17.5669 | 53.06 | 17.2207 | 42.8 | 15.7354 | 53.06 | 17.2379 | 48.2 | 18.2939 | 48.92 | 16.6186 | 48.92 | 16.017 | 2833 | #N/A | #N/A
| 48.92 | 18.7786 | 51.98 | 16.977 | 53.96 | 17.6323 | 41.36 | 14.4473 | 53.96 | 17.8287 | 46.04 | 16.1989 | 46.04 | 16.9113 | 48.92 | 16.4247 | 50 | 17.084 | 51.08 | 16.7432 | 42.8 | 15.3601 | 51.08 | 16.9596 | 48.2 | 18.2939 | 46.94 | 15.769 | 48.92 | 16.211 | 2834 | #N/A | #N/A
| 48.02 | 18.5594 | 51.98 | 17.1785 | 53.06 | 17.5896 | 40.1 | 14.1459 | 53.06 | 17.6124 | 46.04 | 15.8087 | 46.04 | 17.3711 | 50 | 16.6892 | 48.2 | 16.7667 | 48.02 | 16.006 | 44.6 | 15.7958 | 48.92 | 16.44 | 46.4 | 17.8569 | 46.04 | 15.7543 | 48.92 | 16.3786 | 2835 | #N/A | #N/A
| 42.98 | 16.0932 | 51.98 | 17.3523 | 51.98 | 17.3297 | 38.3 | 13.5211 | 53.06 | 17.8283 | 44.06 | 15.7166 | 46.04 | 17.161 | 50 | 16.8621 | 48.02 | 16.7887 | 50 | 16.685 | 44.6 | 15.7958 | 46.94 | 15.9625 | 46.4 | 17.8569 | 51.98 | 17.3672 | 48.02 | 16.1635 | 2836 | #N/A | #N/A
| 41 | 15.3776 | 51.98 | 17.3523 | 51.98 | 17.3297 | 35.06 | 12.5521 | 51.98 | 17.5675 | 44.96 | 16.2064 | 46.94 | 17.1259 | 48.92 | 16.6022 | 46.94 | 16.3374 | 51.08 | 16.9472 | 46.4 | 16.2315 | 48.02 | 16.3964 | 46.4 | 17.8569 | 48.02 | 16.4097 | 46.04 | 15.6862 | 2837 | #N/A | #N/A
| 41 | 15.1865 | 51.08 | 17.1336 | 51.98 | 17.5431 | 34.34 | 12.4394 | 51.98 | 17.5665 | 44.96 | 15.7463 | 44.96 | 15.5847 | 50 | 17.0768 | 46.94 | 16.5192 | 51.08 | 17.1181 | 46.4 | 16.2315 | 46.94 | 16.1341 | 44.6 | 16.9686 | 42.98 | 15.189 | 46.04 | 15.6852 | 2838 | #N/A | #N/A
| 39.92 | 14.9244 | 48.92 | 16.6095 | 51.98 | 17.3283 | 33.98 | 12.3819 | 48.92 | 16.8248 | 44.96 | 15.7433 | 42.98 | 14.396 | 51.08 | 17.1239 | 44.96 | 16.2663 | 50 | 16.8558 | 48.2 | 16.3144 | 44.96 | 15.6531 | 44.6 | 16.9686 | 42.98 | 15.189 | 46.94 | 15.9017 | 2839 | #N/A | #N/A
| 39.92 | 14.9218 | 48.92 | 16.6071 | 51.98 | 17.3283 | 34.16 | 12.4563 | 48.02 | 16.39 | 44.96 | 15.9803 | 42.98 | 14.396 | 50 | 16.8606 | 42.98 | 15.3708 | 50 | 16.8538 | 44.6 | 15.4435 | 39.92 | 14.2603 | 44.6 | 16.9686 | 51.08 | 17.7784 | 48.02 | 16.1617 | 2840 | #N/A | #N/A
| 46.04 | 17.2965 | 50 | 16.8659 | 51.98 | 17.3244 | 36.32 | 13.2629 | 48.92 | 16.8202 | 44.96 | 15.7983 | 46.04 | 14.9281 | 51.98 | 17.5505 | 42.98 | 15.1541 | 51.98 | 17.331 | 44.6 | 15.4435 | 39.02 | 14.0407 | 46.4 | 17.4052 | 51.98 | 17.993 | 50 | 16.8438 | 2841 | #N/A | #N/A
| 51.98 | 19.7647 | 51.98 | 17.7396 | 53.96 | 18.0142 | 42.98 | 15.7291 | 51.98 | 17.742 | 44.96 | 15.7983 | 48.92 | 15.4628 | 57.02 | 18.7694 | 42.08 | 14.7609 | 57.02 | 18.7624 | 44.6 | 15.7958 | 51.98 | 18.418 | 48.2 | 18.7748 | 55.04 | 18.7345 | 53.06 | 17.3759 | 2842 | #N/A | #N/A
| 53.96 | 19.4827 | 51.98 | 17.5514 | 53.96 | 18.0142 | 57.92 | 19.5436 | 53.96 | 18.0334 | 46.04 | 15.7794 | 50 | 15.5396 | 60.08 | 19.5095 | 42.98 | 14.7761 | 59 | 18.8541 | 53.6 | 18.3511 | 53.06 | 18.2336 | 51.8 | 19.1677 | 62.06 | 20.0169 | 55.94 | 17.905 | 2843 | #N/A | #N/A
| 57.02 | 19.7428 | 51.98 | 17.5484 | 51.08 | 17.7206 | 61.52 | 20.0317 | 53.96 | 18.445 | 46.94 | 16.0665 | 51.08 | 15.6538 | 60.98 | 19.9114 | 42.98 | 14.9707 | 57.02 | 18.7588 | 53.6 | 17.9742 | 53.96 | 18.2187 | 55.4 | 20.524 | 66.02 | 20.3868 | 57.92 | 18.1918 | 2844 | #N/A | #N/A
| 57.02 | 19.0593 | 51.08 | 17.1141 | 50 | 17.8972 | 64.76 | 20.4532 | 51.08 | 17.3303 | 46.04 | 15.6046 | 53.06 | 16.1303 | 60.08 | 20.1194 | 44.06 | 14.8771 | 57.92 | 19.3887 | 55.4 | 18.787 | 55.04 | 18.7071 | 57.2 | 20.4786 | 66.92 | 20.0514 | 60.08 | 18.9067 | 2845 | #N/A | #N/A
| 57.92 | 19.2784 | 48.92 | 17.2163 | 50 | 17.8972 | 66.92 | 20.8707 | 51.08 | 17.5135 | 48.02 | 15.8921 | 53.06 | 16.1303 | 57.02 | 19.1777 | 44.96 | 15.0907 | 53.96 | 18.197 | 55.4 | 18.4099 | 51.08 | 17.5167 | 60.8 | 20.4714 | 69.08 | 20.4113 | 60.08 | 18.9063 | 2846 | #N/A | #N/A
| 60.08 | 17.3498 | 51.08 | 17.1131 | 48.02 | 17.1697 | 68 | 20.7888 | 51.08 | 17.512 | 48.92 | 16.108 | 51.98 | 16.3562 | 55.94 | 18.9134 | 46.04 | 15.2314 | 53.06 | 17.9765 | 53.6 | 17.9742 | 48.92 | 17.2205 | 60.8 | 18.372 | 71.06 | 21.0534 | 57.92 | 18.7532 | 2847 | #N/A | #N/A
| 59 | 17.5432 | 51.08 | 17.5112 | 48.92 | 17.1919 | 69.98 | 21.2794 | 53.06 | 17.9929 | 48.02 | 15.8861 | 51.08 | 16.138 | 53.96 | 18.4305 | 48.92 | 16.0469 | 55.04 | 18.4569 | 51.8 | 17.5385 | 48.92 | 17.2194 | 62.6 | 18.503 | 71.96 | 21.4777 | 57.02 | 18.5362 | 2848 | #N/A | #N/A
| 59 | 17.0905 | 50 | 17.2491 | 48.92 | 17.1919 | 69.8 | 21.559 | 55.04 | 18.4738 | 48.02 | 15.8869 | 51.08 | 15.6541 | 51.98 | 17.7212 | 48.92 | 15.867 | 55.94 | 18.6759 | 48.2 | 16.6672 | 50 | 16.8545 | 62.6 | 18.2217 | 71.06 | 21.2606 | 57.92 | 18.3819 | 2849 | #N/A | #N/A
| 57.02 | 19.0652 | 51.08 | 17.7379 | 48.02 | 16.9744 | 68.72 | 21.3438 | 59 | 19.8612 | 50 | 16.6369 | 48.92 | 15.4613 | 51.98 | 17.7207 | 48.02 | 15.648 | 55.04 | 18.2729 | 48.2 | 16.6672 | 50 | 16.8545 | 62.6 | 17.4982 | 69.98 | 21.1873 | 59 | 18.8085 | 2850 | #N/A | #N/A
| 55.94 | 18.9985 | 53.06 | 17.8026 | 51.08 | 17.4857 | 67.64 | 21.221 | 57.92 | 18.9862 | 46.04 | 15.679 | 48.02 | 15.78 | 51.98 | 17.946 | 46.94 | 15.1842 | 57.02 | 18.7496 | 50 | 16.7498 | 53.06 | 17.8059 | 62.6 | 17.7207 | 69.98 | 21.5488 | 57.02 | 18.7121 | 2851 | #N/A | #N/A
| 55.04 | 19.0206 | 48.92 | 16.7991 | 51.08 | 17.4857 | 66.02 | 20.8614 | 57.02 | 18.9505 | 44.96 | 15.3354 | 48.02 | 15.78 | 53.96 | 18.1948 | 44.06 | 15.0344 | 57.02 | 18.7486 | 51.8 | 17.1852 | 53.96 | 18.0217 | 59 | 18.2646 | 68 | 21.2421 | 57.02 | 18.9299 | 2852 | #N/A | #N/A
| 51.98 | 18.528 | 48.02 | 16.5792 | 50 | 17.2216 | 64.4 | 20.8769 | 53.06 | 17.9876 | 44.06 | 15.2833 | 46.94 | 15.5185 | 50 | 17.4621 | 42.08 | 14.7514 | 55.94 | 18.4852 | 51.8 | 17.9151 | 51.98 | 17.5405 | 55.4 | 17.7046 | 62.96 | 20.6512 | 55.04 | 18.4481 | 2853 | #N/A | #N/A
| 51.08 | 18.0597 | 48.02 | 16.5762 | 50 | 17.4459 | 60.62 | 20.5191 | 51.08 | 17.3191 | 42.98 | 14.5075 | 46.04 | 15.4564 | 48.02 | 16.9808 | 41 | 14.4863 | 53.96 | 18.1871 | 48.2 | 17.4438 | 48.92 | 16.7984 | 53.6 | 17.5993 | 60.98 | 20.1684 | 53.06 | 18.1565 | 2854 | #N/A | #N/A
| 48.02 | 17.3153 | 48.02 | 16.5742 | 50 | 17.4459 | 55.94 | 19.1347 | 48.92 | 16.7954 | 42.98 | 14.3257 | 46.04 | 15.4551 | 48.02 | 17.1741 | 39.2 | 13.895 | 53.06 | 17.966 | 44.6 | 16.1713 | 46.94 | 16.5002 | 51.8 | 17.8904 | 55.94 | 18.9425 | 51.08 | 17.6749 | 2855 | #N/A | #N/A
| 44.96 | 16.5725 | 48.02 | 16.5727 | 50 | 17.6365 | 51.44 | 17.88 | 50 | 17.0537 | 42.98 | 14.505 | 46.04 | 15.4538 | 48.02 | 17.4176 | 39.92 | 13.9404 | 51.98 | 17.7014 | 44.6 | 16.5713 | 46.94 | 17.1686 | 50 | 17.4544 | 51.08 | 17.5298 | 50 | 17.4116 | 2856 | #N/A | #N/A
| 42.08 | 15.6364 | 48.92 | 16.9724 | 48.92 | 17.6177 | 49.1 | 17.0789 | 48.92 | 16.9748 | 42.98 | 14.505 | 46.04 | 15.4525 | 48.02 | 17.4159 | 39.02 | 13.6463 | 51.08 | 17.4829 | 46.4 | 17.0076 | 46.94 | 17.1674 | 48.2 | 17.4172 | 48.92 | 16.8208 | 48.02 | 16.9311 | 2857 | #N/A | #N/A
| 39.92 | 14.6983 | 48.92 | 16.9735 | 48.92 | 17.6177 | 49.1 | 17.1531 | 50 | 17.4645 | 44.06 | 14.9198 | 46.04 | 15.4525 | 46.94 | 17.1529 | 39.2 | 13.895 | 50 | 17.4479 | 44.6 | 16.5713 | 46.04 | 17.2031 | 46.4 | 17.4052 | 48.02 | 16.6 | 46.04 | 16.4491 | 2858 | #N/A | #N/A
| 37.94 | 13.8329 | 48.02 | 16.7556 | 51.08 | 17.897 | 46.58 | 16.3185 | 48.92 | 17.2025 | 44.06 | 15.0037 | 44.96 | 15.3864 | 44.96 | 16.4298 | 39.02 | 13.645 | 50 | 17.4474 | 46.4 | 17.0076 | 46.04 | 17.2025 | 44.6 | 16.5446 | 46.04 | 16.1203 | 44.96 | 16.1885 | 2859 | #N/A | #N/A
| 37.94 | 13.8347 | 48.02 | 16.9825 | 51.98 | 17.9195 | 43.7 | 15.6215 | 50 | 17.464 | 42.98 | 14.8539 | 44.96 | 15.3887 | 39.02 | 14.5693 | 39.02 | 13.8071 | 50 | 17.6442 | 44.6 | 16.5713 | 46.04 | 16.9493 | 42.8 | 16.532 | 42.98 | 15.3809 | 44.96 | 16.0002 | 2860 | #N/A | #N/A
| 37.04 | 13.4494 | 48.02 | 17.1792 | 51.98 | 18.1168 | 39.74 | 14.5919 | 48.92 | 17.6438 | 42.98 | 15.0225 | 44.96 | 15.1935 | 41 | 15.2768 | 39.02 | 13.8037 | 48.92 | 17.3843 | 44.6 | 16.5713 | 46.04 | 17.2044 | 37.4 | 13.68 | 42.08 | 15.1652 | 44.06 | 15.7831 | 2861 | #N/A | #N/A
| 37.04 | 13.6151 | 46.94 | 16.722 | 46.94 | 17.1377 | 37.58 | 13.8929 | 48.02 | 17.1818 | 44.06 | 15.2851 | 44.96 | 15.1904 | 42.08 | 15.7349 | 39.02 | 13.8841 | 48.92 | 17.3837 | 42.8 | 16.1351 | 46.04 | 16.9511 | 37.4 | 13.68 | 41 | 14.5196 | 44.96 | 16.0028 | 2862 | #N/A | #N/A
| 37.94 | 13.8315 | 48.02 | 16.9825 | 48.02 | 17.6516 | 37.76 | 14.0409 | 48.02 | 17.1807 | 44.06 | 15.281 | 44.06 | 14.9711 | 42.08 | 15.7338 | 39.02 | 13.8067 | 48.92 | 17.3837 | 42.8 | 15.7354 | 46.04 | 16.9505 | 37.4 | 13.68 | 37.94 | 13.7772 | 46.04 | 16.2633 | 2863 | #N/A | #N/A
| 37.04 | 13.4445 | 46.04 | 16.4986 | 48.02 | 17.6516 | 34.52 | 12.6169 | 48.02 | 16.9801 | 44.06 | 15.2806 | 44.06 | 14.9711 | 42.98 | 16.1937 | 39.02 | 13.6463 | 48.92 | 17.6252 | 44.6 | 16.5713 | 46.04 | 16.9481 | 37.4 | 13.68 | 37.04 | 13.3595 | 44.96 | 15.9986 | 2864 | #N/A | #N/A
| 39.92 | 14.6922 | 46.04 | 16.4948 | 46.04 | 16.6679 | 37.58 | 13.992 | 46.04 | 16.4968 | 44.06 | 15.1128 | 44.06 | 15.1606 | 44.06 | 16.4513 | 39.02 | 13.723 | 48.02 | 17.1577 | 46.4 | 17.0076 | 46.94 | 17.1622 | 37.4 | 13.68 | 42.08 | 15.3419 | 46.94 | 16.6624 | 2865 | #N/A | #N/A
| 51.08 | 17.6156 | 48.92 | 16.7794 | 44.96 | 16.4024 | 46.76 | 16.812 | 46.94 | 16.7121 | 44.96 | 15.4982 | 44.96 | 15.1818 | 48.02 | 17.6625 | 39.02 | 13.6487 | 46.94 | 16.8927 | 46.4 | 17.0076 | 46.04 | 16.9399 | 46.4 | 17.8569 | 48.02 | 17.0066 | 46.94 | 17.0983 | 2866 | #N/A | #N/A
| 55.94 | 17.4775 | 50 | 16.8271 | 44.96 | 16.4024 | 53.96 | 18.3584 | 48.92 | 17.1905 | 44.06 | 15.4898 | 46.04 | 15.2863 | 48.92 | 17.624 | 39.02 | 13.723 | 48.02 | 17.1516 | 48.2 | 17.8704 | 48.92 | 17.3919 | 53.6 | 17.9513 | 53.96 | 18.0297 | 46.94 | 17.0806 | 2867 | #N/A | #N/A
| 57.92 | 17.7582 | 51.98 | 17.3057 | 48.02 | 16.7193 | 53.6 | 17.9957 | 51.98 | 17.7032 | 44.96 | 16.1098 | 46.04 | 15.2871 | 51.08 | 18.3984 | 41 | 14.1316 | 50 | 17.2074 | 50 | 17.8801 | 50 | 17.2264 | 55.4 | 17.7046 | 55.94 | 18.5074 | 46.94 | 16.8783 | 2868 | #N/A | #N/A
| 60.98 | 18.3394 | 55.04 | 18.2586 | 50 | 17.4247 | 55.04 | 19.1389 | 53.96 | 18.183 | 46.04 | 16.6632 | 46.94 | 15.3208 | 55.04 | 19.1056 | 41 | 14.2929 | 53.06 | 17.9478 | 53.6 | 18.3511 | 50 | 16.8303 | 55.4 | 18.0348 | 57.02 | 18.9535 | 46.94 | 16.6538 | 2869 | #N/A | #N/A
| 62.06 | 18.4201 | 55.94 | 18.6611 | 50 | 17.4247 | 55.4 | 19.2262 | 57.02 | 18.9259 | 48.02 | 16.8539 | 46.94 | 15.3208 | 57.02 | 19.146 | 41 | 14.6631 | 55.04 | 18.2457 | 53.6 | 17.9742 | 53.06 | 17.7837 | 55.4 | 16.7648 | 57.02 | 19.1826 | 50 | 17.6289 | 2870 | #N/A | #N/A
| 60.98 | 18.4985 | 55.94 | 18.4795 | 51.98 | 17.4977 | 58.1 | 19.8406 | 57.92 | 18.9619 | 48.92 | 17.1655 | 48.02 | 15.7653 | 57.92 | 19.1369 | 41 | 14.7363 | 57.92 | 19.1281 | 53.6 | 17.9742 | 55.04 | 18.4486 | 57.2 | 18.4703 | 59 | 19.8614 | 51.98 | 18.1101 | 2871 | #N/A | #N/A
| 59 | 17.6818 | 57.02 | 18.923 | 55.04 | 18.6493 | 58.82 | 19.7728 | 57.92 | 18.9624 | 48.02 | 16.7211 | 48.92 | 16.3383 | 57.92 | 19.1374 | 42.08 | 15.1433 | 59 | 19.2082 | 55.4 | 18.4099 | 53.96 | 18.1861 | 59 | 17.9372 | 60.98 | 20.1447 | 55.04 | 18.6164 | 2872 | #N/A | #N/A
| 60.98 | 18.0148 | 55.94 | 18.6621 | 55.04 | 18.6493 | 59.36 | 19.8257 | 60.08 | 19.6698 | 48.92 | 17.1655 | 50 | 16.7714 | 59 | 19.3994 | 42.08 | 15.1482 | 60.98 | 19.8721 | 55.4 | 18.4099 | 55.04 | 18.4471 | 60.8 | 18.6997 | 60.08 | 19.9279 | 53.96 | 18.3546 | 2873 | #N/A | #N/A
| 60.98 | 17.4406 | 55.04 | 18.6723 | 53.06 | 18.1697 | 59.9 | 20.2 | 59 | 19.6371 | 44.6 | 16.1578 | 48.92 | 16.3424 | 55.04 | 18.8653 | 41 | 15.1373 | 60.98 | 19.8726 | 55.4 | 18.4099 | 55.04 | 18.4481 | 60.8 | 18.0684 | 60.98 | 20.1469 | 55.94 | 18.6463 | 2874 | #N/A | #N/A
| 59 | 17.6824 | 55.04 | 18.2601 | 51.08 | 17.8841 | 60.44 | 20.207 | 60.08 | 19.8981 | 44.96 | 16.4016 | 48.02 | 16.1234 | 55.94 | 19.0811 | 42.08 | 15.3986 | 57.02 | 18.9117 | 55.4 | 18.4099 | 53.06 | 17.9677 | 62.6 | 17.9614 | 60.98 | 20.1453 | 55.94 | 18.6442 | 2875 | #N/A | #N/A
| 57.92 | 18.1381 | 51.98 | 17.5145 | 51.08 | 17.8841 | 61.7 | 20.5122 | 57.02 | 19.1521 | 44.96 | 16.6441 | 48.02 | 16.1234 | 53.06 | 18.1836 | 42.08 | 15.3466 | 55.94 | 18.6466 | 53.6 | 17.9742 | 50 | 17.0406 | 60.8 | 17.2867 | 60.98 | 20.1442 | 55.94 | 18.6432 | 2876 | #N/A | #N/A
| 57.02 | 16.892 | 50 | 17.2157 | 48.92 | 17.1593 | 59.9 | 19.9133 | 51.98 | 17.699 | 44.6 | 16.5568 | 44.96 | 14.8487 | 51.98 | 17.6909 | 42.08 | 15.3986 | 53.96 | 17.9817 | 50 | 17.1028 | 48.92 | 16.7772 | 59 | 17.0931 | 60.98 | 19.913 | 55.94 | 18.6417 | 2877 | #N/A | #N/A
| 45.5 | 15.3834 | 44.96 | 16.2511 | 46.22 | 16.9338 | 56.66 | 19.3587 | 48.02 | 16.9183 | 45.68 | 17.2112 | 44.06 | 14.8428 | 48.74 | 17.0866 | 42.8 | 15.5642 | 49.28 | 17.1704 | 46.4 | 16.6073 | 46.04 | 16.4817 | 48.56 | 15.1721 | 55.76 | 19.1494 | 50 | 17.2696 | 2878 | #N/A | #N/A
| 42.26 | 14.4719 | 44.78 | 16.2053 | 45.68 | 16.8009 | 54.86 | 19.0411 | 46.94 | 16.6923 | 46.76 | 17.7268 | 44.06 | 14.9369 | 48.02 | 16.9483 | 42.62 | 15.5965 | 48.2 | 16.9824 | 44.96 | 16.1815 | 44.96 | 16.1037 | 46.4 | 15.0536 | 54.5 | 18.8404 | 47.48 | 16.7323 | 2879 | #N/A | #N/A
| 40.46 | 14.0364 | 44.24 | 15.9204 | 44.96 | 16.4614 | 53.42 | 18.6475 | 46.22 | 16.5548 | 47.66 | 18.1749 | 44.06 | 14.9685 | 46.76 | 16.5278 | 42.8 | 15.6722 | 47.48 | 16.6926 | 44.24 | 15.7819 | 43.52 | 15.6046 | 44.6 | 14.845 | 53.6 | 18.3797 | 45.86 | 16.377 | 2880 | #N/A | #N/A
| 41.72 | 14.8462 | 44.42 | 15.8335 | 44.78 | 16.4916 | 49.46 | 17.2324 | 46.22 | 16.2713 | 44.78 | 16.8031 | 44.6 | 15.6094 | 43.7 | 15.2993 | 42.44 | 15.6586 | 44.42 | 15.5346 | 41.36 | 14.7283 | 44.06 | 16.1167 | 44.24 | 15.3349 | 50.18 | 17.629 | 45.86 | 15.6084 | 2881 | #N/A | #N/A
| 43.52 | 16.0415 | 44.24 | 15.7353 | 44.78 | 16.6078 | 45.14 | 15.6589 | 46.22 | 15.9663 | 42.98 | 16.0688 | 45.68 | 16.4342 | 40.46 | 14.1969 | 42.44 | 15.7048 | 41.54 | 14.4831 | 39.2 | 13.9698 | 45.32 | 16.955 | 44.24 | 15.9825 | 47.48 | 17.0139 | 46.22 | 15.0577 | 2882 | #N/A | #N/A
| 45.68 | 17.3362 | 42.44 | 15.138 | 44.6 | 16.691 | 41.36 | 14.2652 | 45.5 | 15.5368 | 39.56 | 14.6715 | 46.76 | 17.2744 | 37.22 | 13.1152 | 42.44 | 15.7444 | 38.3 | 13.4303 | 37.4 | 13.3091 | 47.3 | 18.1077 | 44.6 | 16.6273 | 44.96 | 16.5244 | 45.86 | 14.3185 | 2883 | #N/A | #N/A
| 48.2 | 18.717 | 40.64 | 14.4769 | 44.78 | 17.0383 | 37.22 | 13.0044 | 44.96 | 15.1313 | 36.32 | 13.3941 | 48.02 | 18.396 | 34.7 | 12.2753 | 42.98 | 15.8815 | 35.24 | 12.5408 | 36.5 | 13.0915 | 50.54 | 19.6816 | 46.4 | 17.9507 | 42.98 | 16.2098 | 46.04 | 13.8331 | 2884 | #N/A | #N/A
| 48.74 | 19.0072 | 37.94 | 13.5902 | 45.32 | 17.265 | 35.6 | 12.5149 | 43.52 | 14.8449 | 36.68 | 13.6702 | 48.56 | 18.6655 | 34.7 | 12.3992 | 43.52 | 16.1357 | 34.7 | 12.486 | 36.5 | 13.1549 | 51.8 | 20.2507 | 46.76 | 18.3264 | 42.98 | 16.2098 | 46.22 | 13.7585 | 2885 | #N/A | #N/A
| 49.64 | 19.6378 | 37.94 | 13.5882 | 46.04 | 17.6754 | 36.14 | 12.8298 | 42.8 | 14.8308 | 35.96 | 13.4099 | 48.92 | 18.9987 | 36.68 | 13.1514 | 44.06 | 16.4343 | 34.88 | 12.6505 | 37.04 | 13.4475 | 53.24 | 21.0949 | 47.3 | 18.5561 | 42.98 | 16.2098 | 46.94 | 13.9081 | 2886 | #N/A | #N/A
| 50.72 | 20.2851 | 41.36 | 14.5113 | 48.74 | 19.0545 | 38.84 | 13.634 | 44.42 | 15.2868 | 38.3 | 14.4421 | 49.82 | 19.4708 | 41 | 14.621 | 44.42 | 16.6505 | 38.3 | 13.6659 | 39.56 | 14.649 | 54.68 | 21.9079 | 48.56 | 19.2689 | 43.16 | 16.34 | 49.64 | 14.5574 | 2887 | #N/A | #N/A
| 52.16 | 21.2146 | 46.58 | 15.8723 | 49.82 | 19.6817 | 43.7 | 14.7136 | 48.02 | 16.2568 | 42.44 | 16.0333 | 51.08 | 20.1516 | 46.58 | 16.6239 | 44.78 | 16.9954 | 44.42 | 15.1908 | 43.16 | 15.9005 | 55.94 | 22.7673 | 50 | 20.1564 | 43.7 | 16.5555 | 52.7 | 15.3393 | 2888 | #N/A | #N/A
| 54.14 | 22.4277 | 52.52 | 17.585 | 52.52 | 21.1707 | 50 | 16.1429 | 53.24 | 17.3503 | 48.02 | 17.9599 | 52.16 | 20.8056 | 52.52 | 18.7105 | 46.4 | 17.7535 | 51.44 | 16.7395 | 48.2 | 17.783 | 57.38 | 23.6315 | 52.16 | 21.3721 | 44.24 | 16.8153 | 55.22 | 16.1609 | 2889 | #N/A | #N/A
| 51.98 | 21.1074 | 51.08 | 17.2012 | 55.4 | 22.7776 | 47.84 | 15.8684 | 50 | 16.7346 | 44.6 | 17.434 | 51.8 | 20.1729 | 51.08 | 18.0277 | 44.96 | 17.0492 | 48.02 | 16.2416 | 46.4 | 17.8877 | 57.02 | 23.3484 | 51.8 | 20.7059 | 44.06 | 16.7383 | 53.96 | 15.6885 | 2890 | #N/A | #N/A
| 55.04 | 22.8546 | 57.02 | 18.2614 | 48.92 | 19.4227 | 54.5 | 17.0067 | 57.02 | 18.4313 | 51.8 | 19.6643 | 53.6 | 21.7359 | 55.94 | 20.1643 | 44.96 | 17.2535 | 57.92 | 18.2731 | 53.6 | 19.6352 | 57.92 | 23.9622 | 53.6 | 22.3378 | 44.96 | 17.1622 | 57.02 | 16.6951 | 2891 | #N/A | #N/A
| 57.92 | 24.6863 | 59 | 19.5197 | 57.2 | 23.8705 | 59.36 | 17.7463 | 62.06 | 18.9484 | 57.92 | 20.9247 | 53.6 | 21.7359 | 60.08 | 21.1678 | 51.08 | 19.8314 | 62.06 | 18.7407 | 55.4 | 20.072 | 59 | 24.5655 | 55.4 | 23.4301 | 44.96 | 17.1622 | 59 | 17.3283 | 2892 | #N/A | #N/A
| 55.94 | 23.4758 | 60.08 | 19.1661 | 55.4 | 22.7776 | 65.12 | 19.5068 | 66.02 | 19.9052 | 59 | 21.1842 | 53.6 | 21.7359 | 62.96 | 21.3697 | 55.94 | 21.6096 | 64.04 | 19.414 | 57.2 | 20.5089 | 59 | 24.5655 | 55.4 | 22.7768 | 48.02 | 18.411 | 60.98 | 18.114 | 2893 | #N/A | #N/A
| 57.02 | 24.0871 | 62.06 | 20.0365 | 55.94 | 22.3954 | 67.46 | 19.7642 | 66.92 | 19.9268 | 60.08 | 21.4479 | 53.96 | 22.2746 | 64.94 | 21.8499 | 57.92 | 22.745 | 66.02 | 20.4264 | 59 | 20.9458 | 59 | 24.5655 | 55.4 | 23.4301 | 51.08 | 19.7262 | 62.06 | 18.5248 | 2894 | #N/A | #N/A
| 59 | 25.3628 | 60.98 | 19.0236 | 55.4 | 22.1623 | 69.8 | 20.8066 | 69.08 | 20.9872 | 60.98 | 21.1512 | 55.04 | 22.8668 | 66.92 | 21.8668 | 62.06 | 24.4866 | 66.92 | 20.6454 | 59 | 20.4897 | 59 | 24.9867 | 55.4 | 23.4301 | 53.96 | 20.7465 | 64.94 | 19.5715 | 2895 | #N/A | #N/A
| 59 | 25.3116 | 60.08 | 19.7796 | 55.04 | 21.8876 | 71.78 | 21.4121 | 69.98 | 21.2052 | 60.98 | 21.3817 | 53.6 | 22.3517 | 64.94 | 20.3404 | 68 | 25.9445 | 68 | 20.7123 | 60.8 | 20.4975 | 59 | 24.6215 | 53.6 | 22.3378 | 57.02 | 22.1034 | 64.94 | 19.9638 | 2896 | #N/A | #N/A
| 57.92 | 24.6863 | 60.08 | 19.7801 | 55.04 | 21.8876 | 73.76 | 21.9537 | 68 | 20.0309 | 60.08 | 20.9342 | 53.6 | 22.3517 | 66.02 | 20.4335 | 68 | 25.9552 | 68 | 20.7132 | 62.6 | 20.9337 | 60.08 | 25.2506 | 53.6 | 21.7229 | 57.92 | 22.6227 | 66.92 | 20.0517 | 2897 | #N/A | #N/A
| 57.02 | 24.047 | 59 | 19.2954 | 57.2 | 23.2166 | 75.02 | 22.1682 | 68 | 19.8499 | 59 | 21.187 | 53.6 | 21.7359 | 62.06 | 21.9382 | 71.06 | 26.3276 | 66.92 | 20.4525 | 59 | 21.431 | 62.96 | 25.9542 | 53.6 | 21.7229 | 64.04 | 25.1783 | 66.92 | 20.4436 | 2898 | #N/A | #N/A
| 55.94 | 23.0524 | 57.92 | 19.4511 | 55.4 | 22.1623 | 75.74 | 22.4347 | 66.92 | 19.4441 | 59 | 20.6734 | 53.6 | 22.3517 | 60.08 | 21.4574 | 69.08 | 26.2279 | 66.92 | 20.2968 | 59 | 21.431 | 62.06 | 25.8092 | 53.6 | 21.7229 | 64.94 | 25.8031 | 66.02 | 19.6721 | 2899 | #N/A | #N/A
| 53.96 | 22.2531 | 57.02 | 19.4734 | 55.04 | 21.9016 | 74.12 | 21.7892 | 66.02 | 19.3716 | 57.92 | 20.412 | 51.98 | 21.45 | 59 | 21.1945 | 69.98 | 26.0694 | 66.02 | 19.8968 | 57.2 | 20.9937 | 62.96 | 25.9542 | 51.8 | 21.2844 | 64.94 | 26.1545 | 66.02 | 19.6713 | 2900 | #N/A | #N/A
| 51.8 | 20.7201 | 55.94 | 19.21 | 50 | 19.2127 | 72.5 | 22.6347 | 64.04 | 19.2308 | 55.94 | 19.9291 | 51.8 | 20.7181 | 57.02 | 20.7102 | 62.96 | 24.349 | 64.04 | 19.7545 | 57.2 | 20.9937 | 57.02 | 23.0305 | 51.8 | 20.7059 | 66.92 | 27.0717 | 64.04 | 19.1917 | 2901 | #N/A | #N/A
| 51.8 | 21.2996 | 53.96 | 18.9823 | 46.4 | 17.8574 | 63.68 | 21.6325 | 60.08 | 18.2755 | 50 | 18.007 | 51.8 | 20.7181 | 53.06 | 19.4626 | 62.06 | 23.4613 | 59 | 18.5351 | 53.6 | 19.6352 | 51.98 | 20.4598 | 51.8 | 20.7059 | 64.04 | 26.7331 | 60.98 | 18.4518 | 2902 | #N/A | #N/A
| 51.98 | 21.1074 | 51.08 | 18.4985 | 48.02 | 18.692 | 59.72 | 20.6227 | 57.92 | 17.9497 | 46.94 | 17.4773 | 48.2 | 19.2975 | 50 | 18.4897 | 59 | 22.3712 | 51.98 | 17.1978 | 50 | 18.307 | 51.08 | 19.9732 | 50 | 19.7239 | 64.04 | 26.6323 | 59 | 18.5247 | 2903 | #N/A | #N/A
| 51.98 | 21.1774 | 48.02 | 17.5424 | 46.94 | 18.1389 | 56.84 | 19.3324 | 53.06 | 17.1122 | 42.98 | 15.8202 | 50 | 19.7352 | 48.92 | 18.227 | 57.2 | 22.2179 | 48.02 | 16.2393 | 46.4 | 17.8877 | 50 | 19.7106 | 50 | 19.7239 | 62.06 | 24.3015 | 55.04 | 18.1035 | 2904 | #N/A | #N/A
| 51.98 | 21.1818 | 46.94 | 17.032 | 48.02 | 18.6942 | 53.24 | 17.9979 | 51.98 | 16.8516 | 39.2 | 14.4761 | 50 | 19.7352 | 44.06 | 16.5711 | 55.04 | 20.2118 | 44.06 | 15.2813 | 44.6 | 16.9973 | 50 | 19.7106 | 48.2 | 19.2862 | 60.08 | 22.8639 | 51.08 | 17.7773 | 2905 | #N/A | #N/A
| 50 | 20.0204 | 46.04 | 16.8156 | 48.02 | 18.6942 | 51.08 | 17.627 | 51.08 | 16.8288 | 37.4 | 14.0403 | 48.92 | 19.4774 | 44.06 | 16.5711 | 53.06 | 18.7695 | 42.98 | 15.0205 | 42.8 | 16.1351 | 51.98 | 20.863 | 46.4 | 18.3375 | 59 | 21.9872 | 51.98 | 18.4435 | 2906 | #N/A | #N/A
| 48.92 | 19.4879 | 46.04 | 16.8167 | 50 | 19.4248 | 47.48 | 16.7941 | 50 | 16.9441 | 35.6 | 12.9262 | 50 | 19.7352 | 41 | 15.3455 | 51.98 | 17.6356 | 41 | 14.7496 | 41 | 15.6989 | 51.98 | 20.863 | 48.2 | 18.7748 | 57.02 | 19.4018 | 51.08 | 18.2268 | 2907 | #N/A | #N/A
| 50 | 20.3542 | 44.06 | 16.1009 | 53.06 | 20.7486 | 44.42 | 16.6149 | 48.02 | 16.6475 | 32 | 11.7481 | 48.2 | 19.2975 | 41 | 15.2885 | 50 | 17.1588 | 39.92 | 14.2839 | 39.2 | 14.4888 | 53.06 | 21.4683 | 48.2 | 18.7748 | 53.96 | 19.163 | 50 | 17.5221 | 2908 | #N/A | #N/A
| 50 | 19.9511 | 44.06 | 16.1015 | 53.06 | 20.7486 | 41.36 | 15.6704 | 46.04 | 15.9893 | 33.8 | 12.1831 | 48.2 | 18.7854 | 39.2 | 14.4786 | 48.02 | 16.4628 | 39.02 | 14.2738 | 39.2 | 14.4888 | 53.6 | 21.7683 | 46.4 | 18.3375 | 48.92 | 18.4357 | 50 | 17.2946 | 2909 | #N/A | #N/A
| 55.04 | 22.6004 | 44.06 | 16.3414 | 55.94 | 19.3371 | 40.28 | 15.2119 | 44.96 | 15.7284 | 32 | 11.4236 | 46.4 | 18.348 | 37.04 | 13.5925 | 46.04 | 16.6226 | 39.02 | 14.2742 | 37.4 | 13.7018 | 53.06 | 21.3998 | 46.4 | 17.8569 | 46.94 | 17.958 | 50 | 16.8957 | 2910 | #N/A | #N/A
| 53.06 | 20.7664 | 42.8 | 15.7305 | 53.06 | 18.198 | 39.38 | 14.7644 | 44.96 | 15.7284 | 33.98 | 12.3387 | 46.4 | 18.348 | 37.4 | 14.0429 | 42.98 | 15.6505 | 37.04 | 13.5886 | 35.6 | 13.2664 | 51.98 | 18.6688 | 46.4 | 18.3375 | 46.04 | 17.2467 | 51.08 | 16.983 | 2911 | #N/A | #N/A
| 53.06 | 19.6422 | 42.98 | 15.841 | 53.06 | 18.198 | 37.94 | 14.1203 | 44.06 | 15.5097 | 35.6 | 13.2545 | 48.02 | 18.9531 | 37.4 | 13.6923 | 39.92 | 14.7254 | 37.4 | 14.0372 | 39.2 | 14.8635 | 51.98 | 18.1644 | 46.4 | 18.3375 | 46.04 | 17.4679 | 51.98 | 17.5885 | 2912 | #N/A | #N/A
| 51.98 | 18.8712 | 46.94 | 17.9965 | 53.06 | 17.7863 | 42.44 | 16.1788 | 48.02 | 17.0628 | 35.6 | 13.2545 | 51.98 | 19.3735 | 37.4 | 14.0429 | 42.98 | 15.8842 | 39.2 | 14.4729 | 39.2 | 14.4888 | 53.06 | 18.2287 | 46.4 | 17.4052 | 46.94 | 17.9573 | 55.94 | 18.7298 | 2913 | #N/A | #N/A
| 51.08 | 18.6439 | 55.04 | 19.7304 | 53.96 | 18.0011 | 49.64 | 18.2674 | 53.96 | 18.9893 | 55.94 | 20.693 | 51.98 | 19.1364 | 53.96 | 20.2169 | 48.92 | 17.3224 | 53.06 | 19.4599 | 48.2 | 18.3245 | 53.06 | 18.2177 | 46.4 | 17.4052 | 50 | 18.6991 | 60.98 | 20.1784 | 2914 | #N/A | #N/A
| 53.06 | 18.9004 | 60.98 | 20.6883 | 53.96 | 18.0011 | 55.94 | 19.7069 | 60.08 | 20.6875 | 60.98 | 21.157 | 51.08 | 18.9073 | 60.98 | 19.2159 | 55.04 | 18.571 | 60.08 | 21.1652 | 55.4 | 20.072 | 53.96 | 18.8837 | 46.4 | 17.4052 | 53.96 | 19.1636 | 62.06 | 20.8872 | 2915 | #N/A | #N/A
| 53.96 | 19.1187 | 66.02 | 21.9125 | 57.92 | 18.9596 | 61.7 | 21.3739 | 64.94 | 21.1616 | 64.04 | 21.419 | 53.96 | 19.6076 | 64.04 | 19.606 | 57.02 | 19.2845 | 66.02 | 22.3773 | 60.8 | 19.7169 | 55.94 | 19.6171 | 50 | 18.2785 | 59 | 20.1304 | 64.94 | 21.1362 | 2916 | #N/A | #N/A
| 57.92 | 20.575 | 69.08 | 22.1648 | 60.98 | 20.1149 | 67.1 | 22.4177 | 69.98 | 22.1913 | 64.04 | 22.6644 | 57.02 | 19.6069 | 66.92 | 20.4597 | 55.94 | 18.6002 | 69.98 | 23.5735 | 64.4 | 20.9668 | 60.08 | 19.9239 | 50 | 17.8535 | 62.96 | 20.4134 | 69.08 | 21.9065 | 2917 | #N/A | #N/A
| 62.96 | 20.6059 | 71.06 | 23.1403 | 60.98 | 20.1149 | 72.14 | 21.4388 | 73.94 | 22.366 | 64.94 | 22.3528 | 57.02 | 19.6069 | 69.98 | 21.5666 | 57.02 | 18.8614 | 73.04 | 23.1128 | 66.2 | 21.024 | 62.96 | 20.2804 | 55.4 | 19.5883 | 64.94 | 20.4929 | 69.98 | 21.7241 | 2918 | #N/A | #N/A
| 64.04 | 20.241 | 69.08 | 22.6627 | 64.04 | 19.8631 | 75.02 | 22.8184 | 77 | 23.2793 | 64.94 | 22.1261 | 60.98 | 20.8214 | 69.98 | 22.1854 | 50 | 18.7921 | 73.94 | 23.1409 | 68 | 21.4596 | 62.96 | 19.9944 | 57.2 | 20.025 | 62.96 | 20.2311 | 73.04 | 22.0911 | 2919 | #N/A | #N/A
| 66.92 | 22.4897 | 69.98 | 22.1937 | 66.02 | 20.3442 | 75.2 | 22.7932 | 78.08 | 23.5415 | 64.94 | 21.8592 | 57.92 | 20.2959 | 69.98 | 22.3813 | 55.04 | 19.7403 | 75.02 | 23.404 | 69.8 | 20.8927 | 62.96 | 19.9949 | 60.8 | 20.0705 | 64.04 | 20.2767 | 73.94 | 22.1479 | 2920 | #N/A | #N/A
| 66.02 | 22.0513 | 69.08 | 21.9737 | 66.02 | 20.3442 | 78.62 | 23.8368 | 64.94 | 22.1436 | 64.94 | 21.1556 | 60.98 | 20.3177 | 69.98 | 22.1886 | 57.92 | 19.0827 | 75.92 | 23.6246 | 68 | 20.4577 | 66.02 | 20.9528 | 62.6 | 20.13 | 64.94 | 20.3228 | 75.02 | 22.5743 | 2921 | #N/A | #N/A
| 66.02 | 21.5477 | 62.6 | 22.2992 | 66.92 | 20.5636 | 80.6 | 24.4656 | 57.92 | 20.1674 | 64.04 | 21.1792 | 53.96 | 18.8605 | 69.98 | 21.7831 | 57.92 | 20.4402 | 73.04 | 22.7002 | 69.8 | 20.8927 | 64.04 | 20.8896 | 64.4 | 20.9426 | 68 | 20.8623 | 75.92 | 22.9971 | 2922 | #N/A | #N/A
| 62.96 | 21.0506 | 51.98 | 18.9874 | 66.02 | 20.5427 | 80.6 | 24.1118 | 53.06 | 18.9871 | 64.04 | 21.1804 | 53.96 | 18.8593 | 66.92 | 21.2232 | 57.92 | 19.0801 | 60.98 | 21.3956 | 66.2 | 21.4027 | 64.94 | 21.1059 | 59 | 20.0351 | 66.02 | 20.584 | 73.04 | 22.4762 | 2923 | #N/A | #N/A
| 62.96 | 20.6048 | 51.08 | 17.7981 | 66.02 | 20.5427 | 77.9 | 23.6353 | 51.98 | 17.6015 | 57.92 | 20.161 | 53.96 | 18.8593 | 64.04 | 20.9429 | 59 | 19.5264 | 55.94 | 20.1662 | 59 | 20.0613 | 62.96 | 20.6236 | 59 | 20.4616 | 64.04 | 19.9018 | 60.98 | 19.3785 | 2924 | #N/A | #N/A
| 60.98 | 20.1213 | 50 | 17.1173 | 64.04 | 20.0581 | 71.24 | 22.3462 | 50 | 17.3424 | 53.06 | 19.4733 | 50 | 17.6499 | 57.92 | 19.4571 | 55.94 | 18.595 | 51.08 | 18.98 | 55.4 | 19.1888 | 60.98 | 20.1402 | 55.4 | 19.5883 | 62.96 | 20.0111 | 55.94 | 18.5453 | 2925 | #N/A | #N/A
| 57.92 | 19.1466 | 50 | 16.7291 | 64.04 | 20.0539 | 62.78 | 19.9636 | 51.08 | 17.3787 | 51.8 | 19.6643 | 48.02 | 17.1651 | 53.06 | 18.9743 | 53.96 | 18.2984 | 48.92 | 17.7421 | 50 | 18.7614 | 59 | 19.6552 | 53.6 | 18.7261 | 60.98 | 20.3581 | 53.06 | 17.6303 | 2926 | #N/A | #N/A
| 55.04 | 18.8702 | 48.92 | 16.8544 | 64.04 | 20.0539 | 59.54 | 18.7991 | 51.08 | 17.1992 | 50 | 18.7448 | 48.02 | 17.4064 | 48.92 | 17.7498 | 50 | 17.3367 | 48.92 | 17.2531 | 46.4 | 17.0076 | 55.94 | 18.9108 | 53.6 | 19.1517 | 60.08 | 19.9351 | 50 | 17.2863 | 2927 | #N/A | #N/A
| 53.96 | 18.6062 | 48.02 | 16.6341 | 60.08 | 19.4714 | 57.02 | 18.8068 | 46.94 | 16.1946 | 48.2 | 17.8549 | 48.92 | 17.6205 | 48.92 | 17.2651 | 48.02 | 16.8523 | 50 | 17.3245 | 46.4 | 17.0076 | 53.96 | 18.4269 | 50 | 18.2785 | 57.92 | 19.406 | 48.02 | 15.6868 | 2928 | #N/A | #N/A
| 53.06 | 18.3853 | 44.96 | 15.714 | 59 | 19.2074 | 55.22 | 18.1204 | 42.98 | 15.2363 | 44.06 | 16.326 | 48.92 | 17.3764 | 46.94 | 16.5945 | 44.06 | 16.1256 | 46.94 | 16.583 | 44.6 | 16.5713 | 53.06 | 18.2067 | 48.2 | 17.4172 | 57.02 | 19.1886 | 48.02 | 16.035 | 2929 | #N/A | #N/A
| 51.08 | 18.4036 | 44.06 | 15.8973 | 59 | 19.2074 | 52.7 | 16.3497 | 42.98 | 15.0292 | 39.92 | 14.8961 | 48.92 | 17.3764 | 44.96 | 16.1156 | 42.98 | 15.8653 | 44.06 | 15.8855 | 41 | 15.6989 | 46.04 | 16.2772 | 46.4 | 17.4052 | 53.96 | 18.8924 | 46.94 | 15.7737 | 2930 | #N/A | #N/A
| 50 | 18.1399 | 41 | 14.5497 | 57.02 | 18.5124 | 52.16 | 16.7548 | 42.98 | 15.0296 | 44.96 | 16.7927 | 46.94 | 17.14 | 44.06 | 16.0894 | 39.92 | 14.8911 | 41 | 14.924 | 41 | 15.2994 | 44.96 | 16.0136 | 46.4 | 16.9809 | 53.06 | 18.928 | 44.96 | 15.2969 | 2931 | #N/A | #N/A
| 46.04 | 17.1783 | 39.92 | 14.2912 | 55.94 | 18.2511 | 51.26 | 16.663 | 42.98 | 15.0315 | 46.4 | 16.9931 | 46.94 | 17.1382 | 44.06 | 15.9007 | 42.08 | 15.6453 | 42.98 | 15.6276 | 44.6 | 16.1713 | 41 | 15.0549 | 44.6 | 16.5446 | 48.92 | 17.6676 | 44.06 | 15.2806 | 2932 | #N/A | #N/A
| 42.98 | 15.9391 | 39.92 | 14.2926 | 55.94 | 18.2511 | 49.82 | 16.4421 | 42.98 | 15.0329 | 44.6 | 16.5568 | 44.96 | 16.6577 | 42.98 | 15.6403 | 44.06 | 16.5737 | 42.98 | 15.6297 | 44.6 | 16.1713 | 39.92 | 14.6087 | 44.6 | 16.1464 | 48.02 | 17.7045 | 42.98 | 15.0202 | 2933 | #N/A | #N/A
| 41 | 15.0374 | 41 | 14.7591 | 53.06 | 17.7636 | 47.3 | 15.8977 | 42.98 | 15.0315 | 42.98 | 15.4159 | 42.98 | 15.7394 | 41 | 15.1587 | 44.96 | 16.7898 | 44.06 | 15.8902 | 41 | 15.2994 | 39.02 | 14.0085 | 44.6 | 16.1464 | 46.04 | 17.222 | 42.08 | 14.8032 | 2934 | #N/A | #N/A
| 39.02 | 14.3744 | 39.02 | 14.0712 | 51.08 | 17.4664 | 43.52 | 14.9169 | 42.98 | 15.2368 | 35.96 | 12.9725 | 42.8 | 15.7184 | 41 | 15.1577 | 44.96 | 17.0467 | 39.92 | 14.664 | 39.2 | 14.4888 | 37.94 | 13.7469 | 46.4 | 16.9809 | 48.02 | 17.4466 | 41 | 14.5404 | 2935 | #N/A | #N/A
| 39.02 | 14.3714 | 41 | 14.9338 | 51.08 | 17.4664 | 42.8 | 14.8061 | 42.08 | 15.0162 | 35.96 | 13.3279 | 42.08 | 15.5204 | 41 | 15.1545 | 44.96 | 17.0454 | 42.8 | 15.7184 | 35.6 | 12.9373 | 39.02 | 14.0048 | 46.4 | 16.5824 | 46.94 | 17.1826 | 39.92 | 14.2749 | 2936 | #N/A | #N/A
| 46.04 | 17.1668 | 44.96 | 16.3038 | 55.04 | 18.4206 | 46.94 | 16.0404 | 44.06 | 15.6726 | 46.94 | 17.2692 | 42.8 | 15.7184 | 44.96 | 16.7886 | 46.04 | 17.3052 | 46.04 | 17.038 | 39.2 | 14.4888 | 42.08 | 15.306 | 44.6 | 16.5446 | 48.02 | 17.697 | 41 | 14.8011 | 2937 | #N/A | #N/A
| 53.06 | 19.3589 | 46.4 | 16.6024 | 57.02 | 18.9 | 49.82 | 16.77 | 48.02 | 17.0434 | 48.92 | 17.2624 | 51.08 | 19.957 | 48.92 | 17.5004 | 46.94 | 17.5233 | 50 | 17.749 | 46.4 | 16.6073 | 51.08 | 18.8996 | 48.2 | 17.8419 | 51.08 | 18.658 | 42.98 | 15.4979 | 2938 | #N/A | #N/A
| 59 | 19.3872 | 48.92 | 17.2603 | 57.02 | 18.9 | 51.98 | 17.4325 | 51.08 | 17.5924 | 51.8 | 17.9017 | 59 | 21.321 | 51.08 | 17.7834 | 48.92 | 18.0017 | 48.2 | 17.4258 | 46.4 | 16.6073 | 57.92 | 19.3706 | 51.8 | 18.2898 | 53.06 | 18.6625 | 46.94 | 16.1381 | 2939 | #N/A | #N/A
| 62.96 | 20.1634 | 48.92 | 17.0673 | 60.98 | 20.0881 | 54.68 | 18.1606 | 53.96 | 18.2908 | 51.08 | 17.7856 | 55.94 | 19.3097 | 50 | 17.4684 | 51.08 | 18.2701 | 48.2 | 17.0264 | 46.4 | 16.6073 | 62.06 | 20.376 | 55.4 | 19.5883 | 57.92 | 19.5975 | 48.92 | 16.6189 | 2940 | #N/A | #N/A
| 59 | 20.8037 | 48.92 | 17.2587 | 62.96 | 20.5709 | 57.92 | 18.8745 | 55.04 | 18.7453 | 51.98 | 18.0036 | 60.98 | 19.6819 | 53.06 | 18.2646 | 55.94 | 19.4514 | 53.6 | 19.1609 | 50 | 17.4791 | 64.04 | 21.0554 | 60.8 | 19.6943 | 62.96 | 20.8234 | 51.08 | 17.1423 | 2941 | #N/A | #N/A
| 62.06 | 19.7386 | 51.08 | 18.0239 | 62.96 | 20.5709 | 60.98 | 19.6555 | 55.04 | 18.9873 | 53.06 | 18.7541 | 60.98 | 19.6819 | 53.96 | 18.9711 | 59 | 19.7475 | 53.96 | 18.9575 | 48.2 | 17.0432 | 64.04 | 20.6337 | 62.6 | 20.13 | 62.96 | 20.2137 | 55.04 | 18.3172 | 2942 | #N/A | #N/A
| 62.96 | 19.9588 | 51.8 | 18.3112 | 57.92 | 19.7993 | 64.4 | 20.8972 | 57.02 | 19.4716 | 51.08 | 18.4892 | 55.94 | 20.0629 | 53.96 | 18.974 | 60.08 | 19.7797 | 55.04 | 19.2229 | 50 | 17.8801 | 66.02 | 21.3465 | 64.4 | 20.5658 | 64.04 | 20.6648 | 57.02 | 18.9857 | 2943 | #N/A | #N/A
| 62.06 | 19.9546 | 53.96 | 18.7291 | 57.92 | 19.5572 | 65.84 | 21.2095 | 57.92 | 19.4526 | 51.08 | 18.2765 | 55.94 | 19.3197 | 55.4 | 19.6043 | 62.06 | 19.8551 | 53.6 | 18.7346 | 48.2 | 17.4438 | 66.92 | 20.9373 | 64.4 | 20.5658 | 66.02 | 20.5735 | 57.92 | 19.4361 | 2944 | #N/A | #N/A
| 60.08 | 20.5873 | 53.96 | 18.7308 | 57.92 | 19.5572 | 66.38 | 21.383 | 59 | 19.9576 | 51.08 | 18.2794 | 55.94 | 19.5751 | 55.4 | 19.6043 | 62.96 | 19.9006 | 55.94 | 19.4475 | 48.2 | 17.4438 | 66.02 | 20.9369 | 64.4 | 20.5658 | 66.92 | 20.794 | 57.92 | 19.6378 | 2945 | #N/A | #N/A
| 57.92 | 20.2846 | 53.96 | 18.4963 | 55.94 | 19.0848 | 67.82 | 21.8921 | 59 | 20.2104 | 51.98 | 18.5011 | 57.02 | 19.3412 | 55.94 | 19.4629 | 62.96 | 19.9039 | 57.02 | 20.1948 | 48.2 | 17.4438 | 66.92 | 21.1568 | 64.4 | 20.5658 | 66.92 | 20.5958 | 59 | 20.1512 | 2946 | #N/A | #N/A
| 60.08 | 20.3376 | 53.96 | 18.4979 | 59 | 20.3285 | 67.46 | 22.1741 | 57.92 | 19.701 | 51.08 | 18.2853 | 55.04 | 18.8637 | 55.94 | 19.6807 | 64.04 | 20.3433 | 55.94 | 19.4546 | 50 | 17.8801 | 64.94 | 20.4647 | 60.8 | 20.0705 | 68 | 20.8583 | 59 | 19.9053 | 2947 | #N/A | #N/A
| 57.02 | 19.8502 | 53.96 | 18.3055 | 59 | 20.3285 | 66.56 | 22.0837 | 57.92 | 19.7021 | 51.8 | 18.7281 | 55.04 | 18.8637 | 55.04 | 19.2483 | 62.96 | 19.9068 | 53.96 | 18.4864 | 48.2 | 17.4438 | 64.04 | 20.4613 | 60.8 | 20.0705 | 66.92 | 20.7983 | 57.92 | 19.8922 | 2948 | #N/A | #N/A
| 55.04 | 19.3688 | 51.98 | 17.8292 | 60.98 | 20.3089 | 64.58 | 21.6032 | 55.94 | 18.7895 | 48.92 | 17.9757 | 51.08 | 18.1476 | 50 | 17.7779 | 60.08 | 19.6036 | 51.98 | 18.2463 | 46.4 | 17.0076 | 60.98 | 19.9029 | 57.2 | 19.1985 | 66.02 | 20.7528 | 57.02 | 19.675 | 2949 | #N/A | #N/A
| 53.96 | 18.8524 | 48.02 | 16.6471 | 60.08 | 20.0908 | 61.16 | 20.8146 | 53.06 | 17.87 | 48.2 | 17.8549 | 46.94 | 16.7046 | 48.02 | 17.2975 | 57.92 | 19.4978 | 48.92 | 17.5059 | 44.6 | 16.5713 | 57.02 | 18.7582 | 55.4 | 18.387 | 59 | 20.6062 | 53.96 | 18.9314 | 2950 | #N/A | #N/A
| 53.06 | 18.6348 | 46.04 | 15.9878 | 60.08 | 20.0908 | 58.82 | 20.2881 | 51.08 | 17.6133 | 46.94 | 17.2804 | 46.94 | 16.9017 | 44.96 | 16.5554 | 48.92 | 18.772 | 44.96 | 16.3067 | 44.6 | 16.5713 | 53.06 | 17.9829 | 53.6 | 17.9513 | 55.94 | 20.3743 | 51.08 | 18.2332 | 2951 | #N/A | #N/A
| 51.08 | 18.626 | 44.96 | 15.7265 | 59 | 19.6287 | 56.12 | 19.5882 | 50 | 17.3518 | 44.6 | 16.5568 | 46.94 | 17.3976 | 44.06 | 16.3373 | 48.02 | 18.3114 | 42.08 | 15.418 | 41 | 15.2994 | 51.98 | 17.9501 | 51.8 | 17.5156 | 55.04 | 19.9178 | 48.92 | 17.4649 | 2952 | #N/A | #N/A
| 53.06 | 18.6372 | 42.98 | 15.2502 | 59 | 19.6303 | 51.62 | 18.3727 | 46.94 | 16.3901 | 42.8 | 16.1205 | 48.92 | 17.8802 | 42.98 | 15.8408 | 46.94 | 18.0542 | 41 | 15.1601 | 41 | 15.2994 | 53.96 | 18.2034 | 50 | 17.4544 | 55.04 | 19.9225 | 48.02 | 17.0508 | 2953 | #N/A | #N/A
| 53.06 | 19.1114 | 41 | 14.9533 | 59 | 19.6303 | 43.34 | 16.4086 | 46.04 | 16.1743 | 42.8 | 16.1205 | 48.92 | 17.8802 | 42.08 | 15.626 | 46.94 | 17.783 | 39.2 | 14.8464 | 39.2 | 14.8635 | 53.96 | 18.4345 | 50 | 17.8535 | 51.08 | 18.4711 | 46.94 | 16.5609 | 2954 | #N/A | #N/A
| 51.08 | 18.4159 | 42.08 | 15.2173 | 57.02 | 19.5989 | 42.26 | 16.065 | 46.04 | 16.4013 | 37.4 | 14.0403 | 46.94 | 17.1499 | 42.08 | 15.4364 | 50 | 18.3011 | 39.2 | 14.4729 | 39.2 | 14.8635 | 51.98 | 17.9594 | 48.2 | 17.8419 | 53.06 | 19.4482 | 46.94 | 16.1629 | 2955 | #N/A | #N/A
| 51.98 | 18.8577 | 39.02 | 14.0915 | 51.08 | 18.1631 | 43.52 | 16.7158 | 44.96 | 16.1424 | 42.8 | 15.7218 | 46.94 | 17.1547 | 41 | 15.1764 | 48.02 | 18.5628 | 37.4 | 14.0372 | 39.2 | 14.4888 | 50 | 17.6807 | 48.2 | 17.8419 | 55.04 | 20.1691 | 42.98 | 15.6091 | 2956 | #N/A | #N/A
| 51.08 | 18.9143 | 37.04 | 13.2534 | 51.08 | 18.1631 | 40.64 | 15.3554 | 42.98 | 15.4406 | 44.96 | 17.0313 | 50 | 18.6425 | 37.94 | 14.0353 | 46.94 | 18.3052 | 35.6 | 13.2516 | 41 | 15.2994 | 51.08 | 18.1898 | 48.2 | 17.4172 | 51.98 | 19.4286 | 42.98 | 15.4265 | 2957 | #N/A | #N/A
| 51.98 | 19.6642 | 37.94 | 13.665 | 53.06 | 18.904 | 41 | 15.5234 | 42.98 | 15.6656 | 44.6 | 16.9817 | 48.92 | 18.3864 | 41 | 15.1785 | 46.94 | 18.2472 | 35.6 | 13.2516 | 42.8 | 16.1351 | 51.98 | 18.8885 | 50 | 18.2785 | 51.08 | 18.9739 | 44.06 | 16.106 | 2958 | #N/A | #N/A
| 51.98 | 20.2304 | 37.94 | 13.665 | 53.06 | 18.9047 | 38.48 | 14.3761 | 41 | 14.7823 | 44.6 | 16.9817 | 48.92 | 18.6201 | 37.94 | 13.8286 | 46.94 | 17.0558 | 33.8 | 12.4883 | 44.6 | 16.5713 | 51.08 | 18.6708 | 50 | 18.7308 | 50 | 18.4385 | 44.96 | 16.5225 | 2959 | #N/A | #N/A
| 50 | 19.4384 | 35.96 | 12.8368 | 53.06 | 18.9047 | 37.58 | 13.9776 | 39.92 | 14.5205 | 44.06 | 16.5981 | 48.92 | 18.6201 | 37.4 | 13.6923 | 48.02 | 16.8812 | 33.8 | 12.4883 | 42.8 | 16.1351 | 51.08 | 18.6721 | 48.2 | 18.2939 | 46.94 | 17.4761 | 48.92 | 17.049 | 2960 | #N/A | #N/A
| 51.98 | 19.9203 | 42.98 | 15.8518 | 53.96 | 19.6159 | 42.08 | 16.0271 | 46.94 | 17.3024 | 44.6 | 16.9817 | 48.92 | 18.9134 | 35.6 | 13.2569 | 48.02 | 16.6938 | 37.94 | 14.0254 | 41 | 15.2994 | 51.98 | 19.1654 | 48.2 | 18.2939 | 51.08 | 18.6972 | 48.92 | 17.2788 | 2961 | #N/A | #N/A
| 57.02 | 20.8943 | 48.92 | 17.7795 | 55.94 | 19.8248 | 49.46 | 18.8489 | 51.08 | 18.3048 | 48.92 | 17.5264 | 51.08 | 19.6885 | 48.92 | 17.9911 | 48.02 | 16.4776 | 50 | 18.2419 | 46.4 | 17.0076 | 55.04 | 19.6332 | 50 | 19.2121 | 53.96 | 18.9211 | 50 | 17.7402 | 2962 | #N/A | #N/A
| 59 | 20.5781 | 51.98 | 18.2691 | 55.94 | 19.8248 | 55.58 | 20.1458 | 53.96 | 19.217 | 51.98 | 18.2679 | 53.06 | 19.9234 | 53.06 | 18.7813 | 48.02 | 16.3044 | 53.96 | 19.201 | 50 | 17.4791 | 59 | 19.8749 | 53.6 | 20.0867 | 55.94 | 18.1514 | 51.98 | 18.2187 | 2963 | #N/A | #N/A
| 62.06 | 20.8492 | 53.06 | 18.2902 | 60.08 | 19.1176 | 60.44 | 21.1868 | 55.94 | 19.4812 | 53.06 | 18.2891 | 55.04 | 20.1158 | 55.94 | 18.9895 | 48.92 | 16.5253 | 53.06 | 18.7676 | 50 | 17.1028 | 60.98 | 19.5296 | 55.4 | 20.0417 | 55.94 | 17.9548 | 55.04 | 18.9584 | 2964 | #N/A | #N/A
| 60.08 | 20.853 | 53.96 | 18.5093 | 59 | 18.6596 | 65.84 | 22.5468 | 55.94 | 19.4818 | 53.06 | 18.0944 | 55.04 | 20.1214 | 57.92 | 19.2749 | 48.92 | 17.1059 | 55.94 | 19.6813 | 51.8 | 17.5385 | 62.06 | 19.4213 | 57.2 | 20.025 | 57.02 | 18.2191 | 57.02 | 19.6873 | 2965 | #N/A | #N/A
| 60.98 | 20.854 | 53.96 | 18.0919 | 59 | 18.6596 | 68.18 | 22.1969 | 57.92 | 19.2784 | 53.96 | 18.5061 | 55.04 | 20.1214 | 57.02 | 18.8337 | 48.02 | 17.122 | 55.04 | 18.7594 | 53.6 | 17.9742 | 62.96 | 19.293 | 60.8 | 20.0705 | 57.92 | 18.4367 | 59 | 19.9188 | 2966 | #N/A | #N/A
| 62.06 | 20.8617 | 55.04 | 18.174 | 60.08 | 19.1256 | 69.8 | 22.0781 | 57.92 | 18.4959 | 57.02 | 19.0555 | 57.02 | 19.6248 | 57.92 | 18.8704 | 48.02 | 16.8892 | 55.04 | 18.7605 | 53.6 | 17.9742 | 60.98 | 18.8162 | 60.8 | 20.4714 | 59 | 18.6983 | 60.08 | 20.1824 | 2967 | #N/A | #N/A
| 64.04 | 21.0966 | 55.94 | 18.3928 | 60.98 | 19.1444 | 70.52 | 21.1581 | 59 | 17.3754 | 55.4 | 18.7737 | 55.94 | 19.6209 | 57.02 | 18.6527 | 46.94 | 16.8057 | 55.94 | 18.3816 | 53.6 | 17.9742 | 62.06 | 19.2656 | 59 | 19.2585 | 60.08 | 19.3345 | 62.06 | 18.5429 | 2968 | #N/A | #N/A
| 64.04 | 20.8979 | 55.94 | 18.0168 | 60.98 | 19.1444 | 71.6 | 21.7401 | 59 | 17.6887 | 53.6 | 18.3377 | 53.06 | 18.9243 | 55.94 | 18.1846 | 48.92 | 17.0533 | 57.92 | 18.8632 | 53.6 | 17.9742 | 62.06 | 19.266 | 55.4 | 18.7625 | 60.98 | 19.5542 | 62.96 | 19.3172 | 2969 | #N/A | #N/A
| 60.08 | 20.3848 | 53.06 | 18.2978 | 57.92 | 18.6021 | 71.42 | 21.6656 | 59 | 17.6907 | 51.98 | 17.6152 | 53.96 | 19.1451 | 55.04 | 18.1779 | 46.04 | 16.6399 | 55.94 | 18.0095 | 50 | 17.1028 | 60.98 | 19.0041 | 55.4 | 19.5883 | 62.06 | 19.4422 | 60.98 | 19.0298 | 2970 | #N/A | #N/A
| 59 | 20.377 | 51.08 | 17.626 | 57.02 | 18.3839 | 70.34 | 20.4526 | 59 | 17.5472 | 51.08 | 17.3973 | 55.94 | 18.9268 | 53.96 | 17.707 | 46.04 | 16.6383 | 53.96 | 17.9082 | 50 | 16.7498 | 62.06 | 19.2656 | 53.6 | 18.7261 | 59 | 18.6974 | 60.08 | 18.9749 | 2971 | #N/A | #N/A
| 57.02 | 19.3944 | 48.92 | 16.879 | 57.02 | 18.3839 | 68.72 | 18.5179 | 57.02 | 17.2141 | 50 | 17.0903 | 55.94 | 18.9268 | 51.08 | 17.2191 | 48.02 | 16.6969 | 53.06 | 16.7826 | 50 | 16.7498 | 57.02 | 18.2062 | 53.6 | 18.3264 | 57.02 | 18.5908 | 57.02 | 17.6807 | 2972 | #N/A | #N/A
| 51.08 | 19.1817 | 46.94 | 16.2192 | 55.94 | 17.7624 | 65.48 | 18.1229 | 53.96 | 17.7139 | 50 | 17.0903 | 51.98 | 18.1638 | 48.02 | 16.27 | 46.04 | 16.4043 | 51.08 | 17.0037 | 48.2 | 16.6672 | 57.02 | 18.2054 | 53.6 | 17.9513 | 53.96 | 18.0639 | 55.04 | 16.7025 | 2973 | #N/A | #N/A
| 51.08 | 19.1817 | 44.06 | 15.5223 | 53.06 | 17.2236 | 60.98 | 18.3423 | 48.92 | 16.4928 | 46.04 | 16.1777 | 51.98 | 17.7376 | 46.4 | 16.2214 | 44.96 | 16.3266 | 46.04 | 15.7825 | 44.6 | 15.7958 | 53.96 | 16.914 | 51.8 | 17.8904 | 51.98 | 17.3682 | 51.08 | 15.4367 | 2974 | #N/A | #N/A
| 51.98 | 17.7394 | 44.06 | 15.5208 | 53.06 | 17.2236 | 55.58 | 16.7105 | 46.04 | 15.7934 | 44.96 | 15.9138 | 53.06 | 17.997 | 42.98 | 15.2559 | 44.96 | 16.3712 | 42.98 | 15.0399 | 41 | 14.9245 | 51.98 | 16.6358 | 51.8 | 17.1639 | 51.98 | 17.1918 | 46.94 | 14.4371 | 2975 | #N/A | #N/A
| 51.98 | 17.167 | 39.92 | 14.3101 | 51.08 | 16.9404 | 53.78 | 15.6529 | 44.06 | 15.313 | 42.98 | 15.4344 | 48.92 | 16.9909 | 42.8 | 15.35 | 44.06 | 16.3481 | 37.94 | 13.653 | 41 | 14.9245 | 51.08 | 16.6026 | 48.2 | 17.0184 | 50 | 17.099 | 44.96 | 14.4172 | 2976 | #N/A | #N/A
| 51.08 | 16.9493 | 39.02 | 13.9262 | 50 | 16.6781 | 50.9 | 15.1765 | 39.02 | 13.9276 | 44.06 | 15.9196 | 51.98 | 16.9627 | 39.92 | 14.5159 | 44.06 | 16.3458 | 37.04 | 13.4367 | 41 | 14.9245 | 50 | 16.5021 | 48.2 | 17.0184 | 50 | 17.2838 | 42.08 | 14.4612 | 2977 | #N/A | #N/A
| 50 | 16.8584 | 35.06 | 12.4401 | 50 | 16.6781 | 46.04 | 14.3766 | 42.98 | 15.2619 | 42.98 | 15.6601 | 51.98 | 16.9627 | 37.94 | 14.0377 | 44.06 | 16.1434 | 35.06 | 12.6102 | 41 | 14.9245 | 50 | 16.6998 | 48.2 | 17.0184 | 50 | 17.1294 | 39.92 | 14.3021 | 2978 | #N/A | #N/A
| 50 | 16.8594 | 35.06 | 12.6205 | 50 | 16.8477 | 45.32 | 14.4044 | 41 | 14.5747 | 42.98 | 15.6607 | 51.08 | 17.1152 | 37.94 | 13.8305 | 44.06 | 16.1417 | 33.8 | 12.4883 | 41 | 14.9245 | 50 | 16.6998 | 46.4 | 16.5824 | 50 | 17.2785 | 37.94 | 13.8233 | 2979 | #N/A | #N/A
| 50 | 17.2579 | 33.98 | 11.9855 | 51.08 | 17.5036 | 42.98 | 14.0527 | 39.92 | 14.5234 | 42.08 | 15.4448 | 48.92 | 16.8068 | 37.04 | 13.6151 | 44.06 | 16.3418 | 33.8 | 12.4883 | 41 | 15.2994 | 50 | 16.8721 | 46.4 | 16.5824 | 50 | 17.2404 | 37.94 | 13.8247 | 2980 | #N/A | #N/A
| 51.08 | 17.7476 | 35.06 | 12.4429 | 51.08 | 17.5036 | 41.54 | 14.119 | 37.94 | 13.6696 | 42.08 | 15.639 | 50 | 17.2519 | 37.94 | 13.8342 | 44.96 | 16.5579 | 32 | 11.7456 | 41 | 15.2994 | 50 | 17.0842 | 46.4 | 16.5824 | 50 | 17.5058 | 37.04 | 13.7821 | 2981 | #N/A | #N/A
| 51.08 | 17.9419 | 35.96 | 12.9966 | 50 | 17.4661 | 37.58 | 13.2533 | 37.94 | 13.4763 | 42.8 | 15.7218 | 50 | 17.4791 | 37.04 | 13.6169 | 44.96 | 16.8042 | 32 | 11.4213 | 41 | 15.2994 | 50 | 17.0816 | 46.4 | 17.4052 | 48.92 | 17.2073 | 37.04 | 13.6087 | 2982 | #N/A | #N/A
| 51.08 | 18.1839 | 35.96 | 12.9979 | 51.08 | 17.7233 | 36.32 | 12.9805 | 37.04 | 13.2604 | 46.04 | 17.0883 | 50 | 17.6726 | 37.94 | 13.8347 | 44.96 | 16.5516 | 30.2 | 10.9865 | 41 | 15.2994 | 50 | 17.2626 | 46.4 | 16.9809 | 48.92 | 17.2073 | 37.04 | 13.7821 | 2983 | #N/A | #N/A
| 51.08 | 18.1762 | 35.06 | 12.4433 | 51.08 | 17.7233 | 32 | 11.6242 | 35.6 | 12.9399 | 46.04 | 17.0877 | 50 | 17.6726 | 37.04 | 13.6165 | 46.04 | 16.6081 | 30.2 | 10.9865 | 41 | 15.2994 | 50 | 17.4853 | 46.4 | 17.4052 | 48.92 | 17.2338 | 37.04 | 13.6091 | 2984 | #N/A | #N/A
| 51.08 | 18.4233 | 39.02 | 14.0961 | 53.06 | 18.3904 | 37.04 | 13.743 | 35.6 | 12.9399 | 46.4 | 17.4183 | 51.08 | 18.1658 | 41 | 15.3764 | 46.04 | 16.6026 | 30.2 | 10.9865 | 42.8 | 15.7354 | 51.08 | 17.7414 | 46.4 | 17.4052 | 50 | 17.4915 | 39.02 | 14.2587 | 2985 | #N/A | #N/A
| 53.06 | 19.1191 | 46.04 | 16.5985 | 55.94 | 19.5839 | 44.78 | 15.7573 | 44.96 | 16.1456 | 48.02 | 17.314 | 53.96 | 19.1141 | 46.4 | 17.4214 | 44.96 | 16.3373 | 46.94 | 17.2909 | 44.6 | 16.5713 | 53.96 | 18.6339 | 48.2 | 17.8419 | 51.08 | 17.947 | 42.98 | 15.2141 | 2986 | #N/A | #N/A
| 55.94 | 19.8158 | 50 | 17.7967 | 55.94 | 19.5839 | 50 | 16.8091 | 50 | 17.1414 | 50 | 18.0442 | 53.96 | 18.8569 | 51.08 | 18.3072 | 46.04 | 16.5976 | 48.2 | 17.4258 | 48.2 | 17.4438 | 57.92 | 19.8393 | 48.2 | 17.8419 | 53.06 | 18.2275 | 46.04 | 15.7788 | 2987 | #N/A | #N/A
| 55.94 | 19.8145 | 53.06 | 18.2995 | 59 | 19.824 | 52.7 | 17.2606 | 53.06 | 17.7035 | 51.8 | 18.7281 | 55.94 | 19.3356 | 55.04 | 18.5844 | 46.94 | 16.8154 | 51.98 | 18.0252 | 50 | 17.4791 | 57.92 | 19.5921 | 51.8 | 18.7151 | 53.06 | 18.2097 | 48.02 | 16.2581 | 2988 | #N/A | #N/A
| 60.08 | 20.8182 | 51.8 | 17.9103 | 60.08 | 19.8881 | 55.22 | 17.839 | 55.94 | 18.5822 | 55.04 | 18.3564 | 59 | 20.0762 | 57.02 | 19.0633 | 48.92 | 17.2929 | 53.06 | 18.7765 | 53.6 | 18.3511 | 57.92 | 19.3925 | 51.8 | 18.7151 | 57.02 | 18.9535 | 50 | 16.7374 | 2989 | #N/A | #N/A
| 59 | 20.3365 | 55.4 | 18.4054 | 60.08 | 19.8881 | 59.72 | 19.0308 | 59 | 19.551 | 55.94 | 18.3943 | 59 | 20.0762 | 57.02 | 19.0644 | 50 | 17.5858 | 55.4 | 19.5974 | 55.4 | 18.787 | 59 | 19.8526 | 55.4 | 19.5883 | 57.02 | 18.954 | 55.04 | 18.3488 | 2990 | #N/A | #N/A
| 59 | 20.3346 | 55.04 | 18.5881 | 62.96 | 20.3565 | 63.14 | 19.9293 | 60.98 | 20.0331 | 55.04 | 18.1765 | 60.08 | 20.0911 | 57.92 | 19.2829 | 53.06 | 18.0658 | 55.4 | 19.1709 | 55.4 | 18.787 | 60.98 | 20.1336 | 57.2 | 20.4786 | 60.08 | 19.6978 | 55.94 | 18.5674 | 2991 | #N/A | #N/A
| 60.98 | 20.5611 | 53.96 | 18.1025 | 64.04 | 20.6196 | 67.46 | 20.5158 | 62.96 | 20.5137 | 55.04 | 18.1774 | 60.98 | 20.3097 | 57.92 | 19.7189 | 55.04 | 18.5448 | 57.92 | 19.9602 | 55.4 | 18.787 | 64.04 | 20.8764 | 57.2 | 20.025 | 62.06 | 20.1781 | 57.92 | 18.8308 | 2992 | #N/A | #N/A
| 62.06 | 20.8235 | 53.96 | 18.3276 | 64.04 | 20.6196 | 70.16 | 20.8877 | 62.96 | 20.289 | 55.94 | 19.2356 | 57.92 | 20.0688 | 60.08 | 20.2452 | 55.04 | 18.3587 | 59 | 19.9749 | 55.4 | 18.787 | 64.94 | 21.096 | 57.2 | 20.025 | 62.96 | 20.2127 | 60.08 | 19.1797 | 2993 | #N/A | #N/A
| 59 | 21.0637 | 53.96 | 18.1056 | 62.96 | 20.1751 | 69.44 | 20.5187 | 60.08 | 19.412 | 55.04 | 19.2692 | 57.92 | 19.8132 | 60.08 | 20.005 | 57.02 | 19.0265 | 60.08 | 19.8039 | 55.4 | 18.787 | 62.96 | 20.3854 | 57.2 | 20.025 | 62.06 | 19.9949 | 60.98 | 19.1977 | 2994 | #N/A | #N/A
| 57.02 | 20.8734 | 53.06 | 17.7085 | 64.04 | 20.2222 | 70.7 | 20.8889 | 60.08 | 19.412 | 53.06 | 19.0069 | 59 | 20.5502 | 59 | 19.7461 | 55.04 | 18.5491 | 59 | 19.5439 | 55.4 | 18.787 | 62.06 | 19.9816 | 57.2 | 20.025 | 64.04 | 20.0876 | 60.98 | 19.5752 | 2995 | #N/A | #N/A
| 55.94 | 20.6103 | 51.98 | 17.6283 | 64.04 | 20.2222 | 69.44 | 21.2273 | 57.92 | 18.8908 | 51.08 | 18.526 | 59 | 20.5502 | 55.94 | 19.0037 | 57.02 | 18.8412 | 57.92 | 19.2834 | 55.4 | 18.787 | 62.06 | 19.9811 | 59 | 20.4616 | 64.04 | 20.2601 | 60.08 | 19.3591 | 2996 | #N/A | #N/A
| 55.94 | 20.3152 | 48.92 | 17.1113 | 60.98 | 19.4764 | 68.18 | 21.0216 | 55.04 | 18.1929 | 50 | 18.2915 | 51.98 | 19.3487 | 53.06 | 18.3049 | 55.94 | 18.3625 | 55.04 | 18.778 | 50 | 18.307 | 59 | 20.0939 | 55.4 | 19.5883 | 60.98 | 19.5174 | 57.92 | 18.8361 | 2997 | #N/A | #N/A
| 55.04 | 20.0919 | 46.04 | 16.415 | 59 | 18.8226 | 64.22 | 19.9307 | 51.08 | 17.0242 | 46.94 | 17.5207 | 48.02 | 17.8796 | 48.92 | 18.2724 | 51.98 | 17.6186 | 51.08 | 17.6243 | 48.2 | 17.4438 | 55.04 | 19.8771 | 53.6 | 19.1517 | 57.02 | 18.7712 | 53.96 | 18.0948 | 2998 | #N/A | #N/A
| 53.06 | 19.8971 | 46.04 | 16.4139 | 59 | 18.8226 | 59 | 20.4524 | 48.02 | 16.4912 | 46.94 | 17.5189 | 50 | 18.6253 | 48.02 | 17.7839 | 46.94 | 16.583 | 46.94 | 16.619 | 44.6 | 16.5713 | 51.08 | 17.9208 | 48.2 | 17.8419 | 53.96 | 18.2117 | 51.08 | 17.5828 | 2999 | #N/A | #N/A
| 50 | 18.6269 | 44.96 | 16.3445 | 55.94 | 18.2482 | 51.8 | 18.1518 | 46.94 | 16.4088 | 46.4 | 17.4183 | 50 | 18.6233 | 46.04 | 17.0877 | 44.06 | 15.8847 | 46.04 | 16.3995 | 44.6 | 16.5713 | 46.94 | 16.9145 | 46.4 | 16.9809 | 51.08 | 18.1857 | 48.02 | 16.8413 | 3000 | #N/A | #N/A
| 46.94 | 17.3929 | 44.96 | 16.3461 | 53.96 | 17.7677 | 48.38 | 17.2428 | 44.96 | 15.931 | 46.04 | 17.3006 | 48.92 | 18.0884 | 44.6 | 16.9848 | 42.08 | 15.217 | 39.92 | 14.695 | 44.6 | 16.5713 | 46.94 | 16.4893 | 50 | 18.2785 | 51.08 | 17.7398 | 46.94 | 16.8124 | 3001 | #N/A | #N/A
| 48.02 | 17.4003 | 42.98 | 15.674 | 53.96 | 17.7677 | 45.68 | 16.3933 | 42.98 | 15.4522 | 44.96 | 17.0386 | 48.92 | 18.0884 | 46.4 | 17.4214 | 46.94 | 16.3899 | 37.94 | 14.0375 | 44.6 | 16.5713 | 44.06 | 15.6076 | 48.2 | 17.4172 | 48.02 | 17.1934 | 44.96 | 16.1035 | 3002 | #N/A | #N/A
| 48.92 | 17.6178 | 37.94 | 13.6762 | 50 | 16.8057 | 44.96 | 16.2201 | 42.98 | 15.6777 | 44.6 | 16.9817 | 48.02 | 17.8675 | 46.04 | 17.3061 | 46.94 | 16.1756 | 35.96 | 13.1853 | 44.6 | 16.5713 | 42.08 | 15.1269 | 48.2 | 17.4172 | 46.94 | 16.9312 | 42.98 | 15.6263 | 3003 | #N/A | #N/A
| 48.02 | 17.1569 | 37.94 | 13.6771 | 50 | 16.8071 | 40.64 | 15.0992 | 42.08 | 15.2374 | 44.06 | 16.8253 | 48.02 | 17.6496 | 46.4 | 17.4214 | 44.06 | 15.4798 | 35.6 | 13.2516 | 42.8 | 16.1351 | 44.06 | 15.3938 | 48.2 | 17.0184 | 44.96 | 16.0265 | 41 | 15.0939 | 3004 | #N/A | #N/A
| 48.92 | 17.3777 | 37.4 | 13.6976 | 50 | 16.8071 | 37.4 | 13.878 | 39.2 | 14.4918 | 44.6 | 16.9817 | 48.92 | 17.617 | 46.04 | 17.3098 | 42.08 | 15.2165 | 33.8 | 12.4883 | 42.8 | 16.1351 | 44.96 | 15.6148 | 46.4 | 16.9809 | 42.98 | 15.5483 | 39.02 | 14.6715 | 3005 | #N/A | #N/A
| 46.94 | 16.8969 | 35.6 | 12.9333 | 48.02 | 16.3309 | 37.4 | 14.0202 | 39.92 | 14.7156 | 44.6 | 16.9817 | 48.02 | 16.9596 | 44.96 | 16.8336 | 39.92 | 14.4803 | 39.92 | 14.9231 | 42.8 | 16.1351 | 37.94 | 13.5489 | 46.4 | 16.5824 | 39.92 | 14.8077 | 39.92 | 15.1803 | 3006 | #N/A | #N/A
| 46.04 | 16.2551 | 39.02 | 14.1078 | 48.02 | 16.5416 | 39.2 | 14.8286 | 39.2 | 14.4918 | 44.6 | 17.434 | 46.94 | 16.6975 | 44.96 | 16.8341 | 39.02 | 14.2607 | 41 | 15.6806 | 42.8 | 16.1351 | 37.94 | 13.5485 | 46.4 | 16.9809 | 39.92 | 14.6238 | 39.92 | 15.1205 | 3007 | #N/A | #N/A
| 44.96 | 15.9926 | 42.98 | 15.8693 | 48.02 | 16.5416 | 41 | 15.6602 | 39.92 | 14.7136 | 44.96 | 17.3064 | 46.94 | 16.6975 | 44.06 | 16.6112 | 39.02 | 14.2588 | 42.8 | 16.5413 | 41 | 15.6989 | 39.02 | 13.8083 | 44.6 | 16.5446 | 39.02 | 14.404 | 39.92 | 15.1803 | 3008 | #N/A | #N/A
| 48.92 | 17.3727 | 44.96 | 17.0505 | 50 | 16.8057 | 42.8 | 16.516 | 41 | 15.3026 | 46.04 | 17.7978 | 48.92 | 17.6111 | 44.06 | 16.6088 | 37.04 | 13.6057 | 42.8 | 16.5413 | 42.8 | 16.1351 | 46.04 | 16.2662 | 46.4 | 16.9809 | 44.06 | 16.2302 | 39.02 | 14.7288 | 3009 | #N/A | #N/A
| 51.98 | 17.9152 | 46.04 | 17.3105 | 53.06 | 17.5456 | 44.6 | 16.9488 | 44.06 | 16.6185 | 46.94 | 18.0156 | 51.98 | 17.9112 | 44.96 | 17.0405 | 39.92 | 14.8747 | 42.8 | 16.5413 | 42.8 | 16.5608 | 50 | 17.2238 | 48.2 | 17.8419 | 50 | 17.2423 | 46.04 | 17.0423 | 3010 | #N/A | #N/A
| 53.96 | 18.168 | 46.94 | 17.5282 | 53.06 | 17.5456 | 46.4 | 17.3833 | 44.6 | 17.001 | 48.02 | 18.2751 | 53.96 | 18.3913 | 46.04 | 17.3 | 48.02 | 16.8343 | 44.6 | 17.4299 | 44.6 | 17.4508 | 55.04 | 18.4444 | 48.2 | 17.4172 | 53.06 | 17.4136 | 50 | 18.0013 | 3011 | #N/A | #N/A
| 55.94 | 18.6474 | 48.02 | 17.7895 | 57.92 | 18.0115 | 48.2 | 17.8191 | 48.2 | 18.3285 | 50 | 19.227 | 55.04 | 18.4256 | 51.08 | 19.0218 | 53.06 | 17.2761 | 46.4 | 17.4144 | 46.4 | 18.3704 | 57.02 | 18.5277 | 51.8 | 18.2898 | 55.04 | 17.8924 | 53.06 | 18.4918 | 3012 | #N/A | #N/A
| 59 | 18.9935 | 51.8 | 19.1923 | 60.08 | 18.3344 | 50 | 18.2549 | 51.8 | 19.2022 | 55.94 | 20.7309 | 57.92 | 19.351 | 53.6 | 19.6219 | 55.04 | 17.4045 | 48.2 | 17.8511 | 51.8 | 19.1982 | 57.92 | 18.5751 | 51.8 | 18.2898 | 60.08 | 18.754 | 57.02 | 19.251 | 3013 | #N/A | #N/A
| 60.08 | 19.2567 | 51.8 | 19.1923 | 62.06 | 18.4703 | 59.72 | 20.0727 | 60.08 | 21.2261 | 59 | 21.4787 | 57.92 | 18.9413 | 60.08 | 21.7475 | 55.94 | 17.4191 | 60.08 | 21.2058 | 57.2 | 20.9937 | 60.98 | 18.4116 | 55.4 | 18.7625 | 62.06 | 18.6857 | 60.98 | 20.2133 | 3014 | #N/A | #N/A
| 60.08 | 19.8831 | 53.96 | 20.0261 | 62.06 | 18.1561 | 64.22 | 21.3328 | 64.94 | 21.4416 | 62.06 | 22.2265 | 57.02 | 19.3327 | 62.96 | 22.7603 | 57.92 | 17.9 | 64.04 | 22.7097 | 59 | 21.431 | 62.06 | 18.4899 | 57.2 | 18.8228 | 60.08 | 18.0221 | 64.04 | 21.1582 | 3015 | #N/A | #N/A
| 59 | 19.6215 | 53.96 | 19.7422 | 60.08 | 17.8463 | 67.46 | 22.6861 | 68 | 21.9435 | 62.96 | 22.4481 | 57.02 | 19.1368 | 64.94 | 23.2461 | 57.02 | 17.1814 | 69.08 | 24.2497 | 62.6 | 22.8221 | 62.06 | 18.4899 | 57.2 | 18.8228 | 62.06 | 18.1816 | 66.92 | 21.2355 | 3016 | #N/A | #N/A
| 57.02 | 19.1403 | 55.04 | 20.296 | 60.08 | 17.8463 | 69.62 | 23.2718 | 69.98 | 23.4124 | 64.04 | 23.0245 | 55.04 | 19.9786 | 66.02 | 23.7786 | 55.04 | 17.2034 | 69.98 | 24.7403 | 62.6 | 22.3054 | 60.08 | 18.3556 | 60.8 | 19.0103 | 62.96 | 18.7177 | 68 | 21.5001 | 3017 | #N/A | #N/A
| 59 | 18.6277 | 53.96 | 20.2852 | 60.08 | 18.1757 | 71.96 | 23.1846 | 69.08 | 23.4314 | 62.96 | 22.765 | 55.4 | 19.1709 | 66.02 | 24.1137 | 55.94 | 17.0693 | 69.08 | 24.8577 | 62.6 | 22.3054 | 55.94 | 18.8955 | 55.4 | 18.7625 | 62.06 | 18.4952 | 69.08 | 22.1881 | 3018 | #N/A | #N/A
| 57.92 | 18.3657 | 53.06 | 19.8202 | 60.98 | 18.2084 | 72.32 | 22.6758 | 68 | 23.1713 | 62.06 | 22.8149 | 55.04 | 18.4282 | 64.04 | 23.3034 | 59 | 17.3477 | 69.08 | 25.2033 | 62.6 | 23.3714 | 59 | 18.0936 | 57.2 | 18.8228 | 62.06 | 18.1806 | 69.98 | 22.173 | 3019 | #N/A | #N/A
| 60.08 | 18.8862 | 51.8 | 19.6757 | 60.98 | 18.2084 | 72.5 | 22.46 | 64.04 | 22.4981 | 59 | 22.0715 | 55.04 | 18.4282 | 60.08 | 22.6724 | 59 | 16.9158 | 68 | 24.5989 | 55.4 | 20.5565 | 60.08 | 18.5542 | 59 | 18.9058 | 62.96 | 18.5662 | 69.98 | 21.9855 | 3020 | #N/A | #N/A
| 57.92 | 18.2022 | 50 | 18.7959 | 60.98 | 17.5997 | 71.06 | 21.5611 | 60.98 | 21.7557 | 55.94 | 21.0638 | 55.94 | 18.8687 | 55.94 | 21.6651 | 57.02 | 16.4356 | 66.92 | 24.3362 | 55.4 | 21.0718 | 59 | 18.0893 | 55.4 | 18.7625 | 60.98 | 17.7795 | 66.92 | 23.4265 | 3021 | #N/A | #N/A
| 55.94 | 18.0745 | 48.2 | 18.3186 | 60.8 | 17.2869 | 66.2 | 23.5703 | 57.02 | 20.7942 | 48.2 | 19.3022 | 50 | 18.1139 | 53.06 | 20.6331 | 53.96 | 15.8396 | 59 | 22.4056 | 50 | 19.2448 | 55.94 | 17.1854 | 53.6 | 18.3264 | 59 | 16.8746 | 62.96 | 22.7221 | 3022 | #N/A | #N/A
| 53.96 | 17.59 | 48.02 | 18.3132 | 53.96 | 17.7538 | 62.6 | 23.0164 | 53.06 | 19.829 | 48.2 | 19.3022 | 50 | 18.109 | 51.08 | 20.1485 | 44.96 | 14.9563 | 59 | 22.0707 | 48.2 | 18.8076 | 53.96 | 16.7028 | 51.8 | 17.5156 | 53.96 | 16.0793 | 60.08 | 21.7605 | 3023 | #N/A | #N/A
| 50 | 17.4162 | 50 | 19.0798 | 50 | 16.994 | 60.08 | 22.4584 | 51.08 | 19.3454 | 46.4 | 18.3525 | 50 | 18.1042 | 51.8 | 20.1813 | 42.08 | 14.2562 | 57.02 | 21.586 | 46.4 | 18.3704 | 50 | 16.6392 | 50 | 17.4544 | 48.02 | 15.9801 | 57.02 | 21.2715 | 3024 | #N/A | #N/A
| 46.04 | 16.4545 | 48.92 | 19.0659 | 50 | 16.991 | 57.38 | 21.7473 | 51.08 | 19.3468 | 46.4 | 18.3525 | 50 | 18.1018 | 50 | 20.2891 | 37.94 | 13.0516 | 53.96 | 20.5778 | 46.4 | 18.3704 | 46.04 | 15.6796 | 50 | 17.4544 | 44.96 | 14.037 | 53.06 | 20.0555 | 3025 | #N/A | #N/A
| 48.02 | 17.125 | 50 | 19.3304 | 50 | 16.991 | 54.14 | 20.7982 | 48.92 | 18.3047 | 46.4 | 17.8709 | 50 | 18.1018 | 50 | 19.7437 | 35.96 | 12.5712 | 51.08 | 19.8785 | 46.4 | 18.3704 | 42.08 | 14.7187 | 48.2 | 17.4172 | 42.08 | 14.379 | 51.08 | 19.2798 | 3026 | #N/A | #N/A
| 48.02 | 16.9275 | 46.4 | 17.8817 | 51.08 | 15.4832 | 52.16 | 20.1586 | 50 | 19.0881 | 44.6 | 17.434 | 46.94 | 16.8587 | 48.2 | 19.306 | 33.98 | 12.0909 | 48.2 | 18.7854 | 46.4 | 18.3704 | 39.92 | 13.8403 | 48.2 | 17.4172 | 39.92 | 13.6703 | 50 | 18.7815 | 3027 | #N/A | #N/A
| 42.98 | 15.3001 | 46.04 | 17.3372 | 50 | 15.2219 | 50.72 | 19.7048 | 50 | 18.8017 | 44.6 | 17.434 | 46.94 | 16.857 | 46.4 | 18.356 | 32 | 11.4508 | 44.06 | 16.8393 | 46.4 | 18.3704 | 37.94 | 13.3613 | 48.2 | 17.8419 | 39.02 | 13.6352 | 48.92 | 18.5218 | 3028 | #N/A | #N/A
| 42.08 | 15.0798 | 46.4 | 17.4283 | 50 | 15.2219 | 46.94 | 18.4331 | 48.92 | 18.3086 | 44.6 | 17.434 | 46.94 | 16.6609 | 46.4 | 18.356 | 30.92 | 11.0035 | 44.6 | 17.4299 | 46.4 | 17.8877 | 37.94 | 13.1775 | 46.4 | 17.4052 | 37.94 | 13.1903 | 48.92 | 18.2456 | 3029 | #N/A | #N/A
| 44.06 | 15.7371 | 42.8 | 16.1299 | 48.02 | 14.7406 | 44.6 | 17.4797 | 48.02 | 18.0902 | 46.4 | 18.3525 | 46.04 | 16.6334 | 46.4 | 18.356 | 30.02 | 10.6363 | 42.8 | 16.5413 | 44.6 | 16.9973 | 35.06 | 12.2813 | 46.4 | 16.9809 | 35.06 | 12.2928 | 50 | 18.5078 | 3030 | #N/A | #N/A
| 44.96 | 15.1976 | 44.06 | 16.3904 | 46.94 | 14.4781 | 44.6 | 17.4797 | 46.04 | 17.3402 | 48.2 | 19.3022 | 46.04 | 16.4366 | 46.4 | 18.356 | 28.94 | 10.2053 | 41 | 15.6336 | 46.4 | 18.3704 | 41 | 13.5554 | 46.4 | 16.5824 | 35.06 | 12.133 | 50 | 18.7848 | 3031 | #N/A | #N/A
| 46.04 | 14.9187 | 44.06 | 16.64 | 46.94 | 14.4781 | 41 | 15.7241 | 46.94 | 17.5579 | 51.08 | 20.4826 | 46.04 | 16.4366 | 44.6 | 17.4373 | 28.94 | 10.2037 | 39.2 | 14.8464 | 46.4 | 18.3704 | 39.92 | 13.111 | 46.4 | 16.2084 | 33.98 | 12.0285 | 51.08 | 19.5827 | 3032 | #N/A | #N/A
| 48.92 | 16.1486 | 48.92 | 19.0673 | 50 | 15.2115 | 41 | 15.7241 | 50 | 19.3339 | 51.98 | 21.039 | 50 | 17.1626 | 46.4 | 18.356 | 33.08 | 11.7007 | 39.2 | 14.8464 | 48.2 | 19.3214 | 44.96 | 14.5065 | 46.4 | 16.5824 | 39.02 | 13.7813 | 53.06 | 20.0598 | 3033 | #N/A | #N/A
| 51.98 | 16.5469 | 55.94 | 21.6765 | 53.06 | 16.261 | 53.6 | 20.667 | 55.94 | 21.0853 | 53.6 | 21.7412 | 53.06 | 17.3405 | 51.98 | 20.3736 | 39.02 | 13.2949 | 55.04 | 21.106 | 50 | 20.3055 | 51.08 | 16.1414 | 48.2 | 17.0184 | 48.02 | 15.6147 | 59 | 21.4994 | 3034 | #N/A | #N/A
| 55.04 | 17.467 | 60.98 | 23.2453 | 53.06 | 16.261 | 59.9 | 22.5248 | 64.04 | 23.3215 | 53.6 | 22.3574 | 55.04 | 17.622 | 62.06 | 24.1562 | 46.94 | 15.0442 | 64.04 | 23.0306 | 55.4 | 22.2015 | 55.04 | 17.2957 | 51.8 | 17.5156 | 53.96 | 16.6892 | 62.06 | 22.2407 | 3035 | #N/A | #N/A
| 57.02 | 18.2972 | 66.02 | 24.1307 | 59 | 17.8753 | 64.58 | 23.6076 | 67.64 | 23.931 | 55.4 | 22.7964 | 57.02 | 18.099 | 64.94 | 24.8563 | 51.98 | 16.2589 | 69.08 | 25.1973 | 59 | 23.6973 | 57.92 | 17.9896 | 51.8 | 17.5156 | 57.02 | 17.7847 | 64.04 | 22.7215 | 3036 | #N/A | #N/A
| 57.92 | 18.5121 | 66.92 | 24.348 | 62.06 | 18.4316 | 68.9 | 24.7577 | 71.06 | 24.4529 | 64.4 | 25.6479 | 57.92 | 18.1563 | 64.4 | 24.9955 | 55.04 | 16.6639 | 71.96 | 26.1951 | 60.8 | 24.7939 | 60.08 | 18.5107 | 53.6 | 18.3264 | 60.08 | 18.5248 | 68 | 23.9387 | 3037 | #N/A | #N/A
| 60.08 | 18.8373 | 66.92 | 24.3497 | 62.06 | 18.4316 | 72.14 | 25.0078 | 75.02 | 24.8766 | 66.2 | 26.0874 | 57.92 | 18.1563 | 66.2 | 26.7904 | 57.02 | 17.1436 | 75.02 | 27.6291 | 62.6 | 25.2331 | 60.98 | 18.7285 | 53.6 | 17.9513 | 62.96 | 18.5333 | 69.08 | 23.6461 | 3038 | #N/A | #N/A
| 60.98 | 19.0558 | 66.92 | 24.6949 | 64.94 | 18.8154 | 75.02 | 25.9815 | 75.92 | 25.6402 | 66.02 | 26.5765 | 60.08 | 18.6771 | 66.2 | 26.7904 | 59 | 17.7712 | 75.92 | 27.8534 | 66.2 | 26.8114 | 62.96 | 19.0091 | 55.4 | 17.7046 | 66.02 | 18.5481 | 69.98 | 24.4251 | 3039 | #N/A | #N/A
| 59 | 19.3336 | 66.02 | 24.1348 | 66.92 | 19.1605 | 77.18 | 26.5066 | 75.92 | 26.5552 | 69.08 | 27.6872 | 57.92 | 18.6753 | 68 | 27.434 | 60.98 | 17.9304 | 75.02 | 28.0306 | 66.2 | 26.1118 | 64.04 | 19.6537 | 59 | 18.5751 | 66.92 | 18.9082 | 73.04 | 25.7684 | 3040 | #N/A | #N/A
| 59 | 19.7547 | 66.92 | 26.0782 | 66.92 | 19.1605 | 78.62 | 26.3795 | 75.92 | 26.9057 | 64.04 | 26.096 | 57.02 | 18.6688 | 69.98 | 28.3705 | 60.98 | 17.6387 | 75.92 | 28.2572 | 68 | 27.2511 | 62.96 | 19.551 | 59 | 18.5751 | 68 | 19.1697 | 73.04 | 26.1165 | 3041 | #N/A | #N/A
| 57.02 | 19.7679 | 64.04 | 26.135 | 60.8 | 19.6947 | 78.98 | 26.8898 | 75.92 | 27.2079 | 69.08 | 27.6916 | 55.04 | 18.3701 | 71.06 | 28.6347 | 60.98 | 17.3696 | 75.02 | 28.3803 | 69.8 | 27.691 | 62.06 | 19.1764 | 59 | 18.5751 | 68 | 19.0286 | 73.94 | 25.7191 | 3042 | #N/A | #N/A
| 55.94 | 18.4116 | 62.96 | 25.115 | 60.08 | 19.8206 | 79.7 | 27.7394 | 73.94 | 27.8072 | 68 | 27.0699 | 53.06 | 18.5496 | 69.08 | 27.7057 | 62.06 | 18.0581 | 77 | 29.284 | 68 | 27.2511 | 59 | 18.9613 | 60.8 | 19.0103 | 68 | 19.0286 | 71.96 | 26.5212 | 3043 | #N/A | #N/A
| 53.96 | 18.7755 | 62.96 | 25.12 | 60.08 | 17.9002 | 76.1 | 28.5698 | 73.04 | 27.9271 | 64.94 | 26.3222 | 53.06 | 18.5496 | 68 | 27.4417 | 62.06 | 17.6315 | 73.04 | 27.8957 | 68 | 27.2511 | 57.02 | 18.6937 | 60.8 | 19.3413 | 68 | 19.1719 | 71.06 | 27.0094 | 3044 | #N/A | #N/A
| 53.06 | 18.5568 | 62.96 | 24.7267 | 57.92 | 17.4677 | 72.5 | 27.7599 | 71.96 | 27.6624 | 60.98 | 25.3526 | 50 | 17.808 | 66.02 | 25.839 | 62.06 | 17.7761 | 71.06 | 26.6748 | 66.2 | 26.1118 | 55.04 | 18.213 | 55.4 | 18.387 | 66.02 | 18.6934 | 69.08 | 26.1963 | 3045 | #N/A | #N/A
| 53.06 | 17.3349 | 60.98 | 23.9232 | 59 | 19.1511 | 69.26 | 26.765 | 69.98 | 27.1728 | 55.94 | 23.3656 | 48.02 | 16.8917 | 62.06 | 24.4768 | 53.06 | 17.8245 | 66.92 | 26.05 | 64.4 | 25.6725 | 51.98 | 17.4696 | 53.6 | 18.3264 | 62.96 | 18.0784 | 66.02 | 25.4453 | 3046 | #N/A | #N/A
| 51.98 | 17.631 | 66.02 | 25.1469 | 59 | 19.1511 | 66.56 | 25.9061 | 68 | 25.9521 | 55.4 | 23.4511 | 46.94 | 17.0618 | 59 | 24.1161 | 46.04 | 16.3087 | 64.04 | 25.6777 | 59 | 24.3546 | 50 | 17.1692 | 51.8 | 17.8904 | 53.96 | 17.7617 | 64.04 | 24.58 | 3047 | #N/A | #N/A
| 51.98 | 17.6305 | 64.04 | 24.6598 | 55.94 | 18.0264 | 63.14 | 25.3395 | 66.92 | 25.4434 | 55.4 | 23.4511 | 46.04 | 16.8419 | 57.92 | 23.8486 | 42.98 | 14.9982 | 62.06 | 25.1901 | 55.4 | 22.8196 | 48.92 | 16.9063 | 50 | 17.4544 | 50 | 15.5531 | 62.06 | 24.4725 | 3048 | #N/A | #N/A
| 51.08 | 17.8321 | 62.06 | 24.1744 | 57.02 | 17.9359 | 61.34 | 24.9682 | 64.94 | 25.1974 | 51.08 | 20.814 | 46.94 | 17.3111 | 55.94 | 23.3655 | 39.92 | 14.2586 | 59 | 24.1044 | 55.4 | 22.8196 | 48.02 | 16.299 | 48.2 | 17.0184 | 46.04 | 14.9382 | 60.08 | 23.9909 | 3049 | #N/A | #N/A
| 50 | 17.8111 | 60.98 | 23.9093 | 57.02 | 17.9359 | 59.72 | 24.5729 | 62.96 | 24.7127 | 51.08 | 20.8149 | 46.94 | 17.3111 | 51.98 | 21.0398 | 39.92 | 14.06 | 57.92 | 23.8408 | 55.4 | 22.8196 | 46.94 | 16.0368 | 48.2 | 16.6441 | 42.08 | 14.7171 | 57.92 | 23.0858 | 3050 | #N/A | #N/A
| 50 | 17.8134 | 59 | 23.4259 | 53.06 | 16.9782 | 53.96 | 22.445 | 62.06 | 24.4923 | 59 | 24.8624 | 46.94 | 16.8239 | 53.6 | 21.7456 | 37.94 | 13.422 | 57.02 | 23.6231 | 53.6 | 22.3808 | 46.04 | 15.8215 | 48.2 | 17.0184 | 44.06 | 14.9996 | 55.94 | 22.6072 | 3051 | #N/A | #N/A
| 50 | 17.8157 | 57.02 | 22.2881 | 51.08 | 16.6568 | 52.88 | 21.8075 | 59 | 23.4346 | 57.92 | 24.6049 | 48.02 | 17.3276 | 55.04 | 22.7669 | 37.94 | 13.5821 | 51.8 | 21.2974 | 53.6 | 22.3808 | 44.06 | 15.3429 | 46.4 | 16.9809 | 44.96 | 15.2177 | 55.94 | 22.6127 | 3052 | #N/A | #N/A
| 48.92 | 17.5528 | 55.04 | 22.1007 | 51.08 | 16.6568 | 54.14 | 22.5527 | 57.02 | 22.5862 | 57.92 | 24.6092 | 46.94 | 17.0658 | 53.6 | 21.7456 | 39.02 | 14.0429 | 51.8 | 21.2974 | 53.6 | 22.3808 | 41 | 14.4334 | 46.4 | 17.4052 | 44.96 | 15.4144 | 55.94 | 22.6155 | 3053 | #N/A | #N/A
| 48.92 | 17.804 | 53.06 | 21.3223 | 51.98 | 16.5344 | 52.52 | 21.6588 | 55.04 | 22.1031 | 59 | 25.0256 | 46.94 | 17.0664 | 53.6 | 21.7456 | 39.92 | 14.2604 | 51.8 | 21.2974 | 53.6 | 22.3808 | 39.92 | 14.341 | 46.4 | 16.9809 | 44.06 | 15.3657 | 57.02 | 23.2551 | 3054 | #N/A | #N/A
| 48.02 | 17.5858 | 51.08 | 20.1704 | 51.08 | 16.1197 | 51.8 | 21.3624 | 53.96 | 21.5454 | 57.2 | 24.5857 | 46.04 | 16.8482 | 51.8 | 20.7272 | 37.94 | 13.5847 | 51.8 | 20.7181 | 55.4 | 23.4759 | 37.94 | 13.4991 | 44.6 | 16.1464 | 42.98 | 14.9352 | 55.04 | 22.7745 | 3055 | #N/A | #N/A
| 48.02 | 17.5834 | 51.8 | 20.1898 | 51.08 | 16.1197 | 51.8 | 21.3624 | 53.96 | 21.8365 | 57.2 | 24.5857 | 46.04 | 16.8482 | 55.4 | 23.4559 | 35.96 | 12.9458 | 48.2 | 19.2975 | 57.2 | 24.6122 | 37.94 | 13.6929 | 44.6 | 16.1464 | 41 | 14.6242 | 55.04 | 22.7698 | 3056 | #N/A | #N/A
| 51.08 | 18.5386 | 51.8 | 20.7362 | 51.08 | 16.8476 | 53.6 | 22.4211 | 60.08 | 24.3939 | 57.2 | 24.5857 | 50 | 18.2714 | 57.2 | 23.8953 | 39.92 | 14.4315 | 50 | 20.28 | 57.2 | 24.6122 | 44.96 | 16.173 | 46.4 | 17.4052 | 44.06 | 15.3638 | 55.94 | 22.982 | 3057 | #N/A | #N/A
| 55.04 | 19.5003 | 55.4 | 23.467 | 55.94 | 17.8285 | 59 | 25.8409 | 62.96 | 25.4283 | 59 | 25.7638 | 53.06 | 18.5485 | 60.8 | 26.9937 | 46.94 | 16.1311 | 57.2 | 23.8843 | 59 | 25.7921 | 50 | 17.8287 | 48.2 | 17.4172 | 50 | 16.6317 | 55.94 | 23.3938 | 3058 | #N/A | #N/A
| 59 | 20.9634 | 57.2 | 23.9064 | 55.94 | 17.8285 | 64.04 | 26.8456 | 68 | 27.4373 | 68 | 28.725 | 57.92 | 19.4856 | 62.6 | 27.4346 | 51.08 | 16.7601 | 60.8 | 26.1972 | 62.6 | 28.2919 | 55.04 | 19.0517 | 51.8 | 17.8904 | 53.06 | 17.5416 | 57.92 | 24.6333 | 3059 | #N/A | #N/A
| 62.06 | 21.9944 | 62.6 | 26.6628 | 57.92 | 17.9662 | 68 | 28.0421 | 71.96 | 28.8547 | 66.92 | 28.0571 | 60.08 | 20.5012 | 66.2 | 28.3166 | 55.94 | 18.1348 | 71.96 | 29.2888 | 68 | 28.7815 | 60.98 | 19.6466 | 53.6 | 19.1517 | 53.96 | 17.7588 | 60.98 | 25.7123 | 3060 | #N/A | #N/A
| 64.94 | 22.1736 | 62.6 | 26.6628 | 57.92 | 18.1489 | 69.8 | 28.4823 | 71.96 | 28.8524 | 71.06 | 29.9626 | 60.98 | 20.468 | 69.98 | 29.2122 | 62.96 | 20.0076 | 73.4 | 30.0674 | 68 | 27.9938 | 64.94 | 21.016 | 55.4 | 18.387 | 55.94 | 18.2392 | 60.98 | 25.8139 | 3061 | #N/A | #N/A
| 62.96 | 22.2171 | 64.4 | 27.1031 | 57.92 | 18.1489 | 72.14 | 28.0919 | 75.2 | 29.7619 | 69.08 | 28.987 | 60.98 | 20.468 | 69.08 | 28.5989 | 64.04 | 20.0988 | 73.94 | 28.8732 | 68 | 27.9938 | 60.98 | 20.2547 | 53.6 | 17.9513 | 55.94 | 18.8609 | 64.94 | 26.7793 | 3062 | #N/A | #N/A
| 62.96 | 22.2213 | 64.04 | 26.4701 | 59 | 18.7697 | 72.32 | 27.6474 | 75.02 | 29.1642 | 66.92 | 28.959 | 57.92 | 19.9829 | 69.08 | 29.0029 | 66.92 | 21.6073 | 73.04 | 29.1035 | 69.8 | 28.4343 | 66.02 | 22.6989 | 57.2 | 20.025 | 57.02 | 19.3662 | 64.4 | 26.7218 | 3063 | #N/A | #N/A
| 60.98 | 22.2991 | 66.02 | 26.9607 | 59 | 19.1511 | 71.6 | 27.4717 | 73.4 | 28.5768 | 68 | 28.7517 | 55.94 | 19.2534 | 68 | 28.7576 | 71.06 | 23.5418 | 73.4 | 29.2804 | 68 | 27.9938 | 66.02 | 22.9909 | 60.8 | 20.8982 | 59 | 21.3145 | 66.02 | 27.3308 | 3064 | #N/A | #N/A
| 60.08 | 23.3175 | 68 | 27.8974 | 59 | 19.1511 | 71.42 | 27.9162 | 75.92 | 29.0342 | 69.8 | 29.1927 | 53.06 | 19.811 | 68 | 28.7576 | 71.96 | 23.0364 | 73.4 | 28.5384 | 66.2 | 27.5535 | 66.02 | 23.8211 | 64.4 | 21.344 | 62.06 | 23.5727 | 64.04 | 26.9349 | 3065 | #N/A | #N/A
| 60.98 | 23.9063 | 62.06 | 25.646 | 57.02 | 19.988 | 69.8 | 28.4823 | 69.08 | 28.1769 | 66.2 | 27.5256 | 51.08 | 20.1554 | 66.02 | 27.8736 | 71.96 | 22.4205 | 71.6 | 28.0985 | 64.4 | 27.1132 | 66.02 | 23.8259 | 62.6 | 21.3349 | 62.96 | 23.8494 | 62.6 | 26.2829 | 3066 | #N/A | #N/A
| 60.98 | 23.9081 | 57.2 | 23.9064 | 57.02 | 19.0837 | 64.4 | 28.7888 | 64.4 | 27.1198 | 64.4 | 27.085 | 53.96 | 21.5295 | 64.4 | 27.0907 | 73.04 | 22.8695 | 68 | 29.6692 | 62.6 | 25.9317 | 64.94 | 23.8953 | 55.4 | 20.0417 | 64.04 | 24.1123 | 62.06 | 26.9165 | 3067 | #N/A | #N/A
| 60.08 | 23.6879 | 57.02 | 23.6636 | 57.02 | 19.0837 | 64.4 | 28.7888 | 64.94 | 27.17 | 64.94 | 27.1528 | 53.96 | 21.5295 | 64.04 | 26.4903 | 73.94 | 22.6809 | 68 | 29.5768 | 62.6 | 25.9317 | 64.04 | 23.6764 | 57.2 | 20.4786 | 62.6 | 24.0008 | 62.96 | 27.6176 | 3068 | #N/A | #N/A
| 57.92 | 23.1568 | 57.2 | 23.2502 | 55.94 | 20.2238 | 64.4 | 29.6763 | 62.96 | 25.8823 | 64.4 | 27.085 | 53.6 | 21.7359 | 62.6 | 25.9106 | 66.92 | 24.5413 | 68 | 27.9591 | 59 | 25.0521 | 62.96 | 23.7525 | 59 | 21.3986 | 60.98 | 23.3176 | 60.98 | 27.0671 | 3069 | #N/A | #N/A
| 57.02 | 22.5667 | 57.2 | 23.9064 | 57.02 | 20.486 | 62.6 | 28.3474 | 62.06 | 25.6635 | 60.8 | 25.4655 | 53.96 | 21.5185 | 62.06 | 26.0118 | 62.96 | 23.5669 | 68 | 28.7443 | 59 | 25.0521 | 59 | 22.7851 | 57.2 | 21.4746 | 57.92 | 22.5642 | 60.08 | 26.9141 | 3070 | #N/A | #N/A
| 55.04 | 22.0836 | 57.2 | 23.9064 | 57.02 | 20.486 | 62.6 | 28.3474 | 60.8 | 25.4982 | 60.8 | 25.4655 | 53.06 | 20.9594 | 60.08 | 25.1689 | 57.02 | 21.781 | 64.04 | 27.3963 | 59 | 24.3546 | 57.02 | 22.2971 | 55.4 | 21.0369 | 55.94 | 22.0773 | 60.08 | 26.8486 | 3071 | #N/A | #N/A
| 53.96 | 21.8126 | 55.4 | 23.467 | 60.98 | 23.5102 | 62.6 | 28.3474 | 62.06 | 26.0286 | 57.92 | 24.2183 | 48.02 | 18.5813 | 60.8 | 25.4707 | 55.94 | 21.8489 | 64.4 | 27.8622 | 59 | 24.3546 | 55.04 | 21.4679 | 55.4 | 21.5821 | 55.04 | 21.8496 | 60.08 | 26.3726 | 3072 | #N/A | #N/A
| 53.06 | 21.5951 | 55.4 | 22.8113 | 60.08 | 23.291 | 62.6 | 28.3474 | 62.6 | 25.9379 | 55.94 | 23.0103 | 48.2 | 18.7854 | 59 | 25.2692 | 57.92 | 22.6839 | 62.96 | 27.5322 | 57.2 | 23.9152 | 53.96 | 21.2059 | 53.6 | 21.144 | 55.04 | 21.9217 | 60.08 | 26.9141 | 3073 | #N/A | #N/A
| 51.08 | 20.1456 | 55.4 | 22.8113 | 60.08 | 23.291 | 60.8 | 27.0699 | 60.08 | 24.7747 | 55.4 | 22.7964 | 48.02 | 18.5827 | 60.8 | 26.2098 | 57.02 | 22.4563 | 62.6 | 27.4213 | 55.4 | 23.4759 | 51.08 | 19.9056 | 53.6 | 21.144 | 55.94 | 22.3614 | 60.08 | 26.9141 | 3074 | #N/A | #N/A
| 51.98 | 20.6896 | 53.6 | 22.3725 | 53.96 | 20.5652 | 60.8 | 26.2811 | 60.8 | 24.7997 | 55.4 | 23.4511 | 48.02 | 18.58 | 59 | 25.7694 | 57.92 | 22.6805 | 62.06 | 27.3243 | 57.2 | 23.9152 | 53.06 | 20.9787 | 51.8 | 20.7059 | 55.94 | 22.7316 | 59 | 25.7057 | 3075 | #N/A | #N/A
| 51.98 | 20.7639 | 53.6 | 22.3725 | 53.96 | 20.8349 | 59.72 | 26.171 | 59 | 24.3604 | 55.4 | 23.4511 | 48.2 | 18.7854 | 57.2 | 24.591 | 57.92 | 22.6822 | 60.98 | 27.0683 | 57.2 | 24.6122 | 51.98 | 20.4598 | 53.6 | 21.7229 | 55.94 | 22.8102 | 57.92 | 25.4422 | 3076 | #N/A | #N/A
| 53.06 | 21.3031 | 55.04 | 22.828 | 53.96 | 20.8349 | 59 | 25.8409 | 57.92 | 24.2649 | 55.4 | 23.4511 | 51.08 | 20.1468 | 57.2 | 24.591 | 57.92 | 22.3327 | 60.8 | 26.9802 | 57.2 | 24.6122 | 51.98 | 20.4598 | 51.8 | 20.7059 | 55.04 | 22.1521 | 55.94 | 23.8006 | 3077 | #N/A | #N/A
| 53.96 | 21.8117 | 53.6 | 22.3725 | 53.96 | 21.1606 | 57.74 | 24.8624 | 57.2 | 23.9211 | 57.2 | 23.8904 | 50 | 19.7352 | 57.92 | 24.6722 | 55.04 | 21.987 | 60.8 | 26.9802 | 57.2 | 24.6122 | 53.06 | 20.9812 | 51.8 | 20.7059 | 55.04 | 22.591 | 55.94 | 23.8006 | 3078 | #N/A | #N/A
| 53.06 | 21.2963 | 53.96 | 22.5732 | 53.06 | 20.9432 | 57.2 | 24.658 | 57.2 | 23.9211 | 57.02 | 24.446 | 50 | 19.6137 | 57.2 | 24.591 | 51.62 | 20.8675 | 60.8 | 26.9802 | 57.2 | 24.6122 | 53.06 | 21.0549 | 51.8 | 21.2844 | 53.96 | 21.9574 | 55.94 | 24.151 | 3079 | #N/A | #N/A
| 53.06 | 21.3703 | 53.6 | 22.3725 | 53.06 | 20.9432 | 57.2 | 23.958 | 57.02 | 23.714 | 57.2 | 23.8904 | 50 | 19.6137 | 57.2 | 24.591 | 51.08 | 20.5747 | 60.8 | 26.9802 | 57.2 | 24.6122 | 53.06 | 21.0549 | 51.8 | 21.2844 | 55.04 | 22.5049 | 55.04 | 23.1748 | 3080 | #N/A | #N/A
| 53.06 | 21.3703 | 55.4 | 23.467 | 53.06 | 20.3411 | 55.4 | 23.5189 | 57.2 | 23.9211 | 57.2 | 24.5857 | 51.08 | 19.5652 | 59 | 25.3026 | 52.52 | 21.1564 | 60.8 | 26.9802 | 57.2 | 24.6122 | 53.96 | 21.5369 | 53.6 | 21.7229 | 55.04 | 22.591 | 55.94 | 23.7752 | 3081 | #N/A | #N/A
| 53.96 | 21.8857 | 55.4 | 23.467 | 51.8 | 20.1622 | 57.2 | 24.658 | 57.92 | 24.267 | 57.2 | 24.5857 | 53.6 | 20.6105 | 59 | 25.7421 | 56.12 | 21.9796 | 60.8 | 26.9802 | 57.2 | 24.6122 | 57.02 | 22.5747 | 51.8 | 20.7059 | 55.94 | 22.7232 | 55.04 | 23.5815 | 3082 | #N/A | #N/A
| 53.96 | 21.8857 | 55.4 | 23.467 | 51.98 | 20.0763 | 57.2 | 24.658 | 59 | 24.3604 | 60.8 | 26.2042 | 55.94 | 21.0479 | 62.06 | 26.4931 | 58.1 | 22.0577 | 60.8 | 26.9802 | 57.2 | 24.6122 | 57.02 | 22.6614 | 53.6 | 21.144 | 57.02 | 23.3017 | 55.94 | 23.8006 | 3083 | #N/A | #N/A
| 53.96 | 21.1592 | 55.4 | 23.467 | 51.8 | 20.1622 | 59 | 25.8409 | 57.2 | 23.9211 | 59 | 25.0256 | 55.04 | 19.9863 | 62.6 | 26.6502 | 60.08 | 22.4865 | 62.6 | 27.4213 | 57.2 | 24.6122 | 55.94 | 21.6688 | 53.6 | 21.7229 | 57.92 | 23.9146 | 57.02 | 24.414 | 3084 | #N/A | #N/A
| 55.4 | 21.5961 | 57.92 | 24.2696 | 51.98 | 19.7644 | 62.6 | 25.9771 | 57.2 | 23.9211 | 64.94 | 27.1969 | 55.94 | 18.9977 | 64.04 | 27.4492 | 66.38 | 23.9221 | 62.96 | 27.1681 | 60.8 | 26.2324 | 55.94 | 22.1009 | 53.6 | 21.144 | 57.92 | 23.9175 | 59 | 24.8965 | 3085 | #N/A | #N/A
| 55.4 | 20.0531 | 59 | 24.9597 | 51.98 | 19.7644 | 62.6 | 25.9771 | 62.6 | 25.9379 | 66.2 | 28.3107 | 55.94 | 18.9977 | 64.4 | 27.0907 | 60.08 | 23.5043 | 60.98 | 26.6832 | 64.4 | 27.1132 | 57.02 | 23.0305 | 53.6 | 21.7229 | 57.92 | 23.9165 | 57.92 | 24.6333 | 3086 | #N/A | #N/A
| 55.04 | 18.3673 | 59 | 24.9586 | 50 | 19.7245 | 66.38 | 26.5441 | 62.06 | 25.7066 | 64.4 | 27.8696 | 53.96 | 18.1036 | 64.4 | 27.8756 | 60.08 | 23.8807 | 60.8 | 26.9802 | 68 | 28.7815 | 57.92 | 23.2498 | 55.4 | 21.0369 | 57.92 | 24.3495 | 57.92 | 24.6333 | 3087 | #N/A | #N/A
| 55.04 | 18.1879 | 59 | 25.3214 | 51.8 | 20.1622 | 68 | 27.2963 | 60.8 | 25.4982 | 62.06 | 25.6851 | 51.98 | 17.8517 | 66.2 | 28.3166 | 60.98 | 24.1036 | 62.6 | 28.2519 | 64.4 | 27.1132 | 57.92 | 22.2375 | 57.2 | 20.4786 | 59 | 25.0363 | 60.08 | 25.1595 | 3088 | #N/A | #N/A
| 53.06 | 17.8894 | 57.2 | 24.6028 | 51.08 | 20.1212 | 68 | 27.2963 | 60.8 | 25.4982 | 62.6 | 25.9054 | 51.98 | 18.0444 | 66.2 | 26.7904 | 60.08 | 24.2094 | 64.4 | 27.0781 | 66.2 | 27.5535 | 57.92 | 20.5477 | 55.4 | 18.7625 | 59 | 24.6131 | 62.96 | 25.51 | 3089 | #N/A | #N/A
| 53.96 | 18.7715 | 60.8 | 25.4825 | 51.8 | 20.1622 | 68 | 27.2963 | 64.4 | 27.1198 | 64.04 | 25.0329 | 51.98 | 18.2879 | 64.4 | 27.8756 | 59 | 24.3537 | 68 | 27.9591 | 64.4 | 27.1132 | 57.92 | 19.0869 | 53.6 | 19.1517 | 60.08 | 24.8044 | 62.96 | 25.5147 | 3090 | #N/A | #N/A
| 53.96 | 19.0236 | 60.8 | 25.4825 | 53.6 | 21.7237 | 64.4 | 26.4169 | 64.4 | 26.3777 | 64.4 | 25.6479 | 51.98 | 18.7572 | 62.6 | 27.4346 | 59 | 23.9581 | 64.4 | 27.8622 | 66.2 | 26.8114 | 57.92 | 19.089 | 55.4 | 19.1624 | 60.08 | 24.8075 | 60.08 | 25.5945 | 3091 | #N/A | #N/A
| 53.96 | 19.5118 | 59 | 24.3458 | 53.96 | 21.5016 | 62.6 | 27.5106 | 62.06 | 25.7337 | 62.6 | 25.9054 | 51.98 | 18.7572 | 62.6 | 27.4346 | 57.92 | 23.696 | 60.8 | 26.1972 | 64.4 | 26.3716 | 57.92 | 20.2238 | 53.6 | 19.1517 | 60.08 | 24.5352 | 57.92 | 24.6425 | 3092 | #N/A | #N/A
| 53.96 | 19.7977 | 55.94 | 23.8152 | 53.96 | 20.8396 | 62.6 | 27.5106 | 60.98 | 25.471 | 57.02 | 23.7209 | 51.98 | 19.2596 | 60.8 | 25.4707 | 59 | 24.3609 | 59 | 25.0191 | 60.8 | 25.4919 | 57.92 | 21.0169 | 55.4 | 19.5883 | 57.92 | 24.3495 | 57.02 | 24.414 | 3093 | #N/A | #N/A
| 53.96 | 20.2783 | 55.94 | 23.8163 | 55.94 | 21.0556 | 60.8 | 26.2811 | 60.8 | 25.4982 | 53.6 | 22.3574 | 51.98 | 19.5473 | 57.92 | 24.2864 | 60.08 | 24.6292 | 59 | 25.0191 | 57.2 | 23.9152 | 57.02 | 21.0458 | 55.4 | 20.524 | 57.92 | 24.3495 | 57.02 | 24.414 | 3094 | #N/A | #N/A
| 55.04 | 21.115 | 55.04 | 23.2554 | 55.94 | 21.0556 | 59 | 25.8409 | 60.08 | 25.25 | 51.8 | 21.3028 | 51.8 | 19.6599 | 55.4 | 23.4559 | 60.08 | 24.2299 | 57.2 | 24.5792 | 57.2 | 23.9152 | 57.02 | 21.4171 | 55.4 | 20.524 | 57.92 | 24.3495 | 57.2 | 24.2464 | 3095 | #N/A | #N/A
| 57.02 | 21.9331 | 55.4 | 23.467 | 55.04 | 20.292 | 59 | 25.8409 | 59 | 25.0584 | 53.6 | 22.3574 | 53.6 | 20.6105 | 55.4 | 23.4559 | 60.98 | 24.8505 | 57.2 | 24.5792 | 53.6 | 21.7631 | 57.2 | 22.645 | 55.4 | 21.0369 | 57.92 | 24.3495 | 57.02 | 24.4114 | 3096 | #N/A | #N/A
| 57.02 | 21.9904 | 55.04 | 23.2574 | 53.96 | 20.5886 | 57.2 | 24.658 | 59 | 24.3604 | 53.6 | 21.7412 | 53.6 | 20.6105 | 53.6 | 22.3621 | 60.98 | 24.8597 | 57.2 | 24.5792 | 53.6 | 21.7631 | 59 | 23.1437 | 57.2 | 21.4746 | 57.92 | 24.7725 | 57.02 | 24.414 | 3097 | #N/A | #N/A
| 55.94 | 22.0716 | 53.96 | 22.6002 | 53.96 | 20.5886 | 53.6 | 22.4211 | 57.2 | 23.9211 | 53.06 | 22.0431 | 53.06 | 20.3734 | 53.6 | 22.3621 | 62.06 | 25.4788 | 57.2 | 24.5792 | 53.6 | 21.7631 | 59 | 23.4586 | 57.2 | 22.0202 | 57.92 | 24.7725 | 57.02 | 24.0636 | 3098 | #N/A | #N/A
| 57.92 | 22.5069 | 53.6 | 22.3725 | 59 | 24.1235 | 53.6 | 22.4211 | 57.02 | 23.7441 | 53.96 | 22.5763 | 53.06 | 20.0702 | 55.4 | 22.801 | 62.96 | 26.1392 | 57.2 | 24.5792 | 53.6 | 22.3808 | 60.08 | 24.0411 | 57.2 | 22.0202 | 57.92 | 24.7725 | 55.04 | 22.8482 | 3099 | #N/A | #N/A
| 57.02 | 22.3347 | 53.6 | 22.3725 | 59 | 24.4772 | 55.4 | 22.8598 | 57.02 | 23.7441 | 55.4 | 22.7964 | 53.6 | 20.0972 | 55.4 | 23.4559 | 62.96 | 26.1535 | 59 | 25.0191 | 53.6 | 22.3808 | 60.98 | 24.7089 | 57.2 | 22.0202 | 57.92 | 24.7725 | 53.06 | 21.986 | 3100 | #N/A | #N/A
| 57.02 | 22.3347 | 53.6 | 22.3725 | 59 | 24.4772 | 57.2 | 23.958 | 57.2 | 23.264 | 55.4 | 23.4511 | 53.6 | 20.0972 | 57.2 | 23.8953 | 62.96 | 26.1557 | 57.2 | 24.5792 | 53.6 | 22.3808 | 62.06 | 24.9724 | 57.2 | 22.0202 | 59 | 25.4006 | 51.98 | 21.4177 | 3101 | #N/A | #N/A
| 57.92 | 22.8312 | 53.06 | 22.0644 | 62.96 | 26.2515 | 55.4 | 23.5189 | 57.2 | 23.9211 | 55.4 | 23.4511 | 53.6 | 20.0972 | 59 | 25.0309 | 62.6 | 26.1405 | 55.4 | 23.4448 | 55.4 | 23.4759 | 62.06 | 24.9724 | 57.2 | 22.6 | 59 | 25.0401 | 53.06 | 21.9842 | 3102 | #N/A | #N/A
| 57.92 | 23.204 | 53.6 | 22.3725 | 62.96 | 26.2605 | 55.4 | 23.5189 | 57.2 | 23.9211 | 55.94 | 23.4452 | 53.96 | 20.6226 | 57.02 | 24.0583 | 59 | 25.5584 | 55.04 | 23.2265 | 55.4 | 23.4759 | 62.06 | 24.9597 | 57.2 | 22.6 | 59 | 25.4006 | 53.06 | 21.6756 | 3103 | #N/A | #N/A
| 60.08 | 24.7802 | 53.6 | 22.3725 | 62.96 | 26.2605 | 55.4 | 22.8598 | 57.02 | 23.737 | 55.4 | 23.4511 | 53.96 | 20.6226 | 57.2 | 23.8953 | 60.98 | 26.5223 | 55.04 | 23.2245 | 57.2 | 23.9152 | 62.06 | 25.3126 | 57.2 | 23.2158 | 59 | 25.0363 | 51.8 | 21.6162 | 3104 | #N/A | #N/A
| 60.98 | 25.4341 | 53.6 | 22.3725 | 64.04 | 27.4538 | 53.6 | 22.4211 | 57.2 | 23.9211 | 53.6 | 22.3574 | 55.4 | 21.5942 | 57.2 | 23.8953 | 60.98 | 26.5258 | 55.4 | 23.4448 | 55.4 | 23.4759 | 62.06 | 25.7343 | 57.2 | 23.2158 | 60.8 | 26.2924 | 51.98 | 21.4154 | 3105 | #N/A | #N/A
| 60.98 | 25.7957 | 53.6 | 22.3725 | 64.94 | 28.0744 | 55.4 | 22.8598 | 57.2 | 23.9211 | 55.4 | 23.4511 | 55.4 | 22.1743 | 57.2 | 23.8953 | 62.06 | 27.2696 | 57.2 | 23.8843 | 57.2 | 24.6122 | 62.96 | 27.2382 | 59 | 24.309 | 60.08 | 26.1163 | 53.96 | 22.584 | 3106 | #N/A | #N/A
| 60.08 | 25.5758 | 53.6 | 22.3725 | 64.94 | 28.0744 | 55.4 | 23.4989 | 60.08 | 24.812 | 59 | 25.0256 | 55.4 | 22.7906 | 60.8 | 25.4707 | 62.96 | 27.868 | 60.8 | 25.4589 | 59 | 24.3546 | 62.96 | 27.2339 | 60.8 | 25.4433 | 60.98 | 26.8046 | 60.08 | 24.056 | 3107 | #N/A | #N/A
| 57.02 | 24.047 | 55.4 | 23.467 | 64.94 | 28.0921 | 57.2 | 24.658 | 64.4 | 25.6783 | 68 | 26.3774 | 55.4 | 22.7906 | 69.08 | 26.6508 | 62.96 | 27.868 | 68 | 27.9503 | 57.2 | 23.9152 | 62.06 | 26.5474 | 59 | 25.0034 | 62.96 | 27.6924 | 64.94 | 25.5677 | 3108 | #N/A | #N/A
| 60.98 | 25.014 | 62.6 | 25.9223 | 66.02 | 28.851 | 59 | 25.8409 | 69.08 | 27.7993 | 71.96 | 26.6297 | 57.2 | 23.8843 | 71.96 | 26.9584 | 69.98 | 29.6182 | 71.06 | 28.2494 | 64.4 | 26.3716 | 66.2 | 26.8176 | 57.2 | 23.8695 | 69.98 | 30.3437 | 66.92 | 25.3383 | 3109 | #N/A | #N/A
| 62.96 | 25.178 | 66.92 | 27.2666 | 66.02 | 28.851 | 69.8 | 27.0325 | 73.04 | 28.402 | 73.04 | 26.5241 | 57.02 | 23.3169 | 73.94 | 27.4422 | 69.98 | 29.1754 | 75.02 | 28.8554 | 71.6 | 27.4298 | 69.08 | 27.8134 | 59 | 23.6548 | 73.94 | 29.9764 | 69.98 | 26.0823 | 3110 | #N/A | #N/A
| 62.06 | 24.9614 | 73.04 | 28.3999 | 73.04 | 30.0873 | 75.2 | 28.3502 | 75.02 | 28.4645 | 73.94 | 26.0998 | 57.2 | 22.6129 | 75.92 | 27.929 | 73.94 | 28.8718 | 75.92 | 28.6582 | 73.4 | 27.8692 | 73.04 | 29.2646 | 60.8 | 24.0937 | 78.08 | 30.5522 | 71.96 | 26.9537 | 3111 | #N/A | #N/A
| 62.96 | 25.95 | 69.98 | 28.4736 | 75.92 | 29.9305 | 76.28 | 27.7575 | 77 | 28.2171 | 73.94 | 26.7443 | 57.92 | 22.8595 | 77 | 27.8748 | 75.02 | 29.1409 | 77 | 27.8697 | 73.4 | 27.2082 | 75.02 | 29.7562 | 62.6 | 25.1879 | 80.96 | 30.4401 | 73.04 | 26.8337 | 3112 | #N/A | #N/A
| 62.96 | 25.5325 | 66.92 | 27.7237 | 75.92 | 29.9305 | 78.8 | 28.8248 | 77 | 27.8996 | 68 | 25.6653 | 57.2 | 22.0323 | 75.02 | 28.1084 | 77 | 29.2001 | 78.98 | 28.6729 | 73.4 | 25.9994 | 77 | 30.2453 | 66.2 | 26.0669 | 80.96 | 31.2804 | 73.94 | 25.762 | 3113 | #N/A | #N/A
| 64.04 | 26.2215 | 57.92 | 23.9461 | 78.08 | 30.0201 | 78.26 | 28.4318 | 75.92 | 28.6937 | 66.02 | 25.1827 | 55.4 | 21.5942 | 73.04 | 27.6232 | 78.08 | 28.7175 | 78.08 | 28.4545 | 75.2 | 27.647 | 73.04 | 28.4612 | 64.4 | 25.6274 | 84.02 | 30.0338 | 73.94 | 25.4413 | 3114 | #N/A | #N/A
| 62.06 | 25.3158 | 60.8 | 24.785 | 78.98 | 28.7111 | 77.54 | 28.4517 | 75.02 | 28.4751 | 64.94 | 25.234 | 53.6 | 21.1561 | 73.94 | 27.4491 | 77 | 28.4514 | 75.92 | 29.4534 | 73.4 | 25.9994 | 73.94 | 29.052 | 62.6 | 25.1879 | 84.02 | 29.7082 | 73.94 | 25.4437 | 3115 | #N/A | #N/A
| 60.98 | 24.7109 | 57.02 | 23.3368 | 78.98 | 28.7111 | 76.64 | 28.037 | 71.06 | 27.169 | 60.08 | 23.7348 | 53.96 | 21.6051 | 71.06 | 26.4278 | 75.92 | 27.1762 | 75.02 | 29.2367 | 69.8 | 25.7087 | 69.98 | 27.7158 | 62.6 | 25.1879 | 82.04 | 29.1699 | 75.02 | 26.3118 | 3116 | #N/A | #N/A
| 60.08 | 24.4933 | 57.02 | 23.0221 | 75.02 | 28.9088 | 75.02 | 27.9031 | 69.08 | 26.6849 | 59 | 23.4733 | 53.96 | 21.6051 | 66.02 | 25.1974 | 73.04 | 26.1178 | 75.2 | 28.9784 | 68 | 25.2703 | 68 | 26.8095 | 62.6 | 25.1879 | 64.94 | 28.1772 | 71.96 | 25.9082 | 3117 | #N/A | #N/A
| 60.98 | 25.051 | 55.04 | 22.1692 | 71.6 | 30.4423 | 72.14 | 26.9401 | 64.94 | 25.2772 | 57.02 | 22.9842 | 53.96 | 21.6069 | 62.06 | 24.2238 | 69.98 | 25.7241 | 69.98 | 27.2119 | 62.6 | 24.575 | 66.92 | 26.5427 | 62.6 | 25.1879 | 64.04 | 28.0057 | 69.08 | 25.8755 | 3118 | #N/A | #N/A
| 60.08 | 24.8292 | 55.04 | 22.171 | 68 | 28.8659 | 70.7 | 26.3978 | 62.96 | 24.7944 | 55.94 | 23.0371 | 53.06 | 21.0409 | 60.08 | 23.7402 | 69.08 | 26.1823 | 66.92 | 26.1219 | 59 | 23.6973 | 69.08 | 27.4871 | 57.2 | 23.2158 | 62.96 | 27.3339 | 66.92 | 25.3503 | 3119 | #N/A | #N/A
| 57.02 | 23.0275 | 55.04 | 22.5404 | 64.94 | 26.7987 | 68.54 | 26.127 | 62.96 | 24.7934 | 55.94 | 23.0342 | 53.96 | 21.5991 | 59 | 23.4769 | 66.92 | 25.6525 | 66.02 | 25.8993 | 57.2 | 23.2584 | 68 | 26.4589 | 55.4 | 22.7768 | 62.06 | 27.1088 | 66.02 | 24.8235 | 3120 | #N/A | #N/A
| 57.02 | 23.0303 | 55.04 | 22.5413 | 64.94 | 26.8043 | 66.74 | 25.8839 | 62.06 | 24.5769 | 55.04 | 22.5006 | 53.96 | 21.2582 | 57.92 | 23.5314 | 68 | 24.5292 | 64.04 | 25.0242 | 57.2 | 23.2584 | 60.08 | 23.8096 | 53.6 | 21.7229 | 62.06 | 27.1125 | 64.04 | 24.651 | 3121 | #N/A | #N/A
| 55.94 | 22.399 | 57.02 | 23.3426 | 64.94 | 26.8043 | 64.22 | 25.2694 | 64.94 | 25.2802 | 55.04 | 22.8205 | 53.96 | 21.2582 | 57.02 | 23.3138 | 64.94 | 20.7548 | 62.96 | 24.7608 | 57.2 | 23.2584 | 57.92 | 23.2832 | 53.6 | 21.144 | 62.06 | 26.64 | 62.06 | 24.1705 | 3122 | #N/A | #N/A
| 60.08 | 24.4974 | 60.08 | 24.0927 | 64.94 | 26.7975 | 63.32 | 24.9844 | 64.94 | 24.9641 | 57.2 | 23.8904 | 53.96 | 21.2657 | 55.04 | 22.5163 | 62.96 | 19.3257 | 60.98 | 24.2817 | 55.4 | 22.8196 | 60.08 | 24.132 | 53.6 | 21.7229 | 60.98 | 26.3724 | 60.98 | 23.9144 | 3123 | #N/A | #N/A
| 57.92 | 23.5755 | 59 | 23.5169 | 64.94 | 26.7987 | 61.7 | 24.7208 | 64.04 | 24.7494 | 55.94 | 23.7812 | 55.04 | 21.5303 | 55.4 | 22.801 | 60.98 | 19.7929 | 59 | 24.198 | 55.4 | 22.8196 | 62.06 | 25.0155 | 53.6 | 21.7229 | 64.94 | 22.0267 | 59 | 23.4404 | 3124 | #N/A | #N/A
| 62.06 | 25.7432 | 57.92 | 23.2574 | 64.94 | 26.7987 | 62.24 | 24.9854 | 64.04 | 24.756 | 55.4 | 23.4511 | 53.96 | 21.2666 | 57.2 | 23.8953 | 59 | 19.7336 | 59 | 24.2061 | 57.2 | 24.6122 | 62.06 | 25.354 | 53.6 | 21.7229 | 62.96 | 21.0667 | 57.92 | 23.1834 | 3125 | #N/A | #N/A
| 60.98 | 25.7957 | 57.92 | 23.264 | 64.94 | 24.5847 | 62.06 | 25.076 | 64.04 | 24.7626 | 55.4 | 23.4511 | 57.92 | 23.9627 | 57.2 | 23.8953 | 57.02 | 19.4528 | 57.92 | 24.2898 | 57.2 | 24.6122 | 62.06 | 25.3497 | 53.6 | 21.7229 | 62.06 | 20.8451 | 57.02 | 23.355 | 3126 | #N/A | #N/A
| 60.08 | 25.2473 | 55.94 | 22.7898 | 62.96 | 22.5387 | 59 | 25.6887 | 62.96 | 24.5078 | 55.4 | 23.4511 | 57.02 | 23.3391 | 57.2 | 23.8953 | 55.04 | 18.9723 | 59 | 24.9785 | 57.2 | 24.6122 | 60.98 | 24.0196 | 55.4 | 22.7768 | 60.98 | 21.0561 | 57.02 | 23.6882 | 3127 | #N/A | #N/A
| 59 | 23.1311 | 57.02 | 23.766 | 62.96 | 22.5387 | 59 | 25.8409 | 62.96 | 24.8275 | 55.4 | 23.4511 | 57.02 | 23.3391 | 57.2 | 23.8953 | 53.06 | 18.7371 | 59 | 24.971 | 55.4 | 23.4759 | 57.02 | 22.0331 | 53.6 | 21.7229 | 60.08 | 20.8315 | 55.4 | 23.8079 | 3128 | #N/A | #N/A
| 55.94 | 22.0842 | 57.02 | 24.1124 | 62.96 | 21.001 | 59 | 25.8409 | 60.98 | 25.0839 | 57.2 | 23.8904 | 55.04 | 22.5182 | 57.2 | 23.8953 | 55.04 | 19.2106 | 59 | 25.0191 | 57.2 | 24.6122 | 57.02 | 22.3704 | 55.4 | 21.0369 | 59 | 20.3427 | 55.94 | 23.8006 | 3129 | #N/A | #N/A
| 60.08 | 23.7481 | 57.02 | 24.5303 | 64.04 | 21.2587 | 60.44 | 26.7403 | 60.8 | 25.4982 | 57.02 | 23.7219 | 55.4 | 22.7906 | 57.92 | 24.2969 | 57.92 | 19.6564 | 60.08 | 25.6095 | 57.2 | 23.9152 | 60.08 | 23.1067 | 55.4 | 21.5821 | 62.96 | 21.2983 | 57.02 | 24.8896 | 3130 | #N/A | #N/A
| 66.02 | 24.1786 | 60.98 | 25.8696 | 64.04 | 21.2587 | 60.8 | 26.9889 | 62.6 | 25.9379 | 59 | 24.9721 | 59 | 22.8039 | 62.06 | 26.5479 | 60.98 | 19.9596 | 62.96 | 27.2361 | 59 | 24.3546 | 64.94 | 22.7742 | 55.4 | 22.1615 | 66.02 | 21.5374 | 57.2 | 24.9664 | 3131 | #N/A | #N/A
| 69.08 | 23.2301 | 64.04 | 27.0744 | 69.08 | 22.7305 | 60.8 | 27.0699 | 64.4 | 26.3777 | 62.06 | 25.722 | 62.96 | 23.7647 | 62.96 | 26.3191 | 62.96 | 19.6568 | 62.6 | 27.4213 | 64.4 | 26.3716 | 68 | 22.9879 | 60.8 | 23.477 | 69.08 | 22.077 | 59 | 25.7057 | 3132 | #N/A | #N/A
| 71.06 | 23.7112 | 66.02 | 27.1075 | 71.06 | 22.5155 | 62.6 | 28.3474 | 68 | 27.5997 | 62.06 | 25.2965 | 64.94 | 23.5674 | 62.96 | 25.9525 | 64.94 | 19.5834 | 69.98 | 29.8648 | 66.2 | 26.8114 | 71.06 | 23.4573 | 64.4 | 24.3541 | 71.96 | 21.4289 | 60.98 | 26.2357 | 3133 | #N/A | #N/A
| 69.98 | 24.8108 | 66.2 | 26.802 | 71.06 | 22.5155 | 64.4 | 28.7888 | 69.08 | 27.8649 | 60.08 | 24.8183 | 64.94 | 23.5674 | 66.02 | 27.5216 | 66.92 | 20.2655 | 71.06 | 29.2297 | 66.2 | 26.8114 | 73.04 | 23.0203 | 66.2 | 23.1479 | 73.94 | 21.7047 | 60.98 | 26.1885 | 3134 | #N/A | #N/A
| 71.96 | 24.7084 | 69.8 | 28.4242 | 75.92 | 21.9944 | 66.2 | 29.2302 | 69.8 | 28.4409 | 62.96 | 25.5288 | 62.96 | 22.5079 | 64.04 | 26.2219 | 69.98 | 21.1928 | 71.96 | 29.4587 | 66.2 | 26.8114 | 75.02 | 23.5009 | 68 | 23.1004 | 75.92 | 21.6865 | 64.04 | 27.4587 | 3135 | #N/A | #N/A
| 71.96 | 24.457 | 68 | 28.0563 | 78.08 | 22.3313 | 66.2 | 30.1183 | 71.06 | 28.8146 | 60.08 | 24.8172 | 64.04 | 22.5209 | 62.96 | 25.9602 | 71.06 | 21.615 | 66.2 | 30.0169 | 64.4 | 26.3716 | 77 | 23.7512 | 71.6 | 23.518 | 78.08 | 22.3566 | 62.96 | 27.1987 | 3136 | #N/A | #N/A
| 73.04 | 24.7201 | 66.02 | 28.0461 | 78.08 | 22.3313 | 64.4 | 28.7888 | 71.06 | 28.8218 | 59 | 24.3298 | 64.04 | 22.7704 | 60.8 | 25.4707 | 71.96 | 21.8334 | 64.94 | 29.0694 | 64.4 | 26.3716 | 78.08 | 23.6145 | 73.4 | 23.5256 | 80.06 | 21.9518 | 62.06 | 26.9165 | 3137 | #N/A | #N/A
| 71.06 | 24.2391 | 64.04 | 26.6416 | 80.06 | 22.4921 | 64.4 | 27.9514 | 69.8 | 28.4409 | 60.08 | 25.6151 | 62.06 | 22.2914 | 62.6 | 26.6502 | 71.96 | 21.6725 | 66.02 | 28.912 | 60.8 | 26.2324 | 78.98 | 23.4614 | 71.6 | 23.0892 | 80.06 | 21.8152 | 60.98 | 26.2579 | 3138 | #N/A | #N/A
| 71.06 | 24.2398 | 64.94 | 26.8651 | 78.98 | 22.2322 | 64.4 | 28.7888 | 68 | 27.6225 | 59 | 25.0256 | 60.08 | 21.5591 | 62.06 | 26.575 | 73.04 | 22.2982 | 64.04 | 28.8608 | 60.8 | 26.2324 | 78.98 | 22.9126 | 69.8 | 24.0225 | 80.06 | 22.3799 | 62.06 | 26.5237 | 3139 | #N/A | #N/A
| 69.08 | 23.4661 | 62.96 | 26.8326 | 78.98 | 22.2305 | 62.6 | 28.3474 | 66.92 | 27.8123 | 60.8 | 26.2042 | 59 | 21.007 | 62.6 | 26.6502 | 71.06 | 21.6159 | 64.4 | 28.6935 | 59 | 25.7921 | 78.08 | 22.5319 | 66.2 | 23.1479 | 77 | 21.9472 | 60.98 | 26.724 | 3140 | #N/A | #N/A
| 66.02 | 23.012 | 62.96 | 26.8303 | 78.08 | 22.012 | 62.6 | 28.3474 | 66.02 | 28.0561 | 59 | 25.0256 | 57.92 | 20.511 | 60.8 | 26.2098 | 69.98 | 21.7297 | 62.6 | 28.2519 | 60.8 | 26.2324 | 77 | 22.2699 | 66.2 | 23.1479 | 75.92 | 22.1817 | 60.98 | 26.6529 | 3141 | #N/A | #N/A
| 60.98 | 22.3426 | 62.06 | 26.6089 | 75.02 | 21.7718 | 62.42 | 28.1391 | 64.4 | 27.9067 | 60.8 | 26.2042 | 55.04 | 19.8082 | 60.8 | 26.2098 | 66.02 | 20.7688 | 62.6 | 28.2519 | 59 | 25.7921 | 71.96 | 20.864 | 62.6 | 22.2733 | 73.04 | 21.6841 | 60.8 | 26.6089 | 3142 | #N/A | #N/A
| 64.94 | 21.943 | 62.6 | 26.6628 | 75.02 | 21.7718 | 62.6 | 28.3474 | 64.4 | 27.9067 | 60.8 | 26.2042 | 53.96 | 19.774 | 60.98 | 26.3189 | 64.94 | 20.1284 | 62.6 | 28.2519 | 62.6 | 27.4587 | 64.94 | 21.7425 | 57.2 | 20.4786 | 69.08 | 20.9098 | 60.08 | 26.5091 | 3143 | #N/A | #N/A
| 62.06 | 21.5113 | 60.98 | 26.3517 | 71.06 | 21.1675 | 60.8 | 27.0699 | 64.4 | 27.9067 | 57.92 | 25.1061 | 55.04 | 20.0307 | 60.8 | 26.2098 | 64.94 | 20.1276 | 62.06 | 27.9526 | 62.6 | 28.2919 | 59 | 20.2982 | 55.4 | 20.524 | 59 | 19.8202 | 60.08 | 26.4332 | 3144 | #N/A | #N/A
| 57.02 | 20.5191 | 60.8 | 26.2224 | 69.98 | 21.0895 | 60.8 | 27.0699 | 64.4 | 27.9067 | 57.92 | 25.1129 | 53.96 | 20.057 | 60.8 | 26.9937 | 60.08 | 19.3277 | 62.06 | 27.9579 | 62.6 | 27.4587 | 55.94 | 19.5551 | 51.8 | 19.1677 | 57.02 | 19.3423 | 60.08 | 26.4332 | 3145 | #N/A | #N/A
| 55.94 | 20.5453 | 60.08 | 26.1445 | 69.98 | 21.0895 | 60.8 | 27.0699 | 64.04 | 27.1173 | 57.02 | 24.535 | 53.96 | 20.057 | 60.98 | 26.3355 | 51.98 | 17.9999 | 62.06 | 27.9605 | 60.8 | 26.2324 | 53.96 | 19.0738 | 48.2 | 17.8419 | 53.96 | 19.0977 | 59 | 25.4053 | 3146 | #N/A | #N/A
| 53.06 | 19.8444 | 59 | 25.8826 | 66.02 | 20.6561 | 60.8 | 26.9084 | 64.4 | 27.1198 | 57.02 | 24.115 | 53.06 | 19.8384 | 60.8 | 26.2098 | 50 | 17.9639 | 62.6 | 28.2519 | 59 | 25.7921 | 51.08 | 17.8787 | 48.2 | 17.8419 | 51.98 | 18.1177 | 59 | 25.7057 | 3147 | #N/A | #N/A
| 50 | 18.8116 | 59 | 25.782 | 64.04 | 20.3873 | 60.8 | 27.0699 | 62.6 | 26.6795 | 57.2 | 24.5857 | 51.98 | 19.5747 | 57.92 | 24.7789 | 46.04 | 17.002 | 62.06 | 27.979 | 57.2 | 24.6122 | 51.98 | 17.6737 | 55.4 | 20.0417 | 50 | 18.3505 | 57.92 | 25.5397 | 3148 | #N/A | #N/A
| 55.94 | 19.2825 | 59 | 25.782 | 64.04 | 20.3873 | 60.8 | 27.0699 | 62.6 | 26.6795 | 57.2 | 24.5857 | 51.08 | 19.354 | 57.2 | 24.591 | 44.96 | 16.7405 | 62.6 | 28.2519 | 57.2 | 24.6122 | 55.04 | 18.6401 | 57.2 | 19.1985 | 48.92 | 18.0905 | 59 | 25.3313 | 3149 | #N/A | #N/A
| 53.96 | 19.0519 | 60.08 | 26.1647 | 62.06 | 20.0877 | 60.8 | 27.0699 | 62.06 | 26.2011 | 57.2 | 24.5857 | 48.92 | 18.5403 | 57.2 | 24.591 | 46.94 | 17.4725 | 62.06 | 27.4907 | 59 | 25.7921 | 51.08 | 17.6801 | 51.8 | 18.2898 | 46.94 | 17.1357 | 57.92 | 25.4422 | 3150 | #N/A | #N/A
| 59 | 19.5804 | 60.08 | 25.7122 | 62.06 | 19.9026 | 59 | 25.0977 | 62.6 | 25.9379 | 59 | 25.7638 | 51.08 | 19.3505 | 57.02 | 24.5689 | 46.94 | 17.4749 | 60.8 | 26.9802 | 59 | 25.7921 | 46.94 | 16.8687 | 51.8 | 18.2898 | 51.08 | 19.1164 | 57.92 | 25.068 | 3151 | #N/A | #N/A
| 62.96 | 20.5373 | 60.08 | 25.7099 | 62.06 | 19.9026 | 57.2 | 23.958 | 62.6 | 25.9379 | 55.4 | 23.4511 | 51.08 | 19.3505 | 57.2 | 23.8953 | 46.94 | 17.4725 | 60.08 | 26.5996 | 59 | 25.7921 | 48.92 | 17.3461 | 55.4 | 19.5883 | 51.08 | 18.6098 | 57.92 | 25.4422 | 3152 | #N/A | #N/A
| 64.94 | 20.788 | 59 | 25.0427 | 66.92 | 21.0755 | 57.2 | 22.3404 | 62.6 | 25.9379 | 55.4 | 23.4511 | 51.08 | 19.592 | 55.94 | 23.5443 | 51.08 | 18.6952 | 60.08 | 26.6021 | 59 | 25.0521 | 60.98 | 20.0716 | 55.4 | 20.0417 | 53.96 | 19.8119 | 57.02 | 24.9554 | 3153 | #N/A | #N/A
| 69.08 | 21.7903 | 59 | 25.9051 | 69.98 | 21.9975 | 57.74 | 22.4119 | 62.06 | 26.2034 | 55.4 | 23.4511 | 59 | 21.822 | 55.94 | 23.5474 | 57.92 | 19.8748 | 60.8 | 26.9802 | 57.2 | 24.6122 | 64.94 | 21.4711 | 60.8 | 20.8982 | 60.08 | 21.0601 | 57.02 | 24.8486 | 3154 | #N/A | #N/A
| 73.94 | 22.7808 | 59 | 25.9099 | 69.98 | 21.9975 | 57.38 | 22.1931 | 62.6 | 26.6795 | 55.4 | 23.4511 | 66.92 | 22.6649 | 57.02 | 24.158 | 64.04 | 21.3575 | 60.08 | 26.6083 | 57.2 | 24.6122 | 69.98 | 22.6878 | 62.6 | 21.3349 | 64.94 | 22.2396 | 55.94 | 22.3778 | 3155 | #N/A | #N/A
| 75.92 | 23.2581 | 60.08 | 26.179 | 77 | 23.9272 | 59.18 | 22.04 | 62.6 | 27.4659 | 55.4 | 23.4511 | 69.98 | 23.4041 | 60.08 | 25.6942 | 71.06 | 21.9757 | 60.8 | 26.9802 | 57.2 | 23.9152 | 75.02 | 23.4694 | 64.4 | 21.7715 | 71.96 | 23.6709 | 55.94 | 23.1587 | 3156 | #N/A | #N/A
| 77 | 23.5214 | 60.98 | 26.8738 | 73.04 | 23.6609 | 62.6 | 23.2025 | 60.98 | 25.1549 | 60.8 | 26.9877 | 69.08 | 23.1871 | 60.8 | 26.2098 | 75.02 | 23.1524 | 62.96 | 28.2264 | 57.2 | 24.6122 | 78.08 | 24.4093 | 68 | 22.6447 | 77 | 24.6758 | 57.2 | 22.929 | 3157 | #N/A | #N/A
| 73.94 | 24.6083 | 57.2 | 23.9064 | 73.04 | 23.6609 | 62.6 | 22.8545 | 62.6 | 24.5805 | 62.6 | 26.6446 | 69.08 | 23.1871 | 62.6 | 26.6502 | 78.08 | 23.6775 | 62.6 | 28.2519 | 59 | 25.0521 | 80.96 | 25.354 | 73.4 | 23.1227 | 82.04 | 25.6456 | 60.08 | 22.4866 | 3158 | #N/A | #N/A
| 73.04 | 23.671 | 60.8 | 25.4825 | 75.02 | 24.8736 | 65.66 | 23.8432 | 64.04 | 23.478 | 60.8 | 24.7692 | 64.94 | 21.9151 | 64.94 | 26.0966 | 80.96 | 24.3748 | 64.94 | 27.3395 | 60.8 | 26.2324 | 78.98 | 24.6329 | 75.2 | 23.5587 | 82.94 | 25.1922 | 62.96 | 22.8595 | 3159 | #N/A | #N/A
| 75.92 | 23.8722 | 64.94 | 24.0329 | 80.06 | 24.8755 | 67.46 | 23.2951 | 66.92 | 25.1707 | 60.98 | 25.1181 | 64.04 | 22.2007 | 66.92 | 24.4973 | 78.08 | 23.8987 | 68 | 25.8631 | 59 | 24.3546 | 80.06 | 24.4711 | 78.8 | 24.4307 | 87.08 | 26.4289 | 64.04 | 23.1254 | 3160 | #N/A | #N/A
| 73.94 | 23.1993 | 66.92 | 25.1763 | 80.06 | 24.8755 | 64.58 | 22.6394 | 69.98 | 24.9335 | 62.96 | 23.8677 | 64.94 | 22.4212 | 68 | 26.1091 | 82.04 | 25.7335 | 71.96 | 26.0757 | 62.6 | 24.575 | 78.98 | 24.0264 | 77 | 24.3982 | 87.08 | 26.4327 | 62.96 | 22.2999 | 3161 | #N/A | #N/A
| 71.96 | 22.9184 | 66.92 | 23.9133 | 84.02 | 25.648 | 61.7 | 21.0503 | 71.06 | 24.3508 | 62.06 | 23.653 | 60.08 | 22.3601 | 66.92 | 25.5237 | 82.04 | 25.9978 | 69.98 | 24.065 | 64.4 | 25.0139 | 77 | 23.3349 | 73.4 | 23.5256 | 86 | 26.175 | 60.98 | 22.3846 | 3162 | #N/A | #N/A
| 69.98 | 24.5137 | 68 | 23.0713 | 80.96 | 25.6046 | 61.16 | 20.1349 | 68 | 23.3095 | 64.04 | 23.4475 | 60.08 | 22.3609 | 66.92 | 24.8495 | 82.94 | 26.4424 | 71.96 | 24.8006 | 62.6 | 23.9551 | 77 | 25.3927 | 71.6 | 23.0892 | 87.98 | 26.857 | 57.92 | 20.0476 | 3163 | #N/A | #N/A
| 68 | 24.6339 | 64.04 | 22.3403 | 80.96 | 25.6046 | 61.52 | 19.5944 | 62.06 | 21.1204 | 60.98 | 22.4293 | 60.08 | 22.3609 | 66.02 | 23.1012 | 82.04 | 25.9991 | 68 | 24.1118 | 62.6 | 23.3714 | 75.02 | 25.7689 | 66.2 | 22.6635 | 87.08 | 26.8864 | 55.04 | 18.6499 | 3164 | #N/A | #N/A
| 66.02 | 25.8695 | 59 | 19.4414 | 75.92 | 25.9628 | 59.18 | 18.1693 | 60.98 | 19.9193 | 57.92 | 21.679 | 55.94 | 21.6856 | 62.96 | 22.3462 | 80.06 | 25.7443 | 60.98 | 20.1327 | 62.6 | 22.3054 | 73.94 | 25.5049 | 66.2 | 23.6631 | 84.92 | 27.1173 | 53.96 | 17.5887 | 3165 | #N/A | #N/A
| 64.94 | 25.2113 | 55.94 | 17.762 | 75.92 | 26.9047 | 55.94 | 17.4838 | 57.92 | 18.2403 | 57.02 | 20.5965 | 55.04 | 21.1358 | 60.08 | 20.8351 | 71.96 | 25.7833 | 59 | 18.6477 | 59 | 21.947 | 71.06 | 26.0484 | 60.8 | 23.477 | 82.04 | 26.9472 | 51.08 | 15.9668 | 3166 | #N/A | #N/A
| 64.04 | 24.3061 | 53.96 | 16.3982 | 75.92 | 26.9047 | 54.86 | 16.4533 | 55.94 | 16.4141 | 53.96 | 19.8474 | 55.94 | 21.0865 | 57.92 | 19.5829 | 64.04 | 24.5077 | 55.94 | 17.5583 | 55.4 | 21.0718 | 69.08 | 25.9338 | 60.8 | 23.477 | 73.04 | 25.929 | 48.92 | 15.442 | 3167 | #N/A | #N/A
| 60.08 | 23.3423 | 51.98 | 15.4559 | 75.02 | 27.6585 | 52.88 | 15.6797 | 53.96 | 16.0899 | 51.98 | 19.9013 | 55.04 | 20.8715 | 53.96 | 18.419 | 60.98 | 23.4543 | 51.98 | 16.3972 | 53.6 | 18.7526 | 66.92 | 25.7233 | 59 | 23.0385 | 71.06 | 26.4628 | 46.94 | 15.152 | 3168 | #N/A | #N/A
| 59 | 23.0792 | 48.92 | 15.006 | 73.94 | 27.7837 | 50.36 | 15.3064 | 51.98 | 15.7452 | 55.04 | 18.4449 | 55.04 | 21.1366 | 51.08 | 17.4892 | 60.08 | 23.5324 | 53.06 | 16.4943 | 53.6 | 17.9742 | 64.94 | 25.2415 | 57.2 | 22.6 | 69.98 | 26.9153 | 46.94 | 14.8069 | 3169 | #N/A | #N/A
| 59 | 23.4505 | 48.02 | 14.9547 | 73.94 | 27.7837 | 48.38 | 15.1595 | 50 | 15.4332 | 51.98 | 17.5146 | 55.04 | 21.1366 | 51.08 | 16.9158 | 60.08 | 23.5314 | 51.08 | 16.0116 | 50 | 16.7498 | 62.06 | 24.5412 | 55.4 | 22.1615 | 68 | 26.7747 | 44.96 | 14.4779 | 3170 | #N/A | #N/A
| 60.98 | 23.9257 | 48.02 | 14.9517 | 51.98 | 19.0201 | 47.12 | 14.8554 | 48.92 | 15.1705 | 50 | 17.0299 | 51.98 | 20.1329 | 50 | 15.4207 | 59 | 23.6413 | 50 | 15.7477 | 48.2 | 15.9836 | 51.98 | 19.0673 | 51.8 | 19.6493 | 64.04 | 25.805 | 42.98 | 13.9987 | 3171 | #N/A | #N/A
| 53.96 | 20.0524 | 44.06 | 14.1411 | 51.08 | 18.7997 | 45.68 | 14.2216 | 48.02 | 15.0985 | 50 | 16.1044 | 55.4 | 21.0481 | 46.94 | 15.0094 | 55.04 | 22.0028 | 44.06 | 14.67 | 48.2 | 15.6731 | 51.08 | 18.5737 | 50 | 18.7308 | 64.04 | 25.4634 | 42.98 | 13.6726 | 3172 | #N/A | #N/A
| 53.96 | 19.0398 | 44.06 | 14.3232 | 51.08 | 18.7997 | 42.08 | 13.6686 | 46.04 | 14.6194 | 48.92 | 15.6424 | 53.06 | 20.6519 | 44.96 | 14.6885 | 55.94 | 22.5224 | 44.96 | 14.8859 | 44.6 | 15.1132 | 51.08 | 18.3526 | 48.2 | 17.8419 | 66.02 | 24.246 | 42.98 | 13.3729 | 3173 | #N/A | #N/A
| 55.04 | 18.8052 | 41 | 13.3999 | 50 | 18.5299 | 41 | 13.3191 | 44.96 | 14.3569 | 48.02 | 15.6226 | 50 | 18.2981 | 42.08 | 14.3746 | 62.96 | 21.3559 | 42.98 | 14.4062 | 41 | 14.5727 | 50 | 18.0878 | 48.2 | 18.2939 | 57.02 | 19.8194 | 42.08 | 13.3153 | 3174 | #N/A | #N/A
| 53.06 | 18.5648 | 39.92 | 13.3193 | 50 | 18.2597 | 39.56 | 13.6335 | 44.96 | 14.3548 | 39.02 | 13.6281 | 50 | 18.2919 | 39.02 | 13.9858 | 59 | 20.3904 | 35.96 | 13.0466 | 39.2 | 13.4983 | 50 | 18.086 | 48.2 | 17.8419 | 55.94 | 19.2983 | 39.92 | 12.9311 | 3175 | #N/A | #N/A
| 51.98 | 18.0556 | 41 | 13.5771 | 50 | 18.2597 | 39.74 | 13.5789 | 42.98 | 14.0571 | 42.98 | 14.3994 | 50 | 18.2919 | 37.94 | 13.7219 | 55.94 | 19.3853 | 33.98 | 12.5647 | 41 | 13.9333 | 48.92 | 17.8188 | 48.2 | 18.2939 | 55.04 | 18.8348 | 37.04 | 12.4083 | 3176 | #N/A | #N/A
| 51.08 | 18.5374 | 42.98 | 14.5948 | 50 | 18.037 | 44.06 | 14.7512 | 44.96 | 14.8912 | 50 | 16.6302 | 50 | 18.5447 | 46.94 | 15.8955 | 55.04 | 19.1615 | 44.96 | 15.4133 | 37.4 | 13.0634 | 48.92 | 17.8115 | 48.2 | 18.2939 | 55.04 | 18.8293 | 41 | 13.5108 | 3177 | #N/A | #N/A
| 51.98 | 18.7513 | 46.94 | 15.008 | 51.08 | 18.0453 | 46.58 | 14.8714 | 48.92 | 15.4875 | 51.98 | 17.1077 | 51.08 | 18.3196 | 51.08 | 16.5391 | 55.94 | 19.1294 | 50 | 16.0933 | 50 | 16.4188 | 50 | 18.3548 | 48.2 | 17.8419 | 55.94 | 19.0456 | 44.06 | 14.0962 | 3178 | #N/A | #N/A
| 53.06 | 18.5441 | 48.92 | 15.4858 | 51.08 | 18.0453 | 47.84 | 14.6549 | 51.08 | 16.368 | 53.96 | 17.389 | 51.08 | 18.801 | 53.06 | 16.834 | 57.02 | 19.388 | 51.98 | 16.2126 | 50 | 16.1081 | 50 | 17.8835 | 50 | 18.2785 | 55.94 | 19.0439 | 44.06 | 14.0941 | 3179 | #N/A | #N/A
| 53.96 | 18.76 | 48.92 | 15.3014 | 50 | 17.7784 | 48.92 | 14.8348 | 51.98 | 16.3838 | 55.04 | 16.9483 | 53.96 | 19.227 | 53.96 | 16.5094 | 57.92 | 19.6047 | 53.06 | 16.2896 | 53.6 | 16.978 | 50 | 17.5713 | 51.8 | 18.7151 | 59 | 19.7839 | 46.04 | 14.0981 | 3180 | #N/A | #N/A
| 53.96 | 19.0075 | 51.08 | 16.1634 | 51.08 | 18.2858 | 49.82 | 15.1577 | 53.06 | 15.9851 | 55.94 | 17.1649 | 51.98 | 18.2775 | 55.04 | 16.953 | 59 | 19.8673 | 55.04 | 16.767 | 53.6 | 16.978 | 51.08 | 18.1452 | 51.8 | 18.7151 | 62.96 | 20.9853 | 46.94 | 14.3144 | 3181 | #N/A | #N/A
| 53.96 | 19.0057 | 53.96 | 16.8599 | 51.08 | 18.2858 | 51.8 | 15.6434 | 53.96 | 16.371 | 55.04 | 17.4888 | 51.98 | 18.2775 | 57.02 | 17.2482 | 60.98 | 20.3455 | 55.4 | 16.7698 | 55.4 | 17.413 | 51.98 | 17.8522 | 51.8 | 17.8904 | 62.96 | 20.7441 | 48.02 | 14.4473 | 3182 | #N/A | #N/A
| 55.04 | 19.4793 | 53.06 | 15.9846 | 51.08 | 18.284 | 51.98 | 15.5468 | 55.94 | 17.1795 | 55.94 | 17.8646 | 51.08 | 17.8143 | 57.92 | 18.549 | 62.06 | 21.1126 | 57.92 | 17.4634 | 55.4 | 17.0845 | 51.8 | 17.9183 | 51.8 | 17.8904 | 66.02 | 21.7318 | 50 | 15.0516 | 3183 | #N/A | #N/A
| 53.06 | 18.7857 | 55.94 | 16.9955 | 50 | 18.279 | 53.78 | 16.0071 | 55.94 | 16.8492 | 55.94 | 18.2332 | 53.06 | 18.5336 | 57.92 | 18.1934 | 62.06 | 20.8561 | 59 | 17.7252 | 55.4 | 17.413 | 51.08 | 17.7051 | 48.2 | 17.0184 | 66.92 | 22.2044 | 50 | 15.0516 | 3184 | #N/A | #N/A
| 51.98 | 18.2738 | 57.02 | 17.257 | 48.92 | 17.5109 | 56.3 | 16.6958 | 55.94 | 16.8499 | 55.94 | 18.2337 | 51.08 | 18.0549 | 57.02 | 17.7926 | 62.96 | 21.3306 | 60.08 | 17.986 | 55.4 | 17.413 | 50 | 17.4436 | 48.2 | 17.0184 | 69.08 | 22.728 | 50 | 14.9254 | 3185 | #N/A | #N/A
| 50 | 17.7946 | 55.94 | 16.8508 | 46.94 | 16.1991 | 55.4 | 16.2502 | 57.92 | 17.1601 | 55.04 | 17.8488 | 51.8 | 18.7243 | 57.02 | 17.9797 | 62.96 | 21.5519 | 57.02 | 16.9342 | 55.4 | 17.7243 | 48.02 | 16.737 | 46.4 | 16.5824 | 68 | 21.9686 | 51.08 | 15.1865 | 3186 | #N/A | #N/A
| 50 | 17.7923 | 55.94 | 16.8508 | 48.02 | 16.4614 | 53.6 | 15.8161 | 55.94 | 16.3922 | 53.96 | 17.7575 | 50 | 17.7943 | 55.94 | 17.3348 | 62.96 | 21.5544 | 60.08 | 17.6729 | 55.4 | 18.0561 | 46.94 | 16.4057 | 48.2 | 17.0184 | 68 | 22.6836 | 51.98 | 15.4034 | 3187 | #N/A | #N/A
| 48.92 | 17.5288 | 55.04 | 16.1735 | 48.02 | 16.4614 | 53.78 | 15.9558 | 55.04 | 16.1743 | 51.98 | 17.2804 | 50 | 17.7943 | 53.96 | 16.8576 | 62.96 | 21.5557 | 57.92 | 17.1507 | 53.6 | 16.978 | 46.94 | 16.4062 | 46.4 | 16.5824 | 64.04 | 21.5052 | 50 | 14.6388 | 3188 | #N/A | #N/A
| 48.92 | 17.5311 | 51.98 | 15.4349 | 46.94 | 15.9932 | 50.54 | 15.1212 | 53.06 | 15.6953 | 51.08 | 17.0607 | 48.02 | 17.3093 | 51.98 | 16.7605 | 60.98 | 21.0746 | 55.04 | 16.3197 | 51.8 | 16.543 | 46.04 | 16.1904 | 46.4 | 16.5824 | 62.06 | 20.7695 | 48.02 | 14.4465 | 3189 | #N/A | #N/A
| 46.94 | 17.0484 | 48.92 | 14.6934 | 46.04 | 15.7741 | 48.02 | 14.5117 | 50 | 14.831 | 50 | 17.4188 | 46.94 | 17.298 | 51.98 | 16.9158 | 57.92 | 20.1097 | 51.98 | 15.4232 | 50 | 16.7498 | 46.04 | 16.1899 | 44.6 | 16.1464 | 59 | 20.0247 | 44.96 | 13.707 | 3190 | #N/A | #N/A
| 46.04 | 16.8275 | 46.94 | 14.2141 | 46.04 | 15.7741 | 47.66 | 14.6312 | 48.02 | 14.629 | 50 | 17.6123 | 46.94 | 17.0459 | 51.08 | 15.6655 | 55.94 | 19.6233 | 48.92 | 14.6831 | 50 | 16.7498 | 44.96 | 15.9962 | 44.6 | 16.1464 | 57.02 | 19.7928 | 44.06 | 13.4878 | 3191 | #N/A | #N/A
| 46.04 | 16.828 | 44.96 | 13.8878 | 46.04 | 15.9793 | 46.76 | 14.6063 | 46.94 | 14.3664 | 51.98 | 16.2093 | 46.04 | 16.8249 | 50 | 15.1 | 55.04 | 19.4053 | 46.94 | 14.6581 | 50 | 17.1028 | 44.06 | 15.7066 | 44.6 | 16.1464 | 55.04 | 19.3104 | 42.08 | 13.2946 | 3192 | #N/A | #N/A
| 46.04 | 17.1555 | 44.96 | 14.0227 | 46.94 | 16.3783 | 46.04 | 14.7598 | 44.96 | 14.191 | 51.08 | 15.4943 | 46.4 | 16.9895 | 48.92 | 14.8398 | 53.96 | 18.8882 | 46.04 | 14.5863 | 50 | 15.4768 | 44.96 | 16.1497 | 42.8 | 15.7103 | 53.96 | 19.0487 | 42.08 | 13.4334 | 3193 | #N/A | #N/A
| 46.94 | 17.1218 | 44.96 | 14.3365 | 46.94 | 16.3783 | 44.6 | 14.524 | 44.96 | 14.3372 | 50 | 15.2347 | 46.04 | 16.8266 | 48.02 | 14.7572 | 53.06 | 18.6685 | 46.04 | 14.7695 | 48.2 | 14.7614 | 46.04 | 16.4107 | 44.6 | 16.1464 | 51.98 | 18.0739 | 41 | 13.174 | 3194 | #N/A | #N/A
| 46.94 | 17.0467 | 44.06 | 14.3013 | 46.94 | 16.795 | 41.9 | 13.7776 | 44.96 | 14.6788 | 48.92 | 15.1408 | 46.04 | 16.8266 | 46.94 | 14.6632 | 51.98 | 18.4076 | 44.96 | 14.5083 | 46.4 | 14.3271 | 46.04 | 16.4134 | 44.6 | 16.1464 | 51.08 | 17.8564 | 39.92 | 13.0875 | 3195 | #N/A | #N/A
| 44.96 | 16.5685 | 44.06 | 14.4607 | 46.04 | 16.5786 | 39.74 | 13.3504 | 44.96 | 14.6784 | 48.92 | 15.4702 | 46.04 | 16.8294 | 44.96 | 14.3319 | 51.98 | 18.4076 | 44.96 | 14.5094 | 46.4 | 14.6078 | 44.96 | 16.1529 | 44.6 | 16.1464 | 48.92 | 17.5767 | 39.92 | 13.0872 | 3196 | #N/A | #N/A
| 44.06 | 16.3516 | 42.08 | 13.9828 | 46.04 | 16.5786 | 41.72 | 13.5817 | 44.06 | 14.3039 | 48.02 | 15.6096 | 44.96 | 16.5677 | 42.08 | 13.8187 | 51.98 | 18.4058 | 42.08 | 13.8138 | 46.4 | 14.6078 | 42.98 | 15.7436 | 42.8 | 15.7103 | 48.02 | 17.3575 | 39.92 | 13.0875 | 3197 | #N/A | #N/A
| 44.06 | 16.3499 | 37.94 | 12.8248 | 46.04 | 16.8158 | 38.3 | 13.3899 | 42.08 | 13.825 | 44.96 | 14.8713 | 44.96 | 16.5671 | 39.92 | 13.4551 | 51.98 | 18.4046 | 37.04 | 13.1334 | 46.4 | 14.9109 | 46.04 | 16.6805 | 42.8 | 15.7103 | 48.02 | 17.3581 | 41 | 13.3487 | 3198 | #N/A | #N/A
| 46.04 | 17.0771 | 37.94 | 12.8244 | 46.4 | 16.9814 | 41.36 | 13.4354 | 39.92 | 13.461 | 44.06 | 14.6543 | 44.96 | 16.815 | 39.92 | 13.4559 | 51.08 | 18.1885 | 35.96 | 12.8723 | 44.6 | 14.8032 | 46.04 | 16.6066 | 44.6 | 16.5446 | 48.92 | 17.5704 | 41 | 13.1746 | 3199 | #N/A | #N/A
| 48.02 | 18.0382 | 39.92 | 13.6567 | 46.04 | 16.8158 | 41.9 | 13.5657 | 42.08 | 14.179 | 44.06 | 14.835 | 44.96 | 16.815 | 41 | 13.5567 | 50 | 18.185 | 35.06 | 12.8097 | 42.8 | 14.3682 | 46.04 | 16.6055 | 46.4 | 17.4052 | 48.92 | 17.1394 | 39.92 | 13.0855 | 3200 | #N/A | #N/A
| 48.92 | 18.5742 | 42.08 | 14.3594 | 48.02 | 17.7555 | 42.44 | 13.9833 | 42.98 | 14.5778 | 46.94 | 15.6854 | 48.02 | 17.7684 | 42.98 | 14.1909 | 50 | 18.3993 | 44.06 | 14.8257 | 41 | 13.9333 | 46.94 | 17.0637 | 46.4 | 17.4052 | 50 | 17.4003 | 41 | 13.3449 | 3201 | #N/A | #N/A
| 50 | 18.7459 | 44.96 | 15.0543 | 48.92 | 17.9756 | 45.32 | 14.4614 | 48.92 | 16.1706 | 50 | 16.621 | 50 | 18.5132 | 48.02 | 15.6063 | 51.08 | 18.6667 | 48.92 | 16.1575 | 42.8 | 14.3682 | 48.92 | 17.7889 | 48.2 | 18.2939 | 51.98 | 18.3164 | 44.06 | 13.9085 | 3202 | #N/A | #N/A
| 53.06 | 19.7709 | 50 | 16.0905 | 48.92 | 17.9756 | 49.1 | 15.6228 | 51.08 | 16.1537 | 51.98 | 16.9036 | 51.98 | 18.9917 | 51.98 | 16.5637 | 51.98 | 18.4029 | 51.98 | 16.3589 | 46.4 | 15.5484 | 51.98 | 18.5319 | 51.8 | 19.1677 | 53.06 | 18.8293 | 46.94 | 14.7768 | 3203 | #N/A | #N/A
| 53.96 | 19.993 | 51.98 | 16.2129 | 51.08 | 18.9919 | 52.34 | 16.2193 | 53.06 | 16.2919 | 53.96 | 17.5793 | 55.04 | 19.9657 | 53.96 | 17.0434 | 57.02 | 20.1017 | 53.96 | 16.3523 | 50 | 16.7498 | 57.02 | 19.7548 | 53.6 | 19.6047 | 57.02 | 19.295 | 50 | 15.045 | 3204 | #N/A | #N/A
| 53.96 | 20.2336 | 53.06 | 16.2914 | 53.96 | 19.9781 | 53.78 | 15.9745 | 51.98 | 16.0316 | 53.96 | 16.354 | 55.94 | 20.4714 | 53.06 | 16.2847 | 60.98 | 21.0657 | 57.02 | 17.237 | 51.8 | 15.9113 | 59 | 20.4503 | 55.4 | 20.524 | 62.06 | 20.5179 | 48.92 | 14.9442 | 3205 | #N/A | #N/A
| 55.94 | 20.7175 | 53.96 | 17.0503 | 53.96 | 19.9781 | 54.14 | 16.0097 | 53.96 | 16.3632 | 51.98 | 16.2034 | 55.94 | 20.4714 | 53.06 | 16.1384 | 68 | 23.5772 | 53.96 | 16.4985 | 53.6 | 16.6498 | 62.06 | 20.976 | 57.2 | 20.9613 | 64.94 | 21.0206 | 51.08 | 15.1787 | 3206 | #N/A | #N/A
| 55.94 | 21.022 | 53.96 | 16.3637 | 55.04 | 20.2411 | 53.96 | 16.4031 | 55.94 | 16.9897 | 51.08 | 17.6685 | 59 | 21.4592 | 55.94 | 17.1641 | 73.04 | 27.0102 | 55.94 | 16.8323 | 51.8 | 16.2151 | 64.04 | 21.4584 | 59 | 21.9123 | 66.92 | 21.5005 | 51.08 | 15.1787 | 3207 | #N/A | #N/A
| 57.92 | 21.7694 | 57.02 | 17.1033 | 55.04 | 20.4914 | 54.86 | 16.0826 | 57.92 | 17.3221 | 53.96 | 18.3665 | 57.92 | 21.1975 | 55.94 | 16.9818 | 73.94 | 28.307 | 55.94 | 16.8323 | 53.6 | 16.3458 | 64.94 | 21.8964 | 59 | 21.3986 | 69.08 | 22.0267 | 51.08 | 15.1787 | 3208 | #N/A | #N/A
| 59 | 22.0352 | 57.02 | 17.2513 | 55.04 | 20.4914 | 54.86 | 16.0587 | 57.92 | 17.1546 | 51.98 | 17.269 | 57.92 | 21.5052 | 57.02 | 17.4264 | 77 | 27.6147 | 59 | 17.4039 | 55.4 | 16.7803 | 66.02 | 22.6604 | 60.8 | 22.35 | 71.06 | 23.2043 | 51.08 | 15.3071 | 3209 | #N/A | #N/A
| 57.92 | 21.7756 | 55.94 | 16.3871 | 57.92 | 21.7692 | 56.12 | 16.5946 | 59 | 17.2816 | 55.94 | 18.2304 | 57.92 | 21.5089 | 57.02 | 17.429 | 78.08 | 27.5771 | 57.02 | 16.7937 | 53.6 | 16.978 | 66.02 | 22.6631 | 62.6 | 22.7877 | 71.96 | 23.9163 | 51.08 | 15.3083 | 3210 | #N/A | #N/A
| 57.92 | 21.7779 | 55.94 | 16.5426 | 57.92 | 21.7723 | 56.66 | 16.6216 | 57.92 | 17.021 | 53.06 | 17.0102 | 57.02 | 21.2901 | 55.04 | 17.4938 | 77 | 27.3136 | 57.92 | 17.0111 | 53.6 | 17.6207 | 64.94 | 22.6907 | 60.8 | 22.35 | 73.04 | 25.8708 | 51.98 | 15.5258 | 3211 | #N/A | #N/A
| 57.02 | 21.8892 | 57.92 | 17.0206 | 57.92 | 21.7723 | 55.94 | 16.6325 | 57.02 | 16.6495 | 53.06 | 17.535 | 57.02 | 21.2901 | 57.02 | 18.1323 | 75.92 | 25.7699 | 57.92 | 17.0117 | 51.8 | 17.5385 | 62.96 | 23.033 | 59 | 21.9123 | 71.96 | 26.2504 | 51.98 | 15.5262 | 3212 | #N/A | #N/A
| 53.96 | 20.8172 | 53.06 | 15.8478 | 57.92 | 22.1032 | 54.32 | 16.3237 | 55.94 | 16.2644 | 53.06 | 17.9271 | 53.96 | 20.5501 | 55.04 | 16.6221 | 73.04 | 24.813 | 55.94 | 16.5334 | 53.6 | 17.9742 | 60.98 | 23.2194 | 57.2 | 22.0202 | 69.08 | 26.2328 | 50 | 15.048 | 3213 | #N/A | #N/A
| 53.06 | 20.5953 | 51.08 | 15.3682 | 62.96 | 22.4266 | 53.42 | 16.2762 | 53.96 | 15.7859 | 51.08 | 17.4467 | 53.6 | 20.6105 | 50 | 15.7325 | 69.98 | 24.9095 | 53.96 | 16.1877 | 51.8 | 17.9151 | 57.92 | 22.1318 | 55.4 | 21.0369 | 64.94 | 25.6119 | 46.94 | 14.6063 | 3214 | #N/A | #N/A
| 53.06 | 21.0267 | 48.92 | 14.845 | 62.96 | 22.4266 | 43.52 | 14.9176 | 51.98 | 15.4292 | 50 | 17.6034 | 53.96 | 21.137 | 46.04 | 15.6664 | 68 | 25.1126 | 53.06 | 16.1361 | 50 | 17.1028 | 55.94 | 21.6485 | 55.4 | 21.0369 | 62.96 | 24.7315 | 46.94 | 14.9278 | 3215 | #N/A | #N/A
| 53.96 | 21.2457 | 48.92 | 14.977 | 57.92 | 22.7236 | 39.02 | 13.9584 | 50 | 15.4068 | 50 | 17.5984 | 53.6 | 21.1561 | 46.04 | 16.0415 | 64.94 | 24.6651 | 51.98 | 16.0184 | 50 | 17.1028 | 55.04 | 21.4271 | 53.6 | 20.5992 | 62.96 | 24.8408 | 46.94 | 14.9267 | 3216 | #N/A | #N/A
| 55.04 | 21.8525 | 46.94 | 14.6669 | 57.2 | 22.6008 | 37.94 | 13.8311 | 48.02 | 15.2572 | 48.02 | 17.3593 | 53.6 | 21.1561 | 46.04 | 15.6627 | 64.04 | 24.8184 | 44.06 | 14.8265 | 48.2 | 16.3144 | 55.04 | 21.4287 | 53.6 | 20.5992 | 62.06 | 24.1921 | 42.98 | 14.1597 | 3217 | #N/A | #N/A
| 55.94 | 22.368 | 44.96 | 14.3341 | 57.92 | 22.7236 | 34.7 | 12.6125 | 46.04 | 14.9366 | 46.94 | 17.0964 | 55.04 | 21.7366 | 39.92 | 14.3502 | 59 | 23.5915 | 39.02 | 13.9592 | 46.4 | 15.879 | 55.4 | 21.6243 | 53.6 | 21.144 | 62.06 | 24.6214 | 42.98 | 13.8204 | 3218 | #N/A | #N/A
| 57.92 | 23.4129 | 41 | 13.559 | 57.2 | 23.2166 | 34.88 | 12.912 | 42.08 | 13.9793 | 46.94 | 17.5623 | 53.96 | 21.1346 | 39.02 | 13.7669 | 62.6 | 25.4284 | 37.04 | 13.6472 | 42.8 | 15.0081 | 55.94 | 22.1009 | 55.4 | 22.1615 | 60.98 | 24.248 | 42.08 | 13.7532 | 3219 | #N/A | #N/A
| 60.08 | 24.3299 | 39.92 | 13.2982 | 59 | 23.6555 | 31.82 | 11.5992 | 39.92 | 13.6555 | 48.02 | 18.0929 | 53.6 | 21.1561 | 37.04 | 13.2882 | 62.06 | 25.3949 | 35.06 | 12.6492 | 39.2 | 13.8077 | 55.94 | 22.7673 | 55.4 | 22.1615 | 60.98 | 24.7548 | 42.08 | 13.293 | 3220 | #N/A | #N/A
| 60.08 | 24.3319 | 39.92 | 13.456 | 59 | 23.3559 | 30.74 | 11.1769 | 39.92 | 13.6551 | 46.94 | 17.8309 | 55.04 | 21.7392 | 37.04 | 13.2882 | 64.04 | 26.303 | 33.08 | 12.1706 | 37.4 | 13.3725 | 57.02 | 22.9155 | 57.2 | 22.6 | 60.98 | 24.7548 | 39.92 | 12.91 | 3221 | #N/A | #N/A
| 59 | 24.0693 | 37.94 | 12.9777 | 59 | 24.3098 | 28.58 | 10.2637 | 37.94 | 13.1771 | 46.04 | 17.3439 | 53.96 | 21.1394 | 35.96 | 13.0271 | 62.96 | 26.4135 | 33.08 | 12.1698 | 41 | 14.5727 | 59 | 23.7122 | 57.2 | 23.2158 | 60.98 | 24.9818 | 39.92 | 12.91 | 3222 | #N/A | #N/A
| 57.2 | 23.2319 | 37.04 | 12.7607 | 59 | 24.3853 | 28.58 | 10.2637 | 39.02 | 13.2405 | 44.06 | 16.6483 | 53.96 | 21.4779 | 35.06 | 12.6532 | 62.96 | 26.4179 | 33.08 | 11.9887 | 35.6 | 12.6284 | 60.08 | 24.3633 | 59 | 24.309 | 60.08 | 24.8767 | 41 | 13.033 | 3223 | #N/A | #N/A
| 59 | 24.0635 | 37.94 | 12.9773 | 59 | 24.3853 | 28.76 | 10.3359 | 37.94 | 13.1763 | 42.98 | 16.3858 | 53.96 | 21.4779 | 35.96 | 13.222 | 62.96 | 26.4158 | 30.92 | 11.2697 | 37.4 | 13.3725 | 60.98 | 24.9165 | 59 | 23.6548 | 59 | 24.5007 | 41 | 13.0336 | 3224 | #N/A | #N/A
| 59 | 24.0664 | 42.98 | 14.7319 | 57.2 | 23.8705 | 34.34 | 12.6639 | 42.98 | 14.7341 | 48.92 | 19.1152 | 55.04 | 21.399 | 42.08 | 15.9225 | 64.04 | 27.1314 | 39.92 | 14.734 | 37.4 | 13.3725 | 62.06 | 25.3126 | 59 | 24.309 | 59 | 25.1083 | 44.96 | 14.3003 | 3225 | #N/A | #N/A
| 62.06 | 24.4262 | 51.08 | 16.5332 | 60.98 | 25.2829 | 42.26 | 15.1936 | 48.92 | 16.171 | 53.96 | 20.6499 | 57.02 | 22.2212 | 51.98 | 19.5796 | 64.04 | 27.1314 | 50 | 17.1749 | 48.2 | 18.3245 | 66.02 | 26.1518 | 60.8 | 24.7485 | 60.08 | 25.3 | 50 | 15.3425 | 3226 | #N/A | #N/A
| 64.04 | 25.2952 | 55.94 | 17.327 | 60.98 | 25.2829 | 50.36 | 17.6102 | 55.94 | 17.7128 | 55.04 | 20.8723 | 59 | 22.7058 | 57.02 | 19.7966 | 66.02 | 27.6162 | 57.92 | 18.1778 | 55.4 | 19.1888 | 69.08 | 26.8925 | 64.4 | 25.6274 | 60.08 | 25.6645 | 53.06 | 16.5961 | 3227 | #N/A | #N/A
| 66.02 | 26.1125 | 57.92 | 17.65 | 60.98 | 24.5357 | 55.22 | 18.9098 | 60.08 | 18.1737 | 57.02 | 21.3537 | 60.08 | 23.2574 | 60.08 | 19.6255 | 66.92 | 28.4272 | 60.08 | 18.3203 | 57.2 | 19.625 | 69.08 | 26.8936 | 66.2 | 26.0669 | 62.96 | 27.1602 | 55.04 | 17.2412 | 3228 | #N/A | #N/A
| 66.02 | 26.2447 | 60.08 | 18.7167 | 64.04 | 25.2883 | 60.98 | 19.9956 | 62.06 | 18.3227 | 57.92 | 21.0518 | 60.08 | 23.2548 | 60.98 | 19.8439 | 66.92 | 28.3097 | 62.96 | 19.5603 | 59 | 19.2813 | 71.96 | 28.3753 | 68 | 26.5062 | 64.04 | 27.9569 | 57.92 | 18.3339 | 3229 | #N/A | #N/A
| 69.8 | 27.6611 | 59 | 19.8055 | 64.04 | 25.2883 | 61.88 | 20.3729 | 66.02 | 19.7757 | 57.92 | 20.7279 | 60.08 | 23.2548 | 62.06 | 20.7748 | 69.98 | 30.0934 | 64.04 | 20.194 | 60.8 | 18.7179 | 71.96 | 28.5175 | 71.6 | 28.0831 | 66.02 | 28.942 | 57.92 | 18.1467 | 3230 | #N/A | #N/A
| 69.08 | 27.7763 | 57.92 | 19.7918 | 73.94 | 29.7326 | 62.6 | 20.3599 | 66.02 | 19.9806 | 60.08 | 20.752 | 62.96 | 24.3263 | 60.08 | 19.2367 | 69.08 | 29.3652 | 64.04 | 19.485 | 60.8 | 19.3624 | 73.04 | 29.2335 | 71.6 | 28.0831 | 69.98 | 29.7851 | 57.92 | 18.5052 | 3231 | #N/A | #N/A
| 69.98 | 28.4463 | 62.06 | 20.5586 | 73.94 | 30.1281 | 62.6 | 20.5536 | 64.04 | 19.5042 | 57.92 | 19.7686 | 64.94 | 25.1253 | 59 | 18.4532 | 68 | 29.4926 | 64.94 | 20.4199 | 60.8 | 18.7179 | 71.6 | 29.6704 | 71.6 | 28.0831 | 73.94 | 31.7223 | 60.98 | 19.4578 | 3232 | #N/A | #N/A
| 66.92 | 27.5619 | 64.04 | 20.4369 | 73.94 | 30.1281 | 59 | 19.6818 | 64.04 | 19.8572 | 57.02 | 21.0771 | 64.04 | 24.9096 | 57.92 | 20.5313 | 69.98 | 30.4173 | 62.96 | 19.4191 | 59 | 19.2813 | 69.98 | 29.2097 | 73.4 | 30.0498 | 75.02 | 31.4653 | 57.02 | 18.5005 | 3233 | #N/A | #N/A
| 69.98 | 28.9124 | 60.98 | 19.3164 | 71.6 | 29.6098 | 55.4 | 20.5871 | 64.04 | 20.2323 | 55.94 | 21.127 | 62.96 | 24.6491 | 57.92 | 21.619 | 69.98 | 30.4255 | 57.92 | 20.2659 | 59 | 20.9458 | 71.6 | 29.6704 | 69.8 | 29.1677 | 75.2 | 31.4497 | 51.98 | 19.5814 | 3234 | #N/A | #N/A
| 66.92 | 27.5722 | 57.92 | 20.0704 | 71.96 | 29.6578 | 53.6 | 21.8007 | 60.08 | 19.6724 | 53.96 | 20.6564 | 62.06 | 24.4325 | 55.04 | 21.5326 | 71.06 | 30.6942 | 57.02 | 22.6609 | 57.2 | 20.9937 | 73.04 | 29.7017 | 68 | 28.7266 | 75.02 | 31.0474 | 53.06 | 20.7019 | 3235 | #N/A | #N/A
| 66.02 | 26.9076 | 57.02 | 20.885 | 71.96 | 29.6578 | 57.2 | 23.2985 | 59 | 20.9497 | 53.96 | 20.9431 | 62.06 | 24.4325 | 55.04 | 21.551 | 71.06 | 30.7951 | 57.2 | 22.6129 | 55.4 | 21.0718 | 71.06 | 28.7491 | 69.8 | 29.1677 | 75.02 | 30.5506 | 51.08 | 20.4978 | 3236 | #N/A | #N/A
| 64.94 | 26.6415 | 57.2 | 20.9875 | 69.8 | 29.1687 | 59 | 23.7372 | 57.92 | 21.6844 | 55.04 | 20.9376 | 57.92 | 23.1097 | 55.4 | 21.0566 | 71.06 | 29.8495 | 55.94 | 22.4212 | 53.6 | 20.1193 | 68 | 27.4284 | 68 | 27.9425 | 73.04 | 30.5636 | 53.06 | 21.3723 | 3237 | #N/A | #N/A
| 62.06 | 25.5786 | 55.94 | 21.1973 | 66.92 | 27.562 | 58.46 | 23.1054 | 57.92 | 21.9546 | 55.04 | 21.2138 | 55.04 | 22.0428 | 55.94 | 21.4454 | 71.06 | 29.3499 | 57.92 | 22.9045 | 55.4 | 20.5565 | 68 | 27.5494 | 64.4 | 26.3233 | 71.06 | 30.0719 | 53.6 | 21.453 | 3238 | #N/A | #N/A
| 62.06 | 25.698 | 55.94 | 21.4735 | 66.92 | 27.562 | 56.3 | 22.6405 | 57.92 | 21.9602 | 55.4 | 21.0529 | 55.94 | 22.6235 | 57.02 | 22.695 | 69.98 | 29.5854 | 57.92 | 23.2832 | 55.4 | 21.0718 | 64.04 | 27.0318 | 62.6 | 25.8833 | 69.8 | 30.1255 | 53.06 | 21.3218 | 3239 | #N/A | #N/A
| 62.06 | 25.698 | 57.2 | 22.0503 | 62.96 | 26.1432 | 56.84 | 22.8336 | 57.92 | 22.3008 | 55.94 | 23.1067 | 55.94 | 22.6262 | 57.2 | 23.2399 | 69.08 | 29.2777 | 57.02 | 23.3887 | 57.2 | 22.6398 | 64.04 | 26.9027 | 62.6 | 25.8833 | 66.92 | 30.1267 | 51.98 | 21.1213 | 3240 | #N/A | #N/A
| 60.98 | 25.3157 | 55.94 | 21.8161 | 62.96 | 26.592 | 52.88 | 21.5665 | 55.94 | 21.8182 | 57.2 | 23.2353 | 53.96 | 21.7815 | 55.4 | 22.801 | 69.08 | 29.2803 | 57.2 | 23.2296 | 57.2 | 23.2584 | 64.04 | 26.4596 | 62.6 | 25.1879 | 66.02 | 29.7969 | 51.08 | 20.8409 | 3241 | #N/A | #N/A
| 60.08 | 24.6847 | 53.96 | 21.3368 | 62.96 | 26.592 | 52.52 | 21.5981 | 55.4 | 21.6243 | 55.04 | 22.8364 | 53.96 | 21.7815 | 55.94 | 22.8164 | 68 | 29.5282 | 55.04 | 22.9087 | 57.2 | 23.9152 | 64.04 | 26.1044 | 62.6 | 25.1879 | 64.94 | 29.0096 | 51.98 | 21.1248 | 3242 | #N/A | #N/A
| 60.08 | 24.7942 | 51.98 | 20.86 | 62.6 | 25.8842 | 50 | 19.792 | 53.96 | 21.3465 | 53.96 | 22.2564 | 55.4 | 22.1743 | 53.96 | 21.9631 | 68 | 29.5349 | 53.06 | 22.1117 | 55.4 | 22.8196 | 64.04 | 26.218 | 60.8 | 24.7485 | 64.94 | 29.1075 | 53.06 | 21.3889 | 3243 | #N/A | #N/A
| 60.08 | 24.6989 | 51.98 | 20.8643 | 62.96 | 26.1673 | 46.4 | 18.4014 | 51.98 | 20.531 | 53.6 | 22.3574 | 55.04 | 22.0612 | 53.06 | 21.4514 | 68 | 29.0364 | 46.4 | 18.348 | 53.6 | 21.7631 | 64.94 | 26.4379 | 60.8 | 24.7485 | 66.2 | 30.1319 | 57.02 | 21.7293 | 3244 | #N/A | #N/A
| 60.08 | 24.7942 | 53.96 | 21.013 | 62.96 | 26.1673 | 44.6 | 17.4797 | 51.08 | 20.0435 | 53.06 | 21.6697 | 53.96 | 21.8025 | 51.8 | 20.7272 | 68 | 29.1009 | 46.4 | 18.348 | 53.6 | 21.1815 | 62.96 | 25.9542 | 60.8 | 24.7485 | 66.02 | 29.2946 | 53.96 | 20.9873 | 3245 | #N/A | #N/A
| 59 | 24.4404 | 55.94 | 20.9106 | 62.6 | 26.622 | 50.18 | 20.3847 | 50 | 19.2165 | 51.08 | 20.8914 | 53.96 | 21.5091 | 48.2 | 19.306 | 68 | 28.6912 | 44.6 | 17.4299 | 50 | 20.3055 | 62.06 | 25.641 | 59 | 24.309 | 64.94 | 28.6072 | 53.96 | 19.8563 | 3246 | #N/A | #N/A
| 59 | 24.4424 | 53.06 | 19.9565 | 62.96 | 26.6182 | 48.2 | 19.3545 | 50 | 19.2151 | 51.98 | 21.1105 | 53.96 | 21.5091 | 46.4 | 17.8742 | 66.92 | 27.9514 | 44.6 | 17.4299 | 50 | 19.759 | 60.98 | 24.9614 | 59 | 24.309 | 64.04 | 27.8946 | 53.96 | 19.346 | 3247 | #N/A | #N/A
| 59 | 24.1097 | 55.04 | 20.4338 | 62.96 | 26.6182 | 47.84 | 19.1089 | 51.98 | 19.6931 | 53.06 | 21.0936 | 53.96 | 21.5091 | 48.2 | 18.7933 | 66.02 | 27.7315 | 44.6 | 17.4299 | 48.2 | 19.3214 | 60.98 | 24.9635 | 57.2 | 23.8695 | 64.04 | 27.902 | 53.06 | 19.1262 | 3248 | #N/A | #N/A
| 60.08 | 24.3742 | 57.02 | 20.6198 | 60.8 | 25.4442 | 53.24 | 22.087 | 57.02 | 20.915 | 59 | 21.9346 | 55.94 | 22.2884 | 53.06 | 21.7429 | 64.94 | 27.9091 | 44.6 | 17.4299 | 50 | 20.3055 | 62.96 | 25.8684 | 59 | 24.309 | 64.94 | 27.7195 | 55.94 | 19.5584 | 3249 | #N/A | #N/A
| 62.96 | 25.4174 | 62.06 | 21.6019 | 64.94 | 27.1119 | 61.16 | 22.4514 | 62.06 | 21.6048 | 60.98 | 23.3565 | 60.08 | 23.6654 | 60.08 | 23.4496 | 64.94 | 27.9153 | 62.06 | 22.9488 | 57.2 | 21.5093 | 66.92 | 26.839 | 60.8 | 24.7485 | 64.04 | 27.5535 | 57.02 | 20.0794 | 3250 | #N/A | #N/A
| 66.02 | 26.5833 | 64.94 | 22.0261 | 64.94 | 27.1119 | 67.28 | 22.5185 | 66.02 | 22.07 | 57.02 | 22.6907 | 60.98 | 23.5205 | 62.96 | 23.1635 | 64.04 | 27.699 | 66.92 | 23.2895 | 62.6 | 22.3054 | 68 | 27.1039 | 64.4 | 26.3233 | 64.04 | 27.9569 | 62.06 | 21.0338 | 3251 | #N/A | #N/A
| 68 | 27.0703 | 68 | 22.5462 | 69.08 | 28.1341 | 70.52 | 22.8708 | 69.98 | 22.7718 | 62.96 | 23.4854 | 62.96 | 24.372 | 66.92 | 23.2899 | 64.94 | 27.9432 | 71.06 | 23.0108 | 64.4 | 22.7427 | 71.06 | 27.8567 | 68 | 27.2031 | 64.94 | 28.6773 | 64.94 | 21.2679 | 3252 | #N/A | #N/A
| 69.08 | 27.3364 | 71.96 | 24.0039 | 69.8 | 27.644 | 73.94 | 22.7312 | 75.02 | 23.5467 | 69.08 | 22.7812 | 60.98 | 23.5258 | 68 | 23.5486 | 64.94 | 28.3524 | 75.02 | 23.5246 | 66.2 | 23.1799 | 73.04 | 28.7024 | 69.8 | 27.6431 | 64.94 | 28.6773 | 68 | 21.1783 | 3253 | #N/A | #N/A
| 69.08 | 27.6966 | 75.02 | 23.129 | 71.06 | 28.621 | 76.46 | 23.0306 | 75.92 | 23.1325 | 71.06 | 23.4821 | 60.98 | 23.5258 | 73.04 | 23.7493 | 66.02 | 29.1032 | 75.92 | 22.9395 | 68 | 24.1349 | 73.04 | 28.7815 | 71.6 | 28.0831 | 66.2 | 29.2429 | 69.98 | 21.4512 | 3254 | #N/A | #N/A
| 69.98 | 27.9221 | 75.02 | 22.9148 | 71.06 | 28.629 | 77 | 23.3005 | 80.06 | 23.5997 | 69.08 | 24.6426 | 64.94 | 25.1756 | 77 | 23.7785 | 66.92 | 28.8181 | 78.08 | 23.6381 | 71.6 | 24.4915 | 71.96 | 28.0841 | 71.6 | 28.0831 | 66.02 | 29.3724 | 73.04 | 22.1956 | 3255 | #N/A | #N/A
| 68 | 27.4403 | 78.08 | 23.2841 | 69.98 | 28.83 | 80.6 | 24.1713 | 80.06 | 23.4145 | 71.96 | 25.3456 | 64.04 | 24.9608 | 75.92 | 25.19 | 68 | 29.5959 | 80.06 | 23.9462 | 71.6 | 25.0101 | 71.96 | 28.5175 | 71.6 | 28.8235 | 66.92 | 29.564 | 73.94 | 22.248 | 3256 | #N/A | #N/A
| 66.92 | 26.8203 | 78.98 | 23.5036 | 69.98 | 28.83 | 82.04 | 24.6305 | 80.06 | 23.6032 | 66.92 | 23.5409 | 62.06 | 24.1637 | 73.94 | 25.0039 | 69.08 | 29.3632 | 80.96 | 23.804 | 73.4 | 23.5512 | 64.94 | 27.7187 | 71.6 | 28.0831 | 68 | 29.8383 | 75.92 | 22.5346 | 3257 | #N/A | #N/A
| 64.94 | 26.343 | 80.06 | 23.966 | 62.6 | 28.234 | 82.4 | 24.9657 | 80.96 | 23.9831 | 68 | 23.5514 | 60.98 | 24.2212 | 73.04 | 24.4935 | 68 | 29.612 | 80.96 | 23.8053 | 68 | 23.6171 | 66.92 | 27.674 | 69.8 | 27.6431 | 68 | 30.3755 | 77 | 23.1565 | 3258 | #N/A | #N/A
| 64.4 | 26.3414 | 78.98 | 23.5031 | 64.04 | 27.7851 | 82.04 | 24.4239 | 80.96 | 23.9831 | 69.08 | 23.5211 | 60.8 | 24.1074 | 73.94 | 24.1999 | 68 | 29.1093 | 80.96 | 23.8053 | 68 | 23.1301 | 66.92 | 27.6785 | 68 | 27.2031 | 68 | 30.3811 | 75.92 | 22.5367 | 3259 | #N/A | #N/A
| 62.96 | 26.2247 | 78.98 | 23.3401 | 64.04 | 27.7851 | 80.78 | 24.2571 | 80.06 | 23.2104 | 69.08 | 23.2846 | 60.98 | 24.2241 | 71.06 | 24.5602 | 69.08 | 29.3838 | 80.06 | 23.5877 | 68 | 23.6171 | 66.02 | 27.463 | 64.4 | 27.0616 | 68 | 30.3918 | 75.92 | 22.5363 | 3260 | #N/A | #N/A
| 62.06 | 26.008 | 77 | 22.6717 | 64.4 | 27.8455 | 78.62 | 23.7678 | 78.08 | 22.3805 | 64.94 | 22.5139 | 57.2 | 23.8843 | 68 | 23.8151 | 68 | 29.6086 | 78.98 | 23.3249 | 64.4 | 22.7427 | 66.02 | 27.4665 | 64.4 | 26.3233 | 68 | 29.8642 | 73.94 | 22.0565 | 3261 | #N/A | #N/A
| 60.98 | 25.7417 | 75.02 | 21.824 | 62.6 | 27.4044 | 73.04 | 22.7758 | 75.92 | 21.5337 | 60.08 | 21.6207 | 57.02 | 23.2603 | 64.94 | 23.0648 | 66.92 | 29.3637 | 73.94 | 22.2636 | 62.6 | 22.3054 | 66.02 | 27.4654 | 62.6 | 25.8833 | 66.92 | 29.5926 | 71.06 | 21.7168 | 3262 | #N/A | #N/A
| 60.98 | 25.7384 | 71.06 | 21.0246 | 62.96 | 27.5291 | 71.24 | 22.1134 | 73.04 | 21.0058 | 57.92 | 21.341 | 57.92 | 23.8695 | 62.96 | 22.5768 | 68 | 29.1209 | 69.98 | 22.3022 | 59 | 21.431 | 66.02 | 27.5162 | 62.6 | 26.6211 | 66.92 | 30.1267 | 68 | 21.1773 | 3263 | #N/A | #N/A
| 62.06 | 26.4521 | 69.08 | 20.7443 | 62.96 | 27.5304 | 68 | 21.1464 | 71.96 | 20.5705 | 60.08 | 21.0835 | 59 | 24.134 | 62.06 | 22.3522 | 66.92 | 29.365 | 60.08 | 21.6128 | 57.2 | 21.5093 | 64.04 | 27.4431 | 62.6 | 25.8833 | 68 | 29.8642 | 64.94 | 19.8704 | 3264 | #N/A | #N/A
| 62.96 | 26.6803 | 64.94 | 19.7401 | 62.6 | 27.4044 | 65.84 | 20.621 | 66.92 | 21.3362 | 59 | 22.1811 | 59 | 24.3237 | 60.08 | 21.8673 | 66.92 | 29.3744 | 55.04 | 21.2153 | 57.2 | 20.9937 | 64.94 | 27.7187 | 62.6 | 26.6211 | 68 | 29.6843 | 62.96 | 19.3889 | 3265 | #N/A | #N/A
| 60.98 | 25.3958 | 62.96 | 20.5998 | 62.96 | 28.0339 | 59 | 20.0858 | 62.06 | 20.5797 | 57.02 | 21.6954 | 57.92 | 23.8764 | 57.92 | 21.6508 | 66.02 | 29.6083 | 51.98 | 20.4647 | 57.2 | 20.9937 | 64.94 | 27.2163 | 62.6 | 25.8833 | 68 | 29.8581 | 60.98 | 18.5355 | 3266 | #N/A | #N/A
| 60.98 | 25.7662 | 57.02 | 19.3534 | 62.6 | 27.4044 | 62.78 | 19.6249 | 59 | 19.8328 | 55.04 | 20.633 | 57.02 | 23.2813 | 60.08 | 22.1744 | 66.02 | 29.5605 | 51.08 | 19.4115 | 53.6 | 20.6342 | 64.94 | 27.2233 | 60.8 | 24.7485 | 68 | 30.4437 | 60.08 | 18.3156 | 3267 | #N/A | #N/A
| 60.98 | 25.7774 | 55.04 | 19.1173 | 62.06 | 27.351 | 57.56 | 19.3331 | 55.94 | 18.8938 | 50 | 18.8679 | 57.92 | 23.9024 | 62.06 | 20.3738 | 66.02 | 29.5605 | 57.92 | 20.0522 | 50 | 19.2448 | 64.94 | 27.2374 | 62.6 | 25.8833 | 66.92 | 30.1267 | 53.96 | 18.7935 | 3268 | #N/A | #N/A
| 60.98 | 25.7885 | 53.96 | 18.6092 | 62.06 | 27.351 | 55.04 | 19.2523 | 53.96 | 18.4127 | 57.92 | 20.788 | 57.92 | 23.9114 | 57.02 | 20.0608 | 50 | 19.8566 | 57.02 | 19.3338 | 57.2 | 20.9937 | 64.94 | 27.7181 | 62.6 | 26.6211 | 66.92 | 30.1267 | 51.98 | 18.3109 | 3269 | #N/A | #N/A
| 60.98 | 25.7957 | 50 | 17.4517 | 62.96 | 27.5917 | 50.18 | 18.2027 | 53.06 | 18.1925 | 55.94 | 20.2809 | 57.2 | 23.8843 | 53.06 | 19.3665 | 48.92 | 19.0322 | 50 | 18.3434 | 53.6 | 20.1193 | 64.94 | 27.723 | 62.6 | 25.8833 | 60.08 | 24.8767 | 51.98 | 17.8693 | 3270 | #N/A | #N/A
| 60.08 | 25.2142 | 48.92 | 17.1842 | 62.96 | 27.5992 | 43.88 | 16.422 | 53.06 | 18.3836 | 51.08 | 19.4015 | 57.2 | 23.8843 | 51.08 | 18.6079 | 48.92 | 18.7274 | 44.06 | 16.8974 | 51.8 | 19.682 | 64.94 | 27.7187 | 60.8 | 25.4433 | 55.04 | 21.9217 | 46.04 | 16.6648 | 3271 | #N/A | #N/A
| 60.98 | 26.2493 | 51.08 | 17.7029 | 62.96 | 27.5992 | 42.26 | 16.1972 | 51.98 | 17.6938 | 50 | 18.8426 | 57.92 | 24.2565 | 44.96 | 17.1177 | 46.94 | 18.2462 | 44.06 | 16.8911 | 48.2 | 18.3245 | 64.94 | 28.1374 | 60.8 | 26.1805 | 51.98 | 19.921 | 48.02 | 17.1376 | 3272 | #N/A | #N/A
| 60.8 | 25.4616 | 53.06 | 17.9487 | 62.6 | 27.4044 | 51.62 | 18.8448 | 53.06 | 17.9485 | 57.92 | 21.0493 | 57.2 | 23.8843 | 55.94 | 19.776 | 46.04 | 17.2872 | 53.96 | 19.2857 | 51.8 | 18.7435 | 64.94 | 28.1204 | 62.6 | 27.4034 | 51.08 | 19.4478 | 50 | 17.3766 | 3273 | #N/A | #N/A
| 60.08 | 26.0239 | 53.96 | 18.1625 | 62.6 | 28.234 | 55.22 | 18.9875 | 55.04 | 18.4226 | 60.08 | 20.5557 | 57.92 | 24.2574 | 57.02 | 19.5626 | 46.04 | 17.293 | 55.94 | 19.291 | 57.2 | 19.625 | 64.94 | 28.1204 | 60.8 | 26.9624 | 51.98 | 18.8616 | 51.08 | 17.4445 | 3274 | #N/A | #N/A
| 62.06 | 26.973 | 57.02 | 19.1269 | 62.96 | 28.0859 | 57.02 | 19.5027 | 57.02 | 18.9004 | 60.98 | 20.7727 | 57.2 | 23.8843 | 60.08 | 20.3031 | 48.92 | 17.2849 | 57.92 | 19.525 | 57.2 | 19.625 | 62.06 | 26.5474 | 62.6 | 27.4034 | 55.04 | 19.5991 | 51.98 | 17.659 | 3275 | #N/A | #N/A
| 60.08 | 26.0239 | 59 | 19.8027 | 62.6 | 28.234 | 59 | 19.8187 | 60.08 | 19.8687 | 62.06 | 21.0297 | 57.2 | 24.5792 | 62.06 | 21.032 | 51.98 | 18.2121 | 60.08 | 20.0477 | 59 | 20.4897 | 62.96 | 27.2339 | 60.8 | 26.1805 | 60.08 | 20.6002 | 55.94 | 18.8045 | 3276 | #N/A | #N/A
| 62.96 | 26.7234 | 60.98 | 20.2784 | 62.6 | 25.8842 | 61.34 | 20.3026 | 62.06 | 20.5408 | 64.94 | 21.4736 | 57.2 | 23.8843 | 62.96 | 21.2472 | 53.96 | 18.9384 | 62.96 | 20.7416 | 59 | 20.0613 | 64.04 | 25.7902 | 62.6 | 27.4034 | 62.06 | 21.0795 | 57.92 | 19.0903 | 3277 | #N/A | #N/A
| 62.96 | 26.7285 | 62.96 | 21.0004 | 64.94 | 26.748 | 64.22 | 21.0392 | 60.98 | 20.0802 | 64.94 | 21.2252 | 62.06 | 26.9598 | 62.96 | 20.9923 | 53.96 | 18.4879 | 66.02 | 21.7266 | 59 | 19.6589 | 64.94 | 25.6752 | 64.4 | 27.8445 | 64.04 | 21.5576 | 60.08 | 19.612 | 3278 | #N/A | #N/A
| 68 | 27.1414 | 62.06 | 20.5361 | 69.08 | 24.9119 | 66.2 | 21.4253 | 64.04 | 21.0166 | 64.94 | 21.0285 | 62.6 | 25.2025 | 64.04 | 21.2547 | 57.02 | 19.4282 | 66.92 | 21.9441 | 59 | 19.6589 | 71.96 | 27.3845 | 64.4 | 27.0616 | 66.92 | 22.4774 | 60.98 | 19.6104 | 3279 | #N/A | #N/A
| 69.08 | 26.6444 | 64.04 | 21.2586 | 71.96 | 25.2787 | 68.18 | 21.8022 | 64.94 | 21.0375 | 62.96 | 20.9849 | 57.2 | 23.2296 | 66.92 | 21.9503 | 57.02 | 19.2268 | 66.92 | 21.6988 | 62.6 | 20.5308 | 73.94 | 25.2116 | 68 | 27.9425 | 69.08 | 22.78 | 62.06 | 20.0881 | 3280 | #N/A | #N/A
| 68 | 26.7194 | 64.94 | 21.0342 | 71.96 | 25.2787 | 68 | 21.8612 | 66.92 | 21.5154 | 62.96 | 20.5436 | 59 | 23.0904 | 66.02 | 21.7305 | 60.08 | 19.7356 | 68 | 21.9582 | 62.6 | 20.1526 | 75.02 | 25.7883 | 69.8 | 27.6431 | 69.98 | 22.7417 | 64.04 | 20.3455 | 3281 | #N/A | #N/A
| 69.98 | 25.483 | 66.02 | 21.2952 | 73.94 | 22.8025 | 70.7 | 21.7531 | 68 | 20.9824 | 62.06 | 20.3224 | 59 | 23.0877 | 66.02 | 22.1976 | 60.98 | 19.7658 | 68 | 21.5328 | 62.6 | 20.5308 | 75.02 | 24.1993 | 71.6 | 28.0831 | 69.08 | 22.2757 | 64.94 | 20.387 | 3282 | #N/A | #N/A
| 69.08 | 25.2578 | 60.98 | 20.982 | 73.94 | 22.9853 | 71.6 | 21.9944 | 69.08 | 21.2417 | 62.06 | 20.0921 | 57.92 | 22.5263 | 62.06 | 21.2315 | 62.06 | 20.213 | 68 | 21.1363 | 62.6 | 20.5308 | 73.94 | 24.9585 | 69.8 | 26.9457 | 69.98 | 22.492 | 66.02 | 20.4413 | 3283 | #N/A | #N/A
| 66.92 | 23.7844 | 57.92 | 20.0153 | 73.94 | 22.9853 | 69.08 | 21.056 | 68 | 20.6193 | 60.98 | 20.4899 | 57.92 | 22.5263 | 62.06 | 21.2264 | 60.08 | 19.9645 | 69.08 | 21.0277 | 60.8 | 20.0949 | 71.96 | 24.474 | 66.2 | 24.2107 | 69.08 | 22.0754 | 64.94 | 19.6179 | 3284 | #N/A | #N/A
| 64.04 | 23.348 | 55.94 | 19.2781 | 71.06 | 22.5101 | 66.92 | 20.2769 | 64.94 | 19.8772 | 57.02 | 20.2613 | 55.04 | 21.4797 | 60.08 | 20.5246 | 60.08 | 19.9618 | 66.02 | 21.0447 | 60.8 | 20.0949 | 69.08 | 22.7512 | 64.4 | 22.2265 | 64.94 | 21.2684 | 64.04 | 19.3975 | 3285 | #N/A | #N/A
| 60.08 | 22.3825 | 53.96 | 19.0462 | 68 | 21.9613 | 60.8 | 19.0482 | 62.06 | 19.3352 | 53.06 | 19.8167 | 51.08 | 19.9187 | 57.02 | 19.9946 | 55.94 | 18.5382 | 60.98 | 20.2402 | 57.2 | 20.9937 | 64.94 | 21.9635 | 60.8 | 21.8359 | 64.04 | 20.8485 | 60.98 | 18.8603 | 3286 | #N/A | #N/A
| 57.92 | 21.2784 | 53.06 | 18.5709 | 68 | 21.9613 | 59 | 18.3 | 55.94 | 19.03 | 51.08 | 19.3281 | 51.08 | 19.9164 | 53.96 | 19.5147 | 51.98 | 17.9922 | 55.94 | 19.9894 | 53.6 | 19.6352 | 60.98 | 20.9986 | 57.2 | 21.4746 | 60.08 | 20.0817 | 59 | 18.3781 | 3287 | #N/A | #N/A
| 57.92 | 21.0262 | 51.98 | 18.5553 | 62.96 | 19.7449 | 51.8 | 17.9383 | 53.06 | 18.5684 | 46.04 | 17.0984 | 50 | 19.3427 | 50 | 18.5468 | 48.92 | 17.4458 | 51.98 | 19.0213 | 50 | 18.7614 | 57.02 | 20.0331 | 55.4 | 21.0369 | 57.02 | 19.5803 | 57.92 | 18.1137 | 3288 | #N/A | #N/A
| 55.94 | 20.5425 | 51.98 | 18.3023 | 60.98 | 19.0676 | 48.56 | 17.2177 | 51.08 | 18.0864 | 42.08 | 15.6483 | 53.06 | 20.084 | 48.02 | 18.2944 | 46.04 | 16.7475 | 46.94 | 18.0254 | 50 | 18.7614 | 51.98 | 19.0791 | 55.4 | 20.524 | 53.96 | 18.8372 | 57.02 | 17.896 | 3289 | #N/A | #N/A
| 55.94 | 20.79 | 48.02 | 17.1 | 60.98 | 19.0676 | 43.16 | 15.9061 | 50 | 18.0734 | 41 | 15.1933 | 53.06 | 20.084 | 46.04 | 17.5813 | 44.06 | 16.266 | 46.04 | 17.8049 | 48.2 | 18.3245 | 50 | 18.5961 | 55.4 | 20.0417 | 53.96 | 18.3949 | 53.06 | 17.1259 | 3290 | #N/A | #N/A
| 55.94 | 20.2529 | 46.04 | 16.861 | 57.92 | 18.5221 | 42.26 | 15.6475 | 50 | 18.2888 | 41 | 15.1922 | 51.98 | 19.8238 | 44.06 | 16.6183 | 42.98 | 15.8061 | 44.06 | 17.093 | 44.6 | 16.9973 | 53.06 | 18.5985 | 53.6 | 19.6047 | 53.06 | 17.9502 | 46.94 | 17.2678 | 3291 | #N/A | #N/A
| 55.04 | 19.5322 | 48.02 | 17.5899 | 55.94 | 18.0441 | 41.72 | 15.5151 | 48.92 | 17.8103 | 37.04 | 13.4552 | 51.08 | 19.6052 | 44.06 | 16.6183 | 39.92 | 14.8376 | 42.98 | 16.5644 | 46.4 | 17.4339 | 51.98 | 18.094 | 53.6 | 19.6047 | 51.08 | 17.0765 | 48.92 | 17.7476 | 3292 | #N/A | #N/A
| 55.04 | 19.0638 | 44.96 | 16.3582 | 55.94 | 18.0441 | 40.1 | 15.1228 | 46.94 | 17.3309 | 39.2 | 14.4761 | 51.08 | 19.6059 | 44.06 | 16.6195 | 37.94 | 13.961 | 42.8 | 16.5413 | 42.8 | 16.1351 | 46.04 | 16.6545 | 53.6 | 19.6047 | 51.08 | 16.9048 | 48.02 | 17.5303 | 3293 | #N/A | #N/A
| 53.96 | 18.3635 | 44.96 | 16.597 | 53.96 | 17.7324 | 39.92 | 15.0382 | 46.04 | 16.8605 | 39.2 | 14.1254 | 51.98 | 20.1314 | 42.98 | 16.3553 | 37.04 | 13.5685 | 39.2 | 14.8464 | 41 | 15.2994 | 48.92 | 16.9298 | 51.8 | 18.7151 | 46.94 | 16.2815 | 48.02 | 17.5292 | 3294 | #N/A | #N/A
| 53.96 | 18.363 | 44.06 | 16.1352 | 53.06 | 17.5132 | 37.4 | 13.9447 | 44.06 | 16.3778 | 37.94 | 13.6688 | 51.98 | 18.7853 | 42.08 | 15.8853 | 35.96 | 13.1076 | 41 | 15.2824 | 41 | 15.2994 | 48.92 | 16.9303 | 51.8 | 19.1677 | 44.96 | 15.8 | 44.96 | 16.3368 | 3295 | #N/A | #N/A
| 53.96 | 18.3598 | 44.06 | 16.3721 | 53.06 | 17.5132 | 39.2 | 14.706 | 44.96 | 16.842 | 37.04 | 13.4489 | 51.98 | 18.7853 | 41 | 15.2885 | 35.06 | 12.7663 | 39.2 | 14.8464 | 44.6 | 16.9973 | 48.92 | 16.9267 | 51.8 | 18.7151 | 42.98 | 15.7279 | 48.02 | 17.0742 | 3296 | #N/A | #N/A
| 55.94 | 19.0332 | 50 | 18.274 | 53.06 | 17.9 | 43.88 | 16.8999 | 48.92 | 18.0133 | 51.98 | 19.7681 | 55.94 | 20.0095 | 48.02 | 18.5655 | 35.06 | 12.7663 | 48.02 | 19.1091 | 44.6 | 16.5713 | 48.92 | 16.9247 | 51.8 | 19.1677 | 50 | 16.8058 | 55.04 | 18.5377 | 3297 | #N/A | #N/A
| 57.92 | 20.0067 | 55.94 | 19.979 | 55.04 | 18.7979 | 48.2 | 18.3533 | 55.04 | 19.4937 | 57.92 | 20.9613 | 57.92 | 20.004 | 57.02 | 21.3022 | 46.04 | 16.3072 | 55.94 | 21.2953 | 53.6 | 20.6342 | 55.04 | 19.0708 | 53.6 | 20.0867 | 53.96 | 17.3958 | 59 | 19.4931 | 3298 | #N/A | #N/A
| 57.02 | 20.7956 | 62.06 | 21.192 | 55.04 | 18.7979 | 56.12 | 20.4201 | 60.98 | 20.4653 | 60.98 | 21.4149 | 60.08 | 20.5278 | 62.96 | 22.1894 | 50 | 16.8665 | 62.96 | 21.395 | 57.2 | 20.9937 | 59 | 20.2836 | 51.8 | 20.1615 | 57.92 | 18.9333 | 60.98 | 19.565 | 3299 | #N/A | #N/A
| 57.02 | 21.6585 | 66.02 | 21.6852 | 62.06 | 21.4819 | 61.34 | 21.5908 | 64.94 | 21.1841 | 64.04 | 22.4414 | 60.98 | 21.4653 | 64.94 | 22.1498 | 53.06 | 17.6083 | 66.92 | 21.8886 | 60.8 | 21.8682 | 62.06 | 22.0392 | 51.8 | 20.7059 | 60.08 | 19.641 | 62.96 | 19.8695 | 3300 | #N/A | #N/A
| 57.02 | 21.9904 | 68 | 22.1673 | 62.06 | 22.0034 | 68.18 | 22.4019 | 68 | 21.506 | 64.94 | 22.9088 | 60.98 | 21.4653 | 66.92 | 21.8948 | 55.94 | 18.52 | 69.08 | 21.5704 | 64.4 | 22.2564 | 62.96 | 22.861 | 55.4 | 20.524 | 62.96 | 20.1573 | 64.94 | 19.7944 | 3301 | #N/A | #N/A
| 60.98 | 22.5864 | 69.08 | 22.1884 | 62.06 | 22.0034 | 70.34 | 21.6647 | 71.06 | 22.4756 | 64.94 | 23.4824 | 60.98 | 21.4653 | 69.98 | 21.9766 | 57.92 | 19.0009 | 68 | 21.1008 | 66.2 | 22.2359 | 60.98 | 21.8165 | 55.4 | 20.524 | 64.94 | 20.0585 | 64.94 | 20.1471 | 3302 | #N/A | #N/A
| 60.98 | 22.0117 | 64.04 | 21.9482 | 60.98 | 21.4581 | 72.14 | 22.4595 | 69.98 | 21.2307 | 64.04 | 23.5938 | 62.06 | 23.1765 | 68 | 23.9763 | 60.08 | 19.5258 | 71.06 | 21.844 | 68 | 23.1301 | 62.06 | 21.0309 | 57.2 | 21.4746 | 66.02 | 20.1621 | 66.02 | 20.4102 | 3303 | #N/A | #N/A
| 62.06 | 22.0282 | 64.94 | 21.8985 | 62.06 | 21.7237 | 71.6 | 22.4053 | 71.06 | 21.6899 | 62.96 | 23.3334 | 62.96 | 22.7992 | 66.02 | 23.7613 | 60.98 | 18.606 | 71.96 | 22.0636 | 66.2 | 23.1799 | 62.96 | 21.2527 | 59 | 21.3986 | 69.08 | 20.5175 | 68 | 21.0933 | 3304 | #N/A | #N/A
| 62.96 | 22.2496 | 64.04 | 21.6828 | 62.06 | 21.7237 | 72.68 | 23.0537 | 69.08 | 21.7761 | 62.06 | 23.4559 | 62.96 | 22.494 | 66.02 | 24.0916 | 62.96 | 19.2904 | 71.96 | 22.0664 | 66.2 | 22.6933 | 60.98 | 20.277 | 60.8 | 21.8359 | 69.08 | 20.5191 | 68 | 21.0952 | 3305 | #N/A | #N/A
| 62.96 | 21.9605 | 60.98 | 21.9747 | 60.08 | 21.0164 | 72.68 | 23.5465 | 69.98 | 22.2215 | 60.98 | 22.5241 | 62.06 | 22.2753 | 64.04 | 23.016 | 60.98 | 18.4492 | 68 | 22.1624 | 64.4 | 23.2598 | 60.08 | 20.0606 | 60.8 | 21.3526 | 69.98 | 20.3912 | 68 | 21.0957 | 3306 | #N/A | #N/A
| 64.04 | 21.7178 | 60.08 | 21.7546 | 57.92 | 19.7531 | 70.34 | 22.8105 | 66.02 | 21.4556 | 60.08 | 22.6311 | 59 | 21.531 | 64.04 | 23.2798 | 60.08 | 18.3935 | 69.08 | 23.6814 | 62.6 | 22.3054 | 62.06 | 20.3439 | 60.8 | 20.8982 | 69.08 | 20.1736 | 66.92 | 20.8352 | 3307 | #N/A | #N/A
| 64.04 | 21.2487 | 60.08 | 21.7568 | 57.92 | 19.7531 | 69.44 | 23.9168 | 66.02 | 21.6981 | 59 | 22.3683 | 59 | 21.531 | 62.96 | 22.752 | 57.92 | 18.261 | 66.92 | 22.3704 | 62.6 | 22.8221 | 60.98 | 20.2798 | 60.8 | 20.8982 | 68 | 20.2586 | 66.92 | 21.2293 | 3308 | #N/A | #N/A
| 60.08 | 22.1123 | 57.92 | 21.2343 | 57.92 | 20.0067 | 65.84 | 23.1906 | 62.96 | 21.6942 | 57.92 | 22.4454 | 59 | 20.9962 | 60.98 | 22.5349 | 59 | 18.1315 | 66.02 | 22.9396 | 59 | 21.947 | 60.98 | 20.9967 | 57.2 | 20.4786 | 64.04 | 19.501 | 64.04 | 21.6638 | 3309 | #N/A | #N/A
| 57.92 | 21.588 | 55.94 | 21.6544 | 55.94 | 20.0117 | 63.68 | 21.9378 | 60.98 | 21.7333 | 55.94 | 22.2544 | 53.96 | 19.7733 | 57.92 | 22.1135 | 53.96 | 17.4645 | 64.04 | 22.4539 | 57.2 | 21.5093 | 59 | 20.7877 | 55.4 | 20.524 | 60.08 | 18.8863 | 60.08 | 20.9254 | 3310 | #N/A | #N/A
| 53.96 | 20.8885 | 57.02 | 21.9155 | 55.94 | 20.0117 | 61.16 | 21.4153 | 59 | 21.2504 | 55.94 | 22.2517 | 51.98 | 19.2926 | 57.02 | 21.8921 | 50 | 17.0925 | 62.06 | 22.2163 | 55.4 | 21.6195 | 53.06 | 19.5783 | 51.8 | 19.6493 | 57.92 | 18.3628 | 57.92 | 20.399 | 3311 | #N/A | #N/A
| 50 | 19.3503 | 53.96 | 20.8426 | 57.02 | 19.9974 | 58.1 | 20.8113 | 53.06 | 20.3605 | 55.04 | 22.0316 | 51.08 | 19.3617 | 55.04 | 21.4087 | 48.02 | 16.6112 | 57.02 | 21.2962 | 55.4 | 21.6195 | 51.98 | 19.081 | 48.2 | 18.2939 | 57.02 | 17.9841 | 55.94 | 20.4334 | 3312 | #N/A | #N/A
| 50 | 19.1032 | 59 | 21.4952 | 60.98 | 19.6452 | 56.3 | 20.9125 | 53.06 | 20.6236 | 53.96 | 21.4788 | 51.08 | 19.0734 | 53.96 | 21.1467 | 46.04 | 15.9183 | 57.02 | 20.9889 | 55.4 | 21.6195 | 51.08 | 19.3855 | 46.4 | 17.4052 | 55.94 | 17.882 | 53.96 | 19.9556 | 3313 | #N/A | #N/A
| 51.08 | 19.9229 | 51.08 | 19.5675 | 60.98 | 19.6452 | 53.42 | 20.11 | 51.8 | 20.2011 | 53.06 | 20.5919 | 51.08 | 19.0734 | 53.06 | 20.9278 | 42.08 | 15.1731 | 53.96 | 20.244 | 53.6 | 21.1815 | 53.06 | 19.3411 | 46.4 | 17.4052 | 53.96 | 17.2445 | 53.06 | 19.4975 | 3314 | #N/A | #N/A
| 53.96 | 20.3155 | 50 | 19.3044 | 57.92 | 17.6292 | 52.52 | 19.7426 | 51.8 | 20.2011 | 53.06 | 20.0241 | 50 | 19.1037 | 51.98 | 20.3385 | 39.92 | 14.4373 | 55.94 | 21.0321 | 53.6 | 21.1815 | 55.94 | 19.3005 | 46.4 | 17.4052 | 53.06 | 16.8433 | 51.08 | 19.0171 | 3315 | #N/A | #N/A
| 55.04 | 19.5385 | 50 | 19.2385 | 57.02 | 17.5704 | 51.26 | 19.8935 | 50 | 19.6122 | 51.08 | 19.8486 | 51.98 | 20.1413 | 50 | 19.5943 | 39.02 | 14.2197 | 53.06 | 20.3313 | 53.6 | 21.1815 | 53.06 | 18.3595 | 51.8 | 19.6493 | 51.98 | 16.7665 | 51.08 | 19.2555 | 3316 | #N/A | #N/A
| 55.04 | 19.8084 | 50 | 19.7522 | 57.02 | 17.5704 | 48.92 | 19.3249 | 51.8 | 20.2011 | 46.94 | 17.776 | 53.96 | 20.0648 | 48.2 | 18.7933 | 37.04 | 13.5685 | 46.94 | 18.2913 | 51.8 | 20.7435 | 51.98 | 17.2816 | 53.6 | 20.0867 | 48.02 | 15.8082 | 48.92 | 18.7327 | 3317 | #N/A | #N/A
| 53.96 | 18.8056 | 48.92 | 19.0377 | 53.96 | 16.83 | 46.76 | 18.3462 | 51.8 | 20.2011 | 41 | 14.9118 | 53.96 | 19.774 | 46.4 | 18.356 | 35.06 | 12.7306 | 46.94 | 18.2899 | 50 | 19.759 | 48.92 | 16.5404 | 51.8 | 19.6493 | 48.92 | 15.8406 | 50 | 18.9924 | 3318 | #N/A | #N/A
| 53.96 | 18.3657 | 48.2 | 19.3146 | 51.98 | 16.731 | 44.6 | 17.4797 | 51.8 | 20.2011 | 42.8 | 16.1205 | 53.06 | 19.5528 | 44.6 | 16.9848 | 35.06 | 12.5445 | 44.96 | 17.028 | 50 | 19.759 | 48.02 | 15.9543 | 51.8 | 18.7151 | 46.04 | 15.4848 | 50 | 18.991 | 3319 | #N/A | #N/A
| 53.06 | 17.9185 | 50 | 19.7522 | 51.98 | 16.731 | 44.6 | 17.4797 | 51.98 | 20.083 | 39.2 | 14.4761 | 53.06 | 19.5528 | 44.6 | 16.9848 | 33.98 | 12.2821 | 44.06 | 17.0712 | 48.2 | 18.8076 | 48.02 | 15.953 | 51.8 | 18.7151 | 48.92 | 16.1801 | 48.02 | 18.5077 | 3320 | #N/A | #N/A
| 55.04 | 18.2145 | 51.8 | 20.1898 | 53.96 | 17.0245 | 42.8 | 16.5879 | 53.06 | 20.3424 | 41 | 15.2858 | 55.94 | 18.612 | 46.94 | 18.29 | 37.94 | 13.9514 | 50 | 19.8392 | 48.2 | 18.8076 | 51.08 | 16.6911 | 51.8 | 18.2898 | 51.98 | 16.9181 | 48.92 | 19.0171 | 3321 | #N/A | #N/A
| 57.02 | 18.4828 | 53.06 | 20.602 | 55.94 | 17.6866 | 53.6 | 21.2167 | 53.6 | 20.6387 | 57.02 | 21.5448 | 57.02 | 18.8719 | 55.94 | 21.9558 | 44.96 | 16.047 | 59 | 21.7632 | 55.4 | 21.0718 | 55.04 | 17.6485 | 51.8 | 18.7151 | 55.94 | 17.8758 | 55.94 | 20.9737 | 3322 | #N/A | #N/A
| 59 | 18.7935 | 57.2 | 22.0503 | 55.94 | 17.6866 | 60.26 | 23.0018 | 57.2 | 21.5139 | 62.06 | 21.9522 | 59 | 19.1692 | 62.96 | 22.9954 | 51.98 | 17.5613 | 62.96 | 23.3172 | 60.8 | 21.8682 | 57.92 | 18.3465 | 53.6 | 18.7261 | 60.08 | 18.7185 | 59 | 22.3047 | 3323 | #N/A | #N/A
| 60.08 | 18.8583 | 62.06 | 23.1183 | 62.06 | 19.6927 | 61.16 | 23.571 | 60.08 | 22.311 | 62.96 | 22.1708 | 60.98 | 19.269 | 64.94 | 23.213 | 55.94 | 18.3074 | 64.94 | 23.7989 | 62.6 | 22.3054 | 60.08 | 19.0674 | 55.4 | 19.5883 | 60.98 | 18.0626 | 62.06 | 22.7748 | 3324 | #N/A | #N/A
| 62.06 | 19.7046 | 62.96 | 23.338 | 62.96 | 19.7435 | 61.88 | 23.8062 | 64.94 | 23.8234 | 64.94 | 22.8959 | 60.98 | 19.4393 | 66.92 | 23.9584 | 57.92 | 18.6167 | 66.92 | 23.9554 | 64.4 | 22.7427 | 62.06 | 19.5486 | 57.2 | 20.025 | 64.04 | 18.951 | 64.04 | 22.9362 | 3325 | #N/A | #N/A
| 62.96 | 19.9242 | 64.94 | 24.824 | 62.96 | 19.7435 | 63.68 | 24.3685 | 66.92 | 24.3099 | 66.02 | 23.4681 | 60.98 | 19.4393 | 68 | 24.5522 | 59 | 18.6797 | 68 | 23.9569 | 66.2 | 23.1799 | 62.96 | 20.1505 | 57.2 | 20.025 | 66.02 | 19.2836 | 64.04 | 22.9392 | 3326 | #N/A | #N/A
| 62.96 | 19.755 | 62.96 | 23.6866 | 64.04 | 19.6536 | 64.4 | 24.4305 | 69.98 | 25.0592 | 66.02 | 23.1633 | 62.96 | 20.7382 | 68 | 23.9605 | 59 | 18.5215 | 71.06 | 24.3957 | 66.2 | 23.1799 | 62.06 | 19.9337 | 60.8 | 20.8982 | 68 | 19.594 | 64.04 | 23.2584 | 3327 | #N/A | #N/A
| 62.96 | 19.9276 | 64.04 | 24.2489 | 66.02 | 19.9499 | 64.4 | 25.0535 | 66.92 | 24.6628 | 66.92 | 23.138 | 62.96 | 21.2364 | 68 | 23.9651 | 62.06 | 19.0759 | 69.08 | 23.9205 | 66.2 | 23.1799 | 62.06 | 19.5527 | 62.6 | 20.13 | 69.08 | 20.0258 | 64.04 | 22.9466 | 3328 | #N/A | #N/A
| 62.96 | 20.1413 | 60.98 | 23.2114 | 66.02 | 19.9499 | 60.8 | 24.8364 | 64.04 | 23.6214 | 66.92 | 22.8541 | 62.96 | 20.7427 | 66.92 | 23.3991 | 64.04 | 19.5574 | 60.08 | 23.943 | 68 | 23.6171 | 62.06 | 19.7244 | 62.6 | 19.7768 | 66.02 | 19.1188 | 62.06 | 23.0597 | 3329 | #N/A | #N/A
| 62.96 | 20.1428 | 60.98 | 23.2131 | 59 | 20.4827 | 59 | 25.0977 | 59 | 22.0647 | 64.04 | 22.4435 | 62.06 | 20.7685 | 64.04 | 22.6973 | 66.02 | 19.8339 | 59 | 23.6806 | 66.2 | 23.1799 | 60.98 | 19.4632 | 64.4 | 20.5658 | 66.92 | 19.8393 | 60.08 | 22.9196 | 3330 | #N/A | #N/A
| 62.06 | 20.5276 | 57.92 | 22.1289 | 60.98 | 20.4948 | 57.2 | 24.658 | 57.92 | 21.8037 | 60.98 | 21.9489 | 60.98 | 20.7581 | 62.96 | 22.4378 | 64.94 | 19.7781 | 60.08 | 23.943 | 66.2 | 23.1799 | 53.96 | 19.3153 | 59 | 20.9156 | 66.92 | 19.8401 | 57.02 | 23.2078 | 3331 | #N/A | #N/A
| 60.98 | 20.5248 | 57.02 | 21.9107 | 60.98 | 20.4948 | 57.2 | 24.658 | 57.02 | 21.5849 | 57.92 | 22.1039 | 60.98 | 20.7581 | 57.92 | 22.111 | 66.02 | 19.4856 | 62.96 | 23.3358 | 64.4 | 22.7427 | 55.94 | 20.5658 | 55.4 | 20.524 | 66.92 | 19.5083 | 55.04 | 22.7272 | 3332 | #N/A | #N/A
| 57.92 | 20.0176 | 53.96 | 20.8372 | 59 | 20.0126 | 57.2 | 23.958 | 55.94 | 21.6526 | 55.94 | 22.2544 | 59 | 20.0435 | 55.94 | 21.7412 | 64.04 | 18.8575 | 59 | 23.3656 | 60.8 | 21.8682 | 55.04 | 20.0568 | 55.4 | 20.524 | 68 | 19.9165 | 55.04 | 22.8468 | 3333 | #N/A | #N/A
| 57.02 | 20.0156 | 53.06 | 20.9505 | 57.02 | 19.9992 | 55.4 | 23.5189 | 55.04 | 21.7769 | 55.04 | 22.0386 | 57.02 | 19.7954 | 55.04 | 21.6388 | 60.98 | 18.6167 | 57.02 | 23.9209 | 57.2 | 21.5093 | 53.96 | 19.5614 | 53.6 | 20.0867 | 62.06 | 19.7428 | 53.06 | 21.9846 | 3334 | #N/A | #N/A
| 55.04 | 20.3245 | 55.04 | 22.0682 | 57.02 | 19.9992 | 55.4 | 23.5189 | 55.04 | 22.0732 | 55.4 | 22.7964 | 55.94 | 19.533 | 55.04 | 21.638 | 55.04 | 18.7377 | 55.4 | 23.4448 | 55.4 | 22.2015 | 53.06 | 19.069 | 51.8 | 20.1615 | 60.08 | 20.0834 | 53.06 | 22.2532 | 3335 | #N/A | #N/A
| 53.06 | 19.8444 | 55.94 | 22.6499 | 53.06 | 19.8266 | 55.4 | 23.5189 | 55.94 | 22.2898 | 55.4 | 22.7964 | 55.94 | 20.0154 | 55.94 | 21.8604 | 48.02 | 17.4803 | 55.4 | 23.4448 | 55.4 | 22.8196 | 51.08 | 19.0909 | 51.8 | 19.6493 | 60.98 | 19.6887 | 53.06 | 22.2569 | 3336 | #N/A | #N/A
| 51.98 | 19.8343 | 55.4 | 22.8113 | 53.06 | 19.8294 | 55.4 | 23.5189 | 55.4 | 22.8252 | 55.4 | 22.7964 | 55.04 | 19.8029 | 55.94 | 22.156 | 46.04 | 16.7554 | 55.94 | 23.6683 | 53.6 | 22.3808 | 51.08 | 19.0956 | 51.8 | 19.6493 | 51.98 | 18.8331 | 53.06 | 22.3651 | 3337 | #N/A | #N/A
| 53.06 | 19.855 | 55.4 | 22.8113 | 53.06 | 19.8294 | 55.4 | 23.5189 | 57.2 | 23.264 | 55.94 | 22.9505 | 55.04 | 19.8029 | 55.94 | 22.2796 | 44.06 | 15.8469 | 55.4 | 23.4448 | 55.4 | 22.8196 | 50 | 19.124 | 51.8 | 19.6493 | 51.08 | 18.3996 | 53.06 | 22.2711 | 3338 | #N/A | #N/A
| 51.98 | 20.1516 | 55.4 | 22.8113 | 53.96 | 20.0579 | 55.4 | 23.5189 | 57.2 | 23.264 | 55.4 | 22.7964 | 53.96 | 19.7801 | 57.02 | 22.4963 | 41 | 14.9219 | 55.94 | 23.6877 | 55.4 | 23.4759 | 50 | 19.1304 | 51.8 | 19.6493 | 48.92 | 17.6253 | 53.96 | 22.8244 | 3339 | #N/A | #N/A
| 51.08 | 19.9358 | 55.04 | 22.7783 | 53.96 | 20.0586 | 55.4 | 23.5189 | 57.02 | 23.2674 | 55.4 | 23.4511 | 51.98 | 19.5902 | 57.02 | 22.3284 | 39.02 | 14.4431 | 57.02 | 24.3764 | 55.4 | 23.4759 | 50 | 19.134 | 51.8 | 20.1615 | 53.96 | 18.1799 | 53.96 | 22.8342 | 3340 | #N/A | #N/A
| 51.98 | 20.1585 | 55.04 | 22.4746 | 53.96 | 20.0586 | 55.4 | 23.5189 | 57.02 | 23.2759 | 57.2 | 23.8904 | 51.98 | 19.8429 | 57.92 | 22.3825 | 39.02 | 14.4426 | 57.02 | 24.3881 | 55.4 | 23.4759 | 51.08 | 19.3976 | 51.8 | 19.6493 | 55.94 | 18.6586 | 53.96 | 22.9119 | 3341 | #N/A | #N/A
| 51.98 | 19.8498 | 55.4 | 22.8113 | 53.06 | 19.5523 | 55.4 | 23.5189 | 57.2 | 23.264 | 57.02 | 23.9781 | 51.98 | 20.1528 | 57.92 | 22.2202 | 37.94 | 13.9662 | 57.02 | 24.402 | 57.2 | 23.9152 | 50 | 18.8464 | 51.8 | 19.6493 | 57.02 | 18.9195 | 53.96 | 22.9119 | 3342 | #N/A | #N/A
| 53.06 | 20.1115 | 55.94 | 23.416 | 53.96 | 19.2688 | 55.4 | 23.5189 | 57.02 | 23.686 | 57.02 | 23.9862 | 51.08 | 19.6256 | 57.92 | 21.5738 | 37.04 | 13.575 | 57.92 | 24.9853 | 57.2 | 24.6122 | 51.08 | 19.1072 | 51.8 | 19.6493 | 53.06 | 17.9579 | 55.04 | 23.5815 | 3343 | #N/A | #N/A
| 53.06 | 20.4172 | 57.2 | 23.9064 | 53.96 | 19.2688 | 57.2 | 23.958 | 57.92 | 23.9136 | 57.92 | 24.6273 | 51.08 | 19.6256 | 57.92 | 21.6809 | 35.96 | 13.3121 | 59 | 25.6983 | 57.2 | 24.6122 | 50 | 18.8423 | 51.8 | 20.1615 | 55.04 | 18.6629 | 55.04 | 23.5815 | 3344 | #N/A | #N/A
| 53.06 | 20.4283 | 59 | 24.3458 | 55.04 | 19.5264 | 57.2 | 23.958 | 59 | 24.5152 | 57.2 | 23.8904 | 53.96 | 20.6303 | 57.92 | 22.2868 | 41 | 15.3286 | 60.08 | 26.4266 | 57.2 | 24.6122 | 53.06 | 19.5837 | 51.8 | 19.6493 | 57.92 | 19.5557 | 55.04 | 23.5815 | 3345 | #N/A | #N/A
| 55.04 | 20.8955 | 60.08 | 25.5542 | 59 | 20.2704 | 59 | 25.0977 | 59 | 25.0584 | 59 | 25.2494 | 55.04 | 20.582 | 60.08 | 24.478 | 48.02 | 17.4744 | 60.98 | 27.0471 | 57.2 | 24.6122 | 57.02 | 20.5449 | 53.6 | 20.0867 | 62.06 | 20.559 | 57.2 | 24.2464 | 3346 | #N/A | #N/A
| 57.92 | 21.0368 | 62.06 | 26.0427 | 59 | 20.2704 | 59 | 25.8409 | 62.96 | 26.2675 | 59 | 25.0256 | 57.92 | 21.2818 | 60.98 | 25.038 | 55.94 | 19.8737 | 62.96 | 27.5322 | 57.2 | 24.6122 | 60.08 | 20.5649 | 53.6 | 20.0867 | 66.02 | 21.323 | 59 | 25.6451 | 3347 | #N/A | #N/A
| 60.08 | 21.2729 | 64.4 | 27.1031 | 66.02 | 21.481 | 62.6 | 28.3474 | 64.4 | 26.3777 | 62.06 | 26.914 | 60.08 | 21.5576 | 60.8 | 24.6396 | 60.08 | 20.3996 | 66.2 | 29.1352 | 59 | 25.7921 | 62.96 | 21.2643 | 55.4 | 21.0369 | 69.98 | 21.8729 | 60.08 | 25.969 | 3348 | #N/A | #N/A
| 60.08 | 21.2709 | 66.2 | 28.3299 | 68 | 21.5388 | 64.4 | 28.7888 | 69.98 | 28.4399 | 60.8 | 26.2042 | 60.98 | 21.2523 | 66.02 | 29.2271 | 62.96 | 21.1001 | 71.96 | 30.6785 | 62.6 | 26.6728 | 66.02 | 21.7539 | 57.2 | 21.4746 | 71.96 | 21.7688 | 68 | 28.315 | 3349 | #N/A | #N/A
| 60.98 | 21.4915 | 67.46 | 29.4711 | 68 | 21.5388 | 68 | 29.6715 | 71.6 | 29.6704 | 62.6 | 27.4286 | 60.98 | 21.2523 | 66.2 | 29.1494 | 66.02 | 20.9776 | 75.02 | 31.4416 | 66.2 | 27.5535 | 62.96 | 21.2674 | 57.2 | 20.9613 | 73.94 | 22.4494 | 69.08 | 28.5871 | 3350 | #N/A | #N/A
| 62.96 | 22.2639 | 67.64 | 29.0897 | 62.06 | 22.0311 | 74.66 | 31.8787 | 75.92 | 30.3781 | 68 | 28.7909 | 62.06 | 21.5157 | 73.04 | 31.9525 | 66.92 | 20.4439 | 78.98 | 32.9523 | 66.2 | 27.5535 | 64.04 | 21.7484 | 60.8 | 21.8359 | 73.94 | 22.4517 | 71.96 | 29.7761 | 3351 | #N/A | #N/A
| 64.04 | 22.5268 | 69.62 | 30.0839 | 64.04 | 22.5142 | 77 | 32.648 | 78.08 | 30.9215 | 69.8 | 29.1927 | 62.96 | 21.9684 | 75.92 | 33.2389 | 69.08 | 20.5763 | 80.96 | 32.9169 | 68 | 28.7815 | 64.94 | 21.9673 | 60.8 | 21.3526 | 73.94 | 22.2528 | 73.94 | 30.2673 | 3352 | #N/A | #N/A
| 66.92 | 23.4786 | 68.36 | 29.5133 | 64.04 | 22.5142 | 79.88 | 33.5443 | 78.08 | 30.9227 | 71.06 | 29.5581 | 64.04 | 22.2313 | 78.08 | 33.7779 | 71.06 | 21.8144 | 80.06 | 32.7055 | 68 | 29.6165 | 64.04 | 21.5317 | 62.6 | 22.2733 | 77 | 22.445 | 75.02 | 30.9524 | 3353 | #N/A | #N/A
| 64.94 | 22.4569 | 68.72 | 29.3449 | 62.96 | 22.2539 | 81.86 | 33.4959 | 80.96 | 31.6316 | 69.08 | 29.073 | 60.08 | 21.0358 | 75.92 | 33.2495 | 71.06 | 21.8182 | 82.04 | 33.1901 | 68 | 28.7815 | 66.92 | 22.7245 | 60.8 | 21.3526 | 77 | 21.9492 | 77 | 31.4389 | 3354 | #N/A | #N/A
| 64.04 | 22.5283 | 65.3 | 27.7725 | 62.96 | 21.9647 | 81.14 | 32.5447 | 80.06 | 31.8213 | 66.92 | 28.1438 | 57.02 | 21.0646 | 75.02 | 33.0311 | 71.06 | 21.6168 | 80.96 | 32.505 | 66.2 | 27.5535 | 68 | 23.2225 | 62.6 | 21.7895 | 77 | 22.285 | 77 | 31.4454 | 3355 | #N/A | #N/A
| 60.08 | 22.1262 | 64.04 | 27.234 | 62.96 | 21.9647 | 81.32 | 33.1859 | 80.06 | 31.8136 | 62.06 | 26.0465 | 57.02 | 21.0646 | 73.04 | 31.9829 | 69.98 | 21.559 | 82.04 | 32.7671 | 66.2 | 28.3406 | 64.94 | 22.4783 | 62.6 | 22.2733 | 77 | 22.4473 | 77 | 31.4415 | 3356 | #N/A | #N/A
| 57.92 | 22.1975 | 61.52 | 26.0703 | 60.98 | 21.4833 | 79.88 | 34.3148 | 78.08 | 31.3273 | 64.94 | 27.6638 | 53.96 | 20.321 | 71.06 | 31.0345 | 69.08 | 21.3415 | 80.06 | 32.7083 | 66.2 | 28.3406 | 62.96 | 22.5381 | 60.8 | 21.8359 | 75.02 | 21.9691 | 75.92 | 31.6938 | 3357 | #N/A | #N/A
| 57.02 | 21.6462 | 60.26 | 25.8436 | 60.08 | 21.5515 | 78.8 | 34.1579 | 73.94 | 30.8057 | 62.6 | 27.4286 | 53.06 | 19.8532 | 68 | 29.7561 | 60.98 | 20.8992 | 75.02 | 32.0022 | 62.6 | 26.6728 | 60.08 | 21.5854 | 55.4 | 21.0369 | 68 | 21.1927 | 73.94 | 31.2068 | 3358 | #N/A | #N/A
| 55.94 | 21.3828 | 60.62 | 26.1537 | 60.08 | 21.5515 | 69.08 | 31.4618 | 69.98 | 29.3267 | 60.8 | 26.2042 | 51.98 | 19.5909 | 64.94 | 28.5704 | 53.06 | 19.4732 | 71.06 | 31.4693 | 59 | 25.0521 | 57.02 | 20.8409 | 57.2 | 20.9613 | 62.06 | 20.1508 | 73.04 | 30.4633 | 3359 | #N/A | #N/A
| 53.96 | 21.2312 | 60.8 | 26.3435 | 60.08 | 21.5458 | 69.44 | 31.2541 | 68 | 27.9718 | 62.96 | 27.5672 | 51.08 | 19.3716 | 62.96 | 27.5831 | 48.92 | 18.4669 | 66.02 | 29.7704 | 59 | 25.0521 | 53.96 | 19.8056 | 53.6 | 20.5992 | 57.92 | 20.5651 | 71.06 | 29.5651 | 3360 | #N/A | #N/A
| 53.06 | 20.6815 | 59.9 | 26.0526 | 57.92 | 20.7343 | 63.32 | 28.6723 | 64.94 | 27.2233 | 60.8 | 26.9877 | 51.08 | 19.6197 | 62.96 | 28.0745 | 46.94 | 17.7118 | 62.96 | 28.4901 | 57.2 | 24.6122 | 48.02 | 18.1294 | 53.6 | 20.5992 | 53.96 | 19.6044 | 64.94 | 28.4839 | 3361 | #N/A | #N/A
| 51.98 | 20.4219 | 59.36 | 25.6126 | 57.92 | 20.7343 | 64.4 | 29.6763 | 64.04 | 27.0031 | 62.6 | 27.4286 | 51.08 | 19.6197 | 62.96 | 28.0797 | 44.96 | 17.0107 | 60.98 | 27.0846 | 57.2 | 24.6122 | 50 | 18.8471 | 50 | 18.7308 | 51.98 | 19.1234 | 68 | 29.2342 | 3362 | #N/A | #N/A
| 50 | 19.3657 | 58.82 | 25.2533 | 57.02 | 20.5178 | 62.6 | 27.5106 | 62.06 | 26.5223 | 60.8 | 26.2042 | 50 | 18.8241 | 62.96 | 28.0849 | 44.06 | 16.2897 | 60.08 | 26.4689 | 57.2 | 24.6122 | 48.02 | 18.1353 | 48.2 | 18.7748 | 48.92 | 18.3811 | 66.02 | 28.3367 | 3363 | #N/A | #N/A
| 48.92 | 19.1025 | 57.92 | 24.7544 | 55.04 | 20.3266 | 60.8 | 27.0699 | 62.06 | 26.5235 | 60.8 | 26.2042 | 48.92 | 18.5633 | 60.98 | 27.1055 | 42.08 | 15.8121 | 57.92 | 25.0321 | 57.2 | 24.6122 | 51.08 | 19.1099 | 48.2 | 18.7748 | 48.92 | 18.1101 | 62.96 | 27.598 | 3364 | #N/A | #N/A
| 48.02 | 18.3506 | 57.2 | 24.1637 | 55.04 | 20.3266 | 62.6 | 28.3474 | 60.98 | 25.8182 | 60.08 | 26.481 | 48.92 | 18.8548 | 60.8 | 26.9937 | 42.08 | 15.8127 | 57.2 | 24.5792 | 57.2 | 24.6122 | 46.94 | 17.6042 | 50 | 19.2121 | 46.94 | 17.4137 | 64.04 | 27.8669 | 3365 | #N/A | #N/A
| 44.96 | 17.106 | 56.84 | 23.9814 | 53.96 | 19.7769 | 60.8 | 27.0699 | 60.08 | 25.238 | 60.8 | 26.9877 | 48.02 | 18.6383 | 59 | 25.7694 | 42.08 | 15.8133 | 57.2 | 24.5792 | 57.2 | 23.9152 | 46.04 | 17.3865 | 48.2 | 18.7748 | 46.94 | 17.6324 | 64.04 | 27.8718 | 3366 | #N/A | #N/A
| 46.04 | 17.6381 | 56.66 | 24.0358 | 51.98 | 19.8335 | 59 | 25.8409 | 59 | 24.9699 | 57.02 | 24.0461 | 44.96 | 17.105 | 57.2 | 24.591 | 39.92 | 14.8606 | 55.4 | 23.4448 | 55.4 | 23.4759 | 44.96 | 16.9082 | 46.4 | 17.4052 | 46.94 | 17.6312 | 62.96 | 27.6018 | 3367 | #N/A | #N/A
| 46.04 | 17.6342 | 57.2 | 23.9893 | 51.98 | 19.8335 | 60.8 | 27.0699 | 60.8 | 25.4982 | 55.4 | 23.4511 | 44.96 | 17.105 | 57.2 | 24.591 | 39.02 | 14.4562 | 53.6 | 22.3517 | 55.4 | 23.4759 | 44.96 | 16.904 | 44.6 | 16.9686 | 46.94 | 17.1555 | 64.04 | 28.2795 | 3368 | #N/A | #N/A
| 53.06 | 21.3536 | 57.74 | 23.8419 | 55.94 | 21.0951 | 64.4 | 28.7888 | 60.8 | 25.4982 | 57.2 | 23.8904 | 55.04 | 21.1596 | 57.2 | 24.591 | 44.06 | 16.5368 | 55.4 | 23.4448 | 57.2 | 23.9152 | 51.98 | 19.8646 | 46.4 | 17.8569 | 51.08 | 18.4112 | 64.94 | 28.0929 | 3369 | #N/A | #N/A
| 60.98 | 23.5776 | 58.46 | 24.5345 | 59 | 22.1064 | 64.4 | 29.6763 | 60.8 | 25.4982 | 62.96 | 28.0709 | 60.98 | 22.3355 | 60.8 | 26.9937 | 50 | 18.2329 | 62.6 | 28.2519 | 57.2 | 24.6122 | 59 | 21.5678 | 55.4 | 21.5821 | 57.02 | 20.3435 | 66.02 | 28.353 | 3370 | #N/A | #N/A
| 62.96 | 24.0626 | 57.2 | 24.6028 | 59 | 22.1064 | 67.82 | 32.0339 | 60.8 | 26.2391 | 62.6 | 28.2598 | 62.06 | 22.5972 | 69.08 | 30.5579 | 55.94 | 19.6738 | 71.96 | 31.7066 | 59 | 25.7921 | 60.98 | 22.3608 | 55.4 | 21.5821 | 62.96 | 21.5114 | 69.08 | 30.4755 | 3371 | #N/A | #N/A
| 64.04 | 24.3257 | 57.2 | 24.6028 | 60.98 | 22.9173 | 68 | 32.4991 | 62.6 | 25.9379 | 62.6 | 27.4286 | 64.04 | 23.3486 | 66.92 | 29.0638 | 62.96 | 20.0372 | 73.4 | 32.7226 | 64.4 | 28.7335 | 62.06 | 22.8923 | 57.2 | 22.0202 | 68 | 22.5163 | 73.04 | 31.9934 | 3372 | #N/A | #N/A
| 66.02 | 24.1628 | 60.8 | 26.2224 | 60.98 | 23.2614 | 73.4 | 33.8291 | 64.4 | 27.1198 | 64.94 | 27.2027 | 64.94 | 23.2959 | 73.94 | 32.2086 | 69.98 | 21.3599 | 73.4 | 32.7226 | 69.8 | 30.0581 | 62.96 | 23.1088 | 59 | 23.0385 | 71.06 | 23.4814 | 75.92 | 33.1848 | 3373 | #N/A | #N/A
| 66.92 | 24.7292 | 64.4 | 27.1031 | 60.98 | 23.2614 | 81.86 | 36.6662 | 66.2 | 28.3477 | 69.8 | 30.0263 | 64.94 | 23.2959 | 78.08 | 34.8942 | 71.96 | 22.2178 | 82.04 | 35.8665 | 71.6 | 30.4995 | 64.94 | 23.5943 | 62.6 | 23.9156 | 73.94 | 22.8432 | 78.98 | 32.915 | 3374 | #N/A | #N/A
| 64.94 | 24.5459 | 68 | 29.6052 | 62.06 | 23.5287 | 85.46 | 36.8319 | 69.8 | 29.2295 | 68 | 28.4301 | 66.92 | 23.7819 | 80.96 | 36.2438 | 73.94 | 22.5262 | 84.02 | 35.7647 | 75.2 | 33.2104 | 68 | 24.3384 | 60.8 | 23.477 | 75.02 | 23.1096 | 82.04 | 33.671 | 3375 | #N/A | #N/A
| 64.04 | 24.7103 | 62.6 | 25.9223 | 64.94 | 24.2343 | 86.36 | 36.957 | 64.4 | 26.3777 | 66.92 | 27.7046 | 64.94 | 24.2468 | 80.06 | 35.3986 | 75.92 | 23.822 | 75.02 | 31.4985 | 77 | 33.6533 | 66.92 | 23.8124 | 60.8 | 23.477 | 75.92 | 23.3304 | 82.94 | 33.4488 | 3376 | #N/A | #N/A
| 64.04 | 24.3329 | 55.4 | 22.1937 | 64.94 | 24.2343 | 89.78 | 37.4973 | 59 | 23.1342 | 68 | 28.7517 | 64.94 | 24.2485 | 80.06 | 36.0268 | 77 | 23.4468 | 69.08 | 30.0325 | 77 | 33.6533 | 66.92 | 23.5017 | 62.6 | 23.9156 | 78.08 | 24.2733 | 82.94 | 33.4582 | 3377 | #N/A | #N/A
| 64.04 | 24.3337 | 54.5 | 21.6795 | 60.98 | 23.276 | 91.4 | 38.263 | 57.02 | 22.3522 | 66.2 | 28.3107 | 62.96 | 23.769 | 80.06 | 36.0371 | 75.02 | 23.3767 | 64.4 | 27.0781 | 73.4 | 32.7676 | 68 | 24.3472 | 62.6 | 23.9156 | 78.08 | 24.0443 | 84.92 | 33.9467 | 3378 | #N/A | #N/A
| 62.06 | 24.2187 | 53.6 | 21.1743 | 60.08 | 23.0586 | 89.6 | 36.814 | 53.96 | 20.9273 | 66.2 | 28.3107 | 60.08 | 22.7219 | 78.08 | 34.9139 | 75.02 | 23.6108 | 59 | 25.0191 | 73.4 | 32.7676 | 64.94 | 23.0235 | 62.6 | 23.3345 | 77 | 24.214 | 69.8 | 29.6194 | 3379 | #N/A | #N/A
| 60.08 | 23.3673 | 51.8 | 20.7362 | 60.08 | 23.0586 | 84.2 | 37.552 | 53.6 | 20.6387 | 68 | 28.7517 | 60.08 | 22.7219 | 66.2 | 28.3166 | 71.96 | 24.0861 | 53.96 | 22.559 | 64.4 | 27.8997 | 64.04 | 23.3834 | 62.6 | 23.9156 | 77 | 24.463 | 64.04 | 28.8094 | 3380 | #N/A | #N/A
| 57.92 | 23.2058 | 51.8 | 20.7362 | 60.08 | 22.3817 | 69.98 | 33.8437 | 51.8 | 20.2011 | 60.8 | 26.2042 | 55.04 | 21.4921 | 62.6 | 27.4346 | 71.96 | 24.3294 | 53.6 | 22.3517 | 62.6 | 26.6728 | 62.96 | 23.12 | 62.6 | 23.3345 | 73.94 | 23.9785 | 60.08 | 26.4332 | 3381 | #N/A | #N/A
| 55.94 | 22.356 | 51.8 | 20.7362 | 59 | 22.4511 | 68 | 32.4991 | 51.8 | 20.2011 | 62.6 | 27.4286 | 51.08 | 19.9301 | 57.92 | 24.6798 | 66.92 | 24.9459 | 53.6 | 22.3517 | 55.4 | 22.8196 | 60.08 | 22.4204 | 59 | 23.0385 | 69.08 | 23.8242 | 53.96 | 22.584 | 3382 | #N/A | #N/A
| 55.04 | 22.1368 | 50 | 20.2983 | 59 | 22.4511 | 62.6 | 28.3474 | 51.08 | 19.9452 | 57.92 | 24.2638 | 48.92 | 18.8498 | 57.2 | 24.591 | 62.06 | 23.7647 | 53.6 | 22.3517 | 55.4 | 22.8196 | 57.02 | 21.6731 | 55.4 | 22.1615 | 66.02 | 22.786 | 51.08 | 21.1967 | 3383 | #N/A | #N/A
| 53.96 | 21.5779 | 51.08 | 20.9016 | 57.02 | 22.6057 | 57.2 | 24.658 | 51.8 | 20.2011 | 57.2 | 23.8904 | 48.2 | 18.7854 | 55.94 | 23.7987 | 57.92 | 22.4027 | 51.8 | 21.2974 | 53.6 | 22.3808 | 55.94 | 21.4121 | 55.4 | 21.5821 | 64.04 | 21.7937 | 50 | 20.5786 | 3384 | #N/A | #N/A
| 53.6 | 21.738 | 51.26 | 21.0336 | 55.94 | 22.3417 | 55.4 | 23.3055 | 51.08 | 19.9536 | 57.92 | 23.9294 | 48.2 | 18.7854 | 55.4 | 23.4559 | 55.94 | 21.9189 | 51.98 | 21.3865 | 55.4 | 22.8196 | 53.06 | 20.4449 | 53.6 | 21.144 | 62.06 | 21.8187 | 50 | 20.5786 | 3385 | #N/A | #N/A
| 53.06 | 21.3703 | 51.62 | 21.2368 | 55.94 | 22.3417 | 55.4 | 22.8598 | 51.08 | 20.208 | 55.94 | 23.0515 | 46.94 | 18.0813 | 53.96 | 22.5695 | 55.04 | 21.7035 | 51.98 | 21.3873 | 53.6 | 22.3808 | 53.06 | 20.7085 | 51.8 | 20.1615 | 60.98 | 21.558 | 48.02 | 19.4788 | 3386 | #N/A | #N/A
| 51.08 | 20.5345 | 52.16 | 21.3653 | 55.94 | 21.7089 | 55.4 | 22.8598 | 51.8 | 20.2011 | 55.4 | 23.4511 | 46.04 | 17.6332 | 53.6 | 22.3621 | 59 | 23.0213 | 51.8 | 21.2974 | 53.6 | 21.7631 | 50 | 19.3909 | 50 | 19.7239 | 60.08 | 21.3423 | 48.92 | 19.6972 | 3387 | #N/A | #N/A
| 50 | 20.2825 | 52.34 | 21.5031 | 55.04 | 21.8365 | 55.4 | 22.8598 | 51.8 | 20.2011 | 55.04 | 22.5081 | 46.4 | 17.8668 | 53.6 | 22.3621 | 59 | 22.6729 | 51.8 | 21.2974 | 51.8 | 21.3246 | 53.06 | 20.7204 | 51.8 | 20.7059 | 55.94 | 20.6336 | 48.02 | 19.4788 | 3388 | #N/A | #N/A
| 51.08 | 20.5448 | 52.34 | 21.5099 | 55.04 | 21.8365 | 55.4 | 22.8598 | 51.8 | 20.2011 | 53.6 | 22.3574 | 46.4 | 17.8668 | 51.98 | 21.1117 | 55.94 | 21.9291 | 51.08 | 20.8857 | 51.8 | 20.7435 | 50 | 19.3997 | 51.8 | 20.7059 | 57.02 | 21.1497 | 48.02 | 19.4728 | 3389 | #N/A | #N/A
| 51.08 | 20.8882 | 52.88 | 21.7851 | 53.96 | 21.2312 | 55.4 | 22.8598 | 51.8 | 20.2011 | 53.6 | 21.7412 | 48.02 | 18.3537 | 51.98 | 21.11 | 55.94 | 21.5916 | 51.98 | 21.3891 | 50 | 20.3055 | 51.08 | 19.9732 | 51.8 | 20.7059 | 55.94 | 21.2059 | 50 | 20.2357 | 3390 | #N/A | #N/A
| 51.08 | 20.8882 | 53.42 | 22.1446 | 53.06 | 21.0154 | 53.6 | 22.4211 | 51.8 | 20.2011 | 53.6 | 22.3574 | 46.94 | 18.0921 | 51.98 | 21.3989 | 55.04 | 21.3754 | 51.8 | 21.2974 | 50 | 20.3055 | 50 | 19.7106 | 50 | 19.7239 | 55.94 | 21.4768 | 48.92 | 19.9734 | 3391 | #N/A | #N/A
| 51.8 | 20.7201 | 54.86 | 22.5684 | 53.06 | 21.0154 | 55.4 | 22.8598 | 51.8 | 20.2011 | 55.4 | 22.7964 | 46.94 | 18.0921 | 53.06 | 21.6673 | 55.94 | 21.5965 | 51.8 | 21.2974 | 51.8 | 20.7435 | 50 | 19.7106 | 50 | 19.7239 | 55.04 | 21.9387 | 48.92 | 19.9734 | 3392 | #N/A | #N/A
| 53.06 | 21.3768 | 55.76 | 22.8379 | 51.8 | 20.7067 | 55.4 | 23.5189 | 51.8 | 20.2011 | 55.4 | 22.7964 | 51.8 | 20.1729 | 53.96 | 22.2568 | 57.02 | 21.8565 | 53.6 | 22.3517 | 51.8 | 21.3246 | 50 | 19.7106 | 50 | 19.7239 | 57.02 | 22.7184 | 50 | 20.5786 | 3393 | #N/A | #N/A
| 53.06 | 21.0267 | 52.7 | 21.536 | 51.8 | 20.7067 | 56.48 | 24.0558 | 53.6 | 21.1864 | 55.4 | 23.4511 | 51.8 | 20.1729 | 55.94 | 23.0611 | 59 | 22.3417 | 53.6 | 22.3517 | 53.6 | 22.3808 | 51.08 | 19.9732 | 51.8 | 20.7059 | 57.92 | 22.9217 | 51.8 | 21.6162 | 3394 | #N/A | #N/A
| 53.96 | 21.2457 | 53.6 | 21.7553 | 51.08 | 20.873 | 57.2 | 24.658 | 53.96 | 21.6124 | 57.02 | 23.7048 | 50 | 18.8323 | 59 | 24.5418 | 60.08 | 23.2703 | 55.4 | 22.7906 | 55.4 | 22.8196 | 57.92 | 22.2362 | 53.6 | 21.144 | 59 | 23.5558 | 57.92 | 24.6333 | 3395 | #N/A | #N/A
| 53.96 | 20.9123 | 53.6 | 21.7553 | 53.06 | 21.0104 | 59 | 25.8409 | 55.4 | 22.2067 | 60.98 | 25.0182 | 48.92 | 18.5681 | 62.96 | 26.7436 | 57.02 | 23.2326 | 59 | 24.946 | 57.2 | 23.9152 | 60.98 | 23.3293 | 55.4 | 22.1615 | 60.08 | 24.1568 | 59 | 25.3313 | 3396 | #N/A | #N/A
| 55.4 | 21.5961 | 55.4 | 22.8113 | 55.4 | 21.5829 | 60.8 | 27.0699 | 57.92 | 23.2391 | 60.8 | 25.4655 | 50 | 19.1185 | 64.04 | 27.4649 | 59 | 24.0357 | 60.98 | 25.7891 | 64.4 | 27.1132 | 64.4 | 24.3986 | 55.4 | 21.5821 | 60.08 | 24.1387 | 60.98 | 26.6529 | 3397 | #N/A | #N/A
| 57.02 | 21.9959 | 57.2 | 23.9064 | 55.94 | 22.0591 | 64.4 | 27.9514 | 59 | 23.4995 | 64.4 | 27.085 | 50 | 19.1185 | 68 | 29.591 | 60.08 | 24.3048 | 62.6 | 27.4213 | 62.6 | 25.9317 | 66.2 | 24.2522 | 57.2 | 22.6 | 59 | 24.6131 | 66.02 | 28.7797 | 3398 | #N/A | #N/A
| 59 | 22.4802 | 59 | 23.6891 | 57.02 | 22.3282 | 66.2 | 29.2302 | 60.8 | 24.7997 | 66.92 | 28.1594 | 57.02 | 21.6626 | 68 | 28.7576 | 59 | 24.0417 | 68 | 28.7443 | 62.6 | 25.9317 | 64.94 | 23.3558 | 62.6 | 23.3345 | 59 | 24.6131 | 71.96 | 31.1894 | 3399 | #N/A | #N/A
| 57.92 | 22.2207 | 55.94 | 22.7537 | 55.04 | 21.8425 | 71.6 | 31.4442 | 59 | 23.7028 | 69.8 | 29.1927 | 57.02 | 21.0874 | 69.08 | 30.0333 | 59 | 24.0397 | 66.92 | 28.5626 | 62.6 | 26.6728 | 62.06 | 22.9195 | 62.6 | 23.9156 | 57.2 | 23.3077 | 73.04 | 32.0029 | 3400 | #N/A | #N/A
| 55.94 | 21.7313 | 57.02 | 23.017 | 55.04 | 21.8425 | 76.28 | 34.0558 | 59 | 23.7028 | 68 | 28.7517 | 53.96 | 20.0889 | 71.6 | 30.4742 | 57.92 | 23.4527 | 66.02 | 27.9453 | 64.4 | 27.8997 | 57.02 | 22.3643 | 60.8 | 22.35 | 57.92 | 23.6121 | 73.94 | 32.6959 | 3401 | #N/A | #N/A
| 55.94 | 21.7372 | 57.92 | 23.2363 | 53.6 | 21.7237 | 77.18 | 34.7924 | 60.8 | 24.1416 | 69.8 | 29.1927 | 55.04 | 20.6026 | 71.6 | 30.4742 | 57.92 | 23.0735 | 64.94 | 27.2132 | 64.4 | 28.7335 | 55.94 | 22.4033 | 57.2 | 22.0202 | 57.2 | 23.968 | 73.94 | 33.2814 | 3402 | #N/A | #N/A
| 55.04 | 21.865 | 55.94 | 22.3854 | 57.92 | 23.5319 | 75.56 | 34.5084 | 57.02 | 22.3582 | 64.4 | 27.8696 | 53.06 | 20.4392 | 66.2 | 28.3166 | 57.92 | 22.745 | 64.94 | 27.2214 | 62.6 | 25.9317 | 55.94 | 22.111 | 55.4 | 22.1615 | 57.92 | 24.0083 | 75.02 | 33.5462 | 3403 | #N/A | #N/A
| 55.04 | 21.8659 | 55.4 | 22.1937 | 57.92 | 23.5319 | 75.2 | 34.3095 | 57.02 | 22.3608 | 62.6 | 25.9054 | 53.06 | 20.4392 | 66.2 | 28.3166 | 57.02 | 22.8637 | 64.4 | 27.0781 | 66.2 | 27.5535 | 55.94 | 22.3983 | 55.4 | 22.1615 | 57.92 | 24.0282 | 73.04 | 33.0607 | 3404 | #N/A | #N/A
| 53.96 | 21.9014 | 55.4 | 22.1937 | 57.02 | 22.6272 | 75.92 | 35.0101 | 55.4 | 21.6243 | 60.8 | 25.4655 | 51.08 | 19.6448 | 62.6 | 26.6502 | 57.92 | 23.0483 | 62.6 | 25.8989 | 62.6 | 26.6728 | 55.94 | 22.7673 | 55.4 | 22.1615 | 57.92 | 24.0083 | 71.96 | 32.7958 | 3405 | #N/A | #N/A
| 53.06 | 21.3777 | 53.96 | 21.6063 | 57.02 | 22.6254 | 73.4 | 33.8291 | 53.6 | 21.7683 | 59 | 25.0256 | 50 | 19.3779 | 60.8 | 26.2098 | 57.02 | 22.8293 | 59 | 25.0191 | 62.6 | 26.6728 | 55.94 | 22.406 | 55.4 | 22.1615 | 57.92 | 24.0312 | 69.08 | 31.0331 | 3406 | #N/A | #N/A
| 51.98 | 20.7742 | 53.06 | 21.3872 | 57.02 | 22.6254 | 73.4 | 33.8291 | 53.6 | 21.7683 | 59 | 25.0256 | 50 | 19.3764 | 60.8 | 26.2098 | 55.04 | 22.3475 | 57.2 | 24.5792 | 60.8 | 26.2324 | 55.04 | 22.1868 | 53.6 | 21.7229 | 57.92 | 24.0083 | 60.08 | 25.1595 | 3407 | #N/A | #N/A
| 51.98 | 20.7742 | 53.6 | 21.7553 | 55.4 | 22.7776 | 71.6 | 33.3858 | 53.96 | 21.6037 | 59 | 25.0256 | 50 | 19.1292 | 60.8 | 26.2098 | 53.96 | 22.1026 | 57.2 | 24.5792 | 60.8 | 26.2324 | 53.96 | 21.6189 | 53.6 | 21.7229 | 57.02 | 23.7888 | 55.94 | 23.3938 | 3408 | #N/A | #N/A
| 53.06 | 21.0387 | 53.6 | 21.7553 | 53.96 | 21.5864 | 71.6 | 33.3858 | 53.6 | 21.7683 | 59 | 25.7638 | 51.08 | 19.6455 | 60.08 | 26.026 | 53.96 | 22.1026 | 55.4 | 23.4448 | 59 | 25.7921 | 53.06 | 21.0549 | 51.8 | 20.7059 | 57.92 | 24.0261 | 55.04 | 23.1748 | 3409 | #N/A | #N/A
| 51.98 | 20.7759 | 53.6 | 21.7553 | 53.96 | 21.5864 | 71.6 | 34.4432 | 53.96 | 21.6098 | 59 | 25.0256 | 51.08 | 19.6455 | 60.8 | 26.2098 | 53.06 | 21.8845 | 55.4 | 23.4448 | 59 | 25.7921 | 51.98 | 20.2016 | 51.8 | 20.1615 | 57.02 | 23.7888 | 55.04 | 23.1748 | 3410 | #N/A | #N/A
| 53.06 | 21.0404 | 53.6 | 21.7553 | 53.6 | 21.7237 | 69.8 | 32.9424 | 53.6 | 21.7683 | 59 | 25.7516 | 51.08 | 19.644 | 60.08 | 26.4976 | 53.96 | 22.1008 | 55.4 | 23.4448 | 59 | 25.7921 | 51.8 | 20.2011 | 51.8 | 20.1615 | 57.02 | 23.7888 | 53.6 | 22.692 | 3411 | #N/A | #N/A
| 53.06 | 21.0387 | 53.6 | 21.7553 | 55.4 | 22.1623 | 67.82 | 32.0753 | 53.96 | 21.6149 | 60.8 | 26.9877 | 50 | 19.3823 | 60.8 | 26.9937 | 53.96 | 22.4818 | 55.4 | 23.4448 | 60.8 | 26.2324 | 51.98 | 20.469 | 51.8 | 20.1615 | 57.02 | 23.8086 | 53.96 | 22.9119 | 3412 | #N/A | #N/A
| 53.06 | 21.0404 | 53.06 | 21.6932 | 55.04 | 22.513 | 67.64 | 31.9421 | 53.6 | 21.7683 | 60.8 | 26.9877 | 51.08 | 19.647 | 60.8 | 26.9937 | 53.6 | 22.5657 | 55.4 | 23.4448 | 60.8 | 27.0178 | 51.98 | 20.4706 | 51.8 | 20.1615 | 57.02 | 23.8106 | 55.04 | 23.5966 | 3413 | #N/A | #N/A
| 53.96 | 21.603 | 53.06 | 21.7022 | 53.96 | 21.8834 | 67.46 | 31.7037 | 53.6 | 21.7683 | 60.98 | 26.7098 | 51.08 | 19.957 | 62.06 | 27.394 | 55.04 | 22.3475 | 55.94 | 23.7989 | 60.8 | 27.0178 | 53.06 | 20.7348 | 51.8 | 20.7059 | 57.02 | 23.7888 | 55.94 | 24.1698 | 3414 | #N/A | #N/A
| 53.06 | 21.6812 | 53.06 | 21.7004 | 53.6 | 22.3387 | 68 | 31.5018 | 53.6 | 21.7683 | 60.8 | 26.9877 | 51.08 | 19.9547 | 62.06 | 27.3877 | 55.04 | 22.7457 | 55.4 | 23.4448 | 60.8 | 27.0178 | 53.06 | 20.7224 | 51.8 | 20.7059 | 55.94 | 23.5461 | 55.94 | 24.1676 | 3415 | #N/A | #N/A
| 53.96 | 21.896 | 53.96 | 21.917 | 53.96 | 22.2469 | 66.2 | 31.0592 | 53.6 | 21.7683 | 60.98 | 26.7013 | 51.08 | 19.9547 | 62.96 | 27.6058 | 55.04 | 22.7429 | 57.2 | 24.5792 | 60.8 | 27.0178 | 53.6 | 21.1864 | 51.8 | 20.1615 | 55.94 | 23.5253 | 57.92 | 25.4568 | 3416 | #N/A | #N/A
| 53.96 | 21.8857 | 53.6 | 21.7553 | 53.6 | 21.7237 | 66.2 | 31.0592 | 53.96 | 21.6167 | 60.8 | 26.9877 | 53.06 | 21.0309 | 62.96 | 28.0967 | 55.04 | 22.7391 | 59 | 25.7568 | 60.8 | 27.0178 | 53.96 | 21.2793 | 51.8 | 20.7059 | 55.94 | 23.5253 | 62.06 | 28.3393 | 3417 | #N/A | #N/A
| 55.94 | 22.3766 | 55.04 | 22.546 | 53.6 | 22.3387 | 66.2 | 31.0592 | 55.4 | 22.8252 | 60.8 | 26.9877 | 55.94 | 21.731 | 62.6 | 28.2662 | 55.94 | 22.9562 | 66.92 | 31.5366 | 62.6 | 28.2919 | 55.04 | 21.8818 | 51.8 | 20.7059 | 57.92 | 24.0231 | 62.96 | 28.987 | 3418 | #N/A | #N/A
| 59 | 23.1203 | 55.94 | 23.0831 | 53.96 | 21.8735 | 66.2 | 31.0592 | 55.4 | 22.8252 | 62.6 | 27.4286 | 57.92 | 22.212 | 64.4 | 28.7078 | 57.02 | 23.2145 | 66.92 | 31.5334 | 64.4 | 28.7335 | 57.02 | 22.3639 | 57.2 | 22.6 | 57.92 | 24.3495 | 64.04 | 29.8082 | 3419 | #N/A | #N/A
| 60.08 | 22.7397 | 55.4 | 23.467 | 53.6 | 21.7237 | 68 | 31.5018 | 55.4 | 22.8252 | 64.04 | 27.843 | 59 | 22.4732 | 64.4 | 28.7078 | 59 | 23.3188 | 69.08 | 32.0653 | 62.6 | 28.2919 | 57.92 | 22.583 | 60.8 | 23.477 | 60.08 | 24.8767 | 64.94 | 30.4972 | 3420 | #N/A | #N/A
| 60.08 | 23.082 | 59 | 25.0427 | 53.96 | 21.227 | 69.8 | 32.9424 | 57.2 | 23.9211 | 64.04 | 27.4385 | 62.06 | 23.562 | 66.02 | 29.2729 | 60.08 | 23.5807 | 69.8 | 32.8274 | 64.4 | 28.7335 | 62.06 | 23.5913 | 60.8 | 23.477 | 62.06 | 25.36 | 66.02 | 31.3429 | 3421 | #N/A | #N/A
| 60.98 | 23.3011 | 59 | 25.0427 | 53.96 | 21.227 | 69.8 | 32.9424 | 66.2 | 29.1827 | 64.4 | 27.8696 | 62.06 | 23.562 | 68 | 30.2843 | 62.06 | 24.4424 | 71.6 | 33.2712 | 66.2 | 30.0593 | 62.06 | 23.5913 | 62.6 | 23.3345 | 62.96 | 25.2485 | 68 | 31.8246 | 3422 | #N/A | #N/A
| 60.08 | 23.0802 | 66.2 | 28.3299 | 55.94 | 21.7098 | 71.6 | 35.5625 | 69.8 | 30.0656 | 66.92 | 28.545 | 57.2 | 22.6129 | 66.92 | 30.0205 | 62.06 | 24.4434 | 71.06 | 34.3195 | 66.2 | 29.175 | 60.08 | 23.1089 | 57.2 | 22.0202 | 64.04 | 25.8553 | 68 | 31.2403 | 3423 | #N/A | #N/A
| 60.98 | 23.3011 | 71.6 | 31.3737 | 55.94 | 21.7098 | 70.7 | 33.7233 | 75.92 | 33.825 | 66.92 | 28.5525 | 62.06 | 23.86 | 69.08 | 30.5565 | 62.06 | 24.0556 | 73.94 | 35.0377 | 66.2 | 29.175 | 60.98 | 23.328 | 62.6 | 23.9156 | 64.94 | 25.3357 | 66.92 | 31.5745 | 3424 | #N/A | #N/A
| 62.06 | 22.8896 | 77 | 33.6404 | 55.94 | 21.7098 | 69.8 | 32.976 | 77 | 33.6618 | 66.92 | 29.0459 | 60.98 | 23.3016 | 66.92 | 29.4925 | 62.96 | 24.6514 | 75.92 | 34.3645 | 69.8 | 30.9437 | 62.96 | 23.4638 | 60.8 | 22.35 | 64.94 | 25.3235 | 68 | 31.2403 | 3425 | #N/A | #N/A
| 62.06 | 22.8928 | 78.8 | 34.0833 | 53.96 | 20.6313 | 68 | 32.4991 | 75.2 | 32.2782 | 66.02 | 28.3332 | 60.98 | 22.3577 | 66.02 | 28.8496 | 62.96 | 24.6514 | 75.2 | 34.1585 | 71.6 | 32.3247 | 64.04 | 23.127 | 62.6 | 22.7877 | 68 | 26.4871 | 68 | 31.2652 | 3426 | #N/A | #N/A
| 60.98 | 22.05 | 75.2 | 32.2582 | 53.96 | 20.3205 | 68 | 32.4991 | 75.2 | 32.2782 | 68 | 28.7517 | 57.92 | 21.8815 | 66.92 | 29.5018 | 64.04 | 24.9321 | 73.4 | 33.7148 | 71.6 | 32.3247 | 62.96 | 23.1336 | 59 | 21.9123 | 66.92 | 25.8062 | 68 | 31.2403 | 3427 | #N/A | #N/A
| 60.08 | 22.1415 | 73.94 | 31.8132 | 53.96 | 20.3205 | 68 | 32.4991 | 75.2 | 32.2782 | 64.94 | 28.0761 | 57.92 | 21.8815 | 66.92 | 29.5032 | 62.06 | 24.4462 | 73.4 | 33.7148 | 69.8 | 30.9437 | 59 | 21.5901 | 57.2 | 20.9613 | 66.92 | 25.8292 | 66.2 | 30.5146 | 3428 | #N/A | #N/A
| 59 | 21.8775 | 73.4 | 31.8159 | 53.6 | 20.5999 | 66.2 | 31.0592 | 73.94 | 31.8218 | 64.4 | 27.8696 | 55.04 | 20.912 | 66.02 | 29.2811 | 62.06 | 24.4323 | 71.06 | 32.0758 | 68 | 30.5014 | 57.02 | 20.8544 | 55.4 | 20.0417 | 66.02 | 25.9842 | 66.92 | 30.9757 | 3429 | #N/A | #N/A
| 55.94 | 20.8216 | 71.96 | 30.7898 | 53.06 | 20.4063 | 66.74 | 31.3301 | 73.04 | 31.0644 | 64.4 | 27.8696 | 53.06 | 20.1207 | 66.2 | 29.1494 | 60.08 | 23.577 | 69.98 | 32.2964 | 66.2 | 30.0593 | 55.04 | 20.3707 | 53.6 | 20.0867 | 60.98 | 25.8845 | 66.02 | 30.2838 | 3430 | #N/A | #N/A
| 53.96 | 20.6475 | 71.06 | 30.5702 | 53.06 | 20.4063 | 66.2 | 31.0592 | 71.6 | 30.5071 | 62.06 | 27.3692 | 53.06 | 20.12 | 64.04 | 28.368 | 59 | 23.0076 | 69.08 | 31.5916 | 66.2 | 29.175 | 53.96 | 20.1063 | 51.8 | 20.1615 | 57.92 | 24.3495 | 64.94 | 30.0193 | 3431 | #N/A | #N/A
| 53.96 | 20.6421 | 68 | 29.3925 | 51.8 | 20.1622 | 66.2 | 31.0592 | 69.98 | 30.3203 | 62.6 | 27.4286 | 51.98 | 20.1635 | 64.04 | 28.8019 | 57.92 | 23.0396 | 66.92 | 31.0632 | 64.4 | 28.7335 | 51.98 | 19.8811 | 51.8 | 20.1615 | 57.02 | 23.3927 | 64.94 | 29.4715 | 3432 | #N/A | #N/A
| 53.96 | 20.9131 | 68 | 29.6052 | 51.8 | 20.1622 | 66.2 | 31.0592 | 68 | 29.6241 | 62.06 | 27.3842 | 51.98 | 20.1673 | 64.94 | 29.035 | 57.02 | 22.5142 | 66.2 | 30.9509 | 64.4 | 29.6172 | 51.98 | 19.6212 | 51.8 | 19.6493 | 55.04 | 22.2101 | 64.04 | 29.2513 | 3433 | #N/A | #N/A
| 53.6 | 20.6124 | 66.2 | 29.1636 | 51.98 | 20.1353 | 66.2 | 30.1183 | 66.2 | 29.1827 | 62.6 | 28.2598 | 51.98 | 20.1673 | 64.94 | 29.0431 | 55.94 | 22.2532 | 66.2 | 30.9509 | 64.4 | 29.6172 | 51.98 | 19.6308 | 51.8 | 19.6493 | 55.04 | 22.2204 | 62.96 | 28.5453 | 3434 | #N/A | #N/A
| 53.06 | 20.431 | 66.2 | 29.1636 | 51.8 | 20.1622 | 64.4 | 29.6763 | 66.2 | 29.1827 | 62.6 | 27.4286 | 51.98 | 20.1704 | 62.96 | 28.1346 | 55.94 | 22.2532 | 66.2 | 30.9509 | 64.4 | 29.6172 | 51.98 | 19.3403 | 50 | 19.2121 | 55.04 | 22.2204 | 62.6 | 28.7207 | 3435 | #N/A | #N/A
| 53.06 | 20.4325 | 66.2 | 30.0472 | 51.98 | 20.1445 | 64.4 | 29.6763 | 66.2 | 29.1827 | 62.96 | 28.1336 | 51.8 | 20.1729 | 64.4 | 28.7078 | 55.04 | 22.0353 | 64.94 | 30.0538 | 64.4 | 28.7335 | 51.98 | 19.6308 | 51.8 | 20.1615 | 53.96 | 21.948 | 62.96 | 28.5453 | 3436 | #N/A | #N/A
| 53.06 | 20.6973 | 66.2 | 29.1636 | 51.98 | 20.1445 | 64.4 | 29.6763 | 66.2 | 29.1827 | 62.96 | 28.156 | 51.98 | 19.8605 | 64.4 | 28.7078 | 55.04 | 21.6929 | 64.4 | 29.5745 | 64.4 | 28.7335 | 51.8 | 19.6863 | 51.8 | 20.1615 | 55.04 | 22.2128 | 62.06 | 28.3252 | 3437 | #N/A | #N/A
| 53.6 | 20.6124 | 64.4 | 28.722 | 51.8 | 20.1622 | 64.4 | 29.6763 | 66.2 | 29.1827 | 62.6 | 27.4286 | 51.8 | 20.1729 | 64.4 | 28.7078 | 53.96 | 21.0813 | 66.2 | 30.9509 | 64.4 | 29.6172 | 51.98 | 19.6308 | 50 | 19.7239 | 53.96 | 21.6589 | 62.06 | 28.3252 | 3438 | #N/A | #N/A
| 51.98 | 20.4331 | 62.6 | 27.448 | 53.06 | 20.6671 | 64.4 | 29.6763 | 66.2 | 29.1827 | 62.6 | 28.2598 | 51.8 | 20.1729 | 64.4 | 28.7078 | 53.96 | 21.0756 | 64.4 | 29.5745 | 64.4 | 28.7335 | 51.98 | 19.8734 | 51.8 | 20.1615 | 53.06 | 21.4398 | 62.06 | 28.3252 | 3439 | #N/A | #N/A
| 51.98 | 20.1658 | 62.6 | 27.448 | 53.06 | 20.6671 | 63.68 | 29.077 | 66.2 | 29.1827 | 62.6 | 27.4286 | 51.08 | 19.9532 | 62.6 | 28.2662 | 53.96 | 21.0683 | 64.4 | 29.5745 | 62.6 | 28.2919 | 51.08 | 19.4122 | 51.8 | 20.1615 | 53.06 | 21.0934 | 60.98 | 27.548 | 3440 | #N/A | #N/A
| 53.96 | 20.6414 | 64.4 | 28.722 | 53.06 | 20.3941 | 64.4 | 29.6763 | 66.2 | 29.1827 | 60.98 | 26.7868 | 51.8 | 20.1729 | 62.6 | 27.4346 | 53.96 | 21.0914 | 64.94 | 30.1039 | 62.6 | 28.2919 | 51.98 | 19.6308 | 51.8 | 20.1615 | 53.96 | 21.6589 | 62.06 | 28.3252 | 3441 | #N/A | #N/A
| 55.04 | 21.1686 | 66.92 | 30.1718 | 53.96 | 20.2992 | 64.4 | 29.6763 | 66.2 | 29.1827 | 60.8 | 26.9877 | 53.96 | 20.6434 | 60.98 | 26.8012 | 55.04 | 21.6604 | 64.94 | 30.101 | 62.6 | 28.2919 | 53.96 | 20.0928 | 51.8 | 20.1615 | 55.04 | 21.8892 | 62.06 | 28.3252 | 3442 | #N/A | #N/A
| 55.94 | 21.3828 | 66.92 | 29.6241 | 53.96 | 20.2992 | 64.4 | 29.6763 | 66.92 | 30.1633 | 60.8 | 26.9877 | 55.94 | 20.8095 | 62.6 | 27.4346 | 55.94 | 21.5364 | 64.94 | 30.0847 | 62.6 | 28.2919 | 57.02 | 20.8338 | 53.6 | 20.5992 | 55.04 | 21.9217 | 62.96 | 28.6359 | 3443 | #N/A | #N/A
| 57.02 | 21.643 | 66.92 | 30.1532 | 57.02 | 20.7899 | 66.2 | 31.0592 | 68 | 30.5096 | 62.06 | 27.4448 | 57.02 | 21.0705 | 60.8 | 26.9937 | 57.92 | 22.3545 | 64.94 | 30.0803 | 62.6 | 28.2919 | 60.08 | 21.5748 | 53.6 | 20.5992 | 57.92 | 22.2418 | 62.96 | 28.5453 | 3444 | #N/A | #N/A
| 59 | 22.1206 | 68 | 30.4894 | 57.02 | 21.0377 | 66.2 | 31.0592 | 69.8 | 30.9517 | 60.8 | 26.9877 | 60.08 | 21.5633 | 60.98 | 26.7925 | 59 | 22.6555 | 66.92 | 31.1332 | 62.6 | 28.2919 | 57.02 | 20.3059 | 57.2 | 21.4746 | 59 | 22.8855 | 64.94 | 28.5949 | 3445 | #N/A | #N/A
| 60.98 | 22.335 | 69.8 | 30.9315 | 57.02 | 21.0377 | 62.6 | 27.5106 | 71.6 | 31.3938 | 62.6 | 27.4286 | 60.08 | 21.5633 | 60.8 | 26.9937 | 60.08 | 22.8812 | 66.2 | 30.9509 | 60.8 | 27.0178 | 57.02 | 20.5637 | 55.4 | 21.0369 | 62.06 | 23.2481 | 66.02 | 28.4466 | 3446 | #N/A | #N/A
| 62.06 | 22.5983 | 69.8 | 30.9315 | 59 | 20.4808 | 62.6 | 26.7214 | 69.98 | 30.3724 | 62.6 | 27.4286 | 57.92 | 21.2826 | 62.6 | 27.4346 | 62.96 | 23.588 | 66.2 | 30.9509 | 62.6 | 28.2919 | 59 | 20.7863 | 57.2 | 22.0202 | 62.06 | 23.5961 | 66.02 | 28.4453 | 3447 | #N/A | #N/A
| 60.98 | 22.9363 | 68 | 30.4894 | 60.08 | 21.2477 | 62.6 | 25.2757 | 73.04 | 31.662 | 60.8 | 26.9877 | 57.02 | 21.0631 | 64.04 | 28.4522 | 62.96 | 23.9429 | 68 | 32.5007 | 62.6 | 28.2919 | 57.92 | 20.5477 | 57.2 | 21.4746 | 64.4 | 23.8519 | 64.04 | 27.3998 | 3448 | #N/A | #N/A
| 60.08 | 22.3881 | 68 | 30.4894 | 60.08 | 21.2477 | 59 | 23.1156 | 66.2 | 27.5602 | 64.04 | 28.442 | 59 | 21.0077 | 64.04 | 28.4522 | 64.94 | 25.1083 | 68 | 32.3838 | 60.8 | 27.0178 | 59 | 20.7903 | 57.2 | 21.4746 | 66.02 | 24.5694 | 64.04 | 27.3998 | 3449 | #N/A | #N/A
| 60.08 | 22.3873 | 69.8 | 30.9315 | 57.02 | 21.0487 | 58.46 | 22.6655 | 64.4 | 26.3777 | 64.4 | 28.7014 | 57.92 | 20.7449 | 66.02 | 28.9445 | 60.98 | 25.2155 | 69.98 | 32.3926 | 62.6 | 27.4587 | 60.08 | 21.579 | 55.4 | 21.0369 | 66.92 | 24.7902 | 62.96 | 25.51 | 3450 | #N/A | #N/A
| 59 | 21.8551 | 66.2 | 28.3299 | 57.92 | 21.2689 | 57.2 | 22.0924 | 64.4 | 25.6783 | 60.8 | 26.2042 | 57.02 | 20.8115 | 68 | 29.8596 | 62.06 | 25.1312 | 69.8 | 31.8367 | 62.6 | 28.2919 | 60.08 | 21.2884 | 55.4 | 21.0369 | 66.02 | 24.2239 | 57.02 | 22.3309 | 3451 | #N/A | #N/A
| 59 | 22.1167 | 64.4 | 26.3621 | 57.92 | 21.2689 | 57.2 | 22.0924 | 62.06 | 23.9392 | 59 | 25.0256 | 57.02 | 20.8115 | 62.96 | 27.6956 | 62.06 | 24.0277 | 62.6 | 28.2519 | 62.6 | 27.4587 | 57.92 | 20.5289 | 55.4 | 20.524 | 64.94 | 24.3092 | 55.94 | 22.0214 | 3452 | #N/A | #N/A
| 57.92 | 21.2748 | 60.8 | 24.785 | 55.04 | 20.3125 | 53.6 | 20.1499 | 59 | 21.9352 | 60.98 | 26.7892 | 53.96 | 19.7726 | 62.6 | 28.2662 | 60.08 | 24.2407 | 62.6 | 28.2519 | 59 | 25.7921 | 57.02 | 20.0344 | 55.4 | 20.524 | 62.96 | 24.4893 | 53.06 | 20.3809 | 3453 | #N/A | #N/A
| 53.96 | 20.3118 | 57.2 | 23.2502 | 55.04 | 20.5573 | 51.8 | 19.2269 | 53.6 | 21.1864 | 60.8 | 26.9877 | 51.08 | 19.0714 | 60.8 | 26.9937 | 57.02 | 23.4915 | 59 | 25.0191 | 59 | 25.7921 | 53.96 | 19.7926 | 53.6 | 19.6047 | 62.06 | 24.9844 | 51.08 | 19.3424 | 3454 | #N/A | #N/A
| 53.96 | 20.3096 | 55.4 | 22.1937 | 55.04 | 20.5573 | 48.2 | 18.8385 | 53.6 | 20.6387 | 60.8 | 26.2042 | 48.92 | 18.3132 | 60.8 | 25.4707 | 53.96 | 22.4164 | 55.04 | 22.5567 | 59 | 25.7921 | 53.06 | 19.8628 | 51.8 | 19.1677 | 57.92 | 23.9675 | 50 | 19.0806 | 3455 | #N/A | #N/A
| 53.06 | 20.0887 | 53.6 | 21.1743 | 53.06 | 20.6458 | 48.2 | 18.8385 | 51.8 | 20.2011 | 60.8 | 26.2042 | 48.02 | 17.8248 | 59 | 25.0309 | 51.98 | 20.9057 | 51.98 | 21.4366 | 59 | 25.7921 | 53.06 | 20.1064 | 51.8 | 19.1677 | 55.94 | 23.0874 | 46.4 | 18.1107 | 3456 | #N/A | #N/A
| 53.96 | 20.6161 | 53.06 | 21.4249 | 53.06 | 20.9759 | 46.4 | 18.4014 | 51.08 | 19.9937 | 59 | 25.0256 | 48.02 | 17.8241 | 53.96 | 21.9368 | 51.98 | 21.3004 | 51.8 | 21.2974 | 55.4 | 23.4759 | 51.98 | 20.1563 | 51.8 | 19.6493 | 53.96 | 22.3278 | 46.04 | 17.8798 | 3457 | #N/A | #N/A
| 51.98 | 20.134 | 53.06 | 21.4258 | 53.06 | 20.9759 | 46.4 | 18.4014 | 50 | 19.7635 | 55.94 | 23.1165 | 48.02 | 17.8241 | 53.06 | 21.4242 | 51.98 | 21.603 | 51.8 | 20.7181 | 53.6 | 22.3808 | 48.92 | 18.8547 | 51.8 | 19.6493 | 53.06 | 21.4398 | 44.96 | 17.6181 | 3458 | #N/A | #N/A
| 53.06 | 20.6641 | 51.98 | 20.487 | 53.06 | 20.9791 | 46.4 | 18.4014 | 50 | 19.7342 | 53.96 | 22.315 | 51.98 | 19.2858 | 51.98 | 20.8163 | 53.06 | 21.8658 | 50 | 20.28 | 51.8 | 20.7435 | 48.92 | 18.8582 | 51.8 | 19.6493 | 53.06 | 21.4398 | 44.96 | 17.6181 | 3459 | #N/A | #N/A
| 53.06 | 20.6649 | 51.08 | 20.2713 | 53.06 | 20.9824 | 46.4 | 18.4014 | 51.8 | 20.2011 | 53.06 | 21.7286 | 51.8 | 19.1776 | 51.08 | 20.6016 | 51.98 | 21.3004 | 50 | 20.28 | 51.8 | 20.7435 | 48.02 | 18.3529 | 51.8 | 19.6493 | 53.06 | 21.4398 | 44.96 | 17.6464 | 3460 | #N/A | #N/A
| 53.06 | 20.4283 | 50 | 19.7446 | 53.06 | 20.9824 | 46.4 | 17.9165 | 51.8 | 19.6863 | 53.06 | 21.7358 | 53.06 | 19.3172 | 51.98 | 20.8239 | 51.98 | 21.3004 | 50 | 20.322 | 50 | 20.3055 | 50 | 19.374 | 51.8 | 19.6493 | 51.98 | 21.177 | 44.6 | 17.2059 | 3461 | #N/A | #N/A
| 53.06 | 20.1184 | 50 | 19.2385 | 51.8 | 20.1622 | 46.4 | 17.9165 | 50 | 19.2491 | 53.06 | 21.4392 | 53.06 | 19.0479 | 51.08 | 20.6124 | 51.98 | 21.603 | 50 | 20.3295 | 50 | 20.3055 | 51.08 | 19.6625 | 51.8 | 19.6493 | 51.98 | 21.177 | 44.96 | 17.6547 | 3462 | #N/A | #N/A
| 53.96 | 20.0609 | 50 | 19.2385 | 51.8 | 20.7067 | 46.22 | 17.7984 | 50 | 19.2491 | 51.98 | 20.8282 | 51.98 | 19.2879 | 51.8 | 20.1813 | 51.08 | 21.0815 | 50 | 19.7352 | 50 | 19.759 | 51.08 | 19.9436 | 51.8 | 19.1677 | 53.06 | 21.4398 | 44.96 | 17.6505 | 3463 | #N/A | #N/A
| 53.96 | 20.058 | 48.2 | 18.8013 | 53.06 | 20.98 | 46.4 | 17.9165 | 50 | 19.2491 | 51.8 | 20.7231 | 51.98 | 19.2879 | 51.8 | 20.1813 | 48.92 | 19.5943 | 50 | 19.7352 | 50 | 19.759 | 51.08 | 19.9732 | 53.6 | 19.6047 | 51.08 | 20.2779 | 44.96 | 17.6181 | 3464 | #N/A | #N/A
| 55.04 | 20.3189 | 48.2 | 18.8013 | 53.06 | 21.314 | 44.6 | 17.4797 | 50 | 19.2491 | 53.06 | 21.0844 | 53.96 | 19.531 | 51.8 | 20.1813 | 48.92 | 19.5943 | 50 | 20.28 | 50 | 19.759 | 53.06 | 19.8593 | 53.6 | 19.6047 | 50 | 20.0154 | 44.96 | 17.6181 | 3465 | #N/A | #N/A
| 55.94 | 20.534 | 50 | 19.2385 | 53.6 | 21.7237 | 46.4 | 17.9165 | 50 | 19.2491 | 53.96 | 21.306 | 53.06 | 19.5413 | 51.8 | 20.1813 | 48.92 | 19.5943 | 50 | 20.28 | 50 | 19.759 | 55.04 | 20.9358 | 53.6 | 19.6047 | 51.08 | 20.6117 | 44.96 | 17.6181 | 3466 | #N/A | #N/A
| 57.92 | 21.012 | 50 | 19.2385 | 53.96 | 21.5289 | 46.4 | 17.9165 | 50 | 19.2491 | 53.6 | 20.6151 | 55.94 | 20.0063 | 51.8 | 20.1813 | 53.96 | 22.0307 | 51.08 | 20.5924 | 50 | 19.759 | 55.94 | 21.3779 | 55.4 | 20.0417 | 55.04 | 22.9101 | 46.04 | 17.8798 | 3467 | #N/A | #N/A
| 57.92 | 21.01 | 51.8 | 19.6757 | 55.94 | 21.6661 | 46.4 | 18.4014 | 51.8 | 19.6863 | 53.96 | 20.9712 | 57.02 | 19.9978 | 51.8 | 20.1813 | 57.92 | 23.7485 | 51.08 | 20.5932 | 51.8 | 20.1966 | 57.02 | 21.6854 | 57.2 | 20.4786 | 66.02 | 25.2199 | 46.4 | 18.1107 | 3468 | #N/A | #N/A
| 57.92 | 20.7201 | 51.8 | 20.1898 | 57.02 | 21.9273 | 46.4 | 18.4014 | 51.8 | 19.6863 | 53.6 | 21.1611 | 59 | 20.9786 | 51.8 | 20.1813 | 66.92 | 25.1875 | 51.8 | 21.2974 | 53.6 | 20.6342 | 60.98 | 22.6027 | 59 | 21.3986 | 69.98 | 25.813 | 46.94 | 18.6786 | 3469 | #N/A | #N/A
| 59 | 21.3116 | 53.06 | 20.7746 | 57.02 | 21.9273 | 46.4 | 17.9165 | 51.8 | 20.2011 | 55.04 | 21.5688 | 59 | 20.9786 | 51.98 | 20.8281 | 69.98 | 25.6335 | 51.8 | 21.2974 | 51.8 | 20.1966 | 62.6 | 23.3762 | 57.2 | 21.4746 | 73.04 | 25.914 | 46.94 | 18.3389 | 3470 | #N/A | #N/A
| 59 | 21.5196 | 53.6 | 20.6274 | 60.8 | 23.4778 | 46.4 | 18.4014 | 51.98 | 20.242 | 53.96 | 21.6549 | 57.2 | 20.4884 | 53.96 | 21.66 | 71.96 | 25.4268 | 53.06 | 21.4296 | 50 | 19.759 | 64.94 | 23.9456 | 60.8 | 22.35 | 71.06 | 25.434 | 46.94 | 18.3389 | 3471 | #N/A | #N/A
| 60.98 | 22.312 | 53.6 | 20.6274 | 60.08 | 23.0209 | 48.2 | 18.8385 | 51.8 | 20.2011 | 53.6 | 21.7412 | 57.92 | 20.4835 | 53.6 | 21.1652 | 73.04 | 25.1016 | 51.98 | 21.1674 | 50 | 20.3055 | 66.92 | 24.3861 | 60.8 | 22.35 | 73.04 | 25.3159 | 46.94 | 18.3389 | 3472 | #N/A | #N/A
| 60.98 | 22.3159 | 53.6 | 20.6274 | 60.08 | 23.0209 | 46.4 | 17.9165 | 51.8 | 20.2011 | 53.6 | 21.1611 | 57.02 | 20.2677 | 51.8 | 20.7272 | 75.92 | 24.5107 | 51.8 | 21.2974 | 51.8 | 20.7435 | 64.94 | 23.5744 | 62.6 | 22.7877 | 75.02 | 25.4877 | 46.04 | 18.1208 | 3473 | #N/A | #N/A
| 60.08 | 22.3659 | 51.8 | 20.1898 | 60.98 | 22.9082 | 46.4 | 17.9165 | 50 | 19.1999 | 53.6 | 21.1611 | 55.94 | 20.0095 | 53.6 | 21.7456 | 75.92 | 25.2562 | 51.08 | 20.6058 | 51.8 | 20.7435 | 66.92 | 24.7372 | 62.6 | 22.7877 | 77 | 25.9739 | 44.06 | 16.9315 | 3474 | #N/A | #N/A
| 60.98 | 22.9173 | 50 | 19.4521 | 62.06 | 23.1727 | 46.4 | 17.0327 | 46.94 | 17.9276 | 53.6 | 21.7412 | 55.94 | 20.2425 | 51.08 | 20.0143 | 73.94 | 24.5377 | 48.92 | 19.1636 | 51.8 | 20.7435 | 64.94 | 23.911 | 62.6 | 22.7877 | 77 | 26.2914 | 42.98 | 16.6342 | 3475 | #N/A | #N/A
| 60.08 | 22.7007 | 46.04 | 17.4376 | 62.06 | 23.1727 | 44.6 | 16.5965 | 46.4 | 17.4376 | 51.8 | 20.7231 | 55.94 | 20.2425 | 50 | 19.7437 | 75.02 | 24.8002 | 48.2 | 18.7854 | 50 | 20.3055 | 64.04 | 23.3611 | 62.6 | 22.7877 | 78.08 | 26.8267 | 39.92 | 14.7874 | 3476 | #N/A | #N/A
| 57.92 | 22.5146 | 46.4 | 17.4283 | 60.98 | 23.9202 | 43.88 | 16.395 | 44.6 | 16.5748 | 51.8 | 20.1775 | 53.06 | 19.8307 | 46.94 | 18.1477 | 71.06 | 24.0774 | 46.4 | 17.8668 | 50 | 19.759 | 62.06 | 22.878 | 62.6 | 23.3345 | 71.96 | 26.6906 | 39.02 | 14.5406 | 3477 | #N/A | #N/A
| 55.94 | 21.69 | 44.6 | 16.9918 | 64.04 | 24.6634 | 44.6 | 16.5965 | 44.6 | 16.5748 | 50 | 19.227 | 51.98 | 19.5676 | 44.96 | 16.9396 | 69.08 | 23.5944 | 44.06 | 16.9291 | 48.2 | 18.3245 | 57.92 | 21.8697 | 59 | 22.4583 | 68 | 26.0407 | 37.94 | 14.0857 | 3478 | #N/A | #N/A
| 55.04 | 21.4694 | 44.6 | 16.5662 | 64.04 | 24.6634 | 42.8 | 16.1603 | 44.6 | 16.1745 | 46.94 | 17.6336 | 51.08 | 19.3462 | 44.6 | 16.5597 | 62.06 | 23.3692 | 42.98 | 16.4477 | 46.4 | 17.4339 | 55.04 | 20.8993 | 57.2 | 22.0202 | 64.04 | 25.0706 | 37.94 | 14.0847 | 3479 | #N/A | #N/A
| 55.04 | 21.8091 | 44.6 | 16.1665 | 60.08 | 23.6943 | 42.8 | 15.7588 | 44.96 | 15.8446 | 46.04 | 17.1935 | 51.08 | 19.5906 | 42.98 | 15.9575 | 57.92 | 22.3587 | 42.8 | 16.5413 | 44.6 | 16.5713 | 53.96 | 21.2321 | 55.4 | 22.1615 | 62.06 | 24.9774 | 37.94 | 14.0852 | 3480 | #N/A | #N/A
| 55.94 | 22.3258 | 44.06 | 15.8115 | 57.92 | 23.1706 | 42.8 | 15.7588 | 42.98 | 15.3654 | 44.6 | 16.9817 | 51.98 | 19.8128 | 42.8 | 15.7245 | 55.04 | 21.6595 | 42.98 | 15.9524 | 42.8 | 16.1351 | 53.96 | 21.2739 | 55.4 | 22.1615 | 60.08 | 24.1004 | 37.94 | 14.0617 | 3481 | #N/A | #N/A
| 55.94 | 22.7357 | 42.98 | 15.366 | 57.92 | 23.1706 | 42.8 | 15.658 | 42.8 | 15.3631 | 44.6 | 16.5568 | 51.98 | 19.8128 | 42.8 | 15.7245 | 51.98 | 20.9175 | 42.98 | 15.9529 | 42.8 | 15.7354 | 53.96 | 21.2739 | 53.6 | 21.7229 | 57.92 | 23.5778 | 37.94 | 13.8864 | 3482 | #N/A | #N/A
| 55.94 | 23.0524 | 41 | 14.6743 | 55.94 | 22.3319 | 42.8 | 15.7588 | 42.8 | 15.0109 | 42.98 | 15.9513 | 53.06 | 20.9847 | 42.98 | 15.5338 | 51.08 | 20.0927 | 42.8 | 15.7184 | 41 | 15.2994 | 53.96 | 21.6189 | 53.6 | 21.7229 | 55.94 | 22.7807 | 37.94 | 13.9129 | 3483 | #N/A | #N/A
| 55.94 | 22.7357 | 41 | 14.5685 | 55.94 | 22.0419 | 42.8 | 15.7588 | 39.92 | 14.4148 | 44.06 | 16.0169 | 53.6 | 21.1561 | 42.98 | 15.5348 | 48.92 | 19.2536 | 42.08 | 15.3132 | 41 | 14.9245 | 53.06 | 21.0288 | 53.6 | 21.7229 | 55.04 | 22.5662 | 35.96 | 13.4355 | 3484 | #N/A | #N/A
| 57.02 | 23.7087 | 39.92 | 14.6289 | 55.94 | 22.0419 | 42.8 | 16.1603 | 41 | 14.678 | 44.06 | 16.0196 | 53.6 | 21.7359 | 42.8 | 15.35 | 48.02 | 18.7841 | 41 | 15.0522 | 41 | 15.2994 | 53.06 | 20.7022 | 53.6 | 21.7229 | 53.06 | 21.4203 | 37.04 | 13.6689 | 3485 | #N/A | #N/A
| 57.92 | 24.2667 | 39.2 | 14.4843 | 55.94 | 22.0479 | 43.16 | 15.6351 | 41 | 14.5755 | 44.96 | 16.0117 | 53.96 | 21.8572 | 42.8 | 14.9987 | 48.92 | 19.5696 | 39.92 | 15.0184 | 41 | 14.9245 | 53.06 | 20.7061 | 55.4 | 22.1615 | 53.96 | 21.939 | 37.04 | 13.6689 | 3486 | #N/A | #N/A
| 57.92 | 24.2667 | 39.2 | 14.4843 | 55.04 | 21.8304 | 40.82 | 14.9936 | 41 | 14.8892 | 44.6 | 15.7832 | 53.96 | 21.859 | 42.08 | 15.3159 | 51.08 | 20.7003 | 41 | 15.2824 | 41 | 14.5727 | 53.06 | 21.0549 | 55.4 | 22.1615 | 55.94 | 22.7892 | 37.94 | 13.8864 | 3487 | #N/A | #N/A
| 59 | 24.5154 | 41 | 14.92 | 55.04 | 21.8304 | 43.16 | 15.8222 | 41 | 14.8861 | 44.6 | 15.7832 | 53.96 | 21.859 | 42.8 | 15.35 | 51.98 | 21.2752 | 42.08 | 15.7343 | 41 | 14.9245 | 53.06 | 21.0396 | 55.4 | 22.7768 | 57.92 | 23.5845 | 39.02 | 14.3472 | 3488 | #N/A | #N/A
| 60.08 | 24.7781 | 42.08 | 15.328 | 62.96 | 23.4141 | 46.4 | 16.6419 | 42.8 | 15.3631 | 46.04 | 16.0819 | 57.02 | 23.2889 | 44.6 | 15.7857 | 53.06 | 21.8353 | 42.8 | 15.7184 | 41 | 14.9245 | 55.04 | 21.8641 | 55.4 | 22.7768 | 60.08 | 24.113 | 41 | 15.0413 | 3489 | #N/A | #N/A
| 66.02 | 25.8876 | 42.8 | 15.7305 | 62.96 | 24.0547 | 49.64 | 17.3858 | 42.08 | 15.3242 | 46.4 | 16.2189 | 59 | 23.7699 | 44.6 | 15.7857 | 55.94 | 23.2333 | 46.04 | 16.687 | 44.6 | 15.7958 | 62.06 | 23.8697 | 57.2 | 23.2158 | 60.98 | 24.727 | 42.08 | 15.0808 | 3490 | #N/A | #N/A
| 64.04 | 25.4043 | 42.98 | 15.9621 | 62.96 | 24.0547 | 51.98 | 17.9898 | 44.06 | 16.0276 | 48.2 | 17.0297 | 62.96 | 24.4182 | 48.92 | 16.962 | 57.92 | 24.4652 | 46.94 | 17.1447 | 44.6 | 15.7958 | 59 | 23.492 | 60.8 | 24.0937 | 62.06 | 24.9935 | 44.96 | 15.7738 | 3491 | #N/A | #N/A
| 64.04 | 25.7482 | 44.6 | 16.1665 | 62.96 | 24.7507 | 52.52 | 17.7749 | 48.02 | 17.1813 | 50 | 17.2147 | 60.08 | 23.3526 | 51.08 | 17.71 | 57.92 | 24.8918 | 50 | 17.4446 | 46.4 | 16.2315 | 60.98 | 24.2991 | 60.8 | 24.0937 | 66.92 | 26.186 | 46.04 | 16.0192 | 3492 | #N/A | #N/A
| 64.04 | 25.7544 | 51.08 | 18.164 | 68 | 25.9859 | 53.6 | 18.3742 | 51.98 | 17.713 | 51.08 | 17.4731 | 59 | 23.0921 | 51.98 | 17.9242 | 60.08 | 25.421 | 51.08 | 17.703 | 48.2 | 16.6672 | 62.06 | 24.9658 | 59 | 23.6548 | 71.96 | 27.0208 | 48.02 | 16.3316 | 3493 | #N/A | #N/A
| 66.02 | 26.2452 | 55.04 | 18.68 | 68 | 25.9859 | 53.6 | 18.3742 | 55.04 | 18.4523 | 55.04 | 18.6572 | 59 | 23.0921 | 57.02 | 19.3394 | 62.96 | 26.9618 | 53.96 | 18.3978 | 50 | 17.1028 | 68 | 26.4213 | 60.8 | 24.0937 | 73.04 | 26.5941 | 51.08 | 17.2429 | 3494 | #N/A | #N/A
| 66.92 | 25.0489 | 57.92 | 19.3748 | 75.92 | 27.2384 | 53.6 | 18.3742 | 57.02 | 18.9295 | 55.04 | 18.4282 | 59 | 23.1038 | 57.02 | 19.1416 | 69.08 | 27.213 | 55.94 | 18.6471 | 53.6 | 18.3511 | 71.96 | 26.9988 | 60.8 | 24.7485 | 75.02 | 26.7818 | 51.98 | 17.0781 | 3495 | #N/A | #N/A
| 68 | 25.6882 | 57.02 | 18.9251 | 73.04 | 27.6265 | 51.8 | 19.2269 | 57.02 | 18.7421 | 55.94 | 18.6456 | 59 | 22.8143 | 59 | 20.0607 | 75.02 | 27.9171 | 55.94 | 18.462 | 55.4 | 18.787 | 75.02 | 28.1474 | 69.8 | 27.6431 | 80.06 | 29.0189 | 51.98 | 17.2798 | 3496 | #N/A | #N/A
| 68 | 26.0137 | 57.92 | 19.1399 | 73.04 | 27.6265 | 51.8 | 19.2269 | 57.02 | 18.9222 | 59 | 19.6126 | 60.08 | 23.3759 | 59 | 19.3894 | 75.92 | 28.1454 | 57.92 | 18.9403 | 55.4 | 18.4099 | 73.04 | 27.6725 | 68 | 26.5062 | 84.02 | 29.6708 | 53.06 | 17.5369 | 3497 | #N/A | #N/A
| 71.06 | 26.7669 | 55.94 | 18.8838 | 78.08 | 27.7801 | 53.6 | 19.2067 | 55.04 | 18.0419 | 59 | 19.1992 | 57.92 | 22.8586 | 57.92 | 18.9417 | 78.98 | 27.5274 | 60.98 | 19.6774 | 57.2 | 18.8455 | 73.94 | 27.4983 | 69.8 | 26.9457 | 84.92 | 29.5219 | 50 | 17.611 | 3498 | #N/A | #N/A
| 71.96 | 26.2984 | 55.94 | 18.2565 | 78.98 | 28.003 | 55.4 | 19.6432 | 55.94 | 18.2573 | 59 | 19.8001 | 60.98 | 23.3094 | 59 | 19.6098 | 78.98 | 27.5309 | 60.08 | 19.0729 | 57.2 | 18.8455 | 75.92 | 27.9841 | 71.6 | 27.3851 | 84.02 | 29.3091 | 51.98 | 17.8533 | 3499 | #N/A | #N/A
| 73.94 | 26.7826 | 57.02 | 18.5145 | 78.98 | 28.003 | 53.06 | 18.9608 | 55.94 | 18.2525 | 57.02 | 19.317 | 60.98 | 23.3094 | 57.92 | 19.3422 | 77 | 27.0538 | 55.94 | 18.237 | 57.2 | 18.8455 | 73.94 | 27.185 | 69.8 | 26.9457 | 82.94 | 29.0488 | 51.08 | 17.8633 | 3500 | #N/A | #N/A
| 66.92 | 25.7619 | 55.94 | 18.2484 | 77 | 28.6145 | 52.88 | 18.5321 | 55.94 | 18.2477 | 55.94 | 19.0486 | 59 | 23.1289 | 55.04 | 18.6383 | 75.92 | 26.7912 | 55.94 | 18.0614 | 55.4 | 18.0561 | 73.94 | 26.5116 | 66.2 | 26.0669 | 82.04 | 27.8342 | 51.08 | 17.2197 | 3501 | #N/A | #N/A
| 66.92 | 25.7609 | 53.06 | 17.7584 | 75.02 | 28.8934 | 52.16 | 18.1497 | 53.06 | 17.5462 | 53.96 | 18.5639 | 59 | 23.4967 | 53.06 | 18.3486 | 71.96 | 26.4862 | 53.96 | 17.747 | 55.4 | 18.0561 | 71.96 | 26.0296 | 64.4 | 24.3541 | 80.96 | 27.908 | 48.02 | 16.6919 | 3502 | #N/A | #N/A
| 66.92 | 26.1556 | 51.08 | 17.2742 | 75.02 | 28.8934 | 49.46 | 17.4167 | 51.08 | 17.0643 | 53.06 | 18.1448 | 59 | 23.8133 | 51.98 | 17.4791 | 64.04 | 25.6641 | 51.98 | 17.4732 | 53.6 | 17.9742 | 69.08 | 25.6274 | 62.6 | 24.5327 | 71.06 | 27.2459 | 46.94 | 16.4283 | 3503 | #N/A | #N/A
| 66.92 | 26.4964 | 50 | 17.0079 | 73.04 | 28.4062 | 44.42 | 16.4317 | 51.08 | 17.0605 | 53.06 | 17.9127 | 59 | 23.8153 | 50 | 17.1754 | 59 | 24.4284 | 48.92 | 16.9109 | 50 | 17.1028 | 68 | 25.7334 | 60.8 | 24.0937 | 68 | 27.2635 | 44.96 | 15.9466 | 3504 | #N/A | #N/A
| 66.02 | 26.2808 | 48.92 | 16.5338 | 71.96 | 27.7203 | 39.2 | 14.7322 | 48.92 | 16.5342 | 51.98 | 17.6492 | 59 | 23.4986 | 48.02 | 16.6936 | 57.02 | 23.5416 | 48.02 | 16.915 | 50 | 17.1028 | 66.02 | 25.5727 | 62.6 | 25.1879 | 66.02 | 27.1451 | 42.98 | 15.4654 | 3505 | #N/A | #N/A
| 64.94 | 26.0181 | 48.02 | 16.5242 | 71.96 | 27.7203 | 37.58 | 14.0437 | 46.94 | 16.2632 | 51.08 | 17.4298 | 59 | 23.4986 | 48.02 | 16.6905 | 57.02 | 23.5446 | 46.94 | 16.8437 | 48.2 | 16.6672 | 66.02 | 25.5737 | 60.8 | 24.7485 | 64.04 | 25.87 | 42.08 | 15.2448 | 3506 | #N/A | #N/A
| 66.02 | 26.2849 | 44.06 | 15.5639 | 73.94 | 27.1471 | 37.22 | 13.8928 | 46.04 | 16.0445 | 51.08 | 17.4277 | 57.92 | 23.2428 | 48.02 | 16.9145 | 55.04 | 22.7381 | 44.96 | 16.6037 | 48.2 | 16.6672 | 66.02 | 25.5747 | 60.8 | 24.0937 | 66.92 | 26.5783 | 41 | 14.9832 | 3507 | #N/A | #N/A
| 64.94 | 26.0234 | 44.06 | 15.5629 | 73.04 | 26.9286 | 36.86 | 13.7427 | 44.96 | 15.9635 | 51.08 | 17.6508 | 57.92 | 23.2456 | 46.94 | 16.8455 | 53.06 | 21.5785 | 44.96 | 16.3618 | 46.4 | 16.6073 | 64.94 | 25.3142 | 60.8 | 24.0937 | 64.94 | 25.7529 | 41 | 15.1717 | 3508 | #N/A | #N/A
| 64.94 | 26.0255 | 44.06 | 15.7436 | 73.04 | 26.9286 | 36.32 | 13.5845 | 44.06 | 15.7446 | 50 | 17.8242 | 57.92 | 23.2465 | 44.96 | 16.6061 | 51.98 | 20.9639 | 44.06 | 16.385 | 46.4 | 16.6073 | 62.06 | 24.6158 | 57.2 | 23.2158 | 64.94 | 25.3563 | 42.08 | 15.4339 | 3509 | #N/A | #N/A
| 62.06 | 25.3169 | 44.06 | 15.5614 | 66.92 | 25.7535 | 35.96 | 13.4354 | 42.98 | 15.4832 | 48.02 | 17.5946 | 57.92 | 23.2475 | 46.04 | 17.1199 | 50 | 20.1436 | 37.94 | 14.245 | 46.4 | 16.6073 | 60.08 | 24.131 | 57.2 | 23.2158 | 62.96 | 25.2719 | 42.08 | 15.2458 | 3510 | #N/A | #N/A
| 57.92 | 23.9662 | 42.08 | 15.0817 | 64.94 | 25.6676 | 35.6 | 13.287 | 41 | 14.8218 | 46.94 | 17.3321 | 60.08 | 23.774 | 44.96 | 16.6079 | 50 | 20.4835 | 37.04 | 13.6382 | 46.4 | 17.0076 | 59 | 23.8667 | 57.2 | 23.2158 | 60.98 | 24.3899 | 42.08 | 15.2443 | 3511 | #N/A | #N/A
| 55.04 | 22.8653 | 44.06 | 15.7406 | 64.94 | 25.6676 | 35.6 | 12.9565 | 42.08 | 15.2628 | 48.02 | 18.0767 | 60.08 | 23.774 | 46.04 | 16.628 | 51.98 | 21.3149 | 39.02 | 14.5054 | 46.4 | 17.0076 | 57.02 | 23.3779 | 59 | 24.309 | 62.06 | 25.0473 | 42.98 | 15.2426 | 3512 | #N/A | #N/A
| 60.98 | 25.4694 | 48.02 | 16.9247 | 64.04 | 25.7734 | 41 | 15.6739 | 46.04 | 16.6407 | 53.96 | 19.0318 | 62.06 | 24.2493 | 51.08 | 17.6529 | 55.04 | 23.0623 | 48.92 | 17.5606 | 48.2 | 17.4438 | 60.08 | 24.516 | 60.8 | 24.7485 | 64.94 | 26.0898 | 46.04 | 16.1975 | 3513 | #N/A | #N/A
| 71.06 | 28.2926 | 51.98 | 18.0792 | 71.06 | 27.1452 | 49.64 | 18.4578 | 51.98 | 18.0795 | 55.94 | 19.2603 | 66.92 | 26.1452 | 55.94 | 19.0241 | 57.92 | 24.1632 | 53.96 | 18.7821 | 53.6 | 18.3511 | 69.98 | 27.2719 | 64.4 | 26.3233 | 66.92 | 26.9964 | 48.92 | 16.8927 | 3514 | #N/A | #N/A
| 78.98 | 30.2269 | 57.92 | 19.7597 | 71.06 | 27.1452 | 57.38 | 19.5595 | 57.02 | 19.1051 | 57.92 | 19.739 | 69.08 | 27.012 | 60.08 | 20.0259 | 59 | 24.7708 | 60.08 | 20.0222 | 55.4 | 18.787 | 73.94 | 27.8951 | 68 | 27.2031 | 71.96 | 28.2241 | 53.96 | 18.2965 | 3515 | #N/A | #N/A
| 75.02 | 28.4692 | 62.06 | 20.5205 | 60.8 | 24.7493 | 62.06 | 20.3751 | 62.06 | 20.5224 | 60.98 | 20.7321 | 69.98 | 27.2297 | 62.96 | 20.9662 | 60.08 | 25.4685 | 64.04 | 20.5606 | 59 | 20.0613 | 69.98 | 27.2688 | 66.2 | 26.0669 | 75.92 | 28.0234 | 57.02 | 18.6323 | 3516 | #N/A | #N/A
| 71.96 | 28.5036 | 64.94 | 21.0228 | 55.94 | 22.7222 | 64.4 | 20.2529 | 64.94 | 20.2327 | 62.06 | 20.9951 | 75.02 | 28.1201 | 66.02 | 21.2716 | 66.92 | 28.4503 | 66.92 | 20.4989 | 62.6 | 20.9337 | 69.98 | 26.9217 | 59 | 23.6548 | 78.98 | 29.1709 | 60.08 | 18.643 | 3517 | #N/A | #N/A
| 69.98 | 28.0171 | 66.02 | 20.4942 | 55.94 | 22.7222 | 66.92 | 20.6542 | 66.02 | 20.2978 | 66.02 | 21.2669 | 75.02 | 28.1201 | 68 | 21.1324 | 73.94 | 29.7018 | 66.92 | 19.6174 | 66.2 | 21.8062 | 64.04 | 25.4692 | 59 | 23.6548 | 80.06 | 29.0396 | 62.06 | 19.311 | 3518 | #N/A | #N/A
| 69.08 | 27.4358 | 66.92 | 20.5153 | 55.94 | 22.3551 | 68 | 20.7888 | 68 | 20.7783 | 68 | 21.9442 | 66.92 | 25.7441 | 69.08 | 20.6854 | 80.06 | 30.747 | 69.08 | 20.4829 | 66.2 | 20.6686 | 59 | 23.0834 | 59 | 23.0385 | 82.04 | 30.7095 | 62.96 | 19.1357 | 3519 | #N/A | #N/A
| 62.06 | 24.5619 | 68 | 20.9759 | 55.4 | 22.1623 | 69.8 | 21.4899 | 69.08 | 21.2385 | 68 | 22.9295 | 66.92 | 25.746 | 69.98 | 21.2465 | 80.06 | 30.3788 | 69.98 | 20.901 | 68 | 20.4577 | 57.92 | 22.8806 | 59 | 22.4583 | 84.02 | 31.1987 | 64.04 | 19.6033 | 3520 | #N/A | #N/A
| 60.08 | 23.7603 | 69.98 | 21.4566 | 55.04 | 21.494 | 71.6 | 21.9944 | 69.98 | 21.6285 | 66.92 | 21.929 | 60.08 | 23.3875 | 71.06 | 21.7069 | 80.96 | 30.9796 | 71.06 | 21.164 | 66.2 | 22.2359 | 59 | 22.5003 | 57.2 | 21.4746 | 78.98 | 32.6219 | 64.94 | 19.2618 | 3521 | #N/A | #N/A
| 60.98 | 23.9643 | 71.06 | 21.8887 | 55.04 | 20.9 | 71.96 | 21.6222 | 71.06 | 21.7192 | 64.94 | 21.4497 | 57.92 | 22.2212 | 71.06 | 21.5112 | 80.96 | 30.9913 | 71.96 | 20.8391 | 66.2 | 21.8062 | 57.2 | 22.0623 | 55.4 | 21.0369 | 82.04 | 32.9505 | 66.92 | 20.0943 | 3522 | #N/A | #N/A
| 59 | 23.1311 | 69.98 | 21.2587 | 53.6 | 20.0873 | 72.32 | 21.4582 | 69.98 | 20.9154 | 64.04 | 20.7933 | 55.94 | 21.7427 | 68 | 22.2004 | 82.04 | 31.7258 | 71.96 | 21.0225 | 66.2 | 21.8062 | 53.96 | 20.9505 | 53.6 | 20.0867 | 84.92 | 31.4419 | 66.92 | 20.4908 | 3523 | #N/A | #N/A
| 57.02 | 22.3347 | 69.98 | 21.0995 | 53.06 | 20.1084 | 71.42 | 21.3361 | 69.98 | 20.7156 | 62.06 | 20.3138 | 55.94 | 21.7427 | 64.94 | 21.9281 | 80.06 | 31.7209 | 71.96 | 21.1821 | 62.6 | 20.9337 | 53.96 | 20.9489 | 52.16 | 19.5406 | 71.96 | 29.5653 | 68 | 20.7512 | 3524 | #N/A | #N/A
| 53.96 | 21.262 | 68 | 21.1455 | 51.8 | 20.1622 | 69.8 | 21.4253 | 69.08 | 20.8808 | 60.08 | 20.2701 | 53.6 | 20.6105 | 62.96 | 21.7155 | 75.92 | 30.7123 | 69.98 | 20.9018 | 60.8 | 21.3826 | 53.06 | 20.4656 | 51.62 | 19.507 | 66.02 | 27.5689 | 66.02 | 20.6389 | 3525 | #N/A | #N/A
| 53.06 | 21.0412 | 66.02 | 20.4937 | 51.08 | 19.9326 | 64.4 | 20.6094 | 66.02 | 20.2974 | 57.92 | 19.7437 | 53.6 | 20.6105 | 60.08 | 20.743 | 66.92 | 27.1688 | 66.02 | 20.6511 | 57.2 | 20.5089 | 51.98 | 20.1985 | 50.18 | 18.728 | 60.8 | 24.8463 | 60.98 | 19.8122 | 3526 | #N/A | #N/A
| 53.06 | 21.0387 | 51.98 | 18.5716 | 51.08 | 19.9326 | 64.4 | 20.6094 | 60.98 | 19.6545 | 55.94 | 19.5119 | 51.8 | 20.1729 | 55.04 | 20.0185 | 62.96 | 25.3786 | 53.06 | 19.5339 | 55.4 | 20.5565 | 51.98 | 20.1919 | 49.46 | 18.5998 | 57.02 | 23.0898 | 57.92 | 19.0704 | 3527 | #N/A | #N/A
| 53.06 | 21.3786 | 50 | 17.8357 | 50 | 19.3523 | 46.76 | 17.7656 | 57.02 | 19.1014 | 55.04 | 19.7743 | 51.8 | 20.1729 | 51.98 | 19.271 | 57.2 | 22.8117 | 50 | 18.7856 | 53.6 | 20.1193 | 51.08 | 19.9732 | 48.92 | 18.5625 | 57.02 | 22.7026 | 55.94 | 18.5897 | 3528 | #N/A | #N/A
| 51.98 | 21.1225 | 50 | 18.2994 | 50 | 19.2127 | 45.68 | 17.5562 | 51.98 | 18.3137 | 55.94 | 19.2563 | 51.8 | 20.1729 | 48.92 | 18.295 | 57.02 | 22.5261 | 48.02 | 18.0701 | 53.6 | 20.1193 | 50 | 19.4027 | 50.18 | 19.1572 | 55.04 | 21.575 | 55.94 | 18.5871 | 3529 | #N/A | #N/A
| 51.98 | 21.1074 | 46.04 | 16.8685 | 50 | 19.356 | 45.68 | 17.3159 | 51.08 | 18.3424 | 55.94 | 19.0131 | 51.08 | 20.2242 | 48.02 | 18.0747 | 55.04 | 21.3681 | 44.96 | 17.325 | 50 | 19.2448 | 50 | 19.4001 | 49.64 | 19.0752 | 53.06 | 20.7593 | 57.92 | 18.8478 | 3530 | #N/A | #N/A
| 51.98 | 21.1074 | 44.96 | 16.6051 | 50 | 19.3582 | 42.8 | 16.357 | 48.02 | 17.3483 | 51.98 | 18.2925 | 51.98 | 20.783 | 46.04 | 17.3247 | 53.06 | 21.2116 | 42.98 | 16.5736 | 50 | 19.2448 | 50 | 19.4001 | 50 | 19.016 | 53.06 | 20.1833 | 57.92 | 18.6705 | 3531 | #N/A | #N/A
| 53.06 | 21.6893 | 44.06 | 16.3853 | 50 | 19.3596 | 42.62 | 16.3092 | 46.94 | 17.3339 | 50 | 18.2789 | 51.98 | 20.7839 | 44.06 | 16.6279 | 51.98 | 20.6238 | 42.8 | 16.5413 | 48.2 | 18.8076 | 50 | 19.1574 | 50.36 | 19.152 | 51.98 | 19.9154 | 53.96 | 17.8869 | 3532 | #N/A | #N/A
| 53.06 | 21.6839 | 44.06 | 16.3841 | 50 | 19.3596 | 39.56 | 14.8833 | 46.04 | 17.117 | 42.98 | 15.8729 | 51.8 | 20.7181 | 42.98 | 16.3655 | 51.08 | 20.1295 | 42.8 | 16.5413 | 46.4 | 18.3704 | 50 | 19.4049 | 48.74 | 18.8074 | 51.08 | 20.0089 | 55.04 | 17.771 | 3533 | #N/A | #N/A
| 51.98 | 21.1074 | 44.06 | 16.3847 | 50 | 19.2127 | 38.66 | 14.4773 | 44.96 | 16.6044 | 39.92 | 14.5338 | 51.8 | 20.7181 | 42.98 | 16.116 | 50 | 19.2921 | 39.2 | 14.8464 | 44.6 | 16.9973 | 50 | 19.4001 | 49.1 | 19.1943 | 50 | 19.4378 | 53.96 | 17.3475 | 3534 | #N/A | #N/A
| 51.08 | 20.5669 | 42.08 | 15.4697 | 50 | 19.2127 | 39.2 | 14.7186 | 44.96 | 16.8533 | 39.92 | 14.5333 | 51.08 | 20.5706 | 42.08 | 15.8978 | 48.92 | 18.7274 | 39.2 | 14.8464 | 42.8 | 16.1351 | 48.92 | 18.8877 | 49.46 | 19.3841 | 50 | 19.1831 | 55.04 | 17.4196 | 3535 | #N/A | #N/A
| 51.08 | 20.2137 | 42.98 | 15.8791 | 50 | 19.3611 | 37.4 | 14.0752 | 44.06 | 16.6322 | 39.02 | 14.3126 | 51.08 | 20.5706 | 41 | 15.3922 | 48.92 | 18.493 | 39.2 | 14.4729 | 41 | 15.6989 | 48.92 | 18.8877 | 50.72 | 20.0052 | 48.92 | 18.9191 | 55.04 | 17.213 | 3536 | #N/A | #N/A
| 51.08 | 20.2137 | 50 | 18.7837 | 50 | 19.7245 | 45.32 | 17.6292 | 48.92 | 18.5229 | 53.96 | 20.838 | 51.8 | 20.1729 | 50 | 19.3108 | 48.92 | 18.2116 | 46.94 | 18.5557 | 46.4 | 17.8877 | 48.92 | 18.8877 | 52.88 | 20.5841 | 48.92 | 18.9209 | 57.02 | 18.083 | 3537 | #N/A | #N/A
| 51.8 | 20.7201 | 57.92 | 20.2041 | 50 | 19.6555 | 51.26 | 19.5023 | 55.94 | 19.9936 | 60.98 | 21.9706 | 51.8 | 20.1729 | 57.92 | 22.1338 | 48.92 | 18.2064 | 55.94 | 21.3124 | 55.4 | 21.6195 | 50 | 19.1499 | 56.84 | 22.2181 | 50 | 19.4222 | 57.92 | 18.6635 | 3538 | #N/A | #N/A
| 51.98 | 20.7639 | 64.94 | 20.9998 | 50 | 19.6555 | 56.12 | 20.9344 | 64.94 | 21.4392 | 64.94 | 22.6851 | 51.98 | 20.4343 | 62.96 | 23.0297 | 48.92 | 18.4756 | 64.04 | 22.709 | 60.8 | 22.9334 | 50 | 19.4001 | 58.82 | 22.7584 | 50 | 19.4178 | 59 | 19.0981 | 3539 | #N/A | #N/A
| 51.08 | 20.5448 | 66.02 | 20.8522 | 50 | 19.7245 | 62.06 | 22.535 | 68 | 21.3345 | 64.04 | 23.6157 | 51.8 | 20.1729 | 66.02 | 22.95 | 51.08 | 19.2343 | 68 | 22.4173 | 64.4 | 22.7427 | 50 | 19.1499 | 59.18 | 22.9046 | 51.8 | 20.237 | 60.98 | 19.7949 | 3540 | #N/A | #N/A
| 51.8 | 20.7201 | 64.94 | 20.9971 | 50 | 19.7245 | 62.6 | 22.8545 | 69.98 | 21.2347 | 64.94 | 23.2357 | 51.98 | 20.4311 | 66.92 | 23.7244 | 51.98 | 19.21 | 69.98 | 21.9818 | 66.2 | 22.6933 | 50 | 19.2491 | 55.94 | 21.9411 | 53.06 | 20.4635 | 62.96 | 20.6922 | 3541 | #N/A | #N/A
| 51.08 | 20.5448 | 64.94 | 21.4332 | 50 | 19.3318 | 69.8 | 23.0711 | 69.98 | 21.431 | 64.94 | 23.4996 | 51.98 | 20.4311 | 69.08 | 24.5148 | 51.98 | 19.4428 | 71.06 | 22.2433 | 66.2 | 23.6973 | 50 | 19.1499 | 57.2 | 22.0202 | 53.06 | 20.4589 | 66.02 | 21.4341 | 3542 | #N/A | #N/A
| 51.08 | 20.5448 | 66.92 | 22.1684 | 50 | 19.2127 | 71.24 | 23.247 | 71.96 | 22.2937 | 66.92 | 23.9843 | 51.98 | 20.4224 | 69.08 | 25.1919 | 53.06 | 19.4626 | 75.02 | 23.0232 | 66.2 | 24.2474 | 50 | 19.1499 | 48.2 | 19.2862 | 53.96 | 20.3641 | 69.08 | 22.3794 | 3543 | #N/A | #N/A
| 51.98 | 20.4327 | 66.92 | 21.6773 | 48.92 | 18.5215 | 73.4 | 23.9521 | 71.06 | 22.262 | 64.94 | 23.8323 | 50 | 19.7352 | 69.98 | 26.0755 | 53.96 | 19.9154 | 73.94 | 22.3831 | 68 | 24.1349 | 50 | 19.1191 | 50 | 19.2121 | 53.96 | 20.1446 | 69.98 | 21.9757 | 3544 | #N/A | #N/A
| 50 | 19.7371 | 68 | 22.184 | 48.92 | 18.5215 | 71.96 | 24.0149 | 71.96 | 22.4809 | 66.02 | 23.5043 | 51.08 | 19.9263 | 69.98 | 24.1672 | 53.96 | 19.9106 | 73.94 | 22.7677 | 69.8 | 24.5725 | 48.92 | 18.5618 | 48.2 | 18.7748 | 53.96 | 20.1036 | 69.08 | 22.3851 | 3545 | #N/A | #N/A
| 50 | 19.6844 | 64.94 | 21.201 | 48.02 | 18.2936 | 71.6 | 24.4607 | 71.96 | 22.7106 | 64.04 | 23.619 | 50 | 19.35 | 66.92 | 23.4245 | 53.96 | 19.9071 | 73.94 | 24.8807 | 71.6 | 23.5455 | 48.92 | 18.5976 | 48.2 | 18.7748 | 53.06 | 19.59 | 69.98 | 22.4014 | 3546 | #N/A | #N/A
| 50 | 19.3749 | 64.94 | 22.9557 | 48.02 | 17.7937 | 71.6 | 23.9771 | 69.98 | 22.0052 | 60.98 | 23.2141 | 48.2 | 18.7854 | 64.94 | 22.9427 | 53.96 | 19.6667 | 71.96 | 24.6493 | 66.2 | 22.6933 | 48.02 | 18.1456 | 48.2 | 18.7748 | 53.06 | 19.5853 | 69.08 | 22.3868 | 3547 | #N/A | #N/A
| 48.92 | 18.8633 | 62.96 | 23.0531 | 48.02 | 17.7937 | 69.8 | 24.0265 | 66.92 | 21.9318 | 59 | 23.0303 | 48.92 | 18.8336 | 62.96 | 23.0375 | 53.06 | 19.4452 | 71.06 | 23.8927 | 66.2 | 22.6933 | 48.02 | 18.1456 | 46.4 | 17.8569 | 51.98 | 19.0879 | 68 | 22.6388 | 3548 | #N/A | #N/A
| 48.92 | 18.8205 | 60.98 | 22.9044 | 46.94 | 17.528 | 64.4 | 23.2265 | 64.94 | 22.9648 | 57.92 | 23.1308 | 48.92 | 18.5376 | 60.98 | 22.5552 | 51.98 | 18.907 | 66.92 | 23.7345 | 62.6 | 22.3054 | 46.94 | 17.566 | 48.2 | 18.2939 | 51.98 | 19.0853 | 66.02 | 22.6637 | 3549 | #N/A | #N/A
| 48.92 | 18.5298 | 57.02 | 21.9417 | 46.94 | 17.3099 | 62.6 | 23.3351 | 62.96 | 22.7946 | 57.02 | 23.2252 | 48.2 | 18.3037 | 60.08 | 22.6659 | 51.08 | 18.6844 | 62.96 | 23.0345 | 59 | 21.947 | 46.94 | 17.3471 | 46.4 | 17.8569 | 51.98 | 19.0814 | 62.06 | 22.817 | 3550 | #N/A | #N/A
| 48.92 | 18.5742 | 55.94 | 21.3483 | 46.94 | 17.3099 | 62.6 | 24.538 | 60.08 | 22.3587 | 57.02 | 23.2233 | 48.02 | 18.0811 | 57.02 | 22.261 | 51.08 | 18.7366 | 59 | 22.3999 | 57.2 | 22.0574 | 46.94 | 17.3947 | 46.4 | 17.4052 | 51.08 | 18.8598 | 57.92 | 21.4929 | 3551 | #N/A | #N/A
| 48.92 | 18.5742 | 53.06 | 20.6448 | 46.4 | 16.5828 | 60.8 | 24.176 | 57.92 | 21.8311 | 57.2 | 23.8904 | 48.92 | 18.2937 | 57.2 | 23.2399 | 50 | 18.7512 | 55.94 | 21.9912 | 55.4 | 21.6195 | 46.04 | 16.6313 | 46.4 | 17.4052 | 51.08 | 18.8552 | 57.92 | 21.8107 | 3552 | #N/A | #N/A
| 48.92 | 18.3413 | 53.96 | 20.8606 | 46.04 | 16.4042 | 60.8 | 25.5374 | 55.04 | 21.1268 | 57.2 | 23.8904 | 48.02 | 17.8048 | 59 | 24.3347 | 51.08 | 18.9466 | 57.92 | 22.7654 | 57.2 | 23.2584 | 46.94 | 16.8985 | 46.4 | 17.4052 | 51.08 | 18.9187 | 57.92 | 21.8814 | 3553 | #N/A | #N/A
| 48.02 | 17.8007 | 53.06 | 20.6418 | 46.04 | 16.4042 | 59 | 25.0977 | 57.02 | 21.6099 | 57.2 | 23.8904 | 48.02 | 17.8048 | 57.2 | 23.8953 | 50 | 18.7512 | 60.8 | 24.763 | 57.2 | 23.9152 | 46.94 | 16.8477 | 46.4 | 17.4052 | 50 | 18.6567 | 57.2 | 23.5679 | 3554 | #N/A | #N/A
| 46.94 | 17.591 | 57.02 | 22.2778 | 44.06 | 16.1179 | 59 | 25.0977 | 57.02 | 21.9414 | 57.2 | 23.8904 | 48.2 | 17.8511 | 57.2 | 23.8953 | 48.02 | 18.2042 | 60.08 | 25.1145 | 57.2 | 23.9152 | 44.96 | 16.2231 | 46.4 | 17.4052 | 48.92 | 18.1224 | 55.94 | 23.7125 | 3555 | #N/A | #N/A
| 46.94 | 17.8064 | 60.08 | 24.0034 | 44.06 | 15.9273 | 59 | 25.0977 | 60.08 | 23.3262 | 57.2 | 24.5857 | 46.4 | 17.4144 | 57.2 | 24.591 | 44.96 | 16.9702 | 60.8 | 25.4589 | 57.2 | 24.6122 | 44.96 | 16.4188 | 46.4 | 17.4052 | 44.96 | 16.8817 | 55.94 | 23.8006 | 3556 | #N/A | #N/A
| 46.94 | 17.8608 | 60.8 | 24.785 | 44.06 | 15.9273 | 59 | 25.0977 | 60.8 | 23.5218 | 57.2 | 23.8904 | 48.02 | 18.0714 | 57.92 | 24.1915 | 41 | 15.5113 | 59 | 25.7568 | 57.2 | 23.9152 | 42.08 | 15.2521 | 46.4 | 17.4052 | 42.98 | 15.9107 | 55.04 | 23.5815 | 3557 | #N/A | #N/A
| 46.94 | 17.54 | 59 | 23.6891 | 44.06 | 16.119 | 57.2 | 24.658 | 60.8 | 24.1416 | 57.2 | 23.8904 | 48.2 | 18.3037 | 57.92 | 24.1956 | 39.92 | 14.8246 | 59 | 25.7568 | 57.2 | 23.9152 | 41 | 14.9902 | 46.4 | 17.8569 | 44.06 | 16.4715 | 55.04 | 23.5138 | 3558 | #N/A | #N/A
| 46.94 | 17.5382 | 57.2 | 23.9064 | 44.06 | 16.119 | 57.2 | 24.658 | 57.2 | 23.9211 | 57.2 | 23.8904 | 46.94 | 17.5379 | 57.92 | 24.2027 | 37.94 | 14.2114 | 59 | 25.681 | 57.2 | 23.9152 | 39.92 | 14.3391 | 46.4 | 17.8569 | 39.92 | 14.8006 | 55.04 | 23.5815 | 3559 | #N/A | #N/A
| 48.92 | 18.5158 | 55.4 | 22.8113 | 44.06 | 16.119 | 57.2 | 24.658 | 57.2 | 23.9211 | 57.02 | 23.9729 | 46.94 | 17.5379 | 57.92 | 24.6186 | 37.4 | 14.1544 | 59 | 25.6799 | 57.2 | 23.9152 | 39.92 | 14.3368 | 46.4 | 17.8569 | 42.08 | 15.9917 | 55.04 | 23.5815 | 3560 | #N/A | #N/A
| 51.08 | 19.3248 | 57.2 | 23.9064 | 48.02 | 17.3133 | 57.2 | 24.658 | 57.2 | 23.9211 | 57.2 | 23.8904 | 51.08 | 18.8061 | 59 | 24.8857 | 37.94 | 14.2114 | 59 | 25.7568 | 57.2 | 24.6122 | 46.04 | 16.865 | 48.2 | 18.2939 | 42.8 | 16.1661 | 55.94 | 23.8006 | 3561 | #N/A | #N/A
| 53.06 | 19.8022 | 57.2 | 23.9064 | 53.06 | 18.5336 | 57.2 | 24.658 | 59 | 24.3604 | 57.2 | 23.8904 | 53.06 | 19.284 | 57.92 | 24.6165 | 46.94 | 17.4449 | 60.8 | 26.9802 | 57.2 | 24.6122 | 51.08 | 18.5526 | 51.8 | 19.6493 | 44.06 | 16.9439 | 55.94 | 24.0842 | 3562 | #N/A | #N/A
| 55.04 | 20.2803 | 57.2 | 23.9064 | 53.06 | 18.5336 | 59 | 25.8409 | 60.8 | 25.4982 | 59 | 24.872 | 55.04 | 19.7619 | 59 | 24.8846 | 53.96 | 18.2179 | 60.8 | 26.9802 | 57.2 | 24.6122 | 53.96 | 19.0334 | 51.8 | 19.6493 | 44.96 | 17.434 | 57.02 | 24.3462 | 3563 | #N/A | #N/A
| 57.02 | 21.0095 | 57.2 | 23.9064 | 57.02 | 19.9581 | 60.8 | 26.2811 | 62.6 | 25.9379 | 59 | 24.8795 | 55.94 | 19.4956 | 60.08 | 25.9635 | 57.02 | 18.9587 | 60.98 | 27.0322 | 57.2 | 24.6122 | 55.04 | 19.511 | 53.6 | 20.5992 | 55.04 | 20.0401 | 57.02 | 24.8486 | 3564 | #N/A | #N/A
| 57.92 | 20.9797 | 60.98 | 25.7553 | 57.92 | 19.7116 | 60.8 | 26.2811 | 62.6 | 25.9379 | 59 | 24.8847 | 57.02 | 19.5042 | 60.98 | 26.1837 | 59 | 19.2546 | 62.6 | 28.2519 | 59 | 25.0521 | 57.02 | 19.9906 | 53.6 | 20.5992 | 57.92 | 19.7682 | 57.92 | 25.3692 | 3565 | #N/A | #N/A
| 60.08 | 21.2188 | 62.96 | 26.6955 | 57.92 | 19.7116 | 60.8 | 27.0699 | 62.96 | 26.263 | 59 | 25.2407 | 57.02 | 19.5042 | 62.06 | 26.4491 | 62.06 | 19.9977 | 64.04 | 28.7068 | 59 | 25.7921 | 55.94 | 19.2623 | 55.4 | 20.524 | 62.06 | 21.244 | 59 | 26.1043 | 3566 | #N/A | #N/A
| 60.98 | 21.2029 | 60.8 | 26.2224 | 57.02 | 20.7457 | 64.4 | 28.7888 | 64.4 | 27.1198 | 60.8 | 25.4655 | 57.92 | 19.9733 | 66.02 | 28.2904 | 64.94 | 21.8183 | 64.94 | 28.9438 | 60.8 | 26.2324 | 57.92 | 19.0798 | 55.4 | 20.524 | 64.04 | 21.5088 | 60.98 | 27.077 | 3567 | #N/A | #N/A
| 60.08 | 20.9864 | 64.94 | 27.6474 | 55.94 | 20.4827 | 66.2 | 29.2302 | 64.94 | 27.6538 | 60.98 | 25.3814 | 57.92 | 19.9751 | 66.2 | 28.3166 | 66.92 | 22.5231 | 66.2 | 30.0169 | 62.6 | 26.6728 | 57.92 | 19.3065 | 55.4 | 20.0417 | 66.02 | 21.2987 | 60.98 | 27.1339 | 3568 | #N/A | #N/A
| 60.08 | 20.5026 | 66.02 | 27.9191 | 55.94 | 20.4827 | 75.2 | 33.2258 | 66.2 | 28.3477 | 62.6 | 25.9054 | 59 | 19.9875 | 69.08 | 29.0452 | 66.92 | 22.0455 | 69.8 | 30.9013 | 62.6 | 26.6728 | 59 | 18.9504 | 55.4 | 20.0417 | 66.92 | 21.9598 | 66.92 | 29.5137 | 3569 | #N/A | #N/A
| 55.94 | 19.9838 | 66.2 | 28.3299 | 55.04 | 19.751 | 76.64 | 33.5784 | 68 | 28.8128 | 64.94 | 27.1597 | 57.02 | 19.7581 | 71.06 | 30.4598 | 66.02 | 21.8299 | 69.8 | 30.9013 | 64.4 | 27.1132 | 57.92 | 18.5208 | 55.4 | 20.524 | 68 | 22.4783 | 66.92 | 29.5137 | 3570 | #N/A | #N/A
| 55.04 | 19.998 | 64.94 | 27.6571 | 55.04 | 19.021 | 78.8 | 35.1077 | 66.92 | 28.1457 | 64.4 | 27.085 | 55.94 | 19.2465 | 71.96 | 30.6847 | 66.92 | 22.0538 | 75.02 | 32.979 | 64.4 | 27.1132 | 57.92 | 17.3005 | 55.4 | 20.524 | 69.08 | 22.7457 | 71.06 | 31.518 | 3571 | #N/A | #N/A
| 53.96 | 19.5086 | 66.2 | 28.3299 | 55.04 | 19.021 | 78.26 | 35.1929 | 68 | 28.7886 | 62.6 | 25.9054 | 55.94 | 19.2465 | 66.92 | 28.5297 | 66.02 | 21.3889 | 73.4 | 32.7226 | 64.4 | 27.1132 | 57.02 | 19.2932 | 55.4 | 20.524 | 66.92 | 22.445 | 71.96 | 32.2107 | 3572 | #N/A | #N/A
| 51.98 | 18.7625 | 64.94 | 27.6704 | 53.96 | 17.0137 | 76.82 | 34.9423 | 68 | 28.8279 | 60.8 | 25.4655 | 51.08 | 18.0755 | 66.02 | 28.3054 | 64.94 | 21.5754 | 68 | 30.2371 | 62.6 | 26.6728 | 55.94 | 20.0131 | 55.4 | 20.0417 | 66.92 | 22.2263 | 69.08 | 30.983 | 3573 | #N/A | #N/A
| 50 | 18.5489 | 62.6 | 25.9223 | 53.06 | 19.2815 | 75.2 | 34.2374 | 64.94 | 28.0845 | 59 | 24.3298 | 46.94 | 17.0715 | 62.96 | 27.1642 | 62.96 | 21.351 | 66.02 | 30.2131 | 62.6 | 26.6728 | 51.98 | 18.5654 | 53.6 | 19.6047 | 64.04 | 22.2532 | 66.92 | 30.4454 | 3574 | #N/A | #N/A
| 48.92 | 18.2856 | 60.98 | 25.7876 | 53.06 | 19.2815 | 73.4 | 33.8291 | 64.4 | 27.9067 | 57.92 | 24.2234 | 44.96 | 16.5894 | 60.08 | 25.5454 | 62.06 | 21.1329 | 64.94 | 29.9447 | 59 | 25.0521 | 50 | 18.3006 | 51.8 | 19.1677 | 60.08 | 21.0554 | 66.02 | 30.2337 | 3575 | #N/A | #N/A
| 48.92 | 18.2849 | 60.8 | 25.4825 | 51.98 | 18.5343 | 69.8 | 31.9445 | 62.6 | 26.6795 | 59 | 24.484 | 44.06 | 16.1306 | 60.08 | 25.5443 | 57.92 | 21.4113 | 66.92 | 30.9968 | 57.2 | 24.6122 | 48.92 | 18.0368 | 50 | 18.7308 | 57.92 | 20.2558 | 68 | 31.2403 | 3576 | #N/A | #N/A
| 48.02 | 17.7995 | 60.8 | 26.2224 | 51.98 | 18.5349 | 66.2 | 30.1183 | 60.8 | 26.2391 | 59 | 24.3298 | 42.98 | 15.6768 | 60.8 | 25.4707 | 57.92 | 21.409 | 66.2 | 30.9509 | 57.2 | 24.6122 | 46.04 | 17.123 | 48.2 | 18.2939 | 55.94 | 20.0466 | 64.04 | 28.8094 | 3577 | #N/A | #N/A
| 46.94 | 17.3234 | 60.8 | 26.2224 | 51.98 | 18.5349 | 64.4 | 29.6763 | 62.6 | 26.6795 | 60.08 | 25.1519 | 42.98 | 15.6768 | 62.6 | 27.4346 | 57.02 | 20.9425 | 68 | 31.3938 | 59 | 25.0521 | 44.06 | 16.2008 | 48.2 | 17.8419 | 55.04 | 20.0624 | 62.96 | 28.5453 | 3578 | #N/A | #N/A
| 39.92 | 14.7185 | 62.6 | 27.448 | 51.08 | 18.8055 | 64.4 | 29.6763 | 64.4 | 27.9067 | 62.6 | 27.4286 | 42.98 | 15.6811 | 62.6 | 28.2662 | 53.96 | 20.2001 | 66.2 | 30.9509 | 60.8 | 26.2324 | 42.98 | 15.7004 | 48.2 | 17.8419 | 51.98 | 19.3246 | 62.06 | 27.7492 | 3579 | #N/A | #N/A
| 39.92 | 14.5408 | 64.04 | 27.8525 | 50 | 18.5467 | 62.6 | 28.3474 | 64.04 | 27.8528 | 62.6 | 27.4286 | 41 | 14.9807 | 64.94 | 28.9609 | 53.96 | 19.6707 | 66.02 | 30.7573 | 62.6 | 28.2919 | 42.08 | 15.4857 | 46.4 | 17.4052 | 50 | 18.8468 | 62.06 | 27.7505 | 3580 | #N/A | #N/A
| 41 | 14.9856 | 64.04 | 27.8537 | 50 | 18.5467 | 62.6 | 28.3474 | 62.96 | 27.1897 | 59 | 24.9019 | 41 | 14.9828 | 62.96 | 28.0407 | 51.98 | 19.4297 | 64.94 | 29.9304 | 62.6 | 28.2919 | 42.08 | 15.2643 | 46.4 | 17.4052 | 50 | 18.8488 | 62.06 | 27.7517 | 3581 | #N/A | #N/A
| 39.02 | 14.3293 | 64.04 | 27.8499 | 48.92 | 18.0232 | 62.6 | 27.5106 | 62.96 | 27.587 | 59 | 24.8987 | 41 | 14.9858 | 62.6 | 28.2662 | 50 | 19.245 | 64.94 | 29.9289 | 62.6 | 27.4587 | 41 | 14.8228 | 46.4 | 17.4052 | 50 | 19.1415 | 62.96 | 27.9704 | 3582 | #N/A | #N/A
| 37.94 | 13.6905 | 64.04 | 27.8474 | 48.02 | 17.8067 | 62.6 | 28.3474 | 62.96 | 27.5858 | 59 | 24.8987 | 42.98 | 15.8843 | 60.98 | 26.6625 | 50 | 19.245 | 62.06 | 27.8113 | 60.8 | 27.0178 | 39.92 | 14.3532 | 46.4 | 17.4052 | 50 | 19.1442 | 62.96 | 28.4814 | 3583 | #N/A | #N/A
| 37.94 | 13.691 | 64.94 | 28.5609 | 48.02 | 17.8067 | 62.6 | 28.3474 | 64.04 | 27.8453 | 59 | 24.8944 | 42.98 | 15.8843 | 60.98 | 26.1964 | 48.92 | 18.9816 | 64.94 | 29.9189 | 59 | 25.7921 | 39.92 | 14.3532 | 41 | 14.9011 | 48.92 | 18.8814 | 64.04 | 28.7401 | 3584 | #N/A | #N/A
| 42.98 | 15.8868 | 68 | 30.2599 | 50 | 18.5558 | 60.8 | 26.2811 | 66.92 | 29.0415 | 60.08 | 25.5146 | 46.94 | 17.8177 | 62.96 | 27.5395 | 50 | 19.4963 | 66.92 | 30.9607 | 59 | 25.7921 | 46.04 | 17.1386 | 46.4 | 17.8569 | 51.08 | 19.6558 | 64.94 | 29.393 | 3585 | #N/A | #N/A
| 51.98 | 19.8125 | 71.06 | 31.4667 | 53.96 | 19.5175 | 64.4 | 29.6763 | 69.98 | 30.2187 | 64.04 | 27.3915 | 51.98 | 19.2731 | 66.92 | 29.4265 | 53.96 | 20.4553 | 69.98 | 32.1951 | 60.8 | 26.2324 | 51.08 | 19.0808 | 51.8 | 19.6493 | 53.96 | 20.3539 | 69.08 | 30.9469 | 3586 | #N/A | #N/A
| 55.04 | 20.3091 | 75.92 | 33.2156 | 53.96 | 19.5175 | 68 | 31.5018 | 75.02 | 32.4313 | 69.98 | 29.7351 | 53.06 | 19.3028 | 75.02 | 32.9543 | 60.08 | 22.8678 | 75.02 | 34.646 | 64.4 | 27.1132 | 55.94 | 20.0288 | 51.8 | 19.6493 | 57.92 | 21.3172 | 71.96 | 32.1156 | 3587 | #N/A | #N/A
| 55.94 | 20.529 | 78.08 | 33.1788 | 60.98 | 21.9948 | 75.56 | 34.9845 | 78.08 | 33.1802 | 73.04 | 30.9098 | 55.04 | 20.0172 | 78.98 | 34.4149 | 64.04 | 23.2235 | 78.98 | 35.6245 | 68 | 29.6165 | 60.08 | 21.0359 | 55.4 | 20.524 | 60.98 | 22.6445 | 75.02 | 32.8638 | 3588 | #N/A | #N/A
| 57.92 | 20.4903 | 80.06 | 32.681 | 62.06 | 22.5685 | 77 | 35.7755 | 80.96 | 34.4612 | 78.98 | 33.9199 | 57.02 | 20.2697 | 82.04 | 35.1728 | 66.02 | 23.9788 | 82.04 | 35.7656 | 73.4 | 32.7676 | 62.96 | 21.4674 | 57.2 | 20.9613 | 66.92 | 24.7745 | 77 | 33.3505 | 3589 | #N/A | #N/A
| 57.92 | 19.7537 | 82.04 | 33.7007 | 62.06 | 22.5685 | 81.86 | 37.0858 | 82.94 | 33.3928 | 71.96 | 30.2219 | 57.02 | 20.2697 | 84.02 | 35.6619 | 68 | 24.4647 | 84.02 | 35.652 | 80.6 | 35.5369 | 64.04 | 22.5271 | 60.8 | 21.3526 | 69.98 | 24.8414 | 78.08 | 33.6138 | 3590 | #N/A | #N/A
| 60.08 | 20.0368 | 84.02 | 33.6594 | 62.96 | 23.3901 | 85.1 | 37.3487 | 84.02 | 34.1952 | 73.04 | 30.4907 | 57.02 | 20.2716 | 86 | 36.1555 | 69.98 | 24.9506 | 86 | 35.6593 | 82.4 | 35.9805 | 66.92 | 23.4817 | 62.6 | 21.3349 | 69.08 | 24.9598 | 80.06 | 34.1004 | 3591 | #N/A | #N/A
| 60.08 | 18.5152 | 84.92 | 33.8869 | 64.94 | 23.5464 | 86.72 | 37.2325 | 84.92 | 33.4609 | 75.02 | 31.9332 | 57.02 | 19.787 | 87.08 | 35.9405 | 71.96 | 25.4374 | 86 | 35.6653 | 82.4 | 35.9805 | 68 | 23.4974 | 62.6 | 21.3349 | 71.06 | 25.444 | 80.96 | 34.9133 | 3592 | #N/A | #N/A
| 59 | 20.0207 | 86 | 34.1587 | 64.94 | 23.5464 | 88.16 | 36.3868 | 87.08 | 33.9956 | 75.92 | 31.6327 | 55.94 | 20.2438 | 86 | 37.394 | 73.04 | 24.5583 | 87.98 | 36.6457 | 80.6 | 34.5389 | 68 | 23.498 | 64.4 | 21.7715 | 73.94 | 25.229 | 82.94 | 34.8197 | 3593 | #N/A | #N/A
| 57.92 | 21.0219 | 87.08 | 34.4277 | 64.04 | 23.3331 | 90.14 | 37.378 | 87.98 | 33.7223 | 71.96 | 29.7448 | 57.02 | 20.5081 | 84.92 | 35.9099 | 60.98 | 24.1694 | 87.98 | 36.6535 | 78.8 | 34.0961 | 66.02 | 22.7248 | 62.6 | 20.9077 | 75.02 | 25.4966 | 82.94 | 34.8271 | 3594 | #N/A | #N/A
| 57.02 | 20.8041 | 87.08 | 33.0996 | 60.98 | 22.3227 | 88.88 | 36.5745 | 87.98 | 32.8524 | 69.98 | 28.8628 | 55.94 | 20.2486 | 84.02 | 35.2058 | 64.94 | 26.1684 | 87.98 | 36.6566 | 80.6 | 34.5389 | 62.06 | 21.7636 | 62.6 | 20.5066 | 71.06 | 25.4574 | 82.94 | 34.3598 | 3595 | #N/A | #N/A
| 55.94 | 20.7937 | 87.08 | 33.5047 | 60.98 | 22.3227 | 88.88 | 36.8673 | 87.08 | 32.6335 | 69.98 | 29.2672 | 55.94 | 20.2486 | 80.96 | 33.8831 | 62.96 | 23.5821 | 87.98 | 35.6066 | 77 | 32.7124 | 62.06 | 21.2605 | 62.6 | 20.13 | 71.06 | 25.1357 | 84.02 | 34.6273 | 3596 | #N/A | #N/A
| 55.04 | 20.8825 | 86 | 33.2376 | 57.92 | 22.8125 | 86.72 | 36.4351 | 86 | 33.2398 | 68 | 28.7759 | 53.96 | 19.7692 | 78.08 | 35.9858 | 60.08 | 22.2665 | 87.08 | 35.9491 | 68 | 29.6165 | 59 | 20.045 | 59 | 19.6345 | 62.06 | 24.3015 | 82.94 | 34.3613 | 3597 | #N/A | #N/A
| 53.96 | 20.6177 | 82.94 | 32.9836 | 57.92 | 22.8081 | 83.12 | 35.6442 | 82.94 | 32.9872 | 69.08 | 29.5352 | 51.08 | 19.0694 | 75.02 | 32.9858 | 57.92 | 22.352 | 82.94 | 36.0151 | 68 | 28.7815 | 57.02 | 19.5623 | 55.4 | 20.524 | 60.08 | 23.7829 | 78.08 | 33.6391 | 3598 | #N/A | #N/A
| 53.96 | 20.3096 | 77 | 31.9504 | 57.92 | 22.8081 | 73.22 | 36.1055 | 77 | 31.9531 | 69.08 | 29.0379 | 48.92 | 18.3132 | 69.98 | 31.74 | 53.96 | 21.0481 | 73.94 | 36.8783 | 64.4 | 27.1132 | 55.04 | 19.0807 | 53.6 | 20.0867 | 57.92 | 23.2539 | 75.92 | 33.1038 | 3599 | #N/A | #N/A
| 55.04 | 20.5698 | 73.04 | 31.5032 | 55.4 | 21.5829 | 71.6 | 35.5625 | 75.02 | 31.4633 | 69.98 | 28.3893 | 48.02 | 18.0928 | 71.06 | 30.4545 | 53.06 | 20.8239 | 71.06 | 34.2273 | 64.4 | 27.1132 | 51.98 | 18.3397 | 53.6 | 20.0867 | 55.94 | 22.3997 | 73.94 | 32.147 | 3600 | #N/A | #N/A
| 53.06 | 20.0917 | 73.04 | 31.5004 | 55.04 | 21.1305 | 66.92 | 31.4539 | 73.94 | 31.1956 | 64.94 | 27.1573 | 48.92 | 18.8307 | 71.06 | 30.4545 | 53.06 | 21.1582 | 69.08 | 33.2022 | 64.4 | 27.1132 | 48.92 | 18.57 | 53.6 | 20.0867 | 53.96 | 21.6186 | 73.04 | 31.3762 | 3601 | #N/A | #N/A
| 53.06 | 20.6656 | 71.06 | 30.4876 | 55.04 | 21.1305 | 66.2 | 31.0592 | 73.04 | 30.9762 | 62.06 | 26.0042 | 48.92 | 18.8307 | 68 | 29.7022 | 50 | 20.0781 | 66.92 | 31.451 | 64.4 | 27.1132 | 50 | 18.8308 | 53.6 | 20.5992 | 53.06 | 21.397 | 69.98 | 31.1715 | 3602 | #N/A | #N/A
| 53.96 | 20.8846 | 71.06 | 30.4835 | 53.6 | 20.5999 | 66.2 | 31.0592 | 71.06 | 30.485 | 60.98 | 25.7413 | 50 | 19.3449 | 66.92 | 29.4359 | 48.92 | 19.5943 | 69.08 | 33.1989 | 62.6 | 26.6728 | 50 | 18.8322 | 53.6 | 20.5992 | 51.98 | 20.7895 | 71.06 | 31.4347 | 3603 | #N/A | #N/A
| 53.06 | 20.6664 | 69.98 | 29.7915 | 51.8 | 20.1622 | 64.4 | 29.6763 | 69.08 | 30.0006 | 60.08 | 25.5235 | 50 | 19.3464 | 64.94 | 28.5249 | 48.02 | 19.0595 | 69.08 | 33.1972 | 62.6 | 26.6728 | 50 | 18.8322 | 51.8 | 20.1615 | 50 | 19.7099 | 69.08 | 30.4031 | 3604 | #N/A | #N/A
| 51.98 | 20.4037 | 71.06 | 30.4822 | 51.98 | 20.1171 | 64.4 | 29.6763 | 69.08 | 29.9979 | 60.08 | 25.1648 | 50 | 19.3456 | 64.94 | 28.5249 | 48.92 | 19.5943 | 68 | 32.3103 | 60.8 | 26.2324 | 50 | 18.8597 | 51.8 | 20.1615 | 50 | 19.3957 | 68 | 30.1403 | 3605 | #N/A | #N/A
| 51.98 | 20.1371 | 69.08 | 29.5695 | 51.8 | 20.1622 | 62.6 | 28.3474 | 66.92 | 29.0428 | 57.92 | 24.2183 | 50 | 19.3456 | 62.96 | 28.0407 | 50 | 20.1293 | 64.94 | 29.916 | 59 | 25.0521 | 51.08 | 19.6313 | 51.8 | 20.1615 | 48.02 | 18.7024 | 68 | 30.6854 | 3606 | #N/A | #N/A
| 51.98 | 20.1363 | 64.94 | 28.5506 | 53.06 | 20.6395 | 62.6 | 28.3474 | 66.92 | 29.0377 | 57.92 | 24.6338 | 48.92 | 18.547 | 62.96 | 27.5432 | 50 | 20.1293 | 62.6 | 28.2519 | 59 | 25.0521 | 51.98 | 20.1571 | 51.8 | 20.1615 | 48.02 | 18.6621 | 68 | 30.681 | 3607 | #N/A | #N/A
| 53.06 | 20.9908 | 66.02 | 28.8114 | 53.06 | 20.6395 | 62.6 | 28.3474 | 66.92 | 29.0338 | 60.08 | 25.518 | 48.92 | 18.547 | 62.96 | 27.5395 | 48.92 | 19.5943 | 60.8 | 26.9802 | 59 | 25.0521 | 51.98 | 20.1919 | 51.8 | 20.1615 | 48.02 | 18.655 | 69.98 | 31.1644 | 3608 | #N/A | #N/A
| 55.94 | 21.6876 | 69.98 | 31.1868 | 53.6 | 20.5999 | 62.6 | 27.5106 | 69.98 | 30.2053 | 66.02 | 28.2758 | 53.96 | 20.8771 | 69.08 | 30.4824 | 50 | 20.0597 | 68 | 32.3838 | 62.6 | 26.6728 | 51.98 | 20.1919 | 51.8 | 20.1615 | 53.06 | 20.7024 | 73.04 | 31.9093 | 3609 | #N/A | #N/A
| 57.02 | 21.9455 | 77 | 32.9091 | 53.6 | 20.5999 | 68 | 32.4991 | 75.02 | 31.9685 | 73.94 | 31.6597 | 57.02 | 21.3491 | 75.02 | 33.4385 | 53.06 | 20.5997 | 75.92 | 34.8662 | 66.2 | 29.175 | 53.06 | 20.4545 | 53.6 | 20.5992 | 57.02 | 21.6612 | 77 | 33.3476 | 3610 | #N/A | #N/A
| 57.2 | 21.4877 | 82.04 | 34.149 | 53.96 | 20.578 | 77 | 35.6669 | 80.96 | 33.885 | 80.96 | 34.4041 | 57.92 | 21.5625 | 82.04 | 36.3901 | 55.04 | 21.0101 | 82.94 | 35.9761 | 75.2 | 33.2104 | 55.94 | 21.1545 | 53.6 | 20.5992 | 60.08 | 22.4043 | 80.06 | 34.096 | 3611 | #N/A | #N/A
| 60.08 | 21.7784 | 86 | 36.1842 | 55.94 | 20.4959 | 80.6 | 36.5584 | 86 | 35.6991 | 80.06 | 34.1886 | 59 | 21.8258 | 87.08 | 36.4167 | 57.92 | 21.3957 | 87.08 | 37.6296 | 82.4 | 34.0388 | 55.94 | 20.8433 | 55.4 | 21.0369 | 62.96 | 23.1029 | 82.04 | 34.5886 | 3612 | #N/A | #N/A
| 59 | 21.3116 | 87.98 | 35.1637 | 57.02 | 20.4671 | 86 | 37.9045 | 87.98 | 35.6244 | 80.96 | 33.8459 | 60.08 | 21.5293 | 84.02 | 36.892 | 60.08 | 21.917 | 89.06 | 36.4121 | 86 | 34.0318 | 57.02 | 20.8548 | 57.2 | 21.4746 | 62.96 | 22.8961 | 84.02 | 35.6607 | 3613 | #N/A | #N/A
| 60.98 | 21.7391 | 89.06 | 35.4388 | 57.02 | 20.4671 | 87.98 | 37.8578 | 91.04 | 36.9523 | 82.04 | 34.1143 | 60.08 | 21.5293 | 89.06 | 37.5172 | 60.08 | 21.6584 | 91.04 | 35.8806 | 86 | 35.8675 | 57.92 | 20.7214 | 55.4 | 20.524 | 64.04 | 23.088 | 86 | 33.5905 | 3614 | #N/A | #N/A
| 60.98 | 22.2938 | 89.96 | 35.1344 | 57.92 | 21.7848 | 90.5 | 37.5607 | 91.94 | 35.1912 | 84.02 | 34.6038 | 57.2 | 20.4884 | 89.06 | 35.4059 | 62.96 | 22.6123 | 91.94 | 35.1478 | 87.8 | 35.3652 | 57.92 | 21.005 | 55.4 | 20.524 | 64.04 | 23.1585 | 87.08 | 33.861 | 3615 | #N/A | #N/A
| 60.08 | 21.7638 | 91.94 | 36.1645 | 57.02 | 20.9934 | 90.86 | 38.0683 | 93.02 | 34.9632 | 80.06 | 33.1808 | 59 | 21.2578 | 87.98 | 34.6144 | 62.06 | 22.3901 | 93.02 | 35.8521 | 87.8 | 35.3652 | 57.02 | 20.3293 | 57.2 | 21.4746 | 69.98 | 23.9696 | 87.98 | 34.0887 | 3616 | #N/A | #N/A
| 60.08 | 22.0689 | 91.04 | 34.9828 | 57.02 | 20.9934 | 91.4 | 39.3286 | 91.04 | 34.0797 | 77 | 31.9071 | 60.08 | 21.516 | 87.98 | 36.1802 | 62.96 | 22.9224 | 91.94 | 35.5953 | 87.8 | 34.4733 | 57.02 | 20.2628 | 57.2 | 21.4746 | 62.96 | 24.0609 | 87.98 | 32.7287 | 3617 | #N/A | #N/A
| 59 | 21.4108 | 91.94 | 36.1772 | 57.92 | 20.1771 | 93.02 | 34.6815 | 93.92 | 35.1964 | 78.08 | 32.1774 | 57.02 | 21.0178 | 87.98 | 35.6156 | 66.02 | 23.3535 | 91.94 | 36.5932 | 86 | 34.9231 | 57.02 | 19.993 | 57.2 | 21.4746 | 69.98 | 24.5299 | 87.98 | 34.1017 | 3618 | #N/A | #N/A
| 59 | 21.8724 | 91.94 | 34.3104 | 57.92 | 20.1771 | 93.56 | 33.3005 | 93.02 | 34.1089 | 75.02 | 31.4293 | 57.02 | 21.0157 | 86 | 35.1348 | 64.94 | 23.4079 | 91.94 | 35.1779 | 84.2 | 34.4809 | 55.94 | 19.9982 | 57.2 | 21.4746 | 66.02 | 23.8333 | 87.98 | 34.1095 | 3619 | #N/A | #N/A
| 59 | 21.8004 | 89.96 | 34.2382 | 57.92 | 20.1771 | 91.4 | 33.7652 | 91.94 | 34.7279 | 73.04 | 30.9501 | 57.02 | 21.0157 | 84.02 | 34.1991 | 66.02 | 23.6694 | 91.04 | 35.9302 | 80.6 | 32.7072 | 55.94 | 19.9962 | 55.4 | 21.0369 | 64.94 | 23.5684 | 87.98 | 33.2149 | 3620 | #N/A | #N/A
| 57.02 | 21.3153 | 89.06 | 34.5238 | 53.96 | 17.4668 | 87.8 | 37.1487 | 89.96 | 34.7479 | 69.98 | 29.2823 | 53.96 | 20.2664 | 80.96 | 33.4505 | 64.94 | 23.4025 | 89.06 | 35.4451 | 77 | 32.7124 | 55.04 | 20.0082 | 55.4 | 21.0369 | 64.94 | 24.5367 | 84.92 | 32.9567 | 3621 | #N/A | #N/A
| 52.16 | 20.0263 | 82.22 | 33.8906 | 53.42 | 19.3883 | 80.06 | 34.5325 | 83.48 | 33.9323 | 69.26 | 28.9392 | 51.98 | 19.6804 | 72.32 | 29.7063 | 58.82 | 22.3401 | 82.22 | 33.5727 | 68.36 | 28.47 | 49.82 | 18.5057 | 52.16 | 19.989 | 60.08 | 22.5893 | 76.82 | 32.6137 | 3622 | #N/A | #N/A
| 51.8 | 20.0938 | 80.42 | 33.5347 | 53.78 | 19.0762 | 77.18 | 33.2536 | 81.5 | 33.6207 | 68.72 | 28.8047 | 52.34 | 19.6681 | 69.62 | 28.8827 | 55.58 | 21.4928 | 79.52 | 32.5537 | 66.2 | 27.7072 | 48.02 | 17.8882 | 51.8 | 19.9015 | 56.84 | 21.5244 | 74.48 | 31.4995 | 3623 | #N/A | #N/A
| 51.98 | 20.1893 | 78.8 | 32.7738 | 53.78 | 18.4592 | 74.3 | 32.0889 | 79.52 | 33.2227 | 66.74 | 28.1592 | 52.88 | 19.9968 | 67.28 | 28.4677 | 52.52 | 20.4732 | 76.28 | 31.6704 | 65.3 | 27.3333 | 47.12 | 17.5814 | 52.16 | 20.1441 | 53.96 | 20.4027 | 72.68 | 30.4544 | 3624 | #N/A | #N/A
| 54.32 | 21.363 | 74.84 | 31.3684 | 55.04 | 19.358 | 68.54 | 29.2011 | 76.1 | 31.7879 | 64.58 | 27.3191 | 53.6 | 20.7093 | 65.3 | 28.0706 | 50.36 | 19.5787 | 69.26 | 28.7164 | 64.04 | 26.8733 | 50.18 | 19.1291 | 53.96 | 21.1741 | 52.52 | 20.6043 | 66.02 | 26.2001 | 3625 | #N/A | #N/A
| 56.3 | 22.3734 | 71.06 | 30.1057 | 56.3 | 20.6509 | 63.5 | 26.785 | 72.68 | 30.2939 | 62.42 | 26.4875 | 53.6 | 21.1691 | 64.04 | 27.8513 | 48.02 | 18.7066 | 63.68 | 26.5916 | 62.24 | 26.2088 | 53.78 | 21.1236 | 55.76 | 22.2471 | 52.16 | 21.0479 | 60.08 | 22.9603 | 3626 | #N/A | #N/A
| 58.28 | 23.4774 | 67.64 | 29.0181 | 57.02 | 21.955 | 58.64 | 24.4422 | 69.8 | 29.0433 | 61.16 | 26.0319 | 53.78 | 21.8765 | 63.32 | 27.6833 | 46.22 | 17.8825 | 58.82 | 24.691 | 61.7 | 26.3009 | 57.38 | 23.2784 | 58.1 | 23.6906 | 52.88 | 21.7256 | 55.58 | 20.3603 | 3627 | #N/A | #N/A
| 60.08 | 24.6437 | 64.94 | 28.365 | 58.1 | 23.9627 | 55.04 | 22.8975 | 66.2 | 27.5609 | 60.98 | 25.842 | 53.96 | 22.3133 | 62.78 | 27.6407 | 44.78 | 17.1198 | 55.22 | 23.0119 | 61.16 | 26.3204 | 61.16 | 25.8025 | 60.26 | 25.2406 | 53.24 | 22.2162 | 50.18 | 17.9539 | 3628 | #N/A | #N/A
| 60.62 | 24.8435 | 64.94 | 28.5358 | 57.56 | 23.8335 | 55.04 | 22.8985 | 64.94 | 27.0247 | 60.98 | 25.9904 | 53.24 | 21.8892 | 62.78 | 27.8885 | 43.52 | 16.5306 | 55.58 | 23.165 | 61.7 | 26.8397 | 61.7 | 26.5357 | 61.16 | 25.8237 | 52.7 | 21.8967 | 51.44 | 18.5122 | 3629 | #N/A | #N/A
| 61.52 | 25.3405 | 65.12 | 28.6686 | 57.56 | 23.9008 | 55.04 | 23.0954 | 64.76 | 26.9789 | 61.7 | 26.3913 | 52.88 | 21.6798 | 62.96 | 28.3546 | 43.88 | 16.7012 | 55.94 | 23.4516 | 62.6 | 27.6215 | 62.6 | 27.3049 | 62.06 | 26.5682 | 51.98 | 21.476 | 53.96 | 19.1208 | 3630 | #N/A | #N/A
| 62.6 | 26.0336 | 65.48 | 28.8416 | 58.28 | 24.2111 | 55.4 | 23.3816 | 64.94 | 26.5759 | 62.96 | 26.774 | 53.42 | 21.8114 | 63.32 | 28.796 | 45.86 | 17.4432 | 57.92 | 24.2724 | 62.96 | 28.2097 | 63.5 | 28.265 | 62.96 | 27.1015 | 52.88 | 22.0022 | 56.12 | 19.6418 | 3631 | #N/A | #N/A
| 64.04 | 26.9071 | 66.74 | 29.6714 | 59 | 24.4537 | 55.76 | 23.6015 | 66.74 | 26.8665 | 65.12 | 27.767 | 53.6 | 21.8553 | 64.04 | 29.3345 | 49.82 | 18.9133 | 60.8 | 25.2505 | 63.5 | 28.6853 | 64.4 | 29.1768 | 63.68 | 27.6726 | 55.4 | 23.2591 | 59.72 | 20.3404 | 3632 | #N/A | #N/A
| 65.12 | 27.5792 | 68 | 30.3284 | 62.6 | 25.1964 | 57.74 | 24.4996 | 69.26 | 27.1264 | 67.82 | 28.829 | 54.68 | 22.4888 | 64.76 | 29.8749 | 55.04 | 20.8041 | 64.94 | 26.4781 | 64.04 | 29.3479 | 65.84 | 29.979 | 64.04 | 28.1699 | 59 | 24.8227 | 63.32 | 20.9208 | 3633 | #N/A | #N/A
| 64.04 | 27.374 | 66.02 | 29.292 | 60.08 | 24.7854 | 55.4 | 23.5132 | 68 | 26.4742 | 66.02 | 27.9076 | 55.4 | 22.7906 | 64.04 | 29.3484 | 51.98 | 19.9054 | 62.96 | 26.2846 | 64.4 | 29.6172 | 64.94 | 29.577 | 64.94 | 28.0759 | 57.92 | 25.1339 | 62.06 | 20.9054 | 3634 | #N/A | #N/A
| 66.02 | 28.254 | 69.98 | 31.8604 | 60.08 | 24.7854 | 57.2 | 24.6487 | 69.98 | 27.2982 | 69.08 | 29.5495 | 55.04 | 22.514 | 64.94 | 30.0255 | 57.92 | 21.9296 | 66.92 | 27.2517 | 64.4 | 29.6172 | 66.02 | 30.2989 | 64.4 | 28.6746 | 60.98 | 25.8828 | 64.94 | 21.352 | 3635 | #N/A | #N/A
| 66.2 | 28.3062 | 69.98 | 31.2513 | 71.06 | 26.7351 | 62.96 | 26.3559 | 73.04 | 27.3072 | 71.96 | 30.2571 | 55.94 | 23.4427 | 66.2 | 30.9671 | 62.96 | 23.1587 | 71.06 | 27.483 | 64.4 | 29.6172 | 68 | 31.3515 | 64.4 | 28.6746 | 66.02 | 27.5731 | 66.92 | 21.2111 | 3636 | #N/A | #N/A
| 64.4 | 28.6967 | 75.92 | 34.37 | 73.94 | 26.7523 | 68.72 | 26.7747 | 75.92 | 27.3127 | 71.96 | 30.2571 | 59 | 24.1829 | 69.08 | 33.3281 | 69.08 | 23.8128 | 75.02 | 27.3992 | 68 | 32.4321 | 71.96 | 32.8132 | 66.2 | 29.9966 | 71.06 | 27.9922 | 66.92 | 20.8188 | 3637 | #N/A | #N/A
| 66.2 | 29.1383 | 75.02 | 34.1483 | 73.94 | 26.7523 | 72.5 | 27.9115 | 78.08 | 27.8407 | 75.02 | 31.4359 | 59 | 24.1829 | 69.98 | 33.512 | 71.06 | 23.2709 | 78.08 | 26.7955 | 69.8 | 33.9279 | 73.94 | 34.5722 | 69.08 | 31.5747 | 73.94 | 28.2769 | 69.08 | 21.343 | 3638 | #N/A | #N/A
| 69.8 | 30.9047 | 75.92 | 34.4396 | 77 | 25.6917 | 73.22 | 26.5922 | 78.98 | 27.4078 | 73.94 | 31.1737 | 57.92 | 23.5329 | 73.94 | 36.32 | 73.04 | 23.0507 | 80.06 | 27.0122 | 69.8 | 33.9279 | 75.92 | 35.0188 | 71.06 | 32.5559 | 73.04 | 26.6187 | 69.08 | 21.7363 | 3639 | #N/A | #N/A
| 66.2 | 29.1383 | 75.02 | 34.2294 | 78.08 | 25.666 | 73.4 | 25.9362 | 78.98 | 27.4078 | 71.96 | 30.2662 | 57.02 | 23.3135 | 71.06 | 34.3817 | 75.02 | 23.118 | 78.98 | 26.7551 | 69.8 | 33.9279 | 77 | 35.8237 | 71.6 | 33.2483 | 73.04 | 26.3209 | 69.98 | 21.5656 | 3640 | #N/A | #N/A
| 66.2 | 30.0201 | 77 | 35.3562 | 78.08 | 25.666 | 71.6 | 25.612 | 78.08 | 27.5408 | 73.04 | 30.9649 | 59 | 24.198 | 71.96 | 34.5365 | 73.94 | 23.4783 | 73.94 | 26.7796 | 69.8 | 33.9279 | 75.92 | 35.0188 | 73.94 | 34.5179 | 71.06 | 26.8365 | 71.06 | 22.2231 | 3641 | #N/A | #N/A
| 68 | 30.2643 | 77 | 35.9113 | 75.92 | 26.606 | 73.4 | 26.5791 | 80.06 | 27.3327 | 71.06 | 30.0546 | 57.92 | 23.9259 | 71.06 | 34.403 | 75.92 | 23.128 | 73.04 | 27.2515 | 69.8 | 33.9279 | 73.04 | 34.3911 | 71.96 | 33.4145 | 73.94 | 25.2658 | 71.96 | 22.2254 | 3642 | #N/A | #N/A
| 69.8 | 30.9047 | 77 | 36.8065 | 66.92 | 25.3976 | 76.28 | 24.9945 | 77 | 25.9971 | 68 | 28.8108 | 59 | 24.1895 | 69.98 | 34.1414 | 75.92 | 23.531 | 66.92 | 26.883 | 69.8 | 33.9279 | 75.92 | 35.6479 | 71.6 | 33.2483 | 75.92 | 25.1985 | 71.96 | 22.4437 | 3643 | #N/A | #N/A
| 66.92 | 30.0074 | 77 | 36.465 | 69.98 | 27.2283 | 76.28 | 24.0428 | 78.08 | 26.2558 | 66.92 | 28.5437 | 55.94 | 23.0641 | 71.96 | 34.6375 | 75.02 | 25.5373 | 71.96 | 27.7258 | 68 | 32.4321 | 75.2 | 35.2706 | 69.8 | 31.8152 | 75.92 | 24.6882 | 71.96 | 22.4457 | 3644 | #N/A | #N/A
| 66.02 | 29.7905 | 75.92 | 35.6605 | 73.04 | 26.2521 | 74.3 | 23.8085 | 75.92 | 26.0437 | 64.94 | 27.6638 | 55.94 | 22.7335 | 71.6 | 33.2883 | 73.94 | 23.9913 | 73.04 | 26.5622 | 69.8 | 33.9279 | 75.92 | 35.655 | 66.2 | 29.9966 | 73.94 | 24.2073 | 71.06 | 22.8527 | 3645 | #N/A | #N/A
| 66.02 | 29.8187 | 73.94 | 34.6392 | 71.06 | 26.4393 | 69.62 | 23.9586 | 73.94 | 25.2408 | 62.96 | 27.5796 | 55.04 | 22.514 | 69.98 | 32.8891 | 66.92 | 24.1597 | 69.98 | 25.5167 | 69.8 | 33.9279 | 75.02 | 35.335 | 64.94 | 30.0491 | 71.06 | 24.3172 | 69.08 | 22.6253 | 3646 | #N/A | #N/A
| 66.2 | 30.0201 | 75.02 | 36.1124 | 71.06 | 26.4393 | 69.8 | 23.6123 | 66.92 | 26.1842 | 62.6 | 27.4286 | 53.06 | 21.6642 | 68 | 32.4011 | 59 | 22.2356 | 60.98 | 23.9897 | 68 | 32.4321 | 69.8 | 32.8849 | 66.2 | 29.9966 | 60.98 | 23.6872 | 64.04 | 22.1672 | 3647 | #N/A | #N/A
| 66.92 | 29.5152 | 75.02 | 36.1142 | 68 | 24.6683 | 64.76 | 22.8139 | 66.02 | 24.5667 | 62.6 | 27.4286 | 51.98 | 21.1052 | 66.92 | 31.6304 | 55.04 | 21 | 57.02 | 23.3342 | 66.2 | 30.9963 | 69.98 | 32.3258 | 66.02 | 30.3118 | 64.04 | 23.1636 | 60.98 | 21.1466 | 3648 | #N/A | #N/A
| 66.2 | 30.0201 | 73.94 | 35.851 | 64.94 | 24.564 | 62.06 | 21.3898 | 66.02 | 23.6083 | 62.6 | 27.4286 | 53.06 | 21.3756 | 66.92 | 31.5338 | 51.98 | 19.9443 | 55.04 | 22.5313 | 66.2 | 30.9963 | 68 | 32.4414 | 64.4 | 29.5543 | 60.98 | 21.3187 | 57.02 | 20.1868 | 3649 | #N/A | #N/A
| 69.8 | 30.0216 | 73.04 | 35.6376 | 64.94 | 24.564 | 60.26 | 20.7727 | 62.06 | 22.9075 | 62.6 | 27.4286 | 53.06 | 21.3756 | 66.92 | 31.5338 | 53.96 | 19.8783 | 50 | 19.9591 | 66.2 | 30.9963 | 68 | 32.4414 | 64.4 | 28.6746 | 60.08 | 19.6779 | 53.96 | 19.4463 | 3650 | #N/A | #N/A
| 68 | 29.58 | 71.96 | 35.3762 | 62.96 | 21.743 | 59.18 | 19.4514 | 60.98 | 22.6408 | 60.98 | 26.2325 | 53.06 | 21.3782 | 66.02 | 30.8268 | 53.06 | 19.424 | 60.08 | 21.287 | 64.4 | 29.6172 | 68 | 32.4414 | 62.6 | 28.2329 | 57.92 | 19.153 | 53.06 | 19.0065 | 3651 | #N/A | #N/A
| 69.8 | 30.9047 | 69.98 | 33.681 | 62.06 | 20.113 | 56.66 | 18.6214 | 60.98 | 22.3654 | 60.8 | 26.2042 | 51.98 | 21.1161 | 64.94 | 29.9972 | 53.06 | 19.1509 | 57.92 | 20.0368 | 64.4 | 29.6172 | 68 | 32.5653 | 62.6 | 28.2329 | 51.08 | 18.1674 | 55.94 | 18.9975 | 3652 | #N/A | #N/A
| 66.2 | 30.0201 | 69.98 | 34.066 | 62.06 | 20.113 | 52.34 | 17.6849 | 59 | 21.8795 | 60.98 | 26.2418 | 55.94 | 22.7405 | 64.94 | 29.9972 | 51.98 | 18.8892 | 55.04 | 20.3519 | 62.6 | 28.2919 | 68 | 32.4414 | 62.6 | 28.2329 | 46.94 | 17.4168 | 55.04 | 18.5482 | 3653 | #N/A | #N/A
| 62.96 | 28.1474 | 69.98 | 33.5298 | 57.92 | 18.9269 | 46.76 | 16.8293 | 59 | 21.8757 | 60.8 | 26.2042 | 57.02 | 22.3365 | 64.04 | 29.3208 | 51.08 | 18.4515 | 50 | 18.8371 | 62.6 | 28.2919 | 68 | 32.4414 | 62.6 | 28.2329 | 46.04 | 17.2005 | 55.94 | 18.3635 | 3654 | #N/A | #N/A
| 62.6 | 28.2551 | 69.08 | 32.6845 | 57.02 | 18.8901 | 46.76 | 16.7522 | 57.02 | 21.3898 | 62.06 | 26.9731 | 55.94 | 21.1239 | 64.94 | 30.1209 | 48.02 | 17.9296 | 44.06 | 16.6729 | 62.6 | 28.2919 | 68 | 32.4414 | 62.6 | 28.2329 | 42.08 | 15.9855 | 55.04 | 18.363 | 3655 | #N/A | #N/A
| 62.6 | 28.2551 | 69.08 | 33.4657 | 57.02 | 18.8901 | 48.2 | 17.2983 | 57.02 | 21.3813 | 62.6 | 27.4286 | 55.94 | 21.1239 | 64.94 | 30.1209 | 46.04 | 17.4517 | 44.96 | 17.606 | 60.8 | 27.0178 | 68 | 32.4414 | 64.04 | 29.4037 | 44.96 | 17.1555 | 53.96 | 18.2897 | 3656 | #N/A | #N/A
| 68 | 26.7717 | 71.96 | 35.3818 | 59 | 19.1828 | 52.88 | 18.8053 | 60.08 | 21.5633 | 62.96 | 27.5871 | 60.08 | 22.1243 | 66.02 | 30.9511 | 51.08 | 18.9466 | 55.94 | 20.0377 | 62.6 | 28.2919 | 69.98 | 34.2347 | 66.02 | 30.3441 | 48.92 | 18.6215 | 57.02 | 19.7152 | 3657 | #N/A | #N/A
| 71.96 | 26.0079 | 73.94 | 35.8638 | 60.98 | 20.0729 | 57.92 | 19.8191 | 62.06 | 21.0285 | 64.04 | 27.8531 | 62.06 | 20.7761 | 69.98 | 34.1911 | 57.92 | 20.6056 | 60.08 | 20.5545 | 66.2 | 30.9963 | 69.98 | 34.0908 | 68 | 32.3608 | 57.02 | 19.8596 | 62.06 | 21.6975 | 3658 | #N/A | #N/A
| 75.02 | 24.2101 | 78.08 | 36.2066 | 60.98 | 20.0729 | 61.16 | 20.4361 | 64.94 | 21.4711 | 64.94 | 28.0748 | 64.04 | 20.816 | 71.06 | 34.9777 | 64.04 | 22.8781 | 64.04 | 21.5159 | 68 | 32.4321 | 73.94 | 35.7343 | 69.8 | 32.8045 | 60.08 | 20.6008 | 64.94 | 22.9318 | 3659 | #N/A | #N/A
| 75.92 | 24.6544 | 78.08 | 35.02 | 64.94 | 21.4751 | 62.96 | 21.1226 | 66.02 | 21.9849 | 66.02 | 28.3458 | 66.02 | 21.0684 | 78.08 | 38.1438 | 68 | 24.1619 | 66.92 | 22.2167 | 73.4 | 35.9319 | 78.98 | 37.5534 | 68 | 31.3722 | 64.94 | 22.0024 | 68 | 24.2561 | 3660 | #N/A | #N/A
| 77 | 25.1943 | 78.98 | 34.6261 | 68 | 21.9743 | 66.38 | 21.9957 | 66.92 | 21.9486 | 66.2 | 29.1431 | 62.06 | 22.6049 | 80.6 | 38.8589 | 73.04 | 26.0036 | 69.08 | 22.961 | 77 | 36.8222 | 75.02 | 34.2689 | 64.4 | 28.6746 | 66.02 | 21.7893 | 71.96 | 25.2219 | 3661 | #N/A | #N/A
| 78.08 | 25.4617 | 80.06 | 35.5014 | 68 | 21.9743 | 67.64 | 22.2628 | 68 | 21.3592 | 69.08 | 29.5899 | 62.06 | 22.6049 | 78.08 | 36.1632 | 75.02 | 26.1508 | 69.98 | 22.7093 | 73.4 | 34.8165 | 73.94 | 32.8125 | 64.4 | 28.6746 | 69.08 | 22.7917 | 73.04 | 25.1667 | 3662 | #N/A | #N/A
| 77 | 25.9886 | 80.06 | 35.4998 | 68 | 21.9805 | 68.9 | 22.4048 | 68 | 21.3617 | 69.08 | 29.5912 | 62.06 | 22.0492 | 78.98 | 36.9354 | 78.08 | 27.8983 | 71.96 | 23.4475 | 69.8 | 31.882 | 75.02 | 33.1615 | 66.74 | 29.3732 | 71.06 | 22.7712 | 75.02 | 25.9725 | 3663 | #N/A | #N/A
| 75.92 | 24.6685 | 80.06 | 34.8968 | 69.98 | 22.7079 | 71.6 | 22.6595 | 69.08 | 22.0347 | 68 | 29.5847 | 62.06 | 22.6111 | 78.98 | 36.3854 | 80.96 | 27.9516 | 71.96 | 23.4506 | 71.6 | 31.3858 | 75.92 | 32.8148 | 69.08 | 30.0732 | 73.04 | 23.7578 | 75.92 | 25.8782 | 3664 | #N/A | #N/A
| 75.02 | 24.2238 | 77 | 32.6134 | 69.98 | 22.7079 | 67.64 | 22.2247 | 69.98 | 22.4515 | 68 | 29.5847 | 62.96 | 23.0994 | 80.06 | 36.1073 | 80.96 | 27.6159 | 69.98 | 22.9717 | 73.4 | 31.828 | 78.08 | 33.3471 | 73.04 | 31.581 | 66.92 | 22.2712 | 78.08 | 26.7294 | 3665 | #N/A | #N/A
| 71.06 | 23.756 | 71.96 | 32.3919 | 69.98 | 22.0395 | 67.28 | 21.7723 | 71.06 | 22.2898 | 69.8 | 30.0263 | 60.98 | 22.3539 | 78.98 | 34.5987 | 82.94 | 26.9533 | 71.96 | 23.453 | 73.4 | 31.828 | 77 | 32.6146 | 73.04 | 31.5696 | 69.08 | 22.5408 | 77 | 26.7496 | 3666 | #N/A | #N/A
| 66.92 | 22.7459 | 73.04 | 32.076 | 69.98 | 22.0405 | 70.88 | 22.3354 | 66.02 | 23.0065 | 66.92 | 29.0864 | 60.08 | 21.8273 | 77 | 34.0983 | 82.94 | 28.4482 | 69.08 | 22.7553 | 77 | 32.7124 | 75.02 | 31.5816 | 68 | 28.8637 | 69.98 | 22.3136 | 78.08 | 27.0167 | 3667 | #N/A | #N/A
| 66.02 | 22.2495 | 75.02 | 32.0985 | 69.98 | 22.2708 | 69.62 | 21.9926 | 62.96 | 21.2521 | 66.2 | 29.1431 | 60.08 | 21.8273 | 75.92 | 32.7626 | 82.04 | 27.6185 | 66.02 | 23.8645 | 73.4 | 31.828 | 69.98 | 31.9002 | 66.92 | 28.1874 | 69.08 | 22.0967 | 77 | 26.157 | 3668 | #N/A | #N/A
| 64.04 | 21.7641 | 71.96 | 30.3676 | 62.96 | 23.4432 | 67.28 | 21.5364 | 62.06 | 21.2536 | 66.2 | 29.1431 | 59 | 22.474 | 71.96 | 31.7804 | 80.96 | 28.633 | 62.06 | 23.5776 | 69.8 | 30.0581 | 68 | 29.8372 | 64.04 | 25.7705 | 66.92 | 21.5715 | 75.92 | 27.201 | 3669 | #N/A | #N/A
| 62.06 | 21.0581 | 68 | 27.1957 | 62.96 | 23.0907 | 64.04 | 20.864 | 60.98 | 20.9916 | 62.6 | 27.4286 | 57.92 | 21.8759 | 69.08 | 31.0593 | 73.94 | 29.1801 | 62.96 | 24.0909 | 66.2 | 27.5535 | 66.02 | 26.7252 | 60.98 | 24.2824 | 64.04 | 21.068 | 71.96 | 26.9276 | 3670 | #N/A | #N/A
| 60.08 | 20.5725 | 62.96 | 25.1902 | 62.96 | 23.4365 | 60.44 | 20.1062 | 60.08 | 21.5655 | 62.96 | 27.6136 | 57.02 | 20.8329 | 64.04 | 27.0231 | 66.92 | 26.666 | 60.98 | 23.3068 | 62.6 | 25.2331 | 62.96 | 24.807 | 59 | 23.473 | 60.08 | 20.1043 | 69.08 | 26.5563 | 3671 | #N/A | #N/A
| 59 | 20.5224 | 60.98 | 24.3016 | 64.04 | 22.2365 | 58.82 | 19.5157 | 59 | 21.0119 | 62.96 | 27.611 | 53.96 | 20.3394 | 62.06 | 25.2921 | 62.96 | 25.694 | 53.06 | 21.0293 | 60.8 | 24.1362 | 60.98 | 23.998 | 57.02 | 22.6156 | 57.02 | 19.6049 | 64.94 | 25.5448 | 3672 | #N/A | #N/A
| 57.02 | 19.8232 | 60.08 | 24.0715 | 60.98 | 21.4921 | 56.66 | 19.2271 | 57.92 | 20.7505 | 62.6 | 27.4286 | 53.06 | 20.1207 | 60.08 | 24.0668 | 60.08 | 24.9907 | 50 | 19.6844 | 59 | 23.0783 | 59 | 23.1351 | 55.94 | 22.3427 | 55.04 | 18.8807 | 62.06 | 24.1363 | 3673 | #N/A | #N/A
| 57.92 | 20.0407 | 59 | 23.4851 | 60.98 | 21.4921 | 54.14 | 18.6968 | 57.02 | 21.0743 | 62.96 | 27.6136 | 53.06 | 20.1207 | 57.02 | 23.3109 | 62.06 | 25.1291 | 48.92 | 19.1111 | 57.2 | 22.6398 | 57.92 | 22.8649 | 55.04 | 21.8245 | 48.92 | 18.3877 | 60.08 | 23.3478 | 3674 | #N/A | #N/A
| 57.02 | 19.5712 | 57.02 | 22.6301 | 57.02 | 20.4372 | 48.38 | 17.591 | 57.02 | 21.3944 | 62.96 | 28.11 | 55.94 | 21.3983 | 55.04 | 22.5089 | 60.98 | 24.8679 | 46.94 | 18.3816 | 55.4 | 21.6195 | 55.94 | 22.3791 | 55.04 | 21.8211 | 46.04 | 17.4199 | 59 | 23.0907 | 3675 | #N/A | #N/A
| 57.02 | 19.329 | 53.06 | 21.6601 | 55.94 | 20.2733 | 44.78 | 16.6808 | 55.94 | 21.4001 | 62.6 | 28.2598 | 55.04 | 21.1794 | 53.96 | 22.2419 | 59 | 24.3874 | 44.6 | 16.9779 | 53.6 | 21.1815 | 55.94 | 22.0788 | 55.04 | 21.4726 | 42.98 | 16.2101 | 60.08 | 23.0026 | 3676 | #N/A | #N/A
| 55.04 | 19.093 | 53.06 | 21.3608 | 55.94 | 20.2733 | 43.52 | 16.4191 | 55.94 | 21.4064 | 62.6 | 27.4286 | 53.06 | 19.8746 | 53.06 | 21.6522 | 57.02 | 23.5061 | 46.04 | 17.8733 | 51.8 | 20.7435 | 55.94 | 21.7312 | 53.96 | 21.2032 | 44.06 | 16.7255 | 62.96 | 24.0628 | 3677 | #N/A | #N/A
| 53.96 | 18.5882 | 53.06 | 20.6834 | 55.04 | 19.8242 | 42.8 | 16.2446 | 57.02 | 21.6778 | 62.6 | 28.2598 | 48.92 | 18.3459 | 51.08 | 20.8728 | 55.04 | 22.7019 | 42.98 | 16.412 | 51.8 | 20.7435 | 55.94 | 21.7279 | 51.98 | 20.3879 | 39.92 | 15.2258 | 62.96 | 24.3736 | 3678 | #N/A | #N/A
| 53.96 | 18.5876 | 53.06 | 20.1045 | 51.98 | 19.3132 | 41.9 | 15.8183 | 57.92 | 21.9007 | 62.6 | 28.2598 | 44.06 | 16.182 | 50 | 20.2631 | 55.04 | 23.0259 | 42.08 | 15.7062 | 51.8 | 20.1966 | 53.96 | 20.9123 | 51.98 | 19.8131 | 41 | 15.7291 | 62.06 | 24.1538 | 3679 | #N/A | #N/A
| 53.96 | 18.5854 | 53.06 | 20.6763 | 51.98 | 19.3132 | 42.98 | 16.3285 | 59 | 21.3317 | 64.94 | 29.5655 | 44.06 | 16.182 | 51.08 | 20.8633 | 57.02 | 23.9069 | 42.8 | 16.5413 | 51.8 | 19.682 | 53.96 | 20.9068 | 53.06 | 20.0712 | 44.06 | 16.723 | 60.08 | 23.6715 | 3680 | #N/A | #N/A
| 55.94 | 19.3047 | 57.02 | 22.3104 | 55.04 | 20.0534 | 51.08 | 19.0936 | 55.94 | 21.4153 | 64.04 | 28.8076 | 57.02 | 22.333 | 55.04 | 22.1185 | 60.08 | 24.9992 | 42.98 | 16.6289 | 53.6 | 20.1193 | 55.94 | 21.3851 | 53.96 | 20.0362 | 50 | 19.1778 | 66.02 | 25.8274 | 3681 | #N/A | #N/A
| 57.02 | 19.3217 | 59 | 21.9403 | 57.02 | 20.3001 | 55.22 | 19.911 | 55.04 | 21.8796 | 62.96 | 28.1114 | 59 | 22.4724 | 57.92 | 22.5184 | 64.94 | 26.6178 | 57.02 | 20.8308 | 55.4 | 21.0718 | 57.02 | 21.0648 | 55.94 | 20.5149 | 53.96 | 20.1392 | 66.92 | 27.2379 | 3682 | #N/A | #N/A
| 59 | 20.0446 | 60.08 | 22.1498 | 57.02 | 20.3001 | 57.92 | 20.2952 | 55.04 | 21.8849 | 62.06 | 27.3955 | 60.98 | 22.0423 | 59 | 22.8241 | 71.06 | 28.4896 | 62.06 | 22.06 | 55.4 | 20.5565 | 57.92 | 21.6358 | 55.94 | 20.2258 | 57.02 | 20.3567 | 71.06 | 28.245 | 3683 | #N/A | #N/A
| 60.08 | 20.3046 | 57.92 | 21.3136 | 64.04 | 21.7381 | 59.9 | 20.6014 | 55.4 | 22.2067 | 62.6 | 27.4286 | 60.98 | 22.043 | 60.08 | 22.1012 | 75.92 | 31.0314 | 64.04 | 22.0187 | 57.2 | 20.5089 | 57.02 | 21.1057 | 57.92 | 21.2383 | 60.98 | 21.3187 | 73.04 | 28.7288 | 3684 | #N/A | #N/A
| 62.06 | 21.2545 | 60.08 | 21.5439 | 64.94 | 21.9577 | 61.7 | 20.9082 | 55.4 | 22.2067 | 62.6 | 27.4286 | 59 | 22.1434 | 60.98 | 22.6284 | 82.04 | 34.0283 | 66.02 | 22.5012 | 59 | 21.431 | 57.92 | 21.0733 | 57.92 | 20.9895 | 62.06 | 21.3078 | 75.92 | 30.2746 | 3685 | #N/A | #N/A
| 62.06 | 21.0355 | 60.98 | 22.014 | 64.94 | 21.9577 | 62.6 | 21.39 | 55.4 | 22.8252 | 62.6 | 27.4286 | 59 | 22.1434 | 62.06 | 22.2744 | 82.94 | 33.2751 | 64.94 | 21.9701 | 57.2 | 20.5089 | 59 | 21.2919 | 57.02 | 20.7723 | 64.04 | 22.0645 | 77 | 30.5395 | 3686 | #N/A | #N/A
| 62.06 | 21.5258 | 60.08 | 21.5482 | 60.98 | 22.0449 | 65.12 | 22.0502 | 59 | 24.5942 | 62.6 | 28.2598 | 59 | 22.8273 | 62.96 | 22.4916 | 82.04 | 33.5039 | 66.02 | 23.0319 | 59 | 21.431 | 57.92 | 20.5477 | 57.02 | 20.4847 | 66.92 | 22.0162 | 77 | 31.0272 | 3687 | #N/A | #N/A
| 64.04 | 22.0083 | 60.98 | 22.0192 | 64.04 | 22.5399 | 67.46 | 22.4423 | 60.8 | 25.4982 | 62.6 | 28.2598 | 60.08 | 22.4156 | 62.96 | 22.4975 | 86 | 34.4867 | 66.02 | 24.1975 | 59 | 20.9458 | 57.92 | 20.7423 | 57.02 | 20.2536 | 68 | 22.7566 | 78.98 | 31.0385 | 3688 | #N/A | #N/A
| 64.04 | 21.7361 | 60.08 | 21.5517 | 64.04 | 22.5399 | 69.98 | 22.9681 | 60.8 | 25.4982 | 62.96 | 28.127 | 59 | 22.1538 | 62.06 | 22.2825 | 84.92 | 34.236 | 68 | 24.3462 | 57.2 | 20.5089 | 57.02 | 20.2934 | 55.04 | 19.5071 | 71.06 | 23.2791 | 78.98 | 30.5844 | 3689 | #N/A | #N/A
| 64.04 | 22.0077 | 57.92 | 21.0299 | 66.92 | 22.9488 | 67.46 | 22.4423 | 60.08 | 25.3068 | 62.6 | 28.2598 | 60.98 | 22.9684 | 60.08 | 21.5525 | 84.92 | 33.2904 | 66.02 | 23.2826 | 55.4 | 20.072 | 55.04 | 19.5773 | 53.96 | 19.5176 | 69.98 | 22.7618 | 78.98 | 31.0591 | 3690 | #N/A | #N/A
| 64.94 | 21.7338 | 57.02 | 20.5249 | 68 | 23.2117 | 68.72 | 22.4498 | 60.8 | 25.4982 | 62.6 | 27.4286 | 64.94 | 23.3267 | 57.92 | 20.7394 | 84.2 | 32.9808 | 66.92 | 22.958 | 53.6 | 19.6352 | 53.96 | 19.5556 | 55.4 | 20.0417 | 73.04 | 23.2553 | 78.08 | 30.3731 | 3691 | #N/A | #N/A
| 64.04 | 21.5137 | 53.96 | 19.5506 | 68 | 23.2117 | 70.34 | 22.5135 | 60.8 | 25.4982 | 62.6 | 28.2598 | 64.94 | 23.3267 | 55.94 | 20.5744 | 68 | 30.0455 | 66.02 | 23.0283 | 53.6 | 19.6352 | 53.06 | 19.3372 | 53.96 | 19.2539 | 69.98 | 22.5119 | 73.04 | 28.7647 | 3692 | #N/A | #N/A
| 64.04 | 21.2574 | 53.06 | 19.3302 | 66.02 | 22.7234 | 69.26 | 22.1694 | 60.8 | 25.4982 | 62.6 | 28.2598 | 60.98 | 22.3577 | 53.06 | 19.585 | 66.02 | 30.5666 | 64.94 | 23.0135 | 53.6 | 19.6352 | 51.98 | 18.8039 | 51.98 | 18.5555 | 71.06 | 22.7717 | 69.08 | 26.5973 | 3693 | #N/A | #N/A
| 59 | 20.7694 | 51.08 | 18.5801 | 62.96 | 22.5172 | 67.1 | 21.5258 | 60.8 | 25.4982 | 62.6 | 27.4286 | 55.04 | 21.1778 | 51.08 | 19.3667 | 66.02 | 30.5666 | 64.04 | 22.7911 | 51.8 | 19.1982 | 50 | 18.3262 | 48.92 | 18.0288 | 66.92 | 21.566 | 64.04 | 25.3636 | 3694 | #N/A | #N/A
| 57.92 | 20.7377 | 50 | 18.589 | 62.96 | 22.5172 | 65.66 | 21.0591 | 60.8 | 25.4982 | 62.6 | 27.4286 | 53.96 | 20.9119 | 51.08 | 19.0782 | 66.92 | 30.7874 | 62.06 | 22.8837 | 50 | 18.307 | 48.02 | 17.8466 | 48.2 | 17.8419 | 64.04 | 20.8654 | 62.96 | 25.5085 | 3695 | #N/A | #N/A
| 57.02 | 21.3624 | 48.92 | 18.327 | 62.06 | 22.2859 | 59.9 | 20.212 | 60.98 | 25.9062 | 62.6 | 28.2598 | 55.04 | 21.8423 | 50 | 18.5851 | 66.92 | 30.7874 | 60.08 | 23.0703 | 48.2 | 17.8704 | 48.02 | 17.8747 | 48.92 | 18.0295 | 59 | 20.3384 | 62.06 | 25.2935 | 3696 | #N/A | #N/A
| 57.02 | 21.3593 | 48.92 | 18.0594 | 60.08 | 21.5536 | 58.1 | 20.8831 | 60.8 | 25.4982 | 62.6 | 27.4286 | 53.06 | 21.0168 | 50 | 18.8187 | 66.92 | 30.7874 | 60.98 | 22.032 | 48.2 | 18.3245 | 48.92 | 18.0662 | 48.2 | 18.2939 | 55.94 | 19.8129 | 60.98 | 25.0357 | 3697 | #N/A | #N/A
| 55.94 | 20.5396 | 48.92 | 18.3542 | 60.08 | 21.5536 | 55.4 | 20.0853 | 60.08 | 25.6908 | 62.6 | 27.4286 | 53.06 | 21.0168 | 50 | 19.1317 | 66.92 | 30.8328 | 57.92 | 21.2885 | 46.4 | 17.8877 | 48.92 | 18.3639 | 48.02 | 18.0812 | 57.02 | 20.3468 | 60.08 | 24.8087 | 3698 | #N/A | #N/A
| 53.96 | 20.3096 | 50 | 18.8324 | 57.92 | 21.0326 | 53.6 | 19.6511 | 60.08 | 25.6942 | 62.6 | 27.4286 | 51.98 | 20.4248 | 48.02 | 18.9001 | 66.02 | 30.1481 | 55.04 | 20.3427 | 46.4 | 17.8877 | 48.02 | 18.3569 | 48.92 | 18.3062 | 51.08 | 19.141 | 57.92 | 22.8666 | 3699 | #N/A | #N/A
| 51.98 | 19.8314 | 50 | 18.8497 | 55.94 | 20.553 | 47.66 | 18.4453 | 60.08 | 25.6988 | 60.8 | 26.9877 | 55.04 | 21.502 | 48.92 | 19.1096 | 66.02 | 30.1013 | 51.08 | 19.6308 | 46.4 | 17.8877 | 48.02 | 18.3638 | 48.92 | 18.8324 | 48.02 | 18.6877 | 55.94 | 22.6849 | 3700 | #N/A | #N/A
| 53.96 | 21.2206 | 50 | 19.132 | 55.94 | 20.553 | 45.14 | 17.3176 | 60.08 | 25.3376 | 57.2 | 24.5857 | 55.04 | 20.5916 | 48.92 | 19.1162 | 64.04 | 29.0754 | 46.94 | 18.3711 | 48.2 | 18.8076 | 48.02 | 18.6587 | 50 | 19.1018 | 46.04 | 17.6805 | 53.06 | 22.0027 | 3701 | #N/A | #N/A
| 53.96 | 20.6261 | 50 | 19.1356 | 55.94 | 20.5509 | 44.96 | 17.2714 | 60.8 | 25.4982 | 57.92 | 22.2345 | 53.96 | 20.6364 | 48.92 | 19.4284 | 62.06 | 27.6478 | 46.94 | 18.0846 | 50 | 19.759 | 48.92 | 19.1378 | 51.8 | 19.6493 | 46.04 | 17.9123 | 53.96 | 21.5404 | 3702 | #N/A | #N/A
| 53.96 | 20.6246 | 50 | 19.3904 | 55.04 | 20.3259 | 43.34 | 16.5696 | 60.8 | 25.4982 | 57.02 | 20.3236 | 53.06 | 20.4168 | 48.02 | 19.2096 | 62.96 | 27.868 | 44.96 | 17.0987 | 51.8 | 20.1966 | 51.08 | 19.9751 | 51.8 | 19.6493 | 44.06 | 16.9271 | 53.96 | 22.2206 | 3703 | #N/A | #N/A
| 55.04 | 21.1519 | 51.08 | 19.962 | 55.04 | 20.3259 | 45.68 | 17.7226 | 60.8 | 25.4982 | 55.04 | 19.347 | 53.06 | 20.4168 | 50 | 20.2891 | 62.96 | 27.868 | 44.96 | 17.3678 | 51.8 | 20.1966 | 51.98 | 20.1962 | 51.8 | 19.6493 | 46.94 | 18.1301 | 53.96 | 22.5971 | 3704 | #N/A | #N/A
| 57.92 | 20.737 | 51.08 | 19.9723 | 57.92 | 21.5857 | 48.92 | 19.1409 | 59 | 25.0584 | 57.02 | 19.8247 | 59 | 22.4541 | 51.08 | 20.8956 | 62.96 | 28.3748 | 57.02 | 21.9756 | 51.8 | 20.1966 | 51.08 | 19.9732 | 51.08 | 19.9381 | 51.08 | 19.987 | 53.96 | 22.584 | 3705 | #N/A | #N/A
| 60.08 | 20.5401 | 51.08 | 20.2424 | 60.98 | 22.5951 | 56.66 | 21.2828 | 59 | 25.0584 | 60.08 | 20.5661 | 62.06 | 22.8654 | 51.98 | 21.4401 | 62.96 | 27.868 | 62.06 | 23.2004 | 50 | 20.3055 | 51.08 | 20.2409 | 51.8 | 20.1615 | 57.02 | 21.4328 | 53.06 | 21.9953 | 3706 | #N/A | #N/A
| 60.98 | 20.7571 | 51.98 | 20.4482 | 60.98 | 22.5951 | 60.8 | 22.2888 | 57.2 | 23.9211 | 62.06 | 21.2618 | 62.96 | 22.8145 | 53.06 | 22.0757 | 66.02 | 27.2946 | 66.02 | 24.5089 | 51.8 | 20.7435 | 51.98 | 20.7921 | 51.98 | 20.77 | 62.96 | 22.877 | 55.4 | 22.4914 | 3707 | #N/A | #N/A
| 62.06 | 21.7413 | 51.08 | 20.5611 | 66.02 | 24.1522 | 64.76 | 23.3596 | 57.02 | 23.1007 | 64.04 | 21.7409 | 64.94 | 23.5634 | 53.06 | 22.0785 | 66.2 | 27.7754 | 68 | 24.3141 | 51.8 | 21.3246 | 51.98 | 21.1368 | 51.8 | 20.1615 | 66.02 | 23.8922 | 55.94 | 23.0658 | 3708 | #N/A | #N/A
| 60.08 | 22.107 | 51.98 | 20.8004 | 64.94 | 24.2369 | 68.9 | 24.4767 | 57.92 | 23.6375 | 64.94 | 21.9598 | 64.94 | 23.565 | 53.06 | 22.0832 | 69.08 | 28.0487 | 69.98 | 24.7989 | 51.8 | 21.3246 | 53.06 | 21.3998 | 51.8 | 20.1615 | 69.98 | 25.1939 | 60.08 | 25.6142 | 3709 | #N/A | #N/A
| 64.04 | 24.3079 | 51.98 | 20.8038 | 64.94 | 24.2369 | 70.16 | 25.0073 | 59 | 23.7028 | 64.94 | 22.2304 | 64.94 | 23.565 | 53.06 | 22.0898 | 69.98 | 27.1212 | 71.96 | 25.0141 | 51.8 | 21.3246 | 51.98 | 21.1368 | 51.8 | 20.7059 | 69.98 | 25.2014 | 62.06 | 26.452 | 3710 | #N/A | #N/A
| 64.04 | 23.0644 | 51.98 | 20.78 | 68 | 25.2898 | 70.7 | 25.15 | 60.8 | 24.1416 | 68 | 23.2077 | 64.04 | 24.026 | 53.06 | 22.0955 | 71.96 | 27.61 | 73.04 | 25.2844 | 51.8 | 21.3246 | 51.98 | 21.1368 | 51.8 | 20.7059 | 71.06 | 25.8232 | 64.04 | 27.3998 | 3711 | #N/A | #N/A
| 62.96 | 21.9503 | 51.8 | 20.7362 | 66.02 | 24.5164 | 69.8 | 25.0963 | 57.92 | 22.9453 | 69.98 | 23.9786 | 62.06 | 23.5473 | 53.06 | 22.0416 | 73.04 | 26.7684 | 71.96 | 25.2957 | 51.8 | 21.3246 | 51.98 | 21.1368 | 51.08 | 20.5743 | 69.98 | 25.2089 | 64.94 | 27.6194 | 3712 | #N/A | #N/A
| 62.06 | 21.23 | 53.06 | 21.0875 | 66.02 | 24.5164 | 69.8 | 24.8781 | 60.08 | 23.1758 | 71.06 | 23.4406 | 60.08 | 23.0669 | 53.6 | 22.3621 | 73.04 | 26.1074 | 71.06 | 25.0736 | 51.8 | 21.3246 | 51.98 | 21.1368 | 51.8 | 20.7059 | 71.06 | 24.8666 | 66.02 | 28.8299 | 3713 | #N/A | #N/A
| 62.06 | 20.5176 | 53.06 | 21.4363 | 64.94 | 25.2366 | 69.44 | 24.5744 | 57.92 | 22.3017 | 71.06 | 23.7123 | 60.98 | 22.9434 | 53.96 | 22.261 | 73.04 | 25.7671 | 71.06 | 25.076 | 51.8 | 21.3246 | 51.98 | 21.1368 | 51.8 | 20.7059 | 69.08 | 25.3465 | 66.92 | 28.6397 | 3714 | #N/A | #N/A
| 60.08 | 20.0385 | 53.06 | 21.4398 | 69.08 | 25.2642 | 69.8 | 25.1648 | 59 | 23.0834 | 71.06 | 23.4406 | 57.92 | 22.5409 | 53.96 | 22.261 | 73.04 | 25.4939 | 66.02 | 26.249 | 51.8 | 21.3246 | 53.06 | 21.3998 | 51.08 | 20.9381 | 64.04 | 25.8511 | 66.92 | 28.9996 | 3715 | #N/A | #N/A
| 57.92 | 20.227 | 51.98 | 20.8339 | 69.08 | 25.2642 | 64.4 | 24.4346 | 57.2 | 22.645 | 68 | 23.4934 | 57.92 | 22.5409 | 53.06 | 22.121 | 71.06 | 25.6355 | 66.02 | 27.4844 | 51.8 | 21.3246 | 53.06 | 21.6968 | 51.8 | 21.2844 | 60.98 | 25.1064 | 66.02 | 28.3649 | 3716 | #N/A | #N/A
| 55.94 | 19.7442 | 51.8 | 20.7362 | 64.04 | 25.7557 | 60.8 | 24.1803 | 57.02 | 22.0844 | 66.02 | 23.5707 | 55.94 | 21.7177 | 53.06 | 22.0416 | 68 | 27.815 | 64.04 | 27.4677 | 51.8 | 21.3246 | 53.06 | 21.6968 | 51.8 | 20.7059 | 55.94 | 23.5289 | 66.02 | 28.3649 | 3717 | #N/A | #N/A
| 53.06 | 18.8258 | 51.08 | 20.5611 | 60.98 | 25.4206 | 57.2 | 23.2999 | 55.4 | 22.2067 | 62.06 | 23.1996 | 55.94 | 21.7194 | 53.06 | 21.674 | 66.02 | 26.9592 | 62.06 | 25.7014 | 51.8 | 21.3246 | 51.98 | 21.2045 | 51.08 | 20.5978 | 55.94 | 23.8662 | 64.04 | 27.455 | 3718 | #N/A | #N/A
| 48.92 | 17.8184 | 51.08 | 20.5611 | 60.98 | 25.4206 | 55.4 | 23.5204 | 55.4 | 21.6243 | 57.92 | 22.5297 | 55.94 | 22.3529 | 51.98 | 21.4109 | 60.98 | 25.2944 | 60.08 | 24.7902 | 51.8 | 21.3246 | 51.08 | 20.9177 | 51.8 | 20.7059 | 55.94 | 23.8662 | 62.96 | 27.6176 | 3719 | #N/A | #N/A
| 46.04 | 17.1177 | 51.08 | 20.6149 | 59 | 24.5061 | 55.4 | 23.5235 | 53.6 | 20.6387 | 48.92 | 18.8372 | 55.94 | 22.7134 | 51.08 | 20.8956 | 59 | 24.4615 | 57.92 | 24.2574 | 51.8 | 21.3246 | 51.08 | 20.5731 | 50 | 19.7239 | 55.94 | 23.8662 | 62.06 | 27.3977 | 3720 | #N/A | #N/A
| 44.06 | 16.149 | 51.08 | 20.5611 | 57.02 | 23.6881 | 55.94 | 23.3245 | 53.6 | 20.6387 | 48.92 | 18.8337 | 55.04 | 22.1355 | 51.08 | 20.9621 | 60.08 | 24.3237 | 57.02 | 23.7028 | 50 | 20.3055 | 51.8 | 21.3298 | 50 | 20.2679 | 55.94 | 23.8662 | 62.06 | 27.4501 | 3721 | #N/A | #N/A
| 42.98 | 15.8901 | 51.08 | 20.5611 | 57.02 | 23.6881 | 55.4 | 23.5276 | 53.6 | 20.6387 | 48.02 | 18.3239 | 55.04 | 22.1355 | 51.08 | 20.8956 | 57.92 | 23.8005 | 57.02 | 23.7118 | 50 | 20.3055 | 51.08 | 20.9177 | 50 | 19.7239 | 55.94 | 23.8662 | 60.98 | 27.1339 | 3722 | #N/A | #N/A
| 42.08 | 15.6715 | 50 | 19.9667 | 57.02 | 23.6991 | 55.58 | 22.9214 | 53.06 | 20.5202 | 46.94 | 17.8289 | 53.96 | 21.8822 | 51.08 | 20.9639 | 57.92 | 24.2035 | 57.02 | 23.7158 | 50 | 20.3055 | 51.08 | 20.638 | 50 | 20.0026 | 55.94 | 23.8662 | 60.98 | 27.1902 | 3723 | #N/A | #N/A
| 42.08 | 15.6748 | 50 | 19.9667 | 55.94 | 23.4395 | 55.04 | 22.7936 | 53.6 | 20.6387 | 46.94 | 18.0564 | 53.06 | 21.367 | 51.08 | 20.8956 | 57.02 | 23.9903 | 57.02 | 23.7063 | 50 | 20.3055 | 51.08 | 20.6355 | 50 | 20.0026 | 55.94 | 23.8662 | 60.98 | 26.6529 | 3724 | #N/A | #N/A
| 44.06 | 16.1545 | 48.92 | 19.7039 | 55.94 | 23.4395 | 55.4 | 22.8881 | 51.8 | 20.2011 | 46.04 | 17.6034 | 53.06 | 21.0318 | 51.08 | 20.8956 | 57.92 | 23.8105 | 55.94 | 23.7807 | 50 | 20.3055 | 51.08 | 20.6346 | 50 | 20.0026 | 55.04 | 23.3058 | 60.08 | 26.4981 | 3725 | #N/A | #N/A
| 42.98 | 16.1322 | 48.92 | 19.4368 | 55.94 | 23.429 | 55.4 | 22.891 | 51.8 | 20.2011 | 44.06 | 16.6369 | 53.6 | 21.7359 | 51.08 | 20.9701 | 57.02 | 23.5942 | 57.02 | 23.7339 | 50 | 20.3055 | 51.08 | 20.5731 | 50 | 19.7388 | 55.04 | 23.3058 | 60.08 | 26.4332 | 3726 | #N/A | #N/A
| 41 | 15.2177 | 48.92 | 19.192 | 55.94 | 23.0606 | 55.4 | 22.891 | 51.8 | 19.6863 | 44.06 | 16.3851 | 53.96 | 21.9036 | 50 | 20.3588 | 57.02 | 23.6013 | 57.02 | 23.7379 | 50 | 20.3055 | 50 | 20.0446 | 50 | 19.7357 | 55.94 | 23.5253 | 60.08 | 26.5067 | 3727 | #N/A | #N/A
| 44.06 | 16.3916 | 48.92 | 19.4368 | 55.94 | 23.0606 | 55.4 | 22.891 | 51.08 | 19.7299 | 46.04 | 17.3278 | 53.96 | 21.9036 | 50 | 20.3538 | 57.02 | 23.9977 | 55.94 | 23.4714 | 50 | 20.3055 | 50 | 20.0389 | 50 | 19.7326 | 55.04 | 23.3058 | 60.08 | 26.5091 | 3728 | #N/A | #N/A
| 55.4 | 21.5961 | 48.2 | 19.3146 | 53.96 | 22.2381 | 55.4 | 22.8967 | 51.08 | 20.0412 | 55.94 | 21.6676 | 53.96 | 21.8835 | 51.08 | 20.9586 | 57.02 | 23.9924 | 55.94 | 23.4427 | 50 | 20.3055 | 51.08 | 20.2991 | 50 | 19.7239 | 55.04 | 23.3058 | 60.08 | 25.969 | 3729 | #N/A | #N/A
| 55.94 | 21.0815 | 48.2 | 19.3146 | 55.04 | 23.2093 | 55.4 | 22.8938 | 51.8 | 19.6863 | 62.96 | 23.3709 | 53.96 | 21.8835 | 53.96 | 21.6626 | 57.02 | 24.3459 | 55.94 | 23.05 | 50 | 20.3055 | 50 | 20.0357 | 50 | 19.7239 | 55.94 | 23.5253 | 59 | 25.7057 | 3730 | #N/A | #N/A
| 57.2 | 21.4877 | 51.08 | 20.5611 | 53.96 | 22.5785 | 57.38 | 23.4409 | 51.8 | 20.2011 | 64.94 | 22.9443 | 55.04 | 22.1466 | 57.2 | 23.2399 | 57.92 | 24.5611 | 57.02 | 23.742 | 51.8 | 21.3246 | 51.08 | 20.2409 | 51.8 | 20.7059 | 57.02 | 24.1298 | 59 | 25.3995 | 3731 | #N/A | #N/A
| 60.08 | 22.6868 | 53.96 | 21.6827 | 53.96 | 22.554 | 58.82 | 24.1162 | 51.8 | 20.2011 | 66.92 | 21.9139 | 53.96 | 22.2508 | 60.8 | 24.1177 | 59 | 24.8298 | 55.94 | 23.4427 | 53.6 | 21.1815 | 55.04 | 21.9495 | 53.96 | 20.9603 | 57.92 | 24.3495 | 59 | 25.404 | 3732 | #N/A | #N/A
| 62.06 | 22.8404 | 55.94 | 22.3854 | 53.96 | 22.554 | 58.82 | 24.0498 | 51.8 | 20.2011 | 68 | 23.6835 | 59 | 25.8088 | 64.94 | 25.7359 | 62.06 | 26.0142 | 57.02 | 24.0445 | 55.4 | 21.6195 | 57.02 | 22.6614 | 55.04 | 21.5558 | 60.08 | 25.3 | 57.92 | 24.3503 | 3733 | #N/A | #N/A
| 64.04 | 23.6562 | 59 | 23.1308 | 53.96 | 22.5766 | 58.64 | 24.0058 | 51.8 | 20.2011 | 68 | 23.1458 | 59 | 25.8088 | 66.02 | 27.0374 | 64.04 | 26.5008 | 57.92 | 24.6837 | 60.8 | 23.5167 | 62.96 | 24.4782 | 57.02 | 22.3875 | 59 | 24.6131 | 57.92 | 24.6333 | 3734 | #N/A | #N/A
| 64.04 | 23.0605 | 57.02 | 22.4384 | 55.04 | 22.8174 | 60.08 | 24.2264 | 51.8 | 20.2011 | 66.92 | 22.3834 | 60.08 | 25.6185 | 64.4 | 26.3505 | 64.94 | 26.2923 | 57.92 | 24.6837 | 64.4 | 25.6725 | 64.04 | 25.0602 | 60.08 | 23.4351 | 60.08 | 24.9119 | 57.92 | 25.068 | 3735 | #N/A | #N/A
| 64.94 | 23.2854 | 55.94 | 22.4809 | 55.04 | 22.8174 | 60.26 | 24.2702 | 51.8 | 20.2011 | 68 | 23.4388 | 60.08 | 26.0211 | 66.92 | 27.3784 | 68 | 26.6938 | 57.02 | 23.7379 | 66.2 | 25.4527 | 64.04 | 26.218 | 57.92 | 22.9206 | 60.98 | 25.1348 | 57.02 | 24.0636 | 3736 | #N/A | #N/A
| 64.04 | 23.3346 | 55.94 | 22.3854 | 55.04 | 22.8372 | 60.8 | 24.2101 | 51.8 | 19.6863 | 66.92 | 22.6557 | 62.6 | 27.4213 | 66.92 | 27.0171 | 69.08 | 26.5522 | 55.94 | 23.0796 | 68 | 26.5511 | 62.06 | 27.0136 | 55.94 | 22.4436 | 60.98 | 25.1348 | 57.2 | 24.2464 | 3737 | #N/A | #N/A
| 66.02 | 23.8193 | 55.4 | 23.467 | 53.96 | 22.5756 | 59.18 | 23.6894 | 51.8 | 19.6863 | 66.92 | 21.9208 | 64.04 | 27.5128 | 64.04 | 25.544 | 69.98 | 26.7754 | 55.94 | 23.05 | 66.2 | 24.8319 | 66.92 | 28.3435 | 55.04 | 22.5978 | 60.08 | 24.5352 | 57.02 | 24.1533 | 3738 | #N/A | #N/A
| 64.94 | 22.9798 | 59 | 24.6657 | 53.6 | 22.3387 | 58.64 | 23.4306 | 51.8 | 20.2011 | 64.94 | 22.7026 | 64.94 | 28.138 | 64.94 | 25.7626 | 69.98 | 27.5324 | 55.94 | 23.05 | 62.6 | 23.9551 | 66.02 | 27.0654 | 57.02 | 23.7894 | 59 | 24.2718 | 59 | 24.8965 | 3739 | #N/A | #N/A
| 60.08 | 23.0491 | 57.02 | 23.3344 | 53.96 | 22.5756 | 57.56 | 22.924 | 51.8 | 20.2011 | 64.04 | 22.4826 | 64.94 | 28.138 | 59 | 25.4324 | 68 | 27.0463 | 55.04 | 22.8305 | 60.8 | 23.5167 | 57.92 | 23.9622 | 57.2 | 23.8695 | 59 | 23.8754 | 59 | 24.8965 | 3740 | #N/A | #N/A
| 57.02 | 21.9578 | 57.92 | 23.5538 | 53.06 | 22.0405 | 56.84 | 22.5004 | 53.6 | 20.6387 | 62.06 | 22.8219 | 55.4 | 22.7906 | 59 | 25.4313 | 68 | 24.5663 | 55.04 | 22.8305 | 59 | 23.0783 | 57.02 | 24.0821 | 53.6 | 21.7229 | 55.4 | 23.5287 | 60.08 | 24.8087 | 3741 | #N/A | #N/A
| 55.94 | 21.6966 | 55.94 | 23.071 | 53.06 | 22.0405 | 57.2 | 23.3316 | 51.8 | 19.6863 | 57.92 | 22.1445 | 53.6 | 22.3517 | 59 | 25.4256 | 64.94 | 23.2203 | 55.04 | 22.8305 | 57.2 | 23.9152 | 57.02 | 23.7426 | 53.06 | 21.7363 | 55.94 | 23.5253 | 60.98 | 25.1072 | 3742 | #N/A | #N/A
| 55.04 | 21.1472 | 55.04 | 22.8516 | 53.06 | 22.0405 | 55.4 | 22.893 | 50 | 19.1732 | 57.02 | 22.2653 | 53.96 | 22.2508 | 57.92 | 25.1592 | 62.96 | 23.0544 | 53.96 | 22.2508 | 57.2 | 23.9152 | 57.02 | 24.0821 | 53.96 | 22.3164 | 55.94 | 23.5253 | 59 | 24.1385 | 3743 | #N/A | #N/A
| 53.96 | 20.8838 | 53.96 | 22.2711 | 53.06 | 21.6739 | 55.4 | 22.2708 | 50 | 19.2491 | 53.96 | 21.1752 | 53.96 | 21.9307 | 57.92 | 25.1535 | 60.08 | 22.3469 | 53.96 | 22.2508 | 57.2 | 24.6122 | 57.02 | 23.7426 | 53.96 | 22.3136 | 55.04 | 22.9418 | 55.04 | 22.9114 | 3744 | #N/A | #N/A
| 53.96 | 20.8877 | 53.06 | 22.0517 | 51.98 | 21.4135 | 53.6 | 21.8262 | 50 | 19.2491 | 53.96 | 21.1752 | 53.06 | 21.715 | 57.92 | 25.0569 | 60.08 | 22.5783 | 53.96 | 22.2508 | 55.4 | 23.4759 | 55.04 | 22.945 | 53.06 | 22.096 | 55.04 | 22.9101 | 55.94 | 23.865 | 3745 | #N/A | #N/A
| 51.98 | 20.1424 | 53.06 | 21.7546 | 51.98 | 21.4135 | 53.6 | 21.8289 | 50 | 19.2491 | 53.96 | 21.1768 | 53.06 | 21.715 | 53.96 | 22.6568 | 57.02 | 22.5665 | 53.96 | 21.8835 | 55.4 | 22.8196 | 53.96 | 22.3605 | 53.06 | 21.7227 | 53.96 | 22.6468 | 57.92 | 23.6081 | 3746 | #N/A | #N/A
| 51.98 | 20.1447 | 53.06 | 21.6838 | 51.8 | 21.2852 | 53.6 | 21.8262 | 51.8 | 20.2011 | 51.08 | 19.8832 | 53.06 | 21.725 | 53.06 | 22.1181 | 55.94 | 21.9513 | 53.06 | 21.6642 | 53.6 | 22.3808 | 53.6 | 22.3863 | 53.6 | 22.3378 | 53.96 | 22.6468 | 55.04 | 22.9065 | 3747 | #N/A | #N/A
| 50 | 19.3569 | 53.06 | 21.7555 | 51.98 | 21.1285 | 53.6 | 21.8352 | 51.8 | 20.2011 | 48.92 | 18.8063 | 53.06 | 21.7349 | 53.06 | 22.1181 | 55.94 | 21.9117 | 51.98 | 21.143 | 53.6 | 21.7631 | 53.96 | 21.916 | 53.6 | 21.7229 | 53.06 | 22.1085 | 55.4 | 22.4914 | 3748 | #N/A | #N/A
| 48.92 | 18.8473 | 53.06 | 21.6838 | 51.98 | 21.1285 | 51.8 | 20.8227 | 51.8 | 20.2011 | 53.96 | 21.8114 | 53.06 | 21.7377 | 53.06 | 22.0416 | 55.94 | 21.9117 | 51.98 | 20.8039 | 53.6 | 21.7631 | 53.96 | 21.9833 | 51.98 | 21.1573 | 53.06 | 21.7383 | 55.04 | 22.466 | 3749 | #N/A | #N/A
| 48.92 | 18.8494 | 53.06 | 21.7491 | 50 | 19.9736 | 53.6 | 21.2573 | 50 | 19.4294 | 50 | 19.3145 | 53.06 | 21.4479 | 53.06 | 22.0416 | 55.4 | 21.7804 | 51.98 | 20.8039 | 53.6 | 21.7631 | 53.06 | 21.4621 | 51.98 | 21.153 | 53.06 | 21.784 | 53.96 | 22.2034 | 3750 | #N/A | #N/A
| 51.98 | 20.4172 | 53.06 | 21.4459 | 50 | 19.9736 | 51.8 | 20.2705 | 51.8 | 19.6863 | 46.94 | 18.0363 | 53.06 | 21.4559 | 53.96 | 22.5777 | 55.94 | 21.9487 | 51.08 | 20.5429 | 51.8 | 21.3246 | 53.06 | 21.3998 | 51.98 | 21.146 | 53.06 | 21.484 | 55.04 | 22.2145 | 3751 | #N/A | #N/A
| 48.92 | 19.0974 | 53.06 | 21.4381 | 50 | 19.9736 | 51.8 | 20.2674 | 51.08 | 19.6866 | 46.94 | 17.8062 | 53.06 | 21.4559 | 53.6 | 22.3621 | 53.6 | 21.9358 | 51.08 | 20.2118 | 51.8 | 21.3246 | 53.06 | 21.6968 | 51.8 | 20.7059 | 51.98 | 20.5341 | 55.04 | 22.2126 | 3752 | #N/A | #N/A
| 59 | 23.7799 | 53.06 | 21.6838 | 50 | 19.9688 | 50 | 19.3058 | 51.8 | 19.6863 | 57.92 | 23.4523 | 53.06 | 21.4497 | 53.96 | 22.261 | 55.04 | 22.3782 | 51.08 | 20.5807 | 51.8 | 20.7435 | 53.06 | 21.3998 | 51.8 | 20.7059 | 51.08 | 20.6117 | 55.04 | 22.209 | 3753 | #N/A | #N/A
| 62.96 | 25.1368 | 53.96 | 21.6063 | 48.92 | 19.7037 | 50 | 19.3037 | 51.8 | 19.6863 | 62.96 | 25.0717 | 53.06 | 21.3683 | 53.96 | 21.8933 | 55.4 | 22.3738 | 51.08 | 20.579 | 53.6 | 21.1815 | 53.96 | 21.6532 | 53.06 | 20.7117 | 50 | 20.349 | 55.94 | 22.4206 | 3754 | #N/A | #N/A
| 64.94 | 25.9566 | 53.96 | 21.2618 | 48.92 | 19.7037 | 50 | 19.8165 | 51.8 | 19.6863 | 64.94 | 25.1603 | 53.06 | 21.3683 | 55.04 | 21.8915 | 59 | 23.3335 | 51.8 | 20.1729 | 55.4 | 21.0718 | 55.04 | 21.8818 | 53.06 | 20.7045 | 50 | 20.349 | 57.92 | 22.5382 | 3755 | #N/A | #N/A
| 64.94 | 25.618 | 55.94 | 21.7683 | 48.92 | 19.4366 | 49.28 | 19.2847 | 51.8 | 19.6863 | 66.02 | 25.4294 | 51.98 | 20.8333 | 57.02 | 22.6652 | 60.08 | 23.2912 | 50 | 19.9838 | 55.4 | 21.0718 | 57.02 | 21.7075 | 53.96 | 20.9186 | 48.92 | 19.7528 | 60.98 | 23.6391 | 3756 | #N/A | #N/A
| 66.02 | 25.4844 | 57.02 | 22.6686 | 48.02 | 19.2139 | 50 | 19.3088 | 53.96 | 20.1177 | 68 | 25.9084 | 51.8 | 20.7181 | 59 | 23.1422 | 62.06 | 24.0556 | 50 | 19.9775 | 55.4 | 21.0718 | 57.92 | 22.2529 | 55.04 | 21.1742 | 50 | 20.0154 | 64.04 | 24.381 | 3757 | #N/A | #N/A
| 66.92 | 25.7067 | 60.08 | 23.4141 | 48.02 | 19.2139 | 50 | 19.2463 | 53.96 | 20.1156 | 69.08 | 25.1947 | 51.98 | 20.8316 | 62.06 | 23.8876 | 62.96 | 24.2934 | 50 | 19.6825 | 55.4 | 21.0718 | 60.98 | 23.3432 | 55.04 | 21.1726 | 51.08 | 20.304 | 66.02 | 24.5042 | 3758 | #N/A | #N/A
| 69.08 | 26.6254 | 60.08 | 22.7511 | 48.02 | 19.207 | 50.72 | 19.1775 | 57.02 | 21.4221 | 69.08 | 26.567 | 51.8 | 20.1729 | 60.8 | 23.4994 | 64.94 | 24.778 | 48.92 | 19.42 | 57.2 | 22.0574 | 59 | 22.5003 | 55.94 | 21.3915 | 51.08 | 19.7217 | 66.92 | 24.7211 | 3759 | #N/A | #N/A
| 69.98 | 25.47 | 60.08 | 23.0964 | 48.02 | 18.8818 | 51.8 | 19.251 | 57.2 | 21.5139 | 68 | 24.9386 | 51.08 | 20.265 | 62.6 | 23.9379 | 69.08 | 25.7909 | 50 | 19.6825 | 59 | 21.947 | 60.98 | 23.328 | 55.4 | 21.0369 | 51.08 | 19.7225 | 66.92 | 25.0775 | 3760 | #N/A | #N/A
| 69.98 | 25.771 | 60.98 | 23.6288 | 46.94 | 18.6373 | 50 | 18.8115 | 57.2 | 21.5139 | 69.08 | 25.2058 | 50 | 19.7352 | 64.94 | 24.9501 | 69.98 | 26.008 | 50 | 19.6825 | 59 | 21.947 | 60.08 | 22.7631 | 56.66 | 21.45 | 50 | 19.7465 | 64.94 | 24.5953 | 3761 | #N/A | #N/A
| 69.98 | 25.4761 | 62.96 | 24.4793 | 48.02 | 18.8818 | 50 | 19.2913 | 55.4 | 21.0763 | 64.94 | 24.8629 | 50 | 19.7276 | 64.94 | 24.9491 | 69.98 | 25.3489 | 50 | 19.1449 | 60.8 | 22.9334 | 62.96 | 23.81 | 57.92 | 21.8644 | 50 | 19.7465 | 69.98 | 24.8378 | 3762 | #N/A | #N/A
| 69.08 | 25.2604 | 60.08 | 23.1063 | 48.92 | 19.12 | 50 | 19.8009 | 57.2 | 21.5139 | 64.04 | 24.2782 | 50 | 19.7261 | 64.04 | 24.727 | 69.08 | 25.4837 | 50 | 19.3949 | 60.8 | 22.3845 | 64.94 | 24.2951 | 59 | 22.1239 | 50 | 20.0154 | 69.08 | 24.896 | 3763 | #N/A | #N/A
| 69.08 | 25.558 | 60.08 | 23.4005 | 48.92 | 19.12 | 50 | 19.8087 | 55.4 | 21.0763 | 64.04 | 23.6451 | 50 | 19.7261 | 62.06 | 24.5555 | 69.08 | 26.165 | 48.92 | 19.1317 | 62.6 | 22.8221 | 64.04 | 24.0734 | 59 | 21.8545 | 50 | 20.0154 | 68 | 24.9765 | 3764 | #N/A | #N/A
| 68 | 24.9975 | 57.92 | 22.8708 | 48.92 | 19.1005 | 49.82 | 19.336 | 55.04 | 21.2027 | 62.06 | 23.5043 | 50 | 19.4052 | 60.08 | 24.062 | 66.92 | 25.6324 | 50 | 19.389 | 57.2 | 22.6398 | 60.98 | 23.3223 | 57.02 | 21.3693 | 50 | 20.0154 | 66.92 | 24.0854 | 3765 | #N/A | #N/A
| 62.06 | 25.2595 | 55.94 | 22.0879 | 50 | 19.6719 | 49.28 | 19.3038 | 53.06 | 20.7196 | 60.08 | 23.0214 | 50 | 19.2226 | 57.92 | 23.5434 | 66.02 | 25.4065 | 50 | 19.6825 | 55.4 | 21.6195 | 57.02 | 22.0073 | 55.04 | 21.1519 | 50 | 19.7465 | 66.02 | 23.8605 | 3766 | #N/A | #N/A
| 60.08 | 24.4379 | 55.94 | 22.0827 | 50 | 19.9481 | 48.92 | 19.163 | 51.98 | 20.1862 | 59 | 23.0532 | 50 | 19.3949 | 55.4 | 22.184 | 60.08 | 24.2811 | 50 | 19.7352 | 51.8 | 20.7435 | 57.92 | 22.8806 | 53.06 | 20.6632 | 48.92 | 19.7528 | 62.96 | 23.3926 | 3767 | #N/A | #N/A
| 60.08 | 24.0472 | 57.02 | 22.6337 | 50 | 19.9382 | 48.2 | 18.8338 | 51.98 | 20.1839 | 59 | 22.7602 | 50 | 19.3942 | 53.96 | 21.8634 | 57.02 | 23.2049 | 50 | 19.9491 | 51.8 | 20.7435 | 55.94 | 22.0728 | 53.06 | 20.6538 | 48.92 | 19.4782 | 60.08 | 23.0335 | 3768 | #N/A | #N/A
| 60.98 | 25.4184 | 57.92 | 23.2182 | 48.92 | 19.6754 | 48.74 | 19.2166 | 51.98 | 20.449 | 59 | 22.4269 | 50 | 19.7006 | 53.96 | 21.8599 | 53.96 | 22.077 | 50 | 19.9491 | 53.6 | 21.1815 | 55.04 | 21.8818 | 53.06 | 20.6506 | 48.92 | 19.484 | 59 | 23.1291 | 3769 | #N/A | #N/A
| 60.98 | 24.9989 | 57.92 | 23.2144 | 48.92 | 19.6766 | 48.2 | 19.3447 | 51.98 | 20.4506 | 59 | 22.4269 | 50 | 19.7006 | 53.96 | 21.8933 | 53.96 | 22.0751 | 51.08 | 20.5429 | 50 | 19.759 | 53.96 | 21.2395 | 53.6 | 21.144 | 48.92 | 19.7436 | 57.02 | 22.6452 | 3770 | #N/A | #N/A
| 60.08 | 24.7833 | 57.02 | 22.996 | 50 | 19.9378 | 48.2 | 18.8294 | 50 | 19.701 | 57.92 | 22.5117 | 51.08 | 19.9451 | 53.06 | 21.6406 | 53.06 | 21.5502 | 50 | 19.9491 | 50 | 19.759 | 53.06 | 21.0222 | 51.8 | 20.7059 | 48.92 | 19.484 | 57.02 | 22.6425 | 3771 | #N/A | #N/A
| 59 | 24.1844 | 55.94 | 22.3644 | 50 | 19.9382 | 48.2 | 18.8294 | 50 | 19.3916 | 57.92 | 23.495 | 51.08 | 19.9451 | 51.98 | 21.4109 | 51.98 | 20.9352 | 51.08 | 20.5429 | 48.2 | 19.3214 | 53.06 | 21.023 | 51.98 | 20.3864 | 48.92 | 19.7528 | 57.02 | 22.6407 | 3772 | #N/A | #N/A
| 62.06 | 24.9322 | 53.96 | 21.5826 | 50 | 19.9386 | 48.92 | 19.1071 | 51.08 | 20.235 | 59 | 24.3298 | 51.08 | 20.2321 | 50 | 20.2891 | 48.92 | 19.5822 | 51.08 | 20.5429 | 48.2 | 19.3214 | 51.98 | 20.7921 | 51.98 | 20.7132 | 48.92 | 19.7528 | 57.92 | 22.5045 | 3773 | #N/A | #N/A
| 59 | 23.4784 | 53.96 | 21.875 | 50 | 19.9401 | 49.1 | 19.2549 | 51.08 | 20.2334 | 57.2 | 23.8904 | 51.08 | 20.2305 | 48.92 | 19.4284 | 48.02 | 19.0449 | 51.08 | 20.5429 | 48.2 | 18.8076 | 51.08 | 20.5364 | 51.98 | 20.7091 | 48.92 | 19.7476 | 60.08 | 23.03 | 3774 | #N/A | #N/A
| 59 | 24.1894 | 53.96 | 21.8678 | 51.08 | 20.5327 | 48.92 | 19.1601 | 51.08 | 20.2302 | 57.92 | 24.653 | 51.08 | 20.2273 | 48.02 | 19.1688 | 46.94 | 18.5426 | 51.08 | 20.5449 | 48.2 | 19.3214 | 51.98 | 20.7479 | 53.06 | 20.6373 | 48.92 | 19.7476 | 55.94 | 22.0227 | 3775 | #N/A | #N/A
| 60.98 | 25.0124 | 55.94 | 22.3439 | 51.08 | 20.5327 | 49.28 | 19.3456 | 51.98 | 20.7785 | 57.92 | 24.653 | 51.08 | 20.2273 | 46.94 | 18.6377 | 46.94 | 18.5426 | 51.98 | 20.7614 | 48.2 | 19.3214 | 51.98 | 20.7921 | 53.06 | 20.6318 | 48.92 | 19.7436 | 57.02 | 22.2842 | 3776 | #N/A | #N/A
| 64.94 | 26.7635 | 55.94 | 22.3395 | 51.98 | 20.7505 | 50.54 | 19.6487 | 53.96 | 21.2577 | 59 | 24.917 | 51.98 | 20.4399 | 51.98 | 21.4109 | 48.92 | 19.8446 | 51.98 | 21.1052 | 50 | 20.3055 | 51.98 | 21.1368 | 53.06 | 20.9556 | 48.92 | 19.7528 | 60.08 | 23.379 | 3777 | #N/A | #N/A
| 69.08 | 28.6902 | 57.92 | 23.1866 | 53.96 | 21.5683 | 52.52 | 20.4963 | 55.04 | 21.5163 | 60.08 | 25.5412 | 51.98 | 20.4351 | 55.94 | 22.9958 | 51.08 | 20.7303 | 53.06 | 21.3683 | 53.6 | 21.7631 | 55.94 | 22.7037 | 53.96 | 21.5129 | 51.98 | 21.1583 | 62.96 | 24.0753 | 3778 | #N/A | #N/A
| 73.94 | 30.2832 | 60.08 | 24.0282 | 53.96 | 21.5683 | 56.3 | 21.3026 | 55.4 | 21.6243 | 60.8 | 25.4655 | 51.98 | 20.4307 | 57.02 | 23.3239 | 64.04 | 25.2081 | 55.94 | 22.3556 | 57.2 | 22.6398 | 57.02 | 22.6614 | 57.92 | 22.771 | 57.02 | 22.3815 | 66.02 | 25.1213 | 3779 | #N/A | #N/A
| 78.98 | 29.8343 | 62.06 | 24.8994 | 57.92 | 22.5275 | 57.92 | 21.8036 | 57.02 | 22.3375 | 60.98 | 25.404 | 57.2 | 22.0323 | 62.06 | 24.4806 | 68 | 26.9241 | 57.92 | 22.8371 | 59 | 23.0783 | 62.96 | 24.4089 | 60.98 | 23.5121 | 60.08 | 23.1271 | 69.98 | 26.0841 | 3780 | #N/A | #N/A
| 78.98 | 32.9894 | 66.02 | 26.2017 | 60.08 | 23.0517 | 58.82 | 22.3552 | 59 | 22.4749 | 60.98 | 25.3997 | 57.92 | 22.2062 | 62.96 | 25.0893 | 71.06 | 27.3266 | 62.96 | 24.065 | 62.6 | 23.9551 | 66.02 | 25.4693 | 62.06 | 23.4775 | 60.98 | 23.0003 | 71.96 | 26.5655 | 3781 | #N/A | #N/A
| 80.06 | 32.2965 | 68 | 27.11 | 60.08 | 23.0517 | 64.04 | 23.7945 | 62.06 | 22.8883 | 60.08 | 24.7611 | 57.92 | 22.2062 | 66.02 | 25.4454 | 73.94 | 28.38 | 64.04 | 23.6864 | 64.4 | 23.8094 | 66.02 | 24.7861 | 62.96 | 23.6983 | 66.02 | 24.2297 | 73.94 | 26.7404 | 3782 | #N/A | #N/A
| 84.02 | 30.6533 | 66.92 | 26.4287 | 59 | 22.7878 | 68 | 23.8396 | 64.04 | 23.3738 | 59 | 24.9213 | 59 | 21.5582 | 66.02 | 24.7656 | 75.02 | 27.193 | 64.94 | 24.5491 | 66.2 | 24.8319 | 68 | 24.9743 | 64.04 | 23.6219 | 69.08 | 22.9999 | 75.92 | 26.8668 | 3783 | #N/A | #N/A
| 82.04 | 31.4156 | 68 | 27.1197 | 57.92 | 22.1842 | 69.62 | 23.8329 | 62.96 | 22.5344 | 57.92 | 24.6649 | 60.08 | 22.1282 | 66.92 | 24.9884 | 75.92 | 27.4102 | 66.02 | 23.0083 | 64.4 | 24.3935 | 69.08 | 24.896 | 64.94 | 23.8434 | 71.06 | 23.7588 | 77 | 26.7842 | 3784 | #N/A | #N/A
| 75.92 | 30.7912 | 69.98 | 26.8459 | 57.92 | 22.1842 | 72.32 | 23.7854 | 62.96 | 23.1176 | 57.92 | 24.2555 | 60.08 | 21.5669 | 66.02 | 25.4511 | 78.08 | 28.3188 | 66.92 | 23.2275 | 64.4 | 24.3935 | 66.92 | 23.7716 | 64.94 | 23.8442 | 71.06 | 24.5422 | 78.08 | 27.7539 | 3785 | #N/A | #N/A
| 71.96 | 29.8221 | 71.96 | 27.6696 | 57.92 | 21.8524 | 73.4 | 23.9139 | 64.94 | 23.0192 | 57.92 | 24.68 | 60.08 | 21.5655 | 64.94 | 25.1878 | 78.98 | 28.5436 | 68 | 23.74 | 62.6 | 23.3714 | 66.92 | 24.3689 | 62.96 | 23.3624 | 73.94 | 24.9898 | 78.08 | 27.3993 | 3786 | #N/A | #N/A
| 73.04 | 29.6892 | 69.98 | 26.4519 | 60.08 | 21.8011 | 72.86 | 24.8695 | 66.02 | 23.0308 | 57.92 | 24.6854 | 59 | 21.0105 | 62.96 | 24.023 | 78.98 | 27.5103 | 69.08 | 22.9527 | 62.6 | 23.3714 | 64.94 | 23.5569 | 62.96 | 23.364 | 73.94 | 24.6943 | 78.08 | 27.0547 | 3787 | #N/A | #N/A
| 71.06 | 28.7358 | 69.08 | 25.5436 | 60.08 | 21.8011 | 74.12 | 24.8763 | 62.96 | 22.8513 | 57.92 | 24.694 | 59 | 21.0105 | 62.06 | 23.8028 | 78.98 | 28.176 | 69.08 | 22.732 | 60.8 | 22.9334 | 62.96 | 23.0739 | 59 | 22.3986 | 75.02 | 25.2581 | 77 | 26.795 | 3788 | #N/A | #N/A
| 69.08 | 29.1151 | 66.02 | 24.7956 | 62.06 | 22.2786 | 73.04 | 24.7594 | 62.06 | 22.6264 | 57.92 | 24.7027 | 57.02 | 20.0197 | 59 | 22.76 | 78.08 | 28.337 | 68 | 22.4682 | 60.8 | 22.9334 | 60.98 | 22.5901 | 57.92 | 22.1325 | 73.94 | 24.9854 | 75.92 | 27.5461 | 3789 | #N/A | #N/A
| 66.92 | 29.0858 | 64.94 | 24.2351 | 59 | 20.4902 | 70.52 | 25.4871 | 57.92 | 21.3069 | 59 | 25.0256 | 53.06 | 19.327 | 57.02 | 21.9352 | 71.96 | 27.9216 | 62.96 | 23.417 | 57.2 | 21.5093 | 57.92 | 21.8452 | 57.02 | 22.2545 | 66.92 | 24.4503 | 73.04 | 27.2281 | 3790 | #N/A | #N/A
| 66.92 | 28.5833 | 62.96 | 23.7514 | 59 | 20.4902 | 60.08 | 23.9761 | 57.02 | 21.3944 | 60.8 | 25.4655 | 48.02 | 17.8328 | 55.04 | 21.7959 | 64.04 | 26.4148 | 55.94 | 22.0476 | 55.4 | 21.0718 | 55.94 | 21.3637 | 55.94 | 21.6499 | 60.08 | 24.5145 | 66.92 | 26.4739 | 3791 | #N/A | #N/A
| 66.02 | 28.3576 | 62.06 | 23.5254 | 57.92 | 21.0163 | 56.3 | 21.9636 | 57.02 | 21.6628 | 62.6 | 27.4286 | 46.04 | 17.3488 | 53.06 | 21.3079 | 60.08 | 25.0066 | 51.98 | 20.7367 | 53.6 | 21.1815 | 55.04 | 21.4686 | 55.04 | 21.426 | 55.94 | 23.1009 | 66.02 | 25.8395 | 3792 | #N/A | #N/A
| 64.94 | 28.098 | 62.06 | 23.5228 | 57.02 | 21.045 | 54.68 | 21.5635 | 55.94 | 21.4017 | 64.4 | 28.7014 | 46.94 | 17.8353 | 51.98 | 21.3378 | 60.08 | 25.0013 | 51.98 | 20.735 | 53.6 | 21.1815 | 53.96 | 21.2043 | 55.04 | 21.7648 | 53.96 | 21.9273 | 64.94 | 25.5736 | 3793 | #N/A | #N/A
| 64.04 | 28.3768 | 60.08 | 23.0399 | 57.02 | 21.045 | 51.08 | 20.2932 | 53.96 | 20.9202 | 64.94 | 29.6151 | 46.94 | 17.8353 | 51.98 | 21.0441 | 57.92 | 24.1303 | 48.92 | 19.3936 | 53.6 | 21.7631 | 53.96 | 21.548 | 55.04 | 22.058 | 51.98 | 21.1461 | 64.04 | 25.0231 | 3794 | #N/A | #N/A
| 64.04 | 28.3821 | 59 | 22.7804 | 55.94 | 20.5332 | 49.1 | 19.3881 | 51.98 | 20.1732 | 64.94 | 29.6236 | 44.96 | 17.3529 | 50 | 20.2246 | 55.94 | 23.247 | 46.94 | 18.3806 | 51.8 | 21.3246 | 53.96 | 21.2091 | 55.04 | 22.0616 | 51.08 | 20.5847 | 64.94 | 25.243 | 3795 | #N/A | #N/A
| 64.04 | 27.8876 | 57.92 | 22.8164 | 55.04 | 20.874 | 47.3 | 18.4952 | 51.08 | 19.9552 | 64.4 | 29.5829 | 42.98 | 15.8981 | 51.08 | 20.8284 | 53.96 | 22.4438 | 48.02 | 18.6429 | 51.8 | 21.3246 | 55.04 | 22.1101 | 55.04 | 22.0642 | 48.92 | 19.726 | 64.04 | 24.6464 | 3796 | #N/A | #N/A
| 64.04 | 27.8913 | 55.94 | 22.0397 | 55.04 | 20.874 | 48.38 | 19.2131 | 50 | 19.2491 | 64.4 | 29.5829 | 44.06 | 16.6738 | 51.08 | 20.8309 | 51.98 | 21.2858 | 48.02 | 18.6213 | 53.6 | 21.7631 | 55.04 | 22.477 | 55.04 | 22.43 | 48.02 | 19.2402 | 64.04 | 23.9843 | 3797 | #N/A | #N/A
| 62.96 | 28.1237 | 53.96 | 21.5577 | 51.98 | 20.7253 | 46.4 | 17.8926 | 53.6 | 21.7683 | 64.4 | 29.5829 | 44.96 | 17.0875 | 51.08 | 20.8334 | 51.08 | 20.7164 | 46.94 | 18.3806 | 53.6 | 22.3808 | 53.96 | 22.2165 | 55.04 | 22.4337 | 48.92 | 19.484 | 64.04 | 23.6399 | 3798 | #N/A | #N/A
| 64.04 | 28.3925 | 53.06 | 21.3377 | 51.98 | 20.3949 | 46.4 | 17.8926 | 53.06 | 21.3855 | 64.4 | 29.5829 | 42.98 | 16.412 | 51.98 | 21.4109 | 50 | 20.116 | 44.6 | 16.9779 | 53.6 | 22.3808 | 53.96 | 22.2847 | 55.04 | 22.43 | 46.04 | 18.1977 | 64.04 | 23.6382 | 3799 | #N/A | #N/A
| 64.94 | 29.0359 | 53.96 | 21.8501 | 51.98 | 20.3949 | 45.32 | 17.6748 | 53.6 | 21.7683 | 64.4 | 29.5829 | 44.06 | 16.8679 | 53.96 | 22.5777 | 50 | 19.9105 | 44.06 | 16.8908 | 51.8 | 21.3246 | 55.04 | 22.7922 | 55.04 | 22.7436 | 46.04 | 18.2216 | 64.94 | 23.8559 | 3800 | #N/A | #N/A
| 69.08 | 30.0493 | 57.92 | 23.1793 | 57.02 | 22.2894 | 50 | 19.9195 | 53.6 | 21.7683 | 62.6 | 28.2598 | 53.06 | 20.9905 | 55.04 | 23.2339 | 55.04 | 22.7048 | 53.06 | 21.3369 | 55.4 | 23.4759 | 55.4 | 22.8252 | 57.92 | 23.8333 | 51.98 | 21.1419 | 68 | 26.3174 | 3801 | #N/A | #N/A
| 73.94 | 31.7698 | 62.96 | 24.7209 | 59 | 23.4283 | 55.58 | 22.0053 | 53.6 | 21.7683 | 62.6 | 27.4286 | 57.02 | 21.619 | 57.02 | 24.4755 | 60.08 | 24.2554 | 59 | 23.7585 | 59 | 25.0521 | 60.98 | 24.2366 | 60.08 | 24.6939 | 57.02 | 23.0345 | 73.04 | 27.2116 | 3802 | #N/A | #N/A
| 77 | 31.9822 | 68 | 26.6851 | 59 | 23.4283 | 60.98 | 23.8621 | 57.2 | 23.264 | 62.6 | 28.2598 | 60.98 | 20.9664 | 64.94 | 26.686 | 66.02 | 26.1075 | 66.02 | 25.8631 | 62.6 | 25.2331 | 60.98 | 24.9676 | 60.8 | 24.7485 | 62.96 | 24.4799 | 75.02 | 27.3124 | 3803 | #N/A | #N/A
| 77 | 31.9876 | 71.06 | 28.215 | 64.04 | 24.9747 | 65.3 | 24.9172 | 62.06 | 24.2406 | 60.98 | 26.331 | 62.06 | 21.7323 | 69.08 | 28.6144 | 71.96 | 27.5583 | 69.08 | 24.2908 | 62.6 | 25.9317 | 69.08 | 27.7312 | 64.94 | 25.8868 | 66.02 | 25.5494 | 75.92 | 26.8642 | 3804 | #N/A | #N/A
| 80.96 | 32.5317 | 73.94 | 28.1395 | 68 | 24.9614 | 69.8 | 26.4675 | 66.92 | 25.058 | 60.08 | 25.2686 | 60.08 | 20.745 | 69.98 | 29.2358 | 75.92 | 28.8766 | 71.96 | 25.5956 | 64.4 | 26.3716 | 71.96 | 28.8882 | 66.92 | 27.1501 | 71.96 | 27.4023 | 78.08 | 25.8793 | 3805 | #N/A | #N/A
| 82.94 | 32.5179 | 75.92 | 28.2853 | 68 | 24.9614 | 73.76 | 27.372 | 69.08 | 24.9441 | 62.96 | 25.956 | 60.08 | 20.745 | 73.04 | 29.9891 | 78.08 | 29.8352 | 73.94 | 24.9176 | 68 | 27.9938 | 75.02 | 29.1886 | 68 | 27.2031 | 75.02 | 28.1527 | 78.08 | 26.7653 | 3806 | #N/A | #N/A
| 84.02 | 32.7825 | 78.08 | 29.5769 | 68 | 25.2657 | 76.82 | 27.7432 | 69.08 | 25.9627 | 66.2 | 26.7852 | 60.98 | 21.2391 | 75.92 | 30.6997 | 80.06 | 28.1267 | 75.92 | 24.3844 | 68 | 27.9938 | 77 | 28.8948 | 71.96 | 29.2957 | 75.92 | 27.6592 | 78.08 | 27.3924 | 3807 | #N/A | #N/A
| 84.02 | 34.2544 | 78.98 | 30.17 | 69.98 | 26.1217 | 78.26 | 25.9305 | 59 | 24.3604 | 69.08 | 27.7988 | 60.98 | 21.7663 | 77 | 32.4246 | 80.96 | 28.6578 | 77 | 25.3763 | 69.8 | 29.2225 | 78.08 | 29.5878 | 73.04 | 29.5686 | 75.92 | 26.9938 | 78.98 | 27.2675 | 3808 | #N/A | #N/A
| 82.94 | 33.4604 | 78.98 | 30.169 | 69.98 | 26.1217 | 77.18 | 28.4875 | 66.02 | 25.9331 | 68 | 27.9783 | 57.92 | 21.5831 | 73.94 | 31.6731 | 80.96 | 28.6633 | 75.92 | 23.8922 | 71.6 | 29.6633 | 78.98 | 29.3886 | 73.04 | 29.9708 | 75.02 | 27.7736 | 78.98 | 27.2716 | 3809 | #N/A | #N/A
| 82.04 | 33.2396 | 69.98 | 28.4188 | 66.92 | 24.7217 | 76.28 | 25.3589 | 62.96 | 24.7886 | 68 | 27.9748 | 57.02 | 21.6371 | 71.96 | 30.6699 | 82.04 | 28.6262 | 75.92 | 23.6955 | 69.8 | 28.4343 | 73.94 | 30.7624 | 71.96 | 29.7149 | 73.94 | 26.1714 | 80.06 | 26.9347 | 3810 | #N/A | #N/A
| 80.96 | 32.98 | 73.04 | 30.9626 | 66.92 | 25.0258 | 74.3 | 23.8787 | 60.98 | 24.302 | 68 | 28.4337 | 57.02 | 21.6435 | 73.04 | 30.5085 | 82.94 | 29.532 | 71.96 | 22.1155 | 69.8 | 29.2225 | 75.02 | 31.0285 | 69.98 | 28.8301 | 71.96 | 25.694 | 80.06 | 27.2619 | 3811 | #N/A | #N/A
| 80.96 | 33.9736 | 73.94 | 31.1902 | 66.92 | 25.0258 | 68.72 | 24.618 | 62.6 | 25.239 | 64.04 | 27.4604 | 57.02 | 21.6435 | 73.04 | 29.6201 | 80.06 | 27.4513 | 68 | 21.9812 | 69.8 | 28.4343 | 73.04 | 30.0524 | 69.08 | 28.6133 | 68 | 24.1252 | 80.06 | 27.8916 | 3812 | #N/A | #N/A
| 75.92 | 31.7444 | 73.94 | 31.1875 | 64.04 | 23.6886 | 66.38 | 23.939 | 60.8 | 24.7997 | 62.6 | 26.6446 | 55.04 | 21.5053 | 71.96 | 30.2501 | 75.02 | 29.4933 | 64.94 | 23.5882 | 68 | 27.9938 | 71.96 | 30.2784 | 66.02 | 27.4017 | 66.02 | 23.9171 | 78.98 | 27.987 | 3813 | #N/A | #N/A
| 73.94 | 31.2544 | 69.98 | 29.785 | 60.98 | 23.5857 | 63.68 | 22.7077 | 59 | 23.8172 | 62.96 | 27.1813 | 55.04 | 21.5094 | 68 | 28.7755 | 69.98 | 28.7187 | 62.96 | 22.2771 | 64.4 | 27.1132 | 69.08 | 29.9952 | 62.96 | 26.6495 | 62.96 | 22.5926 | 73.94 | 28.5457 | 3814 | #N/A | #N/A
| 71.96 | 30.7669 | 64.94 | 27.6498 | 60.98 | 23.5857 | 60.8 | 21.7623 | 57.02 | 23.0151 | 62.96 | 27.576 | 55.04 | 21.8664 | 64.04 | 28.7226 | 66.02 | 27.744 | 59 | 21.5708 | 62.6 | 26.6728 | 64.04 | 27.8341 | 60.98 | 25.7186 | 60.98 | 21.3348 | 69.08 | 27.7937 | 3815 | #N/A | #N/A
| 71.06 | 30.5407 | 62.96 | 27.5578 | 57.02 | 21.3899 | 59.18 | 21.1255 | 57.2 | 23.264 | 64.04 | 27.8355 | 55.04 | 21.5269 | 62.96 | 28.4535 | 64.04 | 26.4292 | 57.92 | 21.6223 | 62.6 | 26.6728 | 62.06 | 26.9452 | 60.98 | 25.7142 | 59 | 21.092 | 69.08 | 27.0009 | 3816 | #N/A | #N/A
| 69.98 | 30.8084 | 60.98 | 26.6719 | 57.02 | 21.3945 | 57.56 | 21.2315 | 53.06 | 21.0404 | 62.96 | 27.5685 | 55.04 | 21.537 | 62.06 | 27.8085 | 62.96 | 26.1624 | 57.02 | 22.352 | 62.6 | 26.6728 | 62.06 | 26.9452 | 60.08 | 25.4953 | 57.92 | 21.1259 | 68 | 26.3294 | 3817 | #N/A | #N/A
| 71.06 | 31.5413 | 60.08 | 25.9923 | 57.02 | 21.3945 | 57.2 | 21.0428 | 53.6 | 21.1864 | 62.06 | 26.9416 | 55.04 | 21.537 | 62.06 | 27.811 | 62.96 | 25.7301 | 55.94 | 22.3924 | 60.8 | 26.2324 | 62.06 | 26.9452 | 60.08 | 25.4942 | 55.94 | 20.9046 | 64.94 | 25.2536 | 3818 | #N/A | #N/A
| 71.96 | 30.7888 | 62.06 | 26.4754 | 55.94 | 22.7557 | 54.32 | 21.2057 | 53.6 | 21.7683 | 60.98 | 26.6724 | 55.04 | 22.5745 | 62.06 | 27.8149 | 64.04 | 25.9924 | 57.02 | 21.6898 | 60.8 | 26.2324 | 62.06 | 26.9488 | 59 | 24.8756 | 55.04 | 21.0075 | 64.04 | 24.6538 | 3819 | #N/A | #N/A
| 71.96 | 31.7713 | 60.08 | 25.1816 | 55.94 | 22.766 | 53.6 | 20.8112 | 53.6 | 21.7683 | 60.08 | 25.9833 | 55.4 | 22.7906 | 60.08 | 26.4386 | 62.96 | 25.3833 | 57.92 | 21.608 | 60.8 | 27.0178 | 60.08 | 25.5536 | 57.92 | 24.6106 | 51.08 | 20.317 | 62.96 | 24.3921 | 3820 | #N/A | #N/A
| 69.08 | 31.0574 | 59 | 24.9156 | 55.94 | 22.766 | 51.44 | 20.6254 | 53.6 | 21.7683 | 60.08 | 25.9822 | 55.94 | 23.05 | 59 | 25.712 | 62.06 | 25.5075 | 57.02 | 21.6566 | 60.8 | 26.2324 | 57.92 | 24.664 | 59 | 24.8735 | 50 | 19.7927 | 62.96 | 24.3939 | 3821 | #N/A | #N/A
| 69.98 | 30.3029 | 57.92 | 22.8191 | 55.04 | 22.5654 | 49.64 | 19.2851 | 53.6 | 21.7683 | 57.2 | 24.5857 | 55.94 | 23.05 | 59 | 25.7694 | 62.06 | 25.5053 | 57.02 | 21.9885 | 59 | 25.7921 | 57.92 | 24.2453 | 60.98 | 23.8982 | 48.02 | 19.0031 | 62.06 | 24.1715 | 3822 | #N/A | #N/A
| 69.98 | 30.3084 | 55.04 | 21.8215 | 57.2 | 23.2166 | 46.22 | 17.9202 | 53.6 | 21.7683 | 55.94 | 23.0084 | 55.04 | 22.514 | 57.02 | 24.4755 | 60.08 | 25.4486 | 57.02 | 23.0704 | 57.2 | 24.6122 | 55.04 | 22.8093 | 59 | 24.1177 | 46.94 | 18.4401 | 62.96 | 24.0816 | 3823 | #N/A | #N/A
| 73.04 | 30.121 | 53.96 | 21.2144 | 57.02 | 23.0558 | 45.32 | 17.6077 | 51.8 | 20.7483 | 53.6 | 21.7412 | 55.94 | 23.1567 | 55.94 | 23.7921 | 60.08 | 26.2726 | 57.02 | 23.078 | 57.2 | 24.6122 | 57.02 | 24.0194 | 59 | 24.4527 | 44.96 | 17.434 | 62.06 | 24.1659 | 3824 | #N/A | #N/A
| 75.02 | 30.5909 | 60.08 | 23.7075 | 55.94 | 22.4343 | 51.98 | 20.0635 | 53.06 | 21.6973 | 64.04 | 27.7845 | 55.04 | 21.9611 | 62.06 | 26.9113 | 60.98 | 26.4829 | 57.02 | 23.079 | 57.2 | 23.9152 | 62.06 | 24.5162 | 60.8 | 24.7485 | 48.02 | 19.0047 | 62.06 | 24.8717 | 3825 | #N/A | #N/A
| 73.94 | 31.2394 | 66.92 | 24.3628 | 57.92 | 22.9177 | 57.02 | 21.8814 | 55.04 | 22.5484 | 66.92 | 27.6245 | 55.94 | 22.8366 | 66.02 | 27.4121 | 62.06 | 26.7444 | 57.92 | 22.9291 | 62.6 | 25.2331 | 68 | 24.634 | 62.06 | 24.8526 | 55.94 | 21.8541 | 64.04 | 25.7559 | 3826 | #N/A | #N/A
| 73.04 | 31.0048 | 71.06 | 26.0152 | 57.92 | 22.9177 | 61.88 | 22.7374 | 55.4 | 22.8252 | 69.08 | 27.3412 | 55.94 | 23.05 | 69.98 | 26.4245 | 62.96 | 27.435 | 64.04 | 24.1211 | 66.2 | 25.4527 | 71.96 | 24.4362 | 64.94 | 24.8525 | 62.06 | 23.6968 | 64.94 | 26.3269 | 3827 | #N/A | #N/A
| 71.6 | 30.4632 | 71.96 | 25.2623 | 66.92 | 24.8125 | 65.3 | 23.303 | 60.8 | 24.7997 | 71.96 | 27.6268 | 57.02 | 23.3975 | 73.04 | 26.1912 | 64.94 | 28.3261 | 69.08 | 24.6647 | 68 | 25.2703 | 73.94 | 23.9032 | 69.98 | 23.6331 | 66.92 | 24.8825 | 66.02 | 26.59 | 3828 | #N/A | #N/A
| 77 | 34.068 | 73.94 | 25.7477 | 71.06 | 24.8645 | 69.26 | 24.8057 | 69.08 | 27.4586 | 73.94 | 27.0603 | 57.02 | 23.3135 | 75.92 | 26.5514 | 64.94 | 28.8308 | 73.04 | 24.7893 | 71.6 | 25.0101 | 75.02 | 24.6582 | 66.92 | 24.9734 | 69.98 | 25.9284 | 68 | 27.5023 | 3829 | #N/A | #N/A
| 82.04 | 34.2523 | 75.92 | 26.566 | 71.06 | 24.8645 | 72.5 | 25.9951 | 73.04 | 28.0085 | 75.02 | 27.6394 | 60.08 | 24.875 | 77 | 26.8134 | 66.02 | 29.0953 | 75.92 | 23.7538 | 73.4 | 23.9821 | 75.02 | 24.1662 | 69.98 | 24.4827 | 71.96 | 26.4088 | 69.98 | 27.5473 | 3830 | #N/A | #N/A
| 87.08 | 35.0318 | 77 | 26.8321 | 69.98 | 24.8777 | 74.3 | 26.8534 | 75.92 | 28.3773 | 73.94 | 28.892 | 62.6 | 24.5463 | 78.08 | 27.0779 | 69.98 | 29.156 | 75.02 | 23.5374 | 75.2 | 24.4187 | 75.92 | 24.6056 | 71.96 | 24.655 | 75.02 | 27.1586 | 71.96 | 27.6784 | 3831 | #N/A | #N/A
| 84.02 | 33.7489 | 77 | 26.5031 | 77 | 26.3192 | 78.26 | 27.7029 | 78.08 | 29.259 | 75.92 | 28.2591 | 62.06 | 23.6327 | 77 | 27.4625 | 71.96 | 30.0549 | 78.98 | 27.4186 | 73.4 | 24.4408 | 77 | 25.3783 | 71.96 | 25.5666 | 77 | 27.6455 | 73.04 | 27.5351 | 3832 | #N/A | #N/A
| 87.98 | 34.7318 | 78.98 | 26.9902 | 77 | 26.3192 | 78.44 | 27.8642 | 80.06 | 29.0104 | 75.02 | 28.0394 | 60.98 | 23.6674 | 77 | 27.8383 | 71.96 | 29.6451 | 78.08 | 27.855 | 73.4 | 23.9821 | 75.92 | 25.1209 | 73.94 | 24.604 | 78.08 | 27.2509 | 71.96 | 27.2733 | 3833 | #N/A | #N/A
| 86 | 33.3137 | 78.98 | 26.4124 | 73.04 | 27.2079 | 77.36 | 27.3013 | 75.02 | 27.0898 | 73.94 | 28.5308 | 60.08 | 23.4444 | 77 | 28.1604 | 66.92 | 27.9281 | 66.02 | 26.2423 | 75.2 | 25.366 | 77 | 25.9299 | 75.02 | 25.4126 | 77 | 26.6472 | 66.92 | 26.0426 | 3834 | #N/A | #N/A
| 82.94 | 32.5599 | 78.98 | 26.4154 | 68 | 25.9786 | 79.7 | 26.4994 | 69.08 | 28.3219 | 73.94 | 29.3432 | 60.08 | 23.4408 | 73.94 | 27.4152 | 62.96 | 26.5018 | 71.06 | 31.1601 | 75.2 | 25.8853 | 75.92 | 25.983 | 71.6 | 24.4598 | 80.06 | 26.8002 | 64.04 | 26.5314 | 3835 | #N/A | #N/A
| 78.08 | 32.2992 | 78.08 | 25.9475 | 69.08 | 26.3323 | 79.88 | 25.8602 | 71.96 | 27.7859 | 71.06 | 28.1912 | 60.08 | 23.4408 | 71.96 | 26.6164 | 64.04 | 24.8958 | 71.06 | 30.6196 | 73.4 | 24.9288 | 73.94 | 26.7517 | 71.06 | 23.9143 | 78.98 | 26.2785 | 64.04 | 26.903 | 3836 | #N/A | #N/A
| 75.2 | 32.2315 | 77 | 26.2487 | 75.02 | 27.4522 | 78.62 | 25.6413 | 71.06 | 28.3558 | 68 | 27.0784 | 60.98 | 24.0179 | 69.08 | 25.2476 | 64.04 | 24.5186 | 75.02 | 27.7825 | 71.6 | 24.4915 | 71.96 | 25.0213 | 69.08 | 25.5235 | 78.08 | 25.5173 | 62.96 | 26.6373 | 3837 | #N/A | #N/A
| 69.8 | 30.9047 | 73.94 | 25.7717 | 75.02 | 26.7695 | 75.56 | 25.2251 | 69.08 | 27.5124 | 66.92 | 26.3942 | 57.02 | 22.6726 | 66.02 | 24.7976 | 62.96 | 24.9549 | 71.96 | 27.0262 | 69.8 | 25.7087 | 69.98 | 23.9746 | 66.02 | 25.1435 | 73.94 | 25.612 | 62.96 | 25.8327 | 3838 | #N/A | #N/A
| 69.8 | 30.9047 | 66.92 | 25.039 | 75.02 | 26.7695 | 73.04 | 24.2732 | 66.92 | 27.7934 | 66.02 | 25.8352 | 55.04 | 22.1857 | 62.96 | 24.4199 | 62.96 | 25.3576 | 64.94 | 26.4663 | 66.2 | 25.4527 | 66.92 | 23.4817 | 64.04 | 24.9739 | 71.06 | 24.9041 | 62.06 | 25.6419 | 3839 | #N/A | #N/A
| 69.08 | 31.6454 | 62.06 | 23.8506 | 69.08 | 27.0316 | 69.8 | 23.6676 | 64.04 | 27.5663 | 66.02 | 26.1673 | 57.02 | 23.0271 | 60.08 | 23.715 | 62.06 | 25.1383 | 60.08 | 25.2665 | 62.6 | 25.9317 | 64.94 | 23.3087 | 60.98 | 24.9537 | 62.96 | 24.1858 | 62.06 | 26.0772 | 3840 | #N/A | #N/A
| 69.98 | 30.3056 | 66.92 | 23.7883 | 69.08 | 25.9678 | 61.16 | 22.9672 | 62.96 | 27.2932 | 66.02 | 25.8263 | 57.02 | 23.0224 | 57.02 | 23.285 | 62.96 | 25.7014 | 64.94 | 25.6822 | 60.8 | 25.4919 | 62.06 | 22.8772 | 60.98 | 24.9557 | 60.98 | 23.6981 | 60.98 | 26.1885 | 3841 | #N/A | #N/A
| 69.98 | 30.2933 | 64.04 | 22.7729 | 69.08 | 25.9678 | 60.8 | 22.6548 | 62.06 | 25.3519 | 64.04 | 25.3422 | 57.02 | 23.0224 | 62.06 | 23.8321 | 60.98 | 25.2425 | 64.04 | 24.0755 | 59 | 25.0521 | 60.98 | 22.9484 | 60.08 | 24.7349 | 57.92 | 23.3205 | 60.08 | 26.4332 | 3842 | #N/A | #N/A
| 69.08 | 30.6085 | 62.06 | 21.5187 | 69.98 | 24.2439 | 56.12 | 22.0181 | 60.98 | 24.0385 | 62.96 | 25.415 | 57.02 | 22.6447 | 57.02 | 22.9767 | 60.98 | 26.0172 | 60.08 | 23.1059 | 59 | 24.3546 | 60.08 | 23.0747 | 59 | 23.4293 | 57.92 | 22.9412 | 60.08 | 26.4332 | 3843 | #N/A | #N/A
| 69.08 | 30.61 | 57.92 | 21.286 | 69.08 | 24.0222 | 53.6 | 21.4013 | 62.06 | 23.9275 | 60.98 | 25.3494 | 57.02 | 22.6438 | 57.92 | 23.1941 | 60.98 | 25.6571 | 55.94 | 22.7601 | 59 | 24.3546 | 57.92 | 22.5488 | 60.98 | 24.6208 | 55.04 | 21.9379 | 60.08 | 26.4332 | 3844 | #N/A | #N/A
| 68 | 30.3376 | 53.96 | 20.3246 | 69.08 | 24.0222 | 53.6 | 21.2271 | 60.08 | 23.4451 | 57.02 | 23.6301 | 55.94 | 22.3807 | 59 | 23.4565 | 60.98 | 26.023 | 53.96 | 21.9063 | 59 | 24.3546 | 59 | 22.4683 | 62.06 | 23.8106 | 55.04 | 22.2344 | 60.08 | 26.4332 | 3845 | #N/A | #N/A
| 68 | 30.3405 | 51.98 | 19.8435 | 66.02 | 23.5852 | 51.8 | 20.674 | 57.92 | 22.6174 | 53.06 | 21.302 | 55.94 | 22.7451 | 57.92 | 22.5288 | 60.98 | 26.0275 | 53.06 | 21.6844 | 59 | 23.0783 | 60.08 | 21.5683 | 60.98 | 23.912 | 51.98 | 21.187 | 60.08 | 26.4146 | 3846 | #N/A | #N/A
| 68 | 30.3291 | 55.04 | 20.8966 | 64.94 | 23.5855 | 50.9 | 20.3406 | 57.02 | 22.0439 | 51.98 | 21.0365 | 55.94 | 22.7414 | 57.02 | 21.9656 | 60.98 | 26.0418 | 53.06 | 21.6772 | 60.8 | 21.3826 | 59 | 21.016 | 59 | 23.0624 | 51.08 | 20.9653 | 60.08 | 26.4332 | 3847 | #N/A | #N/A
| 68 | 30.3107 | 53.96 | 20.0732 | 64.94 | 23.5855 | 51.8 | 20.8343 | 57.92 | 22.6017 | 53.06 | 21.2995 | 55.94 | 22.7414 | 57.92 | 21.8528 | 60.98 | 26.5002 | 53.06 | 21.6719 | 60.8 | 21.3826 | 59 | 21.5539 | 59 | 23.6548 | 51.98 | 21.4776 | 60.08 | 26.9141 | 3848 | #N/A | #N/A
| 69.98 | 31.248 | 59 | 21.8546 | 66.92 | 24.3871 | 57.38 | 23.145 | 60.98 | 23.639 | 60.98 | 25.7004 | 60.98 | 25.0078 | 60.08 | 22.706 | 60.98 | 26.0418 | 62.06 | 25.2757 | 60.8 | 21.3826 | 64.04 | 22.525 | 60.98 | 23.9056 | 57.02 | 23.3884 | 60.08 | 26.9141 | 3849 | #N/A | #N/A
| 71.96 | 31.7246 | 62.96 | 22.5061 | 69.98 | 25.7669 | 64.4 | 25.1038 | 64.04 | 24.3808 | 69.98 | 28.3455 | 62.06 | 25.2612 | 64.04 | 23.6688 | 64.94 | 26.992 | 69.08 | 26.6421 | 62.6 | 22.3054 | 66.02 | 23.0065 | 62.96 | 24.3864 | 64.94 | 25.3142 | 60.98 | 27.1339 | 3850 | #N/A | #N/A
| 73.04 | 31.9784 | 66.92 | 23.2171 | 69.98 | 25.7669 | 70.52 | 26.4008 | 68 | 24.6972 | 69.98 | 27.1259 | 62.06 | 24.9147 | 66.92 | 23.4589 | 66.92 | 27.934 | 73.94 | 28.5849 | 64.4 | 22.7427 | 69.08 | 23.2242 | 62.96 | 24.3846 | 71.06 | 26.8042 | 66.02 | 28.7797 | 3851 | #N/A | #N/A
| 71.6 | 31.3469 | 69.08 | 22.7266 | 75.92 | 29.0534 | 75.56 | 27.6289 | 68 | 23.7789 | 71.06 | 27.8047 | 66.02 | 26.6355 | 69.08 | 24.5622 | 68 | 28.6912 | 78.08 | 29.5966 | 64.4 | 22.2564 | 71.96 | 22.5061 | 64.04 | 24.9605 | 73.94 | 28.2432 | 68 | 29.7778 | 3852 | #N/A | #N/A
| 69.98 | 30.7576 | 69.98 | 22.693 | 78.98 | 29.038 | 78.8 | 28.6112 | 71.96 | 25.3247 | 69.08 | 28.1276 | 66.92 | 27.2125 | 69.98 | 24.5124 | 71.06 | 30.3384 | 80.96 | 29.8765 | 66.2 | 23.1799 | 69.08 | 23.2215 | 64.04 | 24.6441 | 78.98 | 30.2691 | 71.06 | 30.9489 | 3853 | #N/A | #N/A
| 69.08 | 29.9978 | 71.96 | 23.6457 | 78.98 | 29.038 | 80.42 | 29.6131 | 73.94 | 24.97 | 66.02 | 27.379 | 66.92 | 27.2125 | 71.06 | 23.923 | 69.08 | 29.8731 | 82.94 | 29.3083 | 66.2 | 23.1799 | 68 | 23.1924 | 64.94 | 24.4972 | 80.96 | 28.5246 | 71.06 | 30.9692 | 3854 | #N/A | #N/A
| 71.6 | 30.4632 | 68 | 23.1943 | 73.04 | 27.9349 | 82.94 | 29.4341 | 75.02 | 25.8038 | 66.02 | 26.937 | 66.02 | 26.628 | 69.98 | 23.6629 | 73.04 | 30.8426 | 84.02 | 29.5787 | 66.2 | 24.2474 | 66.92 | 22.9323 | 66.02 | 22.6792 | 80.96 | 29.2216 | 71.96 | 31.1691 | 3855 | #N/A | #N/A
| 71.06 | 30.4824 | 66.02 | 22.7137 | 84.02 | 30.2812 | 83.84 | 30.0494 | 77 | 26.2883 | 64.94 | 27.1171 | 64.04 | 25.725 | 69.98 | 22.9408 | 73.94 | 30.5367 | 82.94 | 29.634 | 66.2 | 22.2359 | 68 | 22.9635 | 64.04 | 23.315 | 84.02 | 30.7183 | 73.94 | 31.6739 | 3856 | #N/A | #N/A
| 71.06 | 30.4743 | 68 | 22.6915 | 84.02 | 30.2812 | 84.02 | 29.8354 | 75.92 | 25.4596 | 66.92 | 27.6061 | 64.04 | 25.7271 | 69.98 | 22.9432 | 73.94 | 31.0629 | 80.96 | 29.5476 | 66.2 | 22.6933 | 69.08 | 22.7383 | 68 | 23.1646 | 82.94 | 30.1144 | 73.94 | 31.6739 | 3857 | #N/A | #N/A
| 73.4 | 30.9047 | 69.98 | 22.2607 | 80.96 | 29.8828 | 83.48 | 30.5082 | 78.08 | 26.5547 | 66.92 | 28.0799 | 64.94 | 26.3663 | 69.98 | 23.9613 | 75.02 | 31.7451 | 82.94 | 30.0369 | 68 | 23.1301 | 69.98 | 22.46 | 66.92 | 22.1849 | 82.94 | 30.1144 | 78.08 | 33.219 | 3858 | #N/A | #N/A
| 69.08 | 29.0611 | 69.08 | 22.7401 | 80.06 | 29.6619 | 85.1 | 31.1171 | 78.08 | 26.5547 | 64.94 | 27.5999 | 62.06 | 24.9097 | 69.08 | 24.3052 | 75.92 | 31.9684 | 80.96 | 29.5537 | 68 | 23.1301 | 69.98 | 22.4611 | 66.92 | 21.4945 | 84.92 | 31.3742 | 75.92 | 31.6924 | 3859 | #N/A | #N/A
| 66.92 | 28.1309 | 66.92 | 21.2942 | 80.06 | 29.6619 | 84.02 | 31.5109 | 75.92 | 26.0304 | 62.96 | 27.1247 | 62.06 | 24.9097 | 66.92 | 23.7816 | 75.02 | 31.3105 | 82.04 | 29.8203 | 66.2 | 22.6933 | 66.92 | 22.4386 | 66.02 | 21.9691 | 82.94 | 32.1908 | 73.04 | 31.973 | 3860 | #N/A | #N/A
| 64.94 | 26.7288 | 62.96 | 22.2717 | 78.08 | 28.8365 | 81.68 | 31.0104 | 75.92 | 26.6336 | 62.06 | 26.9067 | 60.98 | 24.2548 | 66.02 | 23.8315 | 73.94 | 31.4792 | 78.98 | 29.8317 | 64.4 | 22.2564 | 66.02 | 22.7268 | 64.04 | 22.4994 | 82.04 | 31.9681 | 71.06 | 31.9902 | 3861 | #N/A | #N/A
| 62.96 | 24.7294 | 62.06 | 22.8801 | 75.92 | 29.0621 | 78.98 | 30.3389 | 73.94 | 26.1476 | 60.8 | 26.2042 | 57.92 | 23.5027 | 62.06 | 24.206 | 71.96 | 31.5282 | 77 | 29.7018 | 60.8 | 22.3845 | 64.94 | 23.5856 | 62.06 | 21.0076 | 78.98 | 30.7367 | 66.02 | 28.3142 | 3862 | #N/A | #N/A
| 62.06 | 24.5071 | 59 | 22.4695 | 75.92 | 29.0621 | 74.84 | 29.319 | 69.08 | 25.3065 | 60.08 | 25.9775 | 57.92 | 23.495 | 59 | 22.7977 | 66.92 | 29.7458 | 75.92 | 29.0667 | 59 | 21.947 | 62.06 | 22.8836 | 60.08 | 20.5269 | 73.04 | 29.2733 | 62.96 | 26.2403 | 3863 | #N/A | #N/A
| 62.06 | 24.1825 | 60.08 | 22.3994 | 75.02 | 28.4059 | 71.6 | 28.4415 | 62.96 | 24.4768 | 60.8 | 26.2042 | 59 | 23.7527 | 55.94 | 22.3458 | 66.02 | 29.5143 | 75.02 | 28.4166 | 57.2 | 21.5093 | 57.92 | 22.2063 | 59 | 20.7505 | 69.98 | 28.5157 | 60.98 | 24.9673 | 3864 | #N/A | #N/A
| 60.98 | 23.9202 | 59 | 22.4704 | 73.94 | 28.1432 | 69.8 | 27.7135 | 60.08 | 24.0882 | 60.8 | 25.4655 | 60.08 | 24.0141 | 53.96 | 21.5689 | 69.98 | 30.0934 | 73.04 | 27.9331 | 55.4 | 21.0718 | 53.96 | 20.646 | 57.02 | 20.7928 | 69.08 | 28.2955 | 60.08 | 24.7482 | 3865 | #N/A | #N/A
| 60.08 | 24.0156 | 57.92 | 22.2068 | 73.94 | 28.1432 | 67.1 | 27.1948 | 57.02 | 23.0198 | 60.8 | 25.4655 | 60.08 | 24.0141 | 51.98 | 21.0868 | 66.92 | 27.44 | 71.06 | 27.8725 | 53.6 | 20.1193 | 51.98 | 20.1647 | 55.04 | 21.1322 | 66.92 | 27.765 | 59 | 24.0764 | 3866 | #N/A | #N/A
| 59 | 23.4357 | 57.92 | 22.8448 | 69.98 | 27.5975 | 65.66 | 26.8429 | 57.92 | 22.8649 | 60.8 | 25.4655 | 60.08 | 24.018 | 51.08 | 20.8693 | 64.94 | 26.5826 | 68 | 27.4866 | 51.8 | 19.682 | 51.98 | 20.1662 | 55.94 | 21.355 | 66.02 | 27.5449 | 59 | 24.1385 | 3867 | #N/A | #N/A
| 55.94 | 22.6907 | 53.96 | 21.5817 | 69.08 | 27.7358 | 64.94 | 26.8072 | 55.04 | 21.8597 | 62.06 | 26.99 | 60.08 | 24.017 | 51.98 | 21.0868 | 64.04 | 25.9299 | 64.04 | 26.5151 | 51.8 | 20.1966 | 51.98 | 20.1647 | 55.94 | 21.3511 | 62.96 | 26.7919 | 57.92 | 23.8756 | 3868 | #N/A | #N/A
| 57.02 | 23.6582 | 53.96 | 21.8758 | 69.08 | 27.7358 | 60.44 | 25.3509 | 55.04 | 21.8589 | 62.6 | 27.4286 | 59 | 23.7527 | 51.08 | 20.8676 | 62.96 | 25.7253 | 62.06 | 26.0331 | 51.8 | 20.1966 | 51.98 | 20.4316 | 57.02 | 21.3471 | 64.04 | 27.5297 | 57.02 | 22.888 | 3869 | #N/A | #N/A
| 57.92 | 23.8788 | 53.96 | 21.8741 | 66.92 | 27.6635 | 61.16 | 25.7435 | 55.04 | 21.8581 | 62.6 | 27.4286 | 59 | 23.7546 | 51.08 | 20.8685 | 62.96 | 24.9245 | 60.98 | 25.7747 | 51.8 | 19.682 | 51.08 | 20.2111 | 55.94 | 21.681 | 64.04 | 27.5345 | 57.02 | 22.889 | 3870 | #N/A | #N/A
| 60.08 | 24.0117 | 55.04 | 22.5042 | 66.92 | 27.6577 | 59.54 | 25.0522 | 55.04 | 21.5098 | 62.6 | 28.2598 | 57.92 | 23.4902 | 51.08 | 20.8693 | 62.06 | 24.7034 | 60.98 | 25.7702 | 53.6 | 20.1193 | 51.98 | 20.4308 | 55.94 | 21.083 | 60.98 | 26.3089 | 55.94 | 22.3195 | 3871 | #N/A | #N/A
| 60.08 | 23.6935 | 53.96 | 21.8732 | 66.92 | 27.6577 | 59 | 24.9841 | 55.04 | 22.1438 | 64.4 | 29.5829 | 57.92 | 23.4902 | 51.98 | 20.7416 | 62.06 | 24.3769 | 62.06 | 26.4747 | 51.8 | 19.682 | 53.06 | 20.6894 | 53.96 | 21.1926 | 62.06 | 27.0318 | 55.94 | 22.3142 | 3872 | #N/A | #N/A
| 60.98 | 23.9081 | 59 | 23.7783 | 71.06 | 29.1269 | 64.58 | 27.5494 | 60.08 | 24.0507 | 64.94 | 29.6094 | 60.98 | 24.6222 | 51.98 | 21.3784 | 60.98 | 23.7341 | 69.98 | 29.2749 | 53.6 | 20.1193 | 55.04 | 20.5925 | 57.02 | 21.3418 | 66.92 | 29.1213 | 55.94 | 22.3108 | 3873 | #N/A | #N/A
| 62.06 | 23.7989 | 60.08 | 23.7196 | 75.92 | 30.7201 | 72.32 | 30.1766 | 66.02 | 25.1759 | 64.94 | 29.6122 | 62.06 | 25.223 | 55.94 | 22.0432 | 60.98 | 23.0756 | 75.02 | 31.4348 | 55.4 | 20.5565 | 57.02 | 21.6477 | 57.92 | 20.9994 | 71.96 | 30.7891 | 57.02 | 22.8716 | 3874 | #N/A | #N/A
| 60.98 | 24.216 | 60.98 | 23.271 | 75.92 | 30.7201 | 74.48 | 31.3006 | 71.96 | 26.6208 | 64.4 | 29.5829 | 62.96 | 25.4417 | 57.92 | 22.5202 | 60.98 | 23.0756 | 78.98 | 32.9397 | 57.2 | 20.9937 | 60.08 | 21.8104 | 59 | 21.2603 | 75.02 | 32.5292 | 57.92 | 22.7822 | 3875 | #N/A | #N/A
| 59 | 24.1225 | 62.06 | 22.029 | 84.02 | 33.6394 | 79.7 | 32.8494 | 75.92 | 24.8786 | 64.4 | 29.5829 | 64.04 | 26.1269 | 60.98 | 22.5867 | 60.98 | 23.422 | 84.02 | 34.1846 | 59 | 20.9458 | 60.98 | 21.4857 | 60.98 | 21.987 | 80.06 | 33.7744 | 60.98 | 23.5267 | 3876 | #N/A | #N/A
| 57.2 | 23.8868 | 62.96 | 21.9532 | 86 | 32.3267 | 80.96 | 33.5208 | 78.08 | 24.9081 | 64.94 | 29.6322 | 64.04 | 26.1248 | 64.04 | 22.503 | 62.06 | 23.9896 | 84.92 | 34.8632 | 60.8 | 21.3826 | 64.04 | 22.2264 | 64.04 | 23.6318 | 82.04 | 32.8334 | 64.94 | 24.1329 | 3877 | #N/A | #N/A
| 59 | 24.8766 | 64.04 | 22.216 | 86 | 32.3267 | 83.48 | 33.1768 | 78.98 | 25.8514 | 64.4 | 29.5829 | 64.04 | 26.1248 | 66.02 | 23.2315 | 62.06 | 23.9878 | 86 | 34.1667 | 62.6 | 21.3628 | 66.02 | 22.1995 | 64.04 | 23.9707 | 87.08 | 34.0766 | 64.94 | 22.9383 | 3878 | #N/A | #N/A
| 60.08 | 25.4985 | 64.94 | 21.9292 | 86 | 33.2117 | 87.44 | 33.8193 | 80.06 | 25.6083 | 66.2 | 30.0253 | 64.04 | 26.128 | 66.92 | 23.7609 | 60.08 | 24.5967 | 87.98 | 34.6384 | 64.4 | 21.7994 | 64.94 | 21.7188 | 64.94 | 23.2513 | 89.06 | 34.0695 | 64.94 | 23.5182 | 3879 | #N/A | #N/A
| 60.8 | 25.4616 | 64.94 | 21.461 | 87.98 | 33.306 | 89.6 | 33.7051 | 80.06 | 26.409 | 69.8 | 30.9097 | 64.04 | 26.4961 | 68 | 24.3358 | 60.08 | 25.3717 | 87.08 | 33.0977 | 64.4 | 21.7994 | 66.02 | 21.9837 | 62.96 | 23.3673 | 93.02 | 32.5672 | 66.02 | 24.0575 | 3880 | #N/A | #N/A
| 60.8 | 25.4616 | 64.94 | 21.7125 | 87.98 | 33.306 | 91.04 | 34.6361 | 78.08 | 26.4888 | 69.8 | 30.9097 | 64.94 | 26.7251 | 66.02 | 22.9818 | 60.98 | 24.8201 | 89.06 | 33.5863 | 66.2 | 22.2359 | 66.92 | 21.7041 | 62.96 | 23.3665 | 93.92 | 33.1368 | 64.94 | 24.1337 | 3881 | #N/A | #N/A
| 57.92 | 23.1577 | 64.94 | 21.461 | 89.96 | 33.7996 | 94.1 | 32.5523 | 78.08 | 25.9203 | 68 | 30.4675 | 64.04 | 26.5072 | 64.04 | 21.489 | 60.08 | 24.9413 | 91.04 | 34.4808 | 66.2 | 21.8062 | 64.94 | 22.983 | 62.96 | 23.0334 | 93.92 | 33.1347 | 64.04 | 23.9151 | 3882 | #N/A | #N/A
| 57.92 | 23.1633 | 64.04 | 21.4961 | 91.04 | 32.7781 | 92.12 | 32.6138 | 77 | 25.364 | 64.4 | 28.7014 | 64.04 | 26.5084 | 64.94 | 21.706 | 60.98 | 25.166 | 91.04 | 36.4158 | 64.4 | 21.7994 | 64.04 | 21.2466 | 62.06 | 22.5481 | 91.94 | 33.4513 | 62.96 | 24.6952 | 3883 | #N/A | #N/A
| 57.92 | 22.5086 | 62.06 | 20.7642 | 91.04 | 32.7781 | 91.58 | 33.6546 | 73.94 | 24.9086 | 64.94 | 29.1434 | 64.04 | 26.5084 | 62.96 | 22.4857 | 60.98 | 24.4296 | 89.96 | 36.1475 | 62.6 | 21.8195 | 64.04 | 21.9895 | 62.06 | 21.4735 | 91.04 | 33.6909 | 62.06 | 24.482 | 3884 | #N/A | #N/A
| 57.92 | 21.8358 | 60.98 | 21.2415 | 87.98 | 33.3232 | 90.5 | 33.0878 | 69.08 | 24.882 | 62.96 | 28.2316 | 62.06 | 25.6689 | 60.98 | 21.7528 | 60.98 | 24.4344 | 87.98 | 34.2398 | 60.8 | 20.9263 | 62.06 | 21.0193 | 60.08 | 20.5063 | 89.96 | 33.9016 | 62.96 | 24.0184 | 3885 | #N/A | #N/A
| 57.92 | 21.2594 | 57.92 | 21.2684 | 84.92 | 33.9052 | 84.38 | 33.0085 | 66.02 | 23.5354 | 64.04 | 28.9418 | 60.08 | 24.7704 | 57.92 | 20.715 | 60.98 | 23.7386 | 84.02 | 34.6858 | 57.2 | 18.8455 | 59 | 19.583 | 57.02 | 19.7625 | 86 | 33.3393 | 60.98 | 22.8461 | 3886 | #N/A | #N/A
| 57.02 | 20.7977 | 57.92 | 21.018 | 84.92 | 33.9052 | 78.44 | 31.6274 | 62.06 | 23.5095 | 64.4 | 28.7014 | 60.98 | 25.4072 | 57.02 | 19.9921 | 60.98 | 23.7386 | 80.96 | 33.9263 | 53.6 | 19.1801 | 55.94 | 20.0157 | 55.94 | 19.4976 | 78.08 | 31.8946 | 60.08 | 22.9609 | 3887 | #N/A | #N/A
| 55.94 | 21.0929 | 57.02 | 20.5039 | 80.06 | 33.2274 | 75.56 | 30.9181 | 60.98 | 23.5329 | 64.94 | 29.1558 | 60.08 | 25.183 | 51.98 | 19.7991 | 60.98 | 23.7322 | 78.98 | 32.9776 | 51.8 | 18.3163 | 53.96 | 19.0442 | 55.94 | 19.0034 | 73.04 | 31.6211 | 59 | 22.3548 | 3888 | #N/A | #N/A
| 55.94 | 22.0368 | 57.02 | 20.5025 | 78.98 | 32.9607 | 74.84 | 31.5045 | 60.98 | 23.2364 | 64.4 | 28.7014 | 60.08 | 25.1819 | 50 | 19.0672 | 60.98 | 23.7314 | 75.92 | 32.2203 | 51.8 | 18.7435 | 51.98 | 18.7776 | 55.94 | 19.4929 | 71.96 | 31.3517 | 59 | 22.0783 | 3889 | #N/A | #N/A
| 55.4 | 22.1765 | 57.02 | 20.5025 | 78.98 | 32.9607 | 71.96 | 30.9739 | 60.08 | 23.0156 | 64.4 | 28.7014 | 60.08 | 25.1819 | 46.94 | 18.0375 | 60.08 | 23.5115 | 73.04 | 31.5143 | 48.2 | 17.8704 | 50 | 18.5654 | 55.04 | 20.2747 | 71.06 | 31.1294 | 57.92 | 21.4981 | 3890 | #N/A | #N/A
| 55.04 | 21.4842 | 55.94 | 20.241 | 77 | 32.4728 | 71.78 | 30.754 | 60.08 | 23.3077 | 60.8 | 26.2042 | 60.98 | 25.4126 | 46.04 | 17.8198 | 59 | 23.6263 | 71.06 | 31.0266 | 48.2 | 17.4438 | 50 | 18.2987 | 53.96 | 20.0137 | 66.92 | 29.5803 | 57.02 | 21.282 | 3891 | #N/A | #N/A
| 55.94 | 23.0327 | 53.96 | 19.7611 | 73.94 | 31.7225 | 68 | 29.6534 | 57.02 | 22.5615 | 60.08 | 25.7083 | 60.98 | 25.4159 | 44.96 | 17.3283 | 57.92 | 23.6823 | 66.92 | 30.4676 | 48.2 | 17.8704 | 50 | 18.2987 | 53.96 | 20.0137 | 66.02 | 29.3609 | 55.94 | 21.338 | 3892 | #N/A | #N/A
| 55.4 | 22.7929 | 51.98 | 19.0473 | 73.94 | 31.7225 | 65.48 | 28.7742 | 55.94 | 22.007 | 62.96 | 25.6218 | 60.98 | 25.4201 | 44.96 | 17.0602 | 57.92 | 22.9906 | 64.94 | 28.9962 | 46.4 | 17.0076 | 48.92 | 18.038 | 53.96 | 19.4955 | 64.94 | 29.0919 | 55.94 | 21.4009 | 3893 | #N/A | #N/A
| 55.4 | 23.4473 | 51.98 | 18.7809 | 73.04 | 30.9675 | 62.96 | 27.6544 | 55.94 | 22.2985 | 62.06 | 25.0568 | 60.08 | 25.1992 | 44.96 | 17.0608 | 57.02 | 22.7752 | 64.94 | 29.5276 | 46.4 | 17.0076 | 48.92 | 18.0361 | 53.96 | 19.7251 | 64.94 | 28.6583 | 55.04 | 21.7427 | 3894 | #N/A | #N/A
| 57.2 | 23.8868 | 51.08 | 18.3438 | 75.02 | 31.0191 | 62.6 | 27.5663 | 55.94 | 22.2932 | 62.06 | 25.0558 | 60.98 | 25.7747 | 44.96 | 17.3263 | 57.92 | 22.6953 | 64.04 | 28.7685 | 46.4 | 17.0076 | 46.94 | 17.5548 | 53.96 | 20.0102 | 62.96 | 27.6678 | 55.04 | 22.092 | 3895 | #N/A | #N/A
| 57.2 | 23.8868 | 51.98 | 18.7772 | 75.02 | 31.0191 | 62.24 | 27.5474 | 59 | 23.3998 | 62.06 | 24.6525 | 60.98 | 25.7747 | 48.02 | 18.5821 | 57.92 | 22.745 | 69.08 | 30.9812 | 51.8 | 19.1982 | 48.92 | 18.5322 | 55.04 | 19.9839 | 62.96 | 28.5887 | 53.96 | 21.8966 | 3896 | #N/A | #N/A
| 57.2 | 23.8868 | 57.02 | 20.2689 | 78.08 | 31.2582 | 69.44 | 30.6887 | 62.06 | 24.1391 | 62.06 | 24.6486 | 64.04 | 26.9593 | 53.96 | 21.1726 | 57.02 | 23.149 | 73.94 | 32.1671 | 55.4 | 20.5565 | 53.96 | 20.5973 | 57.02 | 20.7499 | 68 | 30.3528 | 55.04 | 22.0947 | 3897 | #N/A | #N/A
| 57.2 | 23.8868 | 62.06 | 21.7245 | 80.96 | 31.964 | 75.2 | 32.6545 | 64.94 | 24.4754 | 64.04 | 25.5278 | 66.02 | 27.9065 | 60.08 | 21.7576 | 57.2 | 23.4424 | 78.98 | 33.4046 | 59 | 21.431 | 60.08 | 21.526 | 60.08 | 21.4925 | 73.94 | 32.2711 | 55.94 | 22.6191 | 3898 | #N/A | #N/A
| 57.2 | 24.5818 | 64.94 | 22.4243 | 80.96 | 31.964 | 80.06 | 33.853 | 66.92 | 24.9532 | 66.02 | 26.0111 | 69.08 | 28.6558 | 64.94 | 22.1692 | 57.92 | 23.6872 | 82.94 | 33.9221 | 62.6 | 21.8195 | 64.94 | 22.1856 | 62.06 | 21.9748 | 80.6 | 33.6676 | 57.2 | 23.5679 | 3899 | #N/A | #N/A
| 60.98 | 26.2704 | 69.08 | 24.2812 | 86 | 33.2066 | 84.02 | 33.3144 | 69.98 | 26.0672 | 64.94 | 25.7485 | 69.98 | 29.2811 | 69.08 | 23.4078 | 57.92 | 24.0845 | 86 | 35.1403 | 64.4 | 21.7994 | 69.08 | 22.9215 | 66.02 | 24.0907 | 84.2 | 34.5516 | 57.92 | 23.7968 | 3900 | #N/A | #N/A
| 59 | 24.9736 | 71.96 | 25.5859 | 87.98 | 34.1965 | 86.9 | 34.3708 | 69.98 | 25.6993 | 66.92 | 25.8301 | 71.06 | 30.0456 | 69.98 | 23.6276 | 59 | 24.0116 | 87.98 | 36.2025 | 66.2 | 21.8062 | 71.06 | 23.4042 | 66.92 | 24.6532 | 89.6 | 34.134 | 59 | 24.4667 | 3901 | #N/A | #N/A
| 60.8 | 25.4616 | 75.02 | 26.6849 | 87.98 | 34.1965 | 90.68 | 35.0378 | 71.06 | 26.3304 | 68 | 26.0907 | 71.06 | 30.0456 | 71.06 | 24.4304 | 60.08 | 24.6109 | 91.04 | 36.96 | 68 | 22.2424 | 71.96 | 24.4206 | 69.08 | 24.8419 | 91.94 | 34.7737 | 60.08 | 25.0757 | 3902 | #N/A | #N/A
| 60.8 | 25.4616 | 77 | 27.1712 | 93.02 | 36.4084 | 93.02 | 33.9198 | 73.04 | 27.5239 | 69.08 | 25.6564 | 77 | 31.9342 | 71.96 | 23.8811 | 60.08 | 24.9622 | 93.02 | 36.8864 | 68 | 22.6724 | 73.94 | 24.9064 | 69.08 | 24.5181 | 93.02 | 34.1644 | 60.98 | 25.2981 | 3903 | #N/A | #N/A
| 60.08 | 25.2473 | 78.98 | 28.3316 | 93.02 | 35.4578 | 94.28 | 33.4993 | 71.06 | 27.0459 | 68 | 25.7664 | 77 | 31.5101 | 71.96 | 24.9655 | 62.06 | 25.4524 | 95 | 35.455 | 68 | 22.2424 | 73.04 | 24.4001 | 69.08 | 24.5212 | 93.92 | 34.3928 | 60.98 | 26.1885 | 3904 | #N/A | #N/A
| 60.08 | 25.2517 | 80.06 | 28.2307 | 93.02 | 35.4578 | 94.46 | 34.218 | 73.94 | 27.3631 | 69.98 | 26.5647 | 73.04 | 30.0522 | 69.98 | 23.6405 | 62.96 | 25.6781 | 95 | 34.1337 | 68 | 23.1301 | 71.96 | 23.6357 | 68 | 23.9976 | 95 | 34.2082 | 60.08 | 26.4332 | 3905 | #N/A | #N/A
| 60.8 | 25.4616 | 78.98 | 27.6741 | 95 | 34.5787 | 95.72 | 33.7922 | 73.94 | 28.0953 | 71.06 | 26.8272 | 78.08 | 31.2936 | 69.98 | 23.1411 | 62.96 | 25.6814 | 95 | 35.0631 | 68 | 22.6724 | 71.96 | 23.4207 | 68 | 23.6906 | 95 | 34.2128 | 62.06 | 27.8119 | 3906 | #N/A | #N/A
| 59 | 24.5664 | 78.08 | 27.4611 | 93.92 | 34.7928 | 95.36 | 34.3726 | 71.06 | 27.3973 | 71.06 | 26.5048 | 68 | 27.9585 | 69.08 | 22.0132 | 62.96 | 26.1105 | 95 | 35.0718 | 68 | 22.6724 | 71.06 | 23.2037 | 66.02 | 22.6738 | 93.92 | 35.8075 | 62.06 | 27.8119 | 3907 | #N/A | #N/A
| 59 | 24.5706 | 77 | 26.852 | 93.92 | 34.7928 | 93.74 | 34.9175 | 71.96 | 27.6222 | 64.4 | 25.6479 | 68 | 27.9585 | 66.92 | 22.1842 | 64.04 | 27.2056 | 93.92 | 34.3354 | 65.84 | 22.3737 | 69.08 | 21.6216 | 64.94 | 22.7017 | 93.02 | 35.0791 | 62.96 | 28.4746 | 3908 | #N/A | #N/A
| 57.92 | 23.9601 | 73.94 | 26.1108 | 93.02 | 33.2807 | 92.12 | 34.9276 | 73.04 | 27.8879 | 64.04 | 25.4889 | 64.04 | 26.1841 | 64.04 | 21.4908 | 62.06 | 27.194 | 91.04 | 34.5075 | 63.5 | 22.038 | 66.92 | 20.8892 | 62.96 | 22.2243 | 91.04 | 36.0711 | 62.96 | 28.5453 | 3909 | #N/A | #N/A
| 57.02 | 23.3424 | 71.06 | 25.0737 | 89.96 | 34.2279 | 89.42 | 35.1219 | 71.06 | 25.3522 | 64.04 | 25.4817 | 62.06 | 25.7003 | 60.08 | 21.7875 | 62.06 | 27.239 | 87.98 | 35.6842 | 61.16 | 21.7091 | 62.96 | 20.1426 | 60.08 | 22.0827 | 87.08 | 35.5652 | 62.06 | 27.8119 | 3910 | #N/A | #N/A
| 55.94 | 22.7586 | 69.08 | 23.7631 | 89.96 | 34.2279 | 81.68 | 33.939 | 68 | 24.9503 | 62.96 | 24.8181 | 60.98 | 25.4374 | 59 | 22.1028 | 62.06 | 27.6064 | 84.02 | 35.2768 | 59 | 21.431 | 60.08 | 21.0379 | 59 | 22.4191 | 78.08 | 34.4151 | 62.06 | 27.7441 | 3911 | #N/A | #N/A
| 55.94 | 22.7567 | 66.02 | 22.4921 | 84.92 | 34.91 | 78.98 | 33.0887 | 64.94 | 23.8575 | 62.96 | 24.8063 | 60.98 | 25.4331 | 57.92 | 22.5142 | 62.06 | 27.6088 | 82.04 | 34.2151 | 59 | 21.947 | 59 | 21.299 | 57.92 | 22.5009 | 75.02 | 33.659 | 60.98 | 27.548 | 3912 | #N/A | #N/A
| 55.04 | 22.5392 | 64.04 | 21.7399 | 82.04 | 34.1975 | 77 | 32.8776 | 64.04 | 23.9829 | 60.08 | 24.1068 | 60.98 | 25.4342 | 59 | 23.0787 | 62.96 | 27.8341 | 80.06 | 33.724 | 59 | 22.4955 | 59 | 21.8634 | 57.92 | 23.166 | 73.04 | 33.778 | 60.98 | 27.1339 | 3913 | #N/A | #N/A
| 55.04 | 22.1671 | 62.06 | 21.2584 | 82.04 | 34.1975 | 75.56 | 32.799 | 62.06 | 23.501 | 55.94 | 22.7779 | 60.98 | 25.4342 | 59 | 23.4472 | 64.04 | 28.1021 | 78.98 | 33.0003 | 59 | 22.4955 | 59 | 22.1323 | 57.92 | 23.1651 | 71.06 | 33.2854 | 60.08 | 26.4332 | 3914 | #N/A | #N/A
| 55.04 | 22.1707 | 60.98 | 20.9971 | 80.06 | 33.2515 | 68 | 30.8466 | 62.06 | 23.5052 | 53.06 | 21.7069 | 60.08 | 25.2187 | 57.92 | 23.4997 | 64.04 | 28.1072 | 75.02 | 32.485 | 59 | 23.6973 | 57.92 | 22.2022 | 57.92 | 23.166 | 69.08 | 32.1911 | 60.08 | 25.9199 | 3915 | #N/A | #N/A
| 55.04 | 22.1707 | 60.08 | 21.0507 | 78.98 | 32.9875 | 68 | 30.5653 | 62.06 | 23.1643 | 50 | 19.7215 | 59 | 24.5368 | 59 | 23.766 | 64.94 | 28.3338 | 71.06 | 31.5131 | 59 | 24.3546 | 59 | 22.81 | 57.92 | 22.8028 | 68 | 31.4326 | 59 | 25.6601 | 3916 | #N/A | #N/A
| 55.04 | 22.1734 | 59 | 21.3157 | 78.98 | 32.9875 | 66.38 | 29.9899 | 62.06 | 23.1692 | 53.96 | 21.928 | 60.98 | 25.8048 | 57.02 | 23.2888 | 64.94 | 27.9301 | 69.08 | 30.5712 | 59 | 24.3546 | 57.92 | 22.8471 | 57.92 | 23.1725 | 66.02 | 30.3828 | 59 | 25.7057 | 3917 | #N/A | #N/A
| 55.04 | 22.1716 | 57.92 | 21.6182 | 77 | 32.5068 | 64.58 | 28.5851 | 62.06 | 23.5154 | 48.02 | 18.9279 | 62.06 | 26.0678 | 57.92 | 23.5121 | 64.94 | 27.9413 | 68 | 30.7652 | 59 | 24.3546 | 57.92 | 22.8516 | 57.02 | 22.9577 | 64.94 | 29.6555 | 57.92 | 25.4422 | 3918 | #N/A | #N/A
| 55.04 | 22.1653 | 57.02 | 21.6695 | 78.08 | 32.7693 | 62.6 | 27.765 | 62.06 | 23.8136 | 51.98 | 21.1465 | 62.06 | 26.0712 | 57.92 | 23.514 | 64.04 | 28.1354 | 68 | 30.7608 | 59 | 24.3546 | 57.02 | 22.635 | 57.92 | 23.4936 | 66.92 | 30.1429 | 57.92 | 25.4422 | 3919 | #N/A | #N/A
| 55.04 | 22.1707 | 57.92 | 22.2217 | 78.08 | 32.7693 | 65.48 | 29.236 | 60.08 | 23.6987 | 53.06 | 21.7015 | 62.06 | 26.0712 | 59 | 24.5076 | 64.04 | 27.7325 | 71.96 | 31.7342 | 59 | 24.3546 | 57.02 | 22.6367 | 59 | 23.7589 | 64.04 | 29.4318 | 57.92 | 25.4422 | 3920 | #N/A | #N/A
| 55.4 | 22.1765 | 62.06 | 24.2412 | 80.96 | 32.9413 | 71.6 | 31.358 | 60.8 | 24.7997 | 60.08 | 24.8329 | 66.92 | 28.173 | 62.06 | 26.0385 | 64.04 | 27.7349 | 75.92 | 33.2746 | 60.8 | 26.2324 | 62.06 | 24.9467 | 60.98 | 24.9722 | 69.98 | 32.4109 | 57.92 | 25.4422 | 3921 | #N/A | #N/A
| 57.2 | 22.615 | 66.92 | 26.4838 | 82.94 | 33.4287 | 75.92 | 32.9817 | 62.6 | 25.239 | 64.94 | 26.0218 | 71.06 | 30.0875 | 66.92 | 28.5421 | 64.04 | 27.7361 | 80.06 | 34.7834 | 64.4 | 27.1132 | 68 | 27.5219 | 64.04 | 26.1417 | 75.02 | 33.1647 | 57.92 | 25.4277 | 3922 | #N/A | #N/A
| 57.92 | 23.2328 | 71.96 | 28.9569 | 82.94 | 33.4287 | 80.96 | 33.7522 | 69.08 | 27.3699 | 66.92 | 25.08 | 73.94 | 31.2226 | 66.92 | 28.5421 | 64.04 | 27.723 | 84.02 | 36.366 | 68 | 28.7815 | 71.06 | 29.1895 | 64.94 | 27.171 | 82.94 | 35.1136 | 59 | 26.1697 | 3923 | #N/A | #N/A
| 57.2 | 22.615 | 75.02 | 30.1809 | 87.08 | 35.447 | 84.2 | 34.8323 | 69.98 | 26.836 | 64.04 | 26.2288 | 75.02 | 31.4889 | 69.98 | 30.2203 | 64.04 | 27.7437 | 87.98 | 36.2528 | 68 | 28.7815 | 71.06 | 29.1932 | 68 | 28.7881 | 86 | 35.9427 | 59 | 26.1697 | 3924 | #N/A | #N/A
| 60.08 | 23.3887 | 78.08 | 31.8419 | 89.96 | 36.1595 | 87.62 | 35.5892 | 71.96 | 27.3211 | 64.94 | 24.6031 | 75.92 | 32.2458 | 69.08 | 29.5778 | 64.04 | 27.723 | 89.96 | 37.845 | 66.2 | 27.5535 | 73.04 | 29.6864 | 66.92 | 28.129 | 89.6 | 35.9073 | 59 | 26.1727 | 3925 | #N/A | #N/A
| 59 | 23.4934 | 75.02 | 32.06 | 89.96 | 36.1595 | 90.32 | 36.4511 | 71.96 | 27.3261 | 64.04 | 25.0766 | 75.92 | 32.2458 | 69.08 | 29.0927 | 64.04 | 28.1322 | 91.94 | 38.3414 | 68 | 27.9938 | 71.06 | 29.2078 | 66.02 | 27.9135 | 91.04 | 36.5485 | 59 | 26.1697 | 3926 | #N/A | #N/A
| 60.08 | 23.7556 | 73.04 | 31.0146 | 93.92 | 38.2143 | 91.94 | 36.9426 | 75.02 | 28.4177 | 64.04 | 25.8126 | 78.08 | 32.7863 | 69.98 | 29.8234 | 62.96 | 27.868 | 93.02 | 39.2533 | 71.6 | 29.6633 | 73.04 | 29.2399 | 68 | 28.4105 | 91.94 | 37.3497 | 60.08 | 26.4435 | 3927 | #N/A | #N/A
| 59 | 23.4905 | 73.04 | 30.5856 | 93.92 | 38.2222 | 92.12 | 37.4809 | 75.92 | 28.6457 | 60.98 | 25.0674 | 73.04 | 30.5955 | 69.08 | 30.0285 | 62.96 | 27.868 | 93.02 | 38.6257 | 68 | 27.9938 | 71.06 | 29.217 | 66.02 | 27.9304 | 93.2 | 37.7131 | 60.8 | 27.4202 | 3928 | #N/A | #N/A
| 60.98 | 23.9779 | 75.02 | 32.0913 | 93.92 | 38.2222 | 91.76 | 37.4033 | 77 | 29.7017 | 60.98 | 24.0208 | 71.06 | 29.6162 | 64.94 | 29.9972 | 66.92 | 29.3987 | 93.02 | 39.2671 | 64.4 | 29.6172 | 66.92 | 30.0893 | 64.4 | 27.8445 | 93.2 | 37.7131 | 60.98 | 27.1339 | 3929 | #N/A | #N/A
| 60.8 | 23.4919 | 75.02 | 32.1042 | 93.92 | 38.2366 | 92.12 | 37.595 | 75.92 | 29.8953 | 62.96 | 23.8361 | 75.02 | 31.0903 | 64.94 | 29.9972 | 68 | 29.6712 | 93.02 | 39.2757 | 64.4 | 29.6172 | 66.92 | 30.0632 | 62.6 | 27.4034 | 93.02 | 38.1363 | 60.08 | 26.9141 | 3930 | #N/A | #N/A
| 60.98 | 23.9826 | 73.04 | 32.0034 | 93.92 | 38.2477 | 91.58 | 37.4622 | 75.02 | 29.6809 | 60.98 | 23.3635 | 69.98 | 28.9591 | 66.2 | 30.9671 | 68 | 29.6086 | 93.02 | 39.2861 | 64.4 | 29.6172 | 64.94 | 29.577 | 62.06 | 27.889 | 91.94 | 37.8704 | 60.98 | 27.548 | 3931 | #N/A | #N/A
| 59 | 23.6707 | 71.96 | 31.8341 | 93.92 | 38.2477 | 91.22 | 37.1773 | 73.94 | 29.4214 | 60.98 | 23.6691 | 69.98 | 28.9591 | 66.92 | 31.0483 | 64.94 | 28.9233 | 91.94 | 38.3827 | 64.4 | 29.6172 | 66.92 | 30.0632 | 62.6 | 27.4034 | 91.04 | 37.1547 | 60.08 | 26.4332 | 3932 | #N/A | #N/A
| 57.92 | 22.5629 | 71.96 | 32.418 | 75.92 | 33.7127 | 89.24 | 34.7613 | 71.96 | 28.4876 | 60.98 | 23.3741 | 66.02 | 27.5232 | 66.2 | 30.032 | 64.94 | 28.4097 | 91.94 | 38.2846 | 62.6 | 28.2919 | 69.08 | 30.6724 | 62.6 | 27.4034 | 89.06 | 33.2544 | 59 | 26.1697 | 3933 | #N/A | #N/A
| 57.2 | 22.615 | 71.96 | 31.738 | 78.98 | 34.5395 | 84.38 | 35.6754 | 71.06 | 27.9053 | 60.08 | 23.1628 | 64.94 | 27.2542 | 64.94 | 29.6218 | 64.04 | 28.1322 | 82.94 | 38.5597 | 64.4 | 29.6172 | 69.08 | 30.5936 | 62.06 | 27.024 | 86 | 33.2526 | 59 | 25.4053 | 3934 | #N/A | #N/A
| 55.4 | 22.1765 | 71.96 | 31.738 | 78.98 | 34.5395 | 81.5 | 34.8581 | 69.08 | 27.7836 | 57.02 | 23.0875 | 68 | 28.8254 | 64.94 | 30.0782 | 64.04 | 27.301 | 84.02 | 35.3044 | 64.4 | 29.6172 | 68 | 30.3284 | 60.8 | 26.9624 | 82.04 | 32.4041 | 59 | 25.7057 | 3935 | #N/A | #N/A
| 55.4 | 22.1765 | 71.06 | 31.5169 | 82.04 | 33.7491 | 80.24 | 33.7764 | 66.92 | 27.2533 | 57.02 | 23.0894 | 64.94 | 27.7088 | 64.94 | 30.093 | 64.04 | 27.2914 | 82.94 | 33.9945 | 62.6 | 28.2919 | 66.92 | 30.0632 | 60.98 | 27.1685 | 80.06 | 32.844 | 57.92 | 25.4422 | 3936 | #N/A | #N/A
| 55.4 | 22.1765 | 71.06 | 31.5169 | 80.06 | 30.1012 | 77.54 | 33.4746 | 66.02 | 27.4851 | 57.2 | 23.2353 | 69.08 | 30.0542 | 64.04 | 29.3208 | 62.96 | 27.0347 | 80.96 | 32.9591 | 62.6 | 28.2919 | 66.92 | 30.1575 | 60.98 | 27.1723 | 80.06 | 33.3685 | 57.92 | 25.4422 | 3937 | #N/A | #N/A
| 55.94 | 22.3801 | 69.08 | 31.7557 | 80.06 | 30.1012 | 75.2 | 32.3333 | 64.94 | 27.2245 | 55.4 | 22.7964 | 69.08 | 30.0542 | 64.04 | 29.4277 | 62.96 | 27.0384 | 75.92 | 31.7099 | 62.6 | 28.2919 | 66.02 | 30.4067 | 60.8 | 26.9624 | 75.92 | 33.3859 | 57.02 | 24.8486 | 3938 | #N/A | #N/A
| 55.4 | 22.1765 | 69.98 | 31.817 | 71.96 | 29.7885 | 71.6 | 32.3972 | 64.4 | 27.9067 | 55.4 | 22.7964 | 66.02 | 28.3698 | 64.04 | 29.4406 | 62.96 | 27.036 | 71.96 | 30.3068 | 60.8 | 27.0178 | 66.92 | 30.6383 | 60.08 | 26.5734 | 73.94 | 31.8633 | 57.02 | 24.8862 | 3939 | #N/A | #N/A
| 55.4 | 22.7929 | 69.98 | 31.817 | 66.92 | 29.4789 | 71.78 | 29.678 | 62.6 | 27.4659 | 55.4 | 22.7964 | 68 | 27.9819 | 64.94 | 30.1254 | 62.06 | 27.239 | 69.08 | 31.584 | 62.6 | 28.2919 | 68 | 31.4853 | 60.8 | 26.9624 | 71.96 | 30.8396 | 57.02 | 24.8852 | 3940 | #N/A | #N/A
| 55.4 | 22.7929 | 69.08 | 31.7759 | 66.92 | 29.4789 | 71.24 | 28.0839 | 64.4 | 27.9067 | 55.4 | 22.7964 | 66.02 | 24.5384 | 66.02 | 30.8268 | 60.98 | 26.975 | 68 | 31.3123 | 62.6 | 28.2919 | 68 | 31.4946 | 60.08 | 26.587 | 71.96 | 27.0393 | 57.02 | 24.8874 | 3941 | #N/A | #N/A
| 55.4 | 22.7929 | 68 | 30.9363 | 71.06 | 29.5667 | 66.56 | 26.9407 | 64.4 | 27.9067 | 55.4 | 22.7964 | 64.94 | 24.2729 | 68 | 32.4011 | 62.06 | 27.7014 | 66.02 | 30.822 | 62.6 | 28.2919 | 68 | 31.5008 | 60.8 | 26.9624 | 68 | 25.7501 | 57.92 | 25.1068 | 3942 | #N/A | #N/A
| 55.4 | 22.1765 | 68 | 28.9993 | 69.98 | 27.9838 | 65.48 | 25.5703 | 64.4 | 27.9067 | 55.4 | 22.7964 | 64.94 | 24.2694 | 66.92 | 31.6891 | 62.06 | 27.6478 | 66.02 | 30.2472 | 62.6 | 28.2919 | 68 | 31.3515 | 60.8 | 26.9624 | 66.92 | 26.2013 | 57.92 | 25.4834 | 3943 | #N/A | #N/A
| 53.6 | 21.738 | 68 | 26.8679 | 69.98 | 27.9838 | 60.98 | 24.2711 | 64.4 | 27.9067 | 55.4 | 22.7964 | 64.94 | 24.2694 | 66.92 | 31.6731 | 62.06 | 27.6478 | 64.94 | 29.5269 | 62.6 | 28.2919 | 68 | 29.4909 | 60.8 | 26.9624 | 62.96 | 25.2272 | 57.92 | 25.4823 | 3944 | #N/A | #N/A
| 53.96 | 21.262 | 69.08 | 26.383 | 69.98 | 26.8444 | 65.84 | 24.4595 | 64.4 | 27.9067 | 53.6 | 21.7412 | 64.04 | 24.3379 | 69.08 | 27.8848 | 62.96 | 27.868 | 68 | 29.3069 | 62.6 | 28.2919 | 69.08 | 27.1188 | 62.6 | 27.4034 | 64.4 | 25.0626 | 59 | 25.7057 | 3945 | #N/A | #N/A
| 55.4 | 21.05 | 69.98 | 27.0005 | 71.06 | 25.7229 | 68.36 | 24.1805 | 64.04 | 27.4783 | 53.6 | 21.7412 | 69.98 | 26.8576 | 71.96 | 28.22 | 60.98 | 25.6914 | 71.96 | 28.4571 | 68 | 28.7815 | 71.06 | 26.8569 | 66.02 | 27.5632 | 68 | 24.7277 | 60.08 | 26.9141 | 3946 | #N/A | #N/A
| 55.04 | 21.1925 | 71.96 | 27.0835 | 71.06 | 25.7229 | 71.06 | 24.5695 | 64.4 | 27.9067 | 53.6 | 21.7412 | 71.96 | 25.9571 | 73.94 | 30.4042 | 60.98 | 25.2425 | 73.94 | 26.7309 | 71.6 | 28.1308 | 73.04 | 27.3398 | 69.08 | 27.4957 | 71.96 | 24.7444 | 62.06 | 27.8119 | 3947 | #N/A | #N/A
| 55.94 | 21.7438 | 73.04 | 27.3469 | 71.06 | 24.7719 | 73.4 | 25.1394 | 62.6 | 27.4659 | 53.6 | 21.7412 | 69.98 | 24.7917 | 75.02 | 28.1962 | 64.04 | 25.6538 | 73.94 | 25.173 | 73.4 | 28.5707 | 75.02 | 27.8247 | 71.06 | 27.9786 | 75.02 | 24.9419 | 64.94 | 29.0295 | 3948 | #N/A | #N/A
| 57.92 | 22.2232 | 73.94 | 27.9651 | 69.98 | 24.7748 | 75.92 | 25.2992 | 64.4 | 27.9067 | 57.2 | 22.0373 | 71.06 | 24.4754 | 77 | 28.2807 | 64.94 | 25.4584 | 75.02 | 25.7457 | 75.2 | 30.5452 | 77 | 27.607 | 71.96 | 27.7713 | 78.08 | 25.4478 | 64.94 | 28.5157 | 3949 | #N/A | #N/A
| 59 | 22.4723 | 73.94 | 27.2405 | 69.98 | 24.7748 | 77.72 | 24.6883 | 64.4 | 27.9067 | 60.8 | 22.9133 | 71.06 | 24.4754 | 78.98 | 29.1669 | 66.02 | 25.3998 | 75.92 | 25.9669 | 75.2 | 29.7553 | 78.98 | 27.7901 | 73.04 | 28.4604 | 77 | 24.6918 | 68 | 29.2635 | 3950 | #N/A | #N/A
| 57.2 | 22.0343 | 73.94 | 27.5625 | 66.92 | 24.7096 | 77.54 | 24.6066 | 64.4 | 27.9067 | 60.98 | 23.3758 | 69.98 | 22.9447 | 80.06 | 29.032 | 66.02 | 25.026 | 78.98 | 27.3207 | 75.2 | 29.0105 | 80.96 | 27.9229 | 75.02 | 28.523 | 78.08 | 25.1811 | 68 | 28.3663 | 3951 | #N/A | #N/A
| 55.4 | 22.1765 | 71.96 | 27.4776 | 66.92 | 25.0088 | 78.8 | 25.3043 | 64.4 | 27.9067 | 62.06 | 23.6397 | 69.08 | 22.9464 | 80.96 | 28.9314 | 68 | 25.2014 | 78.98 | 26.9888 | 75.2 | 29.0105 | 78.08 | 27.2229 | 73.04 | 28.0404 | 80.6 | 26.222 | 69.98 | 28.8817 | 3952 | #N/A | #N/A
| 53.6 | 21.738 | 71.96 | 28.2471 | 66.92 | 25.0088 | 81.32 | 26.1932 | 64.4 | 27.9067 | 62.06 | 23.2849 | 69.08 | 22.7264 | 80.06 | 28.7138 | 66.02 | 24.3649 | 80.96 | 27.8058 | 75.2 | 29.0105 | 77 | 26.9584 | 69.98 | 27.2908 | 80.6 | 26.222 | 69.08 | 28.1905 | 3953 | #N/A | #N/A
| 55.4 | 22.1765 | 71.06 | 28.0216 | 66.92 | 24.3704 | 82.4 | 26.4089 | 66.2 | 29.1827 | 62.06 | 22.6739 | 68 | 22.9545 | 80.96 | 29.2536 | 60.08 | 21.727 | 80.06 | 27.5876 | 75.2 | 29.0105 | 78.08 | 27.8747 | 68 | 26.8029 | 78.8 | 25.7852 | 69.98 | 28.8496 | 3954 | #N/A | #N/A
| 55.4 | 21.5961 | 69.98 | 26.5787 | 66.02 | 24.4956 | 82.4 | 26.9831 | 66.2 | 29.1827 | 60.98 | 22.6788 | 64.94 | 22.2113 | 78.08 | 28.5451 | 60.08 | 21.7256 | 78.98 | 28.3411 | 71.6 | 28.1308 | 75.92 | 27.3403 | 66.02 | 26.314 | 84.02 | 26.1503 | 69.08 | 27.0187 | 3955 | #N/A | #N/A
| 55.94 | 21.7505 | 71.06 | 27.2383 | 66.02 | 24.4956 | 81.32 | 26.2391 | 66.2 | 29.1827 | 62.06 | 23.2765 | 64.94 | 22.2113 | 75.92 | 28.4118 | 60.08 | 22.2955 | 77 | 27.4836 | 77 | 28.0859 | 75.02 | 27.4921 | 66.02 | 26.3087 | 82.94 | 28.355 | 68 | 26.0136 | 3956 | #N/A | #N/A
| 55.4 | 21.5961 | 69.98 | 26.5688 | 64.94 | 23.2848 | 77 | 22.1826 | 66.92 | 29.4802 | 62.06 | 23.6212 | 60.08 | 21.5491 | 73.04 | 27.6985 | 59 | 22.0316 | 73.04 | 25.8726 | 75.2 | 27.647 | 71.96 | 26.7366 | 64.94 | 26.0354 | 78.08 | 24.4573 | 66.02 | 24.837 | 3957 | #N/A | #N/A
| 55.4 | 21.5961 | 69.08 | 26.3434 | 64.04 | 24.004 | 67.46 | 21.6391 | 66.2 | 29.1827 | 59 | 23.173 | 57.02 | 20.803 | 71.06 | 26.8082 | 57.92 | 22.0401 | 69.08 | 25.2471 | 73.4 | 27.2082 | 69.98 | 26.5669 | 64.04 | 25.8092 | 73.94 | 22.2528 | 60.98 | 22.6284 | 3958 | #N/A | #N/A
| 55.04 | 21.1989 | 66.02 | 25.5922 | 64.04 | 24.004 | 61.7 | 22.0963 | 66.02 | 29.2472 | 55.94 | 22.1265 | 53.06 | 20.0848 | 66.92 | 25.7935 | 57.92 | 22.0393 | 64.04 | 24.0139 | 69.8 | 26.3304 | 66.92 | 25.8177 | 62.96 | 25.5403 | 66.92 | 22.4723 | 57.92 | 22.1622 | 3959 | #N/A | #N/A
| 55.94 | 21.753 | 64.04 | 25.0985 | 62.06 | 22.2609 | 57.92 | 20.8304 | 66.02 | 29.2432 | 57.92 | 23.5936 | 53.06 | 19.8321 | 66.02 | 25.9597 | 57.02 | 21.8349 | 60.98 | 23.5558 | 66.2 | 25.4527 | 66.02 | 25.5864 | 62.96 | 25.5308 | 60.08 | 21.6066 | 55.94 | 21.674 | 3960 | #N/A | #N/A
| 55.94 | 22.1015 | 60.08 | 24.5208 | 60.98 | 22.9 | 57.38 | 20.0971 | 66.2 | 29.1827 | 59 | 24.2557 | 50 | 18.5687 | 66.92 | 26.1783 | 57.02 | 21.8349 | 60.08 | 22.364 | 64.4 | 25.0139 | 64.94 | 25.3211 | 62.06 | 25.3078 | 57.92 | 21.0785 | 53.96 | 20.9175 | 3961 | #N/A | #N/A
| 55.94 | 22.4026 | 57.92 | 24.2867 | 60.98 | 22.9 | 55.4 | 19.6145 | 64.4 | 28.7411 | 60.98 | 25.079 | 50 | 18.5687 | 66.02 | 25.9576 | 57.02 | 22.15 | 57.92 | 21.2613 | 64.4 | 25.0139 | 64.94 | 25.3211 | 57.92 | 24.2914 | 57.02 | 20.8564 | 53.96 | 20.9152 | 3962 | #N/A | #N/A
| 55.4 | 22.1765 | 57.02 | 23.728 | 59 | 21.8178 | 51.26 | 19.3011 | 64.4 | 28.7411 | 60.98 | 25.0758 | 51.98 | 19.0485 | 64.94 | 25.695 | 55.94 | 21.8909 | 53.96 | 20.87 | 64.4 | 25.0139 | 64.94 | 25.3211 | 55.4 | 23.4301 | 53.96 | 20.6745 | 53.96 | 21.1941 | 3963 | #N/A | #N/A
| 55.4 | 22.7929 | 57.02 | 23.3728 | 57.92 | 22.1513 | 53.6 | 20.0135 | 64.4 | 28.7411 | 60.98 | 24.7319 | 51.08 | 18.8315 | 64.04 | 25.4734 | 55.94 | 21.9117 | 51.98 | 20.717 | 64.4 | 25.0139 | 59 | 24.6058 | 55.94 | 22.7522 | 53.06 | 19.8922 | 53.96 | 21.1925 | 3964 | #N/A | #N/A
| 57.02 | 23.0491 | 57.02 | 23.3344 | 57.92 | 22.1513 | 51.62 | 19.785 | 62.6 | 27.4659 | 60.98 | 24.3322 | 50 | 18.3006 | 64.04 | 25.4744 | 55.04 | 21.6929 | 51.08 | 20.1704 | 60.8 | 24.7939 | 59 | 24.5655 | 55.4 | 22.7768 | 51.08 | 19.6624 | 53.06 | 20.9732 | 3965 | #N/A | #N/A
| 55.94 | 22.7868 | 57.02 | 23.017 | 57.92 | 21.2491 | 49.82 | 19.4476 | 60.08 | 25.1702 | 60.98 | 24.7227 | 51.98 | 19.0492 | 60.98 | 25.0619 | 55.04 | 21.6929 | 48.02 | 18.8551 | 59 | 25.0521 | 57.02 | 23.377 | 55.94 | 22.3811 | 50 | 19.7099 | 51.98 | 20.4339 | 3966 | #N/A | #N/A
| 55.94 | 23.1062 | 55.94 | 22.7537 | 57.92 | 21.2491 | 48.74 | 19.0326 | 60.08 | 25.1627 | 60.98 | 24.3185 | 48.92 | 18.0374 | 57.92 | 24.3104 | 55.94 | 21.9117 | 48.92 | 19.0744 | 55.4 | 22.8196 | 57.02 | 23.3751 | 55.94 | 22.3731 | 50 | 19.7084 | 53.06 | 20.9699 | 3967 | #N/A | #N/A
| 55.4 | 22.7929 | 55.04 | 22.1854 | 57.92 | 21.2491 | 49.64 | 19.5019 | 60.8 | 25.4982 | 60.98 | 24.3127 | 48.92 | 18.0374 | 57.92 | 24.6954 | 53.96 | 21.053 | 48.02 | 18.892 | 55.4 | 22.8196 | 57.02 | 23.3663 | 55.4 | 22.1615 | 50 | 19.9727 | 53.96 | 21.1819 | 3968 | #N/A | #N/A
| 57.02 | 22.3794 | 55.04 | 22.1662 | 60.08 | 21.5212 | 54.86 | 21.3095 | 60.8 | 25.4982 | 64.04 | 24.3648 | 57.02 | 21.6103 | 57.92 | 24.2754 | 55.94 | 21.8674 | 55.94 | 22.6802 | 57.2 | 23.2584 | 55.94 | 22.7673 | 55.4 | 21.5821 | 57.02 | 22.6537 | 55.94 | 21.656 | 3969 | #N/A | #N/A
| 59 | 23.1572 | 55.04 | 21.5247 | 62.06 | 22.5571 | 60.98 | 22.5246 | 62.96 | 26.1999 | 66.02 | 24.8418 | 60.08 | 21.5279 | 57.92 | 23.9453 | 59 | 22.9605 | 62.96 | 22.7885 | 55.4 | 22.8196 | 55.94 | 22.104 | 55.04 | 21.4958 | 60.98 | 23.6179 | 59 | 22.736 | 3970 | #N/A | #N/A
| 60.08 | 23.7914 | 55.4 | 22.1937 | 62.06 | 22.5571 | 64.58 | 22.4304 | 64.4 | 26.3777 | 69.08 | 25.5801 | 62.96 | 21.4342 | 57.92 | 23.9473 | 60.08 | 22.8644 | 66.02 | 22.6848 | 55.4 | 22.2015 | 55.94 | 22.3983 | 55.04 | 21.8391 | 60.8 | 23.5625 | 62.06 | 23.1345 | 3971 | #N/A | #N/A
| 60.98 | 24.0098 | 55.94 | 22.0949 | 66.02 | 23.787 | 67.28 | 22.8037 | 66.92 | 25.3352 | 71.06 | 25.4131 | 62.96 | 21.4336 | 57.92 | 23.9443 | 60.08 | 22.8636 | 69.08 | 23.7167 | 55.4 | 22.8196 | 57.02 | 22.6614 | 55.94 | 21.7156 | 68 | 24.7277 | 64.04 | 23.9577 | 3972 | #N/A | #N/A
| 60.8 | 24.1096 | 55.94 | 22.757 | 66.02 | 24.7548 | 70.16 | 23.4123 | 69.08 | 23.9493 | 73.04 | 25.8925 | 64.04 | 21.693 | 59 | 23.6788 | 60.08 | 22.918 | 71.96 | 24.6669 | 57.2 | 22.6398 | 57.02 | 22.3599 | 55.94 | 21.1105 | 69.98 | 24.854 | 66.02 | 24.7975 | 3973 | #N/A | #N/A
| 60.98 | 23.6296 | 53.96 | 21.903 | 66.02 | 24.7548 | 73.22 | 25.2894 | 69.98 | 23.1273 | 75.02 | 25.2078 | 64.04 | 21.693 | 60.98 | 24.6811 | 60.98 | 23.4892 | 73.94 | 24.9006 | 55.4 | 22.2015 | 57.02 | 22.6537 | 55.94 | 21.3732 | 71.96 | 25.0465 | 69.08 | 25.5395 | 3974 | #N/A | #N/A
| 62.96 | 24.113 | 53.96 | 21.903 | 66.92 | 25.6637 | 75.02 | 25.3187 | 71.96 | 24.1115 | 75.92 | 25.677 | 64.04 | 22.4861 | 64.04 | 25.7725 | 64.04 | 24.1828 | 75.02 | 24.8744 | 57.2 | 22.6398 | 59 | 23.1396 | 55.94 | 22.3453 | 75.02 | 25.794 | 69.98 | 26.0674 | 3975 | #N/A | #N/A
| 62.06 | 23.5919 | 57.2 | 23.2502 | 69.98 | 26.4187 | 76.46 | 26.0844 | 73.04 | 25.8265 | 73.04 | 27.226 | 62.96 | 22.4728 | 66.02 | 26.2581 | 66.02 | 24.9676 | 75.92 | 25.0963 | 60.8 | 23.5167 | 60.08 | 23.4068 | 57.02 | 22.3136 | 75.92 | 26.6229 | 71.96 | 26.9296 | 3976 | #N/A | #N/A
| 62.96 | 23.4598 | 57.02 | 23.017 | 69.98 | 26.4187 | 76.46 | 25.9316 | 75.02 | 28.0288 | 71.06 | 27.1413 | 62.96 | 22.7855 | 66.2 | 26.0922 | 68 | 25.8229 | 75.92 | 25.3893 | 60.8 | 23.5167 | 62.96 | 24.1083 | 55.04 | 22.1252 | 77 | 26.5545 | 73.04 | 26.5046 | 3977 | #N/A | #N/A
| 62.96 | 23.8049 | 64.04 | 25.7811 | 75.02 | 25.7286 | 77.72 | 26.0352 | 75.02 | 26.9532 | 71.06 | 28.2717 | 62.96 | 23.3849 | 62.06 | 25.2859 | 69.08 | 26.0848 | 75.02 | 24.6482 | 62.6 | 23.9551 | 62.06 | 23.885 | 57.92 | 22.5319 | 78.08 | 26.8195 | 73.94 | 27.7401 | 3978 | #N/A | #N/A
| 62.96 | 23.4539 | 68 | 26.41 | 73.94 | 25.1544 | 77.36 | 26.1563 | 75.92 | 28.2504 | 73.94 | 26.4643 | 60.98 | 22.5695 | 62.06 | 25.2864 | 71.96 | 27.1205 | 73.94 | 24.1145 | 62.6 | 23.9551 | 64.04 | 24.7353 | 59 | 22.4513 | 75.92 | 26.2968 | 73.94 | 26.7242 | 3979 | #N/A | #N/A
| 62.96 | 23.4589 | 68 | 25.6975 | 73.94 | 25.1544 | 74.3 | 25.0064 | 73.94 | 27.0551 | 71.96 | 25.302 | 60.98 | 22.5695 | 60.98 | 25.0227 | 71.96 | 27.1205 | 71.96 | 23.9056 | 60.8 | 23.5167 | 64.94 | 25.2763 | 59 | 22.7957 | 75.02 | 25.827 | 73.04 | 25.802 | 3980 | #N/A | #N/A
| 62.96 | 23.1245 | 68 | 25.6966 | 69.98 | 23.1449 | 71.24 | 24.0662 | 71.96 | 25.563 | 69.08 | 25.5773 | 59 | 22.0895 | 60.08 | 25.214 | 71.06 | 27.3051 | 69.08 | 22.9337 | 60.8 | 23.5167 | 62.96 | 24.4693 | 57.92 | 22.8251 | 71.06 | 24.5303 | 73.04 | 26.5028 | 3981 | #N/A | #N/A
| 59 | 22.4926 | 62.06 | 24.5688 | 66.92 | 22.9037 | 69.08 | 23.7835 | 69.08 | 24.5266 | 62.96 | 25.1625 | 57.02 | 21.6088 | 60.08 | 25.5767 | 68 | 26.9039 | 64.94 | 22.1975 | 60.8 | 23.5167 | 62.06 | 24.9618 | 55.94 | 22.3453 | 69.08 | 24.0464 | 69.98 | 24.7754 | 3982 | #N/A | #N/A
| 55.04 | 21.1901 | 60.08 | 24.086 | 66.92 | 22.9037 | 66.92 | 22.8208 | 62.06 | 23.4899 | 62.06 | 23.8609 | 55.94 | 21.6741 | 57.02 | 24.4652 | 60.98 | 25.982 | 62.06 | 21.4973 | 59 | 24.3546 | 57.92 | 23.5577 | 53.06 | 21.3458 | 68 | 24.0926 | 66.02 | 24.0885 | 3983 | #N/A | #N/A
| 51.98 | 20.1731 | 57.92 | 23.2387 | 62.96 | 22.2213 | 66.2 | 22.5503 | 60.08 | 22.6638 | 64.94 | 23.5817 | 55.94 | 22.0108 | 53.96 | 22.5777 | 57.92 | 24.4314 | 60.98 | 22.3079 | 55.4 | 23.4759 | 55.94 | 23.073 | 55.04 | 22.488 | 66.02 | 23.8794 | 66.02 | 22.9268 | 3984 | #N/A | #N/A
| 48.92 | 19.1202 | 55.94 | 22.3885 | 62.06 | 23.4969 | 64.58 | 22.2953 | 57.02 | 22.5528 | 64.04 | 23.3597 | 55.94 | 22.3024 | 55.04 | 23.2339 | 55.94 | 23.2041 | 60.98 | 23.2456 | 53.6 | 22.3808 | 55.4 | 23.4818 | 55.94 | 23.0241 | 64.04 | 23.1256 | 64.04 | 21.9239 | 3985 | #N/A | #N/A
| 48.02 | 18.6578 | 57.02 | 23.0212 | 62.06 | 23.4969 | 63.68 | 21.7996 | 55.94 | 22.2863 | 64.04 | 24.0337 | 55.94 | 22.3024 | 55.94 | 23.7921 | 55.04 | 22.9829 | 60.98 | 23.2473 | 57.2 | 24.6122 | 55.94 | 23.4791 | 57.02 | 24.0196 | 62.96 | 22.8616 | 62.06 | 21.2193 | 3986 | #N/A | #N/A
| 48.02 | 18.3703 | 57.02 | 23.0231 | 62.06 | 23.4961 | 62.42 | 21.6776 | 55.04 | 21.7761 | 62.96 | 25.4861 | 57.92 | 22.7883 | 57.02 | 24.4755 | 53.06 | 21.8045 | 60.98 | 23.2464 | 57.2 | 24.6122 | 55.04 | 22.8656 | 55.94 | 23.4216 | 62.06 | 22.3301 | 60.98 | 21.184 | 3987 | #N/A | #N/A
| 48.02 | 18.6585 | 55.04 | 22.1683 | 62.06 | 23.7936 | 61.16 | 22.9565 | 53.96 | 21.1733 | 57.02 | 23.7018 | 57.92 | 22.7919 | 57.02 | 24.4609 | 51.08 | 20.6719 | 60.98 | 23.5425 | 57.2 | 24.6122 | 55.04 | 23.2595 | 57.02 | 24.0217 | 60.98 | 22.982 | 60.98 | 21.1834 | 3988 | #N/A | #N/A
| 48.02 | 18.369 | 53.06 | 21.3893 | 62.06 | 23.7936 | 60.44 | 23.6661 | 51.98 | 20.6908 | 59 | 24.9395 | 57.92 | 22.7944 | 57.02 | 24.4588 | 50 | 20.0677 | 60.98 | 23.9124 | 59 | 25.0521 | 57.02 | 24.0821 | 55.94 | 23.4166 | 60.08 | 24.0956 | 60.08 | 20.9635 | 3989 | #N/A | #N/A
| 57.02 | 23.3279 | 53.06 | 21.3885 | 60.98 | 23.898 | 60.8 | 24.1297 | 53.06 | 20.3605 | 59 | 24.9417 | 57.92 | 22.7927 | 55.04 | 23.2224 | 50 | 20.1293 | 60.98 | 23.9133 | 57.2 | 24.6122 | 55.94 | 23.8054 | 55.4 | 23.4301 | 60.08 | 24.1387 | 60.08 | 20.9615 | 3990 | #N/A | #N/A
| 55.94 | 22.3775 | 51.98 | 20.4494 | 62.06 | 24.1585 | 60.62 | 24.2828 | 51.98 | 19.7903 | 57.92 | 24.2586 | 57.92 | 22.7935 | 55.04 | 23.2339 | 48.92 | 19.2164 | 60.98 | 24.226 | 55.4 | 23.4759 | 55.94 | 23.4791 | 55.4 | 23.4301 | 59 | 24.5688 | 59 | 20.6973 | 3991 | #N/A | #N/A
| 57.02 | 23.0088 | 55.04 | 21.8619 | 62.06 | 24.1585 | 60.44 | 24.1702 | 53.96 | 20.2691 | 55.94 | 23.4372 | 57.92 | 22.7935 | 55.04 | 23.2154 | 48.02 | 19.0595 | 62.06 | 24.4923 | 57.2 | 24.6122 | 53.96 | 22.2656 | 57.02 | 23.6732 | 60.08 | 24.8314 | 60.08 | 20.4689 | 3992 | #N/A | #N/A
| 60.98 | 25.0228 | 60.08 | 23.3835 | 62.06 | 24.8643 | 60.8 | 24.1297 | 57.92 | 21.2282 | 55.4 | 22.7964 | 60.08 | 23.6857 | 60.98 | 25.4177 | 48.02 | 19.0595 | 62.96 | 25.1005 | 57.2 | 24.6122 | 59 | 24.2001 | 59 | 24.4897 | 60.98 | 25.051 | 62.06 | 21.432 | 3993 | #N/A | #N/A
| 66.02 | 25.2018 | 66.02 | 25.5191 | 64.94 | 25.5662 | 61.7 | 24.4159 | 62.06 | 22.2302 | 66.02 | 27.9294 | 62.06 | 24.1655 | 66.92 | 26.4497 | 55.94 | 21.2301 | 64.94 | 24.8749 | 62.6 | 25.2331 | 64.94 | 25.2559 | 60.98 | 24.6368 | 62.6 | 25.9877 | 64.94 | 21.9022 | 3994 | #N/A | #N/A
| 69.98 | 26.486 | 69.08 | 25.9485 | 64.94 | 25.5662 | 64.58 | 25.4442 | 66.02 | 23.7607 | 71.96 | 28.9226 | 62.06 | 24.4856 | 71.06 | 27.1219 | 62.06 | 23.3248 | 66.02 | 25.4581 | 66.2 | 25.4527 | 69.98 | 26.4878 | 66.02 | 25.8679 | 62.06 | 25.7837 | 66.92 | 22.8846 | 3995 | #N/A | #N/A
| 71.96 | 26.9669 | 73.04 | 27.2378 | 66.02 | 25.4461 | 66.92 | 26.2903 | 69.08 | 25.1732 | 73.94 | 28.1735 | 62.96 | 24.707 | 75.02 | 28.4338 | 66.02 | 24.9405 | 68 | 26.3374 | 69.8 | 26.9905 | 73.04 | 27.2389 | 68 | 25.9628 | 66.02 | 27.0762 | 69.08 | 22.642 | 3996 | #N/A | #N/A
| 73.94 | 27.8437 | 75.92 | 27.9392 | 69.08 | 27.7046 | 69.98 | 27.0369 | 71.06 | 26.3193 | 71.96 | 26.6381 | 64.04 | 24.9713 | 77 | 29.343 | 71.96 | 25.1274 | 69.98 | 27.5805 | 71.6 | 27.4298 | 75.92 | 27.6233 | 68 | 25.9638 | 66.92 | 27.3361 | 71.06 | 23.3823 | 3997 | #N/A | #N/A
| 75.92 | 29.9097 | 78.98 | 28.3682 | 69.08 | 27.7046 | 71.96 | 27.0602 | 71.96 | 26.1709 | 73.04 | 26.9061 | 64.04 | 24.9713 | 78.98 | 29.0667 | 73.04 | 24.8224 | 71.96 | 28.0697 | 73.4 | 27.8692 | 78.08 | 28.1516 | 69.98 | 26.4477 | 71.06 | 27.9518 | 71.06 | 23.1243 | 3998 | #N/A | #N/A
| 73.94 | 30.2984 | 80.96 | 29.1761 | 69.98 | 27.5694 | 72.5 | 27.5941 | 71.06 | 26.3157 | 69.08 | 28.2355 | 62.96 | 24.7128 | 82.94 | 29.6421 | 75.92 | 24.9902 | 73.04 | 28.3347 | 77 | 28.7479 | 80.96 | 28.485 | 73.04 | 27.5914 | 71.96 | 28.1737 | 71.96 | 23.6065 | 3999 | #N/A | #N/A
| 75.92 | 31.2864 | 82.04 | 29.4415 | 69.08 | 27.3516 | 71.6 | 27.4425 | 71.96 | 26.1744 | 66.92 | 27.7128 | 60.98 | 23.918 | 82.94 | 29.3237 | 78.98 | 25.4618 | 71.96 | 28.0751 | 78.8 | 28.5247 | 82.04 | 28.1026 | 75.02 | 27.6829 | 69.08 | 27.864 | 75.02 | 24.09 | 4000 | #N/A | #N/A
| 77 | 31.0546 | 82.04 | 28.7483 | 69.08 | 27.3516 | 69.26 | 28.3214 | 73.04 | 26.4401 | 69.08 | 28.2496 | 62.06 | 24.5 | 84.02 | 29.5889 | 82.04 | 26.4854 | 71.06 | 27.8563 | 78.8 | 29.1871 | 82.04 | 27.4962 | 75.92 | 27.9014 | 66.92 | 29.5932 | 75.92 | 25.0797 | 4001 | #N/A | #N/A
| 78.08 | 30.9198 | 82.04 | 29.1225 | 62.96 | 25.438 | 64.94 | 28.3801 | 73.04 | 26.1482 | 68 | 27.5472 | 62.06 | 24.5038 | 84.02 | 29.2167 | 80.96 | 26.7638 | 64.04 | 27.4549 | 78.8 | 29.1871 | 80.96 | 27.8398 | 77 | 27.8491 | 64.04 | 28.8869 | 77 | 24.837 | 4002 | #N/A | #N/A
| 78.08 | 30.9222 | 78.98 | 28.3758 | 62.06 | 27.3529 | 64.4 | 27.9158 | 73.04 | 26.4463 | 64.04 | 27.4993 | 60.98 | 23.9281 | 80.96 | 28.842 | 78.98 | 26.8612 | 62.96 | 27.1905 | 78.8 | 28.5247 | 80.06 | 27.9692 | 77 | 28.1688 | 64.04 | 28.8618 | 77 | 24.8389 | 4003 | #N/A | #N/A
| 77 | 31.061 | 80.96 | 29.18 | 57.92 | 24.6255 | 62.6 | 26.6997 | 73.04 | 25.2112 | 64.94 | 28.129 | 60.98 | 23.9281 | 80.06 | 28.9436 | 78.98 | 28.1392 | 62.06 | 26.9701 | 75.2 | 29.0105 | 78.08 | 28.8758 | 75.2 | 27.6055 | 64.04 | 28.8869 | 77 | 25.5926 | 4004 | #N/A | #N/A
| 73.04 | 30.0829 | 80.06 | 28.2659 | 57.92 | 24.2501 | 62.6 | 26.6997 | 73.04 | 25.477 | 64.04 | 27.9136 | 59 | 23.7964 | 75.02 | 28.87 | 77 | 28.7651 | 60.98 | 26.2413 | 71.6 | 27.4298 | 77 | 28.6102 | 71.06 | 27.8724 | 62.96 | 28.1921 | 73.94 | 25.153 | 4005 | #N/A | #N/A
| 71.96 | 28.9455 | 78.08 | 28.4718 | 57.02 | 24.4491 | 60.8 | 25.5128 | 68 | 23.984 | 62.6 | 27.4286 | 59 | 24.158 | 73.04 | 27.9596 | 69.08 | 27.1789 | 60.08 | 26.0211 | 69.8 | 26.9905 | 75.02 | 28.889 | 68 | 27.1202 | 62.06 | 27.472 | 71.96 | 25.5323 | 4006 | #N/A | #N/A
| 68 | 28.4354 | 71.96 | 26.9744 | 57.02 | 24.4152 | 60.8 | 26.256 | 64.04 | 23.2855 | 62.96 | 27.2532 | 59 | 24.157 | 69.98 | 26.4716 | 64.94 | 26.5936 | 59 | 25.3089 | 66.2 | 26.1118 | 68 | 27.9812 | 66.02 | 26.9922 | 62.06 | 27.4511 | 66.02 | 25.0899 | 4007 | #N/A | #N/A
| 68 | 27.149 | 66.02 | 25.5172 | 57.02 | 24.4491 | 60.8 | 26.256 | 60.98 | 22.8689 | 64.04 | 27.5116 | 60.08 | 24.4531 | 66.92 | 25.7176 | 64.94 | 25.8146 | 60.08 | 26.0211 | 64.4 | 26.3716 | 62.96 | 26.2898 | 64.04 | 26.4991 | 62.06 | 27.4486 | 64.94 | 24.8209 | 4008 | #N/A | #N/A
| 68 | 26.7287 | 62.06 | 24.5476 | 57.92 | 25.0296 | 60.8 | 26.2595 | 59 | 22.388 | 64.94 | 27.7344 | 60.08 | 24.7917 | 62.06 | 24.9225 | 64.94 | 25.0922 | 60.08 | 26.4592 | 60.8 | 24.7939 | 62.06 | 26.0676 | 62.96 | 26.2328 | 62.06 | 27.9715 | 62.96 | 24.3395 | 4009 | #N/A | #N/A
| 68 | 26.387 | 60.08 | 24.0627 | 57.92 | 25.0024 | 60.8 | 26.2642 | 57.92 | 22.4669 | 66.02 | 27.9977 | 60.08 | 25.1808 | 60.08 | 24.4353 | 64.94 | 25.4214 | 60.98 | 26.7056 | 59 | 24.3546 | 60.08 | 25.2196 | 60.98 | 25.3853 | 62.06 | 27.472 | 62.06 | 24.1244 | 4010 | #N/A | #N/A
| 68 | 25.0035 | 59 | 23.8023 | 59 | 25.741 | 60.8 | 26.2607 | 55.94 | 21.985 | 66.02 | 28.3962 | 62.06 | 26.4817 | 60.08 | 24.7754 | 64.04 | 25.6024 | 60.98 | 26.7056 | 60.8 | 25.4919 | 59 | 24.198 | 60.08 | 24.7504 | 62.06 | 27.472 | 62.06 | 24.1244 | 4011 | #N/A | #N/A
| 68 | 25.9875 | 57.92 | 23.2228 | 57.92 | 25.0296 | 60.8 | 26.2595 | 55.94 | 21.6444 | 66.02 | 28.3924 | 62.06 | 26.0572 | 57.02 | 23.6926 | 64.94 | 26.2082 | 60.98 | 26.7056 | 59 | 24.3546 | 57.02 | 23.3228 | 60.08 | 24.7524 | 60.98 | 27.1917 | 62.06 | 24.1308 | 4012 | #N/A | #N/A
| 66.92 | 26.4546 | 57.92 | 23.537 | 59 | 25.7218 | 61.34 | 26.7844 | 53.06 | 20.6165 | 66.02 | 28.3874 | 62.6 | 26.6377 | 57.02 | 24.0304 | 62.06 | 25.8975 | 60.98 | 26.7056 | 57.2 | 24.6122 | 55.94 | 23.0595 | 59 | 24.4887 | 60.98 | 27.193 | 60.98 | 23.5674 | 4013 | #N/A | #N/A
| 66.02 | 27.0152 | 57.92 | 22.8475 | 60.08 | 26.4688 | 60.8 | 26.2642 | 55.04 | 21.7676 | 62.96 | 27.2323 | 62.06 | 26.5056 | 57.02 | 23.6886 | 59 | 25.152 | 62.06 | 27.3698 | 57.2 | 24.6122 | 55.04 | 22.5195 | 57.92 | 23.8849 | 62.06 | 27.472 | 62.96 | 24.0486 | 4014 | #N/A | #N/A
| 66.02 | 27.457 | 57.02 | 22.9942 | 60.08 | 26.4688 | 60.8 | 27.0555 | 53.96 | 21.162 | 62.96 | 27.2311 | 62.06 | 26.9701 | 57.02 | 23.2927 | 59 | 24.7232 | 62.06 | 27.3698 | 57.2 | 23.9152 | 55.04 | 22.5158 | 57.02 | 23.6572 | 60.8 | 27.0819 | 60.08 | 24.0347 | 4015 | #N/A | #N/A
| 66.92 | 28.538 | 55.94 | 22.7272 | 60.08 | 26.4536 | 61.52 | 26.9147 | 53.96 | 21.4988 | 62.96 | 27.6262 | 62.06 | 26.961 | 57.02 | 23.2908 | 57.92 | 24.8808 | 60.98 | 27.1051 | 57.2 | 23.9152 | 55.94 | 23.0479 | 57.02 | 23.6553 | 60.98 | 27.2075 | 60.08 | 24.3619 | 4016 | #N/A | #N/A
| 66.92 | 29.0295 | 64.94 | 26.385 | 60.08 | 26.4548 | 60.8 | 27.0592 | 57.92 | 23.1111 | 64.94 | 28.1025 | 60.98 | 26.7056 | 62.96 | 26.6947 | 62.06 | 26.7113 | 62.06 | 27.3592 | 59 | 25.0521 | 62.96 | 26.272 | 62.06 | 25.9949 | 62.6 | 28.3603 | 62.96 | 25.8167 | 4017 | #N/A | #N/A
| 68 | 29.2944 | 71.96 | 28.0958 | 60.08 | 26.4512 | 62.24 | 27.3222 | 62.96 | 24.6512 | 66.92 | 29.0799 | 62.06 | 26.9701 | 71.96 | 29.3581 | 64.94 | 27.4677 | 62.06 | 27.3698 | 68 | 27.9938 | 71.96 | 27.6852 | 66.92 | 26.8175 | 62.06 | 27.9715 | 64.94 | 26.7273 | 4018 | #N/A | #N/A
| 69.98 | 29.7799 | 75.92 | 28.2984 | 60.08 | 26.4512 | 62.6 | 27.4913 | 64.94 | 25.1292 | 69.08 | 30.0378 | 60.98 | 26.7056 | 78.08 | 30.8505 | 69.08 | 29.3005 | 62.06 | 27.3698 | 73.4 | 29.315 | 77 | 29.3326 | 69.08 | 26.5847 | 62.6 | 28.3603 | 69.08 | 28.5703 | 4019 | #N/A | #N/A
| 68 | 29.2957 | 78.98 | 27.6577 | 62.06 | 27.3529 | 64.76 | 28.2621 | 64.04 | 24.9079 | 73.94 | 31.7649 | 62.06 | 27.3592 | 80.96 | 31.9545 | 73.94 | 31.4379 | 64.04 | 28.3293 | 77 | 30.1957 | 80.96 | 29.873 | 69.98 | 26.7994 | 64.94 | 29.0879 | 71.06 | 29.9445 | 4020 | #N/A | #N/A
| 68 | 29.58 | 80.06 | 27.9197 | 62.96 | 27.5735 | 65.12 | 28.4332 | 62.6 | 23.9602 | 75.92 | 32.2498 | 62.06 | 27.3566 | 82.94 | 30.7532 | 78.98 | 33.6862 | 66.02 | 29.7922 | 80.6 | 30.33 | 82.94 | 29.6141 | 69.98 | 26.7934 | 64.94 | 29.0852 | 75.02 | 31.4304 | 4021 | #N/A | #N/A
| 68 | 29.2878 | 80.06 | 27.575 | 64.94 | 28.9579 | 66.56 | 29.0468 | 59 | 23.0009 | 73.94 | 32.2237 | 62.06 | 27.3566 | 86 | 31.8645 | 78.98 | 33.6936 | 66.92 | 29.9943 | 82.4 | 30.0658 | 84.02 | 29.558 | 69.08 | 26.9091 | 66.02 | 29.3568 | 77 | 32.3648 | 4022 | #N/A | #N/A
| 68 | 29.7247 | 80.06 | 28.2244 | 64.94 | 28.5429 | 68.54 | 29.9661 | 62.6 | 23.9602 | 71.96 | 31.2785 | 64.4 | 28.6935 | 84.92 | 32.5289 | 82.94 | 32.3085 | 69.08 | 30.9914 | 82.4 | 28.7776 | 82.04 | 28.4121 | 73.94 | 27.7649 | 68 | 30.3825 | 80.06 | 33.6704 | 4023 | #N/A | #N/A
| 68 | 29.3087 | 78.98 | 27.6628 | 66.92 | 29.4661 | 69.8 | 30.9915 | 62.06 | 23.7522 | 71.96 | 31.2771 | 66.92 | 29.4841 | 86 | 32.7946 | 84.02 | 31.2703 | 69.98 | 31.2205 | 82.4 | 30.7699 | 84.92 | 30.5044 | 75.92 | 28.5917 | 69.98 | 31.3306 | 80.96 | 32.9075 | 4024 | #N/A | #N/A
| 66.92 | 28.5568 | 78.98 | 27.6603 | 66.02 | 29.2378 | 71.6 | 31.5253 | 62.06 | 23.7548 | 73.04 | 31.0177 | 62.96 | 27.1905 | 84.92 | 31.2466 | 84.02 | 31.2747 | 73.04 | 33.0185 | 80.6 | 30.33 | 84.92 | 30.5044 | 80.06 | 30.0221 | 69.98 | 31.9064 | 82.94 | 32.8816 | 4025 | #N/A | #N/A
| 66.92 | 28.5618 | 75.92 | 28.2963 | 64.94 | 28.0587 | 73.4 | 32.8183 | 62.96 | 23.6836 | 73.04 | 31.5579 | 62.6 | 27.4213 | 84.02 | 30.2594 | 84.92 | 31.501 | 73.04 | 33.0154 | 78.8 | 29.8902 | 84.92 | 29.4126 | 80.6 | 30.297 | 73.04 | 33.7534 | 82.94 | 32.4743 | 4026 | #N/A | #N/A
| 68 | 29.3256 | 71.96 | 26.9319 | 62.96 | 27.1638 | 75.38 | 33.4134 | 62.06 | 23.4679 | 64.94 | 28.1101 | 62.06 | 26.9701 | 80.96 | 29.5116 | 84.02 | 32.6025 | 73.94 | 33.8479 | 78.8 | 30.6361 | 82.94 | 28.9294 | 80.96 | 30.603 | 73.94 | 33.9775 | 82.94 | 32.8959 | 4027 | #N/A | #N/A
| 64.94 | 28.5779 | 71.06 | 26.3975 | 62.96 | 27.1638 | 77 | 33.7252 | 60.08 | 22.9859 | 66.92 | 29.097 | 62.06 | 26.9549 | 78.08 | 29.5689 | 82.94 | 33.2644 | 73.94 | 33.8487 | 78.8 | 29.8902 | 80.06 | 27.5816 | 78.8 | 29.8429 | 75.02 | 34.8849 | 82.04 | 33.6401 | 4028 | #N/A | #N/A
| 64.94 | 27.6777 | 71.06 | 27.1104 | 62.96 | 27.1675 | 75.38 | 33.8137 | 60.8 | 22.9382 | 66.02 | 28.3734 | 62.06 | 26.9537 | 73.94 | 28.5541 | 82.04 | 34.5157 | 71.06 | 32.05 | 75.2 | 29.0105 | 77 | 27.849 | 73.94 | 28.5222 | 73.4 | 33.8445 | 78.98 | 36.8321 | 4029 | #N/A | #N/A
| 64.4 | 27.8652 | 68 | 25.9739 | 62.96 | 27.1662 | 73.4 | 33.8219 | 60.8 | 22.9382 | 66.02 | 28.8409 | 62.06 | 26.9701 | 71.06 | 29.1221 | 80.06 | 33.5747 | 71.96 | 33.3591 | 73.4 | 28.5707 | 73.04 | 26.8849 | 71.6 | 27.3851 | 71.96 | 34.6602 | 77 | 35.1595 | 4030 | #N/A | #N/A
| 64.4 | 28.6967 | 64.04 | 26.163 | 62.96 | 27.1662 | 71.6 | 34.4355 | 57.2 | 22.0623 | 66.92 | 28.5675 | 60.08 | 25.9949 | 66.92 | 28.5109 | 75.92 | 32.5668 | 71.06 | 33.138 | 68 | 27.2511 | 69.08 | 27.3934 | 66.92 | 27.1689 | 71.06 | 33.8959 | 73.94 | 34.4146 | 4031 | #N/A | #N/A
| 64.04 | 28.348 | 64.04 | 26.5256 | 62.06 | 27.341 | 70.16 | 32.9214 | 55.04 | 21.7642 | 66.02 | 28.8461 | 60.08 | 26.0211 | 64.04 | 27.8029 | 78.98 | 32.3284 | 71.6 | 33.2712 | 66.2 | 26.8114 | 66.92 | 27.6751 | 64.94 | 27.1317 | 71.06 | 33.8959 | 71.96 | 33.9298 | 4032 | #N/A | #N/A
| 64.04 | 27.8637 | 64.04 | 26.5312 | 64.94 | 28.9713 | 70.34 | 32.9658 | 51.98 | 20.3524 | 64.94 | 28.5838 | 60.08 | 26.0211 | 62.06 | 27.8136 | 78.98 | 33.3245 | 71.06 | 33.138 | 64.4 | 27.1132 | 64.94 | 27.6575 | 66.02 | 27.3983 | 69.98 | 33.6296 | 71.06 | 33.0902 | 4033 | #N/A | #N/A
| 64.04 | 28.3637 | 66.02 | 26.2369 | 64.94 | 28.9713 | 69.98 | 32.5735 | 51.08 | 19.8695 | 62.06 | 26.9827 | 60.98 | 26.2082 | 62.06 | 27.8162 | 78.98 | 33.8068 | 69.98 | 32.8718 | 64.4 | 27.1132 | 64.04 | 27.4419 | 64.94 | 27.1375 | 69.98 | 33.6253 | 69.98 | 32.3344 | 4034 | #N/A | #N/A
| 64.4 | 28.6967 | 64.94 | 25.6331 | 69.08 | 32.0197 | 69.8 | 32.9352 | 50 | 19.305 | 60.8 | 25.4655 | 60.08 | 26.0211 | 60.98 | 27.0581 | 80.6 | 33.8615 | 69.98 | 32.2619 | 60.8 | 26.2324 | 64.04 | 27.4395 | 62.96 | 27.1182 | 69.98 | 33.6322 | 69.08 | 32.1326 | 4035 | #N/A | #N/A
| 64.4 | 28.6967 | 64.94 | 25.6331 | 68 | 31.7622 | 69.44 | 32.4518 | 50 | 19.7635 | 60.08 | 25.5904 | 62.06 | 26.9701 | 60.98 | 27.0643 | 66.92 | 30.7874 | 69.98 | 32.2705 | 60.8 | 26.2324 | 62.96 | 27.1812 | 62.96 | 26.6599 | 69.08 | 33.4078 | 71.06 | 32.0529 | 4036 | #N/A | #N/A
| 64.04 | 28.3808 | 66.02 | 25.9036 | 69.08 | 32.0275 | 69.8 | 32.9466 | 48.2 | 18.8119 | 59 | 24.9656 | 62.96 | 28.0859 | 62.06 | 27.8239 | 66.92 | 30.7874 | 69.08 | 32.0559 | 62.6 | 27.4587 | 64.04 | 27.448 | 62.06 | 26.9038 | 69.08 | 33.4078 | 69.8 | 32.3654 | 4037 | #N/A | #N/A
| 64.04 | 28.811 | 66.02 | 26.2483 | 68 | 31.7693 | 68 | 32.5098 | 48.2 | 18.8119 | 57.02 | 23.7219 | 62.96 | 28.0859 | 60.98 | 27.0731 | 66.92 | 30.392 | 69.08 | 32.6501 | 64.4 | 28.7335 | 62.96 | 27.1872 | 62.96 | 27.1291 | 69.08 | 33.4078 | 68 | 31.2403 | 4038 | #N/A | #N/A
| 62.96 | 28.1211 | 68 | 26.7349 | 68 | 32.3679 | 68 | 32.5146 | 48.92 | 18.8 | 57.2 | 23.8904 | 62.06 | 27.8652 | 62.06 | 27.8304 | 66.92 | 30.322 | 68 | 31.7885 | 64.4 | 28.7335 | 62.96 | 27.1897 | 62.96 | 27.5281 | 68 | 32.5146 | 66.02 | 29.8096 | 4039 | #N/A | #N/A
| 62.96 | 28.1185 | 71.06 | 27.9085 | 68 | 32.3679 | 68 | 32.5146 | 48.2 | 18.8119 | 55.4 | 22.7964 | 62.06 | 27.3491 | 64.04 | 29.2739 | 69.08 | 31.3174 | 69.08 | 32.6525 | 64.4 | 28.7335 | 64.04 | 27.8554 | 64.04 | 27.7978 | 68 | 32.5146 | 66.92 | 30.0398 | 4040 | #N/A | #N/A
| 62.6 | 28.2551 | 71.06 | 28.7297 | 69.08 | 32.0337 | 69.8 | 32.9532 | 53.96 | 21.8067 | 62.06 | 27.8788 | 64.4 | 28.6935 | 66.92 | 31.4846 | 69.98 | 30.5306 | 69.08 | 32.6572 | 66.2 | 30.0593 | 66.02 | 29.2687 | 64.94 | 28.5172 | 69.08 | 33.429 | 66.92 | 30.0328 | 4041 | #N/A | #N/A
| 66.92 | 29.5232 | 73.04 | 30.0901 | 69.98 | 32.8559 | 69.98 | 33.5186 | 55.4 | 22.2067 | 62.6 | 28.2598 | 62.96 | 28.0859 | 71.06 | 32.5148 | 69.08 | 30.3101 | 69.98 | 33.494 | 68 | 30.5014 | 69.98 | 30.2524 | 66.92 | 29.4401 | 69.08 | 33.4078 | 71.06 | 31.5904 | 4042 | #N/A | #N/A
| 66.2 | 29.1383 | 75.92 | 32.2641 | 69.98 | 32.8559 | 70.88 | 33.6283 | 60.98 | 22.8787 | 73.04 | 31.9821 | 64.04 | 28.7773 | 75.02 | 33.4929 | 69.08 | 29.922 | 73.04 | 34.2516 | 71.6 | 32.3247 | 75.02 | 31.0639 | 69.08 | 30.5007 | 69.98 | 34.1691 | 71.96 | 31.8035 | 4043 | #N/A | #N/A
| 69.8 | 30.0216 | 80.06 | 34.3174 | 75.02 | 35.2551 | 71.6 | 33.3899 | 62.06 | 22.815 | 77 | 32.4981 | 66.92 | 30.4416 | 77 | 34.594 | 71.06 | 30.3866 | 75.02 | 35.2782 | 75.2 | 33.2104 | 78.98 | 32.044 | 71.06 | 30.9927 | 71.6 | 35.58 | 73.94 | 31.2912 | 4044 | #N/A | #N/A
| 71.96 | 31.3061 | 82.94 | 35.5266 | 75.92 | 36.1534 | 75.2 | 35.3482 | 64.04 | 23.6313 | 77 | 33.5249 | 67.28 | 30.5314 | 77 | 32.9433 | 71.06 | 30.3578 | 75.92 | 35.496 | 75.2 | 31.3826 | 80.96 | 32.536 | 73.04 | 31.94 | 71.96 | 35.3261 | 75.92 | 31.759 | 4045 | #N/A | #N/A
| 71.96 | 30.7724 | 82.94 | 36.1402 | 75.92 | 36.1534 | 78.26 | 36.1154 | 66.2 | 24.2522 | 71.96 | 31.263 | 67.64 | 30.6214 | 78.08 | 33.784 | 71.96 | 31.0156 | 78.8 | 37.2129 | 75.2 | 31.3826 | 80.96 | 32.5439 | 73.94 | 31.7171 | 75.02 | 36.082 | 77 | 32.0149 | 4046 | #N/A | #N/A
| 73.94 | 31.801 | 84.92 | 37.8139 | 80.06 | 37.7309 | 80.6 | 36.7051 | 69.08 | 25.5039 | 71.96 | 31.7209 | 68 | 30.7113 | 77 | 33.5228 | 73.94 | 32.0539 | 80.6 | 37.6583 | 78.8 | 34.0961 | 80.96 | 33.5144 | 73.04 | 31.9603 | 77 | 37.1468 | 78.08 | 32.7202 | 4047 | #N/A | #N/A
| 75.92 | 32.2889 | 84.92 | 37.8333 | 80.96 | 37.9537 | 81.32 | 37.0049 | 69.98 | 25.434 | 73.94 | 32.2193 | 68 | 30.2785 | 78.08 | 33.2349 | 73.04 | 31.2802 | 82.94 | 39.1767 | 77 | 33.6533 | 80.06 | 32.7703 | 73.04 | 31.972 | 80.06 | 38.6171 | 78.08 | 32.2723 | 4048 | #N/A | #N/A
| 75.02 | 32.0663 | 84.92 | 37.8511 | 82.04 | 38.2707 | 81.86 | 37.3653 | 69.08 | 24.5416 | 69.98 | 30.2628 | 66.92 | 29.4841 | 77 | 32.9827 | 75.02 | 31.7645 | 82.04 | 38.2452 | 75.2 | 33.2104 | 78.98 | 32.0862 | 71.96 | 31.2617 | 82.94 | 39.41 | 80.06 | 32.7497 | 4049 | #N/A | #N/A
| 77 | 32.0272 | 87.08 | 39.6557 | 82.04 | 37.6494 | 84.56 | 38.2691 | 68 | 24.0165 | 69.8 | 30.0263 | 66.02 | 30.8108 | 78.08 | 34.3216 | 75.92 | 32.5394 | 82.04 | 38.2452 | 75.2 | 32.2701 | 80.06 | 32.3603 | 71.06 | 31.0533 | 82.94 | 39.4239 | 78.98 | 32.487 | 4050 | #N/A | #N/A
| 75.02 | 31.5454 | 84.02 | 37.6681 | 80.96 | 37.447 | 83.48 | 37.7904 | 68 | 24.2876 | 64.4 | 28.7014 | 64.94 | 29.9751 | 78.08 | 32.8167 | 75.92 | 31.5564 | 82.04 | 38.2452 | 77 | 33.6533 | 80.96 | 33.0254 | 71.96 | 31.7459 | 82.94 | 38.6154 | 78.08 | 32.2628 | 4051 | #N/A | #N/A
| 73.04 | 30.6316 | 86 | 38.1659 | 80.96 | 37.447 | 83.3 | 37.64 | 64.94 | 23.2797 | 66.02 | 29.2842 | 64.94 | 29.9751 | 75.92 | 31.3302 | 73.94 | 31.5069 | 80.06 | 37.8317 | 75.2 | 33.2104 | 80.06 | 32.8156 | 69.98 | 30.8106 | 82.04 | 38.5026 | 77 | 31.0587 | 4052 | #N/A | #N/A
| 73.04 | 31.0622 | 84.2 | 37.4678 | 78.08 | 36.0776 | 81.14 | 37.1014 | 62.96 | 22.4895 | 66.2 | 28.3107 | 64.04 | 29.3058 | 71.96 | 30.3616 | 73.04 | 31.2767 | 77 | 35.8285 | 73.4 | 31.828 | 75.92 | 29.9895 | 66.92 | 29.5279 | 80.06 | 38.0073 | 75.92 | 30.3073 | 4053 | #N/A | #N/A
| 71.06 | 30.5706 | 78.98 | 35.75 | 75.02 | 35.3165 | 78.8 | 36.2962 | 60.08 | 21.7906 | 64.4 | 27.8696 | 64.04 | 29.3121 | 69.98 | 31.304 | 71.06 | 30.3437 | 73.4 | 34.7653 | 69.8 | 31.882 | 73.94 | 29.0508 | 66.02 | 29.3084 | 78.98 | 37.6364 | 73.04 | 30.0789 | 4054 | #N/A | #N/A
| 66.92 | 29.5505 | 73.94 | 35.8564 | 75.02 | 35.3165 | 76.46 | 35.388 | 57.02 | 21.62 | 64.4 | 27.8696 | 62.96 | 28.5089 | 71.06 | 31.5768 | 71.6 | 30.751 | 73.04 | 34.249 | 68 | 31.439 | 71.06 | 30.1839 | 64.04 | 28.3969 | 75.92 | 36.3899 | 71.96 | 30.2241 | 4055 | #N/A | #N/A
| 68 | 29.8101 | 73.94 | 36.2805 | 71.96 | 34.0119 | 75.2 | 34.3392 | 55.94 | 21.3528 | 62.96 | 27.6085 | 62.96 | 28.5008 | 69.08 | 31.6503 | 69.8 | 30.31 | 71.6 | 34.3209 | 68 | 31.439 | 71.06 | 29.6824 | 64.94 | 29.0501 | 75.2 | 36.4698 | 69.98 | 29.7298 | 4056 | #N/A | #N/A
| 68 | 29.3822 | 73.04 | 34.9833 | 71.06 | 33.1677 | 75.2 | 34.3276 | 51.98 | 20.1236 | 62.06 | 27.3942 | 64.04 | 29.3058 | 69.08 | 31.5796 | 69.08 | 29.3652 | 71.96 | 33.9827 | 66.2 | 30.9963 | 66.92 | 30.0632 | 64.04 | 28.4207 | 73.94 | 35.1462 | 68 | 29.2447 | 4057 | #N/A | #N/A
| 68 | 29.3888 | 73.04 | 35.0028 | 71.06 | 33.1677 | 73.76 | 34.3854 | 53.6 | 20.6387 | 62.6 | 27.4286 | 62.96 | 28.5008 | 66.92 | 31.6447 | 66.02 | 29.0886 | 73.04 | 34.294 | 66.2 | 30.9963 | 68 | 30.8934 | 64.04 | 28.8742 | 73.94 | 35.8152 | 66.92 | 28.9769 | 4058 | #N/A | #N/A
| 68 | 29.3915 | 73.94 | 35.2412 | 71.96 | 34.0119 | 73.58 | 34.5585 | 55.04 | 21.4613 | 62.6 | 27.4286 | 64.04 | 29.2999 | 68 | 31.9296 | 64.04 | 28.1035 | 73.94 | 35.0551 | 66.2 | 30.9963 | 68 | 31.4776 | 64.04 | 28.4512 | 73.94 | 35.8896 | 66.92 | 28.9833 | 4059 | #N/A | #N/A
| 66.92 | 29.1305 | 75.02 | 36.1902 | 71.96 | 34.5518 | 73.58 | 34.8886 | 55.94 | 21.3512 | 62.6 | 27.4286 | 64.94 | 29.9817 | 68 | 31.9328 | 62.96 | 27.8443 | 73.4 | 34.7653 | 66.2 | 29.175 | 68 | 31.975 | 62.96 | 28.1915 | 73.94 | 35.8934 | 66.92 | 28.5728 | 4060 | #N/A | #N/A
| 66.02 | 28.9124 | 75.92 | 36.4185 | 71.96 | 34.5518 | 73.76 | 35.0472 | 53.6 | 21.1864 | 60.8 | 25.4655 | 64.04 | 29.3065 | 66.92 | 31.6843 | 62.06 | 27.2161 | 73.04 | 34.8383 | 64.4 | 29.6172 | 69.08 | 32.8663 | 62.96 | 28.1995 | 73.94 | 35.8971 | 66.02 | 28.3517 | 4061 | #N/A | #N/A
| 64.04 | 27.9268 | 75.92 | 36.411 | 69.98 | 33.5334 | 73.94 | 35.196 | 55.04 | 21.4662 | 60.8 | 25.4655 | 62.96 | 28.5116 | 66.92 | 31.6811 | 60.98 | 26.9521 | 71.96 | 34.575 | 64.4 | 29.6172 | 69.08 | 32.2522 | 62.6 | 28.2329 | 73.94 | 36.473 | 66.02 | 27.8692 | 4062 | #N/A | #N/A
| 64.04 | 27.923 | 75.02 | 36.5477 | 71.06 | 33.7965 | 73.4 | 34.9585 | 55.94 | 21.0907 | 59 | 24.2171 | 64.04 | 29.3008 | 68 | 32.556 | 60.98 | 26.9509 | 71.06 | 34.3492 | 64.4 | 29.6172 | 69.08 | 32.2522 | 62.96 | 28.1968 | 73.04 | 36.1678 | 64.94 | 27.6056 | 4063 | #N/A | #N/A
| 66.02 | 26.2955 | 71.96 | 32.4504 | 71.06 | 33.7965 | 73.4 | 34.946 | 55.04 | 21.1363 | 59 | 23.1342 | 64.04 | 29.3008 | 69.98 | 34.2124 | 62.06 | 27.239 | 71.96 | 34.5644 | 64.4 | 29.6172 | 71.06 | 33.3426 | 62.6 | 28.2329 | 73.04 | 36.1678 | 64.94 | 28.0829 | 4064 | #N/A | #N/A
| 68 | 25.7175 | 71.96 | 31.4027 | 71.96 | 34.5378 | 73.76 | 35.2493 | 57.02 | 21.3486 | 60.98 | 23.3137 | 64.04 | 29.2924 | 71.96 | 35.9325 | 62.06 | 27.239 | 73.04 | 34.8277 | 66.2 | 30.9963 | 71.96 | 34.1833 | 66.2 | 29.9966 | 73.94 | 36.3904 | 66.02 | 27.8619 | 4065 | #N/A | #N/A
| 69.08 | 25.3092 | 71.06 | 30.2053 | 73.04 | 34.8028 | 74.66 | 35.3542 | 59 | 21.8291 | 62.06 | 24.2314 | 64.04 | 29.2896 | 73.94 | 35.1639 | 64.94 | 28.3172 | 73.4 | 35.8773 | 68 | 32.4321 | 73.94 | 34.0292 | 64.4 | 28.6746 | 75.2 | 36.4698 | 66.92 | 27.2424 | 4066 | #N/A | #N/A
| 69.98 | 24.8449 | 73.04 | 30.6828 | 73.04 | 34.8028 | 75.56 | 35.6866 | 59 | 22.0953 | 66.02 | 24.8229 | 64.04 | 29.2882 | 75.92 | 33.8594 | 69.98 | 30.0567 | 73.94 | 35.6706 | 73.4 | 34.8165 | 75.92 | 31.4009 | 64.94 | 28.6441 | 77 | 37.9238 | 66.92 | 27.6113 | 4067 | #N/A | #N/A
| 69.08 | 24.9601 | 75.02 | 30.2536 | 75.92 | 36.1771 | 76.28 | 35.975 | 60.08 | 22.3595 | 66.92 | 24.7376 | 64.94 | 29.9635 | 78.08 | 31.3919 | 71.96 | 30.0395 | 75.92 | 36.7309 | 75.2 | 32.2701 | 77 | 29.8207 | 66.2 | 29.1163 | 77 | 37.8596 | 71.06 | 28.2494 | 4068 | #N/A | #N/A
| 69.08 | 24.9576 | 77 | 30.7373 | 77 | 36.9736 | 78.26 | 36.9139 | 60.98 | 22.9081 | 69.08 | 25.5558 | 64.94 | 29.9817 | 80.06 | 31.4714 | 73.94 | 29.1755 | 78.98 | 38.1956 | 77 | 30.9862 | 80.06 | 31.4988 | 71.06 | 30.1336 | 78.08 | 38.1931 | 73.04 | 28.2972 | 4069 | #N/A | #N/A
| 69.98 | 24.8401 | 77 | 30.2622 | 78.98 | 38.2181 | 80.6 | 37.8499 | 62.6 | 23.9602 | 71.06 | 26.0382 | 66.02 | 30.7904 | 82.04 | 32.3624 | 75.02 | 28.6369 | 78.98 | 37.5362 | 77 | 30.9862 | 80.06 | 31.025 | 71.06 | 29.6315 | 82.94 | 40.031 | 73.04 | 27.9466 | 4070 | #N/A | #N/A
| 71.06 | 24.8374 | 78.08 | 29.705 | 80.96 | 37.9537 | 84.2 | 39.1122 | 66.92 | 24.7011 | 71.06 | 25.3923 | 68 | 31.2835 | 82.94 | 32.5842 | 75.02 | 27.5643 | 82.94 | 39.2346 | 78.8 | 31.4271 | 82.04 | 31.0552 | 73.04 | 30.1155 | 84.02 | 40.2116 | 75.02 | 28.4308 | 4071 | #N/A | #N/A
| 71.96 | 24.1977 | 78.98 | 29.498 | 84.02 | 38.7835 | 86 | 39.2169 | 69.08 | 25.2269 | 71.96 | 26.9374 | 66.92 | 31.0193 | 84.92 | 32.1903 | 77 | 28.3767 | 84.02 | 40.0537 | 78.8 | 31.4271 | 82.04 | 29.9117 | 73.04 | 29.2412 | 84.92 | 40.4345 | 75.92 | 27.2261 | 4072 | #N/A | #N/A
| 73.04 | 24.4565 | 80.06 | 28.6941 | 84.02 | 38.7835 | 80.6 | 36.7475 | 66.92 | 25.0026 | 71.96 | 26.9316 | 68 | 31.2926 | 84.92 | 30.1927 | 77 | 27.6767 | 84.02 | 38.8118 | 78.8 | 29.8902 | 82.94 | 28.3766 | 73.04 | 29.24 | 80.06 | 37.9034 | 78.08 | 27.0498 | 4073 | #N/A | #N/A
| 73.04 | 23.4701 | 80.06 | 28.3187 | 82.04 | 37.7288 | 78.8 | 37.4314 | 69.08 | 25.5278 | 71.96 | 26.2395 | 68 | 31.2979 | 84.92 | 29.4915 | 78.08 | 26.939 | 82.04 | 37.7472 | 77 | 29.4504 | 82.94 | 29.0274 | 75.02 | 28.9057 | 77 | 38.4724 | 78.08 | 25.6401 | 4074 | #N/A | #N/A
| 75.02 | 24.2058 | 78.98 | 27.0645 | 78.98 | 36.307 | 79.16 | 36.8465 | 68 | 25.6344 | 71.06 | 25.3773 | 66.2 | 30.9509 | 84.02 | 29.6458 | 78.08 | 27.2821 | 80.06 | 37.263 | 80.6 | 28.9635 | 82.04 | 27.8159 | 73.94 | 28.2168 | 78.98 | 38.3498 | 77 | 25.6217 | 4075 | #N/A | #N/A
| 71.06 | 25.1036 | 78.08 | 27.1822 | 78.98 | 36.307 | 78.8 | 36.3139 | 66.02 | 25.1528 | 69.08 | 24.5608 | 66.92 | 31.0298 | 82.94 | 29.7019 | 78.08 | 27.283 | 78.98 | 36.3176 | 78.8 | 28.5247 | 82.04 | 28.1516 | 73.04 | 27.9938 | 78.08 | 37.4138 | 75.92 | 23.647 | 4076 | #N/A | #N/A
| 66.02 | 24.2104 | 77 | 26.5756 | 75.92 | 35.0079 | 69.8 | 33.0091 | 64.04 | 24.673 | 66.92 | 24.7064 | 62.96 | 28.5103 | 80.96 | 28.2155 | 75.92 | 27.1108 | 77 | 35.8285 | 77 | 28.0859 | 80.06 | 27.3278 | 73.04 | 26.5594 | 69.98 | 33.6296 | 75.02 | 23.2375 | 4077 | #N/A | #N/A
| 64.04 | 23.7234 | 73.94 | 25.8257 | 75.92 | 34.996 | 69.8 | 32.0007 | 62.06 | 24.1896 | 64.04 | 24.6611 | 62.6 | 28.2519 | 75.92 | 26.9829 | 71.06 | 26.2295 | 77 | 35.8197 | 75.2 | 27.647 | 73.94 | 27.1926 | 69.98 | 25.1629 | 69.98 | 33.6296 | 71.96 | 22.278 | 4078 | #N/A | #N/A
| 60.08 | 23.1036 | 66.92 | 24.1142 | 75.92 | 34.996 | 69.44 | 32.9038 | 59 | 23.7567 | 57.02 | 22.9435 | 62.96 | 28.5123 | 69.08 | 26.6993 | 62.06 | 24.7347 | 77 | 36.4807 | 69.8 | 26.3304 | 66.02 | 25.5737 | 64.4 | 24.3541 | 69.08 | 33.4078 | 69.08 | 21.0331 | 4079 | #N/A | #N/A
| 60.08 | 24.8187 | 64.04 | 23.4065 | 71.96 | 35.2106 | 69.8 | 32.9974 | 57.92 | 23.4878 | 51.98 | 20.7065 | 64.04 | 29.2868 | 62.06 | 25.3161 | 57.92 | 23.7175 | 73.94 | 36.241 | 64.4 | 25.0139 | 62.96 | 24.8207 | 57.02 | 22.3421 | 69.8 | 34.0155 | 66.92 | 20.6746 | 4080 | #N/A | #N/A
| 59 | 24.2165 | 64.04 | 23.4001 | 71.6 | 34.2979 | 69.8 | 34.0526 | 57.92 | 23.4905 | 53.96 | 21.5262 | 64.94 | 29.9817 | 60.08 | 25.2488 | 55.04 | 22.6896 | 73.04 | 35.448 | 62.6 | 25.9317 | 60.08 | 23.7955 | 55.04 | 21.1798 | 69.98 | 34.1691 | 64.94 | 20.1954 | 4081 | #N/A | #N/A
| 57.92 | 23.2394 | 62.96 | 23.4699 | 69.98 | 33.5215 | 70.34 | 33.4255 | 57.02 | 23.2682 | 53.06 | 20.9628 | 64.94 | 29.965 | 57.02 | 24.075 | 53.06 | 21.5266 | 71.06 | 34.3404 | 59 | 25.0521 | 60.98 | 23.6408 | 53.06 | 20.6949 | 71.06 | 34.4356 | 62.96 | 20.7421 | 4082 | #N/A | #N/A
| 55.94 | 22.7586 | 57.92 | 21.9115 | 69.98 | 33.4716 | 69.8 | 32.986 | 57.92 | 23.4858 | 50 | 19.3159 | 66.02 | 30.8108 | 55.94 | 23.8092 | 51.08 | 20.3622 | 71.06 | 33.7606 | 59 | 25.0521 | 64.94 | 23.6231 | 53.96 | 21.2445 | 69.98 | 33.6903 | 62.06 | 20.9807 | 4083 | #N/A | #N/A
| 55.94 | 22.7558 | 57.02 | 22.0269 | 71.06 | 33.7381 | 69.8 | 32.9926 | 55.94 | 22.689 | 48.02 | 18.5835 | 64.94 | 29.9817 | 55.94 | 23.8123 | 50 | 19.8296 | 71.06 | 33.819 | 57.2 | 22.6398 | 62.06 | 23.2578 | 60.08 | 24.4552 | 69.98 | 33.6296 | 62.06 | 21.2438 | 4084 | #N/A | #N/A
| 57.02 | 23.3375 | 55.04 | 21.5442 | 69.98 | 32.908 | 69.8 | 32.0022 | 55.94 | 22.6917 | 48.02 | 18.2977 | 62.96 | 28.5123 | 53.96 | 22.5965 | 48.02 | 19.0344 | 71.96 | 33.3599 | 57.2 | 22.6398 | 57.02 | 22.0314 | 60.08 | 24.4572 | 69.98 | 33.6296 | 55.04 | 20.0499 | 4085 | #N/A | #N/A
| 55.94 | 22.3873 | 55.94 | 22.1096 | 71.06 | 33.1164 | 68 | 31.558 | 55.4 | 22.2067 | 46.04 | 17.5846 | 62.96 | 28.5123 | 53.06 | 22.0607 | 46.94 | 18.5191 | 71.06 | 33.1926 | 53.6 | 21.1815 | 53.96 | 21.2868 | 51.98 | 20.7642 | 69.08 | 33.4078 | 53.96 | 19.5084 | 4086 | #N/A | #N/A
| 51.98 | 20.7817 | 51.98 | 20.7987 | 69.98 | 32.908 | 68 | 32.554 | 57.02 | 22.9567 | 46.94 | 17.7997 | 62.96 | 28.5123 | 51.08 | 20.9108 | 46.94 | 18.226 | 71.06 | 33.7606 | 53.6 | 21.7631 | 51.98 | 20.4721 | 51.08 | 20.2125 | 69.08 | 32.7806 | 53.06 | 19.2884 | 4087 | #N/A | #N/A
| 53.96 | 21.6073 | 53.96 | 21.6206 | 69.98 | 32.908 | 68 | 32.559 | 57.02 | 22.953 | 50 | 19.0554 | 62.06 | 27.8724 | 53.06 | 21.6852 | 46.04 | 17.7693 | 71.06 | 33.7606 | 51.8 | 20.7435 | 53.06 | 21.062 | 50 | 19.7239 | 69.08 | 32.7806 | 55.04 | 20.0479 | 4088 | #N/A | #N/A
| 62.06 | 24.9573 | 60.08 | 24.0937 | 69.08 | 33.2496 | 69.44 | 32.7039 | 57.2 | 23.264 | 60.98 | 25.3196 | 62.96 | 28.5123 | 60.08 | 25.2314 | 50 | 19.8296 | 69.98 | 33.494 | 55.4 | 22.2015 | 60.98 | 24.7145 | 62.96 | 26.2663 | 69.98 | 33.6936 | 57.92 | 21.2879 | 4089 | #N/A | #N/A
| 66.02 | 26.2588 | 66.92 | 26.492 | 69.98 | 33.5198 | 69.8 | 32.9909 | 62.06 | 24.4961 | 64.94 | 26.2828 | 64.94 | 29.9817 | 69.08 | 27.7906 | 55.04 | 21.6646 | 71.6 | 34.3209 | 64.4 | 26.3716 | 68 | 25.7061 | 64.94 | 26.3811 | 71.96 | 34.1732 | 60.98 | 21.7304 | 4090 | #N/A | #N/A
| 68 | 26.7371 | 71.06 | 26.4499 | 69.98 | 33.5198 | 74.3 | 33.2941 | 66.02 | 25.8539 | 68 | 27.388 | 64.94 | 29.9817 | 71.96 | 27.3718 | 60.98 | 22.773 | 73.04 | 34.7848 | 69.8 | 26.3304 | 73.04 | 25.9186 | 66.92 | 26.4488 | 75.02 | 33.6907 | 64.04 | 22.2294 | 4091 | #N/A | #N/A
| 69.08 | 27.7881 | 73.94 | 25.5343 | 73.04 | 34.2267 | 76.82 | 33.0487 | 69.8 | 26.9963 | 68 | 27.0273 | 62.96 | 28.513 | 73.94 | 29.9086 | 64.4 | 22.8808 | 73.94 | 34.4712 | 71.6 | 26.1471 | 73.94 | 25.5366 | 71.96 | 26.9491 | 78.08 | 33.9539 | 64.94 | 21.945 | 4092 | #N/A | #N/A
| 71.96 | 26.6517 | 75.02 | 26.0714 | 77 | 35.204 | 78.8 | 32.1025 | 69.98 | 27.5897 | 68 | 27.0273 | 62.96 | 28.5103 | 75.02 | 31.5087 | 66.02 | 23.1545 | 78.98 | 35.77 | 73.4 | 29.315 | 75.92 | 28.3691 | 71.96 | 26.6354 | 80.96 | 31.7371 | 66.92 | 22.1619 | 4093 | #N/A | #N/A
| 73.04 | 25.2986 | 77 | 27.9177 | 78.98 | 35.1237 | 82.22 | 31.4022 | 73.04 | 28.7057 | 68 | 27.0262 | 62.96 | 28.5103 | 75.92 | 30.8027 | 66.02 | 22.6194 | 82.04 | 35.2946 | 73.4 | 29.315 | 77 | 30.6951 | 75.92 | 27.9257 | 80.06 | 31.0424 | 68 | 22.1722 | 4094 | #N/A | #N/A
| 73.04 | 27.6392 | 78.08 | 27.8153 | 82.94 | 32.5188 | 82.76 | 31.611 | 71.6 | 28.137 | 69.08 | 27.6465 | 62.96 | 28.5123 | 77 | 31.5752 | 68 | 22.3433 | 84.02 | 33.7306 | 77 | 29.4504 | 77 | 29.4155 | 73.94 | 29.4249 | 82.04 | 31.5243 | 69.08 | 21.996 | 4095 | #N/A | #N/A
| 73.94 | 27.8579 | 77 | 28.9976 | 84.02 | 32.7911 | 82.94 | 30.9797 | 73.94 | 29.8533 | 71.06 | 28.1316 | 64.04 | 29.3065 | 78.08 | 32.2856 | 69.98 | 23.3091 | 84.92 | 33.0231 | 75.2 | 29.0105 | 77 | 29.7898 | 75.02 | 29.6986 | 80.06 | 30.18 | 71.06 | 21.8906 | 4096 | #N/A | #N/A
| 73.94 | 28.2002 | 80.06 | 29.0066 | 84.02 | 32.7911 | 83.84 | 31.2729 | 73.94 | 29.857 | 71.06 | 27.3568 | 64.04 | 29.3058 | 77 | 32.0205 | 71.06 | 23.8515 | 84.92 | 30.5589 | 75.2 | 29.7553 | 78.08 | 31.8907 | 73.4 | 29.264 | 80.96 | 29.6652 | 71.06 | 21.3272 | 4097 | #N/A | #N/A
| 73.94 | 27.8599 | 78.08 | 28.5237 | 82.94 | 30.0634 | 81.5 | 29.3163 | 75.02 | 30.5237 | 69.08 | 26.1471 | 62.96 | 28.5143 | 75.92 | 32.2947 | 71.06 | 24.0935 | 86 | 30.8225 | 73.4 | 28.5707 | 78.08 | 31.892 | 69.98 | 29.3388 | 84.02 | 30.7544 | 69.98 | 21.258 | 4098 | #N/A | #N/A
| 71.96 | 27.7167 | 77 | 27.9433 | 84.92 | 30.5457 | 81.14 | 29.2246 | 75.2 | 31.3902 | 69.08 | 25.1734 | 62.96 | 28.5123 | 75.02 | 31.1147 | 71.06 | 23.8549 | 84.92 | 30.8982 | 73.4 | 29.315 | 75.92 | 29.9895 | 69.08 | 29.1246 | 80.96 | 29.659 | 69.08 | 20.6404 | 4099 | #N/A | #N/A
| 71.06 | 27.158 | 77 | 28.6696 | 84.92 | 30.5457 | 81.14 | 30.3872 | 77 | 31.8316 | 66.92 | 25.3088 | 62.06 | 27.8645 | 73.04 | 32.0577 | 71.06 | 24.0949 | 82.94 | 30.0705 | 71.6 | 28.1308 | 75.92 | 29.5395 | 69.8 | 29.1677 | 82.94 | 30.4865 | 69.08 | 21.2052 | 4100 | #N/A | #N/A
| 71.06 | 25.7704 | 75.02 | 28.1853 | 82.04 | 29.434 | 81.14 | 29.0241 | 75.02 | 31.0312 | 64.94 | 25.8616 | 60.98 | 27.1051 | 71.06 | 32.1421 | 69.08 | 23.0955 | 82.04 | 30.9749 | 69.8 | 29.2225 | 73.94 | 29.9829 | 66.92 | 28.6053 | 80.06 | 29.0317 | 66.92 | 21.0639 | 4101 | #N/A | #N/A
| 68 | 25.692 | 71.96 | 27.7838 | 82.04 | 30.5883 | 78.08 | 28.3367 | 73.94 | 30.7677 | 62.06 | 25.1554 | 60.98 | 27.0982 | 69.08 | 31.0886 | 64.04 | 22.6843 | 80.06 | 30.4828 | 69.8 | 29.2225 | 71.06 | 30.1853 | 64.94 | 28.619 | 77 | 28.2778 | 66.02 | 21.255 | 4102 | #N/A | #N/A
| 64.94 | 25.9992 | 71.06 | 27.563 | 82.04 | 30.5883 | 72.14 | 27.2072 | 71.06 | 30.0551 | 60.98 | 24.1682 | 60.98 | 27.0932 | 68 | 30.8202 | 59 | 22.0262 | 77 | 30.1784 | 68 | 29.6165 | 69.08 | 30.6595 | 64.94 | 28.6138 | 75.02 | 28.1894 | 60.98 | 20.4701 | 4103 | #N/A | #N/A
| 64.04 | 25.4386 | 69.08 | 26.7316 | 77 | 29.7062 | 70.88 | 26.8272 | 69.98 | 29.793 | 60.08 | 24.3325 | 62.06 | 27.3516 | 66.92 | 30.5488 | 53.96 | 20.7952 | 73.94 | 29.4202 | 68 | 28.7815 | 69.08 | 30.1213 | 64.04 | 28.389 | 69.08 | 27.0781 | 59 | 19.9858 | 4104 | #N/A | #N/A
| 62.96 | 25.5147 | 64.94 | 25.3258 | 71.96 | 28.919 | 68.18 | 26.1037 | 69.08 | 29.5736 | 59 | 24.4064 | 60.98 | 27.0858 | 66.92 | 30.5517 | 51.98 | 19.997 | 71.96 | 28.9334 | 66.2 | 29.175 | 68 | 30.3928 | 64.04 | 28.393 | 64.04 | 26.2711 | 57.92 | 19.5207 | 4105 | #N/A | #N/A
| 62.96 | 26.2984 | 64.04 | 25.5045 | 71.96 | 28.919 | 66.74 | 26.0158 | 68 | 29.3219 | 59 | 23.6826 | 60.98 | 27.0858 | 66.92 | 30.5547 | 50 | 19.518 | 69.08 | 28.2275 | 66.2 | 30.0593 | 66.92 | 30.129 | 64.04 | 28.3969 | 62.06 | 26.6058 | 55.94 | 19.2453 | 4106 | #N/A | #N/A
| 60.08 | 25.2288 | 62.96 | 25.2451 | 69.98 | 28.4367 | 63.32 | 25.1847 | 66.92 | 29.0611 | 59 | 23.6807 | 60.98 | 27.0883 | 66.92 | 30.5606 | 48.92 | 19.0025 | 62.96 | 27.1984 | 66.2 | 30.0593 | 66.02 | 29.3787 | 62.96 | 28.1361 | 59 | 24.621 | 55.94 | 19.0445 | 4107 | #N/A | #N/A
| 57.02 | 23.7242 | 60.98 | 24.7618 | 69.08 | 27.7704 | 60.26 | 24.4424 | 66.92 | 29.0611 | 59 | 24.068 | 60.98 | 27.0908 | 66.92 | 30.565 | 48.02 | 18.7819 | 62.06 | 26.5155 | 66.2 | 30.0593 | 64.94 | 29.1192 | 62.6 | 28.0517 | 60.08 | 25.3115 | 53.96 | 18.5655 | 4108 | #N/A | #N/A
| 57.92 | 23.949 | 62.06 | 25.3706 | 69.08 | 27.7704 | 62.24 | 24.8619 | 66.92 | 29.0649 | 59 | 24.4084 | 60.98 | 26.6952 | 66.02 | 29.8913 | 46.94 | 18.2289 | 60.98 | 25.8048 | 66.2 | 29.175 | 64.04 | 28.9025 | 62.06 | 27.9232 | 59 | 24.6262 | 51.98 | 18.8011 | 4109 | #N/A | #N/A
| 59 | 24.9693 | 60.08 | 24.8913 | 68 | 27.1472 | 59.36 | 23.9602 | 66.02 | 28.8508 | 59 | 24.4084 | 60.98 | 26.6989 | 66.02 | 30.3555 | 46.04 | 17.7726 | 60.98 | 26.2535 | 64.4 | 28.7335 | 62.06 | 27.4915 | 60.98 | 26.7619 | 59 | 24.6231 | 51.98 | 18.5426 | 4110 | #N/A | #N/A
| 57.02 | 23.7232 | 60.98 | 25.5318 | 66.92 | 26.8811 | 57.02 | 23.5889 | 66.02 | 28.8534 | 59 | 24.4084 | 60.98 | 26.6977 | 66.02 | 30.3525 | 44.96 | 17.2339 | 57.92 | 24.694 | 64.4 | 28.7335 | 64.04 | 28.4746 | 60.08 | 26.0728 | 57.92 | 24.3626 | 51.08 | 18.3229 | 4111 | #N/A | #N/A
| 60.98 | 25.8053 | 62.06 | 25.7925 | 66.92 | 26.8811 | 57.92 | 24.0052 | 66.02 | 28.8495 | 59 | 24.819 | 60.98 | 26.6977 | 66.02 | 30.9142 | 44.06 | 16.7914 | 59 | 25.7568 | 64.4 | 29.6172 | 64.94 | 29.122 | 62.06 | 27.4218 | 59 | 25.0477 | 51.98 | 18.5395 | 4112 | #N/A | #N/A
| 64.94 | 27.685 | 62.96 | 26.8255 | 69.98 | 27.9928 | 62.78 | 26.5404 | 71.06 | 31.0438 | 62.96 | 26.1428 | 62.06 | 27.3592 | 66.02 | 30.9067 | 48.02 | 18.4873 | 68 | 29.7648 | 66.2 | 30.0593 | 66.02 | 29.9166 | 64.04 | 28.8305 | 62.06 | 26.6106 | 55.94 | 19.7606 | 4113 | #N/A | #N/A
| 69.08 | 27.7791 | 66.92 | 27.3378 | 73.04 | 28.7422 | 68.36 | 27.8339 | 75.02 | 33.0425 | 66.02 | 25.778 | 62.06 | 27.3617 | 66.92 | 30.0996 | 53.06 | 20.004 | 73.04 | 30.0774 | 66.2 | 30.0593 | 69.98 | 30.8862 | 66.02 | 29.3125 | 69.98 | 29.0189 | 57.02 | 20.527 | 4114 | #N/A | #N/A
| 71.06 | 27.8978 | 71.96 | 29.4945 | 73.04 | 28.7422 | 70.7 | 28.1825 | 80.06 | 35.3778 | 66.92 | 26.0005 | 62.96 | 28.0775 | 68 | 29.3997 | 57.92 | 20.8876 | 77 | 31.5496 | 66.2 | 29.175 | 71.96 | 30.8321 | 68 | 29.7931 | 71.96 | 28.5831 | 60.98 | 20.9785 | 4115 | #N/A | #N/A
| 71.06 | 27.8989 | 77 | 30.2562 | 77 | 29.7208 | 74.3 | 28.5586 | 84.92 | 37.7428 | 68 | 26.6026 | 62.06 | 27.3654 | 69.08 | 29.6645 | 64.04 | 22.674 | 78.98 | 30.67 | 66.2 | 27.5535 | 73.94 | 30.3855 | 71.06 | 30.115 | 73.04 | 28.8458 | 62.96 | 21.1973 | 4116 | #N/A | #N/A
| 73.04 | 28.385 | 80.06 | 31.0026 | 80.06 | 29.3421 | 76.46 | 29.2332 | 87.98 | 38.5087 | 69.98 | 27.085 | 62.06 | 27.8652 | 73.04 | 32.0591 | 68 | 23.894 | 82.04 | 30.9715 | 68 | 27.9938 | 75.92 | 29.993 | 71.96 | 29.8343 | 78.98 | 29.5071 | 64.94 | 21.679 | 4117 | #N/A | #N/A
| 73.94 | 28.9674 | 78.08 | 30.9868 | 80.06 | 29.3421 | 80.24 | 28.9954 | 89.96 | 39.0028 | 71.06 | 27.3455 | 64.04 | 28.7753 | 75.92 | 30.8434 | 69.08 | 23.6077 | 82.94 | 29.6643 | 71.6 | 30.4995 | 78.08 | 30.9978 | 73.94 | 30.8215 | 80.96 | 29.2462 | 66.92 | 22.1619 | 4118 | #N/A | #N/A
| 73.04 | 27.9564 | 77 | 30.2526 | 82.94 | 28.9642 | 80.42 | 28.4102 | 93.02 | 37.9902 | 69.98 | 26.7471 | 64.04 | 29.3058 | 77 | 33.6114 | 69.98 | 23.8308 | 82.04 | 29.4496 | 75.2 | 31.3826 | 78.98 | 32.1326 | 75.02 | 31.0878 | 82.04 | 29.5144 | 66.92 | 22.6568 | 4119 | #N/A | #N/A
| 75.92 | 28.6639 | 77 | 30.255 | 82.94 | 29.6633 | 80.06 | 27.9675 | 93.92 | 38.2213 | 69.98 | 26.7501 | 64.04 | 29.3058 | 78.08 | 33.3158 | 69.08 | 23.6146 | 84.02 | 30.3372 | 75.2 | 31.3826 | 78.98 | 29.9269 | 71.96 | 29.8381 | 80.6 | 29.0112 | 68 | 22.4307 | 4120 | #N/A | #N/A
| 77 | 27.8681 | 73.94 | 28.6833 | 82.94 | 29.6633 | 81.86 | 28.6489 | 95 | 39.7361 | 71.06 | 26.3159 | 64.94 | 29.5269 | 78.08 | 32.3226 | 71.96 | 24.3156 | 82.04 | 28.764 | 77 | 32.7124 | 75.92 | 28.41 | 71.06 | 28.2978 | 80.96 | 28.9066 | 69.98 | 23.6819 | 4121 | #N/A | #N/A
| 73.94 | 28.1792 | 75.92 | 29.5304 | 82.04 | 29.1286 | 79.7 | 28.6827 | 95 | 40.9582 | 69.98 | 26.3666 | 64.04 | 28.8023 | 77 | 31.6243 | 69.98 | 23.5951 | 84.02 | 30.3433 | 75.2 | 32.2701 | 75.02 | 28.532 | 71.06 | 28.2955 | 78.98 | 29.522 | 71.06 | 24.1888 | 4122 | #N/A | #N/A
| 73.04 | 27.615 | 75.02 | 29.3104 | 82.94 | 28.6727 | 79.7 | 28.6827 | 95 | 40.9691 | 69.08 | 25.837 | 62.96 | 28.5359 | 75.92 | 32.3203 | 69.98 | 24.1344 | 84.02 | 30.3413 | 73.4 | 31.828 | 73.04 | 28.0422 | 71.96 | 28.5145 | 80.96 | 29.26 | 69.98 | 23.6839 | 4123 | #N/A | #N/A
| 71.06 | 26.7377 | 71.96 | 28.1929 | 82.04 | 28.7504 | 80.6 | 28.0989 | 93.92 | 40.037 | 68 | 24.5735 | 62.96 | 28.5359 | 73.94 | 32.8522 | 71.06 | 24.3979 | 80.06 | 28.9735 | 71.6 | 31.3858 | 71.06 | 27.5535 | 68 | 28.8561 | 82.04 | 29.4924 | 69.08 | 23.4651 | 4124 | #N/A | #N/A
| 69.98 | 26.1531 | 68 | 27.2209 | 80.96 | 28.1808 | 78.62 | 27.7297 | 93.02 | 39.2683 | 66.02 | 24.7261 | 62.96 | 28.1074 | 71.96 | 32.356 | 69.98 | 24.3912 | 80.06 | 29.3645 | 69.8 | 30.9437 | 71.06 | 28.3399 | 68 | 28.8548 | 78.98 | 28.4475 | 66.92 | 22.9396 | 4125 | #N/A | #N/A
| 68 | 27.1469 | 66.02 | 26.3038 | 78.08 | 27.1275 | 75.2 | 27.1363 | 91.04 | 39.3224 | 64.04 | 24.2394 | 62.06 | 27.8652 | 69.98 | 31.8596 | 64.94 | 24.7587 | 77 | 28.6125 | 68 | 29.6165 | 68 | 27.5884 | 62.96 | 27.2115 | 75.92 | 27.6952 | 66.02 | 22.9635 | 4126 | #N/A | #N/A
| 66.92 | 26.1203 | 64.94 | 26.0306 | 78.08 | 27.1275 | 70.52 | 26.172 | 87.08 | 39.0172 | 62.96 | 23.9773 | 62.06 | 27.8652 | 66.2 | 30.032 | 59 | 23.3096 | 73.04 | 27.2397 | 66.2 | 29.175 | 66.02 | 27.5472 | 60.98 | 26.2532 | 69.98 | 26.9609 | 64.94 | 21.9501 | 4127 | #N/A | #N/A
| 66.92 | 28.1515 | 59 | 24.5729 | 75.02 | 26.035 | 66.2 | 25.116 | 82.94 | 37.9885 | 62.06 | 24.1206 | 62.06 | 27.8652 | 66.02 | 29.8071 | 53.96 | 21.4232 | 64.94 | 26.4128 | 62.6 | 28.2919 | 62.96 | 26.3405 | 62.96 | 27.5957 | 66.92 | 26.5498 | 62.96 | 21.6937 | 4128 | #N/A | #N/A
| 66.92 | 28.553 | 57.92 | 24.3029 | 73.04 | 25.5502 | 59.54 | 24.3903 | 82.04 | 38.3395 | 60.98 | 24.171 | 62.96 | 28.5171 | 62.06 | 27.9021 | 51.98 | 20.9393 | 68 | 25.6804 | 62.6 | 28.2919 | 60.98 | 25.8485 | 62.06 | 27.3688 | 60.08 | 25.2974 | 62.06 | 21.475 | 4129 | #N/A | #N/A
| 69.08 | 28.6817 | 55.04 | 22.8636 | 73.04 | 25.5502 | 57.74 | 23.4302 | 80.96 | 38.0762 | 62.06 | 25.5781 | 62.96 | 28.5171 | 62.06 | 27.8792 | 53.06 | 21.1993 | 62.06 | 24.9409 | 62.6 | 28.2919 | 59 | 24.9981 | 59.72 | 26.0002 | 62.96 | 25.2313 | 60.08 | 20.7681 | 4130 | #N/A | #N/A
| 68 | 30.725 | 55.94 | 23.0783 | 69.98 | 25.4816 | 56.48 | 22.8008 | 80.96 | 38.08 | 60.98 | 25.6708 | 60.98 | 27.1051 | 62.96 | 28.5268 | 53.06 | 21.5485 | 60.08 | 24.7954 | 64.4 | 28.7335 | 57.02 | 24.0889 | 57.2 | 24.5634 | 57.92 | 24.3427 | 60.08 | 20.5074 | 4131 | #N/A | #N/A
| 66.92 | 30.4595 | 55.94 | 23.4701 | 69.08 | 25.259 | 55.4 | 22.1688 | 80.96 | 37.5047 | 60.98 | 25.6752 | 62.06 | 27.8652 | 62.96 | 28.5268 | 53.96 | 21.7621 | 57.02 | 23.314 | 64.4 | 28.7335 | 55.94 | 23.0884 | 60.8 | 26.9624 | 57.02 | 23.7802 | 60.08 | 20.2529 | 4132 | #N/A | #N/A
| 66.2 | 30.0201 | 57.92 | 23.2368 | 69.08 | 25.259 | 54.5 | 21.7727 | 78.08 | 36.8041 | 60.98 | 25.3122 | 62.06 | 27.8652 | 62.06 | 27.8792 | 51.98 | 20.9309 | 57.02 | 23.314 | 62.6 | 28.2919 | 59 | 25.3493 | 57.2 | 24.5634 | 55.04 | 22.8999 | 60.08 | 20.0488 | 4133 | #N/A | #N/A
| 66.2 | 29.1383 | 57.02 | 21.6719 | 66.02 | 24.811 | 52.52 | 21.1708 | 75.02 | 34.8419 | 60.08 | 25.4519 | 60.08 | 26.4846 | 60.08 | 26.4983 | 51.08 | 20.3767 | 55.94 | 23.0505 | 62.6 | 28.2919 | 60.98 | 26.2832 | 57.2 | 24.5634 | 57.02 | 23.0598 | 55.94 | 19.5029 | 4134 | #N/A | #N/A
| 66.2 | 29.1383 | 55.94 | 21.136 | 64.94 | 24.5434 | 55.04 | 21.7237 | 77 | 34.7025 | 60.98 | 25.6752 | 55.94 | 23.775 | 57.2 | 24.591 | 48.02 | 19.0433 | 55.94 | 22.7274 | 60.8 | 27.0178 | 60.8 | 26.2391 | 57.2 | 24.5634 | 53.06 | 21.7217 | 57.92 | 19.9816 | 4135 | #N/A | #N/A
| 66.02 | 29.2536 | 57.02 | 21.6592 | 66.02 | 24.8002 | 52.88 | 21.0211 | 77 | 34.0925 | 60.98 | 26.1152 | 55.94 | 23.775 | 60.08 | 26.4783 | 46.94 | 18.5242 | 57.02 | 23.3024 | 60.8 | 27.0178 | 60.08 | 25.5904 | 57.2 | 24.5634 | 53.96 | 21.9363 | 55.04 | 20.0493 | 4136 | #N/A | #N/A
| 66.02 | 29.2483 | 60.98 | 22.9489 | 68 | 25.2773 | 59.54 | 24.2329 | 80.06 | 34.8458 | 62.96 | 27.0579 | 66.92 | 27.6756 | 62.06 | 27.3526 | 48.92 | 19.2779 | 64.94 | 25.6216 | 60.8 | 27.0178 | 60.08 | 25.6133 | 60.98 | 26.1915 | 60.98 | 25.0697 | 57.02 | 21.0682 | 4137 | #N/A | #N/A
| 66.92 | 29.9962 | 62.96 | 23.4232 | 69.98 | 26.1245 | 65.3 | 25.7002 | 82.04 | 35.3364 | 66.02 | 27.8105 | 69.98 | 27.6075 | 62.6 | 27.4346 | 55.94 | 21.5493 | 69.08 | 26.628 | 62.6 | 26.6728 | 60.98 | 26.2832 | 64.04 | 26.1223 | 68 | 25.9401 | 62.96 | 21.9636 | 4138 | #N/A | #N/A
| 68 | 30.7163 | 66.02 | 25.1729 | 69.98 | 26.1245 | 68.36 | 26.0528 | 84.92 | 36.0485 | 68 | 28.2965 | 71.96 | 27.3248 | 66.92 | 28.5742 | 60.98 | 23.1118 | 73.04 | 27.9341 | 66.2 | 26.8114 | 66.02 | 27.5162 | 66.92 | 27.18 | 68 | 25.9401 | 64.04 | 21.9435 | 4139 | #N/A | #N/A
| 68 | 31.3975 | 66.92 | 26.0971 | 75.02 | 27.3559 | 72.5 | 27.4635 | 87.98 | 37.418 | 69.98 | 28.3226 | 73.04 | 27.9289 | 71.06 | 29.5439 | 68 | 24.4793 | 75.92 | 28.3024 | 69.8 | 28.4343 | 69.98 | 28.4317 | 69.98 | 27.1432 | 75.2 | 27.695 | 66.92 | 23.164 | 4140 | #N/A | #N/A
| 69.08 | 31.5467 | 68 | 26.3618 | 73.94 | 28.1536 | 75.2 | 27.4111 | 89.96 | 37.9092 | 71.06 | 29.0385 | 73.04 | 29.1708 | 73.04 | 29.162 | 69.08 | 24.4695 | 78.08 | 28.4428 | 71.6 | 26.1471 | 69.98 | 27.9823 | 69.08 | 25.8764 | 77 | 27.9252 | 68 | 23.4265 | 4141 | #N/A | #N/A
| 69.08 | 31.5437 | 69.98 | 25.1231 | 73.94 | 28.1536 | 77.54 | 27.4341 | 91.04 | 38.1804 | 73.94 | 28.064 | 73.04 | 29.1708 | 75.02 | 30.1085 | 71.96 | 25.172 | 78.98 | 27.9731 | 71.6 | 26.1471 | 71.06 | 27.4613 | 69.08 | 26.1916 | 78.98 | 28.0379 | 68 | 23.185 | 4142 | #N/A | #N/A
| 69.08 | 31.5377 | 69.98 | 23.9588 | 75.92 | 28.6476 | 78.62 | 28.005 | 91.04 | 38.182 | 75.02 | 28.3287 | 69.98 | 28.8871 | 73.04 | 27.1908 | 73.04 | 25.1174 | 82.04 | 29.0983 | 71.6 | 25.5614 | 73.04 | 26.2219 | 71.06 | 25.6938 | 80.06 | 28.6793 | 69.98 | 23.9086 | 4143 | #N/A | #N/A
| 69.8 | 31.8404 | 69.08 | 24.5731 | 80.96 | 28.1547 | 80.6 | 28.4936 | 91.04 | 37.5789 | 75.92 | 28.9707 | 69.08 | 28.2053 | 73.94 | 27.4123 | 73.94 | 25.3397 | 82.94 | 28.6473 | 69.8 | 25.1234 | 73.04 | 26.5217 | 71.96 | 26.2092 | 82.04 | 28.4932 | 71.06 | 24.4715 | 4144 | #N/A | #N/A
| 69.8 | 32.8313 | 68 | 25.6536 | 80.96 | 28.1547 | 81.86 | 28.5008 | 93.02 | 38.0744 | 71.06 | 29.4475 | 69.98 | 27.1972 | 71.06 | 27.4408 | 75.92 | 25.8196 | 82.94 | 28.307 | 69.8 | 24.5725 | 73.94 | 26.0975 | 71.96 | 25.9146 | 82.04 | 27.5342 | 71.06 | 23.9265 | 4145 | #N/A | #N/A
| 69.8 | 32.8313 | 68 | 25.6564 | 80.06 | 29.6713 | 83.66 | 27.9216 | 93.92 | 38.304 | 69.98 | 29.189 | 69.08 | 28.2134 | 69.08 | 28.1816 | 77 | 25.8262 | 84.02 | 28.9207 | 69.8 | 23.567 | 71.96 | 25.0135 | 69.98 | 25.0888 | 82.94 | 29.0195 | 71.96 | 24.6876 | 4146 | #N/A | #N/A
| 69.8 | 31.8404 | 68 | 25.6564 | 84.02 | 29.2083 | 81.86 | 28.3292 | 91.94 | 37.3316 | 69.08 | 28.976 | 66.92 | 27.237 | 68 | 27.1114 | 77 | 26.4024 | 84.02 | 29.22 | 68 | 23.6171 | 69.98 | 23.4432 | 69.08 | 24.5385 | 82.04 | 29.1798 | 71.96 | 24.9488 | 4147 | #N/A | #N/A
| 66.2 | 30.0201 | 66.02 | 25.1785 | 84.02 | 29.2083 | 81.68 | 28.8991 | 93.02 | 37.602 | 68 | 28.7175 | 66.92 | 27.237 | 66.92 | 24.3705 | 75.02 | 26.1947 | 82.04 | 29.4369 | 66.2 | 23.6973 | 69.08 | 23.46 | 68 | 24.009 | 80.96 | 29.6457 | 71.06 | 24.4701 | 4148 | #N/A | #N/A
| 66.2 | 30.9544 | 66.02 | 24.809 | 82.04 | 28.4307 | 79.52 | 29.4861 | 91.94 | 37.8342 | 66.02 | 28.2325 | 64.94 | 26.7597 | 66.02 | 24.4957 | 71.06 | 27.3318 | 80.06 | 29.3503 | 64.4 | 24.3935 | 66.92 | 23.4758 | 66.2 | 23.1479 | 80.96 | 31.2435 | 71.96 | 25.267 | 4149 | #N/A | #N/A
| 66.2 | 30.0201 | 66.02 | 24.167 | 80.96 | 28.4628 | 77.9 | 30.0197 | 89.96 | 37.3435 | 64.94 | 28.4633 | 64.04 | 26.5351 | 64.94 | 24.5292 | 66.92 | 27.4662 | 80.06 | 29.3442 | 62.6 | 23.9551 | 64.04 | 23.0869 | 64.04 | 23.6416 | 78.98 | 31.2099 | 68 | 24.9247 | 4150 | #N/A | #N/A
| 64.4 | 29.5779 | 64.04 | 23.6827 | 80.96 | 28.4628 | 77 | 30.4097 | 87.08 | 37.2476 | 64.04 | 28.2414 | 62.06 | 26.0499 | 64.04 | 24.6766 | 62.06 | 25.1321 | 75.92 | 30.3782 | 60.8 | 22.3845 | 62.06 | 22.8724 | 64.04 | 22.7371 | 75.92 | 30.886 | 64.94 | 25.2218 | 4151 | #N/A | #N/A
| 64.4 | 28.6967 | 62.96 | 23.4166 | 73.94 | 29.4082 | 75.56 | 29.8987 | 80.96 | 36.3621 | 64.04 | 28.2388 | 62.96 | 26.7182 | 62.96 | 24.0433 | 57.92 | 23.3927 | 77 | 30.639 | 59 | 21.947 | 60.08 | 22.1198 | 62.96 | 22.7806 | 75.02 | 31.5798 | 64.04 | 24.3128 | 4152 | #N/A | #N/A
| 66.02 | 30.2819 | 60.98 | 22.6032 | 73.04 | 29.6544 | 74.3 | 29.7491 | 82.04 | 36.6302 | 64.04 | 28.2388 | 62.96 | 27.581 | 62.96 | 23.4061 | 55.04 | 22.6868 | 75.02 | 30.1565 | 59 | 21.947 | 59 | 21.8588 | 62.06 | 23.1606 | 73.04 | 30.1609 | 62.06 | 24.1345 | 4153 | #N/A | #N/A
| 64.4 | 29.5779 | 60.08 | 22.7166 | 73.04 | 29.6544 | 73.22 | 29.4073 | 80.06 | 35.5109 | 64.04 | 28.6563 | 62.96 | 27.581 | 62.96 | 23.0746 | 57.02 | 23.4885 | 73.04 | 30.0711 | 59 | 21.947 | 59 | 21.8611 | 60.98 | 22.5684 | 71.96 | 29.8964 | 57.92 | 22.8193 | 4154 | #N/A | #N/A
| 64.4 | 29.5779 | 57.92 | 21.8598 | 73.04 | 29.1985 | 71.96 | 28.9532 | 77 | 34.7568 | 64.04 | 28.2375 | 62.96 | 28.0827 | 57.92 | 22.1846 | 57.02 | 23.4885 | 73.04 | 28.7617 | 59 | 21.947 | 59 | 22.1315 | 62.06 | 23.1647 | 69.98 | 29.4115 | 59 | 23.0836 | 4155 | #N/A | #N/A
| 64.04 | 28.8354 | 57.02 | 21.9746 | 73.04 | 28.7558 | 70.16 | 28.7532 | 75.92 | 33.8804 | 64.04 | 28.2388 | 62.06 | 27.8724 | 60.08 | 23.3533 | 53.96 | 22.0425 | 69.08 | 28.2509 | 59 | 21.431 | 57.92 | 21.6024 | 62.06 | 22.2611 | 68 | 28.9267 | 60.98 | 23.562 | 4156 | #N/A | #N/A
| 64.94 | 29.5959 | 57.92 | 22.1985 | 73.04 | 28.7558 | 68 | 28.5486 | 75.02 | 33.1723 | 62.96 | 27.9804 | 62.96 | 28.5277 | 59 | 23.0938 | 53.96 | 22.0389 | 66.92 | 28.1999 | 59 | 23.0783 | 57.02 | 21.3882 | 60.98 | 23.2512 | 66.92 | 28.6622 | 60.08 | 23.6467 | 4157 | #N/A | #N/A
| 64.4 | 29.5779 | 53.96 | 21.5792 | 66.92 | 27.7243 | 68 | 29.0397 | 75.02 | 32.6025 | 62.6 | 28.2598 | 64.04 | 29.3058 | 59 | 23.4685 | 53.96 | 21.7349 | 64.94 | 27.721 | 59 | 23.0783 | 57.92 | 21.6108 | 60.98 | 23.9167 | 64.94 | 28.6773 | 57.92 | 22.8122 | 4158 | #N/A | #N/A
| 66.2 | 30.0201 | 55.94 | 22.7281 | 68 | 28.8583 | 66.56 | 29.1062 | 73.04 | 32.1159 | 64.4 | 28.7014 | 64.04 | 29.3058 | 60.98 | 23.9511 | 51.98 | 20.9023 | 66.92 | 29.1103 | 60.8 | 22.9334 | 59 | 22.8229 | 60.98 | 23.5519 | 64.04 | 28.4567 | 59 | 23.3776 | 4159 | #N/A | #N/A
| 66.2 | 30.0201 | 57.92 | 22.5466 | 68 | 28.8583 | 67.64 | 30.342 | 71.96 | 31.846 | 64.4 | 28.7014 | 62.96 | 28.5372 | 62.06 | 24.2191 | 51.08 | 20.6785 | 66.92 | 30.0676 | 60.8 | 22.9334 | 60.08 | 23.0867 | 62.06 | 23.8168 | 66.02 | 29.3724 | 57.92 | 23.1105 | 4160 | #N/A | #N/A
| 66.2 | 30.9544 | 60.08 | 24.057 | 71.06 | 31.5243 | 69.08 | 30.9702 | 77 | 34.1399 | 64.4 | 28.7014 | 62.96 | 28.5123 | 62.96 | 24.4384 | 55.94 | 22.5088 | 69.98 | 31.8466 | 60.8 | 24.7939 | 60.98 | 23.3067 | 62.06 | 24.5025 | 66.92 | 30.5856 | 60.98 | 23.8517 | 4161 | #N/A | #N/A
| 66.2 | 30.0201 | 60.98 | 25.0074 | 71.06 | 32.0936 | 70.16 | 31.9876 | 82.04 | 35.3807 | 64.4 | 28.7014 | 62.96 | 28.5123 | 62.06 | 25.6914 | 60.98 | 24.1045 | 71.96 | 33.426 | 60.8 | 25.4919 | 62.06 | 24.2388 | 60.98 | 24.6328 | 66.92 | 30.5856 | 64.94 | 25.1883 | 4162 | #N/A | #N/A
| 64.4 | 29.5779 | 62.06 | 24.9404 | 71.06 | 32.0936 | 69.8 | 32.0007 | 84.92 | 36.0915 | 69.08 | 29.8969 | 64.04 | 29.3304 | 60.08 | 25.5851 | 66.02 | 25.3295 | 73.04 | 34.3179 | 59 | 25.0521 | 62.06 | 24.5566 | 60.98 | 25.3863 | 69.98 | 33.0022 | 66.92 | 25.6632 | 4163 | #N/A | #N/A
| 64.4 | 28.6967 | 62.96 | 24.4466 | 73.04 | 33.6788 | 77.54 | 35.8832 | 86 | 35.8626 | 71.06 | 30.3881 | 64.94 | 29.5544 | 59 | 24.5392 | 71.96 | 27.502 | 75.92 | 36.2432 | 57.2 | 23.2584 | 59 | 24.2102 | 60.98 | 24.6378 | 75.02 | 36.082 | 69.08 | 26.1858 | 4164 | #N/A | #N/A
| 62.6 | 28.2551 | 62.06 | 25.7019 | 77 | 35.2933 | 82.04 | 37.6779 | 87.98 | 36.8465 | 71.06 | 30.3894 | 66.92 | 30.4683 | 60.08 | 25.5851 | 77 | 28.0073 | 80.06 | 37.8526 | 59 | 25.7921 | 57.92 | 23.9622 | 60.08 | 24.7586 | 84.02 | 38.8824 | 71.96 | 26.8835 | 4165 | #N/A | #N/A
| 64.4 | 28.6967 | 60.98 | 25.8172 | 77 | 35.2933 | 86.72 | 37.9602 | 89.96 | 37.3371 | 73.04 | 31.4067 | 66.92 | 30.0421 | 60.98 | 26.7187 | 78.98 | 28.8167 | 87.08 | 39.6091 | 60.8 | 27.0178 | 60.08 | 24.8292 | 60.98 | 26.2135 | 84.92 | 39.2417 | 73.94 | 26.6814 | 4166 | #N/A | #N/A
| 64.4 | 28.6967 | 62.96 | 26.3013 | 87.98 | 39.2531 | 89.42 | 38.3277 | 91.94 | 37.3301 | 73.04 | 30.8831 | 68 | 30.7797 | 62.96 | 28.1136 | 78.98 | 27.4619 | 89.96 | 41.0591 | 62.6 | 28.2919 | 62.96 | 26.3174 | 60.8 | 25.4433 | 87.08 | 38.5376 | 75.02 | 26.2474 | 4167 | #N/A | #N/A
| 64.4 | 28.6967 | 64.04 | 26.5653 | 89.6 | 39.8606 | 88.88 | 37.6787 | 93.02 | 37.0281 | 73.94 | 31.6346 | 69.08 | 31.5637 | 62.96 | 28.1254 | 80.06 | 27.7261 | 84.92 | 39.1108 | 62.6 | 28.2919 | 60.98 | 25.0489 | 62.06 | 26.0462 | 87.8 | 37.3912 | 77 | 27.0734 | 4168 | #N/A | #N/A
| 62.6 | 27.4243 | 60.98 | 25.8172 | 87.98 | 39.2716 | 89.06 | 36.4384 | 93.92 | 37.2582 | 73.04 | 31.8764 | 69.08 | 31.6358 | 62.96 | 28.1 | 80.96 | 27.9474 | 89.06 | 39.9824 | 60.8 | 27.0178 | 62.06 | 26.5667 | 60.98 | 25.7944 | 87.8 | 37.3912 | 75.02 | 25.9725 | 4169 | #N/A | #N/A
| 60.8 | 26.2 | 62.96 | 25.9387 | 84.92 | 35.0121 | 87.44 | 36.3427 | 93.02 | 37.0429 | 73.04 | 31.4288 | 69.08 | 31.5637 | 62.96 | 28.5695 | 80.96 | 27.9499 | 87.08 | 37.8737 | 60.8 | 27.0178 | 62.06 | 26.1227 | 62.6 | 26.6211 | 86 | 36.9479 | 75.92 | 26.4717 | 4170 | #N/A | #N/A
| 60.8 | 26.2 | 62.06 | 25.7432 | 84.92 | 35.024 | 82.04 | 36.2305 | 91.04 | 36.5653 | 71.06 | 30.4227 | 68 | 31.3822 | 62.96 | 28.5268 | 80.96 | 27.6086 | 87.08 | 36.1501 | 60.8 | 27.0178 | 60.98 | 26.7492 | 60.98 | 26.2555 | 82.4 | 36.0612 | 73.94 | 28.4586 | 4171 | #N/A | #N/A
| 60.8 | 26.2 | 60.8 | 24.785 | 84.92 | 35.024 | 77 | 35.9551 | 87.98 | 35.8027 | 71.6 | 31.3519 | 68 | 31.3822 | 62.06 | 27.8792 | 78.98 | 27.8224 | 82.04 | 37.1907 | 60.8 | 27.0178 | 60.98 | 27.19 | 60.8 | 26.1805 | 80.06 | 37.3269 | 73.04 | 28.2361 | 4172 | #N/A | #N/A
| 60.8 | 25.4616 | 60.08 | 25.235 | 78.08 | 35.6543 | 77.9 | 36.6286 | 82.94 | 36.2323 | 71.6 | 31.3519 | 66.02 | 30.2472 | 62.06 | 27.8792 | 78.08 | 27.9047 | 78.98 | 36.2516 | 62.6 | 28.2919 | 60.98 | 26.7913 | 60.8 | 26.1805 | 78.98 | 37.0601 | 69.98 | 26.4067 | 4173 | #N/A | #N/A
| 60.08 | 25.6415 | 59 | 24.9711 | 77 | 35.3911 | 78.8 | 36.4047 | 78.08 | 35.0147 | 68 | 30.6564 | 64.94 | 29.6195 | 62.06 | 27.8792 | 75.92 | 27.7557 | 78.08 | 36.0295 | 60.8 | 27.0178 | 60.98 | 26.7913 | 60.8 | 26.1805 | 78.98 | 37.0601 | 68 | 25.5437 | 4174 | #N/A | #N/A
| 60.8 | 26.2 | 59 | 24.9711 | 77 | 35.3911 | 76.28 | 35.8933 | 78.08 | 35.0163 | 68 | 30.4675 | 64.04 | 29.3058 | 62.06 | 27.8792 | 73.94 | 27.5979 | 75.92 | 35.496 | 60.8 | 27.0178 | 60.98 | 26.7492 | 60.08 | 26.0388 | 78.08 | 37.4138 | 64.94 | 24.4943 | 4175 | #N/A | #N/A
| 60.08 | 26.0772 | 57.92 | 24.7381 | 75.02 | 34.8956 | 76.1 | 35.7329 | 78.98 | 35.2331 | 68 | 31.4028 | 64.94 | 29.5269 | 60.98 | 27.1596 | 71.06 | 27.2928 | 75.02 | 35.2738 | 60.8 | 27.0178 | 60.98 | 26.7852 | 59 | 25.74 | 77 | 36.9145 | 62.06 | 23.0969 | 4176 | #N/A | #N/A
| 60.08 | 25.6314 | 57.02 | 24.101 | 71.96 | 34.1385 | 76.1 | 35.7401 | 77 | 32.0743 | 69.98 | 32.7772 | 64.94 | 29.9817 | 60.08 | 26.5403 | 66.92 | 26.6248 | 75.02 | 35.9376 | 60.8 | 27.0178 | 59 | 25.7988 | 59 | 25.74 | 75.92 | 36.8798 | 60.98 | 22.2381 | 4177 | #N/A | #N/A
| 60.8 | 25.4616 | 57.92 | 24.2867 | 71.96 | 34.1385 | 75.02 | 35.5966 | 75.92 | 31.3756 | 68 | 31.4028 | 64.94 | 30.0818 | 60.08 | 26.5439 | 64.04 | 26.3433 | 75.02 | 36.1387 | 60.8 | 27.0178 | 59 | 25.7988 | 60.08 | 26.047 | 75.02 | 36.6574 | 59 | 21.4987 | 4178 | #N/A | #N/A
| 59 | 25.7596 | 57.02 | 23.728 | 73.04 | 34.9745 | 75.2 | 35.5358 | 75.02 | 31.5857 | 68 | 31.4028 | 64.94 | 29.9817 | 59 | 25.8074 | 64.94 | 26.5639 | 73.04 | 35.662 | 59 | 25.7921 | 59 | 25.3836 | 60.8 | 26.1805 | 73.94 | 36.3904 | 59 | 22.0783 | 4179 | #N/A | #N/A
| 59 | 25.7596 | 57.02 | 23.728 | 73.04 | 34.9781 | 75.2 | 35.5412 | 71.96 | 30.8321 | 68 | 31.4028 | 64.94 | 30.1067 | 59 | 25.8156 | 66.02 | 26.4011 | 73.04 | 35.448 | 59 | 25.7921 | 59 | 25.3493 | 59 | 25.0034 | 73.94 | 37.1024 | 57.02 | 22.5652 | 4180 | #N/A | #N/A
| 59 | 25.7596 | 55.94 | 23.071 | 73.04 | 34.9781 | 74.48 | 35.8298 | 71.06 | 31.607 | 68 | 31.4028 | 64.94 | 30.1141 | 59 | 25.818 | 64.94 | 25.7922 | 73.04 | 35.6825 | 59 | 25.7921 | 57.92 | 25.1275 | 57.92 | 25.0753 | 73.94 | 36.3904 | 57.02 | 23.2456 | 4181 | #N/A | #N/A
| 59 | 25.7596 | 57.02 | 23.3785 | 71.06 | 34.5121 | 75.2 | 35.5609 | 71.06 | 31.607 | 69.8 | 32.837 | 66.02 | 30.8108 | 59 | 25.8192 | 64.04 | 25.1739 | 73.94 | 35.6706 | 59 | 25.7921 | 57.92 | 25.0853 | 57.92 | 24.712 | 73.94 | 36.3904 | 57.92 | 24.1956 | 4182 | #N/A | #N/A
| 59 | 25.3741 | 57.02 | 23.775 | 71.06 | 34.2726 | 75.38 | 35.2698 | 71.96 | 31.8239 | 68 | 31.4028 | 66.02 | 30.8108 | 59 | 25.7694 | 62.96 | 24.9109 | 73.04 | 35.448 | 59 | 25.7921 | 57.92 | 25.0853 | 57.92 | 24.7088 | 73.94 | 36.3904 | 57.92 | 24.1966 | 4183 | #N/A | #N/A
| 59 | 25.0217 | 57.02 | 23.774 | 71.06 | 34.5121 | 75.38 | 35.0593 | 69.98 | 32.3896 | 66.2 | 30.9599 | 66.02 | 30.9548 | 59 | 25.7694 | 62.06 | 24.6917 | 73.94 | 36.241 | 57.2 | 24.6122 | 57.92 | 25.0853 | 57.92 | 24.7033 | 73.94 | 35.8152 | 57.92 | 24.1976 | 4184 | #N/A | #N/A
| 60.8 | 26.2 | 57.92 | 23.9476 | 75.02 | 36.159 | 75.2 | 35.5539 | 69.98 | 31.3239 | 66.92 | 30.9876 | 66.02 | 30.9532 | 60.08 | 26.5403 | 64.94 | 25.7952 | 75.02 | 36.7582 | 59 | 25.7921 | 59 | 25.3493 | 57.2 | 24.5634 | 75.02 | 36.9037 | 60.08 | 24.7205 | 4185 | #N/A | #N/A
| 60.8 | 26.2 | 59 | 24.5505 | 75.02 | 36.1553 | 75.2 | 36.5786 | 69.08 | 31.0969 | 68 | 31.737 | 64.94 | 29.9817 | 60.08 | 26.4983 | 66.02 | 26.4011 | 77 | 37.2465 | 59 | 25.7921 | 60.08 | 26.063 | 60.08 | 25.5889 | 75.02 | 36.9037 | 64.04 | 25.6847 | 4186 | #N/A | #N/A
| 60.8 | 26.2 | 62.06 | 26.577 | 75.02 | 36.1553 | 75.2 | 36.1006 | 69.8 | 30.9517 | 68 | 31.4028 | 66.02 | 30.8108 | 62.06 | 27.8792 | 69.08 | 27.5795 | 75.92 | 36.9656 | 62.6 | 28.2919 | 62.06 | 27.0484 | 60.8 | 26.1805 | 75.92 | 36.8798 | 68 | 26.2459 | 4187 | #N/A | #N/A
| 62.6 | 27.4243 | 62.96 | 26.7509 | 73.94 | 36.4486 | 76.64 | 36.3431 | 73.94 | 31.8359 | 73.4 | 34.7754 | 66.2 | 30.9509 | 66.02 | 29.853 | 73.94 | 27.5919 | 75.2 | 37.5002 | 64.4 | 28.7335 | 64.94 | 28.6555 | 62.6 | 26.6211 | 75.92 | 37.5923 | 71.06 | 26.9945 | 4188 | #N/A | #N/A
| 62.6 | 26.6405 | 68 | 29.3977 | 73.04 | 36.2334 | 78.8 | 37.5661 | 78.08 | 33.3161 | 77 | 36.7786 | 64.4 | 29.5745 | 68 | 30.4742 | 73.04 | 26.0204 | 75.02 | 37.2147 | 64.4 | 28.7335 | 69.08 | 30.0981 | 64.94 | 28.0884 | 75.02 | 35.4127 | 75.02 | 28.3666 | 4189 | #N/A | #N/A
| 64.04 | 27.506 | 69.08 | 29.6146 | 73.04 | 36.2334 | 76.46 | 35.071 | 80.96 | 32.5942 | 80.96 | 37.3757 | 66.02 | 30.3975 | 68 | 30.2935 | 73.94 | 25.3095 | 75.92 | 37.4376 | 64.4 | 28.7335 | 69.98 | 30.3217 | 66.92 | 29.498 | 80.96 | 33.1911 | 77 | 29.6373 | 4190 | #N/A | #N/A
| 64.94 | 27.7289 | 71.96 | 31.3426 | 75.92 | 37.412 | 82.76 | 33.0732 | 82.94 | 32.5752 | 82.94 | 37.8669 | 66.2 | 30.0169 | 75.2 | 33.1816 | 75.02 | 27.161 | 77 | 37.7052 | 66.2 | 29.175 | 73.94 | 31.787 | 68 | 29.5579 | 82.04 | 31.6167 | 78.08 | 29.4704 | 4191 | #N/A | #N/A
| 64.94 | 27.2676 | 73.04 | 31.5462 | 80.06 | 36.7035 | 82.94 | 31.8018 | 84.92 | 33.0654 | 82.94 | 38.4478 | 69.98 | 31.9416 | 75.02 | 33.5838 | 73.04 | 27.7846 | 82.04 | 39.1781 | 66.2 | 29.175 | 77 | 32.9971 | 69.8 | 30.8812 | 84.02 | 30.8208 | 78.98 | 29.3432 | 4192 | #N/A | #N/A
| 64.04 | 27.0521 | 73.94 | 32.2247 | 80.06 | 36.7035 | 84.02 | 31.4485 | 82.94 | 32.1766 | 84.02 | 38.1502 | 71.96 | 33.3599 | 71.96 | 32.8304 | 75.02 | 29.4174 | 86 | 35.319 | 68 | 30.5014 | 75.92 | 32.7317 | 71.06 | 31.0604 | 84.02 | 30.4697 | 75.92 | 28.9538 | 4193 | #N/A | #N/A
| 64.04 | 27.0497 | 71.06 | 31.1344 | 87.08 | 33.6208 | 84.2 | 30.6976 | 80.96 | 34.0357 | 84.02 | 38.1648 | 73.04 | 34.4018 | 71.06 | 32.0667 | 73.94 | 28.7984 | 87.08 | 34.1351 | 69.8 | 30.9437 | 75.92 | 33.3614 | 69.98 | 30.7979 | 82.04 | 29.576 | 75.92 | 28.9581 | 4194 | #N/A | #N/A
| 62.96 | 26.7831 | 69.98 | 30.8719 | 87.08 | 31.1275 | 82.76 | 29.6569 | 78.8 | 34.1046 | 82.94 | 37.2387 | 73.04 | 34.249 | 69.98 | 32.3428 | 75.92 | 30.1185 | 86 | 33.3532 | 69.8 | 30.9437 | 75.02 | 33.0782 | 69.98 | 31.2576 | 84.02 | 30.0418 | 75.92 | 28.6157 | 4195 | #N/A | #N/A
| 62.06 | 27.0272 | 69.98 | 31.3327 | 87.08 | 31.1275 | 82.76 | 28.7715 | 69.98 | 28.9727 | 80.96 | 36.7569 | 73.04 | 32.6639 | 69.98 | 32.3539 | 77 | 30.8686 | 82.94 | 33.5289 | 68 | 31.439 | 73.04 | 32.0239 | 71.06 | 31.5305 | 82.94 | 27.7964 | 75.02 | 28.7581 | 4196 | #N/A | #N/A
| 62.6 | 27.4243 | 69.08 | 31.1085 | 84.02 | 32.4236 | 81.32 | 28.1189 | 69.08 | 29.6509 | 80.06 | 35.9919 | 69.98 | 29.3922 | 69.98 | 32.2871 | 77 | 30.3907 | 82.94 | 32.1701 | 68 | 31.439 | 71.96 | 32.3255 | 69.08 | 31.0319 | 82.04 | 29.218 | 73.04 | 27.5151 | 4197 | #N/A | #N/A
| 60.8 | 26.2 | 69.08 | 31.5957 | 80.96 | 31.1935 | 77.18 | 28.8098 | 66.92 | 28.2114 | 78.98 | 34.4966 | 69.08 | 29.1603 | 69.08 | 32.0655 | 75.92 | 30.1245 | 80.06 | 31.4549 | 68 | 31.439 | 71.96 | 31.7585 | 68 | 30.4388 | 78.98 | 28.792 | 71.06 | 27.0342 | 4198 | #N/A | #N/A
| 60.8 | 26.2 | 68 | 31.33 | 80.96 | 31.1935 | 66.2 | 27.727 | 66.2 | 28.3477 | 75.92 | 34.338 | 66.92 | 28.617 | 69.08 | 32.6672 | 73.04 | 29.422 | 75.02 | 29.7411 | 66.2 | 30.9963 | 68 | 31.9037 | 66.2 | 29.9966 | 69.08 | 28.8394 | 68 | 26.2855 | 4199 | #N/A | #N/A
| 60.98 | 26.2867 | 68 | 31.8925 | 78.08 | 28.4788 | 64.58 | 26.5628 | 64.04 | 27.4977 | 73.94 | 33.243 | 66.02 | 28.3824 | 66.92 | 31.5338 | 71.06 | 29.4127 | 73.94 | 28.2156 | 66.2 | 30.9963 | 68 | 31.8384 | 66.02 | 30.2795 | 66.02 | 28.478 | 66.02 | 26.2069 | 4200 | #N/A | #N/A
| 60.98 | 26.2867 | 68 | 31.8162 | 77 | 27.5151 | 64.04 | 26.7882 | 64.04 | 27.4953 | 73.94 | 33.2383 | 66.02 | 27.9709 | 66.02 | 30.8268 | 69.98 | 28.6757 | 66.02 | 27.5103 | 66.2 | 30.9963 | 68 | 31.3515 | 66.2 | 29.9966 | 66.92 | 29.2003 | 64.04 | 25.731 | 4201 | #N/A | #N/A
| 60.8 | 26.2 | 66.92 | 31.1487 | 77 | 27.5151 | 72.14 | 27.2803 | 64.04 | 27.4953 | 69.98 | 31.7841 | 66.02 | 27.9709 | 66.02 | 30.8268 | 69.08 | 28.4606 | 62.06 | 26.5331 | 66.2 | 30.9963 | 66.02 | 30.9292 | 66.02 | 30.2883 | 71.96 | 27.7762 | 64.04 | 25.3296 | 4202 | #N/A | #N/A
| 60.8 | 26.2 | 64.94 | 29.6455 | 73.94 | 27.4523 | 71.6 | 27.4815 | 62.96 | 26.3179 | 69.08 | 31.0086 | 66.92 | 28.1815 | 66.02 | 30.8268 | 69.98 | 27.8543 | 60.98 | 25.8183 | 66.2 | 30.9963 | 66.02 | 30.9475 | 64.4 | 29.5543 | 71.06 | 26.4944 | 64.04 | 25.0067 | 4203 | #N/A | #N/A
| 60.8 | 26.2 | 64.94 | 29.5569 | 73.94 | 27.4474 | 66.56 | 26.9483 | 62.06 | 26.0979 | 68 | 30.2889 | 66.92 | 27.7094 | 66.92 | 31.5338 | 68 | 27.3733 | 62.06 | 26.526 | 66.2 | 30.9963 | 66.02 | 30.9552 | 64.4 | 29.5543 | 69.98 | 26.9503 | 62.96 | 24.3652 | 4204 | #N/A | #N/A
| 60.8 | 26.2 | 64.04 | 28.8063 | 73.94 | 27.4474 | 63.86 | 26.4377 | 62.06 | 26.0945 | 68 | 30.2847 | 62.06 | 26.9865 | 66.92 | 31.5338 | 69.08 | 27.6401 | 62.96 | 27.2141 | 66.2 | 30.9963 | 66.92 | 31.1797 | 64.04 | 29.3739 | 66.02 | 26.3265 | 62.96 | 24.7488 | 4205 | #N/A | #N/A
| 60.08 | 26.5472 | 64.04 | 29.3359 | 71.96 | 26.2753 | 61.7 | 25.2648 | 60.98 | 25.4666 | 68 | 29.329 | 60.98 | 26.2413 | 66.92 | 31.5338 | 66.92 | 27.1131 | 62.06 | 26.9938 | 66.2 | 30.9963 | 66.92 | 31.1751 | 64.4 | 29.5543 | 64.04 | 25.8432 | 60.98 | 25.0045 | 4206 | #N/A | #N/A
| 60.8 | 26.2 | 64.4 | 29.6049 | 71.06 | 26.0497 | 57.92 | 23.8646 | 60.08 | 24.8265 | 68 | 29.7538 | 60.8 | 26.9802 | 68 | 32.4011 | 66.92 | 27.4811 | 57.92 | 24.2772 | 66.2 | 30.9963 | 66.92 | 31.0859 | 64.4 | 29.5543 | 59 | 24.6131 | 60.98 | 25.7921 | 4207 | #N/A | #N/A
| 60.8 | 26.9832 | 64.04 | 28.8708 | 71.06 | 26.0497 | 57.02 | 23.3761 | 60.08 | 24.8223 | 69.08 | 30.5499 | 60.98 | 26.7122 | 66.92 | 31.5338 | 66.92 | 27.4823 | 60.08 | 25.5792 | 66.2 | 30.9963 | 64.04 | 28.8256 | 62.6 | 27.4034 | 57.92 | 24.0083 | 62.06 | 26.8943 | 4208 | #N/A | #N/A
| 60.8 | 26.9832 | 64.04 | 28.8063 | 69.98 | 26.1431 | 62.78 | 26.3759 | 64.04 | 26.2087 | 71.96 | 31.2573 | 66.92 | 29.4794 | 66.02 | 30.8268 | 68 | 28.2003 | 66.92 | 28.1571 | 62.6 | 28.2919 | 64.94 | 29.0946 | 62.06 | 27.4003 | 62.96 | 26.3588 | 64.94 | 28.4878 | 4209 | #N/A | #N/A
| 60.8 | 26.9832 | 66.92 | 30.0432 | 71.96 | 26.9401 | 68.36 | 26.8662 | 69.08 | 27.0144 | 77 | 32.9525 | 73.04 | 29.6473 | 66.02 | 30.8268 | 69.08 | 28.9423 | 71.96 | 28.1076 | 64.4 | 29.6172 | 64.94 | 29.0464 | 62.06 | 27.394 | 69.8 | 27.0422 | 69.08 | 30.4573 | 4210 | #N/A | #N/A
| 60.8 | 26.9832 | 68 | 29.3859 | 71.96 | 26.9401 | 70.88 | 27.4111 | 73.04 | 27.2446 | 78.08 | 33.7875 | 73.94 | 28.5849 | 68 | 31.314 | 73.04 | 30.8311 | 73.94 | 28.9524 | 66.2 | 29.175 | 66.92 | 29.5322 | 62.6 | 27.4034 | 71.6 | 27.4814 | 73.94 | 32.1934 | 4211 | #N/A | #N/A
| 60.8 | 26.9832 | 68 | 29.778 | 77 | 27.479 | 73.76 | 28.4687 | 75.92 | 27.946 | 80.06 | 34.7657 | 75.02 | 29.2098 | 71.06 | 31.0754 | 77 | 32.7839 | 78.08 | 29.1795 | 66.2 | 29.175 | 69.08 | 30.0621 | 66.2 | 29.1163 | 75.92 | 28.7428 | 75.92 | 33.1533 | 4212 | #N/A | #N/A
| 62.6 | 26.6405 | 68 | 28.4506 | 78.98 | 27.3181 | 77 | 28.8431 | 78.98 | 28.0018 | 80.96 | 34.9919 | 78.08 | 28.8315 | 73.04 | 31.5313 | 80.06 | 35.0848 | 78.98 | 29.0613 | 69.8 | 29.2225 | 69.08 | 29.6332 | 66.2 | 29.1163 | 77 | 28.9933 | 77 | 33.4194 | 4213 | #N/A | #N/A
| 62.96 | 26.3097 | 60.98 | 26.7317 | 78.98 | 27.3181 | 78.8 | 29.0173 | 80.06 | 27.6191 | 82.94 | 34.4169 | 78.08 | 28.8315 | 73.94 | 30.3137 | 80.06 | 35.0896 | 80.96 | 29.1501 | 68 | 29.6165 | 69.08 | 30.0621 | 60.8 | 26.1805 | 80.96 | 28.8986 | 80.06 | 34.7613 | 4214 | #N/A | #N/A
| 64.94 | 26.7927 | 62.06 | 26.9961 | 80.06 | 28.6044 | 77.72 | 29.0302 | 80.96 | 28.191 | 84.92 | 34.9109 | 75.02 | 30.1286 | 69.8 | 29.1986 | 80.96 | 35.3235 | 82.94 | 29.3187 | 64.4 | 28.7335 | 62.06 | 25.7343 | 60.8 | 25.4433 | 82.04 | 29.1684 | 80.96 | 34.402 | 4215 | #N/A | #N/A
| 64.94 | 26.7949 | 66.02 | 27.9657 | 82.94 | 28.9406 | 78.8 | 29.2312 | 82.04 | 27.7721 | 80.96 | 36.2308 | 73.94 | 29.8653 | 68 | 28.4376 | 80.96 | 35.9514 | 82.94 | 29.6447 | 62.6 | 25.9317 | 62.96 | 25.192 | 60.8 | 25.4433 | 78.98 | 28.4228 | 80.96 | 34.9961 | 4216 | #N/A | #N/A
| 64.4 | 26.3414 | 66.02 | 26.6695 | 82.94 | 28.9406 | 77 | 28.792 | 82.94 | 27.9942 | 77 | 34.6417 | 73.04 | 30.0484 | 71.96 | 28.4678 | 78.98 | 35.471 | 84.92 | 30.1335 | 64.4 | 25.6725 | 66.92 | 26.1315 | 64.04 | 26.1342 | 73.94 | 27.1976 | 80.96 | 34.4186 | 4217 | #N/A | #N/A
| 66.02 | 27.0636 | 68 | 27.5335 | 82.04 | 28.0837 | 78.8 | 27.9456 | 82.94 | 27.9974 | 77 | 34.6516 | 71.96 | 29.3878 | 71.06 | 28.6939 | 80.06 | 35.1216 | 80.96 | 28.8539 | 64.4 | 25.6725 | 66.02 | 25.9079 | 64.04 | 26.1288 | 78.08 | 28.5283 | 82.04 | 35.7852 | 4218 | #N/A | #N/A
| 64.94 | 26.7949 | 68 | 25.9874 | 78.98 | 27.0016 | 80.96 | 29.0376 | 82.94 | 28.687 | 75.92 | 33.7935 | 69.98 | 29.3087 | 71.06 | 28.2399 | 80.06 | 35.133 | 75.92 | 31.2847 | 66.2 | 26.1118 | 66.02 | 25.5097 | 64.94 | 25.9259 | 80.06 | 30.5604 | 80.96 | 35.0197 | 4219 | #N/A | #N/A
| 66.92 | 27.7262 | 64.94 | 24.9171 | 78.98 | 27.0016 | 78.8 | 29.5193 | 80.96 | 28.2058 | 73.04 | 32.6008 | 69.98 | 29.3087 | 69.98 | 27.6093 | 75.02 | 35.6975 | 75.02 | 30.159 | 64.4 | 25.6725 | 66.02 | 25.8989 | 62.96 | 24.7057 | 80.06 | 29.4092 | 78.98 | 34.534 | 4220 | #N/A | #N/A
| 66.02 | 27.5013 | 62.96 | 24.7344 | 75.02 | 29.2265 | 77 | 30.1093 | 80.96 | 29.2023 | 73.04 | 33.0921 | 66.92 | 28.555 | 68 | 26.351 | 71.96 | 34.8979 | 73.04 | 30.0737 | 64.4 | 25.6725 | 62.96 | 25.1403 | 62.06 | 24.1605 | 78.08 | 29.6963 | 75.92 | 33.7772 | 4221 | #N/A | #N/A
| 62.6 | 26.6405 | 60.98 | 24.2419 | 73.94 | 28.5989 | 72.68 | 29.3444 | 78.98 | 28.3983 | 69.98 | 32.3449 | 64.04 | 27.8443 | 62.96 | 24.7173 | 69.98 | 33.863 | 71.96 | 29.4059 | 62.6 | 25.2331 | 62.06 | 24.9087 | 60.08 | 24.3743 | 71.96 | 27.4332 | 73.94 | 33.8036 | 4222 | #N/A | #N/A
| 60.8 | 25.4616 | 59 | 23.7534 | 73.94 | 28.5989 | 69.8 | 28.4771 | 78.08 | 28.178 | 69.08 | 31.6447 | 62.96 | 28.0735 | 60.08 | 24.3945 | 69.08 | 33.0053 | 66.92 | 27.7024 | 60.8 | 24.7939 | 59 | 24.1532 | 59 | 24.1028 | 68 | 27.6 | 73.04 | 32.4882 | 4223 | #N/A | #N/A
| 60.8 | 25.4616 | 55.94 | 22.9987 | 71.06 | 27.8787 | 62.6 | 27.5051 | 75.02 | 28.1495 | 69.98 | 32.3528 | 62.96 | 28.0722 | 55.94 | 23.3764 | 69.08 | 33.0053 | 62.96 | 27.1802 | 57.2 | 23.9152 | 55.94 | 23.0068 | 53.06 | 21.2869 | 64.94 | 28.1772 | 71.96 | 32.8091 | 4224 | #N/A | #N/A
| 60.98 | 25.7985 | 53.96 | 21.8325 | 69.08 | 26.6363 | 62.96 | 27.1022 | 73.04 | 27.268 | 71.06 | 32.6155 | 62.96 | 28.0761 | 53.06 | 21.9654 | 68 | 32.7396 | 62.96 | 26.2711 | 55.4 | 23.4759 | 55.94 | 23.0021 | 57.02 | 23.6077 | 62.06 | 27.0689 | 71.96 | 33.3209 | 4225 | #N/A | #N/A
| 60.8 | 26.2 | 53.96 | 22.1958 | 66.02 | 26.6459 | 62.06 | 26.7955 | 71.06 | 27.1862 | 73.04 | 33.7067 | 62.96 | 28.0761 | 50 | 20.2189 | 68 | 32.7396 | 64.04 | 26.5351 | 53.6 | 22.3808 | 53.06 | 21.3229 | 57.92 | 23.8264 | 62.96 | 26.0035 | 71.06 | 33.1098 | 4226 | #N/A | #N/A
| 60.8 | 26.9832 | 51.08 | 20.494 | 66.02 | 26.647 | 60.8 | 26.2607 | 71.06 | 28.3218 | 71.6 | 34.331 | 62.06 | 27.8606 | 51.08 | 20.8173 | 66.92 | 31.8599 | 62.96 | 26.2733 | 51.8 | 21.3246 | 51.08 | 20.4995 | 57.02 | 23.6048 | 62.06 | 26.1484 | 71.06 | 33.7509 | 4227 | #N/A | #N/A
| 60.8 | 26.9832 | 51.98 | 21.0517 | 66.02 | 25.8868 | 62.6 | 26.7043 | 71.06 | 28.3262 | 69.08 | 32.139 | 64.04 | 28.7672 | 50 | 20.2132 | 66.92 | 31.364 | 59 | 24.9395 | 50 | 20.3055 | 51.98 | 21.0566 | 57.92 | 23.8224 | 57.92 | 24.3495 | 69.8 | 33.3917 | 4228 | #N/A | #N/A
| 60.8 | 26.9832 | 53.06 | 20.9732 | 66.02 | 25.8868 | 56.66 | 23.4744 | 69.08 | 27.8479 | 69.98 | 32.3718 | 60.08 | 26.4822 | 48.02 | 19.2096 | 66.02 | 30.5666 | 57.02 | 24.0419 | 51.8 | 21.3246 | 50 | 19.9037 | 59 | 23.697 | 55.94 | 23.8662 | 69.08 | 33.2149 | 4229 | #N/A | #N/A
| 60.8 | 26.9832 | 53.96 | 21.1931 | 64.94 | 24.9163 | 56.3 | 22.6887 | 69.98 | 27.7081 | 69.08 | 32.1469 | 62.96 | 28.0814 | 48.92 | 19.6263 | 66.92 | 31.4128 | 57.02 | 23.7068 | 51.8 | 21.3246 | 48.92 | 19.3784 | 57.92 | 23.1192 | 57.92 | 22.9217 | 69.08 | 33.2149 | 4230 | #N/A | #N/A
| 62.06 | 27.391 | 53.96 | 21.189 | 64.04 | 24.6922 | 52.7 | 21.2727 | 69.08 | 27.0711 | 68 | 31.3882 | 62.06 | 27.3604 | 44.96 | 17.6187 | 66.02 | 30.5666 | 55.04 | 22.8271 | 51.8 | 21.3246 | 46.94 | 18.338 | 57.92 | 23.1137 | 55.04 | 22.2204 | 68 | 32.3272 | 4231 | #N/A | #N/A
| 62.6 | 27.4243 | 51.98 | 20.108 | 64.04 | 24.6922 | 51.8 | 21.3459 | 68 | 27.5986 | 69.08 | 32.139 | 62.06 | 27.3604 | 46.94 | 18.6377 | 66.02 | 30.5666 | 53.96 | 22.2508 | 50 | 20.3055 | 48.92 | 19.0599 | 59 | 23.006 | 53.96 | 21.9574 | 68 | 32.3272 | 4232 | #N/A | #N/A
| 62.6 | 28.2551 | 57.02 | 21.5922 | 64.94 | 24.9005 | 58.82 | 23.67 | 69.08 | 28.7832 | 73.04 | 34.3465 | 66.92 | 28.5401 | 48.02 | 19.2096 | 66.92 | 31.364 | 62.96 | 25.8975 | 55.4 | 23.4759 | 59 | 24.1146 | 60.98 | 23.8468 | 59 | 24.2481 | 66.92 | 32.0621 | 4233 | #N/A | #N/A
| 62.6 | 27.4243 | 60.08 | 22.3332 | 66.92 | 25.0132 | 62.96 | 24.6162 | 71.06 | 30.1866 | 73.94 | 34.5652 | 69.08 | 27.3876 | 64.94 | 26.6518 | 66.92 | 31.364 | 64.94 | 25.2452 | 60.8 | 25.4919 | 62.06 | 24.8581 | 62.06 | 24.8092 | 64.04 | 25.0774 | 68 | 31.8693 | 4234 | #N/A | #N/A
| 64.04 | 28.3467 | 64.94 | 23.8458 | 66.92 | 25.0132 | 65.84 | 25.0617 | 73.04 | 30.6801 | 75.92 | 35.5896 | 71.06 | 26.3945 | 68 | 25.8949 | 68 | 31.6291 | 69.98 | 26.1379 | 64.4 | 25.6725 | 66.02 | 24.4573 | 64.04 | 24.9035 | 66.92 | 26.1729 | 68 | 31.8246 | 4235 | #N/A | #N/A
| 64.4 | 28.6967 | 69.08 | 24.8564 | 71.06 | 25.7238 | 68.54 | 25.9685 | 71.06 | 29.6965 | 77 | 35.86 | 71.96 | 26.245 | 71.06 | 25.3236 | 69.08 | 31.3419 | 71.96 | 26.6196 | 68 | 25.2703 | 69.98 | 24.7478 | 64.94 | 25.512 | 69.98 | 26.9193 | 71.96 | 33.3453 | 4236 | #N/A | #N/A
| 69.8 | 30.0216 | 71.06 | 25.3381 | 73.04 | 25.5278 | 69.98 | 26.1955 | 69.8 | 30.0656 | 82.04 | 36.5623 | 73.94 | 26.0841 | 73.04 | 25.2082 | 69.98 | 31.5382 | 73.94 | 26.7336 | 69.8 | 24.5725 | 71.96 | 24.6533 | 64.94 | 24.1499 | 71.06 | 26.094 | 73.04 | 33.5641 | 4237 | #N/A | #N/A
| 69.08 | 30.0086 | 71.96 | 26.566 | 73.04 | 25.5278 | 72.5 | 26.6842 | 64.4 | 27.9067 | 82.94 | 37.3233 | 73.94 | 26.0841 | 73.94 | 24.3492 | 71.96 | 31.5576 | 75.92 | 27.2178 | 71.6 | 25.0101 | 73.94 | 24.5962 | 66.02 | 24.7074 | 73.04 | 26.5761 | 73.94 | 33.3199 | 4238 | #N/A | #N/A
| 69.8 | 30.9047 | 71.06 | 25.985 | 77 | 27.4718 | 74.66 | 26.7865 | 64.4 | 27.9067 | 84.92 | 37.2762 | 71.96 | 28.4779 | 75.92 | 24.8342 | 73.94 | 31.0769 | 77 | 27.8537 | 71.6 | 25.0101 | 75.02 | 23.8871 | 68 | 25.5598 | 73.04 | 26.2789 | 75.92 | 33.7669 | 4239 | #N/A | #N/A
| 71.6 | 31.3469 | 71.96 | 25.2401 | 78.08 | 27.094 | 76.46 | 26.9386 | 66.2 | 29.1827 | 84.92 | 38.4898 | 71.06 | 27.8638 | 77 | 25.6258 | 73.94 | 31.0629 | 77 | 27.8575 | 71.6 | 25.5614 | 75.92 | 24.5816 | 71.96 | 24.0888 | 75.92 | 26.6371 | 80.06 | 34.2389 | 4240 | #N/A | #N/A
| 69.8 | 30.9047 | 73.94 | 25.7263 | 78.08 | 27.094 | 74.84 | 25.9286 | 69.8 | 30.0656 | 82.04 | 36.5606 | 69.98 | 28.4115 | 75.92 | 26.2621 | 75.92 | 31.5617 | 78.98 | 27.6742 | 71.6 | 25.0101 | 77 | 25.1183 | 73.94 | 23.8538 | 77 | 27.255 | 73.94 | 34.4086 | 4241 | #N/A | #N/A
| 68 | 30.7394 | 73.04 | 25.8445 | 78.08 | 26.4973 | 74.84 | 26.489 | 69.8 | 30.0656 | 80.06 | 34.8381 | 69.08 | 29.0568 | 75.02 | 24.8572 | 78.08 | 31.5791 | 80.06 | 27.9416 | 73.4 | 25.4478 | 75.92 | 25.3844 | 73.94 | 23.6042 | 78.08 | 27.5296 | 73.04 | 33.594 | 4242 | #N/A | #N/A
| 68 | 30.4625 | 73.04 | 24.1613 | 77 | 26.8395 | 75.74 | 26.6529 | 71.96 | 30.8832 | 78.08 | 33.8653 | 69.08 | 28.6606 | 73.04 | 23.8727 | 78.98 | 32.3109 | 78.08 | 27.1133 | 71.6 | 24.4915 | 75.02 | 24.8772 | 73.04 | 23.1457 | 75.92 | 26.6464 | 71.96 | 32.8169 | 4243 | #N/A | #N/A
| 66.02 | 29.8004 | 71.06 | 23.9159 | 77 | 26.8395 | 75.38 | 26.5653 | 71.06 | 30.2372 | 80.06 | 34.351 | 69.08 | 28.6606 | 71.06 | 25.0129 | 78.08 | 31.5791 | 75.02 | 28.4385 | 69.8 | 23.567 | 73.04 | 23.8913 | 71.96 | 23.3791 | 75.92 | 26.9956 | 71.06 | 32.5884 | 4244 | #N/A | #N/A
| 64.94 | 29.0035 | 71.06 | 23.7268 | 73.94 | 28.1599 | 75.38 | 26.9172 | 71.06 | 30.2346 | 77 | 34.0815 | 64.94 | 28.5343 | 69.08 | 25.5013 | 77 | 31.8167 | 75.02 | 29.2222 | 68 | 25.2703 | 71.06 | 23.6816 | 68 | 23.9847 | 73.94 | 26.1727 | 69.98 | 31.7255 | 4245 | #N/A | #N/A
| 64.4 | 28.6967 | 66.92 | 24.7103 | 73.04 | 27.9359 | 71.6 | 26.1734 | 69.08 | 29.7477 | 75.02 | 33.091 | 62.96 | 28.0488 | 66.02 | 25.4406 | 73.94 | 31.0555 | 75.02 | 28.0938 | 66.2 | 25.4527 | 68 | 24.6234 | 66.02 | 25.8092 | 71.06 | 26.8023 | 66.92 | 29.9442 | 4246 | #N/A | #N/A
| 64.4 | 29.5779 | 64.04 | 24.3017 | 73.04 | 27.9359 | 68.18 | 25.7672 | 68 | 29.4801 | 73.04 | 33.089 | 62.96 | 28.0462 | 64.04 | 26.0957 | 68 | 29.5933 | 71.96 | 26.628 | 62.6 | 25.2331 | 64.94 | 24.8794 | 64.04 | 25.6578 | 68 | 26.7956 | 64.04 | 27.8594 | 4247 | #N/A | #N/A
| 66.92 | 29.4718 | 62.96 | 23.7393 | 69.98 | 25.7579 | 62.96 | 24.6152 | 66.02 | 28.4897 | 71.06 | 32.5983 | 62.96 | 28.0449 | 62.96 | 27.0945 | 64.04 | 28.6105 | 66.02 | 25.4936 | 62.6 | 24.575 | 62.96 | 25.1015 | 62.96 | 25.8071 | 62.96 | 25.555 | 62.06 | 27.3645 | 4248 | #N/A | #N/A
| 66.92 | 29.999 | 64.94 | 24.2231 | 69.08 | 25.5341 | 59.18 | 23.6902 | 66.02 | 28.9933 | 69.98 | 32.326 | 62.06 | 27.823 | 62.06 | 27.2769 | 62.06 | 27.2038 | 68 | 25.9697 | 60.8 | 25.4919 | 62.06 | 25.6389 | 62.06 | 25.5872 | 62.06 | 25.36 | 60.98 | 26.6529 | 4249 | #N/A | #N/A
| 66.92 | 29.4718 | 64.94 | 25.2048 | 69.08 | 25.5341 | 56.66 | 23.0157 | 64.94 | 28.2367 | 69.98 | 32.3212 | 62.06 | 27.823 | 62.96 | 27.993 | 60.98 | 26.458 | 62.06 | 24.5181 | 60.8 | 26.2324 | 60.98 | 25.7392 | 62.06 | 26.3959 | 59 | 24.6131 | 60.98 | 26.6529 | 4250 | #N/A | #N/A
| 66.92 | 30.0018 | 62.96 | 25.119 | 62.06 | 24.1909 | 56.48 | 23.228 | 64.4 | 27.9067 | 69.98 | 32.3307 | 60.08 | 26.4459 | 62.06 | 27.78 | 59 | 25.5157 | 57.92 | 23.5094 | 60.8 | 26.2324 | 60.98 | 26.1921 | 62.06 | 26.8619 | 57.92 | 24.3495 | 60.98 | 26.1885 | 4251 | #N/A | #N/A
| 66.92 | 29.4758 | 62.96 | 25.12 | 59 | 23.7636 | 55.58 | 22.81 | 62.6 | 25.9379 | 68 | 31.3591 | 60.08 | 26.4471 | 62.06 | 27.7787 | 57.2 | 24.8227 | 55.94 | 22.7153 | 60.8 | 26.2324 | 62.06 | 26.9176 | 62.06 | 26.8631 | 57.02 | 23.7888 | 60.08 | 25.9234 | 4252 | #N/A | #N/A
| 64.94 | 28.9913 | 60.98 | 24.6368 | 59 | 23.7636 | 55.04 | 22.6181 | 60.98 | 25.158 | 66.02 | 29.8548 | 60.08 | 25.5379 | 62.06 | 27.7813 | 57.92 | 24.4964 | 55.04 | 22.4941 | 60.8 | 26.2324 | 60.98 | 26.6568 | 62.06 | 26.8631 | 55.94 | 23.5253 | 59 | 25.4053 | 4253 | #N/A | #N/A
| 62.06 | 26.9627 | 60.98 | 24.9753 | 60.98 | 24.2417 | 53.96 | 22.0447 | 62.6 | 25.239 | 66.92 | 30.5345 | 59 | 25.2716 | 62.06 | 27.2892 | 59 | 25.5584 | 55.04 | 22.807 | 60.8 | 26.2324 | 60.98 | 26.1956 | 62.06 | 26.8631 | 53.06 | 22.1085 | 59 | 24.8509 | 4254 | #N/A | #N/A
| 62.06 | 26.9566 | 60.98 | 25.396 | 62.06 | 24.5071 | 54.86 | 22.578 | 60.8 | 24.7997 | 66.2 | 30.0253 | 60.08 | 25.5334 | 62.06 | 27.2954 | 57.92 | 24.9254 | 51.98 | 21.3802 | 60.8 | 26.2324 | 60.98 | 26.1979 | 62.06 | 26.8679 | 55.04 | 22.9101 | 59 | 24.0902 | 4255 | #N/A | #N/A
| 62.96 | 27.569 | 62.06 | 26.0204 | 62.06 | 24.5071 | 55.76 | 22.9881 | 60.08 | 24.6009 | 66.2 | 30.9599 | 60.08 | 25.5334 | 62.06 | 27.2942 | 57.92 | 25.2948 | 53.96 | 22.2508 | 60.8 | 26.2324 | 60.98 | 26.1967 | 62.06 | 26.8679 | 55.94 | 23.5253 | 60.98 | 23.2024 | 4256 | #N/A | #N/A
| 69.08 | 29.9844 | 62.96 | 26.6899 | 64.04 | 25.7173 | 57.74 | 23.7928 | 60.8 | 24.7997 | 66.2 | 30.9599 | 64.04 | 26.9477 | 62.96 | 28.0059 | 57.02 | 24.7058 | 60.98 | 25.7635 | 60.8 | 26.2324 | 62.96 | 27.1451 | 64.04 | 27.3516 | 57.02 | 24.1298 | 62.06 | 23.4588 | 4257 | #N/A | #N/A
| 71.96 | 30.6885 | 66.02 | 27.8997 | 62.96 | 25.8711 | 60.8 | 24.7941 | 62.6 | 25.239 | 66.2 | 30.9599 | 64.94 | 28.0262 | 66.02 | 29.1777 | 57.92 | 24.9254 | 66.92 | 28.1293 | 64.4 | 27.1132 | 64.94 | 28.026 | 64.94 | 27.5696 | 60.08 | 24.1387 | 64.94 | 24.1516 | 4258 | #N/A | #N/A
| 73.94 | 31.1703 | 68 | 28.3845 | 62.96 | 25.8711 | 59 | 25.0557 | 62.96 | 25.3038 | 69.8 | 32.837 | 66.92 | 29.9565 | 68 | 28.7494 | 64.94 | 27.8513 | 69.08 | 28.6582 | 66.2 | 26.8114 | 69.08 | 28.6443 | 66.02 | 27.8352 | 59 | 25.0363 | 64.94 | 24.1473 | 4259 | #N/A | #N/A
| 75.02 | 31.4325 | 69.98 | 28.8704 | 68 | 27.9092 | 62.24 | 25.6396 | 64.94 | 26.1346 | 68 | 31.4028 | 68 | 30.6724 | 71.06 | 26.6782 | 71.96 | 29.571 | 68 | 28.3889 | 68 | 26.5511 | 71.06 | 28.2152 | 68 | 28.7173 | 62.96 | 26.3295 | 68 | 25.5492 | 4260 | #N/A | #N/A
| 73.94 | 31.1716 | 73.04 | 29.6244 | 68 | 26.6792 | 66.92 | 26.9325 | 66.02 | 26.0537 | 69.8 | 32.837 | 68 | 30.4591 | 75.02 | 27.6449 | 75.02 | 29.0179 | 66.02 | 27.4414 | 69.8 | 25.7087 | 73.94 | 27.4062 | 69.08 | 28.587 | 66.92 | 26.9374 | 69.98 | 27.1393 | 4261 | #N/A | #N/A
| 75.02 | 31.4313 | 75.02 | 29.1974 | 68 | 26.6792 | 68 | 26.9871 | 68 | 26.8861 | 69.8 | 31.8457 | 68 | 30.2246 | 73.94 | 27.0683 | 78.08 | 29.3375 | 69.98 | 28.4197 | 71.6 | 27.4298 | 75.02 | 27.3553 | 69.08 | 26.5679 | 69.98 | 28.0607 | 73.04 | 28.2329 | 4262 | #N/A | #N/A
| 78.08 | 32.7148 | 75.92 | 29.8743 | 69.08 | 27.7425 | 71.24 | 27.6483 | 69.08 | 27.5801 | 69.08 | 31.6324 | 68 | 30.2316 | 73.94 | 27.7845 | 80.06 | 28.7494 | 73.04 | 28.3639 | 71.6 | 27.4298 | 77 | 27.1738 | 71.06 | 27.8109 | 71.96 | 29.4801 | 73.04 | 27.1501 | 4263 | #N/A | #N/A
| 77 | 32.6737 | 77 | 30.1478 | 66.92 | 27.6658 | 71.6 | 28.1663 | 69.8 | 26.9963 | 69.8 | 31.8457 | 66.92 | 29.4444 | 75.02 | 28.0531 | 80.06 | 28.7504 | 71.96 | 28.917 | 73.4 | 27.2082 | 75.92 | 27.2142 | 73.04 | 28.663 | 69.08 | 28.7814 | 73.94 | 25.7088 | 4264 | #N/A | #N/A
| 78.08 | 32.7274 | 75.92 | 29.0753 | 66.92 | 27.6658 | 66.2 | 27.5954 | 71.06 | 27.643 | 71.06 | 32.6139 | 69.08 | 29.9718 | 75.02 | 27.6641 | 82.04 | 28.5516 | 77 | 29.3479 | 73.4 | 27.2082 | 75.92 | 27.2169 | 71.96 | 28.4012 | 66.02 | 28.4417 | 73.94 | 25.7057 | 4265 | #N/A | #N/A
| 77 | 31.9294 | 75.92 | 29.0785 | 75.02 | 27.6972 | 62.6 | 25.2772 | 69.08 | 26.8108 | 71.06 | 33.2235 | 66.92 | 29.4511 | 71.96 | 28.8838 | 80.06 | 28.0701 | 77 | 28.9304 | 73.4 | 28.5707 | 73.94 | 26.441 | 69.98 | 27.9215 | 64.04 | 26.6323 | 75.92 | 26.4636 | 4266 | #N/A | #N/A
| 75.92 | 32.1927 | 73.94 | 28.5991 | 75.02 | 27.011 | 70.16 | 28.8132 | 69.08 | 26.4077 | 71.96 | 33.452 | 64.94 | 28.9773 | 71.06 | 30.032 | 82.04 | 28.1989 | 75.92 | 27.9324 | 71.6 | 28.1308 | 71.96 | 27.6842 | 69.08 | 28.1539 | 69.08 | 28.3173 | 75.02 | 26.245 | 4267 | #N/A | #N/A
| 77 | 31.5054 | 71.96 | 27.3562 | 75.02 | 27.011 | 69.26 | 27.6906 | 69.08 | 26.4008 | 71.96 | 33.4569 | 64.94 | 28.9773 | 69.98 | 29.2794 | 78.98 | 28.8108 | 73.94 | 26.7633 | 69.8 | 28.4343 | 71.06 | 28.7053 | 68 | 27.8955 | 69.08 | 28.7986 | 75.02 | 25.9678 | 4268 | #N/A | #N/A
| 75.02 | 31.0224 | 71.96 | 28.4831 | 69.08 | 25.9242 | 68 | 27.3123 | 66.92 | 25.5453 | 69.98 | 32.3607 | 64.94 | 28.5565 | 69.08 | 28.1943 | 77 | 30.3266 | 73.04 | 26.902 | 69.8 | 27.691 | 69.98 | 27.6296 | 66.92 | 28.4899 | 69.08 | 28.3173 | 73.94 | 25.9812 | 4269 | #N/A | #N/A
| 71.96 | 30.6992 | 71.06 | 28.2641 | 66.02 | 25.1782 | 66.2 | 24.8674 | 66.02 | 25.324 | 69.8 | 31.8457 | 64.04 | 28.3383 | 68 | 27.9324 | 71.06 | 28.4121 | 66.02 | 24.8217 | 68 | 27.2511 | 68 | 27.5096 | 66.02 | 28.2731 | 62.06 | 23.9231 | 71.06 | 24.4224 | 4270 | #N/A | #N/A
| 69.98 | 30.7351 | 69.98 | 27.6359 | 66.02 | 25.5019 | 57.74 | 23.2253 | 64.04 | 25.1636 | 66.2 | 30.9599 | 62.96 | 28.0709 | 68 | 29.2961 | 64.04 | 26.3247 | 64.94 | 24.9274 | 68 | 27.9938 | 66.92 | 27.696 | 66.02 | 28.2755 | 55.94 | 23.1174 | 66.92 | 23.4155 | 4271 | #N/A | #N/A
| 68 | 30.2348 | 69.08 | 26.6524 | 62.6 | 24.5335 | 54.14 | 21.9724 | 62.96 | 24.5752 | 68 | 31.4028 | 62.96 | 28.0657 | 69.08 | 29.5621 | 62.06 | 24.6644 | 59 | 24.528 | 68 | 28.7815 | 66.92 | 28.1627 | 66.02 | 28.2755 | 55.94 | 23.1294 | 66.02 | 23.4509 | 4272 | #N/A | #N/A
| 66.92 | 29.4423 | 64.94 | 27.6764 | 60.98 | 24.6466 | 52.16 | 21.0738 | 60.98 | 24.0935 | 66.2 | 30.9599 | 64.04 | 28.7578 | 69.08 | 29.9914 | 59 | 24.3113 | 57.02 | 24.0325 | 68 | 28.7815 | 69.08 | 29.0936 | 66.02 | 28.7704 | 53.06 | 21.7383 | 62.06 | 22.4858 | 4273 | #N/A | #N/A
| 64.94 | 28.0403 | 64.94 | 28.0754 | 60.98 | 24.6466 | 50.18 | 20.0254 | 60.98 | 23.7209 | 68 | 31.4028 | 64.04 | 28.7578 | 68 | 30.2563 | 57.02 | 23.8288 | 55.94 | 23.7615 | 68 | 28.7815 | 69.08 | 29.0949 | 66.92 | 28.9911 | 51.98 | 21.177 | 60.98 | 22.5432 | 4274 | #N/A | #N/A
| 64.04 | 28.3219 | 64.04 | 28.365 | 60.98 | 23.9313 | 50 | 19.9816 | 60.08 | 23.205 | 66.2 | 30.9599 | 62.96 | 28.4914 | 69.08 | 30.5285 | 55.04 | 22.9432 | 55.04 | 23.223 | 66.2 | 29.175 | 68 | 29.3349 | 66.92 | 28.9963 | 51.08 | 20.9579 | 60.98 | 24.1946 | 4275 | #N/A | #N/A
| 62.96 | 27.569 | 62.96 | 28.5338 | 59 | 23.0854 | 50 | 19.7668 | 60.98 | 23.7292 | 68 | 31.4028 | 64.04 | 28.7578 | 69.8 | 31.8529 | 53.96 | 22.3545 | 55.94 | 23.4427 | 66.2 | 29.175 | 69.08 | 30.0357 | 66.02 | 29.2098 | 50 | 20.349 | 60.98 | 24.5179 | 4276 | #N/A | #N/A
| 62.6 | 27.4243 | 64.94 | 29.0305 | 59 | 23.0854 | 48.2 | 18.815 | 60.98 | 23.7365 | 69.8 | 32.837 | 64.04 | 25.0069 | 69.8 | 31.8529 | 53.96 | 22.3555 | 51.98 | 21.4011 | 66.2 | 30.0593 | 69.08 | 30.0621 | 66.02 | 29.2192 | 48.02 | 19.2653 | 62.06 | 25.1831 | 4277 | #N/A | #N/A
| 62.96 | 27.5677 | 66.2 | 30.0472 | 57.92 | 22.8179 | 48.2 | 18.815 | 60.98 | 23.7384 | 69.08 | 32.8079 | 62.06 | 24.2025 | 69.08 | 32.6672 | 53.06 | 21.7641 | 51.08 | 20.8862 | 66.2 | 30.0593 | 69.08 | 31.0398 | 66.02 | 29.2273 | 46.94 | 18.6912 | 60.98 | 25.2706 | 4278 | #N/A | #N/A
| 62.6 | 27.4243 | 64.94 | 29.5569 | 57.92 | 22.5197 | 48.2 | 18.815 | 60.98 | 24.108 | 69.8 | 32.837 | 60.08 | 23.0548 | 69.08 | 32.6672 | 53.06 | 21.563 | 50 | 20.2598 | 66.2 | 30.9963 | 69.08 | 31.6172 | 66.2 | 29.1163 | 46.94 | 18.6912 | 60.98 | 25.2664 | 4279 | #N/A | #N/A
| 64.94 | 29.5085 | 66.02 | 30.8695 | 57.92 | 22.5197 | 47.66 | 18.8252 | 62.06 | 24.3674 | 69.8 | 32.837 | 60.08 | 23.0548 | 69.08 | 32.6672 | 51.98 | 21.1953 | 50 | 19.9491 | 66.2 | 30.9963 | 69.08 | 32.1066 | 66.02 | 29.7645 | 48.92 | 19.7528 | 60.98 | 25.6936 | 4280 | #N/A | #N/A
| 69.08 | 31.5452 | 66.02 | 30.8429 | 60.98 | 23.5544 | 53.42 | 22.0787 | 62.96 | 24.9052 | 69.8 | 32.837 | 64.04 | 25.387 | 69.08 | 32.6672 | 55.94 | 23.1431 | 57.92 | 23.5017 | 68 | 31.439 | 69.98 | 32.3345 | 66.2 | 29.9966 | 55.04 | 22.8632 | 66.02 | 26.9176 | 4281 | #N/A | #N/A
| 69.8 | 31.8404 | 66.92 | 31.1031 | 62.96 | 24.0368 | 59 | 22.9495 | 62.96 | 25.2986 | 68 | 31.4028 | 66.02 | 25.1585 | 69.08 | 33.2899 | 60.98 | 25.1087 | 60.98 | 24.6402 | 68 | 31.439 | 69.98 | 32.9463 | 68 | 30.7198 | 60.08 | 24.0918 | 69.98 | 27.8763 | 4282 | #N/A | #N/A
| 71.96 | 31.6867 | 66.92 | 31.0644 | 62.96 | 24.0368 | 63.86 | 24.5573 | 64.04 | 25.5591 | 68 | 31.4028 | 68 | 26.3484 | 69.08 | 33.3247 | 66.02 | 27.1279 | 64.94 | 25.9438 | 68 | 32.4321 | 69.98 | 33.5801 | 66.2 | 29.9966 | 66.02 | 25.2208 | 73.04 | 28.9893 | 4283 | #N/A | #N/A
| 73.04 | 32.5241 | 66.92 | 31.5504 | 68 | 25.6325 | 67.1 | 24.924 | 69.08 | 27.5599 | 68 | 31.4028 | 69.08 | 26.2187 | 69.98 | 34.0904 | 73.94 | 29.5215 | 69.08 | 26.6169 | 68 | 32.4321 | 71.06 | 33.8533 | 66.2 | 30.9293 | 69.08 | 25.5921 | 73.94 | 28.8361 | 4284 | #N/A | #N/A
| 73.04 | 32.5302 | 68 | 31.4262 | 69.98 | 25.749 | 69.44 | 25.0287 | 71.96 | 28.2638 | 69.8 | 31.8457 | 69.98 | 27.5859 | 69.08 | 33.2899 | 78.08 | 31.4133 | 71.06 | 26.3908 | 68 | 32.4321 | 69.98 | 33.5538 | 66.2 | 30.9293 | 71.6 | 25.0648 | 75.92 | 27.8069 | 4285 | #N/A | #N/A
| 75.02 | 34.1057 | 69.98 | 33.5298 | 69.98 | 25.749 | 72.14 | 25.0315 | 73.04 | 27.7504 | 69.8 | 32.837 | 69.98 | 27.5859 | 71.06 | 34.9777 | 82.94 | 29.4034 | 73.94 | 27.0911 | 68 | 32.4321 | 69.98 | 33.5538 | 68 | 31.3722 | 73.94 | 24.6702 | 78.08 | 28.6597 | 4286 | #N/A | #N/A
| 73.94 | 32.1966 | 71.06 | 34.3328 | 73.04 | 25.8491 | 74.66 | 25.2795 | 73.04 | 27.3517 | 69.8 | 31.8457 | 69.98 | 27.5816 | 69.98 | 34.0476 | 82.94 | 29.031 | 73.94 | 26.4245 | 68 | 32.4321 | 71.06 | 34.3574 | 68 | 31.3722 | 73.94 | 25.2105 | 80.06 | 27.4313 | 4287 | #N/A | #N/A
| 73.94 | 32.1996 | 71.96 | 35.2194 | 75.02 | 25.7294 | 75.2 | 25.561 | 73.94 | 27.5732 | 69.8 | 32.837 | 69.08 | 27.7183 | 71.06 | 35.0497 | 84.02 | 29.2974 | 75.92 | 26.5585 | 68 | 32.4321 | 69.98 | 33.5538 | 68 | 31.3722 | 75.92 | 25.6914 | 78.98 | 26.3197 | 4288 | #N/A | #N/A
| 75.02 | 34.1236 | 71.96 | 35.2194 | 75.02 | 25.7294 | 75.74 | 25.954 | 75.02 | 27.8356 | 68 | 31.4028 | 69.08 | 27.7161 | 69.98 | 34.0476 | 82.94 | 29.04 | 75.92 | 26.5568 | 68 | 32.4321 | 71.06 | 34.3574 | 66.92 | 31.0598 | 77 | 26.2674 | 80.96 | 26.5035 | 4289 | #N/A | #N/A
| 73.4 | 33.7185 | 71.96 | 35.2194 | 77 | 25.8987 | 76.1 | 26.1026 | 73.04 | 27.7473 | 69.08 | 32.8478 | 68 | 27.8934 | 71.06 | 34.9777 | 82.04 | 29.5199 | 78.08 | 26.4819 | 69.8 | 33.9279 | 71.06 | 34.3574 | 68 | 31.8211 | 77 | 26.2674 | 80.06 | 26.8433 | 4290 | #N/A | #N/A
| 69.08 | 31.5876 | 73.04 | 35.4863 | 77 | 25.6536 | 75.2 | 25.8838 | 73.04 | 27.74 | 69.08 | 32.8478 | 68 | 28.366 | 69.98 | 34.0476 | 82.04 | 31.0631 | 77 | 26.2247 | 69.8 | 33.9279 | 71.06 | 34.3574 | 66.2 | 30.9293 | 78.08 | 26.2213 | 80.06 | 27.7819 | 4291 | #N/A | #N/A
| 69.8 | 31.8404 | 73.4 | 35.9163 | 77 | 25.6536 | 77 | 25.9031 | 71.96 | 27.8179 | 69.8 | 32.837 | 68 | 28.366 | 69.98 | 34.0476 | 80.06 | 31.0341 | 75.02 | 25.4295 | 69.8 | 33.9279 | 71.06 | 33.8202 | 66.2 | 30.9293 | 77 | 26.2728 | 80.06 | 27.4402 | 4292 | #N/A | #N/A
| 68 | 31.3975 | 73.04 | 35.4863 | 75.92 | 25.637 | 75.74 | 25.8012 | 71.96 | 27.4693 | 69.8 | 32.837 | 64.94 | 27.6095 | 69.08 | 33.2899 | 75.92 | 32.3794 | 75.92 | 26.2269 | 69.8 | 33.9279 | 69.98 | 33.5538 | 68 | 31.3722 | 77 | 26.3082 | 78.08 | 26.9603 | 4293 | #N/A | #N/A
| 66.2 | 30.0201 | 73.04 | 35.4863 | 75.02 | 25.4146 | 73.4 | 25.4416 | 71.06 | 26.8451 | 68 | 31.4028 | 62.96 | 27.5199 | 69.98 | 34.0476 | 73.04 | 31.1411 | 73.04 | 25.8543 | 69.8 | 33.9279 | 69.98 | 33.5538 | 68 | 31.3722 | 73.04 | 25.9165 | 73.04 | 27.8495 | 4294 | #N/A | #N/A
| 64.4 | 29.5779 | 71.6 | 35.4711 | 75.02 | 25.4146 | 65.66 | 24.5743 | 69.98 | 26.2559 | 68 | 31.4028 | 62.96 | 27.5137 | 69.08 | 33.2899 | 68 | 29.8985 | 62.96 | 24.7194 | 69.8 | 33.9279 | 69.98 | 33.5538 | 66.2 | 30.9293 | 64.04 | 26.2145 | 69.98 | 28.2521 | 4295 | #N/A | #N/A
| 66.2 | 30.9544 | 71.96 | 35.2194 | 69.98 | 25.0895 | 57.74 | 23.5053 | 69.08 | 26.0308 | 68 | 31.9619 | 64.04 | 27.7708 | 69.08 | 33.2899 | 64.04 | 27.5862 | 59 | 23.746 | 69.8 | 33.9279 | 69.08 | 33.3318 | 66.2 | 30.9293 | 60.08 | 24.822 | 68 | 27.3882 | 4296 | #N/A | #N/A
| 66.2 | 30.9544 | 71.06 | 34.997 | 69.08 | 24.8705 | 55.94 | 22.7457 | 68 | 25.7704 | 68 | 31.4028 | 62.96 | 27.5063 | 69.08 | 33.2899 | 62.06 | 26.6314 | 57.92 | 23.4816 | 69.8 | 33.9279 | 69.08 | 32.7075 | 66.2 | 30.9293 | 57.92 | 24.0083 | 64.04 | 25.6449 | 4297 | #N/A | #N/A
| 66.2 | 30.9544 | 71.06 | 34.3328 | 69.08 | 24.8705 | 56.66 | 22.8598 | 66.92 | 25.5062 | 68 | 31.9587 | 62.96 | 27.5063 | 69.08 | 33.2899 | 60.98 | 26.3654 | 55.94 | 22.9969 | 68 | 32.4321 | 69.08 | 33.387 | 66.2 | 30.9293 | 55.94 | 23.1294 | 62.96 | 25.385 | 4298 | #N/A | #N/A
| 68 | 31.3975 | 69.98 | 34.066 | 66.02 | 24.4655 | 59.36 | 23.2682 | 64.94 | 25.0235 | 66.92 | 31.21 | 64.04 | 27.7683 | 69.08 | 33.2899 | 60.08 | 25.6936 | 55.94 | 22.6802 | 68 | 32.4321 | 69.08 | 33.3318 | 66.02 | 30.8399 | 55.94 | 23.1294 | 62.96 | 24.661 | 4299 | #N/A | #N/A
| 66.2 | 30.9544 | 71.06 | 34.4109 | 64.94 | 25.1798 | 55.76 | 22.7617 | 64.94 | 25.0235 | 68 | 31.9779 | 62.96 | 27.5063 | 69.08 | 33.2899 | 60.08 | 25.3293 | 55.04 | 22.4617 | 66.2 | 30.9963 | 69.98 | 34.0908 | 66.92 | 31.0598 | 55.94 | 23.1294 | 62.96 | 24.6602 | 4300 | #N/A | #N/A
| 66.2 | 30.9544 | 71.06 | 34.3328 | 64.94 | 25.1798 | 58.1 | 23.5835 | 64.04 | 24.8061 | 66.92 | 31.7168 | 62.96 | 27.5063 | 69.98 | 34.0476 | 57.02 | 24.1568 | 55.04 | 22.4608 | 66.2 | 30.9963 | 69.98 | 34.0908 | 66.2 | 30.9293 | 55.04 | 22.9101 | 62.96 | 24.9909 | 4301 | #N/A | #N/A
| 68 | 32.3877 | 69.08 | 33.3079 | 64.94 | 25.5672 | 57.02 | 23.2561 | 64.94 | 25.0235 | 68 | 31.4028 | 62.96 | 27.9946 | 71.06 | 35.035 | 57.02 | 23.8148 | 53.06 | 21.6114 | 66.2 | 30.9963 | 69.98 | 34.0908 | 66.2 | 30.9293 | 55.04 | 22.9101 | 64.04 | 25.2537 | 4302 | #N/A | #N/A
| 68 | 32.3877 | 68 | 32.4184 | 64.04 | 25.3466 | 56.12 | 23.1624 | 64.04 | 25.1231 | 68 | 31.9843 | 64.04 | 28.2568 | 69.08 | 33.2899 | 57.02 | 24.1577 | 55.94 | 22.9902 | 68 | 32.4321 | 69.98 | 34.1443 | 66.92 | 31.0553 | 57.02 | 23.7888 | 64.04 | 25.2528 | 4303 | #N/A | #N/A
| 69.8 | 33.8806 | 68 | 32.4184 | 64.04 | 25.3466 | 57.56 | 24.0398 | 64.94 | 25.3368 | 66.2 | 30.9599 | 64.04 | 28.2568 | 68 | 32.4011 | 55.94 | 23.5496 | 57.92 | 24.6145 | 68 | 32.4321 | 69.98 | 33.5818 | 66.2 | 30.9293 | 57.92 | 24.3495 | 64.04 | 24.9256 | 4304 | #N/A | #N/A
| 69.8 | 33.8806 | 71.06 | 33.8379 | 66.92 | 26.0455 | 62.42 | 25.2938 | 64.94 | 25.7336 | 68 | 31.4028 | 64.94 | 28.889 | 66.92 | 31.5338 | 60.98 | 25.5446 | 64.94 | 26.6862 | 68 | 32.4321 | 71.06 | 33.8413 | 68 | 31.7835 | 60.98 | 25.8076 | 66.92 | 25.6271 | 4305 | #N/A | #N/A
| 69.8 | 32.8313 | 73.94 | 34.5416 | 69.08 | 26.1791 | 65.48 | 25.9692 | 68 | 26.8222 | 68 | 31.4028 | 66.02 | 29.1501 | 75.02 | 36.5495 | 64.04 | 27.1093 | 68 | 27.0742 | 69.8 | 33.9279 | 73.94 | 35.0849 | 68 | 32.3608 | 62.96 | 25.9227 | 69.08 | 26.8771 | 4306 | #N/A | #N/A
| 71.6 | 34.3249 | 77 | 35.2948 | 69.08 | 26.1791 | 68.36 | 26.2734 | 71.96 | 28.2161 | 69.8 | 32.837 | 66.02 | 29.1461 | 78.08 | 36.7339 | 69.98 | 29.0381 | 69.98 | 27.5569 | 69.8 | 33.9279 | 78.08 | 36.1087 | 71.06 | 33.1289 | 66.92 | 26.8898 | 71.06 | 27.7103 | 4307 | #N/A | #N/A
| 71.6 | 34.3249 | 78.98 | 35.1593 | 73.04 | 27.5381 | 69.26 | 26.9661 | 75.92 | 29.1892 | 69.8 | 33.8866 | 69.98 | 30.6484 | 80.96 | 36.2421 | 73.04 | 30.1983 | 73.04 | 27.8885 | 75.2 | 36.377 | 80.06 | 36.0595 | 73.94 | 34.4602 | 68 | 27.973 | 73.04 | 29.0007 | 4308 | #N/A | #N/A
| 73.4 | 33.7185 | 80.96 | 35.0376 | 75.92 | 28.243 | 70.16 | 27.4635 | 78.08 | 29.2888 | 69.8 | 32.837 | 66.92 | 28.9476 | 82.94 | 37.9335 | 77 | 31.1769 | 75.92 | 29.3728 | 78.8 | 36.1494 | 82.04 | 35.3095 | 75.92 | 34.9454 | 69.98 | 28.4561 | 77 | 30.434 | 4309 | #N/A | #N/A
| 75.2 | 35.2138 | 82.94 | 35.5204 | 75.92 | 28.243 | 72.14 | 28.3885 | 80.06 | 30.5699 | 66.2 | 30.9599 | 66.92 | 28.9476 | 84.92 | 37.7516 | 80.06 | 31.5267 | 75.92 | 29.0136 | 78.8 | 35.0934 | 82.94 | 34.4649 | 78.08 | 34.8514 | 71.06 | 28.7283 | 78.08 | 29.4353 | 4310 | #N/A | #N/A
| 75.2 | 35.2138 | 84.92 | 35.516 | 75.92 | 29.0037 | 74.66 | 29.526 | 80.06 | 29.7733 | 68 | 31.4028 | 69.98 | 31.1002 | 82.94 | 38.4997 | 82.04 | 32.0205 | 75.2 | 29.7209 | 80.6 | 35.5369 | 84.92 | 34.9514 | 78.98 | 35.0668 | 75.02 | 30.1704 | 80.06 | 29.5774 | 4311 | #N/A | #N/A
| 75.92 | 35.0411 | 82.94 | 35.5204 | 77 | 29.2741 | 76.28 | 30.3992 | 82.04 | 30.689 | 71.6 | 32.2886 | 69.98 | 31.1088 | 82.94 | 38.5054 | 82.94 | 30.9459 | 80.06 | 30.4007 | 82.4 | 35.9805 | 86 | 34.2237 | 80.96 | 34.9566 | 78.08 | 32.2656 | 80.06 | 29.9294 | 4312 | #N/A | #N/A
| 75.02 | 34.1923 | 80.06 | 35.4222 | 77 | 29.2741 | 77.72 | 30.8393 | 80.06 | 30.5711 | 69.08 | 31.6967 | 69.08 | 30.8876 | 86 | 38.6972 | 84.92 | 31.0044 | 78.08 | 30.8354 | 84.2 | 37.4822 | 86 | 36.8938 | 80.06 | 35.9671 | 78.08 | 32.2751 | 80.96 | 29.8038 | 4313 | #N/A | #N/A
| 78.08 | 33.2847 | 80.96 | 35.6457 | 75.02 | 29.6072 | 76.1 | 30.5225 | 80.96 | 30.798 | 69.98 | 32.405 | 68 | 30.169 | 84.02 | 38.2059 | 84.92 | 31.0086 | 75.92 | 30.7078 | 82.4 | 37.038 | 82.04 | 37.0865 | 78.98 | 36.2406 | 78.08 | 32.8129 | 80.06 | 30.3744 | 4314 | #N/A | #N/A
| 78.98 | 34.0846 | 80.06 | 34.8159 | 73.94 | 29.3441 | 75.92 | 30.3231 | 82.04 | 29.5219 | 69.08 | 32.1739 | 66.02 | 29.6869 | 84.92 | 36.5949 | 84.92 | 30.2655 | 75.02 | 30.4872 | 80.6 | 35.5369 | 82.04 | 37.7569 | 82.04 | 35.8341 | 77 | 32.0143 | 80.06 | 29.9454 | 4315 | #N/A | #N/A
| 77 | 34.0871 | 80.96 | 35.6474 | 73.94 | 29.3441 | 75.56 | 30.2387 | 82.04 | 30.6978 | 69.08 | 31.6861 | 66.02 | 29.6869 | 84.92 | 38.4322 | 84.02 | 29.7287 | 75.02 | 28.8174 | 80.6 | 34.5389 | 82.94 | 37.9867 | 80.06 | 35.351 | 75.92 | 31.3242 | 78.98 | 31.4432 | 4316 | #N/A | #N/A
| 77 | 33.5958 | 82.04 | 35.9102 | 73.04 | 28.6828 | 74.48 | 30.0548 | 82.04 | 30.2684 | 69.08 | 31.6861 | 64.94 | 28.905 | 82.94 | 38.5111 | 82.04 | 31.1256 | 75.02 | 28.8196 | 80.6 | 34.5389 | 84.92 | 32.6219 | 78.08 | 34.8563 | 75.02 | 31.1037 | 77 | 30.9608 | 4317 | #N/A | #N/A
| 75.92 | 32.296 | 77 | 34.0595 | 71.06 | 28.6511 | 72.86 | 29.738 | 77 | 30.7619 | 69.8 | 31.8457 | 64.04 | 28.2606 | 80.06 | 35.3855 | 77 | 31.746 | 71.96 | 28.8831 | 77 | 33.6533 | 82.04 | 32.8166 | 75.02 | 33.4968 | 73.04 | 30.6185 | 73.94 | 30.6265 | 4318 | #N/A | #N/A
| 73.04 | 31.5785 | 73.94 | 33.2982 | 71.06 | 28.6511 | 70.88 | 29.4987 | 73.04 | 28.4965 | 68 | 31.4028 | 64.04 | 27.7708 | 73.94 | 32.7822 | 75.92 | 30.9711 | 71.06 | 28.2181 | 73.4 | 32.7676 | 73.04 | 33.0814 | 71.96 | 32.7385 | 71.06 | 30.563 | 69.98 | 28.3035 | 4319 | #N/A | #N/A
| 73.04 | 27.6545 | 71.96 | 33.4065 | 69.98 | 27.1565 | 69.98 | 29.2801 | 71.96 | 27.8029 | 68 | 31.4028 | 64.04 | 27.3711 | 69.98 | 32.885 | 71.06 | 30.2812 | 69.98 | 27.9473 | 69.8 | 31.882 | 71.06 | 33.1897 | 71.06 | 32.5121 | 69.98 | 30.3022 | 66.92 | 27.18 | 4320 | #N/A | #N/A
| 71.06 | 27.5106 | 73.04 | 32.5691 | 69.08 | 27.3624 | 69.26 | 29.0244 | 71.06 | 27.2394 | 68 | 31.4028 | 64.04 | 27.7733 | 66.92 | 31.5267 | 69.08 | 29.7953 | 68 | 27.9178 | 68 | 31.439 | 69.98 | 31.8286 | 69.08 | 31.5354 | 69.98 | 30.3437 | 64.94 | 26.265 | 4321 | #N/A | #N/A
| 68 | 26.758 | 73.04 | 32.563 | 69.08 | 27.3624 | 68.36 | 28.8057 | 68 | 26.836 | 68 | 31.4028 | 64.04 | 27.7733 | 66.92 | 31.5205 | 68 | 29.5309 | 68 | 28.3889 | 66.2 | 30.9963 | 73.94 | 30.3131 | 71.06 | 30.4642 | 69.08 | 30.123 | 64.04 | 25.7001 | 4322 | #N/A | #N/A
| 66.92 | 26.4943 | 69.98 | 31.8117 | 68 | 28.3837 | 66.74 | 28.4091 | 68 | 27.6317 | 68 | 31.4028 | 64.04 | 28.2761 | 66.92 | 31.037 | 64.94 | 28.279 | 69.08 | 29.0901 | 66.2 | 30.0593 | 73.04 | 30.5902 | 71.06 | 30.4696 | 68 | 29.8581 | 62.96 | 25.0361 | 4323 | #N/A | #N/A
| 66.92 | 27.2802 | 68 | 30.7582 | 69.08 | 29.0502 | 66.2 | 28.2001 | 66.02 | 27.151 | 66.2 | 30.9599 | 64.04 | 27.787 | 66.92 | 30.4744 | 64.04 | 27.6546 | 69.08 | 29.0618 | 66.2 | 30.0593 | 73.94 | 31.2443 | 69.08 | 29.5585 | 68 | 29.8581 | 62.06 | 24.4944 | 4324 | #N/A | #N/A
| 66.02 | 26.6967 | 69.08 | 31.5782 | 69.08 | 29.0564 | 66.74 | 28.4215 | 66.92 | 27.378 | 66.2 | 30.9599 | 64.04 | 27.7907 | 64.04 | 29.306 | 62.06 | 27.1767 | 69.98 | 29.2887 | 68 | 29.6165 | 71.06 | 30.5309 | 68 | 30.2424 | 69.08 | 30.6569 | 62.06 | 23.4605 | 4325 | #N/A | #N/A
| 64.04 | 25.7878 | 68 | 31.3156 | 69.08 | 29.0614 | 66.74 | 28.2646 | 64.94 | 26.8972 | 68 | 31.8684 | 64.04 | 27.7969 | 66.02 | 29.7853 | 60.98 | 26.4451 | 68 | 28.8059 | 68 | 29.6165 | 71.06 | 31.058 | 66.02 | 29.2219 | 66.92 | 29.5932 | 62.06 | 22.8453 | 4326 | #N/A | #N/A
| 62.96 | 25.1841 | 66.02 | 30.2629 | 69.08 | 28.6591 | 66.92 | 28.3086 | 64.94 | 27.3553 | 68 | 31.4028 | 64.04 | 28.2903 | 62.96 | 28.5045 | 60.08 | 25.7703 | 66.92 | 28.1427 | 66.2 | 29.175 | 66.02 | 29.8148 | 66.02 | 29.7463 | 66.02 | 29.3724 | 60.98 | 22.8649 | 4327 | #N/A | #N/A
| 62.96 | 25.1811 | 68 | 30.7365 | 69.08 | 28.6591 | 68.36 | 28.8219 | 66.02 | 28.0944 | 69.8 | 32.837 | 64.04 | 28.7149 | 64.04 | 29.2893 | 60.08 | 25.7668 | 66.92 | 28.5414 | 62.6 | 28.2919 | 66.02 | 29.8063 | 66.92 | 29.9563 | 68 | 29.8581 | 60.98 | 23.8663 | 4328 | #N/A | #N/A
| 66.02 | 26.264 | 69.98 | 32.2638 | 71.06 | 29.1451 | 68.36 | 29.1452 | 68 | 28.9839 | 69.8 | 32.837 | 64.94 | 29.4619 | 69.98 | 32.8429 | 62.96 | 26.9839 | 73.04 | 30.5378 | 68 | 30.5014 | 71.96 | 32.2749 | 68.9 | 30.9804 | 68 | 29.8411 | 64.04 | 25.7186 | 4329 | #N/A | #N/A
| 68 | 26.7423 | 75.02 | 33.0123 | 73.04 | 30.523 | 68 | 29.6481 | 66.92 | 29.6422 | 68 | 31.4028 | 66.92 | 29.944 | 77 | 35.1889 | 66.92 | 27.8902 | 73.04 | 30.9625 | 71.6 | 32.3247 | 77 | 33.9982 | 71.06 | 31.973 | 68 | 30.3741 | 66.92 | 27.2011 | 4330 | #N/A | #N/A
| 71.96 | 28.133 | 80.06 | 35.3438 | 73.04 | 30.5204 | 68 | 29.6427 | 66.2 | 29.1827 | 68 | 31.4028 | 69.08 | 30.9306 | 80.96 | 36.1607 | 71.06 | 29.3793 | 73.94 | 31.1806 | 77 | 34.6499 | 80.96 | 34.4807 | 75.02 | 32.9444 | 69.98 | 31.8827 | 71.96 | 29.2683 | 4331 | #N/A | #N/A
| 73.04 | 27.6311 | 84.02 | 35.2321 | 71.96 | 31.215 | 71.78 | 31.3622 | 66.2 | 29.1827 | 68 | 32.3934 | 69.98 | 31.7136 | 82.94 | 36.0269 | 75.02 | 31.2719 | 71.96 | 32.7308 | 78.8 | 35.0934 | 82.94 | 34.4005 | 77 | 33.9143 | 75.92 | 34.4398 | 75.02 | 30.0213 | 4332 | #N/A | #N/A
| 75.02 | 28.8797 | 84.02 | 35.2473 | 73.04 | 32.4885 | 74.3 | 32.5361 | 69.08 | 31.1706 | 69.8 | 32.837 | 71.06 | 31.9748 | 84.92 | 37.1512 | 75.92 | 31.9326 | 75.02 | 33.478 | 82.4 | 35.9805 | 84.92 | 32.9765 | 75.92 | 33.6576 | 75.02 | 34.2116 | 77 | 29.6663 | 4333 | #N/A | #N/A
| 75.92 | 29.918 | 84.02 | 34.6676 | 73.04 | 32.4885 | 78.44 | 34.44 | 75.02 | 33.7131 | 69.8 | 32.837 | 71.06 | 31.9748 | 86 | 36.1946 | 78.98 | 32.2559 | 78.98 | 34.461 | 82.4 | 35.9805 | 86 | 34.7124 | 80.06 | 35.9079 | 77 | 35.327 | 80.06 | 30.4213 | 4334 | #N/A | #N/A
| 75.92 | 30.7924 | 87.08 | 34.9567 | 80.06 | 34.7205 | 78.98 | 34.573 | 80.06 | 35.5775 | 69.8 | 31.8457 | 71.06 | 31.9793 | 86 | 35.1233 | 78.98 | 32.7001 | 82.04 | 35.8306 | 84.2 | 36.424 | 87.98 | 33.7197 | 78.08 | 34.7817 | 78.98 | 36.3624 | 80.96 | 31.0233 | 4335 | #N/A | #N/A
| 73.94 | 29.4394 | 86 | 34.171 | 82.94 | 37.1989 | 82.58 | 36.1814 | 84.02 | 36.5686 | 71.6 | 33.2806 | 71.06 | 31.9868 | 87.98 | 36.6695 | 80.06 | 33.9808 | 82.94 | 37.2217 | 86 | 36.8676 | 87.98 | 34.6536 | 84.92 | 35.3848 | 73.4 | 33.8445 | 82.04 | 31.2937 | 4336 | #N/A | #N/A
| 75.92 | 30.795 | 82.04 | 35.2359 | 82.94 | 37.1989 | 85.46 | 37.4416 | 87.08 | 37.9725 | 73.04 | 32.5522 | 69.98 | 31.7271 | 87.98 | 37.2787 | 80.96 | 33.7405 | 84.02 | 38.1635 | 86 | 35.8675 | 87.98 | 34.2281 | 87.08 | 35.3552 | 87.8 | 36.3853 | 82.94 | 32.468 | 4337 | #N/A | #N/A
| 78.08 | 31.3281 | 82.04 | 35.8449 | 82.94 | 36.6858 | 86.18 | 37.8465 | 87.98 | 38.7529 | 69.8 | 31.8457 | 69.08 | 31.5176 | 84.02 | 36.2948 | 80.96 | 34.209 | 84.02 | 38.1781 | 84.2 | 35.4245 | 86 | 36.2166 | 84.92 | 33.8335 | 87.8 | 38.4563 | 80.96 | 32.4041 | 4338 | #N/A | #N/A
| 75.92 | 31.3009 | 80.06 | 34.7516 | 82.04 | 36.4671 | 83.48 | 36.6522 | 89.96 | 39.2564 | 69.08 | 32.0589 | 69.08 | 30.9609 | 84.92 | 35.9146 | 82.04 | 34.4829 | 82.94 | 36.7079 | 82.4 | 34.9818 | 86 | 36.2197 | 84.02 | 34.6058 | 82.94 | 37.4014 | 82.04 | 32.2545 | 4339 | #N/A | #N/A
| 77 | 31.5658 | 80.96 | 34.5053 | 82.04 | 36.4671 | 82.4 | 36.065 | 91.04 | 39.5267 | 69.08 | 32.0526 | 69.08 | 30.9609 | 84.92 | 35.924 | 80.96 | 34.2268 | 82.04 | 37.0205 | 84.2 | 35.4245 | 87.08 | 36.495 | 80.96 | 35.5094 | 82.04 | 37.1449 | 80.06 | 32.192 | 4340 | #N/A | #N/A
| 75.02 | 29.7059 | 80.96 | 35.6015 | 78.98 | 35.0697 | 73.4 | 34.897 | 89.96 | 35.9091 | 69.08 | 32.0465 | 66.92 | 30.4242 | 80.96 | 34.9553 | 78.08 | 33.5187 | 78.98 | 35.7138 | 80.6 | 33.5966 | 84.02 | 34.6892 | 77 | 34.5414 | 73.94 | 36.3904 | 78.98 | 32.8897 | 4341 | #N/A | #N/A
| 69.8 | 28.7235 | 79.34 | 35.3075 | 73.04 | 34.6408 | 71.96 | 34.3076 | 80.78 | 28.4868 | 68.36 | 31.7729 | 65.84 | 30.1433 | 73.94 | 33.7304 | 71.96 | 32.1154 | 73.22 | 35.1523 | 74.84 | 32.6449 | 77.36 | 33.333 | 73.94 | 32.4182 | 72.14 | 35.7108 | 72.5 | 30.6866 | 4342 | #N/A | #N/A
| 68.18 | 28.7196 | 78.62 | 34.928 | 73.04 | 34.5313 | 71.24 | 33.8069 | 77.54 | 27.6285 | 68 | 31.4897 | 65.48 | 30.0519 | 71.78 | 33.1985 | 69.98 | 31.6281 | 72.5 | 34.751 | 72.5 | 32.3539 | 74.84 | 32.9025 | 72.5 | 32.0645 | 71.6 | 35.2346 | 70.52 | 29.8618 | 4343 | #N/A | #N/A
| 67.28 | 28.8228 | 77.72 | 34.5043 | 72.5 | 34.0808 | 70.88 | 33.5048 | 74.84 | 27.2108 | 68 | 31.5817 | 65.48 | 30.0541 | 70.34 | 32.6447 | 69.08 | 31.311 | 71.96 | 34.398 | 71.24 | 32.2363 | 73.04 | 32.6551 | 71.24 | 31.9465 | 70.88 | 34.72 | 69.08 | 29.095 | 4344 | #N/A | #N/A
| 67.28 | 28.3654 | 74.84 | 32.1146 | 73.22 | 31.8401 | 68.9 | 31.4228 | 72.68 | 27.5655 | 67.46 | 31.3573 | 65.3 | 29.9341 | 68 | 30.7645 | 65.3 | 29.1113 | 69.44 | 32.4266 | 70.16 | 31.032 | 70.16 | 31.5791 | 69.26 | 31.5625 | 69.98 | 32.8987 | 67.82 | 28.0775 | 4345 | #N/A | #N/A
| 66.2 | 27.8127 | 71.24 | 29.7153 | 73.94 | 29.9988 | 66.56 | 29.3976 | 71.42 | 28.1424 | 66.56 | 30.6594 | 64.94 | 29.5892 | 65.48 | 28.9367 | 62.24 | 27.1113 | 66.74 | 30.3269 | 68.36 | 29.8778 | 67.82 | 30.4611 | 67.64 | 30.9835 | 69.26 | 31.2528 | 66.2 | 27.0809 | 4346 | #N/A | #N/A
| 65.3 | 27.0832 | 68.18 | 27.5217 | 73.94 | 28.3784 | 63.68 | 27.371 | 70.52 | 28.6455 | 65.12 | 29.7516 | 64.76 | 29.4708 | 63.86 | 27.5037 | 59 | 25.1797 | 64.04 | 28.3489 | 66.56 | 28.84 | 65.84 | 29.5375 | 66.2 | 30.2689 | 68 | 29.6854 | 64.94 | 26.2706 | 4347 | #N/A | #N/A
| 65.12 | 26.839 | 64.04 | 25.1509 | 74.3 | 27.099 | 60.8 | 25.6095 | 69.8 | 29.2346 | 62.42 | 27.9612 | 64.22 | 29.1718 | 62.24 | 26.2153 | 56.3 | 23.5459 | 61.16 | 26.3616 | 65.3 | 27.721 | 63.68 | 28.3235 | 64.76 | 29.6472 | 67.28 | 28.6714 | 64.04 | 25.7728 | 4348 | #N/A | #N/A
| 65.12 | 27.0575 | 62.78 | 24.8396 | 73.22 | 26.9592 | 59 | 24.9494 | 68.72 | 28.7306 | 60.8 | 26.6688 | 64.04 | 29.0421 | 61.88 | 26.1959 | 56.12 | 23.439 | 59.72 | 25.4837 | 64.4 | 27.5007 | 62.96 | 27.8085 | 63.68 | 28.7601 | 66.56 | 28.744 | 62.96 | 25.5744 | 4349 | #N/A | #N/A
| 66.74 | 27.6755 | 64.58 | 25.405 | 73.4 | 27.0622 | 59.72 | 25.3355 | 68.72 | 28.8924 | 61.7 | 26.9671 | 64.04 | 29.0421 | 64.04 | 26.7178 | 56.12 | 23.4423 | 59.54 | 25.4398 | 64.4 | 27.2668 | 63.68 | 27.8143 | 63.32 | 28.4989 | 66.56 | 29.0812 | 62.96 | 25.7094 | 4350 | #N/A | #N/A
| 69.98 | 28.8494 | 67.1 | 26.2834 | 75.02 | 27.4537 | 62.24 | 26.0895 | 69.44 | 29.4772 | 64.22 | 27.661 | 65.84 | 29.4811 | 67.1 | 27.8376 | 57.74 | 24.1664 | 62.06 | 26.2746 | 66.56 | 28.0294 | 65.48 | 28.086 | 62.96 | 28.3207 | 68 | 29.8632 | 64.04 | 25.967 | 4351 | #N/A | #N/A
| 73.58 | 29.9655 | 71.6 | 27.7225 | 76.82 | 27.8896 | 65.48 | 26.9473 | 71.42 | 30.5554 | 68.54 | 29.2856 | 68.18 | 29.9631 | 71.6 | 29.0137 | 60.26 | 24.9798 | 65.48 | 27.2571 | 69.44 | 29.1342 | 68.54 | 28.4313 | 63.5 | 28.0267 | 70.7 | 31.1518 | 65.84 | 26.1901 | 4352 | #N/A | #N/A
| 77 | 30.9639 | 76.1 | 29.0326 | 79.16 | 28.4576 | 70.16 | 28.313 | 74.48 | 32.1096 | 73.04 | 30.8932 | 71.06 | 30.6623 | 76.46 | 30.3598 | 63.68 | 26.1595 | 70.52 | 28.7937 | 72.5 | 30.2959 | 72.5 | 29.1631 | 65.48 | 28.5066 | 74.3 | 32.7895 | 68.18 | 26.2822 | 4353 | #N/A | #N/A
| 75.02 | 30.6369 | 75.02 | 28.5555 | 78.98 | 28.4129 | 69.26 | 28.0901 | 71.96 | 31.3044 | 71.96 | 30.7161 | 71.06 | 31.0182 | 73.94 | 30.3787 | 62.06 | 26.2684 | 71.06 | 29.5595 | 71.6 | 30.4995 | 71.06 | 29.2017 | 62.6 | 28.2329 | 71.96 | 31.8243 | 66.92 | 26.451 | 4354 | #N/A | #N/A
| 78.98 | 32.1151 | 78.08 | 29.7305 | 78.98 | 28.4129 | 72.32 | 28.763 | 75.92 | 32.7383 | 75.02 | 31.0322 | 73.94 | 31.1887 | 80.06 | 31.0106 | 66.92 | 27.0854 | 73.94 | 29.3944 | 75.2 | 31.3826 | 75.02 | 29.2469 | 66.92 | 28.5209 | 77 | 34.1367 | 69.98 | 26.4537 | 4355 | #N/A | #N/A
| 82.94 | 31.7094 | 80.06 | 30.2177 | 82.04 | 29.16 | 75.74 | 29.4533 | 80.06 | 34.8235 | 77 | 31.5177 | 75.02 | 31.4524 | 82.04 | 31.9711 | 69.98 | 28.203 | 77 | 30.1432 | 78.8 | 32.2657 | 77 | 29.7332 | 69.98 | 29.2696 | 80.06 | 35.5202 | 71.96 | 26.2466 | 4356 | #N/A | #N/A
| 84.02 | 31.9749 | 82.94 | 30.4972 | 84.02 | 29.6457 | 77.72 | 28.6698 | 82.94 | 36.7853 | 78.98 | 31.0992 | 75.02 | 31.9782 | 86 | 32.011 | 73.94 | 28.0244 | 80.06 | 30.0772 | 82.4 | 32.3089 | 78.98 | 28.6863 | 71.06 | 29.528 | 84.02 | 37.1331 | 75.02 | 27.2994 | 4357 | #N/A | #N/A
| 87.08 | 31.4706 | 84.02 | 30.7588 | 84.02 | 29.6457 | 78.8 | 29.2287 | 84.92 | 37.2771 | 80.06 | 33.2243 | 75.02 | 31.9782 | 87.98 | 32.9546 | 77 | 27.3593 | 80.96 | 29.1384 | 84.2 | 31.2096 | 78.08 | 29.6291 | 71.96 | 30.2466 | 87.08 | 38.4427 | 77 | 27.4725 | 4358 | #N/A | #N/A
| 86 | 33.338 | 87.08 | 30.7605 | 87.08 | 30.0197 | 80.78 | 28.7716 | 87.08 | 37.8237 | 78.08 | 32.2045 | 73.94 | 31.1779 | 89.06 | 32.3913 | 75.02 | 26.8787 | 82.04 | 30.1413 | 86 | 31.6495 | 78.98 | 30.2138 | 71.96 | 30.2453 | 89.06 | 38.9456 | 77 | 26.771 | 4359 | #N/A | #N/A
| 82.94 | 33.0918 | 87.08 | 30.4351 | 89.06 | 30.8765 | 81.5 | 29.013 | 87.98 | 38.5918 | 78.08 | 31.7761 | 73.94 | 31.1752 | 89.06 | 32.758 | 77 | 27.3638 | 82.94 | 30.0217 | 86 | 32.3975 | 78.08 | 29.6269 | 73.04 | 30.5115 | 91.04 | 38.8847 | 78.08 | 27.0341 | 4360 | #N/A | #N/A
| 84.02 | 33.7888 | 87.08 | 31.5104 | 89.06 | 30.8765 | 85.46 | 28.8422 | 89.06 | 38.3224 | 78.98 | 31.5012 | 73.94 | 30.7466 | 87.98 | 35.7749 | 78.08 | 26.9341 | 84.92 | 30.8498 | 86 | 33.1908 | 80.96 | 30.6989 | 78.08 | 30.8525 | 91.04 | 39.4377 | 80.06 | 26.9162 | 4361 | #N/A | #N/A
| 82.94 | 33.0891 | 87.08 | 31.94 | 89.06 | 30.5031 | 85.28 | 28.7412 | 89.06 | 37.6941 | 77 | 31.011 | 73.04 | 30.0284 | 87.08 | 36.1271 | 78.98 | 27.494 | 84.92 | 30.507 | 84.2 | 31.9571 | 80.96 | 31.1504 | 80.06 | 30.0567 | 91.04 | 38.895 | 78.98 | 26.6511 | 4362 | #N/A | #N/A
| 82.04 | 33.3028 | 87.08 | 31.5115 | 89.96 | 30.7251 | 85.46 | 29.3052 | 87.08 | 37.8425 | 75.92 | 30.7427 | 71.96 | 30.6826 | 84.92 | 34.5613 | 78.98 | 27.1536 | 84.02 | 29.5707 | 84.2 | 34.4809 | 78.98 | 29.0833 | 80.06 | 29.6329 | 89.06 | 38.9562 | 78.98 | 26.9742 | 4363 | #N/A | #N/A
| 78.98 | 32.1164 | 87.08 | 31.1608 | 89.96 | 30.7251 | 84.74 | 28.7229 | 87.08 | 37.7392 | 75.02 | 31.0204 | 71.96 | 30.6826 | 82.04 | 33.3152 | 78.98 | 26.8793 | 84.92 | 29.4194 | 82.4 | 34.0388 | 77 | 31.0527 | 78.08 | 30.8488 | 87.98 | 38.6933 | 78.08 | 27.0348 | 4364 | #N/A | #N/A
| 78.08 | 33.3216 | 84.92 | 30.9764 | 87.98 | 30.6112 | 82.94 | 27.6247 | 84.92 | 36.9966 | 71.96 | 30.6905 | 68 | 30.2316 | 80.96 | 33.0432 | 78.98 | 27.8489 | 82.94 | 28.9343 | 77 | 33.6533 | 75.02 | 30.5601 | 75.02 | 31.9431 | 84.92 | 38.6188 | 78.98 | 26.9733 | 4365 | #N/A | #N/A
| 73.94 | 32.8628 | 80.96 | 30.8017 | 84.92 | 30.927 | 79.88 | 26.9286 | 82.94 | 36.2927 | 69.08 | 30.5065 | 64.94 | 28.9478 | 78.08 | 32.8638 | 69.98 | 28.6685 | 78.08 | 31.2759 | 75.2 | 32.2701 | 71.96 | 30.3018 | 71.96 | 29.7411 | 82.94 | 37.4424 | 75.92 | 27.5164 | 4366 | #N/A | #N/A
| 75.92 | 31.7882 | 77 | 29.83 | 84.92 | 30.927 | 66.56 | 25.8817 | 80.96 | 35.6913 | 66.02 | 29.2235 | 64.04 | 28.3007 | 75.92 | 31.8007 | 64.94 | 26.1747 | 73.04 | 30.5312 | 73.4 | 31.828 | 69.08 | 30.0181 | 69.98 | 30.1722 | 80.96 | 35.7651 | 73.04 | 26.5064 | 4367 | #N/A | #N/A
| 73.04 | 31.0744 | 75.92 | 29.5602 | 80.96 | 31.6716 | 64.04 | 25.1946 | 80.06 | 35.4663 | 64.04 | 28.7323 | 62.96 | 27.5347 | 73.94 | 31.844 | 60.98 | 24.8597 | 69.08 | 29.0555 | 73.4 | 31.828 | 68 | 29.7492 | 69.08 | 30.4714 | 78.98 | 35.2724 | 71.06 | 26.0207 | 4368 | #N/A | #N/A
| 71.06 | 32.1495 | 77 | 31.1623 | 80.06 | 32.7916 | 66.02 | 25.4153 | 78.08 | 34.3805 | 64.94 | 28.9504 | 64.04 | 28.7122 | 71.06 | 31.1379 | 60.98 | 24.8577 | 68 | 29.2847 | 71.6 | 32.3247 | 68 | 29.3206 | 68 | 30.6606 | 78.08 | 33.9678 | 66.02 | 25.4797 | 4369 | #N/A | #N/A
| 71.06 | 32.6401 | 75.92 | 31.8302 | 80.06 | 32.7916 | 67.82 | 26.7167 | 77 | 33.6302 | 64.94 | 28.5252 | 64.04 | 28.7122 | 71.96 | 31.8172 | 59 | 24.3752 | 68 | 28.7871 | 71.6 | 32.3247 | 68 | 28.421 | 68 | 29.681 | 75.92 | 32.8576 | 64.94 | 25.9491 | 4370 | #N/A | #N/A
| 71.06 | 32.1556 | 73.94 | 31.343 | 77 | 32.5708 | 65.3 | 26.8171 | 75.92 | 32.7778 | 62.96 | 27.1511 | 62.6 | 27.4213 | 69.98 | 31.3334 | 57.02 | 23.4915 | 71.06 | 28.6734 | 69.8 | 31.882 | 66.02 | 27.9363 | 68 | 29.6783 | 73.94 | 32.3682 | 64.94 | 26.3012 | 4371 | #N/A | #N/A
| 68 | 30.8331 | 71.96 | 30.8556 | 77 | 31.6024 | 64.94 | 26.8766 | 73.94 | 32.2912 | 60.98 | 25.7568 | 62.96 | 28.5123 | 69.98 | 31.9024 | 57.02 | 23.4944 | 64.04 | 27.418 | 69.8 | 31.882 | 68 | 28.4235 | 68 | 29.6824 | 73.94 | 32.3622 | 62.06 | 25.6007 | 4372 | #N/A | #N/A
| 68 | 31.3965 | 69.98 | 30.3668 | 77 | 31.6024 | 57.92 | 24.1664 | 73.94 | 32.2825 | 57.02 | 24.0109 | 62.06 | 27.3698 | 66.92 | 30.1196 | 55.04 | 22.3125 | 66.02 | 27.9041 | 68 | 30.5014 | 68 | 28.4259 | 69.08 | 29.5246 | 73.04 | 32.704 | 62.96 | 25.8209 | 4373 | #N/A | #N/A
| 68 | 31.3949 | 69.98 | 29.9324 | 73.94 | 30.8478 | 57.2 | 23.958 | 73.04 | 32.0584 | 57.92 | 24.6902 | 64.04 | 28.7773 | 64.4 | 28.7078 | 53.96 | 22.0533 | 64.04 | 27.418 | 66.2 | 30.0593 | 66.92 | 27.6925 | 68 | 29.2585 | 71.96 | 32.4338 | 62.06 | 25.6007 | 4374 | #N/A | #N/A
| 66.02 | 30.3345 | 68 | 29.4415 | 75.02 | 30.607 | 58.82 | 24.8732 | 71.96 | 32.3567 | 55.94 | 23.4072 | 64.04 | 28.7162 | 64.4 | 28.7078 | 53.06 | 21.5292 | 60.98 | 25.7579 | 64.4 | 29.6172 | 64.94 | 27.6707 | 68 | 29.681 | 71.06 | 32.2125 | 62.96 | 25.8209 | 4375 | #N/A | #N/A
| 66.2 | 30.0201 | 71.96 | 29.9093 | 75.02 | 30.607 | 59 | 25.2047 | 73.04 | 32.6178 | 55.94 | 23.787 | 64.04 | 28.7162 | 64.4 | 28.7078 | 53.96 | 22.0505 | 60.08 | 25.9845 | 64.4 | 29.6172 | 66.02 | 28.8313 | 66.92 | 29.9395 | 71.96 | 32.9186 | 64.04 | 26.5168 | 4376 | #N/A | #N/A
| 71.96 | 33.4429 | 73.94 | 30.8902 | 78.08 | 30.9428 | 61.7 | 26.3848 | 73.94 | 33.3217 | 64.94 | 29.5352 | 66.02 | 29.7285 | 69.98 | 31.8764 | 59 | 23.9795 | 68 | 29.2783 | 66.2 | 30.9963 | 69.08 | 30.5353 | 69.08 | 30.9216 | 73.04 | 33.7879 | 64.94 | 27.573 | 4377 | #N/A | #N/A
| 77 | 34.0728 | 77 | 32.0649 | 78.98 | 31.1558 | 69.44 | 29.6382 | 75.92 | 34.4132 | 71.96 | 32.2125 | 66.92 | 30.3954 | 78.98 | 33.5134 | 62.06 | 25.126 | 73.04 | 30.9422 | 71.6 | 33.3192 | 71.96 | 31.2438 | 71.06 | 31.4055 | 75.92 | 35.1257 | 69.08 | 29.064 | 4378 | #N/A | #N/A
| 78.8 | 34.055 | 80.06 | 32.3818 | 78.98 | 31.1558 | 73.94 | 31.5233 | 80.06 | 36.601 | 73.04 | 31.4623 | 69.08 | 30.4758 | 82.94 | 34.4839 | 68 | 26.9261 | 77 | 32.4462 | 77 | 34.6499 | 75.02 | 31.998 | 73.04 | 31.8937 | 80.06 | 36.689 | 71.96 | 30.1838 | 4379 | #N/A | #N/A
| 82.4 | 34.9409 | 84.02 | 32.8504 | 86 | 31.5847 | 77.72 | 31.9319 | 84.02 | 38.2501 | 75.02 | 32.4049 | 69.98 | 30.6955 | 86 | 34.2416 | 71.96 | 28.6966 | 80.06 | 33.2006 | 80.6 | 34.5389 | 78.98 | 32.4443 | 77 | 32.8686 | 82.94 | 38.0723 | 75.02 | 30.5184 | 4380 | #N/A | #N/A
| 82.94 | 36.7715 | 86 | 32.9313 | 87.08 | 32.2177 | 80.24 | 32.135 | 87.08 | 39.5788 | 75.02 | 32.9668 | 71.06 | 30.4349 | 87.98 | 34.7289 | 78.08 | 29.397 | 82.04 | 33.1617 | 82.4 | 34.9818 | 80.96 | 32.5005 | 78.98 | 33.3568 | 86 | 39.4033 | 77 | 30.5249 | 4381 | #N/A | #N/A
| 84.02 | 36.4126 | 87.08 | 32.7251 | 87.08 | 32.2177 | 81.32 | 31.9066 | 89.96 | 41.0032 | 73.94 | 32.7041 | 71.06 | 30.4349 | 89.06 | 34.9996 | 80.06 | 29.5367 | 84.02 | 33.2226 | 84.2 | 34.4809 | 80.96 | 30.6787 | 80.96 | 33.845 | 89.06 | 40.8774 | 78.98 | 30.168 | 4382 | #N/A | #N/A
| 82.04 | 35.926 | 87.98 | 32.122 | 89.96 | 32.9255 | 83.3 | 32.6397 | 91.04 | 41.2766 | 75.92 | 33.1942 | 73.04 | 32.4694 | 91.04 | 36.0245 | 80.06 | 29.8884 | 84.02 | 33.2265 | 86 | 34.9231 | 80.06 | 31.3819 | 80.06 | 33.6267 | 91.04 | 41.3834 | 78.08 | 29.9542 | 4383 | #N/A | #N/A
| 84.02 | 35.3172 | 89.06 | 32.7571 | 89.96 | 32.1347 | 83.3 | 33.7643 | 91.04 | 41.9093 | 71.06 | 32.5456 | 71.06 | 30.9734 | 87.98 | 35.7347 | 80.06 | 31.1635 | 82.94 | 32.4655 | 86 | 35.8675 | 80.06 | 33.2481 | 78.98 | 33.9324 | 91.04 | 41.3952 | 78.98 | 31.0192 | 4384 | #N/A | #N/A
| 82.94 | 35.5436 | 89.06 | 32.7593 | 89.96 | 32.1347 | 81.5 | 34.7239 | 91.94 | 41.5213 | 69.98 | 31.794 | 66.92 | 29.9607 | 84.02 | 32.8296 | 80.06 | 31.6567 | 78.98 | 33.4175 | 84.2 | 35.4245 | 77 | 32.5009 | 78.08 | 33.7139 | 89.06 | 40.2059 | 77 | 32.4038 | 4385 | #N/A | #N/A
| 82.04 | 34.27 | 87.98 | 32.4987 | 87.98 | 32.082 | 78.98 | 33.6467 | 91.94 | 41.5311 | 73.4 | 31.7942 | 69.98 | 30.7235 | 82.94 | 33.0744 | 78.98 | 31.8174 | 80.06 | 34.7503 | 84.2 | 34.4809 | 73.94 | 32.8125 | 73.94 | 32.7087 | 87.98 | 39.8614 | 75.02 | 32.4878 | 4386 | #N/A | #N/A
| 80.96 | 33.5355 | 84.02 | 32.8595 | 86 | 32.4152 | 77.18 | 33.0218 | 87.98 | 39.2452 | 73.04 | 32.5294 | 69.98 | 31.2009 | 80.06 | 33.7788 | 78.08 | 32.1134 | 77 | 33.513 | 80.6 | 33.5966 | 71.96 | 32.3255 | 73.94 | 32.1526 | 82.04 | 34.2998 | 73.94 | 31.2324 | 4387 | #N/A | #N/A
| 80.06 | 32.7742 | 87.08 | 34.5553 | 86 | 32.4152 | 77 | 33.7151 | 87.08 | 39.5569 | 71.96 | 32.2811 | 69.98 | 31.2009 | 78.8 | 34.0674 | 73.94 | 32.0857 | 77 | 34.0125 | 77 | 32.7124 | 73.94 | 32.2451 | 73.04 | 31.9385 | 73.04 | 33.7558 | 73.04 | 32.0094 | 4388 | #N/A | #N/A
| 73.94 | 34.5661 | 82.94 | 34.0795 | 80.96 | 32.9961 | 75.2 | 34.2725 | 80.06 | 34.3178 | 71.96 | 32.7673 | 68 | 30.2785 | 73.94 | 33.9509 | 75.02 | 30.8512 | 77 | 33.5123 | 73.4 | 33.7628 | 71.96 | 33.4171 | 71.06 | 31.4561 | 71.06 | 33.8959 | 73.04 | 32.0029 | 4389 | #N/A | #N/A
| 73.94 | 35.1086 | 78.98 | 32.1223 | 80.06 | 32.771 | 71.24 | 33.9644 | 77 | 34.6647 | 71.06 | 33.1467 | 66.92 | 30.4545 | 73.04 | 33.7258 | 73.94 | 30.6025 | 75.02 | 34.141 | 73.4 | 34.8165 | 71.96 | 34.0421 | 71.06 | 33.1127 | 71.06 | 33.8959 | 69.98 | 32.3102 | 4390 | #N/A | #N/A
| 73.04 | 32.6261 | 73.04 | 31.0849 | 80.06 | 32.771 | 71.6 | 34.4432 | 75.92 | 34.4035 | 69.98 | 32.8814 | 66.92 | 31.0298 | 71.06 | 32.1467 | 73.04 | 30.8916 | 73.04 | 33.6628 | 73.4 | 31.828 | 71.96 | 34.6032 | 71.6 | 33.2483 | 71.06 | 33.9053 | 69.08 | 32.5923 | 4391 | #N/A | #N/A
| 71.96 | 31.3231 | 69.98 | 30.3325 | 73.94 | 30.3155 | 68 | 30.5603 | 73.94 | 35.748 | 71.06 | 33.7704 | 66.92 | 31.0321 | 69.08 | 31.6488 | 68 | 29.1009 | 71.96 | 33.3599 | 71.6 | 31.3858 | 71.6 | 34.3819 | 71.6 | 34.2965 | 71.96 | 34.1177 | 66.92 | 29.9561 | 4392 | #N/A | #N/A
| 69.98 | 31.2758 | 66.92 | 29.1395 | 71.06 | 30.099 | 67.46 | 30.931 | 73.94 | 35.7334 | 71.06 | 33.7704 | 68 | 31.783 | 66.92 | 30.5444 | 66.02 | 29.1239 | 69.98 | 32.3184 | 68 | 30.5014 | 71.06 | 33.1954 | 69.8 | 33.852 | 71.06 | 33.9019 | 64.94 | 29.4715 | 4393 | #N/A | #N/A
| 69.98 | 31.2861 | 66.02 | 28.9175 | 71.06 | 30.099 | 66.2 | 30.1183 | 73.04 | 35.5119 | 68 | 31.7922 | 68 | 31.8104 | 66.92 | 30.5385 | 62.96 | 27.4996 | 69.98 | 32.3215 | 66.2 | 30.0593 | 69.98 | 32.9293 | 69.8 | 31.8152 | 71.06 | 33.274 | 66.02 | 30.2838 | 4394 | #N/A | #N/A
| 68 | 30.3433 | 66.02 | 28.9189 | 71.96 | 29.8226 | 66.2 | 31.0592 | 73.04 | 33.6841 | 66.92 | 30.4769 | 66.92 | 30.4683 | 64.4 | 29.5898 | 64.04 | 28.6391 | 69.98 | 31.785 | 66.2 | 30.0593 | 69.08 | 32.1043 | 69.8 | 32.8045 | 69.8 | 32.9578 | 66.02 | 30.2838 | 4395 | #N/A | #N/A
| 68 | 30.8038 | 64.94 | 28.6552 | 71.06 | 29.6033 | 66.2 | 31.0592 | 73.04 | 33.6791 | 68 | 30.7425 | 66.2 | 30.0169 | 64.4 | 29.5898 | 62.96 | 27.459 | 69.08 | 31.5637 | 64.4 | 29.6172 | 69.08 | 32.1043 | 68 | 31.3722 | 71.06 | 33.2682 | 66.02 | 30.3311 | 4396 | #N/A | #N/A
| 66.92 | 30.5397 | 66.92 | 29.5721 | 71.06 | 29.6033 | 68 | 31.5018 | 73.04 | 33.6832 | 68 | 31.8368 | 66.92 | 30.4683 | 62.6 | 27.4346 | 60.8 | 24.9896 | 69.98 | 32.3263 | 64.4 | 29.6172 | 68 | 31.3515 | 68 | 31.3722 | 69.98 | 33.0022 | 66.02 | 30.3238 | 4397 | #N/A | #N/A
| 66.92 | 30.5367 | 68 | 29.8343 | 73.94 | 30.3092 | 64.22 | 26.5445 | 73.94 | 34.5245 | 69.08 | 32.6595 | 66.92 | 31.0769 | 62.6 | 27.4346 | 59 | 24.4336 | 69.08 | 32.049 | 64.4 | 29.6172 | 66.92 | 30.52 | 68 | 31.3241 | 71.06 | 33.8959 | 66.02 | 29.2936 | 4398 | #N/A | #N/A
| 66.02 | 30.314 | 66.02 | 29.3472 | 73.04 | 29.6849 | 61.7 | 24.8734 | 73.04 | 34.8365 | 69.08 | 32.6595 | 66.92 | 31.0321 | 64.94 | 28.6386 | 60.08 | 24.6937 | 68 | 31.3547 | 64.4 | 29.6172 | 66.92 | 30.52 | 66.2 | 29.9966 | 69.98 | 33.003 | 60.98 | 24.6469 | 4399 | #N/A | #N/A
| 66.92 | 30.5338 | 68 | 29.4017 | 73.04 | 29.6849 | 60.98 | 24.2963 | 73.04 | 34.8462 | 69.08 | 32.0581 | 66.92 | 31.0769 | 64.94 | 29.0648 | 60.08 | 23.9604 | 66.92 | 28.1986 | 64.4 | 29.6172 | 66.02 | 30.3478 | 66.2 | 29.9966 | 71.06 | 33.8959 | 59 | 23.4478 | 4400 | #N/A | #N/A
| 69.98 | 31.2817 | 69.98 | 30.3134 | 73.04 | 29.6788 | 64.04 | 25.1041 | 75.02 | 36.0012 | 68 | 31.7922 | 68 | 31.783 | 69.08 | 30.6074 | 62.06 | 24.4395 | 66.02 | 27.5056 | 66.2 | 29.175 | 66.02 | 30.2989 | 68 | 31.8101 | 71.06 | 33.8959 | 60.08 | 23.7067 | 4401 | #N/A | #N/A
| 73.04 | 31.5657 | 73.94 | 30.8438 | 75.02 | 29.6855 | 66.38 | 25.7369 | 77 | 36.4659 | 69.08 | 32.0581 | 68 | 31.783 | 73.94 | 32.248 | 62.96 | 24.651 | 66.92 | 26.4845 | 69.8 | 30.9437 | 66.92 | 26.9429 | 68 | 30.7503 | 71.96 | 34.6409 | 62.06 | 24.1835 | 4402 | #N/A | #N/A
| 73.94 | 31.7798 | 75.02 | 31.1034 | 75.02 | 29.6855 | 68.54 | 25.5664 | 78.08 | 36.7363 | 71.06 | 32.0596 | 69.98 | 32.2705 | 77 | 32.0042 | 62.96 | 24.2746 | 69.98 | 27.2286 | 73.4 | 31.828 | 69.98 | 26.9217 | 68 | 27.5155 | 73.4 | 34.9037 | 64.94 | 24.2167 | 4403 | #N/A | #N/A
| 73.94 | 31.2421 | 78.08 | 31.3566 | 80.06 | 30.9178 | 70.88 | 25.0896 | 80.96 | 37.4463 | 73.04 | 30.5886 | 73.04 | 29.214 | 80.96 | 32.5424 | 64.94 | 23.757 | 71.96 | 27.3702 | 75.2 | 31.3826 | 73.04 | 27.2719 | 69.98 | 28.4487 | 75.02 | 35.4127 | 64.94 | 24.2132 | 4404 | #N/A | #N/A
| 75.92 | 31.293 | 78.08 | 31.8577 | 80.96 | 30.32 | 69.98 | 24.8651 | 82.04 | 37.7077 | 73.94 | 29.9066 | 73.94 | 28.9806 | 80.96 | 32.0391 | 66.02 | 23.7459 | 73.04 | 26.9194 | 75.2 | 30.5452 | 73.94 | 27.4934 | 71.06 | 28.7142 | 78.98 | 37.0601 | 66.92 | 24.0709 | 4405 | #N/A | #N/A
| 77 | 31.9904 | 80.96 | 32.0611 | 80.96 | 30.32 | 73.58 | 25.4161 | 82.94 | 38.5018 | 75.02 | 28.4644 | 73.94 | 28.9806 | 82.04 | 31.9019 | 66.02 | 23.742 | 75.02 | 27.4068 | 75.2 | 30.5452 | 75.92 | 27.6581 | 71.96 | 28.4851 | 82.4 | 38.2492 | 69.08 | 24.2738 | 4406 | #N/A | #N/A
| 78.08 | 30.4536 | 78.08 | 31.3566 | 75.92 | 30.7742 | 73.22 | 24.814 | 84.02 | 38.8 | 75.02 | 28.4634 | 73.94 | 30.7787 | 82.04 | 31.4357 | 68 | 24.2261 | 77 | 27.517 | 77 | 30.1957 | 77 | 27.9214 | 73.94 | 29.4214 | 82.04 | 38.393 | 71.06 | 24.4938 | 4407 | #N/A | #N/A
| 78.98 | 30.6774 | 75.92 | 29.9611 | 75.02 | 30.1589 | 74.66 | 25.317 | 89.96 | 40.9658 | 75.02 | 28.89 | 73.04 | 29.2093 | 84.92 | 31.6907 | 68 | 23.651 | 77 | 27.5179 | 78.8 | 31.4271 | 78.08 | 27.8125 | 73.94 | 28.1863 | 86 | 40.3312 | 69.98 | 23.9284 | 4408 | #N/A | #N/A
| 80.06 | 30.9475 | 78.08 | 30.9646 | 75.02 | 30.1589 | 75.56 | 25.5357 | 87.98 | 40.4835 | 75.02 | 29.2501 | 73.04 | 29.6766 | 84.02 | 33.7393 | 68 | 23.6518 | 78.08 | 27.4795 | 77 | 30.9862 | 75.92 | 26.9832 | 75.02 | 28.8707 | 86 | 40.0873 | 71.06 | 24.1924 | 4409 | #N/A | #N/A
| 80.06 | 30.9487 | 73.94 | 32.2722 | 77 | 30.6438 | 76.28 | 25.3131 | 91.94 | 41.4759 | 75.02 | 28.4623 | 71.96 | 29.4108 | 80.06 | 33.3002 | 71.06 | 23.8556 | 77 | 26.8672 | 77 | 31.8242 | 78.08 | 27.5091 | 75.92 | 29.0895 | 80.06 | 34.3847 | 71.06 | 23.9464 | 4410 | #N/A | #N/A
| 75.02 | 32.045 | 77 | 32.0389 | 77 | 30.65 | 77 | 25.2472 | 89.06 | 40.0468 | 73.94 | 27.8533 | 69.98 | 28.4547 | 80.06 | 31.4257 | 71.06 | 23.8536 | 75.02 | 25.779 | 80.6 | 32.7072 | 77 | 26.5585 | 75.02 | 28.8674 | 86 | 39.4033 | 73.04 | 24.1413 | 4411 | #N/A | #N/A
| 77 | 31.9958 | 78.98 | 32.5261 | 77 | 30.65 | 75.74 | 25.175 | 84.92 | 39.7344 | 71.96 | 27.3681 | 69.98 | 28.4547 | 78.98 | 33.0278 | 71.06 | 23.8509 | 77 | 25.9456 | 75.2 | 32.2701 | 77 | 26.2836 | 75.92 | 28.6594 | 87.08 | 39.6838 | 71.96 | 23.8771 | 4412 | #N/A | #N/A
| 75.02 | 31.518 | 80.06 | 30.9824 | 80.96 | 30.7005 | 73.4 | 24.899 | 75.92 | 35.0188 | 73.04 | 27.6246 | 68 | 27.9608 | 78.08 | 30.9408 | 69.98 | 23.5836 | 75.92 | 25.6771 | 77 | 31.8242 | 75.02 | 25.483 | 71.96 | 27.6859 | 84.02 | 38.91 | 69.98 | 23.1655 | 4413 | #N/A | #N/A
| 73.94 | 31.7783 | 77 | 28.9828 | 80.96 | 30.3298 | 71.6 | 24.5576 | 73.94 | 35.0639 | 69.98 | 26.4719 | 66.92 | 27.6872 | 73.04 | 29.7017 | 66.92 | 23.0789 | 73.04 | 25.2821 | 73.4 | 31.828 | 73.04 | 24.9945 | 69.08 | 26.9742 | 82.04 | 37.8168 | 68 | 22.6797 | 4414 | #N/A | #N/A
| 71.06 | 31.0652 | 73.04 | 27.6694 | 80.96 | 30.3298 | 67.64 | 24.1688 | 73.04 | 34.8435 | 64.94 | 25.6336 | 66.02 | 27.0137 | 68 | 28.8633 | 64.94 | 22.8924 | 69.98 | 23.9679 | 73.4 | 32.7676 | 69.98 | 24.2458 | 66.02 | 26.6375 | 75.2 | 33.2869 | 64.04 | 21.9441 | 4415 | #N/A | #N/A
| 69.98 | 30.7984 | 69.08 | 27.464 | 77 | 29.3533 | 64.22 | 23.4413 | 73.04 | 34.2855 | 60.08 | 24.0449 | 64.94 | 26.7395 | 68 | 28.8595 | 60.08 | 22.2791 | 60.08 | 22.3854 | 68 | 30.5014 | 68 | 23.5059 | 64.04 | 26.9531 | 71.06 | 33.2682 | 62.96 | 21.6779 | 4416 | #N/A | #N/A
| 71.06 | 30.1037 | 68 | 27.5656 | 75.92 | 29.9057 | 62.24 | 22.5809 | 73.04 | 33.6832 | 57.92 | 23.1952 | 64.94 | 27.1806 | 62.96 | 27.2248 | 57.02 | 21.806 | 57.92 | 22.1864 | 66.2 | 28.3406 | 64.94 | 22.7578 | 66.02 | 26.2021 | 71.06 | 33.2682 | 60.98 | 21.7163 | 4417 | #N/A | #N/A
| 69.08 | 29.6155 | 66.02 | 26.714 | 75.92 | 29.9057 | 64.04 | 23.2818 | 69.98 | 32.3258 | 62.06 | 23.8358 | 64.94 | 27.1806 | 62.96 | 27.2223 | 57.92 | 22.3604 | 53.96 | 21.221 | 66.2 | 29.175 | 60.08 | 22.406 | 64.04 | 25.7164 | 69.8 | 31.9589 | 59 | 21.2371 | 4418 | #N/A | #N/A
| 69.08 | 29.6194 | 66.92 | 27.2982 | 73.94 | 28.968 | 51.8 | 20.5239 | 69.08 | 32.7018 | 53.96 | 21.5638 | 62.96 | 25.1254 | 62.96 | 27.2248 | 57.92 | 22.3604 | 50 | 19.353 | 64.4 | 28.7335 | 55.94 | 21.7296 | 55.94 | 22.6944 | 69.08 | 32.1745 | 57.02 | 21.0557 | 4419 | #N/A | #N/A
| 66.92 | 29.0909 | 69.08 | 27.0352 | 71.96 | 27.6951 | 51.26 | 20.1775 | 68 | 31.8384 | 53.06 | 21.3464 | 60.98 | 24.6392 | 62.06 | 27.0044 | 55.04 | 21.6612 | 51.08 | 19.9248 | 64.4 | 28.7335 | 55.04 | 21.8564 | 55.04 | 22.1092 | 68 | 31.5164 | 57.92 | 21.2754 | 4420 | #N/A | #N/A
| 64.94 | 28.1119 | 68 | 26.7778 | 71.96 | 27.6951 | 51.44 | 20.3294 | 69.8 | 33.9377 | 51.08 | 19.9233 | 60.08 | 24.0266 | 60.98 | 26.279 | 51.98 | 20.5808 | 51.08 | 19.6168 | 62.6 | 28.2919 | 53.96 | 21.2478 | 57.02 | 22.5924 | 68 | 31.5164 | 57.92 | 21.2754 | 4421 | #N/A | #N/A
| 69.08 | 28.7232 | 64.94 | 26.0327 | 69.98 | 27.2178 | 51.26 | 20.229 | 69.08 | 32.7075 | 48.92 | 19.087 | 57.02 | 22.9628 | 66.02 | 27.9802 | 50 | 19.8273 | 48.02 | 18.8696 | 62.6 | 27.4587 | 51.98 | 20.7636 | 60.98 | 23.9194 | 68 | 31.4197 | 55.94 | 21.0518 | 4422 | #N/A | #N/A
| 68 | 28.4599 | 64.04 | 26.2336 | 69.98 | 27.2168 | 52.16 | 20.5542 | 68 | 31.3174 | 53.96 | 21.5587 | 60.08 | 24.7518 | 62.96 | 26.7611 | 53.06 | 20.8384 | 48.92 | 18.8378 | 64.4 | 27.8997 | 53.96 | 21.2428 | 62.06 | 24.4977 | 68 | 31.396 | 55.94 | 21.0487 | 4423 | #N/A | #N/A
| 66.02 | 28.8663 | 64.04 | 26.2259 | 69.98 | 27.2168 | 55.04 | 21.4145 | 68 | 31.7969 | 51.98 | 20.731 | 60.08 | 24.7518 | 60.08 | 25.6014 | 60.08 | 22.8803 | 51.98 | 20.4018 | 60.8 | 26.2324 | 53.96 | 21.2412 | 62.96 | 24.7143 | 68 | 31.3885 | 55.94 | 21.0457 | 4424 | #N/A | #N/A
| 66.92 | 28.1796 | 66.02 | 27.5165 | 71.06 | 27.4659 | 58.46 | 23.0617 | 69.98 | 32.2843 | 64.94 | 26.7194 | 66.92 | 27.643 | 66.02 | 28.3631 | 62.06 | 23.7091 | 60.98 | 24.2404 | 64.4 | 27.8997 | 62.06 | 23.851 | 64.94 | 25.5853 | 69.08 | 32.1407 | 59 | 22.105 | 4425 | #N/A | #N/A
| 73.04 | 29.2109 | 71.96 | 28.9721 | 73.94 | 27.831 | 64.4 | 24.628 | 71.96 | 32.7748 | 69.98 | 27.5869 | 69.98 | 27.161 | 73.04 | 30.0831 | 64.04 | 24.4886 | 66.92 | 25.3714 | 66.2 | 29.175 | 68 | 24.9975 | 66.02 | 26.1845 | 69.08 | 32.1745 | 62.06 | 23.1213 | 4426 | #N/A | #N/A
| 73.04 | 28.7563 | 73.04 | 28.7786 | 73.94 | 27.831 | 69.8 | 26.1894 | 71.96 | 32.7669 | 71.96 | 27.6443 | 71.06 | 29.1105 | 75.92 | 29.4631 | 66.02 | 25.3428 | 71.06 | 26.6949 | 71.6 | 29.6633 | 71.96 | 26.2577 | 69.08 | 26.9286 | 71.06 | 32.6201 | 64.94 | 24.16 | 4427 | #N/A | #N/A
| 73.94 | 29.4217 | 75.92 | 29.1189 | 78.08 | 27.752 | 73.58 | 26.6767 | 73.94 | 33.8618 | 73.04 | 27.5713 | 73.04 | 28.3228 | 78.98 | 29.4216 | 69.08 | 26.0868 | 73.94 | 27.792 | 73.4 | 29.315 | 73.94 | 26.74 | 71.06 | 27.8302 | 71.96 | 30.7999 | 68 | 24.5611 | 4428 | #N/A | #N/A
| 75.92 | 29.093 | 78.98 | 29.443 | 80.06 | 28.2363 | 76.1 | 27.0537 | 75.02 | 33.5664 | 75.92 | 28.6143 | 73.04 | 28.6843 | 80.96 | 28.8495 | 71.06 | 26.8954 | 77 | 28.1475 | 77 | 28.7479 | 75.92 | 27.2258 | 75.02 | 28.7991 | 73.94 | 31.2884 | 71.06 | 25.0272 | 4429 | #N/A | #N/A
| 77 | 29.3559 | 78.98 | 29.4494 | 80.06 | 28.2363 | 78.08 | 27.0182 | 73.04 | 34.3085 | 77 | 28.1463 | 73.04 | 28.6843 | 82.94 | 29.6558 | 73.04 | 25.4107 | 78.08 | 27.429 | 77 | 28.7479 | 78.98 | 27.6749 | 77 | 28.5258 | 73.04 | 31.0675 | 71.96 | 24.6677 | 4430 | #N/A | #N/A
| 78.98 | 28.682 | 80.06 | 28.6531 | 80.96 | 27.4808 | 79.88 | 27.2912 | 73.94 | 34.5305 | 78.08 | 27.7241 | 75.92 | 29.0309 | 82.94 | 29.336 | 75.02 | 25.3224 | 80.06 | 27.9138 | 77 | 28.0859 | 80.06 | 27.5932 | 78.08 | 28.0797 | 69.98 | 29.9126 | 73.94 | 25.1508 | 4431 | #N/A | #N/A
| 80.06 | 27.9541 | 82.04 | 29.8546 | 84.92 | 28.7796 | 80.6 | 26.5786 | 71.06 | 33.1669 | 78.08 | 29.5714 | 73.94 | 28.9133 | 84.92 | 29.8205 | 75.92 | 25.2457 | 80.96 | 28.4348 | 77 | 28.7479 | 80.96 | 27.8164 | 78.08 | 27.7172 | 69.08 | 30.123 | 75.02 | 25.4164 | 4432 | #N/A | #N/A
| 77 | 30.6431 | 82.04 | 28.7627 | 84.92 | 28.7796 | 82.04 | 26.8785 | 69.98 | 31.2494 | 77 | 28.8853 | 71.06 | 29.1189 | 84.02 | 29.2275 | 77 | 26.0636 | 82.04 | 27.7202 | 78.8 | 29.1871 | 78.98 | 26.4183 | 78.98 | 27.9364 | 68 | 29.8581 | 77 | 25.0996 | 4433 | #N/A | #N/A
| 75.02 | 29.6896 | 82.94 | 28.9856 | 78.08 | 28.4554 | 82.04 | 26.5436 | 69.08 | 32.0815 | 73.94 | 30.2375 | 69.98 | 29.7495 | 82.94 | 28.9672 | 78.08 | 26.9243 | 82.94 | 28.2768 | 77 | 28.7479 | 82.94 | 27.1306 | 80.06 | 28.5727 | 66.02 | 29.3724 | 75.92 | 24.8133 | 4434 | #N/A | #N/A
| 73.94 | 29.8949 | 77 | 30.2135 | 77 | 28.9282 | 80.42 | 26.5921 | 68 | 30.3206 | 71.96 | 28.4413 | 69.08 | 29.0405 | 82.94 | 30.8283 | 78.08 | 27.2685 | 82.04 | 28.0612 | 78.8 | 29.1871 | 80.96 | 26.9038 | 78.08 | 29.9289 | 64.94 | 28.6773 | 78.08 | 25.6195 | 4435 | #N/A | #N/A
| 75.02 | 30.5631 | 75.02 | 29.2786 | 77 | 28.9282 | 79.7 | 27.2644 | 66.02 | 29.8401 | 71.06 | 28.6733 | 69.08 | 29.0405 | 78.98 | 30.6799 | 75.2 | 26.031 | 80.06 | 26.9772 | 77 | 29.4504 | 75.92 | 27.6129 | 75.02 | 30.0994 | 66.02 | 29.3724 | 75.92 | 24.3273 | 4436 | #N/A | #N/A
| 73.04 | 28.7597 | 73.94 | 27.883 | 73.04 | 28.7501 | 77.54 | 27.5442 | 66.02 | 30.2989 | 71.06 | 27.4422 | 66.92 | 28.5138 | 75.92 | 30.3995 | 75.92 | 26.4052 | 78.08 | 27.0974 | 75.2 | 29.0105 | 73.94 | 27.1275 | 71.06 | 30.4481 | 66.92 | 30.1443 | 73.04 | 24.9428 | 4437 | #N/A | #N/A
| 71.06 | 31.0553 | 71.06 | 27.5271 | 73.04 | 28.7547 | 74.66 | 27.8501 | 64.94 | 29.6045 | 69.98 | 28.4079 | 66.02 | 29.2101 | 73.04 | 29.2288 | 73.04 | 25.7055 | 75.92 | 26.9153 | 73.4 | 30.1043 | 71.06 | 27.1366 | 69.08 | 29.535 | 66.92 | 30.1267 | 71.06 | 25.6647 | 4438 | #N/A | #N/A
| 69.98 | 30.7899 | 69.98 | 28.503 | 73.04 | 28.7547 | 71.96 | 27.3918 | 66.02 | 29.8422 | 68 | 27.4732 | 66.02 | 28.7836 | 71.96 | 28.5128 | 64.94 | 25.4284 | 73.94 | 27.0975 | 69.8 | 28.4343 | 69.98 | 27.2112 | 69.08 | 28.1736 | 64.94 | 28.1905 | 68 | 25.9652 | 4439 | #N/A | #N/A
| 69.98 | 31.2465 | 68 | 28.8907 | 68 | 28.4383 | 69.08 | 26.6192 | 64.4 | 29.6253 | 68 | 27.9153 | 64.94 | 28.0187 | 69.08 | 28.7259 | 60.98 | 23.7594 | 73.04 | 27.5854 | 68 | 29.6165 | 69.08 | 26.9884 | 68 | 28.3693 | 64.04 | 27.0959 | 66.02 | 25.4788 | 4440 | #N/A | #N/A
| 69.98 | 31.8135 | 68 | 29.3912 | 73.94 | 29.8943 | 68.18 | 26.667 | 64.94 | 30.0765 | 68 | 28.3792 | 64.94 | 28.0175 | 66.92 | 29.0966 | 57.92 | 23.0123 | 69.98 | 26.8386 | 68 | 28.7815 | 66.92 | 26.459 | 66.02 | 27.8833 | 62.06 | 25.7963 | 64.04 | 24.9971 | 4441 | #N/A | #N/A
| 69.98 | 31.2494 | 68 | 29.3925 | 73.94 | 29.8943 | 64.04 | 25.6526 | 64.94 | 30.0334 | 68 | 28.378 | 64.94 | 28.0175 | 66.92 | 30.0557 | 55.94 | 22.5269 | 68 | 26.3524 | 66.2 | 28.3406 | 66.02 | 26.2393 | 66.02 | 27.4179 | 62.06 | 25.0259 | 62.96 | 24.7315 | 4442 | #N/A | #N/A
| 71.06 | 31.5164 | 66.92 | 29.5584 | 69.98 | 29.3259 | 59.9 | 24.7107 | 64.04 | 28.8256 | 66.92 | 28.1159 | 64.94 | 28.515 | 69.08 | 31.6108 | 57.02 | 23.1622 | 66.92 | 26.0898 | 66.2 | 29.175 | 64.94 | 26.3962 | 64.94 | 27.1548 | 62.06 | 24.3113 | 62.96 | 24.7335 | 4443 | #N/A | #N/A
| 71.96 | 31.7436 | 66.02 | 28.9149 | 68 | 28.4456 | 57.02 | 23.3432 | 62.96 | 28.1327 | 66.02 | 28.2995 | 64.94 | 28.5201 | 69.08 | 31.6214 | 55.94 | 22.525 | 57.02 | 22.9665 | 66.2 | 29.175 | 62.96 | 25.9146 | 64.04 | 26.9369 | 62.96 | 24.8471 | 60.98 | 24.2518 | 4444 | #N/A | #N/A
| 71.06 | 32.5833 | 66.02 | 28.4233 | 68 | 28.4456 | 57.38 | 23.3696 | 60.08 | 25.6133 | 66.02 | 28.302 | 64.94 | 28.524 | 69.08 | 31.6304 | 51.98 | 20.9115 | 57.02 | 22.9684 | 68 | 30.5014 | 62.96 | 26.2787 | 62.96 | 26.6737 | 62.96 | 24.1549 | 60.98 | 24.2547 | 4445 | #N/A | #N/A
| 71.06 | 32.5912 | 66.92 | 28.6489 | 69.08 | 29.6225 | 56.84 | 23.0473 | 59 | 24.9867 | 64.94 | 28.0411 | 64.04 | 28.3046 | 69.98 | 31.8581 | 50 | 20.095 | 55.94 | 22.708 | 68 | 30.5014 | 59 | 24.5328 | 62.06 | 26.457 | 62.06 | 23.6282 | 59 | 23.3951 | 4446 | #N/A | #N/A
| 71.96 | 32.8127 | 68 | 29.4083 | 71.06 | 30.5317 | 54.68 | 22.0869 | 57.92 | 23.9961 | 64.04 | 27.8205 | 64.04 | 28.3059 | 71.6 | 33.2883 | 50 | 19.8218 | 62.06 | 24.9077 | 69.8 | 30.9437 | 57.92 | 24.267 | 62.06 | 26.4547 | 60.98 | 23.0154 | 59 | 23.3951 | 4447 | #N/A | #N/A
| 71.96 | 34.0433 | 69.08 | 30.6338 | 71.06 | 30.5317 | 53.6 | 21.8007 | 57.92 | 23.99 | 64.94 | 28.5304 | 64.04 | 28.3059 | 71.6 | 34.3392 | 48.92 | 19.2409 | 62.06 | 24.9048 | 71.6 | 32.3247 | 57.92 | 24.2649 | 64.04 | 26.9392 | 60.98 | 23.0112 | 60.08 | 23.6531 | 4448 | #N/A | #N/A
| 73.4 | 34.7693 | 68 | 30.4894 | 69.08 | 32.0884 | 55.4 | 23.5189 | 57.92 | 23.9799 | 68 | 29.7026 | 66.92 | 29.4283 | 71.6 | 34.3392 | 51.98 | 21.3004 | 66.92 | 26.4252 | 71.6 | 33.3192 | 66.02 | 27.0222 | 66.92 | 28.1025 | 62.96 | 23.4853 | 62.06 | 24.5097 | 4449 | #N/A | #N/A
| 73.4 | 34.7693 | 68 | 31.4262 | 69.08 | 32.0915 | 67.28 | 27.2089 | 59 | 22.8516 | 71.06 | 29.5305 | 69.08 | 30.4842 | 71.06 | 33.2131 | 60.08 | 23.9034 | 71.06 | 27.0962 | 69.8 | 32.8757 | 71.96 | 27.6862 | 69.08 | 28.6265 | 66.02 | 23.8866 | 66.02 | 25.0899 | 4450 | #N/A | #N/A
| 69.98 | 32.9335 | 71.06 | 33.2518 | 69.08 | 32.0915 | 72.5 | 27.5707 | 64.94 | 23.9368 | 73.94 | 30.2312 | 69.98 | 30.7011 | 71.06 | 33.2148 | 69.98 | 26.6372 | 75.92 | 28.6187 | 68 | 31.439 | 77 | 28.1802 | 71.96 | 28.8656 | 69.98 | 24.2605 | 69.98 | 26.0499 | 4451 | #N/A | #N/A
| 71.06 | 33.208 | 71.6 | 34.3575 | 71.6 | 34.2979 | 77.36 | 28.6258 | 68 | 23.5095 | 75.02 | 30.9931 | 71.06 | 30.4389 | 71.96 | 33.4432 | 73.94 | 27.2803 | 80.06 | 28.5791 | 69.8 | 32.8757 | 78.98 | 27.6758 | 75.92 | 29.3873 | 71.96 | 23.6849 | 73.04 | 26.1311 | 4452 | #N/A | #N/A
| 73.04 | 33.701 | 75.92 | 35.6393 | 78.08 | 35.5615 | 80.6 | 28.037 | 71.06 | 23.2306 | 78.08 | 30.3815 | 73.94 | 31.1456 | 75.92 | 35.5942 | 77 | 27.3478 | 82.04 | 28.6953 | 69.8 | 32.8757 | 82.04 | 27.7407 | 78.08 | 29.1337 | 73.94 | 24.4382 | 75.92 | 26.2115 | 4453 | #N/A | #N/A
| 77 | 35.3246 | 77 | 35.6905 | 78.08 | 35.5615 | 82.94 | 27.9316 | 71.96 | 22.9464 | 80.06 | 33.1892 | 73.94 | 31.1456 | 80.96 | 36.3191 | 78.08 | 27.6106 | 82.94 | 28.271 | 73.4 | 33.7628 | 84.02 | 28.2254 | 80.06 | 30.0405 | 75.92 | 25.1493 | 77 | 26.1539 | 4454 | #N/A | #N/A
| 78.08 | 35.5929 | 80.6 | 36.5792 | 82.94 | 35.5448 | 84.74 | 27.944 | 73.94 | 23.9258 | 78.98 | 32.9281 | 75.02 | 30.988 | 82.94 | 35.5722 | 78.98 | 27.8365 | 84.92 | 29.1033 | 78.8 | 36.1494 | 84.92 | 27.61 | 80.96 | 29.5023 | 77 | 25.4114 | 80.06 | 26.9001 | 4455 | #N/A | #N/A
| 77 | 35.3263 | 82.04 | 35.9944 | 84.02 | 35.3184 | 85.64 | 28.015 | 75.92 | 25.1395 | 78.98 | 29.3729 | 75.02 | 30.0945 | 82.04 | 35.3505 | 80.06 | 27.1361 | 86 | 29.3714 | 77 | 34.6499 | 86 | 27.3443 | 80.96 | 28.794 | 78.98 | 26.4406 | 80.96 | 26.3188 | 4456 | #N/A | #N/A
| 78.98 | 34.5794 | 80.96 | 36.3643 | 84.02 | 35.3184 | 86.36 | 28.141 | 75.92 | 24.9044 | 78.08 | 29.1584 | 71.96 | 30.6718 | 84.02 | 37.6249 | 82.04 | 27.8979 | 87.08 | 29.2927 | 80.6 | 35.5369 | 86 | 27.5856 | 82.94 | 28.9119 | 80.06 | 27.0219 | 82.04 | 26.3031 | 4457 | #N/A | #N/A
| 80.06 | 34.3673 | 78.98 | 35.8844 | 78.08 | 34.3588 | 87.08 | 28.3211 | 78.08 | 25.9625 | 75.92 | 29.8706 | 71.06 | 30.9818 | 84.02 | 37.0879 | 82.04 | 28.9022 | 86 | 28.6986 | 80.6 | 35.5369 | 84.02 | 29.224 | 82.04 | 31.3568 | 80.06 | 27.2969 | 82.04 | 26.0784 | 4458 | #N/A | #N/A
| 80.06 | 34.8677 | 80.96 | 36.9248 | 78.08 | 34.3668 | 86 | 28.5422 | 78.98 | 26.4376 | 75.92 | 30.7364 | 71.06 | 30.9831 | 84.02 | 36.4705 | 82.04 | 27.6296 | 86 | 29.0365 | 78.8 | 35.0934 | 82.04 | 28.7408 | 78.98 | 30.6126 | 80.96 | 27.8548 | 82.04 | 26.0797 | 4459 | #N/A | #N/A
| 78.08 | 35.6185 | 78.98 | 35.9035 | 78.08 | 34.3668 | 84.56 | 28.685 | 78.98 | 27.0271 | 71.96 | 31.2223 | 71.06 | 30.9831 | 82.04 | 35.9889 | 80.96 | 27.9891 | 84.92 | 28.777 | 77 | 34.6499 | 80.6 | 28.3441 | 75.92 | 30.3344 | 80.06 | 27.6392 | 82.04 | 27.1404 | 4460 | #N/A | #N/A
| 75.92 | 34.4537 | 78.98 | 35.8965 | 75.92 | 34.4466 | 81.5 | 29.1529 | 78.98 | 27.0259 | 69.98 | 29.7833 | 66.92 | 30.4257 | 78.98 | 35.223 | 78.98 | 27.864 | 82.94 | 29.3158 | 77 | 34.6499 | 78.08 | 28.1507 | 73.94 | 29.8519 | 78.98 | 27.0399 | 77 | 27.485 | 4461 | #N/A | #N/A
| 73.04 | 34.3714 | 77 | 35.4183 | 78.08 | 34.3747 | 77.36 | 28.6701 | 77 | 26.8763 | 68 | 30.7068 | 66.02 | 29.7536 | 75.02 | 34.2501 | 75.92 | 27.1233 | 78.98 | 29.4044 | 73.4 | 33.7628 | 73.04 | 26.9214 | 71.06 | 30.0402 | 77 | 25.7183 | 73.94 | 27.4316 | 4462 | #N/A | #N/A
| 73.04 | 33.7486 | 75.02 | 34.9193 | 78.08 | 34.3747 | 74.48 | 27.7639 | 73.94 | 26.4757 | 68 | 30.7425 | 66.02 | 29.7922 | 71.96 | 33.4926 | 68 | 26.958 | 75.92 | 28.3124 | 71.6 | 33.3192 | 71.06 | 26.4369 | 69.08 | 29.054 | 73.94 | 25.2254 | 71.06 | 27.0592 | 4463 | #N/A | #N/A
| 71.96 | 33.466 | 75.2 | 35.2463 | 80.6 | 36.5204 | 72.68 | 27.7244 | 73.04 | 26.9185 | 66.92 | 31.0027 | 64.94 | 29.5269 | 71.96 | 33.486 | 71.06 | 26.9515 | 73.94 | 27.432 | 71.6 | 33.3192 | 69.08 | 26.6646 | 68 | 29.7091 | 68 | 24.6922 | 69.08 | 26.5752 | 4464 | #N/A | #N/A
| 71.96 | 34.117 | 71.96 | 33.5414 | 80.6 | 36.5204 | 70.16 | 27.4589 | 71.06 | 26.4322 | 68 | 31.3068 | 64.94 | 29.4897 | 71.06 | 33.274 | 71.06 | 26.9536 | 69.08 | 26.2477 | 71.6 | 33.3192 | 66.92 | 29.0806 | 66.92 | 29.9743 | 64.04 | 24.0718 | 66.92 | 26.0525 | 4465 | #N/A | #N/A
| 71.96 | 34.1203 | 71.96 | 34.1764 | 78.98 | 36.3724 | 69.8 | 28.3254 | 69.08 | 25.576 | 66.92 | 30.4769 | 64.94 | 29.4897 | 69.98 | 33.0128 | 69.08 | 27.2257 | 66.92 | 25.4049 | 71.6 | 33.3192 | 68 | 29.7775 | 66.02 | 29.2273 | 62.96 | 23.8107 | 64.94 | 25.9812 | 4466 | #N/A | #N/A
| 71.96 | 34.1323 | 69.98 | 32.4483 | 77 | 35.8958 | 68.54 | 29.2201 | 69.08 | 25.2795 | 66.02 | 30.2361 | 64.94 | 28.9759 | 69.98 | 33.0308 | 69.08 | 27.6613 | 64.94 | 25.978 | 71.6 | 33.3192 | 66.92 | 29.5206 | 66.02 | 29.4976 | 59 | 23.1457 | 64.94 | 26.7765 | 4467 | #N/A | #N/A
| 71.06 | 33.9138 | 69.08 | 31.7386 | 77 | 35.8905 | 69.26 | 29.9165 | 66.92 | 24.4094 | 66.92 | 30.4718 | 64.94 | 28.9867 | 71.06 | 33.2939 | 69.08 | 27.6702 | 66.02 | 27.9501 | 69.8 | 32.8757 | 66.92 | 30.0653 | 66.02 | 29.773 | 57.92 | 23.2529 | 64.04 | 27.4088 | 4468 | #N/A | #N/A
| 69.98 | 33.6575 | 69.08 | 31.7433 | 77 | 35.8905 | 68 | 29.6715 | 66.02 | 23.8569 | 66.92 | 30.4769 | 64.94 | 28.9982 | 73.04 | 34.425 | 69.08 | 28.0533 | 66.02 | 28.8592 | 68 | 32.4321 | 66.92 | 29.5477 | 66.92 | 30.4629 | 55.04 | 22.1859 | 64.04 | 27.9008 | 4469 | #N/A | #N/A
| 71.06 | 33.9308 | 68 | 30.9081 | 75.02 | 33.145 | 69.8 | 31.0022 | 66.02 | 23.2793 | 66.92 | 30.4769 | 64.94 | 28.9982 | 73.04 | 34.4284 | 66.92 | 27.5329 | 66.92 | 29.52 | 68 | 32.4321 | 66.92 | 30.0632 | 66.92 | 30.4731 | 55.04 | 22.1868 | 64.04 | 27.8813 | 4470 | #N/A | #N/A
| 69.98 | 33.029 | 69.08 | 30.7039 | 73.94 | 31.3058 | 68 | 31.5018 | 62.96 | 22.8436 | 66.92 | 31.041 | 66.92 | 30.0132 | 71.96 | 33.5256 | 66.92 | 27.492 | 66.92 | 30.0548 | 68 | 31.439 | 66.92 | 30.52 | 66.92 | 30.476 | 53.06 | 21.0614 | 62.96 | 28.0318 | 4471 | #N/A | #N/A
| 73.94 | 34.6211 | 68 | 30.4257 | 73.94 | 31.3058 | 68 | 31.5018 | 64.04 | 23.1053 | 66.92 | 31.041 | 66.02 | 30.2711 | 73.04 | 34.4077 | 66.92 | 27.9963 | 66.2 | 30.0169 | 68 | 32.4321 | 66.92 | 31.0859 | 66.2 | 29.9966 | 51.08 | 20.2464 | 64.04 | 28.8094 | 4472 | #N/A | #N/A
| 73.94 | 33.378 | 71.06 | 31.1716 | 73.94 | 30.8584 | 68 | 31.5018 | 66.02 | 24.1888 | 68 | 31.7922 | 66.02 | 30.2472 | 75.02 | 33.1626 | 66.02 | 28.6687 | 68 | 31.2979 | 71.6 | 33.3192 | 68 | 31.4478 | 66.2 | 30.9293 | 57.92 | 23.571 | 64.04 | 29.2513 | 4473 | #N/A | #N/A
| 73.94 | 32.8844 | 73.94 | 32.3327 | 75.92 | 31.3361 | 68 | 31.5018 | 69.98 | 25.7979 | 68 | 31.7922 | 66.02 | 30.2472 | 78.08 | 33.3336 | 66.92 | 28.8916 | 68 | 31.2979 | 73.4 | 32.7676 | 69.08 | 32.7689 | 68 | 31.8148 | 68 | 26.0311 | 64.04 | 29.2513 | 4474 | #N/A | #N/A
| 73.94 | 32.3082 | 75.92 | 32.8164 | 75.92 | 31.3361 | 68 | 31.5018 | 73.94 | 27.4505 | 69.08 | 32.6595 | 66.92 | 31.0321 | 80.06 | 32.8196 | 69.98 | 30.5896 | 69.08 | 32.049 | 75.2 | 32.2701 | 69.08 | 32.7075 | 68 | 31.8242 | 71.96 | 26.3059 | 64.94 | 30.0193 | 4475 | #N/A | #N/A
| 73.94 | 32.3038 | 78.08 | 33.3445 | 80.06 | 32.3436 | 69.8 | 31.9445 | 75.92 | 27.9392 | 69.98 | 33.5984 | 68 | 31.8622 | 82.94 | 33.0944 | 71.96 | 31.6234 | 71.06 | 33.2254 | 77 | 32.7124 | 69.98 | 32.9293 | 69.8 | 32.8045 | 75.02 | 28.1457 | 66.92 | 30.9757 | 4476 | #N/A | #N/A
| 75.92 | 32.7846 | 78.98 | 33.5627 | 80.96 | 31.1864 | 71.6 | 32.3871 | 78.08 | 28.1497 | 69.98 | 33.504 | 69.08 | 32.049 | 82.04 | 33.3042 | 73.94 | 32.5792 | 73.04 | 34.3417 | 77 | 32.7124 | 71.96 | 33.5048 | 69.8 | 33.852 | 78.98 | 28.3964 | 71.6 | 31.8374 | 4477 | #N/A | #N/A
| 75.92 | 32.7831 | 78.98 | 33.1011 | 80.96 | 31.1864 | 71.6 | 33.3858 | 80.96 | 28.8582 | 71.06 | 33.7704 | 69.08 | 32.1393 | 82.94 | 34.0605 | 77 | 32.8651 | 73.04 | 34.7848 | 77 | 31.8242 | 73.04 | 34.9475 | 71.96 | 34.5873 | 80.06 | 28.2928 | 73.04 | 32.4754 | 4478 | #N/A | #N/A
| 75.92 | 32.3187 | 80.96 | 34.6231 | 82.04 | 32.3275 | 77 | 34.289 | 82.04 | 29.128 | 71.96 | 34.5283 | 66.92 | 31.0321 | 82.04 | 32.867 | 78.08 | 33.1387 | 73.04 | 34.3503 | 75.2 | 31.3826 | 77 | 35.8237 | 75.02 | 35.3574 | 82.04 | 28.1293 | 73.94 | 33.3625 | 4479 | #N/A | #N/A
| 78.98 | 33.0691 | 78.98 | 33.5627 | 75.92 | 32.2897 | 80.96 | 35.275 | 82.04 | 29.4549 | 73.04 | 34.7951 | 66.92 | 31.6278 | 82.94 | 33.0877 | 82.04 | 34.1156 | 73.04 | 34.249 | 77 | 31.8242 | 78.08 | 36.0903 | 71.6 | 33.2483 | 84.02 | 29.6442 | 75.02 | 32.9605 | 4480 | #N/A | #N/A
| 78.08 | 33.3025 | 80.06 | 33.3579 | 75.92 | 32.2897 | 83.3 | 34.411 | 82.94 | 30.846 | 77 | 35.7729 | 68 | 31.8986 | 84.92 | 33.0642 | 80.06 | 33.0775 | 78.8 | 37.2129 | 77 | 31.8242 | 73.94 | 33.905 | 73.4 | 33.692 | 84.92 | 29.1906 | 78.98 | 34.5175 | 4481 | #N/A | #N/A
| 77 | 32.5727 | 78.98 | 33.0883 | 75.02 | 31.5202 | 85.64 | 35.8421 | 82.94 | 29.3597 | 78.98 | 36.3932 | 68 | 31.783 | 82.04 | 34.2848 | 84.02 | 32.6817 | 80.96 | 36.3203 | 77 | 31.8242 | 73.04 | 33.6832 | 71.6 | 33.2483 | 84.92 | 29.8712 | 78.98 | 34.5175 | 4482 | #N/A | #N/A
| 75.92 | 32.7624 | 78.08 | 32.3272 | 75.02 | 31.5174 | 87.44 | 36.0951 | 82.94 | 28.9899 | 77 | 35.7729 | 71.06 | 32.6491 | 82.94 | 34.5047 | 84.02 | 33.1001 | 82.04 | 36.5902 | 77 | 31.8242 | 77 | 35.2852 | 71.06 | 32.1276 | 84.02 | 29.2817 | 78.08 | 33.7105 | 4483 | #N/A | #N/A
| 73.94 | 32.2683 | 78.08 | 32.8587 | 75.02 | 31.5174 | 87.98 | 33.8121 | 82.04 | 29.1488 | 78.98 | 36.3843 | 71.06 | 32.6491 | 80.96 | 33.547 | 82.94 | 32.8333 | 82.04 | 36.5919 | 75.2 | 32.2701 | 78.98 | 35.8858 | 71.06 | 32.1276 | 84.02 | 30.385 | 82.94 | 32.9945 | 4484 | #N/A | #N/A
| 73.94 | 32.829 | 73.94 | 31.8347 | 73.04 | 31.0218 | 86.36 | 33.1609 | 80.96 | 29.2082 | 75.02 | 34.8522 | 71.06 | 32.1475 | 77 | 33.5975 | 82.04 | 32.6104 | 82.04 | 36.5833 | 73.4 | 31.828 | 78.98 | 35.7736 | 69.8 | 30.8812 | 82.04 | 29.1845 | 80.96 | 33.0234 | 4485 | #N/A | #N/A
| 71.96 | 32.3419 | 73.04 | 31.0766 | 73.04 | 30.5912 | 83.66 | 33.7599 | 78.98 | 28.7214 | 71.96 | 33.4652 | 69.08 | 31.6542 | 75.02 | 32.5355 | 80.06 | 32.1207 | 80.06 | 36.6339 | 71.6 | 31.3858 | 78.08 | 35.5516 | 66.02 | 30.3103 | 80.06 | 28.7012 | 78.98 | 33.5333 | 4486 | #N/A | #N/A
| 69.08 | 31.0633 | 69.08 | 30.638 | 73.04 | 30.5912 | 73.58 | 32.6662 | 75.02 | 28.1495 | 69.08 | 32.1422 | 66.02 | 30.3267 | 71.06 | 31.5577 | 78.08 | 30.274 | 73.04 | 34.3537 | 69.8 | 30.9437 | 71.06 | 33.2847 | 64.94 | 29.0542 | 71.06 | 27.5719 | 75.92 | 31.26 | 4487 | #N/A | #N/A
| 66.02 | 29.8483 | 69.08 | 30.6296 | 73.04 | 30.0835 | 69.26 | 31.029 | 71.96 | 27.3987 | 66.92 | 31.1147 | 66.02 | 30.3165 | 69.08 | 31.0651 | 71.06 | 29.9019 | 69.98 | 32.9641 | 68 | 30.5014 | 71.06 | 33.901 | 62.06 | 27.0142 | 71.06 | 28.3597 | 73.04 | 30.5495 | 4488 | #N/A | #N/A
| 66.02 | 29.8414 | 66.92 | 30.0947 | 73.04 | 30.5781 | 68.18 | 30.5755 | 71.06 | 27.9467 | 66.02 | 30.3222 | 64.94 | 29.5882 | 66.02 | 29.8473 | 66.02 | 28.2552 | 68 | 31.3776 | 66.2 | 29.175 | 71.06 | 33.2731 | 66.02 | 30.2971 | 69.98 | 29.0238 | 71.06 | 29.6459 | 4489 | #N/A | #N/A
| 66.02 | 29.8357 | 68 | 29.8208 | 73.04 | 30.5781 | 71.42 | 30.6519 | 71.06 | 28.7673 | 68 | 31.8589 | 64.94 | 29.5882 | 66.02 | 29.8402 | 64.94 | 27.9849 | 66.92 | 30.5435 | 66.2 | 29.175 | 69.98 | 33.002 | 66.2 | 30.9293 | 69.08 | 28.8047 | 71.06 | 29.6434 | 4490 | #N/A | #N/A
| 64.04 | 28.3885 | 66.02 | 29.3348 | 73.04 | 30.0747 | 68.9 | 28.8527 | 69.98 | 28.5067 | 66.92 | 31.5897 | 66.02 | 30.3003 | 64.94 | 29.0431 | 64.04 | 27.2818 | 66.02 | 30.2472 | 64.4 | 28.7335 | 69.08 | 32.171 | 68 | 32.4316 | 69.08 | 28.8072 | 69.98 | 29.3745 | 4491 | #N/A | #N/A
| 66.92 | 30.0567 | 64.94 | 28.6408 | 71.96 | 29.8087 | 69.08 | 29.9776 | 69.08 | 28.2877 | 66.92 | 30.4769 | 66.02 | 30.3032 | 66.02 | 29.3149 | 62.96 | 26.5568 | 64.94 | 28.9982 | 66.2 | 30.0593 | 69.08 | 32.1664 | 68 | 31.8321 | 69.98 | 28.5604 | 69.98 | 28.8866 | 4492 | #N/A | #N/A
| 68 | 30.7803 | 64.94 | 28.1435 | 71.96 | 29.8087 | 61.88 | 26.9785 | 68 | 28.4941 | 69.08 | 32.1295 | 64.94 | 29.5868 | 66.02 | 29.3122 | 62.06 | 26.3393 | 64.04 | 28.7773 | 66.2 | 30.0593 | 68 | 31.4192 | 69.08 | 32.1028 | 69.08 | 28.3427 | 69.08 | 28.2057 | 4493 | #N/A | #N/A
| 68 | 30.7803 | 64.04 | 27.9204 | 69.98 | 28.922 | 61.16 | 26.5668 | 68 | 28.4954 | 69.98 | 32.3544 | 64.94 | 29.5896 | 64.04 | 28.8263 | 60.08 | 25.4874 | 64.94 | 28.9982 | 64.4 | 28.7335 | 66.02 | 30.3698 | 68 | 31.8447 | 69.98 | 28.5664 | 68 | 27.5676 | 4494 | #N/A | #N/A
| 66.92 | 30.0538 | 64.04 | 27.9166 | 69.08 | 28.6966 | 61.52 | 26.883 | 68 | 28.4966 | 69.08 | 31.0714 | 64.94 | 29.5868 | 62.6 | 27.4346 | 60.08 | 25.483 | 62.96 | 27.5904 | 64.4 | 28.7335 | 66.02 | 29.9024 | 68 | 31.35 | 68 | 28.5564 | 66.02 | 27.4546 | 4495 | #N/A | #N/A
| 66.02 | 29.2969 | 64.04 | 27.9115 | 69.08 | 28.6966 | 59.72 | 25.8165 | 68 | 28.4977 | 66.92 | 30.5316 | 64.94 | 29.5868 | 62.6 | 27.4346 | 57.92 | 24.5139 | 60.98 | 26.7525 | 62.6 | 28.2919 | 66.92 | 30.1148 | 68 | 30.7737 | 69.08 | 28.8245 | 68 | 27.5529 | 4496 | #N/A | #N/A
| 71.06 | 31.5135 | 68 | 29.8017 | 71.06 | 29.5705 | 65.48 | 28.8243 | 69.08 | 29.1668 | 71.96 | 33.4224 | 71.06 | 32.5874 | 69.08 | 30.0455 | 62.96 | 27 | 71.06 | 31.5349 | 64.4 | 28.7335 | 71.06 | 31.5864 | 69.98 | 31.2532 | 69.08 | 29.7297 | 69.98 | 28.4065 | 4497 | #N/A | #N/A
| 73.94 | 31.7585 | 71.96 | 31.2971 | 75.02 | 30.5347 | 72.68 | 31.7332 | 69.98 | 29.8848 | 75.92 | 33.2972 | 77 | 33.5555 | 73.94 | 31.2315 | 68 | 28.2338 | 75.92 | 32.2685 | 71.6 | 31.3858 | 75.92 | 31.7805 | 73.04 | 31.9983 | 73.04 | 31.1414 | 73.04 | 29.153 | 4498 | #N/A | #N/A
| 75.02 | 32.4797 | 77 | 32.9979 | 75.02 | 30.5347 | 77.9 | 31.7822 | 73.04 | 31.0752 | 80.06 | 33.7471 | 78.98 | 35.1335 | 78.08 | 32.7812 | 75.02 | 31.3535 | 80.96 | 33.5051 | 73.4 | 32.7676 | 80.06 | 32.3642 | 75.92 | 32.7079 | 75.92 | 32.388 | 77 | 30.5868 | 4499 | #N/A | #N/A
| 77 | 32.9693 | 78.98 | 33.4889 | 77 | 31.9544 | 82.22 | 33.1035 | 75.92 | 32.3222 | 82.94 | 35.026 | 78.98 | 35.1368 | 80.06 | 31.8083 | 78.08 | 32.5461 | 84.92 | 34.4836 | 77 | 32.7124 | 82.94 | 33.0718 | 77 | 32.5141 | 78.98 | 33.6109 | 80.06 | 32.2352 | 4500 | #N/A | #N/A
| 78.08 | 33.2333 | 80.06 | 33.753 | 77 | 31.9531 | 84.38 | 34.2517 | 78.98 | 33.0866 | 84.92 | 34.4832 | 73.94 | 33.2887 | 82.94 | 32.5153 | 80.96 | 32.2941 | 87.98 | 34.269 | 80.6 | 33.5966 | 87.08 | 32.7056 | 80.06 | 32.7316 | 82.94 | 34.5911 | 82.04 | 32.3051 | 4501 | #N/A | #N/A
| 80.06 | 34.2893 | 82.04 | 34.812 | 77 | 31.9531 | 86 | 35.2894 | 82.04 | 34.3071 | 86 | 34.7456 | 73.94 | 33.2887 | 84.92 | 33.0043 | 82.04 | 31.2026 | 89.96 | 34.2441 | 80.6 | 32.7072 | 87.98 | 33.3921 | 82.94 | 33.429 | 84.92 | 34.6205 | 82.94 | 32.0332 | 4502 | #N/A | #N/A
| 82.04 | 35.2682 | 78.98 | 34.0638 | 78.98 | 32.979 | 90.14 | 34.7025 | 84.02 | 34.807 | 87.08 | 35.0081 | 80.06 | 34.298 | 86 | 33.2702 | 84.02 | 32.1551 | 89.96 | 34.2479 | 82.4 | 32.3089 | 89.06 | 33.1852 | 84.92 | 33.4871 | 87.08 | 35.6261 | 84.92 | 32.519 | 4503 | #N/A | #N/A
| 80.96 | 35.0038 | 78.98 | 34.0715 | 78.98 | 32.9847 | 90.86 | 35.3186 | 86 | 35.3086 | 84.02 | 37.0113 | 78.08 | 33.8076 | 86 | 33.2753 | 84.92 | 32.86 | 91.04 | 35.4578 | 82.4 | 33.1488 | 91.04 | 33.6744 | 86 | 33.255 | 87.08 | 36.7193 | 86 | 33.2739 | 4504 | #N/A | #N/A
| 80.96 | 33.9588 | 80.06 | 34.8302 | 78.98 | 32.9847 | 91.76 | 35.8081 | 86 | 35.3175 | 84.92 | 36.6104 | 78.98 | 33.4673 | 86 | 33.7837 | 84.92 | 33.276 | 91.94 | 35.6829 | 84.2 | 32.7498 | 91.04 | 33.6804 | 87.08 | 33.5248 | 87.98 | 36.4535 | 87.08 | 33.544 | 4505 | #N/A | #N/A
| 80.96 | 33.4956 | 80.96 | 34.5662 | 75.92 | 32.2372 | 92.12 | 35.2062 | 84.92 | 35.0506 | 84.02 | 35.2932 | 75.92 | 32.7209 | 86 | 34.7536 | 87.08 | 34.7638 | 93.02 | 35.952 | 82.4 | 34.0388 | 89.06 | 35.5564 | 87.08 | 34.0275 | 87.08 | 36.2307 | 87.98 | 33.2795 | 4506 | #N/A | #N/A
| 78.98 | 33.0178 | 78.08 | 33.8607 | 78.98 | 32.9946 | 91.22 | 34.9089 | 84.92 | 35.6324 | 82.94 | 35.0352 | 78.08 | 32.2631 | 84.92 | 34.9529 | 86 | 34.0676 | 91.04 | 35.4716 | 82.4 | 34.0388 | 89.06 | 35.5635 | 87.08 | 33.1264 | 86 | 35.9666 | 87.08 | 33.0646 | 4507 | #N/A | #N/A
| 80.96 | 33.9647 | 78.08 | 33.2957 | 78.98 | 32.9946 | 90.86 | 35.0816 | 82.94 | 35.516 | 80.06 | 32.768 | 78.08 | 32.2631 | 82.94 | 34.4647 | 86 | 34.5104 | 91.04 | 36.4734 | 80.6 | 33.5966 | 87.98 | 35.764 | 84.92 | 35.5049 | 78.08 | 36.1676 | 87.08 | 33.0672 | 4508 | #N/A | #N/A
| 78.08 | 34.3119 | 75.02 | 32.0842 | 75.02 | 32.0274 | 90.32 | 36.1059 | 77 | 35.8237 | 78.08 | 31.8445 | 73.04 | 32.0159 | 78.98 | 34.5494 | 84.02 | 35.0437 | 89.96 | 36.2094 | 78.8 | 33.1545 | 84.92 | 35.003 | 80.96 | 34.5257 | 75.02 | 36.082 | 86 | 33.2892 | 4509 | #N/A | #N/A
| 75.02 | 33.5536 | 73.04 | 31.5965 | 75.02 | 32.4848 | 87.44 | 35.8623 | 73.94 | 34.6475 | 73.94 | 31.259 | 69.98 | 30.8051 | 75.02 | 33.0812 | 78.98 | 34.8789 | 87.08 | 36.0651 | 75.2 | 32.2701 | 80.96 | 33.0254 | 75.92 | 32.2559 | 75.92 | 37.5923 | 82.94 | 33.4734 | 4510 | #N/A | #N/A
| 73.94 | 33.2831 | 73.04 | 31.5979 | 75.02 | 32.4848 | 81.14 | 35.2872 | 73.94 | 34.644 | 71.96 | 31.7632 | 68 | 30.3172 | 73.94 | 32.8095 | 73.04 | 32.9171 | 82.94 | 35.5304 | 73.4 | 32.7676 | 78.08 | 30.5084 | 73.94 | 31.7722 | 75.02 | 36.6574 | 77 | 33.4874 | 4511 | #N/A | #N/A
| 73.94 | 34.5099 | 71.96 | 31.3354 | 73.94 | 32.7857 | 79.52 | 34.7819 | 75.92 | 34.3928 | 71.06 | 33.1892 | 66.92 | 30.5011 | 71.96 | 32.8114 | 69.08 | 31.3583 | 75.92 | 33.7922 | 71.6 | 32.3247 | 75.92 | 29.5189 | 73.04 | 31.0126 | 75.02 | 35.5111 | 73.94 | 32.733 | 4512 | #N/A | #N/A
| 73.04 | 34.2895 | 71.96 | 31.8017 | 77 | 32.9775 | 78.44 | 34.2204 | 73.04 | 34.3085 | 71.06 | 33.8137 | 66.92 | 31.0662 | 73.04 | 33.6816 | 66.02 | 29.5999 | 78.98 | 34.0566 | 71.6 | 32.3247 | 73.94 | 29.4884 | 71.96 | 31.2773 | 73.04 | 35.0224 | 71.96 | 32.2462 | 4513 | #N/A | #N/A
| 73.94 | 33.2878 | 73.04 | 32.0658 | 77 | 32.9775 | 76.82 | 33.822 | 71.06 | 33.2847 | 71.06 | 33.8171 | 66.92 | 31.0662 | 73.04 | 33.6865 | 66.02 | 29.5972 | 78.08 | 33.2666 | 73.4 | 32.7676 | 71.96 | 29.8749 | 71.06 | 32.0757 | 73.04 | 34.9241 | 71.96 | 31.7741 | 4514 | #N/A | #N/A
| 73.04 | 33.0677 | 73.94 | 32.2899 | 77 | 32.979 | 75.38 | 33.2665 | 71.06 | 33.1954 | 71.06 | 33.8154 | 66.92 | 30.5011 | 73.04 | 33.6882 | 64.94 | 28.8991 | 71.06 | 31.5408 | 73.4 | 32.7676 | 71.06 | 31.123 | 69.98 | 32.9034 | 71.06 | 33.9823 | 71.06 | 31.5553 | 4515 | #N/A | #N/A
| 73.94 | 35.0664 | 73.04 | 32.0745 | 75.92 | 32.7178 | 71.06 | 32.3988 | 69.98 | 33.5538 | 69.98 | 33.5506 | 66.92 | 30.5011 | 73.04 | 33.6929 | 64.04 | 28.676 | 69.08 | 30.5953 | 73.4 | 33.7628 | 69.98 | 31.8833 | 69.98 | 32.9018 | 71.06 | 33.3613 | 69.98 | 31.2908 | 4516 | #N/A | #N/A
| 73.04 | 34.8529 | 73.94 | 31.8418 | 75.92 | 32.7178 | 68.9 | 31.7808 | 69.98 | 33.6466 | 71.06 | 33.7704 | 66.92 | 30.5055 | 73.04 | 34.3306 | 64.04 | 28.1741 | 68 | 30.3342 | 71.6 | 34.3722 | 69.98 | 32.3753 | 69.98 | 32.9018 | 69.98 | 32.4791 | 69.98 | 31.2965 | 4517 | #N/A | #N/A
| 73.04 | 34.3218 | 73.94 | 31.8445 | 75.02 | 32.0472 | 68 | 31.5018 | 69.98 | 33.0235 | 69.08 | 32.6595 | 66.02 | 30.2915 | 71.96 | 34.0676 | 64.04 | 28.6895 | 68 | 30.7973 | 71.6 | 33.3192 | 69.98 | 32.989 | 69.98 | 33.532 | 69.08 | 31.1994 | 71.96 | 32.2643 | 4518 | #N/A | #N/A
| 73.04 | 33.6961 | 73.04 | 31.625 | 73.94 | 31.7847 | 66.2 | 30.1183 | 69.98 | 32.4197 | 69.8 | 33.8866 | 64.94 | 29.9817 | 71.96 | 33.4432 | 64.94 | 28.9152 | 69.08 | 31.0585 | 71.6 | 34.3722 | 69.98 | 32.9923 | 69.98 | 32.91 | 68 | 30.9326 | 73.04 | 32.5335 | 4519 | #N/A | #N/A
| 73.04 | 33.6944 | 73.04 | 31.6264 | 73.94 | 31.7847 | 64.4 | 29.6763 | 69.98 | 32.4181 | 69.08 | 32.6595 | 66.92 | 31.0814 | 71.96 | 33.4449 | 66.02 | 29.1796 | 68 | 29.8 | 71.6 | 34.3722 | 69.98 | 32.9293 | 64.4 | 28.6746 | 68 | 30.9401 | 71.06 | 32.0469 | 4520 | #N/A | #N/A
| 75.02 | 34.194 | 73.94 | 32.312 | 75.02 | 32.5157 | 69.44 | 32.5126 | 71.06 | 32.5917 | 69.98 | 33.504 | 68 | 31.783 | 73.04 | 33.7193 | 68 | 30.1044 | 64.94 | 28.5715 | 71.6 | 33.3192 | 64.94 | 28.6595 | 64.4 | 28.6746 | 69.08 | 31.7732 | 69.98 | 31.7731 | 4521 | #N/A | #N/A
| 75.92 | 36.2511 | 75.92 | 33.3585 | 77 | 32.9952 | 77.36 | 35.3958 | 73.04 | 33.7627 | 71.96 | 34.5283 | 68 | 31.783 | 78.08 | 36.133 | 71.06 | 31.397 | 64.94 | 28.6114 | 73.4 | 34.8165 | 66.92 | 29.1397 | 64.94 | 29.0174 | 71.06 | 32.7289 | 71.06 | 32.0378 | 4522 | #N/A | #N/A
| 78.08 | 36.7906 | 78.98 | 35.2104 | 77 | 32.9952 | 79.7 | 36.6176 | 75.92 | 34.4643 | 78.08 | 38.0458 | 68 | 31.783 | 82.04 | 36.5666 | 75.02 | 32.8352 | 66.92 | 29.0892 | 73.4 | 35.9319 | 69.08 | 29.6332 | 66.2 | 29.1163 | 73.94 | 34.0509 | 71.06 | 32.0271 | 4523 | #N/A | #N/A
| 82.04 | 37.7696 | 80.06 | 35.4881 | 82.04 | 34.2402 | 82.58 | 37.4515 | 80.06 | 36.1126 | 78.08 | 37.3338 | 71.06 | 33.1844 | 82.04 | 35.9442 | 78.08 | 34.6802 | 69.98 | 30.2351 | 75.2 | 36.377 | 68 | 29.3684 | 66.2 | 29.1163 | 75.92 | 35.172 | 71.96 | 32.2107 | 4524 | #N/A | #N/A
| 82.94 | 37.9978 | 78.98 | 35.8534 | 82.04 | 34.8127 | 85.64 | 37.4493 | 82.94 | 36.8265 | 78.98 | 37.564 | 71.06 | 33.138 | 80.96 | 36.8496 | 80.96 | 36.6507 | 71.96 | 30.7624 | 82.4 | 38.1574 | 73.94 | 31.8288 | 66.2 | 29.9966 | 78.08 | 35.7046 | 73.04 | 32.52 | 4525 | #N/A | #N/A
| 80.96 | 38.7979 | 82.04 | 37.8311 | 82.04 | 34.8127 | 88.16 | 38.5033 | 84.92 | 37.3149 | 82.04 | 38.3194 | 73.04 | 34.2975 | 80.96 | 37.5212 | 84.02 | 37.4059 | 73.04 | 31.0303 | 78.8 | 37.2672 | 77 | 32.9971 | 66.02 | 29.2812 | 82.04 | 37.9073 | 77 | 34.0815 | 4526 | #N/A | #N/A
| 78.08 | 38.0962 | 80.06 | 36.6634 | 82.94 | 35.0357 | 88.16 | 38.9567 | 84.92 | 36.6954 | 80.06 | 39.0834 | 71.06 | 33.138 | 82.94 | 38.0199 | 84.92 | 36.9946 | 78.98 | 33.4894 | 77 | 36.8222 | 77 | 32.586 | 68 | 29.5579 | 84.92 | 36.7737 | 77 | 34.083 | 4527 | #N/A | #N/A
| 80.96 | 38.8098 | 78.98 | 37.0544 | 82.94 | 36.1262 | 89.78 | 39.1518 | 87.98 | 37.4561 | 80.06 | 38.556 | 69.98 | 32.8718 | 87.98 | 39.2659 | 84.02 | 36.7765 | 78.98 | 33.504 | 77 | 36.8222 | 73.94 | 31.3084 | 64.4 | 28.6746 | 87.98 | 36.9184 | 82.04 | 36.4774 | 4528 | #N/A | #N/A
| 80.96 | 38.0836 | 80.06 | 37.3417 | 82.94 | 36.1262 | 88.7 | 38.7802 | 87.98 | 37.4628 | 80.06 | 38.5697 | 73.04 | 34.7848 | 86 | 38.0996 | 84.92 | 37.0098 | 80.06 | 33.7725 | 80.6 | 37.7122 | 73.94 | 31.3126 | 66.2 | 29.1163 | 84.92 | 36.7904 | 82.04 | 37.1331 | 4529 | #N/A | #N/A
| 80.96 | 38.1006 | 80.06 | 36.6777 | 82.04 | 35.3168 | 78.8 | 35.1594 | 89.06 | 38.3741 | 80.06 | 38.5639 | 73.94 | 35.0816 | 86 | 38.1156 | 86 | 37.9339 | 77 | 32.5637 | 80.6 | 37.7122 | 69.08 | 29.1909 | 66.2 | 29.1163 | 82.94 | 39.3299 | 78.8 | 34.5731 | 4530 | #N/A | #N/A
| 80.96 | 38.8354 | 80.06 | 36.6918 | 84.92 | 35.5507 | 75.2 | 36.4523 | 87.98 | 37.481 | 78.98 | 38.2983 | 71.96 | 34.0548 | 84.02 | 38.3184 | 84.02 | 37.4427 | 77 | 33.0217 | 80.6 | 38.8959 | 69.98 | 29.9112 | 69.08 | 31.0436 | 89.06 | 37.8388 | 73.04 | 34.1876 | 4531 | #N/A | #N/A
| 82.04 | 39.7169 | 78.98 | 34.1499 | 84.92 | 35.5507 | 77.9 | 36.5427 | 87.08 | 36.6567 | 75.02 | 36.6164 | 71.96 | 34.0548 | 84.92 | 39.115 | 84.02 | 37.4393 | 77 | 33.0305 | 80.6 | 38.8959 | 71.96 | 31.3754 | 73.94 | 33.9076 | 86 | 37.0883 | 73.04 | 34.1876 | 4532 | #N/A | #N/A
| 82.94 | 39.3162 | 78.98 | 34.6325 | 82.04 | 34.2608 | 78.44 | 37.4776 | 87.08 | 36.5351 | 75.02 | 36.5192 | 69.08 | 32.049 | 84.92 | 36.0724 | 80.96 | 36.0305 | 73.04 | 31.0644 | 80.6 | 36.5936 | 75.02 | 33.1599 | 73.94 | 34.5366 | 84.02 | 36.6089 | 73.94 | 34.4958 | 4533 | #N/A | #N/A
| 80.06 | 36.638 | 78.08 | 33.9145 | 80.96 | 32.9919 | 77.18 | 36.832 | 84.02 | 34.8442 | 71.96 | 34.5283 | 66.02 | 30.2472 | 80.96 | 35.6961 | 78.98 | 35.5451 | 69.98 | 29.8845 | 80.6 | 37.7122 | 69.98 | 30.8905 | 73.94 | 35.0747 | 82.94 | 36.3495 | 73.94 | 35.1448 | 4534 | #N/A | #N/A
| 78.08 | 35.6032 | 75.02 | 32.5878 | 80.96 | 32.9919 | 75.56 | 36.0829 | 80.96 | 35.1596 | 69.98 | 33.504 | 66.92 | 31.517 | 78.08 | 33.8847 | 75.92 | 34.7872 | 64.94 | 28.1469 | 77 | 36.8222 | 68 | 30.3284 | 66.92 | 30.063 | 80.06 | 36.2691 | 73.94 | 35.6092 | 4535 | #N/A | #N/A
| 77 | 34.0982 | 73.94 | 31.8546 | 78.08 | 32.2809 | 74.12 | 35.0515 | 78.08 | 34.4393 | 71.06 | 34.3982 | 66.92 | 31.517 | 75.02 | 32.5606 | 75.92 | 34.1479 | 64.94 | 28.0756 | 73.4 | 34.8165 | 68 | 30.3284 | 66.2 | 29.9966 | 77 | 35.504 | 73.04 | 35.3878 | 4536 | #N/A | #N/A
| 75.02 | 33.6043 | 71.96 | 31.3655 | 77 | 32.0131 | 73.4 | 34.8873 | 77 | 34.79 | 71.06 | 34.306 | 68 | 32.3838 | 75.02 | 32.0936 | 71.96 | 33.1843 | 64.94 | 28.1405 | 73.4 | 32.7676 | 73.04 | 35.6043 | 69.8 | 33.852 | 77 | 35.5231 | 69.98 | 33.436 | 4537 | #N/A | #N/A
| 73.04 | 32.6275 | 69.98 | 30.8762 | 77 | 32.0131 | 73.4 | 34.8873 | 75.92 | 34.5288 | 71.06 | 34.3964 | 68 | 31.8591 | 73.04 | 31.6044 | 71.06 | 32.4637 | 64.94 | 28.1431 | 71.6 | 31.3858 | 73.04 | 35.5119 | 69.8 | 33.852 | 77 | 35.511 | 69.98 | 33.436 | 4538 | #N/A | #N/A
| 73.04 | 32.0603 | 69.08 | 30.6552 | 73.94 | 31.2578 | 69.8 | 32.9424 | 75.02 | 34.3152 | 71.06 | 34.306 | 68 | 31.783 | 69.98 | 30.3195 | 69.08 | 31.9744 | 64.04 | 28.3507 | 71.6 | 31.3858 | 71.06 | 35.0226 | 69.98 | 34.0947 | 73.04 | 33.1488 | 69.98 | 34.0806 | 4539 | #N/A | #N/A
| 71.96 | 31.336 | 68 | 30.3914 | 73.04 | 31.0382 | 69.8 | 32.9424 | 75.02 | 34.3319 | 69.98 | 34.0394 | 66.2 | 30.9509 | 66.02 | 28.9194 | 66.92 | 30.8613 | 64.04 | 28.3507 | 69.8 | 30.9437 | 66.92 | 31.0859 | 66.92 | 31.0888 | 69.98 | 32.5142 | 69.98 | 34.0806 | 4540 | #N/A | #N/A
| 71.06 | 31.1163 | 69.08 | 30.6581 | 73.04 | 31.0382 | 69.8 | 33.9991 | 75.92 | 35.1654 | 69.98 | 33.504 | 66.92 | 31.517 | 64.94 | 28.1553 | 66.02 | 30.1013 | 62.96 | 28.0859 | 68 | 30.5014 | 64.94 | 29.6528 | 68 | 32.4496 | 69.98 | 32.5093 | 69.08 | 33.2149 | 4541 | #N/A | #N/A
| 71.06 | 31.1148 | 66.92 | 29.5939 | 71.06 | 30.5522 | 69.8 | 32.9424 | 75.02 | 32.6217 | 69.98 | 33.504 | 66.92 | 31.1225 | 68 | 29.8376 | 68 | 31.6998 | 64.04 | 28.4143 | 68 | 30.5014 | 64.94 | 30.1118 | 66.2 | 29.9966 | 69.98 | 32.0085 | 66.02 | 30.2838 | 4542 | #N/A | #N/A
| 69.08 | 30.0902 | 64.04 | 27.9509 | 71.06 | 30.5467 | 68 | 32.4991 | 73.04 | 32.1202 | 71.06 | 34.4088 | 66.92 | 31.0321 | 64.94 | 28.6478 | 68 | 31.6966 | 64.04 | 28.7773 | 66.2 | 30.0593 | 64.04 | 29.4203 | 64.4 | 29.5543 | 68 | 31.5108 | 64.04 | 29.2513 | 4543 | #N/A | #N/A
| 69.08 | 30.0806 | 66.02 | 29.3594 | 71.06 | 30.5467 | 69.8 | 32.9424 | 71.6 | 31.3938 | 71.06 | 34.3999 | 66.92 | 31.6057 | 68 | 29.8227 | 68 | 31.1128 | 64.04 | 28.7773 | 66.2 | 29.175 | 64.4 | 28.7411 | 64.4 | 29.5543 | 68 | 30.9268 | 62.06 | 27.8119 | 4544 | #N/A | #N/A
| 73.04 | 32.0428 | 69.98 | 30.8606 | 73.04 | 30.5926 | 69.8 | 32.9424 | 73.04 | 32.6576 | 71.6 | 34.331 | 68 | 31.783 | 69.8 | 30.9164 | 69.08 | 31.3673 | 62.96 | 27.6287 | 66.2 | 30.0593 | 62.96 | 28.1327 | 62.6 | 28.2329 | 69.98 | 31.9746 | 60.98 | 27.1339 | 4545 | #N/A | #N/A
| 75.92 | 32.2889 | 75.02 | 32.0942 | 78.08 | 31.3239 | 69.8 | 32.9424 | 75.02 | 33.1308 | 69.08 | 32.6595 | 69.98 | 33.494 | 77 | 33.0178 | 71.06 | 31.8031 | 62.96 | 27.219 | 71.6 | 31.3858 | 62.06 | 27.912 | 62.6 | 28.2329 | 73.04 | 32.7116 | 60.08 | 26.4332 | 4546 | #N/A | #N/A
| 78.08 | 32.2814 | 75.92 | 31.7793 | 78.08 | 31.3239 | 69.8 | 31.0022 | 75.92 | 33.2995 | 68 | 31.8605 | 69.08 | 32.6501 | 80.06 | 32.7743 | 73.94 | 32.0829 | 62.96 | 27.2141 | 75.2 | 32.2701 | 62.06 | 27.4148 | 62.96 | 28.1045 | 75.92 | 32.8369 | 60.98 | 27.1339 | 4547 | #N/A | #N/A
| 80.06 | 32.7618 | 78.98 | 32.5302 | 80.06 | 31.8079 | 73.22 | 31.4232 | 78.98 | 33.0666 | 68 | 30.7425 | 66.92 | 31.0321 | 82.94 | 33.4797 | 75.02 | 32.7746 | 62.96 | 26.745 | 78.8 | 33.1545 | 62.06 | 27.4148 | 62.96 | 27.2005 | 78.98 | 33.1206 | 62.06 | 26.9165 | 4548 | #N/A | #N/A
| 80.96 | 32.5515 | 80.96 | 33.0162 | 82.94 | 32.515 | 74.66 | 31.6916 | 82.04 | 33.2767 | 68 | 30.3298 | 66.02 | 30.2472 | 86 | 32.8927 | 78.98 | 33.7979 | 64.04 | 27.007 | 82.4 | 34.0388 | 62.96 | 27.2339 | 64.4 | 27.8445 | 80.96 | 33.0717 | 62.06 | 26.9165 | 4549 | #N/A | #N/A
| 80.96 | 32.9841 | 82.94 | 33.0734 | 82.94 | 32.515 | 78.26 | 33.1136 | 82.94 | 32.5612 | 68 | 29.7958 | 64.04 | 28.8254 | 87.98 | 32.907 | 80.96 | 33.8171 | 64.04 | 26.99 | 82.4 | 33.1488 | 64.04 | 27.0476 | 66.92 | 28.163 | 82.94 | 33.1203 | 64.04 | 27.3998 | 4550 | #N/A | #N/A
| 82.04 | 33.2492 | 84.92 | 32.6532 | 82.04 | 33.2337 | 78.08 | 33.166 | 84.92 | 32.6416 | 69.98 | 29.8579 | 64.94 | 28.9982 | 87.08 | 33.568 | 82.94 | 34.7757 | 66.2 | 26.7788 | 80.6 | 32.7072 | 64.94 | 26.8166 | 66.92 | 28.1593 | 84.92 | 33.1004 | 66.2 | 27.9269 | 4551 | #N/A | #N/A
| 84.02 | 33.3087 | 86 | 33.3292 | 84.92 | 32.6082 | 78.98 | 33.3872 | 86 | 32.433 | 69.98 | 29.8553 | 64.4 | 28.6935 | 86 | 32.9 | 84.02 | 34.0282 | 68 | 27.2186 | 80.6 | 32.7072 | 64.4 | 26.3777 | 66.02 | 27.4737 | 84.92 | 31.3952 | 66.92 | 28.1141 | 4552 | #N/A | #N/A
| 84.02 | 34.7406 | 87.08 | 32.7191 | 84.92 | 32.6082 | 78.26 | 33.1238 | 87.08 | 33.1705 | 69.98 | 29.3501 | 64.94 | 28.5715 | 89.06 | 34.0635 | 84.02 | 36.1304 | 68 | 27.5192 | 82.4 | 34.0388 | 64.94 | 26.4379 | 66.92 | 27.6893 | 87.08 | 32.7509 | 69.08 | 28.63 | 4553 | #N/A | #N/A
| 82.04 | 33.795 | 86 | 31.9997 | 87.98 | 32.072 | 78.62 | 32.9353 | 86 | 32.906 | 69.08 | 29.0974 | 64.04 | 27.8884 | 87.08 | 34.5164 | 82.04 | 35.1446 | 69.08 | 27.7809 | 82.4 | 33.1488 | 64.4 | 25.6783 | 64.4 | 26.3233 | 86 | 33.3726 | 69.98 | 28.8636 | 4554 | #N/A | #N/A
| 80.06 | 33.7714 | 86 | 31.6293 | 89.06 | 31.9085 | 77.18 | 32.3156 | 87.08 | 33.173 | 66.2 | 28.3107 | 64.04 | 27.4872 | 86 | 33.8168 | 78.98 | 33.8068 | 66.92 | 26.8955 | 82.4 | 33.1488 | 64.04 | 25.8037 | 64.4 | 26.3233 | 84.92 | 33.6189 | 69.08 | 28.6426 | 4555 | #N/A | #N/A
| 80.96 | 33.0006 | 84.92 | 31.3687 | 89.06 | 31.9085 | 75.92 | 31.8297 | 86 | 32.911 | 66.02 | 27.4815 | 64.04 | 27.4872 | 82.94 | 33.5017 | 75.92 | 33.0576 | 66.02 | 26.6756 | 82.4 | 32.3089 | 64.94 | 26.4379 | 62.6 | 25.8833 | 84.92 | 32.7064 | 68 | 27.9165 | 4556 | #N/A | #N/A
| 80.06 | 32.348 | 82.94 | 30.8815 | 87.08 | 29.9866 | 73.58 | 30.7287 | 82.94 | 33.4976 | 64.04 | 26.5766 | 62.96 | 26.7258 | 80.96 | 33.5498 | 75.02 | 32.3564 | 64.04 | 25.7686 | 80.6 | 32.7072 | 62.06 | 25.3214 | 64.4 | 26.3233 | 82.94 | 33.5656 | 66.02 | 27.0544 | 4557 | #N/A | #N/A
| 75.92 | 32.7523 | 78.08 | 29.6884 | 78.98 | 30.6841 | 73.4 | 30.9957 | 82.04 | 32.8106 | 62.96 | 26.307 | 60.8 | 25.4589 | 77 | 32.5714 | 73.04 | 31.3197 | 62.96 | 25.1616 | 75.2 | 32.2701 | 62.06 | 25.3183 | 60.98 | 25.0044 | 80.06 | 32.844 | 62.96 | 25.866 | 4558 | #N/A | #N/A
| 75.02 | 32.0706 | 75.92 | 29.155 | 78.98 | 30.6841 | 71.6 | 30.5543 | 80.06 | 33.3047 | 62.96 | 25.9376 | 60.98 | 25.793 | 77 | 32.0356 | 71.96 | 30.6123 | 62.06 | 24.9368 | 75.2 | 33.2104 | 60.98 | 24.7114 | 60.98 | 25.4187 | 75.92 | 33.3952 | 60.8 | 25.1231 | 4559 | #N/A | #N/A
| 73.94 | 32.2479 | 73.04 | 28.8035 | 75.02 | 31.4915 | 67.82 | 28.0093 | 78.08 | 32.8156 | 62.06 | 25.71 | 60.08 | 25.5859 | 75.92 | 32.2947 | 71.6 | 29.8987 | 62.06 | 24.9328 | 73.4 | 32.7676 | 60.98 | 24.7089 | 60.98 | 25.4154 | 75.92 | 31.3684 | 60.08 | 24.3948 | 4560 | #N/A | #N/A
| 73.94 | 32.817 | 73.04 | 25.927 | 75.02 | 26.7212 | 66.2 | 26.8566 | 78.08 | 33.2544 | 62.96 | 26.2968 | 60.8 | 25.4589 | 73.94 | 32.2583 | 69.98 | 29.2022 | 60.8 | 24.763 | 73.4 | 32.7676 | 60.98 | 24.7084 | 60.98 | 24.9981 | 68 | 29.8581 | 59 | 24.132 | 4561 | #N/A | #N/A
| 73.04 | 32.5909 | 69.08 | 24.9582 | 75.02 | 26.7212 | 64.4 | 26.4169 | 75.02 | 30.5898 | 62.96 | 26.298 | 60.08 | 25.587 | 73.94 | 31.7941 | 68 | 29.1009 | 60.98 | 24.6727 | 71.6 | 32.3247 | 60.98 | 24.7104 | 60.8 | 25.4433 | 64.94 | 28.6674 | 57.92 | 23.544 | 4562 | #N/A | #N/A
| 73.94 | 31.2475 | 66.02 | 24.8592 | 73.04 | 25.5526 | 63.14 | 25.6162 | 68 | 30.7854 | 62.96 | 26.3036 | 60.08 | 26.0211 | 73.94 | 29.0015 | 64.94 | 27.4909 | 62.06 | 24.9378 | 71.6 | 32.3247 | 60.98 | 24.7145 | 60.08 | 25.5631 | 66.02 | 29.888 | 57.92 | 23.5474 | 4563 | #N/A | #N/A
| 71.96 | 28.1472 | 64.04 | 24.3769 | 71.96 | 25.2907 | 62.42 | 25.2343 | 66.02 | 29.8259 | 62.6 | 25.9054 | 60.08 | 26.0485 | 71.96 | 26.2995 | 62.06 | 26.7861 | 62.06 | 24.9398 | 71.6 | 27.4298 | 60.98 | 25.0489 | 60.08 | 26.0119 | 66.92 | 30.1004 | 57.92 | 23.5474 | 4564 | #N/A | #N/A
| 69.98 | 28.9435 | 60.98 | 23.6324 | 71.96 | 25.2907 | 61.88 | 24.8375 | 64.94 | 29.0227 | 62.06 | 26.5318 | 60.08 | 26.0473 | 69.98 | 26.189 | 62.06 | 26.3054 | 62.06 | 24.9439 | 69.8 | 26.3304 | 60.08 | 24.839 | 60.8 | 26.1805 | 66.92 | 29.133 | 57.92 | 23.1662 | 4565 | #N/A | #N/A
| 69.08 | 28.2525 | 60.08 | 23.4123 | 69.08 | 24.9244 | 61.7 | 25.001 | 64.94 | 29.5453 | 62.06 | 26.5388 | 60.98 | 26.7342 | 66.92 | 25.0689 | 60.98 | 25.2729 | 60.98 | 24.6727 | 68 | 27.9938 | 60.08 | 25.2674 | 60.8 | 26.1805 | 64.94 | 28.6465 | 57.02 | 23.3284 | 4566 | #N/A | #N/A
| 64.04 | 27.0157 | 59 | 23.1474 | 68 | 24.6591 | 60.8 | 24.8364 | 64.94 | 29.0051 | 62.96 | 26.7327 | 60.98 | 26.2699 | 64.94 | 24.9519 | 60.08 | 25.0481 | 60.98 | 24.6727 | 66.2 | 27.5535 | 60.08 | 25.6274 | 60.8 | 26.1805 | 62.06 | 27.0268 | 57.02 | 23.3366 | 4567 | #N/A | #N/A
| 66.02 | 28.3639 | 59 | 23.5132 | 68 | 24.6591 | 59.9 | 24.6949 | 64.94 | 28.9998 | 62.96 | 27.1977 | 60.98 | 26.2699 | 62.96 | 24.4655 | 59 | 24.4326 | 60.08 | 25.2207 | 65.3 | 26.5915 | 60.08 | 25.6133 | 60.8 | 26.1805 | 60.98 | 26.3365 | 57.02 | 23.3356 | 4568 | #N/A | #N/A
| 69.98 | 28.924 | 64.04 | 25.0555 | 69.98 | 25.1334 | 60.44 | 24.7542 | 66.92 | 29.5322 | 64.04 | 27.4822 | 60.98 | 26.2413 | 68 | 26.0062 | 59 | 24.0249 | 60.08 | 25.2116 | 64.4 | 25.6725 | 60.98 | 26.2931 | 60.8 | 26.1805 | 62.96 | 27.6314 | 55.94 | 23.3938 | 4569 | #N/A | #N/A
| 73.94 | 28.9697 | 69.08 | 26.6746 | 73.04 | 25.8732 | 60.8 | 24.8364 | 66.92 | 27.6763 | 64.04 | 27.4622 | 60.8 | 26.9802 | 73.04 | 27.2315 | 59 | 24.0219 | 60.98 | 25.7981 | 68 | 26.5511 | 60.98 | 26.2832 | 60.8 | 26.1805 | 68 | 27.5353 | 57.02 | 23.6551 | 4570 | #N/A | #N/A
| 73.04 | 28.7507 | 71.96 | 26.9822 | 73.04 | 25.8732 | 60.8 | 24.8364 | 69.98 | 28.8828 | 64.94 | 27.6965 | 62.6 | 27.4213 | 73.94 | 27.452 | 60.08 | 24.6896 | 60.98 | 25.793 | 71.6 | 27.4298 | 62.06 | 26.5474 | 62.6 | 26.6211 | 71.06 | 27.9159 | 57.02 | 23.6511 | 4571 | #N/A | #N/A
| 73.94 | 28.9663 | 75.02 | 26.0553 | 78.08 | 25.1326 | 62.24 | 25.4734 | 71.96 | 29.3674 | 64.94 | 27.6825 | 62.06 | 26.9701 | 75.92 | 26.9435 | 60.98 | 24.9131 | 62.96 | 26.2773 | 71.6 | 26.7693 | 62.06 | 27.0203 | 62.96 | 26.264 | 73.04 | 27.9755 | 57.02 | 24.0636 | 4572 | #N/A | #N/A
| 75.02 | 28.442 | 75.92 | 25.6898 | 78.08 | 24.9136 | 62.6 | 25.2757 | 75.02 | 28.4135 | 69.08 | 29.1145 | 62.06 | 26.5056 | 78.08 | 26.7854 | 62.06 | 25.5234 | 62.96 | 26.2867 | 73.4 | 27.2082 | 62.96 | 26.7752 | 62.06 | 26.0473 | 75.02 | 28.8786 | 57.92 | 24.6333 | 4573 | #N/A | #N/A
| 75.02 | 28.443 | 77 | 26.5384 | 78.08 | 24.9136 | 64.4 | 26.2086 | 75.02 | 28.8305 | 66.92 | 28.1814 | 62.06 | 26.5178 | 80.06 | 26.4353 | 62.96 | 26.1734 | 64.94 | 26.7709 | 73.4 | 27.2082 | 64.04 | 27.0381 | 66.02 | 27.0122 | 77 | 29.3621 | 60.08 | 25.1644 | 4574 | #N/A | #N/A
| 77 | 26.2505 | 78.08 | 27.1391 | 80.96 | 26.6364 | 66.2 | 27.1636 | 77 | 28.5538 | 66.02 | 27.9586 | 62.96 | 26.2889 | 80.96 | 26.3621 | 64.4 | 26.5797 | 66.02 | 27.0255 | 75.2 | 27.647 | 64.04 | 26.5814 | 66.02 | 26.23 | 78.08 | 28.8609 | 60.98 | 25.3793 | 4575 | #N/A | #N/A
| 78.08 | 26.2016 | 78.98 | 28.0082 | 80.96 | 26.6378 | 66.2 | 27.6018 | 78.08 | 28.8193 | 66.02 | 27.9597 | 64.04 | 26.5531 | 82.94 | 27.7041 | 64.04 | 26.4186 | 64.04 | 26.5486 | 75.2 | 26.4374 | 62.96 | 26.3174 | 64.94 | 26.3843 | 80.06 | 29.6867 | 60.08 | 25.969 | 4576 | #N/A | #N/A
| 78.08 | 25.9493 | 80.96 | 27.8425 | 80.96 | 26.6378 | 68 | 28.0421 | 78.08 | 28.8203 | 64.94 | 27.2295 | 64.04 | 26.5413 | 84.02 | 28.2382 | 62.96 | 26.1551 | 64.04 | 26.5413 | 77 | 28.0859 | 62.96 | 25.5323 | 64.4 | 26.3233 | 78.98 | 29.4283 | 60.98 | 25.8139 | 4577 | #N/A | #N/A
| 78.98 | 26.4202 | 80.96 | 28.1938 | 80.06 | 27.9381 | 67.1 | 28.0814 | 78.98 | 29.3813 | 66.92 | 27.7017 | 64.04 | 26.1907 | 82.04 | 29.1137 | 62.96 | 26.559 | 64.94 | 26.3992 | 77 | 26.8754 | 64.94 | 26.4471 | 62.96 | 25.9058 | 80.96 | 29.9137 | 60.08 | 25.969 | 4578 | #N/A | #N/A
| 78.98 | 26.421 | 80.96 | 27.8459 | 82.94 | 27.3763 | 68 | 28.0421 | 78.98 | 28.6485 | 66.92 | 27.7017 | 64.04 | 26.561 | 80.96 | 28.4785 | 62.6 | 26.1405 | 66.02 | 26.6832 | 77 | 26.323 | 66.02 | 26.7186 | 62.96 | 26.0541 | 82.04 | 29.1184 | 60.08 | 25.9858 | 4579 | #N/A | #N/A
| 75.02 | 28.4472 | 80.06 | 27.6277 | 82.94 | 27.3763 | 66.2 | 28.3922 | 78.98 | 29.044 | 66.02 | 27.947 | 64.04 | 26.561 | 77 | 28.5998 | 62.06 | 26.3054 | 64.94 | 25.9968 | 77 | 26.8754 | 64.04 | 26.236 | 62.96 | 26.2775 | 82.04 | 28.4476 | 59 | 25.7057 | 4580 | #N/A | #N/A
| 73.04 | 29.1934 | 78.08 | 26.5345 | 82.04 | 26.0977 | 64.4 | 28.7888 | 78.08 | 29.1606 | 64.04 | 27.0257 | 60.8 | 25.4589 | 75.92 | 28.3312 | 60.98 | 26.5002 | 64.04 | 25.7587 | 75.2 | 27.647 | 64.04 | 26.218 | 62.06 | 25.6924 | 80.06 | 28.2594 | 57.92 | 25.0797 | 4581 | #N/A | #N/A
| 73.04 | 27.9533 | 71.96 | 28.5078 | 80.06 | 25.8879 | 64.4 | 28.7888 | 75.92 | 29.0482 | 62.96 | 26.7544 | 59 | 25.0191 | 71.96 | 28.4858 | 62.06 | 27.2746 | 62.96 | 25.495 | 73.4 | 27.2082 | 62.06 | 26.1114 | 60.98 | 25.7854 | 75.92 | 28.3359 | 57.92 | 25.068 | 4582 | #N/A | #N/A
| 71.06 | 27.4666 | 69.08 | 27.7969 | 80.06 | 25.8879 | 64.4 | 28.7888 | 71.96 | 28.8882 | 62.96 | 26.7509 | 59 | 25.3263 | 68 | 28.4272 | 62.06 | 27.277 | 60.98 | 25.0266 | 69.8 | 26.9905 | 62.06 | 26.1091 | 60.8 | 25.4433 | 71.06 | 27.9094 | 57.02 | 24.0636 | 4583 | #N/A | #N/A
| 69.08 | 26.6394 | 62.96 | 26.294 | 71.96 | 26.2465 | 62.6 | 27.534 | 69.98 | 28.8562 | 62.96 | 26.7327 | 59 | 25.3252 | 66.02 | 27.9363 | 62.96 | 26.9839 | 60.98 | 25.8093 | 66.2 | 26.1118 | 62.06 | 26.0974 | 60.98 | 25.7877 | 66.02 | 27.483 | 55.94 | 23.8006 | 4584 | #N/A | #N/A
| 66.92 | 26.871 | 60.98 | 25.8065 | 69.08 | 28.1909 | 62.6 | 27.5106 | 68 | 27.9069 | 62.96 | 26.7327 | 59 | 25.3089 | 64.94 | 27.6719 | 62.96 | 27.459 | 60.98 | 25.793 | 64.4 | 26.3716 | 62.06 | 26.0974 | 60.98 | 25.791 | 66.92 | 25.7331 | 55.94 | 23.8006 | 4585 | #N/A | #N/A
| 69.08 | 28.6731 | 59 | 24.5364 | 69.08 | 28.1909 | 60.8 | 27.0699 | 66.92 | 27.6427 | 62.96 | 27.1977 | 59 | 25.7796 | 62.06 | 26.5001 | 62.06 | 27.6819 | 60.98 | 25.793 | 62.6 | 25.9317 | 60.98 | 25.8553 | 60.08 | 26.0282 | 66.02 | 25.9052 | 55.94 | 23.8157 | 4586 | #N/A | #N/A
| 64.94 | 27.6631 | 57.92 | 23.9341 | 69.08 | 28.1839 | 60.8 | 26.2811 | 64.94 | 27.1538 | 62.96 | 27.1977 | 59 | 25.3089 | 60.08 | 25.5712 | 62.6 | 27.6972 | 60.08 | 25.5994 | 62.6 | 25.9317 | 60.98 | 26.3154 | 60.08 | 26.0341 | 62.06 | 24.9373 | 55.94 | 23.8006 | 4587 | #N/A | #N/A
| 62.06 | 26.4915 | 57.02 | 23.3195 | 69.08 | 26.2232 | 59 | 25.0977 | 64.04 | 26.4871 | 62.06 | 26.9774 | 59 | 25.3089 | 57.92 | 23.9222 | 62.06 | 27.239 | 60.08 | 25.5731 | 62.6 | 26.6728 | 60.98 | 26.3131 | 60.8 | 26.1805 | 60.98 | 25.0127 | 55.94 | 23.8188 | 4588 | #N/A | #N/A
| 60.08 | 25.5595 | 55.94 | 21.73 | 69.08 | 26.2232 | 59 | 25.0977 | 62.96 | 26.2231 | 62.06 | 27.3774 | 59 | 25.8065 | 57.02 | 23.7036 | 60.98 | 26.5002 | 60.98 | 26.2734 | 60.8 | 25.4919 | 60.98 | 26.2832 | 60.08 | 26.0399 | 60.98 | 24.6739 | 55.94 | 23.8006 | 4589 | #N/A | #N/A
| 60.08 | 25.1974 | 53.96 | 21.2457 | 66.92 | 22.9166 | 59 | 25.0977 | 62.06 | 25.6389 | 62.6 | 27.4286 | 59 | 25.7568 | 59 | 25.3014 | 60.8 | 25.7012 | 60.98 | 26.2413 | 59 | 25.0521 | 60.98 | 26.2832 | 59 | 25.7721 | 62.06 | 24.9353 | 55.94 | 23.8006 | 4590 | #N/A | #N/A
| 59 | 24.9302 | 51.98 | 20.4319 | 66.02 | 22.696 | 60.8 | 25.5374 | 62.06 | 25.6325 | 62.96 | 27.5978 | 60.08 | 26.0211 | 59 | 24.9372 | 60.98 | 25.7092 | 60.08 | 26.0602 | 57.2 | 23.9152 | 60.98 | 26.3201 | 60.8 | 26.1805 | 60.98 | 25.0054 | 55.94 | 23.8006 | 4591 | #N/A | #N/A
| 60.98 | 25.7684 | 53.96 | 21.2415 | 66.02 | 22.696 | 59 | 25.8409 | 60.98 | 24.946 | 62.6 | 27.4286 | 60.08 | 26.0755 | 57.92 | 24.248 | 60.08 | 25.4524 | 60.98 | 26.2413 | 59 | 25.0521 | 60.98 | 26.7901 | 60.8 | 26.1805 | 59 | 24.1809 | 57.02 | 24.0839 | 4592 | #N/A | #N/A
| 66.92 | 29.4476 | 60.98 | 23.9537 | 68 | 23.4611 | 59 | 25.0977 | 62.6 | 25.239 | 62.96 | 27.5978 | 60.98 | 26.7056 | 62.06 | 25.673 | 60.98 | 25.672 | 60.98 | 26.2723 | 62.6 | 26.6728 | 60.98 | 26.7492 | 60.08 | 26.506 | 62.96 | 25.4804 | 55.94 | 23.8006 | 4593 | #N/A | #N/A
| 71.96 | 31.2089 | 66.92 | 25.7154 | 71.96 | 24.1299 | 61.7 | 26.5278 | 64.04 | 25.6848 | 64.04 | 28.3998 | 62.06 | 26.9701 | 69.98 | 27.6039 | 60.98 | 25.672 | 62.06 | 27.0022 | 66.2 | 29.175 | 60.98 | 26.7791 | 60.8 | 26.9624 | 66.92 | 26.1027 | 57.02 | 24.8694 | 4594 | #N/A | #N/A
| 73.94 | 30.7354 | 71.06 | 26.0357 | 71.96 | 24.1299 | 63.14 | 26.957 | 66.92 | 26.3858 | 62.96 | 28.0937 | 62.06 | 27.3698 | 75.02 | 26.9873 | 62.06 | 26.3054 | 64.04 | 27.4884 | 71.6 | 28.8746 | 62.06 | 27.0447 | 60.8 | 26.9624 | 69.98 | 26.8461 | 57.92 | 25.0899 | 4595 | #N/A | #N/A
| 73.94 | 30.7341 | 75.02 | 26.0224 | 77 | 24.6266 | 64.76 | 27.5909 | 71.96 | 27.2774 | 66.02 | 28.8841 | 62.06 | 27.3698 | 78.08 | 27.0887 | 64.04 | 27.2866 | 64.04 | 27.4549 | 73.4 | 28.5707 | 66.02 | 28.4196 | 62.6 | 27.4034 | 73.04 | 27.5903 | 59 | 25.3313 | 4596 | #N/A | #N/A
| 77 | 30.5847 | 77 | 25.9217 | 77 | 25.8914 | 66.2 | 28.3922 | 75.02 | 27.6293 | 68 | 29.7572 | 62.96 | 27.5904 | 80.06 | 26.4037 | 64.94 | 27.9812 | 64.94 | 27.6753 | 75.2 | 27.647 | 64.94 | 27.7187 | 64.04 | 28.3668 | 75.92 | 29.0574 | 59 | 25.3313 | 4597 | #N/A | #N/A
| 77 | 30.5823 | 78.08 | 25.9332 | 77 | 25.8914 | 68 | 28.833 | 75.02 | 27.634 | 69.08 | 29.5945 | 66.92 | 29.5337 | 82.04 | 27.1371 | 64.94 | 28.8596 | 66.02 | 27.966 | 77 | 26.8754 | 64.04 | 27.8999 | 62.96 | 27.5957 | 78.08 | 29.5903 | 60.98 | 26.1885 | 4598 | #N/A | #N/A
| 78.08 | 29.1516 | 80.06 | 27.2513 | 77 | 25.8958 | 68 | 29.6715 | 75.92 | 27.8554 | 66.92 | 29.4921 | 66.92 | 29.5241 | 82.94 | 27.6715 | 66.02 | 29.5605 | 66.2 | 28.3033 | 77 | 27.4624 | 66.02 | 28.3849 | 64.4 | 28.6746 | 80.06 | 28.2281 | 62.96 | 26.6896 | 4599 | #N/A | #N/A
| 80.06 | 26.1105 | 78.08 | 26.1923 | 78.08 | 26.1619 | 69.8 | 30.1129 | 78.08 | 28.3868 | 69.98 | 29.8152 | 66.02 | 29.3018 | 82.94 | 27.6746 | 69.08 | 30.3101 | 68 | 28.4534 | 78.8 | 29.1871 | 66.02 | 27.5402 | 66.2 | 28.2856 | 80.06 | 28.6042 | 62.96 | 27.1574 | 4600 | #N/A | #N/A
| 78.98 | 26.9714 | 80.96 | 27.4765 | 78.08 | 26.1619 | 75.2 | 31.437 | 78.08 | 28.3887 | 69.98 | 29.8513 | 69.98 | 29.8436 | 84.92 | 28.7623 | 69.08 | 30.3482 | 68 | 28.4545 | 78.8 | 28.5247 | 66.92 | 28.2034 | 66.2 | 28.2856 | 82.04 | 29.0885 | 64.94 | 27.643 | 4601 | #N/A | #N/A
| 80.06 | 27.2349 | 78.08 | 28.4475 | 77 | 26.8128 | 73.76 | 32.7701 | 75.92 | 27.864 | 69.08 | 29.6214 | 68 | 29.354 | 82.94 | 27.6761 | 66.92 | 29.7809 | 66.92 | 27.7176 | 77 | 28.0859 | 68 | 27.5714 | 66.2 | 28.2856 | 80.96 | 29.1468 | 66.02 | 28.3649 | 4602 | #N/A | #N/A
| 75.92 | 32.1759 | 78.08 | 28.4484 | 73.94 | 27.399 | 74.48 | 32.9425 | 77 | 28.5209 | 71.96 | 30.3291 | 68 | 29.3219 | 84.02 | 28.2084 | 68 | 30.5867 | 64.94 | 28.0976 | 77 | 26.8754 | 64.94 | 27.2689 | 64.4 | 27.0616 | 82.94 | 29.3115 | 64.94 | 28.5157 | 4603 | #N/A | #N/A
| 75.02 | 31.4259 | 75.02 | 28.4375 | 73.94 | 27.399 | 72.5 | 31.5108 | 75.02 | 26.9603 | 73.04 | 30.9941 | 69.08 | 29.1158 | 80.96 | 29.5308 | 66.92 | 29.7809 | 64.04 | 27.4549 | 77 | 28.7479 | 62.96 | 26.3314 | 64.4 | 27.0616 | 82.94 | 28.6415 | 64.94 | 28.5157 | 4604 | #N/A | #N/A
| 73.04 | 30.015 | 71.96 | 26.9512 | 75.92 | 28.274 | 71.06 | 31.5141 | 73.94 | 26.4006 | 68 | 29.7714 | 66.92 | 28.1602 | 78.08 | 29.5863 | 68 | 30.0455 | 62.96 | 26.2846 | 75.2 | 28.3085 | 62.96 | 26.3174 | 62.06 | 26.4953 | 80.96 | 27.8122 | 62.06 | 27.3977 | 4605 | #N/A | #N/A
| 69.98 | 30.1797 | 69.98 | 25.7781 | 75.02 | 27.3392 | 69.08 | 31.1994 | 71.96 | 25.916 | 66.92 | 28.5681 | 62.6 | 26.6377 | 73.04 | 28.7117 | 66.92 | 29.3382 | 62.06 | 25.6949 | 73.4 | 30.9412 | 62.06 | 25.7343 | 60.08 | 26.0043 | 77 | 28.1796 | 60.98 | 26.6529 | 4606 | #N/A | #N/A
| 71.06 | 32.4678 | 68 | 26.3707 | 75.02 | 27.3392 | 67.1 | 30.061 | 68 | 24.9477 | 64.94 | 27.6807 | 62.96 | 26.7264 | 69.98 | 29.2668 | 66.02 | 29.1239 | 60.98 | 25.788 | 71.6 | 30.4995 | 60.98 | 25.8333 | 60.8 | 26.1805 | 71.96 | 28.1055 | 60.08 | 25.969 | 4607 | #N/A | #N/A
| 69.98 | 31.1481 | 68 | 25.6545 | 71.96 | 27.6297 | 66.2 | 30.1183 | 66.02 | 24.4641 | 62.96 | 27.1977 | 62.06 | 26.5003 | 68 | 29.2687 | 62.96 | 27.8443 | 60.98 | 25.793 | 68 | 30.5014 | 60.98 | 25.8333 | 60.08 | 25.5441 | 64.04 | 26.9735 | 57.92 | 25.068 | 4608 | #N/A | #N/A
| 66.92 | 29.9376 | 68 | 26.3618 | 71.06 | 27.8248 | 63.5 | 27.632 | 64.94 | 24.8628 | 62.96 | 26.7251 | 62.06 | 26.0572 | 66.02 | 28.7769 | 62.96 | 27.868 | 57.92 | 24.2534 | 66.2 | 30.0593 | 60.08 | 26.063 | 60.08 | 25.5441 | 62.96 | 26.7082 | 57.92 | 25.068 | 4609 | #N/A | #N/A
| 68 | 29.6738 | 66.02 | 26.2162 | 71.06 | 27.8248 | 62.6 | 27.5106 | 62.96 | 24.6956 | 62.96 | 26.724 | 62.06 | 26.051 | 64.04 | 27.7967 | 62.06 | 27.21 | 55.94 | 23.4291 | 66.2 | 30.0593 | 60.08 | 26.063 | 59 | 24.9207 | 62.06 | 26.0382 | 57.92 | 25.068 | 4610 | #N/A | #N/A
| 69.98 | 32.1834 | 60.98 | 24.9826 | 69.08 | 27.3344 | 60.8 | 26.2811 | 62.06 | 24.867 | 62.06 | 26.5015 | 60.98 | 26.2413 | 64.94 | 28.5107 | 62.06 | 26.764 | 55.94 | 23.05 | 66.2 | 30.0593 | 60.08 | 25.6133 | 57.92 | 24.2363 | 60.08 | 25.1915 | 57.02 | 24.414 | 4611 | #N/A | #N/A
| 69.98 | 32.1787 | 60.98 | 24.9826 | 69.08 | 27.6957 | 60.8 | 26.2811 | 62.06 | 25.2045 | 62.06 | 26.5126 | 60.98 | 25.793 | 62.6 | 27.4346 | 62.06 | 26.3054 | 53.96 | 21.8835 | 62.6 | 28.2919 | 57.92 | 24.7228 | 57.92 | 24.6503 | 58.64 | 24.6286 | 57.02 | 24.414 | 4612 | #N/A | #N/A
| 69.08 | 31.9602 | 59 | 24.1616 | 69.08 | 27.6957 | 57.2 | 24.658 | 60.98 | 25.3602 | 60.98 | 26.7128 | 60.98 | 25.793 | 62.96 | 27.5283 | 60.08 | 25.0231 | 51.08 | 20.5429 | 66.2 | 30.0593 | 57.92 | 24.7228 | 53.96 | 22.221 | 57.02 | 24.0257 | 59 | 25.3083 | 4613 | #N/A | #N/A
| 68 | 31.2091 | 60.08 | 24.7598 | 68 | 28.3367 | 59 | 25.0977 | 59 | 24.4617 | 62.06 | 26.5126 | 60.98 | 26.2413 | 62.6 | 27.4346 | 57.92 | 24.113 | 53.06 | 21.6642 | 64.4 | 29.6172 | 55.94 | 23.4791 | 53.6 | 22.3378 | 57.92 | 23.9106 | 59 | 25.3038 | 4614 | #N/A | #N/A
| 64.04 | 28.6927 | 60.08 | 25.174 | 68 | 28.3319 | 57.2 | 23.958 | 59 | 24.4596 | 57.02 | 24.0284 | 59 | 24.9477 | 60.8 | 26.9937 | 57.02 | 23.4846 | 57.02 | 23.6837 | 62.6 | 28.2919 | 57.02 | 24.0821 | 53.6 | 21.7229 | 59 | 24.172 | 57.92 | 24.6333 | 4615 | #N/A | #N/A
| 62.96 | 27.9964 | 60.98 | 25.3874 | 68 | 28.3319 | 55.4 | 22.8598 | 59 | 24.5655 | 55.94 | 23.4182 | 59 | 24.5077 | 60.8 | 26.9937 | 57.02 | 23.4817 | 57.92 | 24.2642 | 62.6 | 28.2919 | 57.02 | 24.503 | 55.94 | 23.3956 | 57.02 | 23.2932 | 57.92 | 24.2429 | 4616 | #N/A | #N/A
| 71.06 | 33.0185 | 66.02 | 27.4176 | 71.96 | 28.8227 | 59.54 | 25.765 | 62.96 | 26.201 | 62.96 | 27.1977 | 62.96 | 25.8802 | 60.8 | 26.2098 | 57.92 | 23.7485 | 60.08 | 25.5731 | 64.4 | 28.7335 | 59 | 25.3096 | 57.2 | 24.5634 | 60.98 | 24.9869 | 59 | 24.4975 | 4617 | #N/A | #N/A
| 73.04 | 32.9012 | 69.08 | 28.6236 | 73.04 | 28.6352 | 64.76 | 26.3768 | 66.92 | 27.6127 | 62.96 | 26.7327 | 64.94 | 26.3598 | 71.96 | 33.2455 | 59 | 24.0116 | 64.04 | 26.99 | 68 | 31.439 | 60.98 | 26.2383 | 62.06 | 26.9051 | 64.94 | 26.3729 | 60.08 | 24.7564 | 4618 | #N/A | #N/A
| 73.94 | 32.6405 | 73.94 | 28.8989 | 73.04 | 28.6352 | 67.46 | 26.4769 | 71.06 | 28.623 | 66.2 | 27.5256 | 66.02 | 26.6226 | 75.92 | 32.5766 | 62.6 | 25.4284 | 66.02 | 27.4746 | 71.6 | 32.3247 | 62.96 | 27.2339 | 62.6 | 26.6211 | 69.08 | 27.749 | 60.98 | 25.0278 | 4619 | #N/A | #N/A
| 77 | 32.3798 | 77 | 29.648 | 78.98 | 28.5764 | 66.2 | 26.1541 | 75.02 | 30.0599 | 68 | 28.7834 | 66.02 | 27.0255 | 80.06 | 32.1895 | 64.94 | 26.1473 | 66.02 | 27.4286 | 75.2 | 32.2701 | 64.04 | 27.4984 | 60.08 | 25.9516 | 73.94 | 30.2536 | 62.06 | 25.2375 | 4620 | #N/A | #N/A
| 77 | 32.8303 | 78.98 | 29.7689 | 80.06 | 28.1566 | 67.28 | 26.0267 | 78.98 | 30.1198 | 69.08 | 29.0479 | 66.02 | 27.4263 | 80.96 | 31.5133 | 66.92 | 27.0602 | 69.08 | 28.1704 | 75.2 | 31.3826 | 64.4 | 27.9067 | 60.8 | 26.9624 | 75.92 | 30.8662 | 64.04 | 25.7134 | 4621 | #N/A | #N/A
| 78.98 | 32.3346 | 80.96 | 29.492 | 80.06 | 28.1566 | 68 | 26.5933 | 80.96 | 29.0938 | 69.8 | 29.1927 | 66.02 | 27.4263 | 82.94 | 32.3983 | 69.98 | 27.0348 | 68 | 27.9039 | 77 | 31.8242 | 62.96 | 27.6353 | 64.4 | 27.0616 | 80.96 | 33.4453 | 64.04 | 25.7124 | 4622 | #N/A | #N/A
| 78.98 | 31.9077 | 80.96 | 28.7816 | 78.98 | 29.7257 | 71.96 | 27.7083 | 82.04 | 29.36 | 69.98 | 28.9167 | 62.96 | 26.2275 | 86 | 30.3139 | 71.96 | 27.5173 | 69.98 | 28.4435 | 78.8 | 30.6361 | 66.02 | 27.9831 | 66.92 | 28.0832 | 84.92 | 34.4269 | 64.94 | 25.9922 | 4623 | #N/A | #N/A
| 78.98 | 28.9823 | 80.96 | 31.5319 | 78.98 | 28.9689 | 73.4 | 27.9836 | 84.02 | 29.1593 | 66.92 | 29.0648 | 64.04 | 26.1302 | 84.92 | 30.7845 | 75.02 | 28.2579 | 71.06 | 28.2578 | 80.6 | 31.8679 | 69.98 | 28.0334 | 68 | 28.7421 | 84.92 | 32.1 | 69.08 | 26.2623 | 4624 | #N/A | #N/A
| 77 | 33.3888 | 80.06 | 29.6139 | 78.98 | 28.9689 | 76.46 | 28.9461 | 84.02 | 30.5867 | 66.92 | 28.994 | 64.04 | 26.4816 | 82.04 | 30.0803 | 73.94 | 27.9937 | 75.92 | 29.4461 | 82.4 | 31.5168 | 71.96 | 28.9045 | 66.92 | 28.0748 | 87.08 | 33.5075 | 73.94 | 26.702 | 4625 | #N/A | #N/A
| 75.02 | 33.3842 | 80.96 | 29.495 | 75.92 | 30.6478 | 76.28 | 28.625 | 84.92 | 31.2327 | 69.08 | 30.552 | 64.94 | 27.6131 | 80.96 | 31.5133 | 73.04 | 28.5523 | 75.92 | 28.2752 | 80.6 | 31.8679 | 73.04 | 28.363 | 69.98 | 27.9192 | 87.08 | 33.5112 | 73.94 | 26.3454 | 4626 | #N/A | #N/A
| 75.92 | 33.126 | 78.98 | 29.7743 | 78.08 | 30.3178 | 77.54 | 28.2713 | 82.04 | 32.2107 | 71.06 | 29.1188 | 66.02 | 28.2758 | 80.06 | 32.1895 | 75.02 | 29.863 | 78.98 | 29.3638 | 77 | 31.8242 | 71.96 | 26.6254 | 69.08 | 28.1481 | 86 | 33.2518 | 71.96 | 28.4275 | 4627 | #N/A | #N/A
| 73.04 | 32.8981 | 77 | 29.2926 | 78.08 | 30.3178 | 77.18 | 27.9284 | 80.06 | 30.8649 | 69.98 | 28.8567 | 66.02 | 28.2758 | 78.98 | 31.9234 | 75.02 | 29.405 | 78.98 | 29.025 | 77 | 31.8242 | 73.04 | 25.5425 | 68 | 26.6629 | 86 | 33.2594 | 73.04 | 27.9071 | 4628 | #N/A | #N/A
| 71.96 | 32.6293 | 75.02 | 31.9321 | 75.02 | 31.876 | 76.1 | 27.6014 | 78.08 | 30.3851 | 66.02 | 28.7745 | 64.4 | 27.8622 | 77 | 31.861 | 73.94 | 28.7708 | 75.02 | 28.8163 | 75.2 | 31.3826 | 71.96 | 25.009 | 66.92 | 28.082 | 84.02 | 32.7758 | 73.04 | 27.9051 | 4629 | #N/A | #N/A
| 71.06 | 32.4015 | 71.96 | 31.6317 | 77 | 30.0524 | 75.2 | 27.7617 | 75.92 | 30.7241 | 64.04 | 27.7944 | 62.06 | 26.9079 | 73.04 | 32.421 | 69.98 | 28.627 | 73.94 | 28.9122 | 73.4 | 31.828 | 69.08 | 25.5527 | 64.04 | 27.3767 | 80.06 | 32.2969 | 69.98 | 28.3173 | 4630 | #N/A | #N/A
| 69.98 | 31.6545 | 71.06 | 29.511 | 77 | 30.0524 | 65.12 | 26.3183 | 73.94 | 31.1619 | 60.98 | 26.1862 | 60.08 | 25.5135 | 69.08 | 30.8871 | 64.04 | 27.6473 | 66.02 | 27.4216 | 69.8 | 30.9437 | 64.94 | 25.9611 | 62.96 | 26.6518 | 75.92 | 30.7834 | 66.02 | 26.544 | 4631 | #N/A | #N/A
| 69.08 | 30.8667 | 71.96 | 28.4127 | 73.04 | 29.0755 | 58.1 | 24.3257 | 75.02 | 31.4242 | 55.94 | 23.3924 | 59 | 24.889 | 68 | 30.6132 | 60.98 | 25.9696 | 60.98 | 25.3792 | 68 | 31.439 | 62.96 | 26.703 | 62.96 | 26.6483 | 73.94 | 29.8927 | 64.04 | 26.0595 | 4632 | #N/A | #N/A
| 69.08 | 29.8895 | 71.06 | 27.4095 | 73.04 | 29.5337 | 58.46 | 24.4094 | 73.94 | 30.7313 | 53.96 | 22.5729 | 60.08 | 25.5113 | 66.92 | 30.3492 | 57.92 | 24.4251 | 59 | 24.4778 | 66.2 | 30.0593 | 62.06 | 26.9476 | 64.04 | 28.2654 | 71.96 | 28.4918 | 62.06 | 24.8221 | 4633 | #N/A | #N/A
| 64.04 | 27.3466 | 69.08 | 27.3427 | 73.04 | 29.5337 | 57.2 | 23.958 | 71.96 | 30.2497 | 55.04 | 22.5197 | 60.08 | 25.5113 | 66.2 | 30.032 | 57.02 | 23.8663 | 57.02 | 23.6608 | 64.4 | 28.7335 | 62.06 | 26.9513 | 62.96 | 27.5107 | 71.06 | 28.2752 | 62.06 | 24.4963 | 4634 | #N/A | #N/A
| 60.98 | 26.1407 | 69.08 | 28.1511 | 71.06 | 31.3351 | 57.2 | 24.658 | 71.06 | 29.1374 | 59 | 25.2572 | 60.08 | 25.5124 | 64.4 | 28.7078 | 55.04 | 22.9849 | 55.04 | 22.8305 | 62.6 | 26.6728 | 60.98 | 26.2245 | 62.96 | 27.5132 | 71.06 | 28.2831 | 62.96 | 24.7172 | 4635 | #N/A | #N/A
| 59 | 24.8564 | 66.92 | 28.487 | 69.98 | 31.0739 | 55.4 | 23.5189 | 69.98 | 28.4167 | 60.08 | 25.9661 | 60.08 | 25.5124 | 60.8 | 26.2098 | 53.96 | 22.3994 | 55.04 | 22.514 | 59 | 25.0521 | 59 | 25.2918 | 62.96 | 27.5095 | 69.08 | 27.8026 | 62.06 | 24.1197 | 4636 | #N/A | #N/A
| 55.94 | 23.3571 | 66.02 | 28.2689 | 69.98 | 31.0739 | 53.6 | 22.4211 | 69.08 | 27.7512 | 60.98 | 26.6495 | 59 | 24.889 | 59 | 25.0309 | 53.06 | 21.5073 | 53.6 | 21.7359 | 57.2 | 23.9152 | 57.02 | 24.0308 | 64.04 | 27.7779 | 66.92 | 27.2782 | 62.06 | 24.826 | 4637 | #N/A | #N/A
| 55.94 | 22.9697 | 64.04 | 27.3886 | 68 | 29.1951 | 53.6 | 22.4211 | 68 | 27.4884 | 60.98 | 26.6495 | 59 | 25.2505 | 60.8 | 25.4707 | 53.06 | 21.563 | 53.96 | 22.2508 | 57.2 | 23.9152 | 57.02 | 24.0821 | 60.98 | 26.631 | 66.92 | 27.731 | 60.08 | 24.7471 | 4638 | #N/A | #N/A
| 55.04 | 22.7502 | 60.98 | 26.1755 | 68 | 29.1925 | 53.6 | 21.8007 | 66.92 | 27.2233 | 57.02 | 23.9934 | 60.98 | 26.6386 | 55.4 | 23.4559 | 51.8 | 20.9054 | 51.98 | 21.1052 | 55.4 | 23.4759 | 57.02 | 24.0821 | 60.08 | 25.9436 | 66.02 | 27.9789 | 60.98 | 24.9622 | 4639 | #N/A | #N/A
| 55.94 | 22.9669 | 60.08 | 25.5054 | 68 | 29.1925 | 51.8 | 21.3624 | 66.92 | 27.2233 | 53.96 | 22.5729 | 60.98 | 26.6386 | 57.2 | 23.8953 | 51.98 | 20.9491 | 51.08 | 20.5429 | 55.4 | 22.8196 | 55.94 | 23.0268 | 60.98 | 26.619 | 66.02 | 28.3806 | 60.98 | 24.958 | 4640 | #N/A | #N/A
| 64.04 | 27.743 | 66.92 | 29.3995 | 71.96 | 28.3612 | 55.4 | 23.5189 | 69.08 | 28.2012 | 64.94 | 28.921 | 66.02 | 29.1754 | 57.2 | 24.591 | 53.06 | 21.8658 | 53.06 | 21.3683 | 55.4 | 23.4759 | 60.98 | 26.2094 | 62.6 | 28.2329 | 68 | 29.795 | 64.04 | 26.4791 | 4641 | #N/A | #N/A
| 71.96 | 32.617 | 73.04 | 29.5846 | 75.02 | 29.1104 | 60.44 | 26.6433 | 71.06 | 29.5512 | 69.08 | 29.9315 | 66.92 | 29.9177 | 66.02 | 30.1281 | 55.04 | 23.047 | 69.98 | 28.8303 | 64.4 | 29.6172 | 68 | 28.7854 | 66.92 | 28.9549 | 69.98 | 30.8135 | 68 | 27.8137 | 4642 | #N/A | #N/A
| 75.02 | 30.4318 | 77 | 30.5553 | 75.02 | 29.1104 | 65.66 | 29.8726 | 75.02 | 31.4511 | 73.04 | 30.9005 | 69.98 | 30.1392 | 75.92 | 31.1563 | 64.94 | 26.9182 | 75.92 | 30.2859 | 71.6 | 30.4995 | 73.94 | 29.8388 | 69.98 | 29.7014 | 73.94 | 32.2494 | 71.06 | 28.5577 | 4643 | #N/A | #N/A
| 75.92 | 30.6559 | 80.06 | 30.8429 | 78.98 | 29.7246 | 73.04 | 29.421 | 78.98 | 32.4334 | 75.92 | 31.1813 | 71.96 | 31.1554 | 80.06 | 27.8736 | 71.06 | 28.4212 | 80.06 | 31.3021 | 75.2 | 29.0105 | 78.98 | 30.6088 | 71.96 | 29.6962 | 77 | 33.5799 | 73.04 | 28.6697 | 4644 | #N/A | #N/A
| 77 | 31.4158 | 78.98 | 33.3509 | 78.98 | 31.3963 | 77.72 | 29.5269 | 80.96 | 32.9286 | 78.98 | 31.9356 | 71.96 | 31.1554 | 80.06 | 31.6841 | 73.94 | 29.585 | 82.04 | 31.3228 | 77 | 28.7479 | 80.96 | 30.2805 | 75.02 | 30.4448 | 78.98 | 34.564 | 75.92 | 28.1823 | 4645 | #N/A | #N/A
| 77 | 30.9193 | 80.96 | 32.8546 | 78.98 | 31.3963 | 79.88 | 29.3569 | 84.02 | 33.6862 | 80.06 | 31.3079 | 71.96 | 31.1554 | 82.04 | 33.0923 | 77 | 28.0101 | 82.94 | 30.7387 | 77 | 30.9862 | 82.94 | 29.291 | 78.98 | 31.0245 | 80.06 | 35.4848 | 77 | 27.0776 | 4646 | #N/A | #N/A
| 78.98 | 30.0991 | 80.96 | 31.5319 | 82.04 | 31.7507 | 82.4 | 31.346 | 84.92 | 33.9165 | 80.06 | 30.396 | 75.92 | 32.1349 | 84.02 | 32.2565 | 78.98 | 28.8255 | 84.92 | 30.0703 | 78.8 | 31.4271 | 84.02 | 29.5598 | 80.96 | 32.4085 | 78.08 | 34.9618 | 78.98 | 27.5646 | 4647 | #N/A | #N/A
| 75.92 | 29.8027 | 82.04 | 31.8048 | 84.02 | 31.7806 | 84.02 | 31.1562 | 84.92 | 33.9246 | 80.96 | 30.6215 | 77 | 31.8791 | 84.92 | 29.7305 | 78.98 | 29.2323 | 86 | 29.6528 | 78.8 | 31.4271 | 84.02 | 29.1952 | 82.04 | 31.7871 | 78.98 | 35.2188 | 78.98 | 27.9278 | 4648 | #N/A | #N/A
| 77 | 29.6229 | 82.04 | 32.2121 | 84.02 | 31.7806 | 85.64 | 30.9894 | 84.02 | 33.7106 | 80.06 | 30.8591 | 75.92 | 30.3004 | 84.02 | 30.5679 | 80.96 | 30.8688 | 86 | 30.0261 | 77 | 30.9862 | 84.92 | 28.7716 | 84.02 | 31.3623 | 82.94 | 37.3669 | 78.98 | 27.5715 | 4649 | #N/A | #N/A
| 75.92 | 27.8489 | 80.96 | 30.6351 | 82.04 | 30.8579 | 85.46 | 31.4434 | 84.92 | 34.9339 | 80.06 | 30.8556 | 75.02 | 31.9279 | 84.02 | 30.9922 | 82.04 | 30.7671 | 87.08 | 30.2903 | 78.8 | 30.6361 | 86 | 29.6801 | 82.04 | 31.7907 | 82.04 | 36.6029 | 80.06 | 27.4909 | 4650 | #N/A | #N/A
| 77 | 26.4565 | 80.96 | 29.116 | 80.06 | 31.2887 | 86.36 | 32.1121 | 84.02 | 34.7221 | 77 | 30.1069 | 73.94 | 31.1335 | 82.94 | 31.5388 | 82.94 | 31.8253 | 86 | 31.0853 | 78.8 | 29.1871 | 82.94 | 29.3078 | 80.06 | 31.7111 | 82.04 | 36.614 | 80.06 | 28.8867 | 4651 | #N/A | #N/A
| 75.92 | 26.8715 | 80.06 | 31.337 | 80.06 | 31.2887 | 85.1 | 33.2281 | 82.04 | 34.2408 | 75.02 | 31.4104 | 73.94 | 31.1335 | 78.98 | 28.6067 | 82.04 | 32.4965 | 84.02 | 30.264 | 77 | 29.4504 | 80.06 | 27.2544 | 77 | 30.0978 | 80.96 | 35.1174 | 80.06 | 29.2207 | 4652 | #N/A | #N/A
| 73.94 | 28.8814 | 78.08 | 32.1804 | 82.94 | 31.5302 | 83.12 | 32.7393 | 80.06 | 33.7542 | 71.06 | 29.5206 | 68 | 29.6773 | 77 | 27.1415 | 80.96 | 33.1768 | 82.94 | 29.6039 | 77 | 28.7479 | 78.08 | 28.8364 | 73.94 | 30.7062 | 78.98 | 34.6239 | 78.08 | 30.3068 | 4653 | #N/A | #N/A
| 73.04 | 29.9677 | 78.98 | 31.0714 | 78.08 | 28.3742 | 78.62 | 31.2233 | 78.98 | 32.4972 | 69.08 | 29.5236 | 66.02 | 29.7147 | 71.06 | 27.4036 | 77 | 33.7859 | 77 | 31.4828 | 75.2 | 29.7553 | 73.94 | 28.5872 | 69.98 | 29.7337 | 77 | 34.7311 | 75.02 | 30.506 | 4654 | #N/A | #N/A
| 71.06 | 28.6183 | 75.92 | 28.2812 | 78.08 | 28.3742 | 77.18 | 29.9351 | 77 | 32.0101 | 66.92 | 29.4189 | 66.02 | 29.7119 | 69.08 | 27.3367 | 73.04 | 32.2363 | 73.04 | 30.0109 | 71.6 | 30.4995 | 69.98 | 27.6155 | 69.08 | 29.5091 | 71.6 | 34.4596 | 71.96 | 29.7536 | 4655 | #N/A | #N/A
| 69.98 | 30.1249 | 75.02 | 28.8154 | 75.02 | 28.7677 | 75.2 | 28.8592 | 75.02 | 31.5202 | 66.02 | 29.194 | 64.94 | 28.9184 | 69.08 | 28.5989 | 69.98 | 31.0142 | 75.02 | 29.626 | 68 | 29.6165 | 68 | 27.1275 | 68 | 29.2379 | 71.06 | 33.2682 | 69.98 | 27.9471 | 4656 | #N/A | #N/A
| 69.08 | 29.4777 | 73.94 | 29.823 | 73.94 | 28.0822 | 72.14 | 28.4739 | 71.96 | 31.7681 | 64.94 | 28.9304 | 64.04 | 28.2709 | 66.92 | 28.465 | 66.02 | 29.5061 | 71.06 | 28.6549 | 66.2 | 29.175 | 66.92 | 26.8648 | 66.92 | 28.0844 | 71.6 | 34.4596 | 68 | 27.0328 | 4657 | #N/A | #N/A
| 69.08 | 29.4777 | 71.96 | 28.8696 | 73.94 | 28.0822 | 69.8 | 28.1992 | 71.96 | 32.3255 | 64.94 | 28.9277 | 64.04 | 28.2709 | 66.02 | 28.7343 | 64.04 | 28.5826 | 66.92 | 27.1958 | 66.2 | 29.175 | 66.02 | 26.2248 | 66.92 | 27.622 | 71.96 | 34.6576 | 66.02 | 26.2018 | 4658 | #N/A | #N/A
| 69.98 | 30.6474 | 71.06 | 28.2049 | 73.04 | 28.2786 | 66.74 | 27.8319 | 71.96 | 32.8264 | 64.94 | 28.9304 | 64.04 | 28.2735 | 62.96 | 27.4949 | 66.02 | 29.5047 | 64.04 | 26.1302 | 64.4 | 28.7335 | 64.94 | 26.7426 | 66.02 | 27.8628 | 71.96 | 34.6868 | 64.04 | 25.7186 | 4659 | #N/A | #N/A
| 68 | 30.1626 | 69.98 | 27.942 | 71.96 | 27.6009 | 67.1 | 28.154 | 71.96 | 32.8132 | 64.94 | 28.9304 | 64.04 | 28.2735 | 64.04 | 27.7595 | 66.92 | 29.2917 | 64.04 | 26.1291 | 66.2 | 30.0593 | 64.94 | 27.1908 | 66.02 | 28.2594 | 71.96 | 34.6576 | 64.04 | 25.7217 | 4660 | #N/A | #N/A
| 68 | 30.164 | 69.08 | 27.7232 | 71.96 | 27.6009 | 66.02 | 28.2838 | 71.06 | 33.1954 | 64.94 | 28.9291 | 64.04 | 28.2722 | 64.04 | 27.3685 | 66.92 | 29.2877 | 62.96 | 25.8673 | 66.2 | 30.0593 | 64.94 | 27.6551 | 66.02 | 28.7497 | 71.96 | 34.6576 | 64.04 | 26.0702 | 4661 | #N/A | #N/A
| 69.08 | 29.9055 | 68 | 27.0982 | 69.98 | 27.5351 | 65.3 | 28.5232 | 71.96 | 34.0421 | 64.94 | 29.459 | 64.04 | 28.2735 | 62.96 | 27.1029 | 64.04 | 28.0779 | 64.04 | 26.9395 | 66.2 | 29.175 | 64.94 | 28.5523 | 64.94 | 28.4861 | 71.96 | 34.6576 | 64.94 | 27.5622 | 4662 | #N/A | #N/A
| 68 | 30.164 | 66.92 | 26.8332 | 69.98 | 27.533 | 65.3 | 28.7755 | 71.06 | 33.8202 | 66.02 | 30.1713 | 64.04 | 28.2709 | 62.96 | 27.4986 | 64.04 | 28.0754 | 62.96 | 27.1342 | 64.4 | 28.7335 | 66.02 | 29.2393 | 66.02 | 29.699 | 71.96 | 34.6576 | 64.04 | 27.8206 | 4663 | #N/A | #N/A
| 69.08 | 30.8753 | 68 | 27.0929 | 69.98 | 27.533 | 64.94 | 28.7722 | 71.96 | 34.0421 | 66.92 | 30.3911 | 64.04 | 28.2709 | 62.96 | 27.4936 | 64.94 | 28.2968 | 64.04 | 27.7957 | 64.4 | 28.7335 | 66.92 | 29.46 | 66.92 | 30.3707 | 71.96 | 34.6576 | 64.04 | 28.7427 | 4664 | #N/A | #N/A
| 73.04 | 32.4041 | 69.08 | 28.6224 | 71.96 | 28.37 | 68.72 | 30.6692 | 73.04 | 34.861 | 68 | 31.2174 | 66.02 | 29.7022 | 66.2 | 30.032 | 66.02 | 28.5584 | 69.08 | 29.957 | 66.2 | 30.0593 | 69.08 | 30.5226 | 69.08 | 31.4634 | 73.04 | 35.612 | 66.02 | 29.6696 | 4665 | #N/A | #N/A
| 75.02 | 32.8883 | 73.04 | 29.9874 | 75.02 | 29.5599 | 71.6 | 32.3871 | 73.04 | 34.8462 | 68 | 31.2204 | 66.92 | 29.9245 | 75.92 | 33.1233 | 69.98 | 30.4693 | 73.94 | 32.1324 | 71.6 | 32.3247 | 71.96 | 31.6851 | 71.06 | 31.9535 | 73.04 | 35.5928 | 69.98 | 30.6358 | 4666 | #N/A | #N/A
| 77 | 33.3723 | 77 | 31.8777 | 75.02 | 29.5599 | 75.56 | 33.192 | 77 | 36.495 | 69.98 | 31.7059 | 69.08 | 30.4551 | 80.06 | 32.5944 | 73.04 | 31.7614 | 77 | 33.4482 | 75.2 | 32.2701 | 73.94 | 32.1688 | 73.04 | 32.9221 | 77 | 35.911 | 73.04 | 31.9282 | 4667 | #N/A | #N/A
| 75.92 | 33.1051 | 78.98 | 32.892 | 82.04 | 33.0595 | 78.8 | 34.2845 | 75.92 | 35.5571 | 71.96 | 32.6762 | 68 | 29.6639 | 78.98 | 31.9028 | 75.02 | 32.7746 | 80.96 | 35.5107 | 78.8 | 32.2657 | 75.92 | 33.2995 | 73.94 | 33.1452 | 78.98 | 35.8484 | 75.92 | 33.1038 | 4668 | #N/A | #N/A
| 77 | 33.3694 | 82.94 | 34.8851 | 84.02 | 34.5249 | 81.68 | 35.1964 | 82.04 | 36.536 | 73.94 | 32.6757 | 68 | 29.6586 | 80.06 | 32.5917 | 80.96 | 34.7582 | 84.02 | 35.6659 | 77 | 31.8242 | 77 | 33.5652 | 75.92 | 33.6313 | 80.96 | 35.7189 | 78.98 | 33.8567 | 4669 | #N/A | #N/A
| 78.98 | 32.8424 | 86 | 36.1281 | 84.02 | 34.5249 | 86.9 | 36.9903 | 84.02 | 36.3977 | 73.04 | 32.4512 | 68 | 29.6586 | 82.94 | 31.9801 | 84.02 | 36.0116 | 89.06 | 36.9132 | 77 | 31.8242 | 82.04 | 35.2185 | 77 | 34.4978 | 80.6 | 36.68 | 82.04 | 34.1364 | 4670 | #N/A | #N/A
| 78.98 | 34.9381 | 87.98 | 36.6232 | 89.96 | 35.9992 | 88.52 | 36.5928 | 84.92 | 36.0152 | 75.02 | 32.3789 | 71.06 | 30.9371 | 84.92 | 32.0024 | 86 | 36.0082 | 89.06 | 36.9179 | 78.8 | 31.4271 | 82.04 | 35.8266 | 78.08 | 34.1678 | 82.04 | 37.8353 | 82.04 | 34.1379 | 4671 | #N/A | #N/A
| 78.98 | 32.3199 | 87.98 | 36.6278 | 87.98 | 36.5649 | 89.6 | 36.814 | 86 | 36.2875 | 73.94 | 31.6624 | 71.06 | 30.9399 | 86 | 30.6974 | 86 | 37.1295 | 87.08 | 37.0402 | 82.4 | 31.5168 | 82.94 | 35.4461 | 77 | 33.9065 | 80.96 | 37.574 | 84.02 | 34.0813 | 4672 | #N/A | #N/A
| 78.98 | 30.5421 | 86 | 37.9086 | 87.98 | 36.5649 | 89.24 | 36.2029 | 84.92 | 36.028 | 75.92 | 32.6073 | 71.06 | 30.9441 | 84.92 | 32.4733 | 86 | 37.1379 | 89.06 | 38.1569 | 84.2 | 31.2096 | 84.02 | 33.6698 | 78.08 | 33.6898 | 80.96 | 37.5491 | 84.02 | 34.0882 | 4673 | #N/A | #N/A
| 78.08 | 29.0948 | 87.08 | 35.3616 | 86 | 35.5963 | 88.7 | 36.1756 | 84.92 | 37.2719 | 75.02 | 32.3919 | 71.96 | 31.6242 | 82.94 | 31.991 | 86 | 37.7836 | 87.08 | 37.6751 | 82.4 | 31.5168 | 82.94 | 32.982 | 78.08 | 33.1356 | 78.8 | 37.3594 | 86 | 34.1348 | 4674 | #N/A | #N/A
| 77 | 29.2554 | 86 | 36.7539 | 84.92 | 32.468 | 89.6 | 35.561 | 84.92 | 36.6474 | 73.04 | 31.4553 | 69.98 | 30.6858 | 78.98 | 30.5596 | 86 | 37.1477 | 87.08 | 36.4507 | 78.8 | 30.6361 | 82.94 | 32.9872 | 75.92 | 31.6248 | 78.08 | 36.8809 | 82.94 | 33.3876 | 4675 | #N/A | #N/A
| 75.02 | 29.1376 | 84.02 | 33.631 | 84.92 | 32.468 | 87.08 | 35.4987 | 82.04 | 37.1058 | 73.04 | 31.9154 | 69.98 | 30.6858 | 75.92 | 29.3657 | 84.92 | 37.5263 | 84.02 | 35.213 | 77 | 28.7479 | 80.96 | 31.1317 | 75.02 | 31.4079 | 75.92 | 36.3418 | 82.04 | 33.1702 | 4676 | #N/A | #N/A
| 73.04 | 30.8797 | 82.04 | 31.8145 | 80.96 | 29.4651 | 84.38 | 33.3216 | 78.08 | 36.1247 | 71.06 | 31.9912 | 69.08 | 30.4731 | 75.02 | 29.5931 | 82.94 | 35.7813 | 80.96 | 33.4344 | 75.2 | 28.3085 | 77 | 29.3456 | 73.04 | 29.997 | 73.04 | 34.9638 | 78.98 | 31.4932 | 4677 | #N/A | #N/A
| 71.96 | 31.1393 | 80.06 | 30.8614 | 78.08 | 29.8796 | 80.78 | 31.7657 | 78.08 | 36.0903 | 69.08 | 31.5025 | 66.92 | 29.944 | 71.96 | 28.8457 | 80.06 | 35.0591 | 78.08 | 31.7619 | 73.4 | 28.5707 | 73.94 | 28.9593 | 69.98 | 28.3822 | 71.96 | 34.1544 | 75.92 | 30.2577 | 4678 | #N/A | #N/A
| 71.06 | 31.3704 | 78.08 | 28.8013 | 78.08 | 29.8796 | 78.08 | 30.3983 | 75.92 | 35.5843 | 68 | 31.2308 | 66.02 | 29.1901 | 68 | 28.3356 | 78.98 | 34.3045 | 75.02 | 30.1067 | 71.6 | 28.8746 | 71.06 | 27.888 | 69.08 | 29.9379 | 71.06 | 33.3051 | 73.94 | 29.7721 | 4679 | #N/A | #N/A
| 71.06 | 33.0041 | 75.92 | 29.3919 | 75.02 | 29.1248 | 76.28 | 29.8867 | 75.02 | 35.3657 | 66.92 | 30.4053 | 64.94 | 28.9237 | 68 | 29.2274 | 77 | 33.8182 | 71.96 | 28.8925 | 68 | 29.6165 | 69.98 | 28.9021 | 69.08 | 30.9188 | 71.06 | 33.2682 | 71.96 | 29.7711 | 4680 | #N/A | #N/A
| 69.98 | 32.7411 | 75.02 | 30.0862 | 73.94 | 28.8596 | 74.12 | 30.1402 | 75.02 | 36.0012 | 66.92 | 30.9741 | 64.94 | 28.9277 | 66.92 | 29.3879 | 75.92 | 33.5561 | 69.98 | 28.4139 | 68 | 30.5014 | 69.08 | 30.9978 | 69.08 | 31.4843 | 73.04 | 34.4174 | 69.98 | 28.814 | 4681 | #N/A | #N/A
| 71.6 | 34.3249 | 73.04 | 29.6076 | 73.94 | 28.8596 | 73.04 | 30.284 | 75.02 | 36.0012 | 68 | 31.2474 | 64.94 | 28.9277 | 66.92 | 29.3919 | 73.94 | 32.4925 | 69.98 | 28.415 | 68 | 31.439 | 69.08 | 31.5664 | 68 | 31.226 | 71.96 | 34.6991 | 68 | 28.8115 | 4682 | #N/A | #N/A
| 71.6 | 34.3249 | 73.04 | 30.5053 | 73.04 | 29.5553 | 71.24 | 30.1781 | 75.02 | 36.0012 | 68 | 31.7355 | 66.02 | 29.734 | 66.02 | 29.1723 | 71.96 | 32.0239 | 69.08 | 29.5548 | 68 | 31.439 | 69.8 | 31.8905 | 68 | 31.2275 | 71.6 | 34.4596 | 68 | 28.8139 | 4683 | #N/A | #N/A
| 69.8 | 33.8806 | 71.96 | 30.2431 | 73.04 | 29.957 | 69.8 | 30.3368 | 75.02 | 36.0012 | 68 | 31.2549 | 66.02 | 29.734 | 66.02 | 29.1803 | 73.94 | 32.0431 | 66.92 | 29.0252 | 68 | 31.439 | 69.08 | 32.1043 | 68 | 31.7134 | 71.96 | 34.6576 | 66.92 | 28.5501 | 4684 | #N/A | #N/A
| 69.08 | 33.1577 | 71.06 | 30.4513 | 71.96 | 29.6974 | 69.8 | 31.0022 | 75.02 | 36.0012 | 68 | 31.7339 | 66.02 | 30.1871 | 66.92 | 30.3821 | 73.04 | 31.8225 | 66.92 | 29.9747 | 66.2 | 30.9963 | 69.08 | 32.0534 | 68 | 31.7103 | 71.96 | 34.6576 | 66.92 | 28.9638 | 4685 | #N/A | #N/A
| 69.98 | 32.7667 | 71.06 | 30.4567 | 71.96 | 30.1933 | 69.98 | 31.6755 | 75.02 | 36.0012 | 69.08 | 32.0581 | 66.02 | 30.1885 | 68 | 30.6518 | 73.04 | 32.2889 | 66.92 | 29.9789 | 68 | 31.439 | 68 | 31.3023 | 68 | 31.7088 | 73.04 | 34.9241 | 66.92 | 29.4819 | 4686 | #N/A | #N/A
| 69.98 | 32.7651 | 71.06 | 30.9835 | 73.04 | 30.8815 | 69.8 | 31.9445 | 73.94 | 35.1308 | 69.08 | 32.0581 | 66.92 | 30.4084 | 69.08 | 30.4629 | 73.04 | 32.2889 | 66.92 | 29.9873 | 68 | 31.439 | 68 | 31.7922 | 68 | 31.7103 | 71.96 | 34.6576 | 66.92 | 30.5041 | 4687 | #N/A | #N/A
| 71.06 | 31.9514 | 73.04 | 31.9171 | 73.04 | 30.8815 | 71.6 | 33.3858 | 73.94 | 35.0683 | 69.08 | 32.0044 | 66.92 | 30.4084 | 69.98 | 31.1327 | 73.04 | 32.2867 | 69.08 | 31.5342 | 68 | 31.439 | 69.08 | 32.0597 | 69.08 | 31.9778 | 71.96 | 34.6576 | 66.92 | 30.9757 | 4688 | #N/A | #N/A
| 71.96 | 32.6507 | 75.02 | 32.3994 | 80.96 | 31.5043 | 71.6 | 33.3858 | 73.94 | 35.7343 | 69.08 | 32.6595 | 68 | 31.24 | 71.06 | 31.9532 | 73.04 | 33.371 | 71.6 | 32.2797 | 69.8 | 31.882 | 71.96 | 33.3739 | 71.96 | 32.6917 | 73.04 | 35.5928 | 66.92 | 31.5597 | 4689 | #N/A | #N/A
| 73.94 | 33.1383 | 77 | 32.8874 | 78.98 | 31.0146 | 71.6 | 34.4432 | 75.92 | 36.2922 | 71.96 | 33.3232 | 69.08 | 31.9906 | 73.94 | 33.7462 | 73.94 | 33.5952 | 71.96 | 32.7582 | 71.6 | 32.3247 | 71.96 | 32.8132 | 73.04 | 33.5587 | 73.4 | 36.0249 | 68 | 32.3272 | 4690 | #N/A | #N/A
| 77 | 34.4936 | 78.08 | 32.6989 | 78.98 | 31.0146 | 73.4 | 36.0074 | 75.92 | 36.2236 | 73.04 | 33.0333 | 71.06 | 32.4828 | 75.92 | 32.5953 | 77 | 34.9674 | 77 | 35.2134 | 75.2 | 34.2063 | 75.92 | 33.788 | 75.02 | 34.0516 | 75.02 | 36.7475 | 68 | 32.3272 | 4691 | #N/A | #N/A
| 78.08 | 34.7564 | 78.98 | 33.371 | 82.04 | 31.7615 | 75.02 | 36.6332 | 77 | 37.0637 | 75.92 | 34.3072 | 71.96 | 32.7121 | 78.98 | 32.8913 | 77 | 34.964 | 80.06 | 36.5184 | 75.2 | 33.2104 | 77 | 34.0248 | 78.08 | 34.8157 | 77 | 37.1468 | 69.08 | 33.2149 | 4692 | #N/A | #N/A
| 80.06 | 35.2427 | 80.06 | 33.1822 | 80.96 | 31.8964 | 75.2 | 36.4523 | 82.04 | 38.3103 | 77 | 35.1996 | 73.04 | 33.5783 | 82.94 | 33.861 | 78.08 | 35.8822 | 82.4 | 38.1034 | 77 | 33.6533 | 78.08 | 34.2938 | 78.08 | 34.8206 | 78.08 | 36.8377 | 69.98 | 34.0806 | 4693 | #N/A | #N/A
| 84.02 | 33.5887 | 82.94 | 34.3499 | 80.96 | 31.8964 | 77 | 36.8972 | 84.02 | 38.2252 | 77 | 34.6116 | 73.04 | 33.5783 | 86 | 34.6153 | 80.06 | 36.3767 | 86 | 38.652 | 78.8 | 34.0961 | 82.04 | 36.5283 | 78.98 | 35.0554 | 80.06 | 36.6563 | 71.96 | 35.122 | 4694 | #N/A | #N/A
| 84.92 | 33.385 | 82.04 | 33.6783 | 86 | 33.6363 | 81.14 | 38.0674 | 86 | 39.382 | 78.08 | 35.483 | 73.4 | 32.7226 | 89.96 | 35.0623 | 82.04 | 37.3816 | 84.92 | 38.3849 | 82.4 | 34.0388 | 80.96 | 36.2619 | 80.06 | 35.9451 | 84.02 | 38.4076 | 77 | 36.3629 | 4695 | #N/A | #N/A
| 82.94 | 35.9637 | 82.94 | 35.4106 | 86 | 33.6389 | 84.56 | 39.0489 | 87.08 | 39.0745 | 75.92 | 34.9618 | 73.4 | 33.7148 | 89.96 | 35.0677 | 82.94 | 37.1153 | 78.98 | 38.2181 | 84.2 | 35.4245 | 78.08 | 36.093 | 80.06 | 36.4916 | 82.04 | 38.5026 | 77 | 36.362 | 4696 | #N/A | #N/A
| 84.02 | 36.2396 | 87.98 | 34.6146 | 86 | 33.6389 | 84.92 | 39.0419 | 82.04 | 39.7372 | 73.04 | 34.259 | 71.96 | 32.7511 | 89.96 | 36.6278 | 84.02 | 37.9514 | 78.98 | 38.8038 | 82.4 | 34.9818 | 75.2 | 36.3874 | 78.98 | 36.2371 | 82.04 | 39.2271 | 77 | 36.3975 | 4697 | #N/A | #N/A
| 84.92 | 36.4645 | 89.06 | 34.8879 | 89.96 | 33.2572 | 85.1 | 39.215 | 80.96 | 39.3647 | 71.96 | 34.5283 | 71.96 | 33.3689 | 89.96 | 36.0645 | 84.92 | 37.6362 | 77 | 36.9982 | 84.2 | 35.4245 | 75.02 | 36.5739 | 75.02 | 35.9422 | 80.96 | 38.9598 | 77 | 36.412 | 4698 | #N/A | #N/A
| 84.92 | 35.3804 | 89.96 | 34.1826 | 89.96 | 33.7287 | 87.62 | 40.2081 | 84.02 | 39.5116 | 73.04 | 35.4588 | 71.6 | 33.2712 | 87.98 | 35.5808 | 82.04 | 36.9305 | 77 | 37.7746 | 84.2 | 34.4809 | 75.02 | 36.046 | 75.2 | 36.2967 | 78.98 | 38.4756 | 78.08 | 36.6279 | 4699 | #N/A | #N/A
| 82.94 | 33.3479 | 89.96 | 32.498 | 89.96 | 33.7287 | 84.02 | 39.4509 | 71.96 | 34.5796 | 73.04 | 35.4588 | 71.06 | 33.1601 | 86 | 34.6432 | 80.06 | 37.5736 | 78.98 | 38.1956 | 82.4 | 33.1488 | 73.94 | 36.3068 | 73.4 | 34.741 | 78.08 | 36.8377 | 78.8 | 37.8465 | 4700 | #N/A | #N/A
| 80.96 | 33.39 | 86 | 35.7025 | 89.06 | 33.512 | 82.4 | 38.232 | 73.04 | 36.7926 | 73.4 | 35.888 | 69.98 | 32.9019 | 84.02 | 33.1969 | 75.02 | 36.3305 | 78.08 | 38.0699 | 80.6 | 32.7072 | 73.04 | 35.5119 | 73.04 | 34.8189 | 78.98 | 38.3498 | 77 | 37.05 | 4701 | #N/A | #N/A
| 77 | 32.8705 | 82.94 | 34.3805 | 87.08 | 33.4273 | 75.2 | 36.4523 | 73.04 | 36.0842 | 71.6 | 35.4429 | 69.08 | 32.0873 | 82.4 | 33.1237 | 77 | 36.2322 | 75.92 | 36.828 | 78.8 | 33.1545 | 73.04 | 36.0842 | 71.96 | 34.5557 | 78.98 | 38.963 | 75.92 | 36.784 | 4702 | #N/A | #N/A
| 73.94 | 33.1582 | 77 | 33.4812 | 87.08 | 33.4273 | 75.74 | 38.2301 | 73.4 | 35.9422 | 71.96 | 35.1917 | 69.8 | 31.8367 | 77 | 32.4232 | 75.02 | 35.7317 | 75.92 | 36.8261 | 75.2 | 32.2701 | 73.94 | 35.7343 | 71.6 | 34.2965 | 78.08 | 38.7399 | 75.92 | 37.3753 | 4703 | #N/A | #N/A
| 75.92 | 32.1424 | 73.94 | 32.7225 | 82.04 | 33.105 | 74.12 | 37.0798 | 75.02 | 37.3645 | 69.98 | 34.0394 | 69.08 | 32.049 | 75.02 | 31.4033 | 71.96 | 34.9633 | 75.92 | 36.7309 | 73.4 | 32.7676 | 73.04 | 35.5119 | 71.06 | 34.3456 | 75.92 | 36.8798 | 73.04 | 36.1342 | 4704 | #N/A | #N/A
| 75.92 | 32.1424 | 75.02 | 32.4224 | 80.06 | 32.1901 | 73.4 | 37.1928 | 75.02 | 37.3685 | 71.06 | 34.306 | 69.98 | 32.8718 | 73.94 | 30.7122 | 69.08 | 33.0712 | 75.92 | 36.7309 | 73.4 | 31.828 | 73.04 | 34.8462 | 69.98 | 32.9083 | 75.02 | 36.082 | 71.96 | 35.1773 | 4705 | #N/A | #N/A
| 75.02 | 31.9241 | 77 | 32.4533 | 80.06 | 32.1901 | 73.4 | 37.1928 | 75.02 | 36.5739 | 71.06 | 34.306 | 69.08 | 33.3135 | 71.06 | 30.0035 | 69.08 | 32.4491 | 73.04 | 35.5201 | 73.4 | 32.7676 | 73.04 | 34.8462 | 69.8 | 32.8045 | 73.4 | 36.0249 | 71.96 | 35.122 | 4706 | #N/A | #N/A
| 73.94 | 31.6574 | 75.02 | 31.967 | 77 | 31.8667 | 71.6 | 35.5625 | 73.04 | 35.595 | 69.98 | 33.5489 | 68 | 32.3838 | 69.08 | 29.5206 | 68 | 31.6873 | 71.06 | 34.3615 | 71.6 | 32.3247 | 71.96 | 34.6331 | 69.08 | 32.6815 | 73.04 | 35.5928 | 71.06 | 34.9006 | 4707 | #N/A | #N/A
| 73.04 | 31.4379 | 73.94 | 31.7032 | 77 | 31.8694 | 71.6 | 35.5625 | 73.04 | 34.9244 | 69.98 | 33.504 | 68 | 31.783 | 68 | 29.2585 | 66.92 | 31.364 | 71.06 | 33.7606 | 71.6 | 31.3858 | 71.96 | 34.5796 | 69.8 | 32.8045 | 73.04 | 35.5928 | 69.98 | 34.0806 | 4708 | #N/A | #N/A
| 71.96 | 31.6289 | 73.04 | 31.4879 | 77 | 31.8694 | 71.6 | 35.5625 | 71.96 | 34.6649 | 69.08 | 33.2819 | 66.92 | 31.0662 | 66.92 | 29.4212 | 66.92 | 31.364 | 71.06 | 34.2959 | 71.6 | 32.3247 | 71.06 | 34.3574 | 69.8 | 33.852 | 71.96 | 34.6576 | 69.08 | 33.2149 | 4709 | #N/A | #N/A
| 69.98 | 31.1452 | 71.06 | 31.0058 | 73.04 | 30.9042 | 73.4 | 36.0074 | 71.96 | 35.3355 | 69.8 | 33.8866 | 66.92 | 31.0321 | 66.92 | 29.4239 | 68 | 31.6291 | 71.06 | 33.7606 | 71.6 | 32.3247 | 71.06 | 34.3574 | 69.8 | 32.8045 | 71.96 | 34.7701 | 69.08 | 33.2149 | 4710 | #N/A | #N/A
| 69.98 | 31.7082 | 69.08 | 30.5195 | 73.04 | 30.9029 | 71.6 | 35.5625 | 71.96 | 34.0421 | 69.98 | 33.5506 | 66.92 | 31.0662 | 66.02 | 29.2044 | 66.92 | 31.364 | 68 | 31.8464 | 69.8 | 31.882 | 71.06 | 34.4145 | 69.08 | 33.3014 | 71.6 | 34.4596 | 69.98 | 33.4874 | 4711 | #N/A | #N/A
| 71.06 | 32.4523 | 69.08 | 30.5112 | 73.04 | 30.9029 | 71.6 | 35.5625 | 71.96 | 34.5796 | 69.98 | 33.504 | 66.92 | 31.0662 | 66.02 | 29.2004 | 66.92 | 31.4034 | 66.02 | 30.2472 | 68 | 31.439 | 69.98 | 34.0908 | 69.8 | 33.852 | 71.06 | 33.8959 | 69.98 | 33.4739 | 4712 | #N/A | #N/A
| 73.94 | 33.7635 | 73.04 | 31.9432 | 75.02 | 31.9135 | 71.6 | 35.5625 | 71.96 | 34.5796 | 69.98 | 33.504 | 69.08 | 32.6768 | 71.96 | 31.6436 | 66.92 | 31.4002 | 66.92 | 31.0321 | 71.6 | 33.3192 | 71.06 | 34.3574 | 71.06 | 34.9757 | 71.06 | 33.2682 | 71.96 | 33.9552 | 4713 | #N/A | #N/A
| 77 | 34.516 | 75.92 | 33.2141 | 78.08 | 32.6638 | 73.4 | 36.0074 | 73.04 | 35.5119 | 75.92 | 37.4871 | 71.06 | 33.1617 | 77 | 33.4429 | 68 | 32.1252 | 78.98 | 37.54 | 73.4 | 33.7628 | 71.06 | 35.0226 | 71.6 | 35.406 | 69.08 | 31.1162 | 73.94 | 35.0777 | 4714 | #N/A | #N/A
| 80.06 | 35.8948 | 80.06 | 34.7188 | 78.08 | 32.6638 | 78.08 | 36.9596 | 73.94 | 35.7343 | 75.92 | 36.7748 | 71.6 | 33.2712 | 80.06 | 34.1986 | 69.98 | 33.2267 | 82.94 | 37.9422 | 77 | 34.6499 | 75.92 | 36.7965 | 71.6 | 35.406 | 68 | 30.3918 | 75.92 | 34.911 | 4715 | #N/A | #N/A
| 80.06 | 36.4344 | 84.92 | 36.5268 | 84.02 | 35.1511 | 83.12 | 35.943 | 73.94 | 35.1432 | 80.96 | 40.0993 | 73.04 | 34.2719 | 84.92 | 35.8851 | 78.08 | 34.13 | 86 | 38.6987 | 77 | 34.6499 | 84.92 | 37.8185 | 80.06 | 38.4783 | 66.92 | 29.5932 | 78.98 | 33.9455 | 4716 | #N/A | #N/A
| 82.04 | 36.9267 | 87.08 | 35.9713 | 86 | 35.6427 | 86 | 35.3821 | 73.4 | 35.9422 | 80.06 | 38.5107 | 73.04 | 34.2719 | 86 | 36.7616 | 80.96 | 34.2582 | 89.96 | 36.7415 | 80.6 | 35.5369 | 89.06 | 39.5139 | 82.94 | 39.7994 | 69.08 | 30.1798 | 82.04 | 34.2224 | 4717 | #N/A | #N/A
| 82.04 | 36.4018 | 89.06 | 35.9005 | 86 | 35.6427 | 87.98 | 34.77 | 73.94 | 35.7343 | 82.94 | 40.5972 | 73.04 | 34.2719 | 87.08 | 36.4323 | 82.94 | 34.278 | 91.94 | 36.6636 | 80.6 | 35.5369 | 91.94 | 36.7077 | 86 | 39.954 | 73.04 | 31.6909 | 84.02 | 32.7774 | 4718 | #N/A | #N/A
| 82.04 | 35.7856 | 89.96 | 36.1289 | 89.06 | 35.8475 | 87.98 | 35.041 | 71.96 | 34.0421 | 84.02 | 40.1128 | 73.94 | 34.5026 | 87.98 | 37.2674 | 84.02 | 34.0001 | 91.94 | 36.2053 | 82.4 | 35.9805 | 93.92 | 36.7356 | 89.06 | 40.0087 | 73.94 | 31.9091 | 84.02 | 32.2919 | 4719 | #N/A | #N/A
| 84.92 | 35.4137 | 87.98 | 35.1905 | 87.98 | 34.6005 | 90.86 | 34.7154 | 75.2 | 35.2706 | 84.02 | 40.1189 | 73.94 | 34.5043 | 84.92 | 36.5198 | 86 | 34.4908 | 93.02 | 37.5067 | 82.4 | 34.9818 | 91.94 | 37.7862 | 87.98 | 40.4545 | 75.02 | 31.6381 | 86 | 32.3135 | 4720 | #N/A | #N/A
| 84.02 | 35.6867 | 84.92 | 35.9605 | 87.98 | 34.6005 | 90.68 | 35.8985 | 75.2 | 35.2706 | 82.04 | 39.013 | 73.94 | 34.5077 | 84.02 | 36.9274 | 84.02 | 33.0635 | 93.02 | 36.9409 | 80.6 | 34.5389 | 89.06 | 36.5799 | 86 | 39.2607 | 75.92 | 31.4289 | 87.08 | 33.0499 | 4721 | #N/A | #N/A
| 82.04 | 36.4372 | 84.02 | 36.3556 | 89.96 | 35.6368 | 89.96 | 35.9091 | 75.2 | 36.3874 | 82.04 | 39.015 | 73.94 | 35.0395 | 84.02 | 36.9376 | 78.08 | 34.1502 | 93.02 | 36.9424 | 82.4 | 35.9805 | 78.98 | 37.5998 | 73.4 | 34.741 | 78.08 | 31.4585 | 87.08 | 33.0536 | 4722 | #N/A | #N/A
| 80.96 | 37.3911 | 87.08 | 37.126 | 87.98 | 36.1905 | 91.4 | 34.2047 | 75.02 | 35.335 | 80.96 | 38.7455 | 73.94 | 34.5026 | 82.04 | 36.4661 | 73.94 | 34.8379 | 86 | 38.7224 | 82.4 | 37.038 | 80.96 | 38.808 | 75.2 | 37.4726 | 80.06 | 31.9421 | 86 | 34.2192 | 4723 | #N/A | #N/A
| 78.08 | 37.9607 | 84.92 | 34.9356 | 87.98 | 36.1905 | 89.6 | 36.8721 | 75.02 | 35.335 | 77 | 37.0627 | 73.94 | 34.5026 | 78.98 | 37.4916 | 73.94 | 34.8856 | 87.08 | 39.0006 | 80.6 | 37.7122 | 82.04 | 37.7992 | 78.08 | 38.0112 | 78.98 | 31.675 | 84.92 | 35.4317 | 4724 | #N/A | #N/A
| 77 | 37.9508 | 84.02 | 35.7783 | 84.92 | 35.9345 | 88.7 | 34.368 | 75.02 | 36.0012 | 75.02 | 36.5747 | 69.98 | 32.8718 | 78.08 | 37.2747 | 75.02 | 35.1037 | 87.08 | 38.3287 | 77 | 38.0042 | 82.04 | 37.7992 | 78.08 | 37.3081 | 78.98 | 31.6713 | 84.02 | 34.1824 | 4725 | #N/A | #N/A
| 75.92 | 37.4354 | 82.04 | 34.8059 | 82.94 | 36.679 | 83.84 | 34.9729 | 73.94 | 35.8029 | 73.04 | 35.5106 | 69.8 | 32.8274 | 77 | 37.0112 | 73.04 | 34.6163 | 84.02 | 37.5659 | 75.2 | 37.5581 | 80.96 | 37.5269 | 75.92 | 35.5286 | 75.02 | 31.1962 | 78.98 | 32.5006 | 4726 | #N/A | #N/A
| 75.02 | 37.2104 | 80.06 | 37.2443 | 82.94 | 36.679 | 78.62 | 34.0633 | 71.96 | 34.6384 | 73.04 | 35.4588 | 69.08 | 32.6501 | 75.2 | 36.3419 | 69.98 | 33.2267 | 78.98 | 36.3106 | 75.2 | 37.5581 | 78.08 | 36.8113 | 73.04 | 34.8119 | 69.98 | 30.9212 | 77 | 31.4886 | 4727 | #N/A | #N/A
| 75.2 | 37.5048 | 78.08 | 37.3263 | 80.06 | 37.1626 | 80.6 | 33.6544 | 71.06 | 34.4074 | 71.96 | 35.1917 | 69.08 | 32.667 | 75.2 | 36.3419 | 66.92 | 31.3739 | 73.04 | 34.2906 | 75.2 | 37.5581 | 75.02 | 36.0331 | 73.04 | 34.2584 | 69.08 | 29.2185 | 75.92 | 31.729 | 4728 | #N/A | #N/A
| 75.2 | 37.5048 | 78.08 | 37.3376 | 78.98 | 36.9083 | 75.2 | 33.2724 | 71.06 | 32.1444 | 71.96 | 34.5485 | 69.08 | 32.6654 | 75.02 | 37.2458 | 66.92 | 31.364 | 73.94 | 35.0465 | 75.2 | 37.5581 | 73.04 | 34.8734 | 71.06 | 33.768 | 66.92 | 29.6171 | 75.02 | 31.4946 | 4729 | #N/A | #N/A
| 75.2 | 37.5048 | 78.08 | 36.7768 | 78.98 | 36.9083 | 72.14 | 33.4107 | 69.98 | 29.8821 | 71.96 | 35.2017 | 69.08 | 32.6654 | 75.2 | 37.5208 | 66.92 | 30.7874 | 71.96 | 34.0054 | 75.2 | 37.5581 | 73.04 | 34.3263 | 69.98 | 33.493 | 64.94 | 28.6951 | 69.98 | 30.2613 | 4730 | #N/A | #N/A
| 75.92 | 38.8258 | 77 | 36.5171 | 78.08 | 36.0372 | 73.4 | 32.8298 | 69.08 | 28.7536 | 71.06 | 34.3156 | 69.08 | 32.6541 | 75.2 | 37.5208 | 66.02 | 30.551 | 71.06 | 33.7818 | 75.2 | 37.5581 | 69.98 | 32.9398 | 71.06 | 33.7562 | 64.04 | 27.9715 | 71.06 | 30.9613 | 4731 | #N/A | #N/A
| 75.02 | 37.878 | 77 | 35.8582 | 78.8 | 37.1888 | 68 | 31.5018 | 66.92 | 27.7521 | 71.96 | 34.5414 | 69.08 | 32.6572 | 75.2 | 37.5208 | 66.02 | 30.5666 | 69.08 | 32.6501 | 75.2 | 37.5581 | 69.98 | 32.9447 | 69.08 | 32.6457 | 62.96 | 27.302 | 69.98 | 30.7027 | 4732 | #N/A | #N/A
| 75.2 | 37.5048 | 75.02 | 35.3923 | 77 | 37.0215 | 66.2 | 31.0592 | 66.02 | 27.0795 | 71.96 | 34.0035 | 68 | 31.7869 | 75.2 | 37.5208 | 64.94 | 29.8366 | 69.08 | 32.049 | 73.4 | 37.1123 | 69.08 | 32.1144 | 69.98 | 32.8659 | 62.96 | 26.3768 | 69.98 | 29.7415 | 4733 | #N/A | #N/A
| 73.4 | 37.0586 | 73.94 | 35.1292 | 75.92 | 35.0079 | 66.2 | 30.1183 | 64.94 | 26.8132 | 69.98 | 33.51 | 68 | 31.7838 | 73.4 | 35.8968 | 64.04 | 29.0754 | 66.92 | 30.4683 | 73.4 | 35.9319 | 68 | 31.3553 | 68 | 31.7679 | 62.06 | 25.3679 | 68 | 29.7663 | 4734 | #N/A | #N/A
| 73.4 | 35.8815 | 73.04 | 34.3741 | 75.02 | 34.1637 | 64.4 | 29.6763 | 64.04 | 26.5898 | 69.08 | 32.0557 | 66.92 | 31.0283 | 73.04 | 35.5484 | 62.96 | 28.3748 | 64.94 | 28.9982 | 71.6 | 35.4867 | 66.92 | 31.0859 | 69.08 | 32.0229 | 62.06 | 25.0218 | 66.92 | 28.9872 | 4735 | #N/A | #N/A
| 73.4 | 35.8815 | 71.96 | 34.1008 | 75.02 | 34.1637 | 66.2 | 30.1183 | 64.94 | 26.4406 | 66.92 | 31.041 | 66.92 | 31.0283 | 71.96 | 34.6041 | 62.06 | 27.6478 | 62.06 | 27.3592 | 71.6 | 35.4867 | 66.02 | 30.2989 | 66.92 | 31.4816 | 57.92 | 24.3459 | 66.92 | 28.9716 | 4736 | #N/A | #N/A
| 73.4 | 35.8815 | 73.94 | 34.5894 | 75.92 | 34.3774 | 67.1 | 31.7284 | 64.94 | 26.8008 | 71.06 | 34.2739 | 71.96 | 33.9497 | 73.94 | 35.7544 | 60.98 | 26.975 | 62.96 | 28.0859 | 73.4 | 35.9319 | 66.92 | 30.52 | 71.96 | 33.9294 | 62.06 | 25.3521 | 69.98 | 29.713 | 4737 | #N/A | #N/A
| 75.92 | 36.8117 | 77 | 35.3427 | 78.98 | 34.0398 | 70.7 | 34.0532 | 66.92 | 26.9134 | 78.98 | 36.8826 | 78.08 | 35.9832 | 77 | 36.5127 | 62.06 | 27.6478 | 75.92 | 33.6966 | 73.4 | 35.9319 | 75.92 | 33.2593 | 71.6 | 34.2965 | 66.02 | 25.5756 | 71.96 | 29.2924 | 4738 | #N/A | #N/A
| 78.98 | 36.3323 | 78.8 | 35.0798 | 78.98 | 34.0398 | 76.28 | 31.5696 | 69.08 | 27.4379 | 82.94 | 35.4262 | 73.94 | 34.423 | 80.06 | 36.0662 | 66.02 | 30.1013 | 82.04 | 32.7305 | 75.2 | 36.377 | 82.04 | 33.2018 | 75.92 | 33.1824 | 69.08 | 26.715 | 75.02 | 30.0368 | 4739 | #N/A | #N/A
| 80.96 | 36.295 | 82.04 | 36.5929 | 82.94 | 35.0234 | 78.98 | 32.8408 | 71.06 | 28.7344 | 84.92 | 34.8569 | 82.04 | 35.1894 | 82.94 | 36.1579 | 71.06 | 30.7311 | 84.02 | 32.7189 | 78.8 | 36.1494 | 84.92 | 32.9765 | 78.98 | 33.9309 | 73.04 | 27.682 | 78.08 | 30.7826 | 4740 | #N/A | #N/A
| 82.04 | 35.9343 | 80.96 | 35.7049 | 86 | 34.752 | 81.5 | 33.1013 | 73.94 | 28.9884 | 87.08 | 33.9647 | 80.96 | 36.1449 | 84.92 | 36.6558 | 73.94 | 31.4339 | 86 | 33.6977 | 80.6 | 36.5936 | 87.08 | 33.0992 | 80.96 | 34.8988 | 73.94 | 28.2422 | 78.98 | 30.1535 | 4741 | #N/A | #N/A
| 80.96 | 35.6665 | 82.94 | 36.198 | 86 | 34.752 | 83.84 | 33.075 | 75.02 | 29.7021 | 87.98 | 36.1671 | 80.96 | 36.1449 | 87.98 | 36.8037 | 75.92 | 31.4882 | 89.06 | 33.5447 | 84.2 | 36.424 | 89.06 | 33.1131 | 82.04 | 34.1105 | 77 | 28.6501 | 80.96 | 30.6351 | 4742 | #N/A | #N/A
| 80.96 | 36.8354 | 86 | 36.9539 | 80.96 | 35.6462 | 86 | 34.0854 | 75.92 | 29.1089 | 87.08 | 35.3761 | 82.94 | 32.034 | 89.06 | 36.5819 | 78.08 | 32.0183 | 89.96 | 33.2991 | 80.6 | 35.5369 | 93.02 | 32.8361 | 86 | 34.629 | 78.98 | 29.9058 | 80.06 | 30.4168 | 4743 | #N/A | #N/A
| 82.04 | 36.5631 | 87.98 | 37.4451 | 78.98 | 35.1582 | 86.9 | 34.0833 | 77 | 28.6053 | 86 | 33.6934 | 80.96 | 34.4223 | 89.06 | 36.5835 | 78.98 | 32.2427 | 91.04 | 33.5657 | 82.4 | 37.038 | 91.94 | 31.8329 | 87.08 | 33.938 | 78.08 | 29.6838 | 84.02 | 32.2253 | 4744 | #N/A | #N/A
| 82.94 | 36.7836 | 80.06 | 36.1268 | 78.98 | 35.1582 | 87.08 | 33.1386 | 80.06 | 30.1205 | 86 | 34.6523 | 80.06 | 34.2025 | 89.06 | 36.5864 | 78.08 | 31.5097 | 93.02 | 34.5204 | 82.4 | 37.038 | 93.02 | 33.6311 | 87.98 | 35.575 | 80.06 | 30.1684 | 82.94 | 31.4969 | 4745 | #N/A | #N/A
| 82.94 | 36.1628 | 78.08 | 35.6347 | 77 | 34.0692 | 87.08 | 33.4669 | 80.06 | 29.6992 | 84.02 | 34.1702 | 77 | 33.936 | 87.98 | 38.0633 | 80.06 | 31.9979 | 91.04 | 34.0393 | 82.4 | 37.038 | 89.06 | 33.5876 | 87.08 | 35.9254 | 80.06 | 29.3975 | 84.02 | 31.7604 | 4746 | #N/A | #N/A
| 80.96 | 37.5175 | 75.92 | 34.4794 | 77 | 34.0739 | 86.36 | 33.8748 | 80.96 | 29.5735 | 80.96 | 34.9247 | 73.94 | 33.7807 | 84.92 | 37.8506 | 78.08 | 31.511 | 91.94 | 34.2872 | 82.4 | 38.1574 | 89.06 | 33.1166 | 84.92 | 33.4108 | 78.98 | 28.7321 | 84.02 | 31.7604 | 4747 | #N/A | #N/A
| 78.08 | 36.8072 | 73.94 | 33.3804 | 77 | 34.0739 | 85.28 | 34.2127 | 78.08 | 28.8678 | 80.06 | 35.3048 | 73.94 | 33.7807 | 84.02 | 37.0861 | 78.98 | 31.3229 | 87.08 | 34.3958 | 82.4 | 38.1574 | 86 | 31.9106 | 82.04 | 33.6592 | 75.02 | 28.5027 | 82.94 | 31.9617 | 4748 | #N/A | #N/A
| 77 | 36.5346 | 73.94 | 33.983 | 75.92 | 33.8047 | 82.4 | 32.9802 | 78.08 | 29.6236 | 75.92 | 35.4373 | 69.98 | 32.2013 | 82.94 | 38.0272 | 77 | 32.0735 | 84.92 | 32.9331 | 80.6 | 36.5936 | 82.04 | 32.2621 | 78.08 | 33.7004 | 75.02 | 28.9188 | 80.06 | 31.7382 | 4749 | #N/A | #N/A
| 75.02 | 35.3754 | 73.04 | 33.1556 | 75.02 | 33.5814 | 80.06 | 32.5744 | 75.02 | 29.2322 | 75.02 | 36.4398 | 69.08 | 31.9782 | 80.06 | 37.3134 | 75.02 | 33.2827 | 82.04 | 32.2211 | 77 | 36.8222 | 78.98 | 31.5088 | 75.92 | 33.6468 | 73.94 | 29.4676 | 78.08 | 32.6192 | 4750 | #N/A | #N/A
| 73.94 | 35.1086 | 71.96 | 32.8865 | 75.02 | 33.5814 | 76.1 | 32.2139 | 73.04 | 26.5307 | 73.04 | 34.7142 | 69.98 | 32.7934 | 77 | 36.5514 | 69.98 | 31.0028 | 80.06 | 31.3288 | 73.4 | 37.1123 | 75.92 | 32.6639 | 73.94 | 33.7499 | 69.98 | 27.2495 | 75.92 | 31.6411 | 4751 | #N/A | #N/A
| 73.04 | 34.8776 | 73.04 | 33.1477 | 71.96 | 32.8182 | 74.66 | 32.5863 | 69.08 | 26.2452 | 73.04 | 35.3639 | 69.98 | 32.7822 | 75.02 | 36.0508 | 69.08 | 30.7721 | 75.02 | 31.4052 | 73.4 | 35.9319 | 73.94 | 33.217 | 71.96 | 33.8674 | 66.92 | 26.1547 | 75.92 | 31.6371 | 4752 | #N/A | #N/A
| 73.04 | 34.8758 | 73.04 | 33.1477 | 73.94 | 33.9089 | 73.22 | 31.9474 | 66.02 | 25.4942 | 73.04 | 35.3639 | 69.08 | 31.9628 | 75.02 | 35.3845 | 68 | 30.5867 | 73.94 | 31.1416 | 73.4 | 35.9319 | 73.04 | 34.2198 | 71.96 | 33.869 | 66.92 | 26.9124 | 75.02 | 31.4156 | 4753 | #N/A | #N/A
| 73.04 | 34.8811 | 71.06 | 32.6617 | 73.94 | 33.9089 | 71.6 | 31.8344 | 62.96 | 25.4746 | 73.04 | 35.3657 | 69.08 | 31.9628 | 73.04 | 34.3597 | 66.92 | 30.7874 | 71.06 | 30.9622 | 71.6 | 35.4867 | 73.04 | 34.7545 | 71.96 | 33.8707 | 68 | 26.4081 | 73.94 | 31.1515 | 4754 | #N/A | #N/A
| 71.96 | 34.6161 | 69.98 | 32.3958 | 78.98 | 36.9906 | 71.24 | 31.1928 | 62.06 | 25.2518 | 73.04 | 35.3675 | 69.08 | 31.9659 | 75.02 | 35.3827 | 66.02 | 30.4847 | 69.98 | 30.7011 | 71.6 | 34.3722 | 73.04 | 35.4202 | 71.06 | 33.6503 | 66.92 | 25.4298 | 73.94 | 30.6457 | 4755 | #N/A | #N/A
| 71.06 | 33.8588 | 69.98 | 32.3958 | 78.98 | 36.3212 | 70.88 | 31.3829 | 60.98 | 24.983 | 73.04 | 35.3693 | 69.08 | 32.5651 | 73.04 | 34.358 | 66.02 | 30.5666 | 71.96 | 31.6442 | 71.6 | 34.3722 | 73.04 | 35.4293 | 71.06 | 34.1889 | 64.04 | 25.0397 | 73.94 | 30.6484 | 4756 | #N/A | #N/A
| 73.94 | 35.7798 | 69.98 | 32.3974 | 78.08 | 34.9363 | 70.16 | 31.3915 | 59 | 24.4946 | 73.04 | 35.4588 | 69.08 | 32.6501 | 71.96 | 34.0931 | 66.02 | 30.1013 | 71.06 | 31.4289 | 71.6 | 34.3722 | 73.04 | 35.4257 | 71.96 | 34.4128 | 62.06 | 24.5542 | 71.06 | 30.4566 | 4757 | #N/A | #N/A
| 71.06 | 33.8656 | 69.08 | 32.1822 | 77 | 34.0676 | 68.9 | 30.7178 | 59 | 24.4904 | 73.04 | 36.0293 | 69.98 | 33.494 | 69.98 | 32.9814 | 64.94 | 29.8366 | 71.06 | 31.9913 | 71.6 | 34.3722 | 73.04 | 35.5119 | 71.96 | 35.0717 | 59 | 24.199 | 71.06 | 29.9484 | 4758 | #N/A | #N/A
| 71.96 | 34.0878 | 69.08 | 32.179 | 75.92 | 33.3096 | 68 | 30.4868 | 57.92 | 24.2237 | 73.04 | 36.7356 | 69.08 | 32.6501 | 69.98 | 32.9847 | 66.02 | 30.0163 | 71.06 | 32.4735 | 71.6 | 33.3192 | 73.04 | 35.5119 | 71.6 | 34.2965 | 60.08 | 23.7485 | 69.98 | 30.1926 | 4759 | #N/A | #N/A
| 73.04 | 34.3475 | 69.08 | 31.6849 | 75.92 | 33.3035 | 67.28 | 29.9462 | 59 | 24.4811 | 73.04 | 36.7356 | 68 | 32.2959 | 69.8 | 31.8529 | 64.94 | 29.7459 | 71.06 | 32.4627 | 69.8 | 32.8757 | 73.04 | 35.4221 | 71.96 | 35.6325 | 55.94 | 22.3658 | 69.98 | 29.6755 | 4760 | #N/A | #N/A
| 75.92 | 35.0513 | 73.94 | 34.6099 | 78.98 | 34.0597 | 67.1 | 29.9772 | 62.06 | 25.6389 | 71.96 | 35.762 | 69.08 | 33.1723 | 75.02 | 35.3774 | 64.94 | 29.8366 | 71.96 | 33.8961 | 69.8 | 32.8757 | 73.04 | 35.5119 | 71.6 | 35.406 | 59 | 24.5202 | 69.98 | 29.2526 | 4761 | #N/A | #N/A
| 80.06 | 36.6078 | 78.08 | 34.9951 | 80.96 | 35.6363 | 71.24 | 31.268 | 66.02 | 26.5999 | 73.04 | 36.7356 | 69.08 | 32.6501 | 80.96 | 36.3019 | 66.02 | 30.1013 | 75.02 | 33.4268 | 73.4 | 34.8165 | 73.94 | 36.3068 | 73.4 | 35.8514 | 64.04 | 25.01 | 69.98 | 29.2439 | 4762 | #N/A | #N/A
| 82.94 | 36.7732 | 82.94 | 36.827 | 80.96 | 35.6363 | 73.94 | 31.7456 | 69.98 | 27.565 | 73.04 | 36.7356 | 69.98 | 33.494 | 84.02 | 37.0551 | 69.08 | 31.3174 | 77 | 33.905 | 77 | 36.8222 | 75.92 | 36.1157 | 73.4 | 35.8514 | 66.92 | 26.4416 | 71.06 | 29.9187 | 4763 | #N/A | #N/A
| 84.92 | 36.0264 | 87.08 | 37.2217 | 87.98 | 36.2761 | 78.26 | 33.0789 | 71.96 | 27.2912 | 73.94 | 36.9585 | 71.06 | 33.0339 | 87.08 | 37.8085 | 69.98 | 31.5382 | 78.98 | 33.9081 | 82.4 | 35.9805 | 78.08 | 37.3308 | 73.4 | 35.8514 | 71.06 | 26.7201 | 73.04 | 30.4052 | 4764 | #N/A | #N/A
| 86 | 39.3175 | 89.06 | 36.6084 | 89.96 | 35.1972 | 79.52 | 33.4804 | 73.94 | 27.3803 | 75.02 | 37.2261 | 71.6 | 34.3209 | 91.04 | 38.7925 | 77 | 34.2231 | 78.98 | 33.9051 | 84.2 | 37.4822 | 78.98 | 35.0436 | 75.2 | 36.2967 | 75.02 | 28.0813 | 75.02 | 31.3955 | 4765 | #N/A | #N/A
| 86 | 36.9006 | 89.06 | 35.5785 | 89.96 | 35.1972 | 82.58 | 34.4222 | 75.02 | 27.6446 | 78.08 | 38.5923 | 71.96 | 33.8677 | 91.04 | 38.7942 | 78.08 | 33.4299 | 80.96 | 34.3923 | 86 | 39.0476 | 78.08 | 33.1672 | 73.4 | 34.741 | 77 | 27.4829 | 78.08 | 32.5859 | 4766 | #N/A | #N/A
| 84.92 | 37.8116 | 91.94 | 36.7619 | 93.02 | 35.5322 | 84.2 | 34.3646 | 77 | 27.4425 | 77 | 37.9577 | 73.04 | 34.134 | 89.96 | 38.5346 | 78.08 | 32.9685 | 80.96 | 34.4029 | 87.8 | 37.3111 | 80.06 | 34.2262 | 78.08 | 35.364 | 78.08 | 28.8337 | 80.06 | 33.0801 | 4767 | #N/A | #N/A
| 86 | 38.0873 | 93.92 | 37.2591 | 95 | 36.4592 | 86.72 | 34.544 | 78.08 | 27.7073 | 77 | 37.7165 | 71.96 | 33.9827 | 91.04 | 38.8063 | 80.96 | 33.6831 | 84.02 | 35.6474 | 87.8 | 38.3708 | 80.96 | 34.4581 | 78.08 | 34.7575 | 78.98 | 28.6613 | 80.96 | 33.8574 | 4768 | #N/A | #N/A
| 84.92 | 37.2841 | 93.92 | 37.268 | 95 | 36.4592 | 86 | 34.0854 | 80.06 | 28.5622 | 78.98 | 38.8155 | 71.96 | 33.8877 | 89.96 | 36.2363 | 78.98 | 33.1977 | 82.94 | 35.3892 | 86 | 36.8676 | 77 | 32.9236 | 73.4 | 33.692 | 80.06 | 26.9856 | 82.04 | 33.1406 | 4769 | #N/A | #N/A
| 84.92 | 37.2945 | 95 | 38.6239 | 96.08 | 37.7488 | 86.9 | 34.7747 | 78.98 | 29.0129 | 75.92 | 37.4489 | 71.96 | 33.9827 | 89.06 | 36.5972 | 82.04 | 33.9493 | 82.04 | 34.7523 | 86 | 36.8676 | 75.92 | 32.7317 | 73.4 | 33.692 | 82.04 | 27.1542 | 82.04 | 33.5828 | 4770 | #N/A | #N/A
| 84.92 | 35.5709 | 93.02 | 37.0662 | 93.92 | 37.7952 | 87.98 | 34.867 | 78.98 | 28.6178 | 75.02 | 37.1164 | 73.94 | 35.0071 | 87.98 | 34.7649 | 80.06 | 32.9247 | 84.92 | 35.8782 | 84.2 | 35.4245 | 71.06 | 32.1042 | 73.4 | 33.692 | 80.96 | 27.4748 | 82.04 | 33.5814 | 4771 | #N/A | #N/A
| 84.02 | 35.8397 | 91.04 | 37.652 | 93.92 | 37.7952 | 89.24 | 33.7352 | 78.98 | 28.2991 | 75.02 | 37.2261 | 73.94 | 34.9107 | 87.08 | 34.5426 | 78.98 | 33.2048 | 82.94 | 35.994 | 82.4 | 34.9818 | 77 | 35.1982 | 73.04 | 33.512 | 80.06 | 27.9353 | 84.02 | 33.1104 | 4772 | #N/A | #N/A
| 82.04 | 34.2908 | 89.06 | 36.6611 | 91.04 | 36.5094 | 87.44 | 33.5375 | 75.02 | 28.3784 | 73.94 | 36.9585 | 71.06 | 34.2959 | 84.92 | 34.5498 | 80.06 | 33.4682 | 82.04 | 36.3911 | 82.4 | 34.0388 | 77 | 36.9635 | 73.04 | 33.5168 | 78.08 | 28.438 | 82.94 | 32.8465 | 4773 | #N/A | #N/A
| 80.96 | 33.0253 | 87.98 | 36.3985 | 89.06 | 36.0197 | 84.2 | 32.4941 | 71.96 | 27.6253 | 73.04 | 36.7356 | 69.98 | 33.3841 | 80.96 | 33.5727 | 77 | 32.1725 | 78.08 | 35.9484 | 80.6 | 33.5966 | 75.02 | 35.9024 | 71.96 | 33.241 | 71.96 | 29.7788 | 80.06 | 33.0913 | 4774 | #N/A | #N/A
| 80.06 | 33.3373 | 86 | 35.3256 | 89.06 | 36.0197 | 77.9 | 31.7698 | 69.98 | 27.1378 | 73.04 | 36.0293 | 69.98 | 33.494 | 80.06 | 33.3488 | 71.06 | 31.7122 | 75.92 | 35.4064 | 77 | 32.7124 | 73.04 | 35.4059 | 71.96 | 33.8623 | 66.02 | 27.9174 | 75.02 | 31.8538 | 4775 | #N/A | #N/A
| 80.06 | 35.4611 | 84.92 | 35.054 | 86 | 34.7907 | 71.78 | 30.4345 | 68 | 26.6494 | 73.04 | 36.0293 | 68 | 31.783 | 78.98 | 34.1092 | 66.02 | 29.472 | 73.94 | 34.9107 | 77 | 33.6533 | 71.96 | 35.1391 | 71.96 | 34.3887 | 64.04 | 27.8285 | 73.04 | 30.9208 | 4776 | #N/A | #N/A
| 80.96 | 35.0829 | 84.02 | 35.4194 | 84.92 | 34.5325 | 67.64 | 29.9404 | 64.94 | 26.3222 | 71.96 | 34.4182 | 66.92 | 31.517 | 80.96 | 34.6026 | 64.94 | 29.2116 | 73.04 | 33.5395 | 77 | 34.6499 | 71.96 | 34.4742 | 71.06 | 34.1647 | 60.98 | 26.2149 | 69.98 | 29.6614 | 4777 | #N/A | #N/A
| 80.06 | 35.4777 | 84.02 | 35.4163 | 84.92 | 34.5325 | 68 | 29.8531 | 64.94 | 26.3222 | 71.06 | 34.2011 | 68 | 31.6783 | 82.04 | 35.3633 | 64.04 | 28.5549 | 69.08 | 31.4846 | 77 | 34.6499 | 71.06 | 33.7216 | 71.06 | 33.6386 | 62.06 | 26.0328 | 71.06 | 29.9278 | 4778 | #N/A | #N/A
| 80.96 | 36.3362 | 84.02 | 35.4132 | 86 | 35.8366 | 67.28 | 29.5042 | 64.94 | 26.6762 | 71.06 | 34.2046 | 66.92 | 31.0321 | 80.96 | 35.7077 | 62.96 | 27.7909 | 66.02 | 29.7215 | 75.2 | 35.2608 | 71.06 | 33.1038 | 69.98 | 33.3805 | 60.08 | 25.1862 | 69.08 | 29.4453 | 4779 | #N/A | #N/A
| 80.96 | 36.8708 | 82.94 | 35.63 | 87.08 | 36.0947 | 64.4 | 28.3772 | 62.96 | 26.1945 | 71.06 | 34.306 | 68 | 31.6876 | 82.04 | 36.6097 | 62.06 | 27.1657 | 68 | 31.2979 | 77 | 36.8222 | 69.98 | 32.8393 | 69.98 | 32.7626 | 60.08 | 25.1862 | 71.06 | 29.5188 | 4780 | #N/A | #N/A
| 80.96 | 36.8673 | 80.96 | 35.1408 | 87.08 | 36.0947 | 64.4 | 28.7888 | 62.06 | 25.9734 | 71.96 | 35.0861 | 68 | 31.783 | 84.02 | 37.0982 | 64.04 | 28.0614 | 64.94 | 29.5269 | 77 | 36.8222 | 69.98 | 32.8377 | 69.98 | 33.3788 | 59 | 24.5027 | 69.08 | 29.4478 | 4781 | #N/A | #N/A
| 78.98 | 37.0499 | 78.98 | 35.2584 | 84.02 | 35.822 | 62.6 | 27.5106 | 60.08 | 25.4873 | 71.6 | 35.4429 | 69.08 | 32.6501 | 82.94 | 36.8247 | 62.96 | 27.3942 | 66.02 | 29.7922 | 75.2 | 36.377 | 69.98 | 32.8361 | 69.98 | 33.3788 | 59 | 24.1631 | 68 | 30.6824 | 4782 | #N/A | #N/A
| 80.06 | 36.6362 | 78.08 | 35.035 | 80.96 | 35.6759 | 62.6 | 27.5106 | 60.08 | 25.484 | 71.6 | 34.331 | 69.08 | 32.6501 | 78.08 | 36.8294 | 62.96 | 27.8074 | 64.94 | 29.5269 | 75.2 | 36.377 | 69.98 | 33.5538 | 69.8 | 33.852 | 59 | 24.1591 | 66.02 | 29.2148 | 4783 | #N/A | #N/A
| 80.06 | 37.3152 | 77 | 34.7555 | 80.96 | 35.6759 | 62.6 | 28.3474 | 60.08 | 25.4807 | 71.06 | 34.9691 | 69.08 | 33.1672 | 75.02 | 36.6459 | 62.06 | 27.1804 | 64.04 | 28.3507 | 75.2 | 36.377 | 69.98 | 33.5538 | 69.8 | 33.852 | 59 | 24.1572 | 66.02 | 28.2967 | 4784 | #N/A | #N/A
| 77 | 37.8265 | 80.96 | 36.8981 | 84.02 | 36.4122 | 66.38 | 30.6441 | 62.96 | 27.0889 | 71.96 | 35.1917 | 69.98 | 33.3875 | 78.08 | 38.1081 | 64.04 | 28.576 | 62.06 | 27.3698 | 75.2 | 36.377 | 71.06 | 34.2591 | 69.8 | 33.852 | 59 | 24.1572 | 69.98 | 29.6768 | 4785 | #N/A | #N/A
| 80.96 | 38.0817 | 84.02 | 37.6395 | 86 | 36.8872 | 75.38 | 33.6354 | 66.02 | 27.3732 | 73.04 | 36.7356 | 69.8 | 33.8764 | 82.94 | 38.5888 | 69.98 | 30.472 | 75.92 | 34.883 | 77 | 36.8222 | 71.06 | 35.0226 | 71.6 | 34.2965 | 62.06 | 25.2371 | 73.94 | 30.6457 | 4786 | #N/A | #N/A
| 84.92 | 39.7591 | 84.92 | 38.5209 | 86 | 36.8872 | 79.34 | 33.8395 | 68 | 28.3165 | 73.94 | 37.5658 | 69.98 | 34.0291 | 87.08 | 40.3101 | 75.02 | 31.7148 | 84.02 | 34.6143 | 82.4 | 38.1574 | 78.98 | 35.0647 | 73.4 | 35.8514 | 64.94 | 26.3591 | 78.08 | 32.1814 | 4787 | #N/A | #N/A
| 86 | 40.0208 | 84.92 | 39.0907 | 84.92 | 37.2325 | 82.94 | 34.73 | 71.06 | 29.9583 | 80.06 | 37.668 | 71.6 | 34.3209 | 87.08 | 39.5923 | 80.96 | 34.1838 | 87.98 | 36.6551 | 80.6 | 37.7122 | 84.02 | 35.7151 | 80.96 | 37.3004 | 68 | 27.1073 | 80.96 | 32.3742 | 4788 | #N/A | #N/A
| 87.98 | 40.5074 | 86 | 39.3521 | 80.06 | 35.3981 | 87.08 | 35.752 | 73.04 | 30.4423 | 80.96 | 37.3231 | 73.94 | 35.0071 | 87.98 | 39.8168 | 82.94 | 34.671 | 89.96 | 36.0888 | 82.4 | 39.3419 | 87.08 | 34.9577 | 82.94 | 37.8007 | 69.98 | 28.404 | 84.02 | 33.1221 | 4789 | #N/A | #N/A
| 84.92 | 41.1216 | 84.92 | 39.0811 | 80.06 | 35.3981 | 90.32 | 36.4638 | 73.94 | 30.6629 | 82.04 | 38.8667 | 73.94 | 34.9141 | 91.04 | 40.5703 | 84.02 | 35.5204 | 93.02 | 35.4231 | 86 | 40.2338 | 89.06 | 35.4481 | 84.02 | 37.4067 | 71.06 | 28.6669 | 84.92 | 33.8624 | 4790 | #N/A | #N/A
| 87.98 | 41.1245 | 86 | 38.7805 | 84.02 | 35.7712 | 91.76 | 36.8325 | 75.02 | 30.9328 | 80.06 | 38.3822 | 75.92 | 35.4047 | 96.08 | 40.5729 | 82.94 | 35.7638 | 93.02 | 36.8556 | 89.6 | 42.3825 | 89.96 | 35.142 | 82.94 | 37.1521 | 73.04 | 29.6195 | 86 | 34.584 | 4791 | #N/A | #N/A
| 87.08 | 40.3024 | 77 | 36.8065 | 80.96 | 34.5407 | 90.32 | 37.6673 | 75.92 | 30.667 | 82.04 | 39.5744 | 75.92 | 35.4116 | 96.08 | 40.589 | 82.04 | 35.5754 | 93.92 | 36.6361 | 87.8 | 41.9356 | 89.96 | 35.153 | 82.94 | 37.1661 | 75.02 | 30.5144 | 87.08 | 35.4115 | 4792 | #N/A | #N/A
| 84.02 | 40.161 | 73.4 | 35.9163 | 80.96 | 34.5407 | 91.04 | 35.6591 | 75.92 | 30.6682 | 78.98 | 38.7462 | 75.02 | 35.205 | 93.92 | 40.7438 | 73.04 | 33.9793 | 91.94 | 36.154 | 89.6 | 41.1257 | 89.06 | 34.9403 | 80.96 | 37.3492 | 77 | 31.0017 | 84.92 | 35.3589 | 4793 | #N/A | #N/A
| 84.02 | 40.1712 | 75.2 | 37.5416 | 71.6 | 33.2496 | 91.4 | 36.3064 | 73.94 | 29.7848 | 78.98 | 38.8155 | 73.94 | 34.9453 | 87.08 | 39.6153 | 77 | 34.9391 | 91.94 | 36.6224 | 89.6 | 41.1257 | 87.08 | 34.9945 | 80.06 | 36.4724 | 75.02 | 31.0137 | 78.08 | 37.3161 | 4794 | #N/A | #N/A
| 80.6 | 38.843 | 75.2 | 36.3615 | 69.98 | 32.8933 | 83.3 | 36.6676 | 73.04 | 29.9654 | 77 | 38.2712 | 73.94 | 34.9556 | 84.2 | 38.568 | 78.98 | 35.4294 | 91.04 | 36.9668 | 84.2 | 39.7878 | 84.02 | 35.7575 | 77 | 36.3755 | 75.02 | 31.4425 | 77 | 36.362 | 4795 | #N/A | #N/A
| 73.4 | 35.8815 | 73.04 | 34.3348 | 69.98 | 32.8933 | 80.96 | 36.3081 | 73.04 | 30.1047 | 75.92 | 38.0096 | 73.94 | 34.9556 | 71.6 | 34.3392 | 80.96 | 35.3012 | 80.06 | 35.9812 | 71.6 | 35.4867 | 82.04 | 35.8837 | 75.02 | 35.895 | 75.02 | 31.9763 | 75.92 | 34.869 | 4796 | #N/A | #N/A
| 73.94 | 36.3196 | 73.4 | 34.8019 | 71.6 | 34.2979 | 80.96 | 36.415 | 71.06 | 29.0811 | 75.02 | 37.1861 | 71.96 | 33.9379 | 73.94 | 35.0825 | 78.98 | 36.0674 | 82.94 | 37.227 | 71.6 | 35.4867 | 80.96 | 36.2424 | 73.94 | 35.6334 | 73.94 | 29.3895 | 77 | 33.4239 | 4797 | #N/A | #N/A
| 75.02 | 36.5737 | 73.94 | 35.1114 | 71.96 | 34.0068 | 78.62 | 35.8328 | 69.98 | 28.8191 | 75.02 | 36.5192 | 71.96 | 33.943 | 73.04 | 35.5245 | 78.08 | 35.2064 | 82.04 | 37.0117 | 73.4 | 35.9319 | 78.98 | 36.301 | 73.04 | 35.4108 | 71.06 | 28.6854 | 75.92 | 33.1623 | 4798 | #N/A | #N/A
| 75.02 | 37.269 | 73.04 | 34.8787 | 71.96 | 34.0068 | 75.2 | 35.1019 | 68 | 28.3356 | 75.02 | 36.4882 | 71.06 | 33.0999 | 73.04 | 34.8427 | 73.94 | 33.5681 | 80.96 | 36.2024 | 73.4 | 35.9319 | 78.08 | 36.0789 | 71.96 | 35.1438 | 66.02 | 27.9186 | 75.02 | 32.9417 | 4799 | #N/A | #N/A
| 75.02 | 36.5605 | 73.04 | 34.861 | 75.02 | 36.5126 | 75.74 | 34.908 | 68 | 27.4284 | 75.02 | 35.92 | 69.98 | 32.8354 | 73.04 | 34.8427 | 71.06 | 32.3551 | 80.96 | 34.9688 | 75.2 | 36.377 | 78.08 | 34.3031 | 71.96 | 34.4805 | 62.96 | 27.1675 | 73.94 | 33.257 | 4800 | #N/A | #N/A
| 75.92 | 37.4901 | 73.04 | 34.8575 | 75.02 | 35.94 | 72.68 | 33.5493 | 66.02 | 26.9467 | 77 | 36.404 | 71.06 | 33.7226 | 71.96 | 34.5935 | 73.94 | 31.4723 | 78.98 | 34.4796 | 73.4 | 35.9319 | 77 | 34.0358 | 73.04 | 34.2195 | 60.08 | 25.5545 | 73.04 | 33.0347 | 4801 | #N/A | #N/A
| 73.4 | 35.8815 | 73.04 | 34.3177 | 75.02 | 35.94 | 71.78 | 33.5332 | 64.04 | 26.9072 | 75.92 | 34.9417 | 71.06 | 33.7226 | 71.06 | 33.8301 | 71.96 | 30.9887 | 78.08 | 34.2628 | 73.4 | 35.9319 | 75.92 | 33.7761 | 71.96 | 33.3281 | 60.08 | 25.5567 | 71.06 | 32.5524 | 4802 | #N/A | #N/A
| 73.4 | 35.8815 | 71.06 | 31.0861 | 73.94 | 33.2477 | 69.08 | 32.0351 | 66.02 | 26.9456 | 75.2 | 36.3334 | 69.98 | 33.494 | 71.6 | 34.3392 | 71.96 | 30.0434 | 77 | 33.9968 | 71.6 | 35.4867 | 73.94 | 33.891 | 71.06 | 33.1078 | 60.08 | 25.1947 | 71.06 | 32.5491 | 4803 | #N/A | #N/A
| 71.96 | 35.2172 | 69.98 | 29.8477 | 73.04 | 30.9689 | 69.8 | 31.9445 | 64.94 | 26.6861 | 73.04 | 34.7785 | 69.98 | 33.494 | 71.6 | 34.3392 | 71.96 | 30.0421 | 77 | 34.5997 | 71.6 | 35.4867 | 73.04 | 33.0672 | 69.98 | 32.8432 | 59 | 24.9342 | 69.98 | 31.7082 | 4804 | #N/A | #N/A
| 71.6 | 35.4364 | 69.98 | 28.4748 | 73.04 | 30.9689 | 66.2 | 30.1183 | 64.94 | 26.3307 | 73.04 | 34.243 | 69.98 | 32.8515 | 73.4 | 34.7836 | 71.06 | 28.4735 | 75.02 | 33.5077 | 71.6 | 34.3722 | 71.96 | 32.8029 | 69.98 | 32.2446 | 60.08 | 25.5644 | 69.08 | 31.0105 | 4805 | #N/A | #N/A
| 69.98 | 29.323 | 66.92 | 29.5164 | 66.02 | 27.4537 | 72.5 | 30.2387 | 62.96 | 26.2066 | 71.96 | 33.9697 | 69.98 | 32.8484 | 69.08 | 30.5664 | 68 | 25.473 | 73.04 | 33.0154 | 69.8 | 31.882 | 71.06 | 32.5783 | 69.08 | 32.0198 | 60.08 | 25.2033 | 69.08 | 31.0062 | 4806 | #N/A | #N/A
| 69.98 | 27.2175 | 66.92 | 29.5123 | 66.02 | 27.9169 | 71.06 | 27.3117 | 62.06 | 25.9899 | 71.06 | 33.746 | 69.98 | 33.494 | 68 | 29.3418 | 66.02 | 24.3369 | 73.04 | 32.522 | 68 | 29.6165 | 71.06 | 32.572 | 69.08 | 32.0105 | 60.08 | 25.2054 | 68 | 30.1875 | 4807 | #N/A | #N/A
| 68 | 26.7308 | 66.92 | 29.083 | 66.02 | 27.9169 | 69.62 | 25.977 | 60.08 | 25.1435 | 71.06 | 33.7359 | 69.98 | 33.4647 | 64.94 | 27.6878 | 64.04 | 24.2029 | 71.96 | 32.2488 | 66.2 | 26.1118 | 71.96 | 32.2975 | 69.08 | 32.0042 | 60.08 | 25.2065 | 66.92 | 28.0659 | 4808 | #N/A | #N/A
| 66.92 | 27.2409 | 68 | 28.8427 | 69.08 | 28.1898 | 70.34 | 26.084 | 62.96 | 27.1115 | 73.04 | 34.754 | 71.06 | 33.7226 | 64.04 | 26.5404 | 64.04 | 25.1973 | 73.94 | 32.1656 | 66.2 | 26.8114 | 73.04 | 31.9911 | 69.8 | 31.8152 | 60.98 | 25.7877 | 66.92 | 26.7911 | 4809 | #N/A | #N/A
| 66.92 | 27.2353 | 69.98 | 28.0001 | 69.98 | 27.9548 | 71.6 | 27.094 | 68 | 27.4318 | 75.92 | 34.9298 | 73.94 | 34.4314 | 66.02 | 27.4677 | 66.02 | 26.0758 | 75.92 | 31.2375 | 66.2 | 26.8114 | 77 | 32.9627 | 73.94 | 33.7903 | 62.06 | 26.6006 | 68 | 25.5851 | 4810 | #N/A | #N/A
| 69.08 | 27.7667 | 71.06 | 27.1385 | 69.98 | 27.9548 | 73.4 | 27.9325 | 68 | 26.6535 | 75.92 | 34.2959 | 77 | 34.5558 | 66.92 | 28.1568 | 68 | 26.5532 | 77 | 29.3175 | 66.2 | 27.5535 | 78.98 | 31.5263 | 73.94 | 32.7012 | 64.04 | 27.5535 | 69.98 | 26.0591 | 4811 | #N/A | #N/A
| 69.98 | 27.9846 | 71.06 | 26.4237 | 73.04 | 27.5811 | 75.56 | 28.5294 | 69.98 | 27.5532 | 78.98 | 31.985 | 78.08 | 35.4462 | 69.08 | 29.0839 | 69.98 | 27.8068 | 78.98 | 28.6429 | 68 | 27.9938 | 80.06 | 30.4687 | 75.02 | 32.405 | 66.92 | 28.1424 | 71.96 | 26.5415 | 4812 | #N/A | #N/A
| 71.06 | 27.8805 | 73.04 | 27.6218 | 71.96 | 26.2375 | 76.82 | 28.49 | 71.06 | 27.0617 | 78.98 | 29.0409 | 78.98 | 33.9564 | 68 | 29.3065 | 71.06 | 26.8914 | 80.96 | 29.8618 | 68 | 27.9938 | 80.06 | 29.6783 | 77 | 32.4337 | 71.96 | 28.9123 | 75.02 | 26.9751 | 4813 | #N/A | #N/A
| 69.98 | 27.9778 | 73.94 | 27.8464 | 71.96 | 26.2375 | 78.08 | 27.963 | 73.04 | 27.1561 | 80.06 | 30.0693 | 78.98 | 33.9564 | 73.04 | 30.0504 | 73.04 | 27.0479 | 80.06 | 29.642 | 66.2 | 27.5535 | 80.96 | 28.4696 | 75.02 | 32.9624 | 73.94 | 28.5868 | 75.92 | 26.8358 | 4814 | #N/A | #N/A
| 75.02 | 28.0881 | 77 | 29.7265 | 73.04 | 27.5861 | 78.62 | 26.5519 | 75.02 | 28.7951 | 80.96 | 29.8679 | 78.08 | 31.2608 | 75.92 | 30.3605 | 71.96 | 26.4645 | 80.96 | 29.8629 | 71.6 | 28.1308 | 84.02 | 30.305 | 75.02 | 32.9579 | 77 | 28.9191 | 75.92 | 27.4997 | 4815 | #N/A | #N/A
| 75.92 | 29.0724 | 75.92 | 29.4669 | 73.04 | 28.3517 | 78.8 | 27.5379 | 75.92 | 28.2624 | 82.04 | 30.5575 | 78.08 | 31.7606 | 78.98 | 30.1909 | 73.94 | 25.899 | 84.92 | 30.4898 | 73.4 | 28.5707 | 78.8 | 32.2731 | 73.94 | 32.6937 | 77 | 28.9253 | 75.02 | 26.9742 | 4816 | #N/A | #N/A
| 77 | 30.1517 | 73.94 | 29.9032 | 73.04 | 28.3517 | 79.7 | 26.7619 | 75.92 | 29.0235 | 82.04 | 30.9226 | 78.98 | 31.4864 | 75.92 | 30.3641 | 71.96 | 25.1446 | 80.96 | 29.1268 | 75.2 | 28.3085 | 75.92 | 31.2727 | 75.02 | 30.491 | 80.06 | 29.3378 | 75.92 | 26.4923 | 4817 | #N/A | #N/A
| 75.02 | 30.5429 | 73.94 | 29.4424 | 73.94 | 30.2637 | 76.82 | 25.8527 | 75.02 | 30.1865 | 82.04 | 31.3761 | 78.08 | 31.2634 | 78.08 | 30.9016 | 71.96 | 24.8289 | 80.96 | 29.1239 | 75.2 | 29.0105 | 75.92 | 30.7718 | 75.02 | 29.6237 | 80.06 | 28.9428 | 75.02 | 25.6713 | 4818 | #N/A | #N/A
| 73.94 | 29.8791 | 73.04 | 29.2258 | 73.94 | 30.7647 | 77.36 | 26.1903 | 73.94 | 28.5441 | 78.98 | 31.9864 | 78.08 | 32.1844 | 77 | 31.0433 | 73.04 | 24.8354 | 78.08 | 27.0858 | 75.2 | 29.0105 | 73.04 | 29.6597 | 75.92 | 29.8405 | 78.98 | 27.991 | 75.02 | 24.8663 | 4819 | #N/A | #N/A
| 73.04 | 30.0615 | 73.04 | 30.0939 | 73.94 | 30.7647 | 78.8 | 26.4363 | 73.04 | 29.1338 | 75.02 | 31.9626 | 78.08 | 32.1844 | 77 | 30.642 | 71.06 | 24.6089 | 80.06 | 26.9618 | 75.2 | 30.5452 | 73.04 | 29.1873 | 73.04 | 29.5927 | 80.06 | 28.9477 | 73.04 | 24.3852 | 4820 | #N/A | #N/A
| 71.06 | 29.1689 | 71.96 | 28.5033 | 71.06 | 29.5566 | 75.56 | 25.962 | 69.98 | 27.5746 | 73.94 | 30.7334 | 71.06 | 29.5233 | 75.02 | 30.5569 | 69.08 | 25.0537 | 77 | 25.6495 | 73.4 | 30.1043 | 71.96 | 28.4652 | 69.98 | 29.2334 | 78.08 | 28.8609 | 71.96 | 23.8404 | 4821 | #N/A | #N/A
| 69.08 | 29.0747 | 69.08 | 28.7021 | 69.98 | 28.8771 | 74.12 | 25.5533 | 68 | 27.4505 | 73.04 | 28.6909 | 69.98 | 28.3848 | 69.98 | 28.9072 | 66.02 | 26.0554 | 73.94 | 25.1524 | 71.6 | 28.8746 | 71.06 | 28.2385 | 69.98 | 28.366 | 71.96 | 30.308 | 69.08 | 23.9598 | 4822 | #N/A | #N/A
| 66.92 | 28.5355 | 66.92 | 28.563 | 69.98 | 28.8771 | 71.42 | 25.3819 | 64.94 | 27.6082 | 69.98 | 26.4218 | 66.92 | 28.0871 | 66.02 | 28.3304 | 62.06 | 24.6848 | 66.02 | 24.1278 | 68 | 27.9938 | 66.92 | 27.6635 | 69.08 | 27.6904 | 69.08 | 28.6987 | 64.04 | 23.3077 | 4823 | #N/A | #N/A
| 66.92 | 28.5317 | 66.92 | 29.053 | 68 | 29.6915 | 66.2 | 24.8015 | 62.06 | 26.9032 | 69.08 | 26.5859 | 66.92 | 28.0787 | 68 | 28.8106 | 59 | 23.6103 | 64.04 | 23.3097 | 68 | 27.9938 | 62.96 | 26.2387 | 68 | 27.06 | 66.92 | 27.6985 | 62.06 | 23.0977 | 4824 | #N/A | #N/A
| 66.92 | 28.5317 | 66.92 | 29.4758 | 69.08 | 29.5284 | 60.08 | 23.922 | 62.06 | 26.9032 | 60.08 | 23.9989 | 62.96 | 26.201 | 66.92 | 28.5396 | 55.04 | 22.2655 | 55.94 | 21.3358 | 66.2 | 27.5535 | 60.08 | 25.1713 | 68 | 27.059 | 64.94 | 27.6759 | 60.08 | 22.6154 | 4825 | #N/A | #N/A
| 66.02 | 28.3012 | 64.04 | 27.8449 | 69.08 | 29.5284 | 55.76 | 22.3108 | 62.06 | 27.4148 | 53.96 | 21.533 | 62.96 | 26.201 | 66.02 | 28.8079 | 53.06 | 21.4787 | 55.94 | 21.335 | 66.2 | 27.5535 | 60.08 | 25.1713 | 68 | 27.4175 | 62.06 | 26.0572 | 59 | 22.3499 | 4826 | #N/A | #N/A
| 66.02 | 28.3012 | 64.04 | 27.8424 | 66.92 | 29.417 | 53.96 | 21.8725 | 62.6 | 27.4659 | 55.04 | 22.0885 | 60.98 | 24.2127 | 64.94 | 28.5443 | 51.98 | 20.8665 | 55.04 | 21.1146 | 66.2 | 28.3406 | 60.98 | 23.5586 | 68 | 27.4153 | 60.98 | 25.7933 | 59 | 22.0759 | 4827 | #N/A | #N/A
| 64.04 | 27.8199 | 64.04 | 27.8437 | 66.92 | 28.996 | 53.42 | 21.6811 | 62.06 | 27.4148 | 55.94 | 22.672 | 62.96 | 25.0855 | 66.02 | 29.2406 | 51.08 | 20.3116 | 53.06 | 20.6338 | 64.4 | 27.8997 | 60.08 | 23.0446 | 68 | 27.4153 | 60.08 | 25.2118 | 57.92 | 22.0885 | 4828 | #N/A | #N/A
| 62.96 | 27.5577 | 64.94 | 28.5596 | 66.92 | 28.996 | 53.6 | 21.8007 | 62.06 | 27.0136 | 53.06 | 21.3096 | 62.06 | 24.8629 | 66.02 | 28.3191 | 50 | 19.7808 | 51.08 | 19.8853 | 66.2 | 29.175 | 60.08 | 22.6989 | 66.92 | 27.1501 | 59 | 24.5315 | 57.02 | 21.5931 | 4829 | #N/A | #N/A
| 64.94 | 28.5348 | 64.94 | 28.5596 | 66.92 | 28.9934 | 51.8 | 20.7788 | 59 | 24.8893 | 51.98 | 21.0433 | 62.96 | 26.1922 | 66.02 | 28.3154 | 48.92 | 19.2016 | 51.08 | 19.5768 | 64.4 | 28.7335 | 57.92 | 22.1709 | 66.92 | 26.7865 | 57.92 | 23.9265 | 57.02 | 21.5907 | 4830 | #N/A | #N/A
| 64.94 | 28.5348 | 64.04 | 25.4064 | 66.92 | 29.4117 | 50 | 20.3409 | 57.92 | 24.3018 | 53.06 | 20.6356 | 62.06 | 24.4694 | 64.94 | 28.5482 | 48.02 | 18.7296 | 48.92 | 18.8034 | 64.4 | 28.7335 | 57.02 | 21.9511 | 66.02 | 26.9234 | 57.02 | 23.7041 | 57.92 | 21.8092 | 4831 | #N/A | #N/A
| 64.04 | 28.3116 | 64.04 | 25.0131 | 66.92 | 29.4117 | 48.2 | 19.3545 | 57.92 | 24.2032 | 53.06 | 21.302 | 62.06 | 24.4694 | 64.04 | 28.3224 | 48.02 | 18.7275 | 50 | 19.3115 | 64.4 | 28.7335 | 57.92 | 22.5103 | 66.02 | 26.5623 | 57.02 | 23.3065 | 57.02 | 21.5899 | 4832 | #N/A | #N/A
| 66.02 | 29.216 | 64.94 | 25.9619 | 66.02 | 26.1822 | 54.5 | 22.4765 | 60.08 | 25.1457 | 60.98 | 25.3451 | 68 | 25.9104 | 66.02 | 28.8027 | 51.08 | 20.3006 | 57.02 | 22.5514 | 64.4 | 28.7335 | 60.98 | 23.5488 | 66.92 | 26.778 | 60.08 | 25.1969 | 60.98 | 22.547 | 4833 | #N/A | #N/A
| 68 | 30.2237 | 68 | 27.4858 | 68 | 27.0791 | 61.16 | 24.0994 | 62.96 | 26.2021 | 69.98 | 27.8962 | 71.06 | 27.3783 | 68 | 29.2856 | 55.94 | 22.1626 | 66.92 | 25.6375 | 64.4 | 28.7335 | 66.92 | 25.3555 | 68 | 27.3943 | 64.04 | 26.9689 | 64.04 | 23.559 | 4834 | #N/A | #N/A
| 69.98 | 30.1811 | 68 | 27.1176 | 68 | 27.0791 | 67.1 | 25.2944 | 66.02 | 27.3961 | 73.04 | 27.6221 | 71.96 | 26.8647 | 69.08 | 29.544 | 60.08 | 23.4719 | 71.96 | 26.1819 | 68 | 30.5014 | 71.96 | 25.9169 | 69.98 | 27.8718 | 69.08 | 27.7524 | 66.92 | 23.98 | 4835 | #N/A | #N/A
| 71.96 | 28.8766 | 69.08 | 27.3782 | 69.08 | 26.9161 | 72.5 | 26.0135 | 69.98 | 28.3647 | 75.02 | 26.9325 | 71.96 | 26.8637 | 69.08 | 29.9646 | 66.92 | 25.513 | 75.92 | 26.1786 | 68 | 28.7815 | 73.94 | 25.1445 | 71.06 | 28.1347 | 71.96 | 28.4595 | 69.08 | 23.3898 | 4836 | #N/A | #N/A
| 71.06 | 27.848 | 69.08 | 27.3782 | 69.08 | 26.9161 | 75.2 | 24.9306 | 73.04 | 28.6647 | 77 | 27.4165 | 73.94 | 26.666 | 66.92 | 28.5147 | 69.98 | 24.8958 | 78.08 | 26.439 | 69.8 | 29.2225 | 75.92 | 25.3766 | 71.96 | 28.8022 | 75.92 | 28.3038 | 71.06 | 23.8709 | 4837 | #N/A | #N/A
| 73.04 | 28.6947 | 69.08 | 28.1916 | 69.08 | 26.9161 | 76.46 | 25.6796 | 73.94 | 29.3367 | 78.08 | 27.0434 | 73.94 | 26.666 | 66.02 | 27.8952 | 71.96 | 24.5365 | 78.98 | 26.3521 | 69.8 | 28.4343 | 78.08 | 26.1561 | 73.94 | 28.0711 | 77 | 29.6987 | 73.04 | 24.0741 | 4838 | #N/A | #N/A
| 71.06 | 28.2117 | 71.06 | 28.6783 | 69.08 | 27.3387 | 78.26 | 26.6422 | 75.92 | 29.3808 | 78.08 | 27.05 | 75.02 | 26.2998 | 66.2 | 28.3166 | 73.94 | 25.2752 | 80.06 | 26.0789 | 69.8 | 28.4343 | 80.06 | 26.3919 | 75.02 | 26.6349 | 80.06 | 29.6638 | 73.94 | 24.2967 | 4839 | #N/A | #N/A
| 71.96 | 28.4363 | 69.98 | 27.9665 | 69.98 | 27.9213 | 78.62 | 26.3643 | 77 | 29.7495 | 78.08 | 28.3799 | 73.4 | 27.1799 | 66.02 | 27.8964 | 75.92 | 26.0759 | 80.96 | 27.1529 | 68 | 28.7815 | 80.96 | 26.8661 | 77 | 29.2496 | 82.04 | 31.3922 | 75.92 | 24.7782 | 4840 | #N/A | #N/A
| 69.98 | 28.3934 | 69.8 | 27.6817 | 69.98 | 27.9213 | 80.78 | 26.7411 | 78.98 | 29.7721 | 75.92 | 28.5875 | 73.04 | 27.1481 | 66.2 | 26.7904 | 75.92 | 26.0806 | 82.04 | 27.6876 | 71.6 | 28.8746 | 80.96 | 26.6183 | 78.08 | 28.3696 | 82.04 | 30.9459 | 77 | 25.5652 | 4841 | #N/A | #N/A
| 69.98 | 28.8646 | 69.8 | 27.6817 | 69.08 | 28.1526 | 81.5 | 27.2304 | 78.08 | 29.9187 | 77 | 29.6389 | 73.04 | 28.662 | 64.94 | 27.1757 | 75.92 | 26.0837 | 82.94 | 27.6419 | 71.6 | 28.8746 | 82.04 | 27.1365 | 77 | 27.7942 | 82.04 | 30.9515 | 77 | 25.5695 | 4842 | #N/A | #N/A
| 66.92 | 28.5193 | 71.06 | 27.877 | 69.08 | 27.7091 | 81.32 | 27.2416 | 78.08 | 29.5597 | 75.92 | 29.3794 | 71.96 | 28.8496 | 64.94 | 28.0421 | 75.92 | 26.0884 | 82.04 | 27.6955 | 68 | 28.7815 | 82.04 | 26.8884 | 77 | 27.4317 | 82.94 | 31.6274 | 75.92 | 25.6098 | 4843 | #N/A | #N/A
| 66.92 | 28.1201 | 69.98 | 26.8519 | 69.08 | 27.7091 | 80.96 | 27.7586 | 77 | 29.297 | 73.94 | 28.8987 | 71.96 | 28.8496 | 66.92 | 29.4481 | 75.92 | 27.0518 | 82.04 | 28.0312 | 66.2 | 29.175 | 80.96 | 27.1919 | 78.08 | 27.6966 | 82.94 | 32.0976 | 75.92 | 25.8706 | 4844 | #N/A | #N/A
| 66.02 | 26.984 | 69.08 | 26.9706 | 69.08 | 26.9295 | 78.8 | 27.3435 | 75.02 | 29.173 | 71.96 | 28.8622 | 69.98 | 28.3674 | 68 | 30.2409 | 75.02 | 26.8329 | 80.06 | 27.893 | 66.2 | 28.3406 | 80.06 | 27.24 | 75.02 | 28.0255 | 78.98 | 32.027 | 75.02 | 26.2491 | 4845 | #N/A | #N/A
| 64.94 | 26.7165 | 66.02 | 26.6446 | 66.92 | 26.8184 | 74.84 | 26.7261 | 71.96 | 28.8708 | 69.98 | 28.3732 | 68 | 27.8761 | 66.02 | 29.2245 | 69.98 | 27.7772 | 77 | 27.1437 | 66.2 | 27.5535 | 75.92 | 26.5626 | 69.98 | 27.9059 | 75.92 | 32.2363 | 71.96 | 25.8457 | 4846 | #N/A | #N/A
| 62.96 | 25.8699 | 64.94 | 25.9567 | 66.92 | 26.8184 | 69.26 | 25.4245 | 69.08 | 27.7167 | 69.08 | 28.1472 | 66.92 | 28.0704 | 64.94 | 28.5275 | 62.96 | 26.0635 | 69.98 | 25.727 | 62.6 | 25.9317 | 66.92 | 25.3786 | 66.02 | 27.3775 | 73.04 | 31.9818 | 68 | 25.2361 | 4847 | #N/A | #N/A
| 62.06 | 25.6479 | 62.96 | 25.8872 | 66.02 | 26.591 | 61.88 | 23.9275 | 66.92 | 27.1877 | 69.08 | 27.3358 | 66.02 | 28.2411 | 64.94 | 28.5262 | 59 | 24.6686 | 64.04 | 24.6408 | 62.6 | 25.9317 | 66.02 | 25.8629 | 64.94 | 26.6637 | 69.08 | 30.5492 | 66.02 | 24.7523 | 4848 | #N/A | #N/A
| 62.06 | 26.0091 | 59 | 24.5022 | 64.94 | 27.1338 | 58.1 | 23.6965 | 64.94 | 26.7027 | 69.08 | 27.3326 | 66.92 | 28.0632 | 62.96 | 27.1485 | 57.02 | 23.8419 | 60.98 | 23.5267 | 62.6 | 25.9317 | 64.04 | 24.9827 | 62.96 | 25.8177 | 68 | 29.7546 | 64.94 | 24.1329 | 4849 | #N/A | #N/A
| 62.96 | 26.2313 | 57.92 | 23.9031 | 64.94 | 27.1338 | 57.38 | 23.1377 | 64.94 | 27.1514 | 66.92 | 28.0739 | 66.92 | 28.0632 | 62.06 | 26.9281 | 55.94 | 22.8598 | 57.92 | 22.7804 | 62.6 | 25.9317 | 62.06 | 24.8928 | 62.96 | 27.0823 | 68 | 29.756 | 64.04 | 23.916 | 4850 | #N/A | #N/A
| 60.98 | 25.3872 | 55.94 | 23.0254 | 64.04 | 26.9124 | 58.1 | 23.3132 | 62.96 | 26.6718 | 66.92 | 28.9681 | 64.94 | 27.9802 | 60.08 | 25.5354 | 53.96 | 22.0055 | 57.02 | 22.562 | 62.6 | 25.9317 | 60.98 | 24.9686 | 62.96 | 26.6242 | 66.92 | 29.0625 | 60.98 | 23.8316 | 4851 | #N/A | #N/A
| 59 | 24.4886 | 55.94 | 22.7124 | 64.04 | 26.917 | 53.78 | 21.7741 | 62.96 | 27.1379 | 64.04 | 28.2632 | 66.02 | 28.741 | 57.2 | 23.8953 | 53.06 | 21.4899 | 55.04 | 22.0814 | 60.8 | 25.4919 | 57.92 | 23.8857 | 60.08 | 25.1172 | 66.02 | 28.3493 | 62.96 | 24.0114 | 4852 | #N/A | #N/A
| 55.04 | 22.7969 | 55.04 | 22.1291 | 64.04 | 26.917 | 54.32 | 22.2087 | 62.06 | 26.4598 | 60.08 | 26.4064 | 66.02 | 29.1674 | 55.4 | 23.4559 | 51.98 | 21.2299 | 51.98 | 20.7039 | 59 | 24.3546 | 57.02 | 23.6691 | 62.96 | 27.0883 | 64.04 | 27.8645 | 64.04 | 23.9211 | 4853 | #N/A | #N/A
| 55.04 | 22.794 | 53.6 | 21.7553 | 62.06 | 25.6286 | 53.6 | 21.8007 | 62.06 | 26.4598 | 55.04 | 22.4563 | 62.96 | 27.9971 | 55.04 | 22.4857 | 51.98 | 20.8798 | 53.06 | 21.3112 | 58.1 | 23.8014 | 57.02 | 23.6731 | 60.98 | 25.7032 | 62.06 | 26.9809 | 64.04 | 23.5833 | 4854 | #N/A | #N/A
| 55.04 | 22.7921 | 51.98 | 20.7416 | 62.06 | 25.6243 | 53.24 | 21.7627 | 62.06 | 26.92 | 55.04 | 22.4563 | 62.96 | 27.5904 | 53.6 | 22.3621 | 50 | 20.0573 | 51.98 | 20.7039 | 57.2 | 23.2584 | 55.94 | 23.0173 | 60.08 | 25.482 | 62.06 | 26.9797 | 62.96 | 23.3162 | 4855 | #N/A | #N/A
| 55.94 | 23.3996 | 53.06 | 21.3446 | 62.06 | 25.6243 | 51.8 | 20.7788 | 62.06 | 26.9176 | 53.96 | 22.1885 | 60.98 | 26.6254 | 57.02 | 24.0055 | 51.08 | 20.3188 | 51.08 | 20.5429 | 57.2 | 23.9152 | 57.02 | 23.6661 | 60.08 | 25.1161 | 60.98 | 26.2472 | 62.06 | 23.7926 | 4856 | #N/A | #N/A
| 60.98 | 26.1901 | 59 | 24.9134 | 64.04 | 25.6843 | 56.12 | 23.0139 | 64.04 | 27.8018 | 64.04 | 28.2567 | 66.92 | 30.3553 | 59 | 24.906 | 53.96 | 22.001 | 60.08 | 24.3758 | 59 | 25.0521 | 62.06 | 26.0065 | 68 | 29.625 | 64.04 | 27.8595 | 64.04 | 24.5745 | 4857 | #N/A | #N/A
| 66.92 | 27.6389 | 66.02 | 26.9895 | 68 | 27.0662 | 65.12 | 26.08 | 69.08 | 29.9551 | 71.96 | 30.1974 | 71.96 | 32.6348 | 60.8 | 25.4707 | 59 | 23.925 | 69.98 | 26.7947 | 62.6 | 26.6728 | 69.98 | 27.5811 | 69.8 | 29.9996 | 68 | 29.7505 | 66.92 | 25.6576 | 4858 | #N/A | #N/A
| 69.98 | 26.821 | 69.98 | 26.8368 | 68 | 27.0662 | 70.34 | 27.3583 | 73.04 | 30.9319 | 75.92 | 29.8137 | 75.02 | 31.8916 | 69.98 | 29.2581 | 64.04 | 25.8984 | 75.92 | 29.0082 | 68 | 27.2511 | 75.92 | 29.0375 | 73.04 | 29.0894 | 71.96 | 31.2602 | 71.06 | 26.6684 | 4859 | #N/A | #N/A
| 71.96 | 26.9119 | 73.04 | 26.8736 | 69.98 | 27.1338 | 75.74 | 29.2448 | 77 | 32.8932 | 80.06 | 29.2603 | 77 | 28.8441 | 73.04 | 28.3354 | 71.96 | 28.2636 | 80.96 | 30.6006 | 69.8 | 26.9905 | 80.06 | 29.6315 | 77 | 30.5239 | 75.92 | 33.2614 | 73.94 | 28.1005 | 4860 | #N/A | #N/A
| 75.02 | 27.6582 | 75.02 | 26.6884 | 71.06 | 28.6198 | 80.06 | 30.1595 | 80.96 | 33.8662 | 80.96 | 29.48 | 78.98 | 28.985 | 75.02 | 28.0571 | 75.92 | 28.8024 | 82.94 | 30.3079 | 71.6 | 26.7693 | 82.04 | 29.7765 | 78.98 | 31.0088 | 80.06 | 34.7685 | 77 | 27.7319 | 4861 | #N/A | #N/A
| 73.94 | 28.1262 | 75.02 | 28.8273 | 71.06 | 28.6198 | 82.94 | 30.1684 | 84.02 | 34.6253 | 82.04 | 30.0848 | 78.98 | 28.985 | 77 | 28.5393 | 78.98 | 29.2108 | 84.92 | 30.4565 | 73.4 | 27.2082 | 82.94 | 30.0001 | 82.04 | 31.2975 | 84.02 | 36.983 | 78.98 | 27.5535 | 4862 | #N/A | #N/A
| 75.02 | 28.3868 | 73.94 | 28.1416 | 71.06 | 29.0824 | 86 | 29.5772 | 84.92 | 35.4229 | 80.96 | 34.3935 | 75.92 | 31.5967 | 78.08 | 27.7211 | 80.06 | 29.0778 | 87.98 | 30.4966 | 73.4 | 27.8692 | 84.92 | 30.4973 | 82.94 | 31.0838 | 86 | 36.8553 | 80.06 | 27.4786 | 4863 | #N/A | #N/A
| 75.92 | 29.0281 | 75.02 | 29.6401 | 71.96 | 28.8412 | 86.72 | 29.5205 | 87.08 | 35.3989 | 78.08 | 34.1799 | 75.02 | 33.4129 | 78.08 | 28.4084 | 82.04 | 29.971 | 87.98 | 30.1333 | 73.4 | 27.8692 | 87.08 | 31.0304 | 84.02 | 30.5717 | 89.06 | 37.6219 | 80.96 | 28.715 | 4864 | #N/A | #N/A
| 77 | 28.1401 | 75.02 | 29.639 | 71.96 | 28.8412 | 88.52 | 30.6981 | 87.08 | 35.4091 | 77 | 33.9217 | 75.02 | 34.0082 | 78.98 | 29.0235 | 82.94 | 30.547 | 89.06 | 30.7702 | 73.4 | 27.8692 | 87.08 | 30.6353 | 84.02 | 31.8085 | 89.06 | 34.5327 | 84.02 | 28.1743 | 4865 | #N/A | #N/A
| 78.08 | 28.7937 | 75.02 | 28.0677 | 71.96 | 27.2786 | 89.06 | 30.96 | 84.92 | 36.5411 | 77 | 35.1424 | 75.02 | 34.6426 | 78.98 | 29.0235 | 82.94 | 30.979 | 89.06 | 30.7758 | 73.4 | 27.2082 | 84.92 | 32.5594 | 82.04 | 33.648 | 89.06 | 34.972 | 84.02 | 28.1784 | 4866 | #N/A | #N/A
| 73.94 | 28.1241 | 73.04 | 28.3456 | 73.04 | 28.6617 | 89.06 | 31.5562 | 84.92 | 36.5524 | 77 | 35.1492 | 73.94 | 34.3761 | 77 | 28.148 | 84.02 | 30.8157 | 89.06 | 31.8377 | 73.4 | 25.4478 | 84.02 | 31.8731 | 78.98 | 33.3583 | 89.06 | 35.9735 | 84.02 | 28.18 | 4867 | #N/A | #N/A
| 71.96 | 28.4229 | 71.96 | 28.084 | 73.04 | 28.6617 | 88.34 | 31.6619 | 84.92 | 37.1869 | 75.92 | 34.886 | 73.94 | 34.3761 | 77 | 26.486 | 82.94 | 30.9934 | 87.98 | 32.0027 | 73.4 | 26.5856 | 82.04 | 31.8581 | 75.92 | 33.1749 | 87.98 | 36.2869 | 82.94 | 28.5464 | 4868 | #N/A | #N/A
| 71.06 | 28.6483 | 71.06 | 27.8651 | 71.06 | 27.4017 | 86.9 | 30.839 | 86 | 35.7386 | 73.94 | 34.4111 | 71.96 | 33.2846 | 73.94 | 25.7386 | 80.96 | 31.3487 | 87.98 | 29.8545 | 71.6 | 26.7693 | 78.98 | 32.0151 | 75.02 | 33.4438 | 84.92 | 36.0238 | 82.04 | 28.9981 | 4869 | #N/A | #N/A
| 69.08 | 27.7109 | 68 | 25.9643 | 69.98 | 26.7983 | 83.12 | 30.1861 | 84.02 | 34.2262 | 71.96 | 33.3022 | 71.06 | 33.0661 | 71.06 | 26.3747 | 73.04 | 31.238 | 84.02 | 30.2752 | 69.8 | 26.9905 | 77 | 31.531 | 71.96 | 32.6902 | 82.94 | 36.1458 | 78.08 | 28.4184 | 4870 | #N/A | #N/A
| 62.06 | 24.8792 | 66.02 | 25.4805 | 69.98 | 26.7983 | 73.76 | 28.966 | 80.96 | 34.4975 | 71.96 | 33.3006 | 69.98 | 32.2013 | 64.94 | 25.5923 | 66.92 | 28.7939 | 80.06 | 32.6743 | 66.2 | 26.8114 | 73.94 | 30.7795 | 71.06 | 32.467 | 80.06 | 35.4348 | 73.94 | 27.7361 | 4871 | #N/A | #N/A
| 57.92 | 23.1596 | 64.04 | 25.3875 | 68 | 26.3101 | 77.54 | 32.5869 | 80.06 | 34.7607 | 71.96 | 33.2941 | 69.98 | 32.1951 | 62.06 | 25.6365 | 64.94 | 27.9066 | 78.08 | 32.7144 | 62.6 | 25.9317 | 73.04 | 30.9829 | 71.06 | 31.9775 | 78.98 | 35.7982 | 73.04 | 29.0867 | 4872 | #N/A | #N/A
| 55.94 | 22.676 | 64.04 | 25.3845 | 66.92 | 26.0445 | 75.74 | 31.8819 | 78.08 | 34.2765 | 71.96 | 33.3006 | 69.08 | 31.4951 | 59 | 24.8868 | 62.96 | 26.9536 | 77 | 32.4547 | 59 | 24.3546 | 71.96 | 30.7248 | 69.98 | 31.1573 | 77 | 34.6878 | 71.96 | 30.1904 | 4873 | #N/A | #N/A
| 53.96 | 21.8275 | 62.96 | 24.7248 | 66.92 | 26.0445 | 74.84 | 31.4909 | 75.92 | 33.7511 | 71.06 | 33.0835 | 69.08 | 31.4951 | 57.92 | 24.2047 | 62.96 | 26.9583 | 75.02 | 31.4443 | 55.4 | 22.8196 | 71.06 | 30.5038 | 69.98 | 31.1587 | 73.94 | 33.3349 | 71.06 | 29.9756 | 4874 | #N/A | #N/A
| 53.06 | 20.972 | 62.06 | 24.1919 | 66.02 | 26.9364 | 72.32 | 30.881 | 75.02 | 33.5343 | 71.06 | 33.0932 | 69.08 | 31.5056 | 55.4 | 23.4559 | 60.98 | 26.0241 | 73.94 | 31.1873 | 55.4 | 22.8196 | 71.06 | 30.5161 | 69.98 | 31.1689 | 73.04 | 33.1149 | 69.08 | 29.4995 | 4875 | #N/A | #N/A
| 53.96 | 21.8284 | 62.06 | 24.5073 | 64.94 | 26.6723 | 69.98 | 30.4 | 73.94 | 33.2763 | 69.98 | 32.2338 | 69.08 | 31.9952 | 55.4 | 23.4559 | 64.04 | 26.4092 | 73.94 | 31.1914 | 57.2 | 23.9152 | 71.06 | 30.5188 | 69.98 | 31.7373 | 71.96 | 32.3696 | 68 | 29.2447 | 4876 | #N/A | #N/A
| 51.98 | 21.0495 | 60.08 | 24.4162 | 64.94 | 26.6723 | 68.9 | 30.1393 | 73.04 | 33.0625 | 71.06 | 32.5043 | 69.08 | 31.5191 | 55.4 | 22.801 | 60.08 | 25.4453 | 73.04 | 31.5073 | 55.4 | 22.8196 | 69.98 | 30.7914 | 69.98 | 32.229 | 71.06 | 31.5857 | 69.08 | 29.5125 | 4877 | #N/A | #N/A
| 51.98 | 20.7059 | 59 | 24.1507 | 64.04 | 26.09 | 69.8 | 30.5422 | 71.96 | 32.3171 | 71.06 | 33.1111 | 69.08 | 31.5222 | 55.4 | 22.801 | 60.98 | 25.6726 | 73.04 | 31.5157 | 51.8 | 20.7435 | 69.98 | 30.7969 | 69.98 | 32.2352 | 69.98 | 31.3263 | 69.08 | 29.5216 | 4878 | #N/A | #N/A
| 51.98 | 20.7034 | 59 | 24.1507 | 62.06 | 25.1895 | 69.98 | 30.5018 | 71.06 | 32.0927 | 71.06 | 33.1159 | 69.98 | 31.7451 | 53.6 | 21.7456 | 60.08 | 25.4541 | 73.04 | 31.5172 | 51.8 | 20.7435 | 69.98 | 31.2566 | 69.98 | 32.2383 | 69.08 | 31.1096 | 69.08 | 29.5229 | 4879 | #N/A | #N/A
| 53.06 | 21.3057 | 60.08 | 24.7515 | 62.06 | 25.1895 | 70.52 | 30.5461 | 69.98 | 31.8347 | 71.06 | 33.7704 | 69.98 | 31.7451 | 50 | 19.7437 | 60.98 | 26.0481 | 73.04 | 31.5214 | 53.6 | 21.7631 | 69.98 | 31.8225 | 69.98 | 32.8416 | 68 | 30.8472 | 69.08 | 29.5241 | 4880 | #N/A | #N/A
| 60.98 | 25.7097 | 62.96 | 26.6771 | 64.04 | 26.0857 | 71.78 | 31.0419 | 71.96 | 32.3217 | 73.04 | 34.7593 | 71.06 | 33.0983 | 53.6 | 22.3621 | 66.92 | 27.9615 | 75.92 | 32.2302 | 53.6 | 22.3808 | 71.96 | 32.3141 | 71.06 | 33.1095 | 69.98 | 31.9026 | 69.98 | 29.748 | 4881 | #N/A | #N/A
| 68 | 28.7317 | 69.08 | 27.7264 | 69.08 | 26.9006 | 73.4 | 31.6229 | 73.04 | 33.079 | 73.94 | 35.6811 | 71.06 | 33.138 | 64.04 | 28.2655 | 66.02 | 28.6166 | 78.08 | 33.2255 | 62.6 | 26.6728 | 77 | 33.5629 | 73.04 | 34.2296 | 73.94 | 33.3648 | 71.96 | 30.2345 | 4882 | #N/A | #N/A
| 71.96 | 28.3941 | 73.04 | 28.6957 | 69.08 | 26.9006 | 76.82 | 32.6482 | 75.02 | 34.1711 | 75.92 | 36.1534 | 73.4 | 34.7653 | 71.96 | 28.0435 | 69.98 | 31.0858 | 82.04 | 33.7506 | 68 | 28.7815 | 78.98 | 33.4917 | 74.84 | 34.7787 | 78.08 | 35.624 | 75.92 | 31.2089 | 4883 | #N/A | #N/A
| 71.96 | 27.6139 | 77 | 30.5807 | 75.92 | 29.3548 | 81.5 | 34.08 | 80.96 | 36.8181 | 77 | 36.4349 | 73.94 | 35.0071 | 75.02 | 29.1523 | 73.94 | 33.6096 | 84.02 | 34.7033 | 71.6 | 28.8746 | 82.94 | 35.0438 | 76.64 | 35.4354 | 80.96 | 36.8917 | 80.06 | 32.7443 | 4884 | #N/A | #N/A
| 73.04 | 28.2932 | 80.06 | 30.8649 | 78.98 | 30.5508 | 84.56 | 35.5087 | 84.02 | 38.2517 | 78.08 | 36.7036 | 75.02 | 35.9276 | 75.92 | 30.2818 | 77 | 35.6233 | 87.98 | 36.7431 | 73.4 | 29.315 | 87.08 | 36.0699 | 78.26 | 35.9422 | 84.02 | 38.3355 | 82.04 | 33.678 | 4885 | #N/A | #N/A
| 73.94 | 28.8726 | 82.04 | 30.8991 | 78.98 | 30.5508 | 88.88 | 37.2773 | 87.98 | 39.8279 | 80.96 | 37.4265 | 75.02 | 35.9276 | 78.08 | 31.2115 | 80.96 | 36.6087 | 91.04 | 38.751 | 75.2 | 29.7553 | 86 | 36.9152 | 80.06 | 36.4942 | 86 | 38.8374 | 84.92 | 34.3928 | 4886 | #N/A | #N/A
| 73.94 | 28.0932 | 82.94 | 32.0397 | 82.94 | 28.2328 | 93.02 | 37.9061 | 87.08 | 38.3696 | 78.98 | 36.9481 | 77 | 36.4371 | 78.98 | 31.4307 | 84.92 | 35.248 | 93.02 | 39.2602 | 75.2 | 29.7553 | 87.08 | 37.8271 | 80.06 | 36.4942 | 89.06 | 40.1962 | 87.98 | 35.7025 | 4887 | #N/A | #N/A
| 73.94 | 28.877 | 80.96 | 31.0932 | 80.96 | 30.2354 | 91.76 | 37.2127 | 89.06 | 39.5471 | 78.98 | 36.927 | 75.92 | 35.5161 | 78.98 | 30.57 | 87.08 | 36.3746 | 93.02 | 38.6373 | 75.2 | 29.7553 | 87.98 | 38.0612 | 80.06 | 36.4942 | 91.04 | 40.1177 | 89.96 | 36.1993 | 4888 | #N/A | #N/A
| 73.04 | 27.5408 | 80.96 | 31.0979 | 80.96 | 30.2354 | 93.2 | 37.9709 | 91.04 | 39.3775 | 78.8 | 37.2237 | 77 | 35.7882 | 78.98 | 31.0358 | 89.06 | 37.3676 | 95 | 39.1354 | 75.2 | 29.0105 | 87.98 | 38.0662 | 80.96 | 37.3809 | 91.94 | 39.6742 | 89.96 | 35.6519 | 4889 | #N/A | #N/A
| 71.96 | 27.6179 | 80.96 | 31.5658 | 84.02 | 31.3521 | 94.64 | 37.9379 | 91.04 | 37.5982 | 80.06 | 37.8219 | 75.92 | 35.5337 | 77 | 30.5534 | 87.98 | 36.6113 | 96.08 | 40.0447 | 75.2 | 29.0105 | 87.98 | 38.6202 | 80.06 | 37.1584 | 91.04 | 38.9176 | 89.96 | 35.6592 | 4890 | #N/A | #N/A
| 71.96 | 26.8888 | 82.04 | 30.9192 | 82.04 | 31.7857 | 92.66 | 37.2621 | 87.98 | 38.6433 | 78.98 | 37.564 | 75.92 | 35.546 | 75.92 | 29.8261 | 87.98 | 36.6176 | 96.08 | 40.5943 | 75.2 | 29.0105 | 86 | 38.1349 | 78.98 | 36.8914 | 89.96 | 39.8825 | 91.94 | 35.697 | 4891 | #N/A | #N/A
| 71.96 | 28.04 | 80.96 | 31.5731 | 82.04 | 31.7857 | 94.82 | 37.4275 | 87.08 | 39.0967 | 77 | 37.076 | 75.92 | 35.546 | 73.94 | 29.344 | 82.94 | 39.7031 | 93.02 | 39.8421 | 73.4 | 27.8692 | 84.02 | 37.6497 | 77 | 36.4018 | 87.08 | 38.4962 | 91.04 | 34.964 | 4892 | #N/A | #N/A
| 69.98 | 27.9177 | 77 | 30.1338 | 77 | 28.8542 | 93.2 | 37.6992 | 84.92 | 38.559 | 75.92 | 36.2445 | 73.04 | 34.306 | 71.96 | 29.3256 | 82.94 | 37.7034 | 89.96 | 39.7571 | 73.4 | 28.5707 | 82.04 | 37.1607 | 75.92 | 35.4716 | 84.92 | 38.6449 | 87.08 | 35.5219 | 4893 | #N/A | #N/A
| 69.08 | 27.3384 | 75.02 | 28.8358 | 73.94 | 28.8851 | 87.8 | 38.4402 | 82.94 | 38.0622 | 73.94 | 35.7458 | 71.96 | 34.0411 | 69.08 | 28.6204 | 80.96 | 34.8966 | 87.08 | 39.0376 | 69.8 | 27.691 | 80.06 | 36.1245 | 73.94 | 34.9826 | 84.02 | 38.8824 | 84.92 | 36.48 | 4894 | #N/A | #N/A
| 68 | 27.88 | 71.96 | 28.4472 | 73.94 | 28.8851 | 79.16 | 35.6515 | 82.04 | 37.8251 | 73.04 | 35.5289 | 71.96 | 34.575 | 66.02 | 27.4064 | 78.08 | 33.5996 | 84.92 | 38.3849 | 66.2 | 26.8114 | 77 | 35.9092 | 71.96 | 34.4935 | 82.04 | 34.8716 | 75.92 | 37.3753 | 4895 | #N/A | #N/A
| 68 | 27.8789 | 71.96 | 29.3564 | 69.98 | 28.3555 | 75.38 | 35.0384 | 78.98 | 34.0522 | 73.94 | 35.7458 | 71.96 | 34.5697 | 64.04 | 26.9162 | 73.04 | 33.4432 | 78.08 | 38.5808 | 64.4 | 27.1132 | 77 | 35.8237 | 71.96 | 33.9588 | 71.96 | 34.1177 | 75.02 | 36.6466 | 4896 | #N/A | #N/A
| 68 | 27.8789 | 71.06 | 29.1361 | 69.08 | 28.5975 | 75.2 | 33.646 | 73.04 | 33.079 | 73.94 | 35.6811 | 71.06 | 33.7606 | 64.04 | 26.9185 | 75.92 | 33.0726 | 75.02 | 36.6149 | 62.6 | 26.6728 | 73.04 | 35.5119 | 73.4 | 34.741 | 71.06 | 33.8959 | 73.04 | 35.4685 | 4897 | #N/A | #N/A
| 66.92 | 27.6146 | 69.08 | 28.6513 | 69.08 | 28.5975 | 75.2 | 34.3508 | 71.06 | 33.8874 | 75.02 | 36.5192 | 71.06 | 33.819 | 62.96 | 26.6566 | 78.08 | 32.1418 | 77 | 36.534 | 62.6 | 26.6728 | 73.94 | 35.7343 | 71.6 | 33.2483 | 71.06 | 33.972 | 73.04 | 34.911 | 4898 | #N/A | #N/A
| 66.92 | 27.6157 | 68 | 28.3893 | 68 | 28.3355 | 73.94 | 34.6712 | 71.06 | 33.8202 | 75.02 | 35.9482 | 71.96 | 34.582 | 62.96 | 27.1209 | 75.92 | 31.1039 | 75.92 | 35.0541 | 62.6 | 26.6728 | 73.04 | 34.9351 | 71.06 | 33.8378 | 71.96 | 33.5746 | 71.96 | 33.9941 | 4899 | #N/A | #N/A
| 66.02 | 27.8637 | 66.92 | 27.6631 | 66.92 | 28.0734 | 68.18 | 31.4256 | 71.06 | 33.8202 | 69.98 | 32.2798 | 71.96 | 34.5182 | 60.98 | 26.1792 | 71.06 | 30.423 | 73.94 | 33.9403 | 62.6 | 26.6728 | 71.06 | 32.1765 | 71.96 | 34.0582 | 71.96 | 32.9695 | 71.96 | 33.9992 | 4900 | #N/A | #N/A
| 66.92 | 28.09 | 66.02 | 27.4488 | 66.92 | 28.0734 | 68 | 30.5603 | 71.06 | 33.8202 | 69.98 | 32.8814 | 71.06 | 33.7606 | 60.98 | 26.1848 | 69.98 | 30.1599 | 69.08 | 31.6572 | 60.8 | 26.2324 | 71.06 | 33.2781 | 71.96 | 32.8233 | 71.06 | 32.7448 | 71.06 | 32.6545 | 4901 | #N/A | #N/A
| 66.92 | 28.4894 | 66.02 | 27.9154 | 66.92 | 28.4797 | 69.62 | 32.0821 | 71.06 | 33.9113 | 71.06 | 33.7704 | 69.08 | 31.5637 | 59 | 25.0309 | 71.06 | 30.8654 | 68 | 31.3929 | 62.6 | 26.6728 | 71.06 | 33.8202 | 71.06 | 32.6063 | 71.06 | 32.6617 | 73.04 | 31.0792 | 4902 | #N/A | #N/A
| 66.02 | 28.7634 | 66.92 | 28.1333 | 66.92 | 28.476 | 68 | 30.5603 | 71.06 | 33.8202 | 71.06 | 33.8648 | 69.98 | 32.9476 | 60.98 | 26.1871 | 69.08 | 30.3761 | 66.02 | 29.7922 | 62.6 | 26.6728 | 71.06 | 33.9165 | 69.98 | 32.9476 | 68 | 31.4816 | 71.06 | 30.5949 | 4903 | #N/A | #N/A
| 69.08 | 30.4625 | 66.92 | 28.5304 | 66.92 | 28.476 | 66.02 | 29.8652 | 69.08 | 31.6818 | 71.06 | 33.8545 | 69.98 | 32.9476 | 62.96 | 27.5295 | 66.02 | 29.1728 | 66.02 | 30.2472 | 62.6 | 28.2919 | 71.06 | 33.9113 | 69.08 | 32.1155 | 69.08 | 31.1713 | 71.96 | 31.2562 | 4904 | #N/A | #N/A
| 71.06 | 30.4193 | 66.92 | 29.0269 | 68 | 29.6567 | 75.38 | 33.1868 | 69.08 | 31.6789 | 69.98 | 33.504 | 69.98 | 32.9493 | 64.04 | 28.2875 | 69.08 | 30.3593 | 71.96 | 34.077 | 64.4 | 28.7335 | 71.96 | 34.6684 | 71.06 | 33.8258 | 68 | 29.4716 | 71.96 | 31.8021 | 4905 | #N/A | #N/A
| 73.04 | 30.9119 | 66.92 | 29.9877 | 69.08 | 30.4559 | 79.7 | 32.7706 | 69.98 | 31.8385 | 75.92 | 36.8314 | 71.96 | 34.5979 | 71.06 | 31.9847 | 71.06 | 31.337 | 78.98 | 35.8058 | 68 | 30.5014 | 77 | 35.9145 | 73.94 | 35.0782 | 69.08 | 29.731 | 73.94 | 32.7588 | 4906 | #N/A | #N/A
| 73.94 | 31.67 | 71.06 | 32.0322 | 69.08 | 30.4559 | 82.22 | 33.2135 | 69.98 | 31.8385 | 80.06 | 38.5717 | 71.96 | 34.5182 | 75.02 | 32.9722 | 77 | 31.8625 | 82.94 | 36.159 | 73.4 | 31.828 | 80.96 | 36.3517 | 75.92 | 35.5656 | 71.96 | 29.9302 | 77 | 33.0364 | 4907 | #N/A | #N/A
| 75.02 | 32.9631 | 75.02 | 33.5015 | 73.94 | 32.1219 | 84.2 | 33.644 | 69.98 | 30.8535 | 82.04 | 37.7761 | 75.92 | 35.5811 | 73.94 | 33.1943 | 78.98 | 32.7876 | 87.08 | 36.5771 | 73.4 | 31.828 | 84.02 | 36.4801 | 80.96 | 37.4841 | 75.92 | 30.9 | 80.06 | 32.7867 | 4908 | #N/A | #N/A
| 75.02 | 32.9646 | 78.08 | 34.2641 | 77 | 33.4479 | 86 | 33.7953 | 71.06 | 31.1144 | 84.02 | 38.8455 | 78.08 | 36.7827 | 80.06 | 35.3091 | 80.96 | 32.8322 | 89.96 | 34.7879 | 75.2 | 32.2701 | 86 | 36.3588 | 82.94 | 36.7612 | 77 | 30.758 | 82.04 | 32.752 | 4909 | #N/A | #N/A
| 77 | 34.6059 | 80.06 | 34.7641 | 77 | 33.4479 | 87.98 | 33.8651 | 71.96 | 31.3008 | 84.92 | 37.2762 | 78.08 | 36.7827 | 80.06 | 35.3269 | 84.02 | 33.5841 | 91.04 | 35.0554 | 75.2 | 33.2104 | 87.98 | 36.3528 | 84.92 | 36.0138 | 80.06 | 31.9139 | 84.02 | 33.236 | 4910 | #N/A | #N/A
| 77 | 35.6582 | 78.98 | 34.0196 | 78.08 | 33.7332 | 91.22 | 34.093 | 73.4 | 31.8359 | 86 | 38.0862 | 78.98 | 35.7972 | 78.98 | 35.0706 | 86 | 32.6607 | 93.02 | 35.5411 | 77 | 34.6499 | 89.96 | 34.8305 | 87.98 | 37.3758 | 80.06 | 30.5809 | 87.08 | 31.787 | 4911 | #N/A | #N/A
| 75.02 | 34.0813 | 82.04 | 35.272 | 80.06 | 34.2295 | 92.3 | 33.8139 | 73.04 | 31.566 | 86 | 38.7625 | 80.96 | 36.2911 | 78.08 | 34.8503 | 86 | 32.6643 | 93.92 | 35.7686 | 77 | 34.6499 | 91.94 | 35.3187 | 87.08 | 36.0611 | 80.06 | 30.2147 | 87.98 | 31.6526 | 4912 | #N/A | #N/A
| 73.94 | 34.449 | 82.94 | 35.0198 | 80.06 | 34.2295 | 93.2 | 33.4523 | 73.94 | 31.787 | 86 | 36.9245 | 80.06 | 35.4408 | 80.6 | 36.5611 | 84.92 | 31.5625 | 93.02 | 35.5505 | 75.2 | 34.2063 | 89.96 | 34.8384 | 87.08 | 36.0642 | 80.06 | 30.582 | 87.98 | 30.5221 | 4913 | #N/A | #N/A
| 75.2 | 35.2138 | 84.02 | 35.791 | 84.02 | 35.2358 | 93.74 | 32.5228 | 75.02 | 32.0897 | 87.08 | 36.5844 | 80.06 | 35.4441 | 80.6 | 35.5064 | 84.02 | 33.0818 | 93.92 | 33.9337 | 77 | 34.6499 | 93.02 | 34.6795 | 84.92 | 34.9678 | 80.96 | 29.662 | 87.98 | 30.525 | 4914 | #N/A | #N/A
| 75.2 | 35.2138 | 84.02 | 35.8036 | 84.02 | 34.6799 | 93.2 | 32.0736 | 75.02 | 31.5195 | 84.02 | 35.3425 | 77 | 34.0882 | 78.8 | 36.1167 | 84.02 | 30.9068 | 95 | 33.4004 | 75.2 | 34.2063 | 91.94 | 33.1158 | 82.94 | 36.787 | 78.08 | 29.3024 | 87.98 | 30.9131 | 4915 | #N/A | #N/A
| 75.2 | 35.2138 | 82.94 | 35.0564 | 84.02 | 34.6799 | 92.12 | 32.8119 | 73.94 | 31.2907 | 84.92 | 34.5332 | 77 | 34.0882 | 75.92 | 34.9834 | 80.06 | 32.0999 | 91.94 | 33.0783 | 75.2 | 34.2063 | 91.94 | 32.337 | 84.02 | 37.6001 | 78.08 | 30.0959 | 86 | 30.4264 | 4916 | #N/A | #N/A
| 75.2 | 35.2138 | 80.96 | 35.0644 | 78.98 | 35.1155 | 88.34 | 30.8029 | 73.04 | 31.0684 | 84.02 | 33.7715 | 77 | 33.6 | 75.2 | 35.2279 | 77 | 32.0735 | 91.4 | 32.9375 | 75.2 | 34.2063 | 89.96 | 32.6275 | 80.96 | 37.5136 | 77 | 29.0356 | 84.02 | 30.6838 | 4917 | #N/A | #N/A
| 73.4 | 34.7693 | 78.98 | 35.1971 | 77 | 35.2591 | 81.86 | 30.929 | 71.96 | 30.7966 | 82.04 | 32.3449 | 73.94 | 32.2738 | 73.94 | 35.0578 | 69.98 | 29.5854 | 91.04 | 32.7773 | 73.4 | 33.7628 | 84.92 | 32.208 | 78.8 | 34.0304 | 71.96 | 27.8011 | 75.92 | 28.694 | 4918 | #N/A | #N/A
| 73.4 | 34.7693 | 78.08 | 35.5987 | 77 | 35.2591 | 75.2 | 29.803 | 68 | 29.3861 | 80.96 | 32.0739 | 73.04 | 32.0466 | 73.4 | 34.7836 | 66.92 | 28.4402 | 75.92 | 28.6598 | 73.4 | 33.7628 | 71.96 | 29.4808 | 66.2 | 29.9966 | 66.92 | 27.3548 | 73.04 | 27.9926 | 4919 | #N/A | #N/A
| 73.04 | 34.2809 | 77 | 35.6905 | 75.02 | 34.7722 | 69.62 | 28.4542 | 66.92 | 29.1108 | 78.98 | 31.5233 | 77 | 31.958 | 73.94 | 35.0648 | 64.04 | 27.7286 | 71.96 | 28.1468 | 73.4 | 33.7628 | 71.96 | 29.4373 | 66.02 | 30.2781 | 64.04 | 27.0971 | 69.08 | 27.8049 | 4920 | #N/A | #N/A
| 73.4 | 34.7693 | 75.02 | 35.4047 | 75.2 | 35.1869 | 67.82 | 28.2383 | 64.94 | 28.1261 | 66.92 | 29.4921 | 71.96 | 30.3371 | 73.04 | 34.8672 | 60.98 | 26.4996 | 69.98 | 28.0202 | 71.6 | 33.3192 | 69.08 | 29.1655 | 66.02 | 29.808 | 62.06 | 26.6106 | 69.08 | 27.3669 | 4921 | #N/A | #N/A
| 73.4 | 34.7693 | 73.4 | 34.8019 | 75.02 | 35.3358 | 66.56 | 28.0047 | 66.02 | 26.7012 | 66.92 | 29.5281 | 71.96 | 30.3371 | 73.4 | 34.7836 | 60.08 | 25.8169 | 68 | 27.5338 | 71.6 | 34.3722 | 69.98 | 28.0566 | 66.92 | 30.0249 | 62.06 | 25.7853 | 69.08 | 27.0083 | 4922 | #N/A | #N/A
| 73.4 | 34.7693 | 75.02 | 35.4259 | 73.94 | 35.0832 | 64.94 | 27.37 | 64.04 | 25.454 | 66.92 | 29.0904 | 71.06 | 30.102 | 73.94 | 35.1088 | 59 | 25.1784 | 68 | 27.1649 | 71.6 | 33.3192 | 69.08 | 27.8332 | 66.92 | 29.7564 | 60.98 | 25.0938 | 66.92 | 26.8352 | 4923 | #N/A | #N/A
| 73.04 | 34.8758 | 75.2 | 35.2463 | 73.4 | 34.7424 | 60.62 | 25.7081 | 62.06 | 24.574 | 66.02 | 27.9695 | 66.92 | 28.5815 | 73.94 | 35.791 | 57.92 | 24.481 | 66.92 | 26.8977 | 71.6 | 34.3722 | 68 | 27.5692 | 66.92 | 29.4926 | 59 | 24.2652 | 66.02 | 26.6072 | 4924 | #N/A | #N/A
| 73.04 | 35.5572 | 73.94 | 35.1929 | 73.04 | 34.8838 | 59.72 | 25.4837 | 60.08 | 23.773 | 62.96 | 26.745 | 69.98 | 28.9272 | 73.4 | 35.8968 | 57.02 | 23.91 | 69.08 | 27.4212 | 73.4 | 35.9319 | 66.02 | 27.0749 | 66.92 | 29.4858 | 59 | 24.2632 | 64.94 | 26.7754 | 4925 | #N/A | #N/A
| 73.94 | 36.3671 | 73.4 | 34.8019 | 73.4 | 34.7424 | 59 | 25.0977 | 59 | 23.1378 | 64.04 | 27.4773 | 69.98 | 28.4605 | 73.04 | 35.5961 | 57.02 | 23.931 | 62.06 | 25.2851 | 73.4 | 35.9319 | 64.94 | 26.8143 | 66.92 | 29.4831 | 57.02 | 23.3806 | 64.94 | 26.7765 | 4926 | #N/A | #N/A
| 73.4 | 35.8815 | 73.94 | 35.2001 | 75.2 | 35.1869 | 59 | 25.0977 | 57.92 | 22.8712 | 62.96 | 26.7462 | 69.08 | 28.7068 | 73.04 | 34.9326 | 57.02 | 23.9141 | 57.92 | 23.9354 | 73.4 | 35.9319 | 64.94 | 26.8143 | 66.92 | 29.4845 | 55.04 | 22.5755 | 66.02 | 27.0443 | 4927 | #N/A | #N/A
| 73.4 | 35.8815 | 71.96 | 34.1972 | 75.02 | 34.2164 | 57.2 | 23.958 | 57.02 | 22.8917 | 60.08 | 25.5881 | 69.08 | 28.7068 | 73.4 | 34.7836 | 57.02 | 24.2769 | 57.92 | 23.5363 | 73.4 | 35.9319 | 64.94 | 26.8087 | 66.02 | 29.2582 | 55.04 | 22.2038 | 64.94 | 26.7732 | 4928 | #N/A | #N/A
| 69.8 | 31.8404 | 71.96 | 32.9646 | 71.96 | 33.5048 | 64.04 | 27.4463 | 59 | 23.6842 | 69.08 | 30.0242 | 71.96 | 29.8015 | 69.8 | 32.8447 | 59 | 25.5316 | 68 | 27.9573 | 68 | 30.5014 | 69.08 | 28.2665 | 68 | 30.2635 | 57.02 | 23.3748 | 66.92 | 27.6241 | 4929 | #N/A | #N/A
| 71.6 | 32.2832 | 73.04 | 33.8391 | 71.96 | 32.8944 | 69.44 | 29.5725 | 62.96 | 24.9079 | 73.04 | 30.9934 | 73.04 | 30.5599 | 71.6 | 34.3392 | 59 | 25.5584 | 73.94 | 29.8787 | 68 | 31.439 | 71.96 | 29.4367 | 69.98 | 31.1993 | 62.96 | 24.817 | 69.98 | 28.367 | 4930 | #N/A | #N/A
| 71.6 | 34.3249 | 77 | 35.4564 | 71.96 | 32.8944 | 74.84 | 30.7289 | 66.02 | 25.9831 | 75.02 | 32.0076 | 75.02 | 31.4687 | 73.4 | 35.8968 | 59 | 26.0165 | 78.08 | 31.2924 | 73.4 | 35.9319 | 78.08 | 31.335 | 71.06 | 31.4605 | 64.94 | 25.6899 | 71.96 | 29.3105 | 4931 | #N/A | #N/A
| 75.92 | 37.6463 | 78.8 | 36.1349 | 78.08 | 36.2035 | 78.62 | 31.4934 | 71.06 | 27.4853 | 78.08 | 32.2221 | 75.02 | 31.4646 | 77 | 37.9668 | 68 | 29.1009 | 82.04 | 31.8585 | 73.4 | 35.9319 | 80.06 | 31.4148 | 71.96 | 31.6788 | 69.08 | 27.0404 | 73.94 | 29.3294 | 4932 | #N/A | #N/A
| 78.8 | 38.3968 | 82.4 | 38.1419 | 80.6 | 36.5204 | 80.6 | 31.4989 | 73.94 | 27.8454 | 80.06 | 32.7094 | 77 | 32.4786 | 82.94 | 38.1163 | 73.94 | 30.5188 | 84.02 | 32.3472 | 77 | 36.8222 | 82.94 | 32.1211 | 73.04 | 31.9429 | 73.94 | 28.2306 | 75.92 | 28.999 | 4933 | #N/A | #N/A
| 80.96 | 38.1982 | 82.04 | 37.939 | 80.96 | 36.3721 | 82.94 | 31.9923 | 75.92 | 28.3336 | 78.98 | 32.9731 | 77 | 32.4786 | 86 | 38.8824 | 77 | 30.8587 | 82.94 | 31.6142 | 80.6 | 38.8959 | 82.94 | 31.6512 | 75.92 | 32.1937 | 75.92 | 28.7182 | 77 | 29.701 | 4934 | #N/A | #N/A
| 80.06 | 37.9891 | 84.02 | 37.7739 | 84.92 | 36.7423 | 84.2 | 31.2537 | 77 | 28.9459 | 80.96 | 33.9156 | 77 | 33.4933 | 87.08 | 38.4845 | 78.98 | 31.344 | 86 | 32.8308 | 80.6 | 38.8959 | 84.02 | 31.4593 | 78.08 | 32.1913 | 78.98 | 29.4713 | 78.98 | 30.1815 | 4935 | #N/A | #N/A
| 82.04 | 38.4927 | 87.08 | 38.5479 | 89.06 | 37.7799 | 87.44 | 31.8169 | 78.98 | 29.4335 | 80.06 | 33.693 | 78.98 | 33.4175 | 87.98 | 36.4279 | 80.06 | 30.6766 | 87.98 | 33.3181 | 82.4 | 39.3419 | 84.92 | 32.1357 | 78.98 | 32.4149 | 80.06 | 28.9954 | 82.04 | 30.9309 | 4936 | #N/A | #N/A
| 84.02 | 39.7156 | 80.06 | 33.4676 | 89.06 | 37.7799 | 89.24 | 32.6234 | 80.06 | 29.6992 | 80.06 | 32.2787 | 77 | 32.9309 | 89.06 | 37.1966 | 80.96 | 30.5279 | 89.06 | 32.663 | 82.4 | 39.3419 | 87.98 | 32.8867 | 82.04 | 32.2414 | 80.96 | 28.8949 | 82.94 | 31.1549 | 4937 | #N/A | #N/A
| 87.08 | 39.7635 | 73.4 | 32.7547 | 73.4 | 33.6933 | 89.6 | 31.7267 | 80.06 | 29.7003 | 78.08 | 32.7521 | 75.02 | 32.4442 | 91.04 | 37.6939 | 82.94 | 30.5821 | 89.96 | 31.0328 | 84.2 | 39.7878 | 87.98 | 33.3624 | 82.04 | 32.2427 | 80.96 | 29.2177 | 84.92 | 30.8503 | 4938 | #N/A | #N/A
| 71.96 | 31.8868 | 73.4 | 34.8019 | 69.8 | 31.8164 | 87.98 | 30.7977 | 80.06 | 29.361 | 75.92 | 32.2257 | 73.94 | 32.742 | 87.98 | 35.8647 | 82.94 | 27.8467 | 89.96 | 32.5216 | 84.2 | 38.6024 | 89.06 | 31.5653 | 80.96 | 32.479 | 80.96 | 29.2207 | 84.02 | 30.6322 | 4939 | #N/A | #N/A
| 71.6 | 31.3469 | 73.94 | 34.0961 | 71.06 | 32.7094 | 86.9 | 30.4058 | 78.98 | 29.8609 | 78.08 | 33.2179 | 73.94 | 32.742 | 87.8 | 36.282 | 82.94 | 28.8192 | 91.04 | 32.7909 | 69.8 | 30.9437 | 84.02 | 34.2701 | 78.98 | 33.9731 | 80.96 | 29.6211 | 84.02 | 30.2207 | 4940 | #N/A | #N/A
| 69.8 | 32.8313 | 73.94 | 34.7275 | 73.04 | 32.7009 | 84.38 | 29.289 | 78.08 | 29.6421 | 73.94 | 32.1901 | 71.96 | 32.2534 | 80.06 | 34.9653 | 78.98 | 29.6165 | 87.98 | 32.8557 | 71.6 | 32.3247 | 82.04 | 33.2384 | 75.92 | 32.6539 | 78.98 | 29.4808 | 84.02 | 28.4856 | 4941 | #N/A | #N/A
| 71.06 | 33.9672 | 73.04 | 34.4932 | 73.04 | 31.6623 | 72.68 | 30.0475 | 75.92 | 29.4759 | 71.06 | 32.5277 | 69.08 | 31.5387 | 75.02 | 35.4947 | 71.96 | 29.1594 | 80.96 | 31.1298 | 71.6 | 33.3192 | 78.98 | 33.0154 | 73.94 | 32.1613 | 75.02 | 30.2278 | 78.08 | 28.4339 | 4942 | #N/A | #N/A
| 69.98 | 33.0771 | 71.6 | 34.3575 | 73.04 | 31.6623 | 66.74 | 28.1813 | 71.06 | 29.2004 | 71.06 | 33.1224 | 68 | 31.2654 | 73.04 | 35.0057 | 66.92 | 27.9258 | 73.94 | 31.1968 | 69.8 | 32.8757 | 73.94 | 31.2376 | 71.96 | 31.6672 | 66.02 | 28.9217 | 73.04 | 27.2029 | 4943 | #N/A | #N/A
| 69.98 | 32.4551 | 71.06 | 28.8528 | 69.8 | 30.8823 | 65.48 | 27.7938 | 69.98 | 29.3305 | 71.96 | 32.7399 | 66.92 | 30.9968 | 71.96 | 34.1861 | 64.04 | 27.2163 | 69.08 | 29.5692 | 68 | 31.439 | 71.96 | 30.7477 | 71.06 | 32.0046 | 64.04 | 27.9284 | 75.92 | 25.6472 | 4944 | #N/A | #N/A
| 69.8 | 30.9047 | 69.98 | 27.3312 | 71.06 | 28.7955 | 67.28 | 27.8419 | 69.08 | 29.1088 | 71.06 | 32.5168 | 68 | 31.2609 | 71.96 | 30.8674 | 64.04 | 27.2126 | 68 | 29.7296 | 69.8 | 32.8757 | 69.98 | 30.2606 | 69.98 | 32.2197 | 62.96 | 27.2617 | 75.02 | 25.4275 | 4945 | #N/A | #N/A
| 68 | 29.58 | 68 | 26.0987 | 71.06 | 28.7955 | 68.54 | 27.1865 | 66.92 | 28.5783 | 71.96 | 32.2546 | 68 | 31.2609 | 69.98 | 29.9397 | 62.96 | 26.9523 | 64.94 | 28.5512 | 66.2 | 28.3406 | 68 | 29.7735 | 68 | 31.2516 | 62.06 | 27.0415 | 73.94 | 25.4253 | 4946 | #N/A | #N/A
| 68 | 29.8773 | 66.02 | 25.2934 | 69.08 | 26.3166 | 64.22 | 26.9449 | 64.94 | 27.6925 | 71.06 | 32.0363 | 69.08 | 32.017 | 69.98 | 26.9661 | 62.06 | 26.2787 | 62.96 | 27.5904 | 66.2 | 28.3406 | 66.02 | 28.8626 | 68 | 31.2546 | 60.98 | 25.8626 | 69.08 | 25.5484 | 4947 | #N/A | #N/A
| 66.02 | 27.5887 | 64.04 | 24.8078 | 68 | 25.3612 | 62.42 | 26.359 | 62.96 | 26.7448 | 69.08 | 30.9898 | 69.08 | 32.0248 | 68 | 25.3893 | 60.08 | 25.4309 | 62.06 | 26.9701 | 64.4 | 26.3716 | 64.94 | 29.0307 | 66.02 | 30.2114 | 62.06 | 26.1286 | 69.08 | 25.8607 | 4948 | #N/A | #N/A
| 64.94 | 26.8699 | 64.04 | 24.4324 | 68 | 25.3612 | 64.22 | 26.5766 | 62.96 | 27.2102 | 66.92 | 30.0068 | 69.08 | 32.0279 | 66.02 | 24.9051 | 59 | 25.1707 | 59 | 25.3089 | 62.6 | 25.2331 | 64.04 | 28.3823 | 64.04 | 28.7453 | 59 | 25.0205 | 71.06 | 25.6801 | 4949 | #N/A | #N/A
| 64.94 | 26.8607 | 62.96 | 24.1647 | 66.02 | 24.5722 | 61.34 | 26.0239 | 62.96 | 26.7483 | 64.04 | 28.3448 | 68 | 31.7604 | 64.04 | 24.4181 | 57.92 | 24.481 | 57.02 | 24.0445 | 62.6 | 25.2331 | 62.96 | 27.6233 | 64.94 | 29.4922 | 60.08 | 25.6482 | 71.96 | 25.5571 | 4950 | #N/A | #N/A
| 64.94 | 26.4854 | 62.06 | 23.94 | 64.94 | 24.3031 | 59.72 | 25.3344 | 62.06 | 26.5282 | 60.98 | 26.7001 | 69.08 | 32.0295 | 62.06 | 23.9256 | 59 | 25.1784 | 60.08 | 25.5731 | 60.8 | 24.1362 | 62.96 | 27.6246 | 64.04 | 28.7426 | 59 | 25.0205 | 69.98 | 25.4212 | 4951 | #N/A | #N/A
| 64.94 | 26.4765 | 60.98 | 23.6714 | 64.94 | 24.3031 | 61.52 | 25.9938 | 62.96 | 26.7448 | 64.04 | 28.3586 | 69.08 | 32.0295 | 60.98 | 23.6553 | 60.98 | 26.0321 | 60.08 | 25.2046 | 59 | 23.6973 | 64.04 | 28.385 | 62.6 | 28.2329 | 59 | 25.0172 | 66.92 | 25.036 | 4952 | #N/A | #N/A
| 66.92 | 26.9539 | 64.94 | 25.3209 | 66.02 | 24.8524 | 65.84 | 27.7335 | 62.96 | 27.209 | 69.98 | 33.4795 | 69.98 | 33.4647 | 64.04 | 24.7655 | 62.06 | 26.2981 | 66.02 | 29.2518 | 60.8 | 24.1362 | 69.08 | 31.0311 | 64.94 | 29.4866 | 60.98 | 25.8647 | 69.98 | 27.9952 | 4953 | #N/A | #N/A
| 68 | 27.2112 | 68 | 26.4629 | 68 | 25.7036 | 71.24 | 30.1106 | 64.94 | 28.0921 | 73.94 | 35.6586 | 71.06 | 33.7293 | 68 | 26.445 | 66.92 | 27.4834 | 73.04 | 30.5481 | 64.4 | 25.6725 | 73.94 | 32.7936 | 71.96 | 33.3151 | 66.02 | 28.4196 | 73.04 | 30.4776 | 4954 | #N/A | #N/A
| 69.08 | 26.7104 | 69.98 | 26.9502 | 68 | 25.7036 | 77.72 | 33.6021 | 69.98 | 29.328 | 77 | 36.4185 | 73.04 | 34.2213 | 71.06 | 27.1938 | 73.04 | 29.9216 | 78.98 | 33.4292 | 68 | 26.5511 | 78.08 | 34.9111 | 75.02 | 33.4733 | 69.98 | 29.3869 | 78.08 | 33.6991 | 4955 | #N/A | #N/A
| 71.06 | 27.1916 | 73.04 | 27.6918 | 73.04 | 26.9334 | 82.04 | 35.6561 | 73.04 | 30.0852 | 78.98 | 36.9116 | 75.02 | 35.252 | 75.02 | 28.501 | 77 | 32.2552 | 84.02 | 36.3464 | 71.6 | 26.7693 | 82.04 | 35.9016 | 78.98 | 34.4595 | 75.02 | 30.6299 | 80.96 | 34.4125 | 4956 | #N/A | #N/A
| 71.96 | 27.4092 | 73.94 | 27.5101 | 75.02 | 26.7422 | 87.26 | 37.3527 | 78.08 | 31.3248 | 80.06 | 37.7522 | 75.92 | 36.1393 | 77 | 27.923 | 82.04 | 34.5082 | 87.98 | 37.9514 | 71.6 | 26.1471 | 87.08 | 37.1484 | 82.94 | 37.8676 | 80.06 | 30.1707 | 84.02 | 35.753 | 4957 | #N/A | #N/A
| 73.94 | 27.8874 | 75.02 | 27.4531 | 75.02 | 26.7422 | 90.32 | 38.3328 | 78.08 | 30.0039 | 78.98 | 37.4886 | 75.92 | 36.1393 | 78.08 | 28.9061 | 84.92 | 35.2224 | 91.04 | 39.2572 | 73.4 | 27.2082 | 89.96 | 37.863 | 84.02 | 38.1419 | 80.96 | 29.2246 | 87.08 | 35.9215 | 4958 | #N/A | #N/A
| 75.02 | 28.1459 | 77 | 28.2544 | 78.08 | 27.4848 | 93.2 | 38.8494 | 82.04 | 29.8472 | 78.98 | 38.207 | 75.02 | 35.9204 | 78.98 | 28.0233 | 87.98 | 37.6866 | 95 | 39.0775 | 73.4 | 27.8692 | 91.04 | 37.5297 | 84.92 | 38.3773 | 80.06 | 29.0071 | 89.06 | 35.3877 | 4959 | #N/A | #N/A
| 75.02 | 27.7513 | 78.08 | 28.2027 | 78.98 | 27.3626 | 94.1 | 38.3605 | 84.02 | 30.6787 | 80.06 | 38.4775 | 75.92 | 36.1554 | 80.06 | 28.9886 | 84.92 | 36.3146 | 93.92 | 39.4496 | 73.4 | 28.5707 | 93.02 | 37.5325 | 86 | 39.2248 | 80.06 | 29.7549 | 87.98 | 34.6789 | 4960 | #N/A | #N/A
| 75.92 | 27.9719 | 80.06 | 29.0066 | 78.98 | 27.3626 | 91.4 | 37.1088 | 82.04 | 30.1995 | 78.8 | 38.4037 | 75.92 | 36.1664 | 82.04 | 29.1507 | 80.06 | 36.9449 | 95 | 38.4846 | 75.2 | 28.3085 | 89.96 | 38.5152 | 84.02 | 38.173 | 82.04 | 31.4933 | 87.98 | 34.6898 | 4961 | #N/A | #N/A
| 75.92 | 27.6511 | 80.06 | 28.6883 | 82.04 | 28.109 | 91.22 | 37.9814 | 82.94 | 30.8504 | 77 | 37.0091 | 73.04 | 34.7996 | 82.04 | 29.1545 | 84.02 | 37.3865 | 93.02 | 38.008 | 75.2 | 28.3085 | 89.06 | 35.9998 | 82.94 | 36.7117 | 80.96 | 30.4103 | 86 | 35.2115 | 4962 | #N/A | #N/A
| 75.92 | 27.9699 | 80.96 | 28.9077 | 82.4 | 28.1541 | 89.96 | 38.5144 | 82.94 | 30.4266 | 77 | 37.7165 | 73.94 | 35.0342 | 82.04 | 29.1526 | 84.02 | 36.7377 | 89.06 | 37.6511 | 75.2 | 28.3085 | 82.94 | 35.5627 | 78.98 | 35.1191 | 80.06 | 31.4884 | 84.02 | 35.8098 | 4963 | #N/A | #N/A
| 75.92 | 27.968 | 80.96 | 28.5289 | 82.04 | 27.7725 | 88.34 | 39.7821 | 80.96 | 29.9464 | 77 | 37.7165 | 73.94 | 35.0342 | 82.94 | 28.9945 | 80.96 | 35.9766 | 82.94 | 35.0509 | 75.2 | 28.3085 | 78.98 | 34.5988 | 77 | 34.6391 | 78.98 | 31.6316 | 84.02 | 35.2217 | 4964 | #N/A | #N/A
| 75.02 | 27.7494 | 78.08 | 27.829 | 80.96 | 27.8436 | 86.36 | 37.1925 | 78.98 | 32.0835 | 75.02 | 34.801 | 71.96 | 34.5644 | 80.96 | 29.2091 | 75.92 | 36.6338 | 80.96 | 35.0492 | 75.2 | 28.3085 | 77 | 35.3492 | 75.92 | 35.5374 | 78.08 | 31.0087 | 82.04 | 35.3225 | 4965 | #N/A | #N/A
| 69.98 | 28.0443 | 73.94 | 27.9105 | 71.06 | 27.5068 | 83.84 | 37.0004 | 75.92 | 31.3292 | 73.94 | 33.9007 | 71.96 | 35.2256 | 73.94 | 30.8551 | 75.92 | 36.6374 | 78.98 | 35.7905 | 71.6 | 28.1308 | 75.92 | 35.616 | 73.94 | 34.5077 | 75.92 | 30.4788 | 80.6 | 36.0447 | 4966 | #N/A | #N/A
| 69.98 | 28.4962 | 69.98 | 27.7113 | 71.06 | 27.5068 | 82.4 | 37.1079 | 73.94 | 30.3371 | 73.94 | 35.0567 | 71.96 | 35.2165 | 71.96 | 31.332 | 73.04 | 35.2259 | 78.08 | 36.1112 | 68 | 27.9938 | 75.02 | 35.3903 | 73.94 | 34.4992 | 69.98 | 29.0226 | 77 | 35.2272 | 4967 | #N/A | #N/A
| 68 | 28.0094 | 66.92 | 26.5384 | 73.04 | 27.9862 | 77 | 35.8291 | 71.96 | 29.8446 | 73.94 | 35.0172 | 73.4 | 35.8773 | 69.98 | 30.3059 | 75.02 | 34.5104 | 78.08 | 36.7827 | 68 | 27.9938 | 75.92 | 36.2959 | 73.94 | 34.5145 | 66.92 | 28.6717 | 75.92 | 34.3254 | 4968 | #N/A | #N/A
| 69.98 | 29.8652 | 68 | 27.2253 | 71.06 | 28.7398 | 74.3 | 34.7308 | 71.06 | 29.6241 | 73.94 | 35.6811 | 71.96 | 35.1811 | 66.92 | 29.5535 | 73.94 | 34.2465 | 78.98 | 37.0088 | 66.2 | 28.3406 | 75.92 | 36.3051 | 73.04 | 34.8453 | 66.02 | 28.9532 | 73.94 | 34.4669 | 4969 | #N/A | #N/A
| 69.98 | 29.8665 | 64.94 | 26.4786 | 71.06 | 28.7398 | 75.56 | 34.7237 | 69.08 | 30.0681 | 73.94 | 36.2519 | 73.04 | 35.5165 | 66.02 | 29.3395 | 73.04 | 33.411 | 78.08 | 36.1183 | 66.2 | 29.175 | 75.02 | 36.0827 | 73.04 | 35.5146 | 66.02 | 28.952 | 73.94 | 34.4754 | 4970 | #N/A | #N/A
| 69.08 | 30.6128 | 64.94 | 26.8481 | 69.08 | 28.7309 | 72.5 | 33.9764 | 68 | 29.81 | 73.94 | 36.9585 | 73.04 | 35.448 | 64.04 | 28.4285 | 73.04 | 33.3638 | 77 | 35.855 | 66.2 | 29.175 | 75.02 | 36.0881 | 71.96 | 35.2475 | 64.94 | 28.6951 | 71.96 | 33.3632 | 4971 | #N/A | #N/A
| 69.08 | 31.0736 | 66.02 | 27.1155 | 68 | 29.3707 | 69.26 | 32.1639 | 66.92 | 29.5477 | 73.94 | 36.2519 | 71.96 | 35.1811 | 64.04 | 27.9297 | 71.96 | 32.655 | 75.92 | 35.0524 | 62.6 | 27.4587 | 73.04 | 34.9315 | 71.06 | 34.365 | 66.02 | 29.4018 | 71.06 | 33.1472 | 4972 | #N/A | #N/A
| 69.08 | 31.0765 | 64.04 | 26.6336 | 68 | 29.3707 | 69.98 | 32.1442 | 66.02 | 29.3351 | 73.04 | 34.875 | 73.04 | 34.3297 | 64.94 | 28.1527 | 71.96 | 32.655 | 73.94 | 34.5638 | 64.4 | 28.7335 | 71.96 | 34.1282 | 71.06 | 33.8292 | 66.92 | 30.1643 | 69.98 | 32.377 | 4973 | #N/A | #N/A
| 68 | 30.3588 | 64.04 | 27.0909 | 68 | 28.0097 | 69.62 | 31.9579 | 66.02 | 29.8712 | 71.96 | 34.0664 | 71.96 | 34.0565 | 66.92 | 28.2423 | 73.04 | 32.9187 | 73.94 | 33.9305 | 66.2 | 29.175 | 73.04 | 33.7611 | 71.06 | 33.8241 | 66.02 | 29.9057 | 69.08 | 31.5661 | 4974 | #N/A | #N/A
| 69.08 | 30.0929 | 64.04 | 26.6428 | 66.92 | 27.2998 | 70.52 | 31.7837 | 66.02 | 29.874 | 71.06 | 33.8393 | 71.06 | 33.8309 | 64.94 | 28.1617 | 71.06 | 32.3805 | 71.96 | 33.4358 | 68 | 29.6165 | 71.96 | 33.4868 | 69.98 | 32.928 | 66.92 | 30.6377 | 69.08 | 31.5585 | 4975 | #N/A | #N/A
| 71.06 | 32.1387 | 64.04 | 27.0981 | 66.92 | 27.2998 | 72.14 | 32.5623 | 66.92 | 30.5616 | 71.06 | 33.2072 | 71.06 | 33.8309 | 68 | 29.8431 | 69.98 | 31.5746 | 71.96 | 33.4276 | 68 | 30.5014 | 71.06 | 32.6507 | 69.98 | 32.9214 | 66.92 | 30.5856 | 69.08 | 31.5464 | 4976 | #N/A | #N/A
| 73.04 | 34.3491 | 66.02 | 28.9586 | 69.98 | 28.5014 | 74.48 | 33.2246 | 66.92 | 30.52 | 73.04 | 34.3159 | 71.96 | 34.0377 | 71.96 | 33.476 | 71.96 | 32.053 | 75.02 | 34.1754 | 68 | 31.439 | 73.94 | 33.9598 | 71.96 | 34.0258 | 68 | 31.4197 | 69.98 | 31.7609 | 4977 | #N/A | #N/A
| 75.02 | 34.8412 | 69.08 | 29.2126 | 71.96 | 29.862 | 77.9 | 33.4876 | 69.08 | 31.6635 | 75.92 | 35.0214 | 73.94 | 34.5228 | 73.04 | 33.1359 | 73.04 | 31.3072 | 78.98 | 35.1499 | 71.6 | 33.3192 | 78.08 | 34.9817 | 75.02 | 34.7827 | 69.98 | 31.9064 | 73.04 | 32.5109 | 4978 | #N/A | #N/A
| 73.94 | 33.9524 | 71.96 | 30.4273 | 71.96 | 29.862 | 80.6 | 33.5921 | 69.98 | 32.3258 | 78.98 | 35.7763 | 75.92 | 35.0115 | 77 | 34.1141 | 73.94 | 31.5207 | 82.94 | 35.034 | 73.4 | 33.7628 | 82.04 | 34.8591 | 78.08 | 35.5362 | 71.96 | 32.883 | 75.92 | 31.7481 | 4979 | #N/A | #N/A
| 78.08 | 34.3736 | 73.94 | 30.9169 | 75.02 | 31.1233 | 83.84 | 32.9904 | 71.96 | 32.8132 | 80.96 | 36.2683 | 77 | 35.8197 | 77 | 32.0713 | 77 | 31.8356 | 87.08 | 35.0242 | 75.2 | 34.2063 | 84.92 | 33.9998 | 80.96 | 35.6219 | 73.04 | 33.1488 | 78.98 | 31.9791 | 4980 | #N/A | #N/A
| 77 | 34.1014 | 73.04 | 31.1192 | 75.02 | 30.6159 | 84.2 | 32.83 | 77 | 34.659 | 82.94 | 36.7587 | 78.08 | 36.0882 | 75.02 | 32.1063 | 77 | 31.8328 | 89.06 | 34.9772 | 75.2 | 33.2104 | 87.08 | 34.5326 | 80.96 | 34.5303 | 73.4 | 34.9037 | 80.96 | 32.0464 | 4981 | #N/A | #N/A
| 75.02 | 33.124 | 73.94 | 31.3498 | 75.02 | 30.6159 | 85.82 | 32.9823 | 71.6 | 34.3819 | 84.02 | 35.7912 | 78.08 | 36.0882 | 73.94 | 31.8468 | 78.98 | 32.315 | 89.06 | 34.044 | 75.2 | 32.2701 | 89.06 | 34.0836 | 84.92 | 35.9948 | 73.04 | 33.7558 | 82.94 | 31.1967 | 4982 | #N/A | #N/A
| 75.92 | 33.8433 | 75.02 | 32.1643 | 75.92 | 31.7892 | 86.9 | 33.824 | 69.98 | 33.6363 | 84.92 | 37.2523 | 80.96 | 36.2636 | 75.2 | 33.1816 | 80.96 | 32.8038 | 89.96 | 33.8609 | 73.4 | 33.7628 | 91.04 | 34.57 | 86 | 34.7423 | 71.06 | 33.2682 | 84.92 | 31.6819 | 4983 | #N/A | #N/A
| 75.02 | 35.4107 | 77 | 32.1202 | 77 | 32.0612 | 88.88 | 34.2343 | 69.98 | 33.5538 | 84.92 | 36.6318 | 80.96 | 36.2671 | 75.2 | 35.2279 | 82.94 | 33.2899 | 91.04 | 34.1292 | 73.4 | 33.7628 | 91.04 | 33.6922 | 87.98 | 35.6922 | 75.02 | 36.082 | 84.92 | 31.2441 | 4984 | #N/A | #N/A
| 75.2 | 35.2138 | 78.98 | 33.1501 | 77 | 32.0612 | 88.7 | 32.8342 | 71.96 | 34.5796 | 84.92 | 36.6352 | 80.96 | 35.6413 | 73.4 | 34.7836 | 82.94 | 33.2926 | 91.94 | 33.8793 | 75.2 | 35.2608 | 91.94 | 33.9148 | 87.08 | 34.4767 | 80.96 | 37.0235 | 86 | 31.9474 | 4985 | #N/A | #N/A
| 75.02 | 35.4303 | 80.06 | 34.4668 | 80.96 | 35.7257 | 87.62 | 32.9548 | 73.04 | 34.8462 | 84.92 | 36.6368 | 78.98 | 35.7837 | 77 | 36.616 | 82.94 | 32.7825 | 93.02 | 34.1425 | 75.2 | 35.2608 | 93.92 | 34.4005 | 87.08 | 35.0105 | 82.04 | 37.9799 | 86 | 31.9474 | 4986 | #N/A | #N/A
| 75.02 | 35.441 | 82.04 | 35.4549 | 82.04 | 35.3902 | 89.96 | 33.8436 | 75.02 | 36.0012 | 84.02 | 36.4132 | 78.08 | 34.933 | 78.08 | 36.896 | 84.02 | 32.6337 | 93.02 | 33.6861 | 75.2 | 35.2608 | 91.04 | 33.236 | 87.98 | 34.6963 | 82.94 | 36.9862 | 86 | 31.1523 | 4987 | #N/A | #N/A
| 75.02 | 36.1133 | 82.04 | 35.4502 | 82.04 | 35.3902 | 88.88 | 33.8213 | 75.02 | 35.335 | 82.94 | 36.1469 | 78.08 | 34.933 | 78.08 | 37.4702 | 82.94 | 32.7837 | 89.06 | 33.1686 | 75.2 | 36.377 | 87.08 | 32.2644 | 87.98 | 34.2629 | 82.4 | 36.0612 | 84.92 | 30.8861 | 4988 | #N/A | #N/A
| 75.2 | 36.3269 | 80.96 | 35.1841 | 82.04 | 35.9954 | 86.18 | 33.238 | 75.02 | 36.0012 | 80.96 | 35.0535 | 75.92 | 33.7954 | 78.08 | 37.4644 | 82.04 | 33.0723 | 89.96 | 33.3877 | 73.4 | 35.9319 | 84.92 | 32.1901 | 84.02 | 35.7061 | 80.96 | 35.7064 | 84.02 | 31.0204 | 4989 | #N/A | #N/A
| 73.94 | 36.4166 | 75.92 | 34.5491 | 78.98 | 36.408 | 83.48 | 32.8982 | 75.02 | 36.151 | 78.08 | 33.8471 | 73.94 | 33.3014 | 75.02 | 36.7033 | 78.08 | 32.0946 | 86 | 32.4114 | 73.4 | 35.9319 | 80.96 | 32.0926 | 78.98 | 34.037 | 69.08 | 31.6852 | 80.06 | 30.4866 | 4990 | #N/A | #N/A
| 73.94 | 36.4148 | 75.02 | 33.7182 | 78.98 | 36.408 | 78.44 | 31.9067 | 73.04 | 35.6467 | 73.94 | 32.2485 | 75.02 | 33.5611 | 73.94 | 35.8649 | 71.06 | 30.8042 | 82.04 | 31.433 | 73.4 | 35.9319 | 75.92 | 31.3504 | 73.04 | 33.0515 | 66.92 | 30.1267 | 75.92 | 29.8473 | 4991 | #N/A | #N/A
| 73.94 | 37.1336 | 73.94 | 34.0676 | 75.92 | 35.6575 | 77.18 | 31.4164 | 71.96 | 34.7182 | 73.04 | 32.584 | 73.04 | 33.6677 | 73.4 | 35.8968 | 68 | 29.604 | 78.98 | 30.67 | 73.4 | 35.9319 | 73.94 | 30.8531 | 71.06 | 32.065 | 66.02 | 29.4774 | 75.02 | 30.0817 | 4992 | #N/A | #N/A
| 73.94 | 37.1575 | 73.04 | 34.4845 | 75.02 | 36.1201 | 70.7 | 30.6881 | 71.06 | 34.4871 | 71.96 | 31.7502 | 73.04 | 33.6644 | 73.4 | 35.8968 | 66.02 | 28.6095 | 75.02 | 30.1627 | 73.4 | 35.9319 | 73.94 | 30.8478 | 69.08 | 31.0057 | 64.04 | 28.5676 | 71.96 | 29.3335 | 4993 | #N/A | #N/A
| 73.4 | 35.8815 | 71.96 | 34.2163 | 75.02 | 36.1201 | 66.56 | 29.3179 | 71.06 | 34.4978 | 73.04 | 31.5508 | 73.04 | 33.6644 | 73.04 | 33.8151 | 62.96 | 27.4472 | 69.98 | 29.3251 | 73.4 | 35.9319 | 73.04 | 30.6191 | 73.94 | 32.1933 | 64.94 | 29.2264 | 73.04 | 28.7513 | 4994 | #N/A | #N/A
| 73.04 | 34.4283 | 71.6 | 33.3054 | 77 | 37.9203 | 67.46 | 29.3629 | 71.06 | 34.3574 | 73.04 | 31.548 | 73.04 | 33.6595 | 71.96 | 33.5422 | 62.96 | 27.4448 | 64.94 | 27.6881 | 71.6 | 33.3192 | 71.96 | 29.8521 | 73.04 | 33.0232 | 64.94 | 29.232 | 73.04 | 28.7501 | 4995 | #N/A | #N/A
| 73.04 | 33.7934 | 69.8 | 31.8689 | 77 | 36.7435 | 64.4 | 28.5279 | 69.8 | 33.9377 | 73.94 | 32.7948 | 73.94 | 35.7079 | 73.04 | 33.1964 | 60.98 | 26.4853 | 64.04 | 27.0023 | 71.6 | 33.3192 | 69.98 | 29.8676 | 71.96 | 31.7065 | 64.94 | 29.243 | 69.98 | 28.003 | 4996 | #N/A | #N/A
| 71.96 | 34.1461 | 66.2 | 30.0472 | 77 | 36.5986 | 64.04 | 28.3552 | 69.08 | 32.8546 | 71.96 | 30.746 | 73.94 | 33.2684 | 73.94 | 33.4067 | 60.08 | 25.8078 | 60.98 | 25.4429 | 71.6 | 33.3192 | 66.92 | 28.6161 | 71.06 | 31.4823 | 64.94 | 29.1075 | 68 | 27.5214 | 4997 | #N/A | #N/A
| 73.04 | 33.7834 | 66.2 | 29.1636 | 73.94 | 33.9832 | 63.32 | 27.4409 | 69.08 | 32.858 | 69.08 | 29.6122 | 73.04 | 32.5614 | 73.04 | 33.19 | 59 | 25.174 | 60.08 | 25.2207 | 71.6 | 33.3192 | 66.02 | 28.3943 | 69.98 | 31.7796 | 66.02 | 30.0698 | 66.92 | 27.6333 | 4998 | #N/A | #N/A
| 73.04 | 33.7718 | 66.2 | 29.1636 | 68 | 30.3822 | 60.8 | 27.0699 | 69.08 | 32.7075 | 66.02 | 28.3621 | 71.96 | 31.7254 | 71.96 | 33.5223 | 59 | 24.7485 | 60.98 | 25.4396 | 73.4 | 33.7628 | 62.96 | 27.6447 | 69.98 | 31.778 | 66.92 | 30.301 | 66.92 | 27.2581 | 4999 | #N/A | #N/A
| 71.96 | 34.1254 | 68 | 30.437 | 68 | 30.3822 | 60.8 | 26.2811 | 69.08 | 33.3318 | 62.96 | 27.6035 | 71.96 | 31.7254 | 71.96 | 33.5108 | 57.02 | 23.9141 | 60.08 | 25.2143 | 71.6 | 33.3192 | 62.96 | 27.2333 | 68 | 31.2802 | 66.92 | 30.5856 | 66.92 | 27.2536 | 5000 | #N/A | #N/A
| 73.04 | 34.9164 | 68 | 30.4214 | 66.02 | 29.3409 | 60.8 | 26.2811 | 69.8 | 33.9377 | 71.96 | 32.7712 | 75.02 | 32.4661 | 71.96 | 33.4992 | 60.98 | 26.0218 | 59 | 24.9477 | 71.6 | 33.3192 | 71.06 | 30.5472 | 71.6 | 32.2583 | 68 | 31.4197 | 71.96 | 28.8534 | 5001 | #N/A | #N/A
| 71.6 | 35.4364 | 66.2 | 29.1636 | 64.4 | 28.6757 | 71.96 | 30.978 | 69.98 | 34.0908 | 77 | 32.9554 | 77 | 32.4956 | 73.94 | 34.6092 | 66.92 | 28.813 | 75.92 | 31.6908 | 71.6 | 34.3722 | 77 | 31.0729 | 73.94 | 32.1729 | 68 | 31.4197 | 75.02 | 29.5998 | 5002 | #N/A | #N/A
| 73.04 | 35.5738 | 66.2 | 30.0472 | 66.02 | 29.8673 | 75.74 | 31.3795 | 71.06 | 34.5567 | 78.98 | 33.4392 | 78.08 | 33.211 | 77 | 35.9035 | 71.06 | 30.3304 | 82.04 | 32.7619 | 71.6 | 34.3722 | 80.06 | 31.8213 | 75.92 | 33.2216 | 69.98 | 33.2255 | 77 | 30.5455 | 5003 | #N/A | #N/A
| 77 | 37.1321 | 68 | 30.4894 | 66.02 | 29.8531 | 80.42 | 32.2812 | 71.06 | 34.3574 | 80.96 | 33.4679 | 80.06 | 33.2415 | 78.98 | 36.3925 | 75.92 | 31.021 | 84.02 | 32.753 | 75.2 | 36.377 | 82.94 | 32.1236 | 75.92 | 33.2216 | 73.04 | 34.3839 | 78.98 | 30.5669 | 5004 | #N/A | #N/A
| 78.08 | 37.3954 | 68 | 29.8603 | 68 | 30.3352 | 85.28 | 32.7363 | 71.06 | 33.8202 | 82.94 | 33.4242 | 80.96 | 34.4844 | 82.94 | 37.3741 | 80.06 | 32.5458 | 86 | 32.8381 | 77 | 36.8222 | 84.92 | 32.612 | 78.08 | 33.1878 | 73.04 | 33.7558 | 82.04 | 31.3158 | 5005 | #N/A | #N/A
| 82.04 | 39.0931 | 66.92 | 30.1246 | 68 | 30.3352 | 86.72 | 32.4662 | 75.2 | 36.3874 | 82.94 | 34.9817 | 80.96 | 34.4844 | 84.02 | 37.0982 | 82.94 | 33.2563 | 87.08 | 33.1051 | 78.8 | 37.2672 | 87.98 | 33.3624 | 78.98 | 33.9747 | 73.94 | 34.2062 | 82.94 | 30.7235 | 5006 | #N/A | #N/A
| 78.08 | 36.8163 | 68 | 30.3857 | 69.08 | 30.8662 | 90.68 | 33.0618 | 75.02 | 36.5739 | 82.94 | 34.4154 | 78.08 | 35.4901 | 84.02 | 38.3091 | 84.02 | 32.5986 | 87.98 | 33.7334 | 80.6 | 37.7122 | 87.08 | 33.5487 | 82.04 | 33.7041 | 75.02 | 34.2435 | 84.92 | 30.8545 | 5007 | #N/A | #N/A
| 77 | 35.6582 | 68 | 30.3857 | 71.6 | 32.2595 | 90.68 | 32.555 | 82.04 | 36.7746 | 84.92 | 35.9654 | 78.08 | 33.2095 | 82.94 | 38.0346 | 82.94 | 31.4017 | 89.96 | 33.3498 | 77 | 35.7052 | 86 | 33.2796 | 80.96 | 33.4431 | 78.98 | 35.4767 | 87.08 | 31.7378 | 5008 | #N/A | #N/A
| 78.98 | 35.8132 | 69.08 | 30.6395 | 73.04 | 32.0244 | 88.88 | 32.7783 | 82.94 | 37.0072 | 82.94 | 34.9893 | 78.98 | 33.4336 | 82.94 | 38.0309 | 87.08 | 31.61 | 89.96 | 33.8252 | 77 | 35.7052 | 89.06 | 34.0401 | 82.94 | 33.9351 | 82.94 | 35.8448 | 86 | 30.3813 | 5009 | #N/A | #N/A
| 78.08 | 35.5843 | 69.8 | 30.9315 | 69.8 | 30.8823 | 91.94 | 32.942 | 84.02 | 37.2823 | 80.96 | 34.5022 | 77 | 33.5115 | 84.2 | 38.568 | 87.08 | 32.0471 | 93.02 | 34.5795 | 75.2 | 34.2063 | 87.08 | 34.0616 | 84.92 | 33.8918 | 82.94 | 37.1144 | 84.92 | 30.4529 | 5010 | #N/A | #N/A
| 73.4 | 33.7185 | 71.06 | 31.5776 | 69.08 | 31.5957 | 89.78 | 32.5623 | 82.94 | 36.3865 | 80.06 | 34.7673 | 75.92 | 33.734 | 78.08 | 35.5895 | 87.08 | 30.1536 | 93.02 | 34.1127 | 75.2 | 34.2063 | 87.08 | 34.0643 | 82.94 | 34.9657 | 80.96 | 34.8605 | 87.08 | 30.9827 | 5011 | #N/A | #N/A
| 69.8 | 31.8404 | 71.6 | 32.3118 | 69.08 | 31.5957 | 91.4 | 32.4634 | 80.06 | 35.6851 | 78.08 | 34.2859 | 75.92 | 33.734 | 73.4 | 33.7319 | 86 | 30.2741 | 89.06 | 35.4921 | 71.6 | 32.3247 | 82.94 | 33.4824 | 82.04 | 34.7473 | 78.98 | 31.6156 | 87.08 | 30.6538 | 5012 | #N/A | #N/A
| 69.98 | 32.3236 | 73.04 | 32.6178 | 68 | 30.4401 | 89.6 | 31.6803 | 75.02 | 33.5664 | 77 | 34.6255 | 73.94 | 32.7647 | 71.6 | 33.2883 | 84.02 | 30.1185 | 86 | 35.199 | 66.2 | 30.0593 | 80.96 | 33.9899 | 80.06 | 34.7475 | 73.04 | 30.8577 | 86 | 30.39 | 5013 | #N/A | #N/A
| 69.8 | 31.8404 | 69.08 | 31.0748 | 66.02 | 29.2743 | 84.74 | 31.8498 | 69.08 | 31.0508 | 73.04 | 33.6477 | 69.98 | 31.2256 | 69.8 | 31.8529 | 77 | 30.9047 | 80.96 | 33.9555 | 66.2 | 30.9963 | 77 | 33.5842 | 75.92 | 33.7247 | 71.96 | 31.0167 | 80.96 | 29.9058 | 5014 | #N/A | #N/A
| 69.8 | 31.8404 | 64.94 | 27.7287 | 66.02 | 29.2743 | 73.94 | 30.6354 | 66.02 | 30.033 | 71.06 | 33.778 | 69.08 | 31.5644 | 68 | 30.4742 | 69.98 | 28.7031 | 78.08 | 32.7834 | 66.2 | 30.0593 | 75.02 | 32.5243 | 75.02 | 34.1036 | 71.06 | 29.8386 | 77 | 29.2935 | 5015 | #N/A | #N/A
| 69.98 | 32.2937 | 66.02 | 28.3853 | 66.92 | 29.0481 | 69.62 | 29.4886 | 64.94 | 29.7604 | 69.98 | 32.8904 | 69.08 | 31.5659 | 66.92 | 30.0444 | 64.94 | 27.4658 | 73.04 | 31.5398 | 66.2 | 30.0593 | 73.04 | 31.578 | 73.94 | 33.8373 | 68 | 30.0229 | 73.94 | 28.9763 | 5016 | #N/A | #N/A
| 69.8 | 31.8404 | 64.94 | 27.7154 | 66.92 | 29.4708 | 66.92 | 29.0741 | 64.94 | 29.7575 | 71.06 | 33.7763 | 69.08 | 32.0467 | 66.02 | 29.8191 | 64.04 | 27.246 | 78.98 | 32.4636 | 66.2 | 30.9963 | 73.04 | 31.0425 | 73.04 | 34.2313 | 66.92 | 28.3953 | 71.06 | 29.115 | 5017 | #N/A | #N/A
| 66.92 | 31.0517 | 66.02 | 28.379 | 66.92 | 29.4708 | 68 | 28.2824 | 64.94 | 29.2171 | 71.06 | 33.7746 | 69.08 | 32.0467 | 64.94 | 29.5538 | 62.06 | 26.3072 | 77 | 31.9804 | 66.2 | 30.0593 | 71.96 | 31.31 | 73.04 | 33.6122 | 66.02 | 27.6933 | 71.06 | 29.1174 | 5018 | #N/A | #N/A
| 66.02 | 30.2687 | 64.04 | 27.8938 | 66.92 | 29.0455 | 64.04 | 27.7097 | 64.94 | 29.2143 | 69.98 | 33.5133 | 68 | 31.7854 | 64.94 | 29.0241 | 60.08 | 25.4519 | 75.02 | 32.0261 | 64.4 | 29.6172 | 71.06 | 31.5512 | 71.96 | 33.3541 | 64.94 | 26.9704 | 69.98 | 28.8501 | 5019 | #N/A | #N/A
| 66.2 | 30.0201 | 62.96 | 27.2293 | 66.02 | 28.8222 | 64.4 | 28.2059 | 64.04 | 28.5439 | 69.98 | 33.5133 | 69.08 | 32.6541 | 64.4 | 28.7078 | 59 | 25.1861 | 69.08 | 29.6058 | 64.4 | 29.6172 | 71.06 | 32.1185 | 71.96 | 33.3508 | 64.94 | 26.588 | 69.98 | 29.334 | 5020 | #N/A | #N/A
| 68 | 31.3975 | 62.06 | 26.5406 | 66.02 | 28.8222 | 63.68 | 27.8611 | 64.04 | 27.8999 | 69.98 | 33.5133 | 69.98 | 32.8775 | 62.6 | 28.2662 | 57.92 | 24.4937 | 68 | 29.7689 | 66.2 | 30.0593 | 69.98 | 31.8529 | 71.96 | 33.9783 | 66.02 | 26.3265 | 71.96 | 28.8697 | 5021 | #N/A | #N/A
| 68 | 31.7905 | 62.06 | 26.5371 | 64.94 | 27.656 | 62.6 | 27.4378 | 62.06 | 27.131 | 71.06 | 33.7831 | 69.98 | 32.8791 | 62.6 | 27.4346 | 57.92 | 24.4958 | 64.94 | 28.5905 | 66.2 | 30.9963 | 68 | 30.8007 | 71.06 | 33.7562 | 64.04 | 25.5815 | 71.96 | 28.8709 | 5022 | #N/A | #N/A
| 68 | 31.3036 | 60.98 | 26.267 | 64.04 | 27.83 | 61.16 | 26.6052 | 62.06 | 26.1931 | 71.06 | 34.306 | 69.98 | 32.8791 | 64.4 | 28.7078 | 57.92 | 24.4937 | 62.96 | 27.2068 | 66.2 | 30.9963 | 66.92 | 30.5338 | 71.06 | 33.7545 | 64.04 | 25.1723 | 71.06 | 29.1162 | 5023 | #N/A | #N/A
| 66.2 | 30.9544 | 62.96 | 27.2147 | 64.04 | 27.83 | 60.8 | 26.2811 | 60.98 | 25.552 | 71.96 | 35.1981 | 69.98 | 32.8791 | 64.4 | 28.7078 | 57.92 | 24.4884 | 62.96 | 27.6022 | 66.2 | 30.9963 | 66.02 | 30.3068 | 69.98 | 33.4812 | 62.96 | 24.9021 | 69.08 | 28.6305 | 5024 | #N/A | #N/A
| 66.2 | 30.9544 | 64.4 | 28.722 | 66.02 | 29.2257 | 64.94 | 28.9205 | 62.06 | 25.8059 | 73.04 | 35.4588 | 71.06 | 33.7547 | 64.4 | 28.7078 | 60.98 | 26.0321 | 69.08 | 31.0116 | 66.2 | 30.9963 | 69.98 | 32.3313 | 72.5 | 34.4198 | 64.04 | 25.5507 | 71.96 | 30.2293 | 5025 | #N/A | #N/A
| 69.8 | 31.8404 | 66.2 | 29.1636 | 64.94 | 28.9539 | 72.68 | 31.6131 | 64.04 | 26.2809 | 73.94 | 36.2519 | 71.96 | 34.5103 | 68 | 31.2935 | 68 | 29.09 | 78.08 | 33.2226 | 66.2 | 30.9963 | 75.92 | 33.7903 | 75.02 | 35.2555 | 64.94 | 25.3671 | 75.02 | 30.5587 | 5026 | #N/A | #N/A
| 69.98 | 32.2454 | 71.06 | 31.4957 | 64.94 | 28.9539 | 77.72 | 32.9421 | 66.02 | 26.7559 | 73.94 | 36.9585 | 73.94 | 34.9974 | 69.8 | 31.8529 | 73.94 | 30.5457 | 82.94 | 33.9589 | 66.2 | 30.9963 | 80.06 | 34.3217 | 78.08 | 36.0113 | 66.02 | 25.9842 | 78.98 | 31.0409 | 5027 | #N/A | #N/A
| 73.04 | 33.0035 | 73.4 | 32.7547 | 66.2 | 29.1174 | 82.76 | 33.2902 | 66.92 | 26.9216 | 77 | 37.7165 | 73.94 | 34.4652 | 71.06 | 32.0419 | 78.08 | 31.5637 | 87.98 | 33.7347 | 68 | 32.4321 | 84.92 | 34.4882 | 82.04 | 36.4522 | 69.08 | 26.0465 | 82.04 | 31.7879 | 5028 | #N/A | #N/A
| 71.6 | 32.2832 | 73.94 | 32.1977 | 66.2 | 29.1174 | 86.72 | 33.6701 | 71.06 | 27.9775 | 80.06 | 39.0784 | 75.92 | 35.4881 | 73.04 | 33.021 | 80.96 | 33.2197 | 89.96 | 34.22 | 69.8 | 31.882 | 89.06 | 34.9703 | 84.92 | 37.1629 | 71.06 | 26.8493 | 84.02 | 31.4273 | 5029 | #N/A | #N/A
| 73.94 | 33.8282 | 73.94 | 32.205 | 68 | 30.2213 | 88.88 | 33.2343 | 73.04 | 28.4579 | 80.06 | 39.0834 | 75.92 | 35.4881 | 73.4 | 32.7387 | 84.92 | 34.7432 | 91.04 | 34.4922 | 73.4 | 33.7628 | 89.06 | 33.1638 | 87.08 | 37.0733 | 73.04 | 26.3333 | 84.02 | 31.4317 | 5030 | #N/A | #N/A
| 73.4 | 33.7185 | 75.02 | 33.0395 | 69.08 | 30.9504 | 88.88 | 33.9634 | 73.04 | 28.0327 | 80.06 | 39.0923 | 75.92 | 36.7299 | 78.08 | 34.8715 | 86 | 34.027 | 91.94 | 34.7179 | 73.4 | 33.7628 | 89.06 | 37.0439 | 89.06 | 38.1965 | 75.02 | 27.1155 | 84.92 | 31.6557 | 5031 | #N/A | #N/A
| 73.04 | 33.6161 | 75.02 | 33.0425 | 71.96 | 31.6655 | 90.5 | 35.0433 | 75.92 | 29.1582 | 82.04 | 38.9778 | 77 | 37.712 | 77 | 34.6191 | 84.92 | 34.2109 | 91.94 | 34.3211 | 75.2 | 34.2063 | 89.06 | 34.5538 | 87.98 | 38.474 | 75.92 | 26.6785 | 84.92 | 32.0382 | 5032 | #N/A | #N/A
| 71.96 | 33.9739 | 73.4 | 31.8159 | 71.96 | 31.6655 | 89.96 | 35.0055 | 75.92 | 29.1538 | 80.96 | 38.716 | 77 | 37.0066 | 77 | 34.6118 | 87.08 | 34.3103 | 91.94 | 33.8556 | 75.02 | 34.1619 | 89.06 | 35.5305 | 86 | 40.5564 | 75.02 | 26.8072 | 86 | 32.779 | 5033 | #N/A | #N/A
| 71.96 | 33.3547 | 73.4 | 31.8159 | 69.98 | 31.1817 | 91.4 | 35.3639 | 77 | 29.4123 | 80.96 | 38.0162 | 75.92 | 36.1773 | 75.92 | 34.9698 | 87.08 | 33.8019 | 89.96 | 35.7217 | 73.94 | 32.9004 | 87.98 | 35.2682 | 82.04 | 38.9707 | 75.92 | 27.3246 | 84.92 | 32.5178 | 5034 | #N/A | #N/A
| 71.96 | 32.7516 | 71.06 | 31.0479 | 69.8 | 30.8823 | 92.48 | 34.9495 | 75.02 | 29.2876 | 80.96 | 38.7278 | 75.02 | 35.9584 | 75.02 | 34.7545 | 84.92 | 34.7736 | 89.96 | 36.1812 | 72.86 | 32.6347 | 84.92 | 33.5465 | 80.96 | 37.42 | 75.02 | 26.4485 | 86 | 32.3147 | 5035 | #N/A | #N/A
| 71.96 | 33.3596 | 69.08 | 31.0106 | 69.08 | 30.959 | 91.04 | 35.2702 | 73.04 | 28.4305 | 78.98 | 38.2374 | 75.02 | 35.9584 | 73.4 | 34.7836 | 80.06 | 35.7301 | 89.06 | 35.495 | 71.78 | 31.8928 | 84.02 | 33.3232 | 82.04 | 36.4844 | 73.94 | 25.8444 | 86 | 31.9338 | 5036 | #N/A | #N/A
| 71.06 | 32.5378 | 68 | 30.4894 | 68 | 31.3736 | 88.52 | 34.6523 | 73.04 | 27.6582 | 78.08 | 38.5923 | 71.96 | 33.9827 | 73.4 | 33.7319 | 75.92 | 33.5738 | 84.92 | 35.4999 | 68 | 30.5014 | 80.06 | 34.8267 | 78.08 | 36.6934 | 73.94 | 25.8359 | 84.92 | 32.0476 | 5037 | #N/A | #N/A
| 69.08 | 32.6514 | 68 | 31.4262 | 66.92 | 30.4266 | 85.82 | 33.6438 | 71.96 | 27.7312 | 75.92 | 38.0567 | 71.06 | 33.1486 | 71.6 | 33.2883 | 71.06 | 30.8097 | 82.04 | 36.5097 | 66.92 | 30.2362 | 77 | 35.8474 | 75.92 | 36.1574 | 69.08 | 25.3395 | 71.96 | 32.8058 | 5038 | #N/A | #N/A
| 69.08 | 32.0581 | 68 | 31.4262 | 66.92 | 30.4266 | 82.58 | 34.2671 | 69.08 | 29.1327 | 75.02 | 37.8337 | 71.06 | 33.775 | 69.8 | 32.8447 | 69.08 | 30.3287 | 78.98 | 36.2876 | 66.56 | 29.6992 | 75.02 | 36.0239 | 73.94 | 36.2382 | 60.98 | 25.0916 | 71.96 | 32.2249 | 5039 | #N/A | #N/A
| 68 | 31.7844 | 66.2 | 30.0472 | 66.2 | 29.9978 | 80.78 | 34.7743 | 66.92 | 29.5247 | 75.02 | 37.8337 | 71.06 | 33.7606 | 69.8 | 31.8529 | 66.92 | 29.7954 | 78.98 | 36.9539 | 66.38 | 29.655 | 75.02 | 36.5936 | 73.94 | 36.9403 | 57.92 | 24.3395 | 71.96 | 32.2249 | 5040 | #N/A | #N/A
| 68 | 31.7797 | 66.2 | 30.0472 | 66.02 | 30.2038 | 78.8 | 35.0851 | 66.02 | 27.9727 | 75.02 | 37.8337 | 71.06 | 34.2959 | 69.08 | 31.5669 | 66.92 | 29.7927 | 77 | 36.459 | 66.2 | 30.0593 | 75.02 | 36.5936 | 73.94 | 36.9383 | 57.02 | 23.7782 | 73.94 | 33.2947 | 5041 | #N/A | #N/A
| 69.8 | 32.8313 | 66.2 | 30.0472 | 66.02 | 30.2038 | 78.8 | 36.2198 | 62.96 | 26.7552 | 73.94 | 36.9585 | 71.06 | 33.7716 | 68 | 30.7442 | 68 | 30.0586 | 75.92 | 36.7714 | 66.02 | 29.5666 | 73.94 | 36.3359 | 73.94 | 36.2419 | 55.94 | 23.1193 | 73.04 | 33.581 | 5042 | #N/A | #N/A
| 66.2 | 30.9544 | 66.2 | 30.0472 | 66.2 | 29.9978 | 78.8 | 36.2198 | 60.98 | 26.2639 | 73.94 | 36.9585 | 69.98 | 32.8718 | 66.2 | 30.032 | 68 | 30.6004 | 75.02 | 36.5524 | 64.94 | 29.3015 | 73.94 | 36.3068 | 73.04 | 36.021 | 55.94 | 23.1154 | 73.04 | 34.2103 | 5043 | #N/A | #N/A
| 66.92 | 31.0471 | 66.2 | 30.0472 | 66.92 | 30.4352 | 77.54 | 34.1745 | 60.08 | 26.0438 | 73.94 | 36.9585 | 69.8 | 33.8764 | 66.2 | 30.032 | 69.08 | 30.3232 | 75.02 | 36.5524 | 63.86 | 29.0364 | 73.94 | 36.3068 | 73.4 | 37.0264 | 55.04 | 22.5736 | 71.96 | 33.9467 | 5044 | #N/A | #N/A
| 66.2 | 30.0201 | 66.92 | 30.4986 | 66.92 | 30.4352 | 77 | 34.7159 | 60.08 | 26.045 | 73.94 | 36.9585 | 69.98 | 33.494 | 66.2 | 30.032 | 69.08 | 30.8651 | 75.02 | 36.5561 | 64.58 | 29.2131 | 73.94 | 36.3068 | 73.94 | 36.9618 | 57.02 | 23.3777 | 71.96 | 33.9467 | 5045 | #N/A | #N/A
| 66.2 | 30.9544 | 66.92 | 30.5001 | 66.2 | 29.9978 | 73.4 | 33.8291 | 59 | 25.332 | 73.94 | 36.9585 | 69.98 | 34.0615 | 66.2 | 30.032 | 66.92 | 30.3385 | 73.94 | 36.2983 | 65.3 | 29.8383 | 73.94 | 36.3568 | 73.94 | 36.9696 | 57.02 | 23.3806 | 71.06 | 33.1 | 5046 | #N/A | #N/A
| 66.92 | 31.0608 | 66.92 | 30.048 | 66.92 | 30.4439 | 71.6 | 33.3858 | 57.92 | 24.7006 | 73.94 | 36.9585 | 71.06 | 34.2959 | 66.2 | 30.032 | 66.02 | 30.5911 | 75.92 | 37.4895 | 66.2 | 30.0593 | 75.02 | 37.3251 | 73.94 | 36.9657 | 55.94 | 22.7929 | 69.98 | 32.8366 | 5047 | #N/A | #N/A
| 66.02 | 30.2571 | 66.2 | 30.0472 | 66.92 | 30.4439 | 69.8 | 32.9424 | 60.08 | 25.587 | 73.04 | 36.7873 | 71.06 | 34.3386 | 66.2 | 30.032 | 66.02 | 30.1013 | 75.02 | 36.5524 | 66.2 | 30.0593 | 75.02 | 36.5739 | 73.94 | 36.9696 | 57.02 | 23.7671 | 69.08 | 31.5253 | 5048 | #N/A | #N/A
| 66.92 | 30.4696 | 66.2 | 30.0472 | 66.2 | 29.9978 | 69.8 | 32.9424 | 62.06 | 26.0631 | 73.94 | 37.6133 | 71.6 | 34.3209 | 68 | 31.3041 | 66.2 | 30.3299 | 73.94 | 35.7152 | 66.2 | 30.0593 | 73.94 | 37.0155 | 73.94 | 36.9686 | 57.92 | 23.9785 | 69.08 | 31.5267 | 5049 | #N/A | #N/A
| 66.2 | 30.0201 | 66.02 | 29.8018 | 66.2 | 29.9978 | 70.7 | 33.713 | 64.04 | 26.9927 | 75.02 | 37.8337 | 71.06 | 34.2959 | 68 | 31.3026 | 68 | 31.6392 | 73.94 | 35.0518 | 66.2 | 30.0593 | 73.94 | 37.0155 | 73.94 | 36.9676 | 60.08 | 24.8418 | 69.98 | 32.3297 | 5050 | #N/A | #N/A
| 68 | 31.3975 | 66.2 | 30.0472 | 66.92 | 30.4193 | 71.6 | 34.4432 | 68 | 28.4259 | 75.92 | 38.0567 | 71.06 | 34.2959 | 68 | 30.4742 | 69.08 | 31.8944 | 73.04 | 34.8189 | 66.2 | 30.0593 | 75.02 | 35.3692 | 75.2 | 37.4726 | 62.06 | 25.7439 | 69.08 | 31.5147 | 5051 | #N/A | #N/A
| 69.8 | 31.8404 | 66.2 | 30.0472 | 66.2 | 29.9978 | 71.6 | 34.4432 | 71.96 | 28.4809 | 75.92 | 38.0567 | 71.96 | 35.1811 | 69.98 | 31.7806 | 73.94 | 33.5968 | 73.94 | 35.0377 | 68 | 30.5014 | 75.02 | 35.335 | 73.4 | 37.0264 | 66.02 | 26.2894 | 69.98 | 33.4503 | 5052 | #N/A | #N/A
| 69.8 | 31.8404 | 66.2 | 30.0472 | 69.8 | 30.8823 | 77.54 | 34.1634 | 71.06 | 27.8966 | 75.2 | 37.5117 | 73.04 | 36.0182 | 69.98 | 31.7806 | 78.08 | 34.1222 | 73.94 | 35.6706 | 69.8 | 30.9437 | 73.94 | 34.5619 | 71.6 | 35.406 | 71.06 | 27.9441 | 71.06 | 33.7013 | 5053 | #N/A | #N/A
| 69.8 | 31.8404 | 68 | 30.4894 | 68 | 30.2227 | 78.8 | 35.0835 | 71.96 | 29.3978 | 75.02 | 36.5192 | 73.94 | 36.9872 | 71.06 | 31.4804 | 80.06 | 32.5821 | 75.02 | 35.9376 | 71.6 | 31.3858 | 71.6 | 34.3819 | 71.6 | 35.406 | 73.94 | 28.653 | 71.06 | 33.7013 | 5054 | #N/A | #N/A
| 69.08 | 32.0378 | 69.8 | 30.9315 | 69.8 | 30.8823 | 82.94 | 34.826 | 75.02 | 28.8684 | 71.96 | 34.5283 | 68 | 31.3938 | 71.6 | 31.3587 | 82.94 | 35.3297 | 75.92 | 34.9945 | 68 | 31.439 | 71.96 | 34.0421 | 71.6 | 35.406 | 75.02 | 27.0637 | 75.02 | 34.05 | 5055 | #N/A | #N/A
| 69.98 | 31.7712 | 71.6 | 29.6528 | 69.8 | 30.0006 | 85.28 | 34.9448 | 73.94 | 27.4505 | 73.94 | 35.0742 | 66.92 | 30.4683 | 71.6 | 31.3587 | 82.04 | 34.0645 | 80.6 | 37.6583 | 68 | 31.439 | 71.96 | 34.6209 | 71.06 | 34.9811 | 75.92 | 26.2991 | 78.98 | 32.9362 | 5056 | #N/A | #N/A
| 71.06 | 32.0355 | 69.98 | 29.8045 | 69.98 | 30.1828 | 86.54 | 36.1133 | 75.02 | 28.452 | 75.02 | 33.0849 | 69.98 | 32.3278 | 69.8 | 31.8529 | 80.96 | 34.2657 | 82.04 | 35.8993 | 68 | 31.439 | 71.96 | 34.5796 | 71.6 | 35.406 | 77 | 26.8998 | 82.04 | 33.2478 | 5057 | #N/A | #N/A
| 69.98 | 31.2029 | 69.8 | 30.0467 | 71.6 | 29.6098 | 88.52 | 35.4696 | 75.02 | 28.112 | 75.92 | 35.0383 | 71.06 | 32.1092 | 68 | 30.7182 | 82.94 | 34.7575 | 82.94 | 36.1243 | 68 | 30.5014 | 71.96 | 34.0421 | 71.6 | 35.406 | 78.08 | 26.8267 | 82.94 | 32.5327 | 5058 | #N/A | #N/A
| 68 | 31.2736 | 69.08 | 29.0809 | 69.08 | 28.1677 | 84.2 | 37.552 | 75.92 | 28.3305 | 77 | 35.8387 | 71.06 | 30.5552 | 69.8 | 30.9164 | 84.02 | 35.0181 | 80.96 | 35.027 | 66.2 | 30.0593 | 73.94 | 33.905 | 75.2 | 36.2967 | 78.08 | 26.5547 | 82.94 | 32.5327 | 5059 | #N/A | #N/A
| 66.92 | 30.4449 | 69.8 | 29.2118 | 69.08 | 28.1677 | 82.4 | 35.0432 | 77 | 28.1947 | 75.02 | 33.5734 | 71.06 | 30.5552 | 69.8 | 30.0326 | 82.04 | 33.5109 | 80.96 | 34.53 | 68 | 30.5014 | 73.94 | 33.905 | 73.4 | 34.741 | 78.08 | 26.8251 | 80.96 | 32.04 | 5060 | #N/A | #N/A
| 66.02 | 30.2137 | 68 | 28.7709 | 66.2 | 28.2866 | 82.4 | 35.0432 | 73.94 | 28.6034 | 73.94 | 31.7862 | 71.06 | 30.5401 | 66.92 | 29.0299 | 82.04 | 33.0656 | 78.98 | 34.0367 | 66.2 | 30.0593 | 75.02 | 33.6035 | 71.96 | 34.4935 | 75.92 | 26.633 | 78.08 | 33.7293 | 5061 | #N/A | #N/A
| 64.94 | 29.4903 | 66.02 | 27.9191 | 66.02 | 27.8698 | 77.18 | 34.6796 | 71.96 | 28.9301 | 69.98 | 31.2562 | 66.92 | 29.5132 | 66.2 | 28.3166 | 77 | 32.2648 | 75.02 | 33.0516 | 64.4 | 28.7335 | 71.96 | 32.8391 | 71.6 | 34.2965 | 69.08 | 27.0424 | 75.92 | 33.7741 | 5062 | #N/A | #N/A
| 66.2 | 29.1383 | 64.4 | 27.8889 | 66.02 | 27.8698 | 73.04 | 33.3443 | 68 | 27.1437 | 66.92 | 30.4966 | 64.94 | 28.5918 | 66.2 | 28.3166 | 69.08 | 30.3107 | 73.04 | 33.0436 | 64.4 | 28.7335 | 69.98 | 31.8544 | 71.06 | 34.2931 | 62.96 | 25.9681 | 69.98 | 32.3102 | 5063 | #N/A | #N/A
| 66.2 | 29.1383 | 64.4 | 27.8889 | 66.2 | 28.2866 | 71.06 | 32.8457 | 66.92 | 26.8766 | 66.02 | 29.8005 | 64.94 | 28.5905 | 64.4 | 28.7078 | 64.94 | 28.344 | 71.06 | 32.5498 | 64.4 | 28.7335 | 69.08 | 31.6172 | 71.6 | 34.2965 | 60.08 | 25.2604 | 69.98 | 31.7172 | 5064 | #N/A | #N/A
| 66.2 | 29.1383 | 64.4 | 27.8889 | 64.94 | 28.0032 | 68.9 | 32.2149 | 62.96 | 25.487 | 68 | 31.3068 | 66.02 | 29.2815 | 64.4 | 28.7078 | 62.96 | 27.4412 | 68 | 30.7433 | 64.4 | 28.7335 | 69.08 | 32.7075 | 69.8 | 33.852 | 60.08 | 24.8365 | 69.98 | 32.2984 | 5065 | #N/A | #N/A
| 64.04 | 28.2999 | 60.98 | 26.217 | 64.94 | 28.0032 | 67.28 | 30.9417 | 62.06 | 25.6839 | 69.08 | 32.0581 | 66.02 | 29.2815 | 64.4 | 28.7078 | 60.08 | 25.8033 | 66.02 | 29.7922 | 64.4 | 28.7335 | 68 | 32.4414 | 69.8 | 33.852 | 59 | 24.5688 | 68 | 30.7533 | 5066 | #N/A | #N/A
| 62.06 | 27.3223 | 60.98 | 26.2135 | 64.04 | 27.3741 | 66.2 | 30.1183 | 62.06 | 25.2632 | 66.92 | 31.041 | 68 | 31.3093 | 64.4 | 28.7078 | 60.08 | 25.4331 | 64.94 | 29.5269 | 64.4 | 28.7335 | 68 | 31.8384 | 68 | 31.3722 | 57.92 | 23.9666 | 66.92 | 30.4888 | 5067 | #N/A | #N/A
| 62.96 | 28.0337 | 59 | 24.9241 | 64.04 | 27.3765 | 66.2 | 30.1183 | 60.98 | 24.9995 | 66.92 | 31.041 | 69.08 | 32.049 | 62.6 | 28.2662 | 59 | 25.1641 | 62.96 | 27.5904 | 62.6 | 28.2919 | 66.92 | 31.082 | 68 | 32.3608 | 57.92 | 23.9655 | 66.92 | 30.4844 | 5068 | #N/A | #N/A
| 62.06 | 27.3185 | 59 | 25.0427 | 64.04 | 27.3765 | 66.2 | 30.1183 | 60.08 | 24.7787 | 69.08 | 32.6595 | 71.06 | 33.147 | 62.96 | 27.5432 | 57.92 | 24.4704 | 62.96 | 27.5904 | 62.6 | 28.2919 | 66.02 | 30.2967 | 68 | 32.3608 | 55.94 | 23.0893 | 69.98 | 29.7286 | 5069 | #N/A | #N/A
| 62.6 | 27.4243 | 59 | 25.0427 | 64.4 | 27.8455 | 64.4 | 28.7888 | 57.92 | 24.2484 | 66.02 | 30.2558 | 71.06 | 33.138 | 62.96 | 27.5432 | 55.94 | 23.6396 | 62.06 | 27.3698 | 64.4 | 28.7335 | 66.02 | 29.833 | 68 | 31.7507 | 55.94 | 22.7677 | 64.94 | 28.0792 | 5070 | #N/A | #N/A
| 64.4 | 29.5779 | 57.2 | 24.6028 | 64.4 | 27.8455 | 62.6 | 28.3474 | 57.92 | 23.9076 | 64.04 | 28.3586 | 69.98 | 32.2705 | 62.6 | 27.4346 | 55.04 | 23.019 | 62.06 | 27.3698 | 64.4 | 28.7335 | 64.94 | 29.577 | 68 | 31.3722 | 55.04 | 22.5466 | 66.92 | 26.8061 | 5071 | #N/A | #N/A
| 64.04 | 28.7087 | 57.2 | 23.9064 | 64.04 | 27.3717 | 60.26 | 26.2706 | 57.92 | 24.2422 | 66.92 | 31.0223 | 69.98 | 32.8661 | 60.8 | 25.4707 | 55.94 | 23.2324 | 62.06 | 27.3698 | 62.6 | 28.2919 | 64.04 | 28.8256 | 68 | 31.3722 | 55.04 | 22.5419 | 68 | 26.3044 | 5072 | #N/A | #N/A
| 66.02 | 30.169 | 60.98 | 26.1985 | 64.94 | 27.5801 | 64.4 | 28.7888 | 60.98 | 25.404 | 69.98 | 32.8529 | 71.06 | 32.5365 | 59 | 25.0309 | 57.92 | 24.4535 | 64.94 | 28.9678 | 62.6 | 28.2919 | 62.96 | 28.1327 | 68 | 31.3722 | 57.02 | 23.3401 | 69.08 | 26.5602 | 5073 | #N/A | #N/A
| 68 | 30.1945 | 66.92 | 29.4329 | 68 | 28.3271 | 69.08 | 29.4623 | 64.04 | 26.5093 | 73.94 | 34.9781 | 71.96 | 33.3599 | 68 | 29.2533 | 62.06 | 26.2558 | 73.94 | 31.1684 | 64.4 | 28.7335 | 73.04 | 32.5494 | 68 | 32.3608 | 59 | 24.5522 | 69.98 | 26.7723 | 5074 | #N/A | #N/A
| 69.8 | 29.1883 | 69.98 | 29.7564 | 68 | 28.3271 | 73.4 | 29.6242 | 69.08 | 29.0524 | 78.08 | 35.4593 | 73.94 | 33.8479 | 71.6 | 30.4742 | 66.92 | 28.3721 | 78.98 | 31.4801 | 66.2 | 29.175 | 75.02 | 30.5538 | 71.96 | 32.6917 | 64.94 | 26.7865 | 71.06 | 27.4374 | 5075 | #N/A | #N/A
| 71.6 | 29.6293 | 73.04 | 30.5118 | 71.96 | 30.192 | 76.1 | 30.1286 | 73.04 | 30.0249 | 78.98 | 35.0517 | 75.92 | 34.9082 | 71.6 | 29.6396 | 71.96 | 29.1309 | 80.96 | 31.5612 | 69.8 | 30.0581 | 77 | 29.7107 | 73.94 | 32.6877 | 66.92 | 27.2725 | 73.04 | 27.5121 | 5076 | #N/A | #N/A
| 73.94 | 31.1234 | 75.92 | 31.2192 | 71.96 | 30.6192 | 79.7 | 30.9318 | 77 | 30.1291 | 80.06 | 35.9359 | 77 | 35.7044 | 75.2 | 31.3573 | 75.92 | 30.1007 | 82.04 | 31.8233 | 71.6 | 30.4995 | 78.08 | 29.9702 | 75.02 | 32.3819 | 71.06 | 29.2014 | 75.92 | 28.9699 | 5077 | #N/A | #N/A
| 75.02 | 31.9143 | 77 | 32.4406 | 71.96 | 30.6192 | 82.4 | 31.9896 | 78.08 | 29.9455 | 82.94 | 37.1741 | 77 | 35.7044 | 75.2 | 30.5215 | 78.08 | 29.7975 | 84.02 | 32.3081 | 71.6 | 28.8746 | 77 | 30.1512 | 75.02 | 32.3761 | 77 | 30.1913 | 78.08 | 29.4973 | 5078 | #N/A | #N/A
| 75.92 | 32.5907 | 78.98 | 32.9283 | 75.02 | 31.3714 | 82.94 | 32.0423 | 80.06 | 30.8823 | 78.08 | 35.5024 | 77 | 35.2262 | 78.08 | 31.7234 | 77 | 29.5329 | 84.92 | 32.5297 | 75.2 | 30.5452 | 80.06 | 30.0834 | 75.02 | 32.3761 | 78.08 | 29.217 | 78.08 | 29.9296 | 5079 | #N/A | #N/A
| 73.94 | 31.6436 | 78.08 | 32.7073 | 75.02 | 31.8982 | 83.3 | 32.3739 | 80.06 | 29.6491 | 78.98 | 36.927 | 73.04 | 34.249 | 80.06 | 32.2063 | 78.98 | 28.5122 | 84.92 | 32.5309 | 75.2 | 31.3826 | 82.04 | 30.5703 | 75.92 | 32.5974 | 80.96 | 31.1667 | 80.06 | 29.9796 | 5080 | #N/A | #N/A
| 73.94 | 31.1193 | 77 | 32.9018 | 75.02 | 31.8982 | 85.28 | 32.8637 | 78.98 | 29.8087 | 77 | 35.236 | 69.98 | 32.2076 | 80.06 | 32.2115 | 80.96 | 30.0748 | 84.92 | 32.9394 | 77 | 32.7124 | 84.02 | 31.8802 | 77 | 32.8686 | 80.96 | 31.1679 | 78.98 | 30.5322 | 5081 | #N/A | #N/A
| 73.04 | 29.9802 | 75.92 | 31.653 | 75.92 | 31.6003 | 85.46 | 33.1598 | 80.96 | 31.1083 | 75.02 | 34.7475 | 73.04 | 33.5686 | 78.98 | 31.4519 | 82.04 | 30.7737 | 86 | 32.8075 | 77 | 32.7124 | 82.94 | 32.4953 | 78.08 | 33.7049 | 80.06 | 30.4946 | 82.04 | 31.2855 | 5082 | #N/A | #N/A
| 73.04 | 29.9839 | 77 | 31.9234 | 77 | 32.3999 | 85.82 | 33.171 | 78.08 | 29.9534 | 73.04 | 34.2058 | 71.96 | 33.3599 | 77 | 31.4626 | 78.98 | 30.8602 | 86 | 34.1443 | 75.2 | 32.2701 | 84.02 | 32.3587 | 77 | 33.4451 | 80.96 | 30.7157 | 80.96 | 31.0255 | 5083 | #N/A | #N/A
| 71.96 | 31.1684 | 75.02 | 31.4429 | 77 | 32.3999 | 84.56 | 32.9394 | 78.98 | 30.1734 | 73.4 | 34.7754 | 71.06 | 32.4842 | 75.02 | 31.4074 | 77 | 30.8488 | 82.94 | 34.9426 | 73.4 | 30.9412 | 80.06 | 33.7059 | 78.08 | 33.7094 | 78.98 | 30.2307 | 80.96 | 31.0245 | 5084 | #N/A | #N/A
| 69.98 | 30.1543 | 73.94 | 32.1614 | 78.08 | 31.2169 | 80.6 | 36.6639 | 78.08 | 29.9489 | 71.06 | 33.1475 | 69.98 | 32.2091 | 71.96 | 29.7321 | 73.94 | 31.0102 | 80.96 | 33.4245 | 71.6 | 30.4995 | 77 | 34.5979 | 77 | 34.5171 | 78.08 | 30.9265 | 78.08 | 32.6305 | 5085 | #N/A | #N/A
| 68.18 | 29.1167 | 70.52 | 29.409 | 71.78 | 29.1873 | 71.6 | 34.4432 | 73.4 | 29.6976 | 69.26 | 32.7039 | 67.1 | 30.7921 | 66.02 | 28.6818 | 68.54 | 30.2369 | 73.04 | 34.021 | 66.56 | 28.84 | 72.68 | 33.5361 | 71.6 | 33.1874 | 70.7 | 29.4434 | 71.24 | 32.4405 | 5086 | #N/A | #N/A
| 66.74 | 28.3558 | 69.26 | 28.5396 | 69.98 | 28.7433 | 70.7 | 34.2211 | 71.78 | 29.2948 | 69.26 | 32.5011 | 66.02 | 30.3195 | 64.22 | 27.9933 | 67.28 | 30.1025 | 72.32 | 34.4601 | 65.3 | 28.5311 | 71.96 | 33.457 | 71.6 | 33.6164 | 68.18 | 28.8205 | 69.62 | 32.2386 | 5087 | #N/A | #N/A
| 64.94 | 27.5965 | 67.82 | 27.8761 | 68 | 28.3325 | 70.16 | 33.8717 | 70.34 | 28.9386 | 69.44 | 32.345 | 65.84 | 30.2752 | 62.96 | 27.1444 | 66.38 | 30.3547 | 72.5 | 34.4859 | 64.04 | 27.8115 | 71.6 | 33.5742 | 71.6 | 34.0588 | 65.84 | 28.2439 | 69.08 | 32.0077 | 5088 | #N/A | #N/A
| 66.02 | 28.6038 | 67.1 | 28.0182 | 68.54 | 28.3403 | 67.82 | 31.8667 | 69.26 | 29.0088 | 70.7 | 33.3565 | 66.02 | 30.4999 | 60.62 | 25.6726 | 64.76 | 28.8986 | 69.26 | 31.6705 | 66.56 | 29.9668 | 71.24 | 33.0933 | 71.24 | 33.6533 | 64.22 | 28.0831 | 68 | 29.9139 | 5089 | #N/A | #N/A
| 66.92 | 29.6978 | 66.74 | 28.178 | 69.26 | 28.318 | 66.2 | 30.3364 | 68.18 | 29.0887 | 71.6 | 34.3081 | 66.38 | 30.7771 | 58.46 | 24.2393 | 62.96 | 27.3912 | 65.48 | 29.046 | 69.44 | 32.283 | 70.88 | 32.6016 | 70.7 | 33.0264 | 63.68 | 28.2991 | 67.1 | 28.3797 | 5090 | #N/A | #N/A
| 69.44 | 31.3396 | 66.74 | 28.5123 | 69.98 | 28.0027 | 64.4 | 28.7523 | 67.82 | 29.2693 | 72.68 | 35.6854 | 67.46 | 31.4451 | 56.48 | 23.0435 | 60.98 | 26.083 | 61.52 | 26.4645 | 71.6 | 34.3722 | 70.7 | 31.8957 | 70.16 | 32.0972 | 63.32 | 28.4915 | 66.38 | 27.0789 | 5091 | #N/A | #N/A
| 72.5 | 33.3897 | 66.74 | 29.1063 | 70.52 | 27.8773 | 62.24 | 27.243 | 67.82 | 29.5423 | 73.94 | 36.9327 | 68.54 | 32.1028 | 53.96 | 21.6877 | 59.18 | 24.8553 | 57.74 | 24.1908 | 74.3 | 37.3352 | 69.98 | 30.9917 | 69.8 | 31.3415 | 62.96 | 28.6029 | 66.02 | 25.8264 | 5092 | #N/A | #N/A
| 72.86 | 33.5851 | 66.02 | 28.9271 | 69.98 | 27.7481 | 61.88 | 27.0779 | 66.92 | 29.1487 | 73.76 | 36.663 | 69.26 | 32.5868 | 53.24 | 21.3929 | 59 | 24.9544 | 58.46 | 24.7182 | 73.76 | 37.2013 | 69.08 | 30.5936 | 69.8 | 31.0637 | 62.24 | 28.0914 | 66.2 | 26.0752 | 5093 | #N/A | #N/A
| 73.58 | 34.1804 | 66.2 | 29.3092 | 70.7 | 27.8556 | 61.7 | 26.8752 | 67.82 | 29.536 | 73.4 | 36.4684 | 69.98 | 33.1744 | 53.96 | 21.7997 | 59.72 | 25.2733 | 60.98 | 25.8412 | 73.04 | 36.7816 | 69.26 | 30.6413 | 69.8 | 31.0637 | 62.6 | 28.1755 | 66.38 | 26.2576 | 5094 | #N/A | #N/A
| 74.48 | 35.043 | 68 | 30.0965 | 72.32 | 28.5438 | 63.68 | 27.5167 | 69.44 | 30.1004 | 73.76 | 36.1912 | 70.7 | 33.6687 | 57.2 | 23.0727 | 61.16 | 25.9155 | 65.48 | 27.4096 | 73.04 | 36.0736 | 70.52 | 31.1347 | 70.7 | 31.8455 | 64.4 | 28.947 | 67.28 | 26.7554 | 5095 | #N/A | #N/A
| 75.74 | 35.7948 | 70.7 | 31.0232 | 74.3 | 29.0288 | 66.56 | 28.4613 | 71.96 | 31.0654 | 75.02 | 35.916 | 71.96 | 34.1942 | 62.42 | 24.921 | 62.78 | 26.9174 | 70.7 | 29.236 | 74.3 | 35.5886 | 73.22 | 32.0766 | 71.6 | 32.4517 | 67.28 | 29.9904 | 68.9 | 27.8 | 5096 | #N/A | #N/A
| 77.18 | 36.5977 | 74.48 | 32.3137 | 78.08 | 30.0281 | 70.7 | 30.0562 | 76.1 | 32.347 | 76.82 | 35.9 | 72.86 | 35.0694 | 67.64 | 26.3248 | 66.02 | 28.3462 | 76.1 | 30.9652 | 75.56 | 35.1339 | 77 | 33.4801 | 73.04 | 33.6033 | 71.24 | 31.491 | 70.88 | 28.8911 | 5097 | #N/A | #N/A
| 77 | 36.4413 | 73.04 | 31.9619 | 77 | 29.764 | 70.16 | 29.6698 | 73.94 | 31.7257 | 75.02 | 35.8857 | 71.96 | 34.5173 | 66.92 | 27.1999 | 64.04 | 27.2987 | 75.02 | 30.2143 | 73.4 | 34.8165 | 75.92 | 33.3079 | 73.4 | 33.692 | 69.08 | 31.0542 | 69.98 | 28.4405 | 5098 | #N/A | #N/A
| 78.08 | 36.712 | 77 | 32.9307 | 77 | 29.764 | 73.04 | 30.7975 | 78.08 | 33.7649 | 78.98 | 35.6628 | 75.02 | 35.9385 | 71.96 | 27.3124 | 64.94 | 28.4137 | 78.98 | 31.589 | 78.8 | 35.0934 | 78.98 | 34.0652 | 73.4 | 33.692 | 73.94 | 32.2435 | 73.94 | 30.357 | 5099 | #N/A | #N/A
| 78.8 | 37.2172 | 80.06 | 33.6813 | 84.02 | 31.9354 | 76.64 | 32.211 | 82.04 | 33.7117 | 80.06 | 35.9292 | 73.4 | 35.8773 | 73.94 | 27.0813 | 71.96 | 31.0816 | 82.04 | 33.2734 | 78.8 | 35.0934 | 82.04 | 34.8194 | 75.2 | 35.1855 | 78.08 | 33.8302 | 73.94 | 30.3583 | 5100 | #N/A | #N/A
| 78.98 | 37.5103 | 82.04 | 34.1665 | 84.02 | 31.4796 | 78.26 | 32.5223 | 82.94 | 33.4009 | 82.04 | 35.788 | 73.4 | 35.8773 | 75.02 | 26.6767 | 75.92 | 30.6871 | 84.02 | 33.3296 | 80.6 | 36.5936 | 84.92 | 36.0232 | 78.8 | 36.0745 | 80.96 | 33.5112 | 77 | 31.1084 | 5101 | #N/A | #N/A
| 80.96 | 38.7151 | 80.96 | 34.4719 | 84.02 | 31.4796 | 81.68 | 33.3587 | 84.02 | 33.6698 | 82.94 | 36.0032 | 77 | 34.6095 | 77 | 27.1614 | 78.08 | 31.214 | 86 | 32.9096 | 78.8 | 35.0934 | 87.08 | 36.0728 | 82.4 | 38.0778 | 82.94 | 34.0016 | 78.98 | 31.5895 | 5102 | #N/A | #N/A
| 82.94 | 38.5111 | 80.96 | 34.9654 | 87.08 | 32.6915 | 84.56 | 33.3745 | 84.92 | 33.8974 | 84.02 | 35.6703 | 77 | 34.0157 | 77 | 27.4554 | 77 | 30.4725 | 87.98 | 33.3983 | 78.8 | 34.0961 | 89.06 | 36.5737 | 82.4 | 38.0778 | 84.02 | 33.7372 | 78.98 | 31.1032 | 5103 | #N/A | #N/A
| 82.04 | 37.7312 | 80.06 | 34.255 | 87.98 | 32.4619 | 84.2 | 32.8002 | 86 | 34.2134 | 80.06 | 35.9176 | 75.92 | 34.371 | 77 | 27.4581 | 78.98 | 29.3347 | 84.02 | 32.8396 | 82.4 | 34.0388 | 87.98 | 35.7477 | 84.2 | 38.5231 | 87.08 | 33.5606 | 80.96 | 30.3053 | 5104 | #N/A | #N/A
| 82.94 | 37.9664 | 80.96 | 34.9715 | 87.98 | 32.4619 | 80.6 | 31.1238 | 87.98 | 34.2255 | 80.96 | 36.1395 | 75.02 | 34.1573 | 75.92 | 27.8826 | 78.98 | 28.9287 | 84.92 | 33.4715 | 80.6 | 32.7072 | 87.98 | 36.328 | 82.4 | 38.0778 | 86 | 34.2351 | 75.02 | 29.6759 | 5105 | #N/A | #N/A
| 82.94 | 37.2978 | 80.06 | 34.2672 | 82.04 | 31.4626 | 80.78 | 31.7053 | 87.98 | 34.2281 | 80.96 | 36.1445 | 75.92 | 35.0098 | 75.02 | 26.0013 | 80.06 | 29.1949 | 84.92 | 31.3593 | 80.6 | 33.5966 | 86 | 35.8456 | 84.2 | 38.5231 | 84.02 | 34.7486 | 73.94 | 29.8162 | 5106 | #N/A | #N/A
| 80.06 | 37.2746 | 80.06 | 34.2702 | 78.98 | 29.8888 | 83.12 | 32.3676 | 89.96 | 34.7188 | 80.96 | 35.525 | 73.94 | 34.5382 | 75.02 | 26.3341 | 80.06 | 29.6064 | 80.06 | 31.378 | 82.4 | 33.1488 | 84.02 | 35.3725 | 80.6 | 36.5191 | 86 | 34.8103 | 73.04 | 30.5653 | 5107 | #N/A | #N/A
| 78.08 | 37.3595 | 77 | 33.5144 | 78.98 | 29.8888 | 82.94 | 31.4561 | 86 | 36.226 | 78.98 | 35.0387 | 73.94 | 34.5399 | 73.94 | 26.0671 | 78.08 | 29.4722 | 69.98 | 30.7648 | 78.8 | 34.0961 | 82.04 | 35.3745 | 78.8 | 35.0232 | 82.94 | 35.0929 | 75.02 | 31.0466 | 5108 | #N/A | #N/A
| 78.08 | 34.9698 | 75.02 | 32.4588 | 80.06 | 31.4437 | 80.78 | 30.7739 | 82.04 | 34.7585 | 77 | 35.1677 | 71.96 | 34.5997 | 71.96 | 25.5829 | 75.92 | 28.9378 | 78.08 | 32.8448 | 77 | 34.6499 | 80.96 | 35.1277 | 78.8 | 35.0232 | 82.04 | 36.5628 | 75.92 | 30.8457 | 5109 | #N/A | #N/A
| 75.02 | 36.6136 | 73.94 | 31.7326 | 78.98 | 30.6994 | 77.72 | 31.4427 | 78.98 | 32.9759 | 73.94 | 34.4094 | 71.06 | 34.3809 | 69.08 | 25.5199 | 73.04 | 28.2279 | 75.02 | 31.5491 | 75.2 | 34.2063 | 78.98 | 34.6306 | 75.2 | 33.1443 | 78.98 | 37.5843 | 71.96 | 30.8041 | 5110 | #N/A | #N/A
| 75.02 | 35.3648 | 71.96 | 31.238 | 78.98 | 30.6994 | 69.98 | 29.364 | 77 | 31.9504 | 71.96 | 33.9142 | 71.06 | 33.8378 | 64.04 | 24.9692 | 68 | 26.6396 | 71.96 | 30.7843 | 71.6 | 33.3192 | 77 | 34.1367 | 75.2 | 33.1443 | 73.94 | 35.7559 | 69.08 | 30.0902 | 5111 | #N/A | #N/A
| 75.02 | 34.8224 | 69.98 | 30.7505 | 78.08 | 30.9305 | 66.74 | 28.731 | 75.02 | 31.9923 | 69.08 | 31.4966 | 69.8 | 33.8764 | 60.98 | 24.223 | 64.04 | 26.018 | 64.94 | 28.6272 | 69.8 | 32.8757 | 75.92 | 33.8677 | 73.4 | 32.7013 | 71.06 | 34.3733 | 64.94 | 28.1371 | 5112 | #N/A | #N/A
| 73.94 | 35.1033 | 69.98 | 31.7696 | 75.92 | 30.8008 | 62.78 | 27.0316 | 73.94 | 31.7257 | 64.94 | 29.5352 | 69.8 | 33.8764 | 59 | 23.7402 | 60.98 | 25.2676 | 62.96 | 27.6388 | 69.8 | 32.8757 | 73.04 | 33.1634 | 73.4 | 32.7013 | 69.98 | 33.5676 | 64.94 | 26.8091 | 5113 | #N/A | #N/A
| 73.94 | 35.7835 | 69.08 | 31.5481 | 75.92 | 30.8008 | 63.86 | 27.0572 | 73.04 | 31.5048 | 64.04 | 28.7854 | 69.8 | 33.8764 | 57.02 | 23.2545 | 62.06 | 24.7781 | 62.06 | 27.0108 | 66.2 | 30.0593 | 73.04 | 33.1698 | 71.6 | 32.2583 | 68 | 32.4534 | 62.96 | 26.3208 | 5114 | #N/A | #N/A
| 73.04 | 35.5738 | 69.08 | 31.5481 | 73.94 | 28.1997 | 58.64 | 25.0312 | 71.06 | 31.0172 | 62.06 | 27.3774 | 69.8 | 33.8764 | 57.02 | 23.2554 | 59 | 24.0299 | 60.98 | 26.2793 | 68 | 31.439 | 71.96 | 32.4211 | 71.6 | 33.2483 | 68 | 31.8468 | 64.94 | 25.6057 | 5115 | #N/A | #N/A
| 73.04 | 34.9146 | 66.92 | 30.4536 | 73.04 | 27.6367 | 57.38 | 24.3675 | 69.08 | 30.5296 | 62.06 | 27.3774 | 69.8 | 32.8274 | 53.96 | 21.8316 | 57.92 | 23.4402 | 60.08 | 26.0211 | 66.2 | 30.9963 | 69.98 | 31.374 | 71.6 | 33.2483 | 66.02 | 30.8729 | 62.06 | 25.3123 | 5116 | #N/A | #N/A
| 71.96 | 33.4875 | 64.94 | 29.5113 | 73.04 | 27.6367 | 55.4 | 23.5189 | 69.08 | 30.9862 | 60.8 | 26.2042 | 69.8 | 33.8764 | 57.92 | 23.8654 | 55.04 | 22.3607 | 59 | 25.3089 | 66.2 | 27.5535 | 71.96 | 29.9324 | 69.8 | 30.8812 | 64.94 | 30.0416 | 62.96 | 24.7933 | 5117 | #N/A | #N/A
| 73.04 | 31.6298 | 64.94 | 29.5127 | 71.06 | 26.0677 | 53.6 | 22.4211 | 68 | 30.2673 | 60.98 | 26.7128 | 69.08 | 32.7685 | 57.92 | 23.8645 | 53.06 | 21.5741 | 55.94 | 23.7807 | 64.4 | 26.3716 | 73.04 | 30.2034 | 69.8 | 30.8812 | 66.02 | 30.9327 | 62.96 | 24.4088 | 5118 | #N/A | #N/A
| 73.04 | 32.6598 | 64.04 | 28.7638 | 69.08 | 25.9528 | 53.6 | 22.4211 | 68 | 30.2673 | 59 | 25.3157 | 68 | 31.4067 | 57.92 | 23.8615 | 51.98 | 20.9579 | 55.04 | 22.8305 | 62.6 | 25.2331 | 69.08 | 29.2293 | 71.6 | 30.4412 | 66.02 | 30.3069 | 60.98 | 23.6193 | 5119 | #N/A | #N/A
| 71.96 | 31.823 | 64.94 | 29.5085 | 69.08 | 25.9528 | 53.6 | 21.8007 | 68 | 30.2602 | 62.06 | 25.9943 | 71.06 | 32.1628 | 55.4 | 22.801 | 51.08 | 20.7367 | 53.96 | 22.2508 | 62.6 | 24.575 | 69.08 | 29.7304 | 69.8 | 29.9996 | 64.94 | 29.5793 | 62.06 | 23.8772 | 5120 | #N/A | #N/A
| 73.94 | 31.8524 | 66.92 | 31.0063 | 69.08 | 25.9434 | 53.6 | 21.8007 | 69.98 | 31.7607 | 64.94 | 27.6023 | 73.04 | 33.1446 | 59 | 24.4582 | 55.94 | 22.9467 | 57.92 | 24.7027 | 66.2 | 26.1118 | 71.06 | 30.2172 | 69.8 | 30.8812 | 66.92 | 30.5178 | 64.04 | 24.6649 | 5121 | #N/A | #N/A
| 75.92 | 32.3403 | 73.04 | 34.2147 | 71.96 | 26.6399 | 61.7 | 24.922 | 73.94 | 32.7317 | 71.06 | 29.9883 | 75.02 | 34.2362 | 69.08 | 28.6049 | 60.8 | 24.3191 | 69.08 | 28.7031 | 69.8 | 27.691 | 73.94 | 31.3607 | 69.8 | 30.8812 | 69.08 | 31.0425 | 68 | 26.0049 | 5122 | #N/A | #N/A
| 78.98 | 32.1258 | 75.92 | 35.4586 | 71.96 | 26.6399 | 69.8 | 28.1814 | 77 | 33.9686 | 75.92 | 30.287 | 78.08 | 34.3907 | 71.96 | 26.2045 | 64.04 | 25.6434 | 75.92 | 29.4568 | 73.4 | 29.315 | 78.08 | 32.3794 | 71.6 | 31.3235 | 73.04 | 32.5805 | 71.06 | 27.0752 | 5123 | #N/A | #N/A
| 78.08 | 31.4034 | 80.06 | 37.146 | 78.98 | 28.3476 | 73.4 | 28.7608 | 82.04 | 36.4361 | 78.08 | 30.8159 | 78.98 | 32.5513 | 73.4 | 26.5686 | 71.96 | 27.9237 | 78.08 | 29.9838 | 75.2 | 29.7553 | 82.04 | 32.9164 | 73.4 | 31.7659 | 73.04 | 33.0664 | 73.04 | 27.5551 | 5124 | #N/A | #N/A
| 82.94 | 32.1853 | 82.94 | 38.4291 | 80.96 | 28.4583 | 77.54 | 30.3748 | 84.02 | 38.1261 | 78.98 | 30.5681 | 80.96 | 33.0359 | 73.4 | 27.19 | 75.92 | 30.1555 | 80.06 | 30.4669 | 77 | 30.1957 | 84.02 | 32.8937 | 75.2 | 32.2082 | 75.92 | 34.3794 | 75.92 | 28.6615 | 5125 | #N/A | #N/A
| 82.04 | 32.374 | 80.96 | 37.9373 | 80.96 | 28.4583 | 80.42 | 30.3297 | 86 | 37.4126 | 80.06 | 29.2633 | 80.96 | 33.0359 | 75.92 | 26.5316 | 77 | 29.1517 | 82.04 | 29.8193 | 77 | 30.1957 | 86 | 32.5046 | 77 | 32.6505 | 80.06 | 34.7984 | 77 | 28.5139 | 5126 | #N/A | #N/A
| 82.94 | 32.6009 | 82.04 | 38.2082 | 84.92 | 30.1169 | 82.04 | 31.2492 | 86 | 37.505 | 80.96 | 29.486 | 82.94 | 32.5865 | 78.98 | 29.0024 | 77 | 29.5883 | 84.02 | 30.6489 | 78.8 | 31.4271 | 87.98 | 32.5316 | 80.6 | 33.5352 | 84.02 | 35.7852 | 78.08 | 28.4504 | 5127 | #N/A | #N/A
| 78.98 | 34.1355 | 82.04 | 38.2176 | 86 | 30.3843 | 84.2 | 30.6944 | 87.98 | 37.3645 | 80.96 | 28.7769 | 82.04 | 32.876 | 80.06 | 30.39 | 80.06 | 29.9109 | 82.94 | 30.0471 | 77 | 28.7479 | 87.98 | 31.3903 | 80.6 | 31.8142 | 86 | 36.9479 | 80.06 | 28.9351 | 5128 | #N/A | #N/A
| 82.94 | 34.5477 | 82.04 | 38.2843 | 86 | 30.3843 | 84.56 | 30.5104 | 87.08 | 36.5351 | 80.96 | 29.8336 | 82.94 | 33.5358 | 78.98 | 30.1271 | 80.96 | 30.5636 | 86 | 30.4009 | 78.8 | 29.1871 | 87.98 | 31.3987 | 84.2 | 33.533 | 84.02 | 37.6334 | 80.06 | 29.2698 | 5129 | #N/A | #N/A
| 82.04 | 32.3971 | 77 | 35.7992 | 86 | 29.6953 | 85.28 | 31.2429 | 82.94 | 36.1225 | 78.98 | 31.4473 | 80.96 | 32.1217 | 77 | 28.8632 | 80.96 | 30.5648 | 84.02 | 30.3147 | 78.8 | 29.1871 | 87.98 | 31.7522 | 86 | 33.9747 | 71.06 | 29.676 | 80.96 | 28.7736 | 5130 | #N/A | #N/A
| 80.06 | 34.4228 | 73.04 | 34.8216 | 86 | 29.396 | 85.28 | 31.1762 | 73.94 | 33.8326 | 77 | 31.4552 | 80.96 | 32.1243 | 77 | 28.8611 | 80.06 | 30.3485 | 84.92 | 30.1374 | 78.8 | 29.8902 | 84.02 | 31.5842 | 80.6 | 31.8142 | 66.2 | 31.0737 | 80.06 | 28.938 | 5131 | #N/A | #N/A
| 80.06 | 32.8583 | 73.04 | 30.9693 | 86 | 29.396 | 84.2 | 30.4328 | 73.94 | 33.8261 | 75.92 | 31.1917 | 77 | 33.6677 | 75.02 | 28.0381 | 80.96 | 30.5748 | 84.92 | 30.8792 | 78.8 | 28.5247 | 82.94 | 32.6706 | 73.4 | 31.7659 | 66.92 | 31.0715 | 80.06 | 28.9419 | 5132 | #N/A | #N/A
| 77 | 31.788 | 69.98 | 31.7605 | 84.02 | 29.9101 | 82.4 | 29.6589 | 71.96 | 32.2372 | 73.94 | 31.6569 | 73.04 | 32.6886 | 73.04 | 28.3149 | 78.98 | 30.0928 | 82.94 | 30.8236 | 75.2 | 29.7553 | 75.2 | 31.3902 | 69.8 | 29.9996 | 68 | 31.8312 | 77 | 29.2945 | 5133 | #N/A | #N/A
| 69.8 | 31.8404 | 69.08 | 31.5362 | 82.04 | 29.8223 | 78.08 | 29.5637 | 69.98 | 31.7563 | 69.98 | 30.6815 | 71.96 | 32.9073 | 71.06 | 28.6417 | 73.04 | 29.4663 | 80.96 | 30.7016 | 73.4 | 30.1043 | 69.8 | 30.0656 | 68 | 29.5579 | 66.92 | 31.5593 | 73.94 | 29.3574 | 5134 | #N/A | #N/A
| 69.08 | 31.6929 | 68 | 31.7439 | 82.04 | 29.8223 | 73.58 | 29.0419 | 69.98 | 31.7518 | 66.92 | 29.4028 | 69.8 | 30.0184 | 68 | 28.35 | 66.02 | 27.7512 | 75.02 | 29.6903 | 68 | 28.7815 | 69.8 | 30.9517 | 66.2 | 29.1163 | 66.02 | 30.8488 | 71.06 | 28.2742 | 5135 | #N/A | #N/A
| 69.8 | 30.9047 | 68 | 31.7546 | 75.02 | 29.6725 | 72.68 | 29.4394 | 69.08 | 31.535 | 62.96 | 26.6534 | 68 | 30.3827 | 66.92 | 28.0844 | 66.02 | 27.7595 | 71.06 | 28.7166 | 66.2 | 29.175 | 71.6 | 31.3938 | 66.2 | 29.9966 | 66.02 | 30.8443 | 69.98 | 28.0119 | 5136 | #N/A | #N/A
| 68 | 31.4241 | 66.92 | 30.9988 | 71.96 | 28.9342 | 71.42 | 29.4572 | 69.08 | 31.5319 | 59 | 25.2418 | 66.2 | 30.0169 | 66.02 | 27.8664 | 66.02 | 27.3028 | 69.98 | 28.4629 | 64.4 | 28.7335 | 68 | 30.8963 | 66.2 | 29.9966 | 66.02 | 30.9327 | 68 | 28.3827 | 5137 | #N/A | #N/A
| 66.92 | 31.1583 | 66.02 | 30.2781 | 71.96 | 28.9342 | 70.34 | 29.7663 | 69.08 | 31.5259 | 59 | 24.9542 | 64.94 | 29.1106 | 66.02 | 28.2668 | 64.94 | 27.039 | 69.98 | 30.2575 | 60.8 | 26.2324 | 66.92 | 29.6326 | 66.2 | 29.9966 | 66.02 | 30.9327 | 66.02 | 28.8011 | 5138 | #N/A | #N/A
| 66.92 | 30.5941 | 66.02 | 30.7624 | 71.06 | 31.4951 | 68.36 | 29.5342 | 69.08 | 31.5199 | 59 | 24.9542 | 64.04 | 28.8937 | 66.92 | 28.4885 | 60.98 | 26.0711 | 68 | 30.7608 | 62.6 | 27.4587 | 66.02 | 28.9827 | 66.2 | 29.9966 | 64.94 | 30.0992 | 64.04 | 28.8262 | 5139 | #N/A | #N/A
| 66.2 | 30.9544 | 66.02 | 30.7669 | 69.98 | 31.799 | 67.82 | 29.487 | 69.08 | 30.9645 | 57.92 | 24.2704 | 64.04 | 28.8924 | 66.02 | 28.2693 | 62.06 | 25.9727 | 66.02 | 29.821 | 62.6 | 28.2919 | 64.94 | 28.7219 | 66.2 | 29.1163 | 64.94 | 30.0992 | 64.04 | 28.8344 | 5140 | #N/A | #N/A
| 66.2 | 30.0201 | 66.02 | 30.2781 | 69.08 | 31.5805 | 63.32 | 27.6391 | 68 | 30.6977 | 59 | 24.9542 | 64.94 | 29.1119 | 68 | 29.2507 | 62.96 | 25.7632 | 66.92 | 30.5041 | 64.4 | 29.6172 | 64.94 | 28.7192 | 66.2 | 29.1163 | 64.04 | 29.3389 | 64.04 | 28.8385 | 5141 | #N/A | #N/A
| 66.02 | 29.9124 | 64.04 | 29.3359 | 69.08 | 31.582 | 65.48 | 29.4489 | 66.92 | 29.9784 | 57.92 | 24.2704 | 66.02 | 29.9104 | 68 | 29.6782 | 62.06 | 25.5491 | 66.92 | 31.0723 | 64.4 | 29.6172 | 64.94 | 28.2175 | 66.2 | 29.1163 | 64.04 | 29.4197 | 64.94 | 29.5073 | 5142 | #N/A | #N/A
| 64.94 | 29.6413 | 64.04 | 29.3359 | 68 | 31.3209 | 65.12 | 29.5345 | 66.92 | 29.9728 | 57.92 | 23.9319 | 68 | 30.4591 | 68 | 29.6769 | 60.98 | 25.2825 | 66.92 | 31.0321 | 62.6 | 28.2919 | 64.04 | 27.5886 | 66.2 | 29.1163 | 64.04 | 29.4197 | 64.94 | 29.5058 | 5143 | #N/A | #N/A
| 64.04 | 28.8805 | 62.96 | 28.5413 | 68 | 31.3209 | 65.84 | 30.0679 | 66.02 | 29.3114 | 57.02 | 23.6588 | 64.4 | 28.6935 | 64.94 | 28.922 | 60.98 | 25.2804 | 60.98 | 27.1051 | 60.8 | 27.0178 | 62.96 | 27.3204 | 66.2 | 29.1163 | 64.04 | 29.4197 | 64.94 | 29.0586 | 5144 | #N/A | #N/A
| 64.4 | 29.5779 | 64.04 | 28.8063 | 71.06 | 33.153 | 69.44 | 31.4154 | 68 | 30.6832 | 62.06 | 27.3774 | 66.92 | 30.1101 | 69.98 | 31.1413 | 62.06 | 25.9717 | 69.98 | 33.5305 | 69.8 | 33.9279 | 64.94 | 28.6993 | 66.2 | 29.1163 | 62.96 | 28.622 | 64.94 | 29.0295 | 5145 | #N/A | #N/A
| 68 | 31.3975 | 69.98 | 32.8084 | 73.94 | 33.8647 | 72.86 | 32.8308 | 71.06 | 32.4802 | 71.96 | 35.1917 | 71.06 | 31.5864 | 73.94 | 32.1131 | 68 | 28.259 | 71.06 | 33.7606 | 73.4 | 35.9319 | 64.4 | 28.7411 | 66.2 | 29.1163 | 62.96 | 28.622 | 68 | 30.2448 | 5146 | #N/A | #N/A
| 69.8 | 30.9047 | 71.96 | 32.6907 | 73.94 | 33.8647 | 77.36 | 33.364 | 73.94 | 33.186 | 77 | 37.0091 | 71.96 | 30.813 | 78.08 | 33.1347 | 73.04 | 30.3837 | 78.98 | 34.5252 | 77 | 34.6499 | 68 | 29.6241 | 68 | 29.5579 | 64.04 | 29.4197 | 73.04 | 31.0369 | 5147 | #N/A | #N/A
| 69.8 | 30.9047 | 75.02 | 34.0437 | 82.94 | 33.0077 | 79.88 | 33.2517 | 73.94 | 32.7002 | 77 | 36.4376 | 71.96 | 30.8116 | 78.08 | 33.1347 | 78.08 | 32.5783 | 82.94 | 33.0236 | 78.8 | 35.0934 | 71.6 | 30.5071 | 69.8 | 29.9996 | 64.94 | 30.0992 | 75.92 | 31.744 | 5148 | #N/A | #N/A
| 71.6 | 30.4632 | 78.08 | 35.9553 | 86 | 32.3868 | 82.94 | 34.1854 | 78.08 | 34.2018 | 78.98 | 36.2618 | 71.6 | 31.3436 | 78.98 | 33.3531 | 82.04 | 33.1129 | 86 | 33.275 | 80.6 | 33.5966 | 71.6 | 29.6704 | 69.8 | 29.9996 | 66.92 | 31.1541 | 80.06 | 32.2417 | 5149 | #N/A | #N/A
| 73.4 | 30.9047 | 80.96 | 36.6697 | 86 | 32.3868 | 85.82 | 34.7155 | 82.04 | 34.6951 | 80.96 | 36.1428 | 71.6 | 30.4601 | 80.06 | 33.6286 | 84.02 | 33.0897 | 87.08 | 33.137 | 80.6 | 32.7072 | 73.94 | 29.9891 | 69.8 | 29.9996 | 73.04 | 33.7558 | 82.04 | 32.7283 | 5150 | #N/A | #N/A
| 73.04 | 30.6381 | 80.96 | 36.6767 | 87.98 | 33.3528 | 87.8 | 34.5267 | 84.92 | 35.8946 | 80.06 | 37.1241 | 73.4 | 30.9017 | 82.04 | 34.1195 | 84.92 | 33.3125 | 87.08 | 34.0522 | 82.4 | 35.9805 | 73.94 | 29.0633 | 71.6 | 30.4412 | 80.06 | 34.7748 | 82.94 | 32.9561 | 5151 | #N/A | #N/A
| 73.04 | 30.1362 | 82.04 | 36.952 | 87.98 | 33.763 | 88.88 | 34.4294 | 84.92 | 35.9024 | 82.04 | 38.1988 | 73.94 | 31.2895 | 80.06 | 34.2061 | 86 | 33.582 | 89.06 | 34.0414 | 82.4 | 35.9805 | 73.04 | 29.77 | 71.6 | 30.4412 | 82.04 | 35.8768 | 82.94 | 32.0551 | 5152 | #N/A | #N/A
| 73.94 | 30.3568 | 82.04 | 36.4278 | 87.98 | 33.763 | 89.06 | 34.4774 | 84.92 | 35.4274 | 80.06 | 37.7202 | 73.4 | 30.9017 | 82.04 | 33.6735 | 87.08 | 33.4401 | 89.06 | 33.1722 | 82.4 | 35.9805 | 75.92 | 29.5497 | 71.6 | 30.4412 | 82.94 | 36.7388 | 84.02 | 32.3213 | 5153 | #N/A | #N/A
| 73.94 | 30.3568 | 82.94 | 36.6583 | 87.98 | 33.7758 | 89.24 | 34.1945 | 87.08 | 35.3974 | 80.06 | 37.7663 | 75.02 | 30.6135 | 80.06 | 33.1915 | 84.92 | 33.3309 | 86 | 34.7732 | 82.4 | 35.9805 | 75.02 | 29.7847 | 71.6 | 30.4412 | 84.02 | 36.3905 | 84.02 | 31.8622 | 5154 | #N/A | #N/A
| 75.02 | 29.7474 | 82.04 | 35.8155 | 86 | 34.7634 | 86.36 | 33.4891 | 87.08 | 34.9451 | 78.98 | 36.8988 | 69.8 | 30.0184 | 80.06 | 34.7057 | 82.94 | 33.2663 | 86 | 35.2402 | 80.6 | 35.5369 | 75.02 | 28.1914 | 71.6 | 29.6088 | 84.02 | 36.3921 | 82.04 | 31.0024 | 5155 | #N/A | #N/A
| 71.6 | 30.4632 | 77 | 33.9718 | 86 | 34.7634 | 84.74 | 33.6849 | 87.08 | 34.9465 | 78.08 | 36.6783 | 68 | 29.3936 | 78.08 | 34.2245 | 73.94 | 32.0431 | 82.94 | 34.0272 | 78.8 | 35.0934 | 73.04 | 27.7031 | 71.6 | 30.4412 | 82.94 | 36.1326 | 80.96 | 32.0719 | 5156 | #N/A | #N/A
| 69.98 | 30.3084 | 78.98 | 34.4575 | 80.96 | 32.5578 | 83.3 | 33.77 | 86 | 34.6771 | 75.92 | 36.1589 | 68 | 29.387 | 77 | 33.9632 | 69.98 | 33.3126 | 82.04 | 32.8386 | 78.8 | 35.0934 | 71.96 | 28.205 | 69.8 | 29.1677 | 82.04 | 36.5338 | 77 | 31.1095 | 5157 | #N/A | #N/A
| 69.8 | 30.0216 | 75.92 | 33.695 | 78.98 | 32.0656 | 81.14 | 33.9631 | 82.04 | 35.8104 | 73.04 | 34.7785 | 66.2 | 29.1352 | 75.02 | 33.4757 | 69.98 | 33.3143 | 78.08 | 31.8594 | 76.1 | 34.9479 | 69.08 | 28.7855 | 66.2 | 28.2856 | 77 | 35.8161 | 75.02 | 31.998 | 5158 | #N/A | #N/A
| 68 | 29.58 | 75.02 | 30.9999 | 78.98 | 32.0656 | 78.98 | 33.5154 | 80.06 | 34.7093 | 71.96 | 34.5065 | 64.04 | 28.4091 | 73.4 | 32.7387 | 68 | 31.6291 | 75.92 | 32.2842 | 73.4 | 34.8165 | 68 | 28.5187 | 64.4 | 27.0616 | 75.02 | 35.3086 | 73.94 | 32.2782 | 5159 | #N/A | #N/A
| 66.02 | 28.8965 | 73.04 | 29.6147 | 77 | 32.6517 | 77.18 | 33.6338 | 77 | 31.4879 | 71.96 | 34.5117 | 62.96 | 27.6426 | 73.94 | 33.8107 | 64.94 | 29.8979 | 75.92 | 33.7954 | 73.4 | 34.8165 | 66.02 | 28.0327 | 64.4 | 27.0616 | 73.94 | 34.5066 | 73.04 | 33.1164 | 5160 | #N/A | #N/A
| 64.94 | 28.6277 | 71.06 | 29.5323 | 75.92 | 33.7747 | 75.38 | 34.0763 | 75.02 | 30.5061 | 71.96 | 34.5134 | 62.96 | 27.6376 | 73.94 | 33.8204 | 66.92 | 30.8313 | 75.92 | 34.3956 | 73.4 | 34.8165 | 64.04 | 27.0759 | 62.6 | 25.8833 | 71.96 | 33.3945 | 71.96 | 32.8484 | 5161 | #N/A | #N/A
| 64.4 | 28.6967 | 69.98 | 29.7654 | 75.92 | 33.7747 | 73.76 | 34.088 | 73.94 | 30.7403 | 73.04 | 34.2463 | 64.4 | 28.6935 | 73.94 | 33.8268 | 66.92 | 30.7874 | 73.04 | 33.6857 | 73.4 | 34.8165 | 64.94 | 27.7621 | 60.8 | 25.4433 | 69.98 | 32.907 | 71.06 | 33.1342 | 5162 | #N/A | #N/A
| 64.4 | 28.6967 | 69.08 | 29.9789 | 73.94 | 34.5158 | 71.24 | 33.0568 | 71.96 | 30.6897 | 71.96 | 34.5239 | 64.4 | 28.6935 | 73.4 | 33.7319 | 64.94 | 29.8366 | 71.96 | 33.4211 | 73.4 | 34.8165 | 62.96 | 27.2736 | 60.8 | 25.4433 | 69.08 | 32.7806 | 69.98 | 32.8691 | 5163 | #N/A | #N/A
| 64.04 | 27.8963 | 68 | 29.7153 | 73.94 | 35.0514 | 69.8 | 32.2904 | 71.06 | 30.4703 | 73.04 | 34.7942 | 64.04 | 28.396 | 73.94 | 33.8381 | 62.96 | 28.3748 | 73.04 | 34.8506 | 73.4 | 35.9319 | 62.96 | 26.8045 | 60.8 | 25.4433 | 69.98 | 33.5475 | 69.08 | 32.5923 | 5164 | #N/A | #N/A
| 64.04 | 27.8989 | 66.92 | 29.9779 | 73.94 | 35.0514 | 71.06 | 33.5219 | 69.98 | 30.2067 | 73.04 | 34.8045 | 64.04 | 28.396 | 73.94 | 34.4712 | 64.04 | 28.6391 | 73.94 | 35.7334 | 71.6 | 34.3722 | 64.04 | 27.9371 | 62.6 | 25.8833 | 69.08 | 33.4078 | 69.08 | 33.263 | 5165 | #N/A | #N/A
| 62.96 | 27.6343 | 66.02 | 30.2093 | 73.94 | 35.0444 | 70.88 | 33.8995 | 69.98 | 30.7339 | 73.04 | 34.8098 | 64.04 | 28.3947 | 73.4 | 34.7836 | 64.04 | 28.6391 | 69.98 | 32.9298 | 73.4 | 35.9319 | 64.04 | 27.9371 | 60.8 | 25.4433 | 69.08 | 32.7806 | 69.98 | 33.436 | 5166 | #N/A | #N/A
| 62.96 | 27.2281 | 66.92 | 31.0644 | 73.04 | 34.8221 | 69.8 | 32.9424 | 69.08 | 30.9616 | 71.06 | 33.7882 | 62.06 | 27.0071 | 73.4 | 34.7836 | 62.96 | 28.3748 | 68 | 31.783 | 73.4 | 35.9319 | 64.04 | 27.932 | 62.6 | 26.6211 | 69.08 | 33.4078 | 69.08 | 32.5923 | 5167 | #N/A | #N/A
| 62.06 | 27.0003 | 66.92 | 31.0644 | 73.04 | 34.8221 | 69.8 | 32.9424 | 69.08 | 31.0508 | 71.06 | 33.7704 | 62.06 | 27.0011 | 75.2 | 35.2279 | 62.96 | 28.3748 | 71.96 | 35.2402 | 73.4 | 35.9319 | 62.96 | 27.2565 | 62.6 | 27.4034 | 69.08 | 32.7806 | 69.08 | 32.6351 | 5168 | #N/A | #N/A
| 62.96 | 28.1119 | 69.08 | 31.9988 | 71.6 | 35.4075 | 71.6 | 33.3858 | 69.8 | 30.9517 | 73.04 | 35.4588 | 62.96 | 27.6136 | 75.02 | 35.2929 | 62.96 | 28.3748 | 73.04 | 35.448 | 73.4 | 35.9319 | 66.2 | 29.1827 | 60.8 | 25.4433 | 69.08 | 32.7806 | 69.08 | 33.2149 | 5169 | #N/A | #N/A
| 69.98 | 30.2552 | 71.6 | 32.3118 | 69.8 | 31.8164 | 72.68 | 33.0938 | 71.06 | 31.5374 | 73.94 | 36.2519 | 68 | 29.3397 | 75.92 | 36.1782 | 66.02 | 30.1423 | 69.98 | 32.8718 | 75.2 | 35.8109 | 69.8 | 30.9517 | 66.2 | 29.1163 | 69.98 | 33.0022 | 69.08 | 33.2149 | 5170 | #N/A | #N/A
| 69.8 | 30.0216 | 71.96 | 32.7911 | 68 | 31.3164 | 76.64 | 34.1636 | 73.04 | 32.0239 | 75.92 | 36.1706 | 69.8 | 29.1853 | 78.08 | 36.7176 | 69.08 | 30.3467 | 71.96 | 33.4047 | 77 | 35.7052 | 73.04 | 30.1141 | 69.8 | 29.9996 | 71.06 | 33.8959 | 73.04 | 33.0929 | 5171 | #N/A | #N/A
| 71.6 | 29.6293 | 75.92 | 34.9116 | 78.08 | 34.8952 | 79.16 | 34.4897 | 75.02 | 33.4688 | 78.08 | 37.2762 | 69.08 | 29.1057 | 78.08 | 36.7229 | 73.04 | 31.8636 | 77 | 35.8093 | 77 | 35.7052 | 73.94 | 29.9264 | 69.8 | 29.9996 | 73.04 | 34.9241 | 73.94 | 32.2548 | 5172 | #N/A | #N/A
| 71.6 | 30.4632 | 78.08 | 35.4477 | 78.98 | 35.7427 | 81.32 | 35.7271 | 78.08 | 34.9251 | 80.96 | 36.2343 | 69.98 | 29.8213 | 78.8 | 37.2323 | 78.08 | 33.0994 | 78.98 | 36.9686 | 80.6 | 36.5936 | 73.94 | 30.3258 | 69.8 | 29.9996 | 77 | 35.9012 | 77 | 33.0057 | 5173 | #N/A | #N/A
| 71.96 | 30.7303 | 78.98 | 35.0518 | 78.98 | 35.7427 | 81.86 | 35.258 | 80.06 | 35.4129 | 82.94 | 34.436 | 69.8 | 30.0184 | 82.04 | 38.294 | 80.96 | 33.8113 | 82.94 | 37.2902 | 82.4 | 37.038 | 75.92 | 29.9363 | 71.6 | 30.4412 | 80.06 | 36.5851 | 80.06 | 32.762 | 5174 | #N/A | #N/A
| 73.04 | 30.9941 | 80.06 | 34.7204 | 84.02 | 34.7108 | 83.12 | 35.2829 | 84.92 | 36.5313 | 82.94 | 36.7347 | 71.96 | 30.3042 | 82.94 | 38.5281 | 71.96 | 33.7661 | 84.02 | 36.3939 | 78.8 | 36.1494 | 75.02 | 29.7137 | 71.6 | 31.3235 | 80.96 | 35.6467 | 82.04 | 32.3165 | 5175 | #N/A | #N/A
| 73.94 | 30.7824 | 80.06 | 34.7282 | 87.08 | 35.472 | 87.26 | 36.312 | 87.08 | 36.4668 | 84.02 | 35.7722 | 73.4 | 30.0674 | 84.2 | 39.7511 | 71.96 | 33.7136 | 84.92 | 35.5275 | 80.6 | 34.5389 | 75.02 | 29.7114 | 73.4 | 31.7659 | 78.98 | 35.8484 | 82.04 | 33.6563 | 5176 | #N/A | #N/A
| 75.2 | 31.3465 | 78.08 | 33.2006 | 87.08 | 35.472 | 84.2 | 33.644 | 84.92 | 35.9492 | 84.92 | 35.997 | 71.96 | 29.7939 | 82.94 | 38.5412 | 73.04 | 31.8607 | 87.08 | 35.0357 | 80.6 | 32.7072 | 75.02 | 30.5802 | 71.6 | 31.3235 | 71.06 | 33.8959 | 80.06 | 33.1716 | 5177 | #N/A | #N/A
| 73.4 | 30.9047 | 80.06 | 33.7032 | 82.4 | 33.0924 | 71.6 | 32.3871 | 86 | 36.2292 | 80.96 | 35.6278 | 71.6 | 29.6264 | 84.02 | 38.8238 | 73.94 | 32.0431 | 84.02 | 34.284 | 80.6 | 32.7072 | 75.02 | 31.0756 | 73.4 | 31.7659 | 73.94 | 36.3904 | 77 | 31.463 | 5178 | #N/A | #N/A
| 73.4 | 30.9047 | 78.98 | 33.4421 | 80.6 | 32.6508 | 75.2 | 33.2724 | 82.04 | 34.7706 | 80.06 | 35.4059 | 71.96 | 30.2873 | 82.04 | 39.0497 | 78.98 | 31.8226 | 84.92 | 34.4346 | 78.8 | 31.4271 | 73.04 | 30.5876 | 71.6 | 31.3235 | 77 | 36.5427 | 69.98 | 30.2621 | 5179 | #N/A | #N/A
| 73.4 | 30.9047 | 80.96 | 34.9857 | 71.96 | 32.3121 | 73.4 | 33.8291 | 82.04 | 34.8048 | 78.08 | 34.3096 | 71.6 | 30.4601 | 80.06 | 38.5669 | 77 | 29.9836 | 75.02 | 30.5867 | 78.8 | 33.1545 | 71.6 | 30.5071 | 71.6 | 30.4412 | 80.06 | 37.8873 | 71.96 | 32.8311 | 5180 | #N/A | #N/A
| 69.98 | 29.2978 | 78.98 | 34.0061 | 71.96 | 32.2969 | 75.02 | 33.9648 | 82.04 | 33.7385 | 77 | 34.0372 | 68 | 29.5768 | 78.8 | 38.4128 | 75.02 | 28.6871 | 73.04 | 31.5165 | 75.2 | 34.2063 | 71.6 | 30.5071 | 69.8 | 29.9996 | 77 | 33.6147 | 71.06 | 33.113 | 5181 | #N/A | #N/A
| 69.8 | 29.1883 | 75.92 | 31.6963 | 71.6 | 31.3247 | 73.4 | 33.8291 | 78.98 | 32.9871 | 77 | 34.0083 | 64.94 | 27.6589 | 77 | 37.8089 | 71.06 | 28.1478 | 69.8 | 32.8274 | 71.6 | 33.3192 | 68 | 29.3336 | 66.2 | 28.2856 | 73.94 | 31.2992 | 69.08 | 32.1121 | 5182 | #N/A | #N/A
| 66.02 | 28.8088 | 73.94 | 30.2816 | 71.06 | 31.0502 | 71.6 | 32.3871 | 77 | 31.5348 | 68 | 31.3258 | 64.04 | 27.8281 | 77 | 37.9668 | 66.02 | 27.7416 | 69.98 | 32.8718 | 69.8 | 32.8757 | 68 | 29.6241 | 66.2 | 28.2856 | 71.06 | 31.5812 | 69.08 | 30.0562 | 5183 | #N/A | #N/A
| 66.2 | 29.1383 | 71.96 | 30.2913 | 71.96 | 31.712 | 68.18 | 31.8494 | 75.92 | 31.2689 | 66.02 | 30.2709 | 66.2 | 28.3033 | 77 | 37.801 | 62.96 | 26.5246 | 66.92 | 31.0556 | 68 | 31.439 | 66.2 | 28.3477 | 64.4 | 27.8445 | 71.6 | 32.4015 | 68 | 30.2266 | 5184 | #N/A | #N/A
| 66.02 | 28.3062 | 71.06 | 30.5037 | 69.98 | 31.2223 | 68 | 31.5018 | 73.94 | 32.2035 | 64.94 | 29.5457 | 66.02 | 28.3082 | 77 | 37.8149 | 62.06 | 26.3038 | 66.02 | 30.2652 | 68 | 31.439 | 64.94 | 28.0771 | 66.2 | 28.2856 | 71.06 | 32.6617 | 68 | 29.268 | 5185 | #N/A | #N/A
| 66.92 | 28.5193 | 69.98 | 31.2274 | 69.98 | 31.2223 | 66.2 | 30.1183 | 73.04 | 33.0391 | 66.92 | 30.4835 | 66.02 | 27.9016 | 77 | 37.8287 | 60.98 | 25.6726 | 64.94 | 29.5269 | 66.2 | 30.0593 | 64.4 | 27.9067 | 66.2 | 28.2856 | 69.98 | 33.0022 | 66.92 | 28.5917 | 5186 | #N/A | #N/A
| 66.2 | 28.3062 | 69.98 | 32.886 | 71.96 | 31.7091 | 64.4 | 28.7888 | 71.96 | 32.7764 | 64.94 | 29.0164 | 64.04 | 27.4132 | 75.2 | 37.5208 | 57.02 | 23.9274 | 62.96 | 28.0859 | 66.2 | 30.0593 | 64.4 | 28.7411 | 64.4 | 27.8445 | 71.06 | 33.8959 | 66.02 | 27.8861 | 5187 | #N/A | #N/A
| 64.4 | 27.8652 | 69.08 | 32.6845 | 71.06 | 30.0753 | 64.4 | 28.7888 | 71.96 | 32.3255 | 66.92 | 30.482 | 64.4 | 27.0781 | 75.92 | 38.1868 | 55.94 | 23.6662 | 62.06 | 27.8652 | 66.2 | 30.0593 | 64.94 | 28.0683 | 60.8 | 25.4433 | 71.06 | 33.8959 | 64.04 | 26.5661 | 5188 | #N/A | #N/A
| 64.4 | 27.8652 | 69.98 | 32.9062 | 71.06 | 30.0753 | 60.8 | 26.2811 | 71.96 | 32.3255 | 66.02 | 28.8474 | 64.4 | 27.8622 | 75.92 | 38.1991 | 55.04 | 23.0505 | 60.98 | 26.7056 | 66.2 | 26.1118 | 64.4 | 27.9067 | 60.8 | 25.4433 | 69.98 | 33.6296 | 62.96 | 26.3016 | 5189 | #N/A | #N/A
| 60.08 | 25.5294 | 69.08 | 32.6845 | 68 | 28.8244 | 59 | 25.8409 | 73.04 | 33.0578 | 64.04 | 26.182 | 64.4 | 27.8622 | 75.92 | 38.2073 | 55.04 | 23.0515 | 55.94 | 23.7807 | 66.2 | 27.5535 | 64.4 | 27.9067 | 62.6 | 26.6211 | 71.06 | 34.4356 | 62.06 | 26.0822 | 5190 | #N/A | #N/A
| 60.98 | 26.1901 | 69.08 | 32.6845 | 69.08 | 27.7772 | 59 | 25.8409 | 71.96 | 32.8132 | 62.96 | 26.7228 | 64.4 | 27.8622 | 75.2 | 37.5208 | 53.96 | 22.0889 | 57.02 | 24.0584 | 65.3 | 27.3333 | 62.6 | 27.4659 | 64.4 | 27.8445 | 69.08 | 33.4078 | 62.06 | 26.0834 | 5191 | #N/A | #N/A
| 60.8 | 26.2 | 68 | 31.8162 | 69.08 | 27.7772 | 59 | 25.0977 | 71.06 | 32.5735 | 64.04 | 27.447 | 64.04 | 27.7957 | 75.2 | 37.5208 | 53.06 | 21.8671 | 57.92 | 24.6837 | 64.4 | 27.1132 | 62.6 | 26.6795 | 64.4 | 27.8445 | 71.6 | 34.4596 | 60.08 | 25.1654 | 5192 | #N/A | #N/A
| 64.94 | 28.5025 | 69.08 | 32.6845 | 71.06 | 28.7128 | 57.2 | 23.958 | 71.06 | 32.5917 | 66.92 | 28.5462 | 66.92 | 28.4914 | 75.2 | 37.5208 | 55.04 | 23.0495 | 57.02 | 24.0445 | 66.74 | 28.9678 | 64.4 | 28.7411 | 64.4 | 27.8445 | 69.98 | 34.1691 | 62.96 | 25.8693 | 5193 | #N/A | #N/A
| 69.08 | 29.515 | 69.08 | 32.6845 | 69.98 | 29.8104 | 60.8 | 27.0699 | 73.94 | 33.2903 | 71.06 | 28.6896 | 68 | 28.7443 | 75.2 | 37.5208 | 60.08 | 25.0225 | 68 | 30.299 | 69.98 | 30.5387 | 69.8 | 30.0656 | 66.2 | 28.2856 | 71.06 | 34.4356 | 64.94 | 25.9989 | 5194 | #N/A | #N/A
| 69.8 | 30.0216 | 69.08 | 32.6845 | 69.98 | 29.8104 | 67.82 | 31.2748 | 75.92 | 33.788 | 73.04 | 28.7221 | 69.08 | 29.0182 | 78.08 | 38.7757 | 62.96 | 26.5252 | 73.94 | 31.2267 | 72.32 | 31.9319 | 69.8 | 29.2295 | 66.2 | 29.1163 | 69.98 | 33.6748 | 64.94 | 27.1619 | 5195 | #N/A | #N/A
| 71.6 | 30.4632 | 69.98 | 32.9135 | 78.98 | 30.2028 | 73.58 | 30.6259 | 75.92 | 33.788 | 73.94 | 28.9388 | 69.8 | 29.1853 | 78.8 | 38.4128 | 69.8 | 28.6549 | 78.08 | 31.3214 | 72.68 | 32.6874 | 73.4 | 30.1113 | 69.8 | 29.9996 | 69.98 | 33.6296 | 69.08 | 29.1204 | 5196 | #N/A | #N/A
| 73.4 | 30.9047 | 71.06 | 33.7989 | 80.06 | 30.4681 | 77.36 | 30.8174 | 75.02 | 34.1711 | 75.92 | 29.4207 | 71.6 | 29.6264 | 77 | 38.5141 | 71.96 | 29.1916 | 80.06 | 31.4031 | 75.02 | 33.3607 | 73.94 | 29.8424 | 69.8 | 29.9996 | 71.06 | 34.4356 | 71.96 | 29.3432 | 5197 | #N/A | #N/A
| 73.4 | 30.9047 | 69.8 | 33.9131 | 80.06 | 30.4681 | 79.52 | 30.4236 | 73.04 | 34.3128 | 77 | 30.1406 | 73.94 | 31.1201 | 80.06 | 40.0575 | 73.04 | 28.1946 | 80.06 | 31.4105 | 77.36 | 35.1535 | 73.4 | 30.1113 | 69.8 | 29.9996 | 71.06 | 34.4735 | 75.02 | 28.8142 | 5198 | #N/A | #N/A
| 73.94 | 30.6965 | 69.98 | 33.5298 | 82.04 | 30.1759 | 79.52 | 30.0594 | 73.04 | 34.8462 | 75.92 | 29.8776 | 71.6 | 29.6264 | 80.6 | 37.6775 | 71.96 | 27.5862 | 82.04 | 31.9015 | 76.1 | 35.4829 | 75.02 | 30.5036 | 69.8 | 29.9996 | 69.98 | 33.6296 | 75.02 | 29.6301 | 5199 | #N/A | #N/A
| 75.02 | 30.9625 | 71.96 | 34.5997 | 82.04 | 30.1822 | 81.68 | 29.617 | 73.94 | 34.5305 | 77 | 30.1418 | 71.06 | 29.4921 | 82.4 | 40.5557 | 71.06 | 28.1478 | 84.02 | 32.395 | 78.8 | 29.1871 | 75.02 | 30.1032 | 71.6 | 30.4412 | 69.98 | 34.1691 | 77 | 28.5401 | 5200 | #N/A | #N/A
| 75.92 | 31.1833 | 71.96 | 34.555 | 82.04 | 30.1822 | 80.24 | 28.6842 | 75.92 | 35.0188 | 75.92 | 29.8787 | 71.6 | 29.6264 | 84.2 | 41.0028 | 75.02 | 28.6849 | 82.94 | 30.8422 | 77 | 30.1957 | 75.92 | 30.3259 | 73.4 | 30.8829 | 77 | 36.9145 | 78.08 | 28.8061 | 5201 | #N/A | #N/A
| 73.94 | 30.2068 | 73.4 | 34.8019 | 84.92 | 30.8899 | 82.22 | 29.8892 | 77 | 35.3304 | 73.04 | 30.0433 | 73.04 | 29.5832 | 86 | 40.8352 | 75.92 | 28.9098 | 82.94 | 30.0766 | 77 | 30.1957 | 77 | 30.9974 | 73.4 | 30.8829 | 78.08 | 37.4138 | 77 | 28.5462 | 5202 | #N/A | #N/A
| 71.6 | 30.4632 | 75.92 | 34.37 | 84.02 | 29.6094 | 80.6 | 30.3743 | 77 | 34.659 | 73.04 | 29.6459 | 69.98 | 29.2337 | 80.96 | 38.9592 | 75.92 | 28.5576 | 82.94 | 30.0766 | 75.2 | 29.0105 | 75.2 | 30.5523 | 73.4 | 30.0498 | 78.98 | 37.7267 | 75.92 | 28.2824 | 5203 | #N/A | #N/A
| 69.98 | 29.2379 | 73.94 | 33.8822 | 84.02 | 29.6094 | 78.98 | 28.9615 | 77 | 35.3389 | 71.96 | 30.2805 | 68 | 28.3492 | 80.06 | 39.3659 | 73.94 | 27.668 | 80.06 | 30.1395 | 73.4 | 28.5707 | 73.94 | 30.7469 | 71.6 | 29.6088 | 78.08 | 37.5004 | 75.02 | 28.4717 | 5204 | #N/A | #N/A
| 69.8 | 29.1883 | 73.04 | 33.6603 | 80.96 | 28.4854 | 78.26 | 28.5809 | 77 | 35.8237 | 69.98 | 29.7949 | 66.92 | 28.4839 | 78.8 | 38.4128 | 71.96 | 26.8566 | 78.98 | 29.4465 | 71.6 | 28.8746 | 73.4 | 30.1113 | 71.6 | 29.6088 | 78.98 | 33.142 | 73.04 | 27.5763 | 5205 | #N/A | #N/A
| 66.92 | 28.09 | 71.6 | 34.3575 | 78.08 | 27.4804 | 72.68 | 28.245 | 77 | 35.8237 | 66.02 | 28.8199 | 64.04 | 27.3795 | 78.08 | 37.5201 | 66.92 | 25.2477 | 75.92 | 28.3541 | 68 | 29.6165 | 71.06 | 30.4676 | 68 | 27.9425 | 75.02 | 30.6821 | 69.98 | 27.2369 | 5206 | #N/A | #N/A
| 66.02 | 28.2676 | 71.96 | 34.0183 | 78.08 | 27.4804 | 70.52 | 26.6219 | 75.2 | 35.2706 | 64.94 | 28.0611 | 62.06 | 26.4343 | 77 | 37.2451 | 66.02 | 24.719 | 73.94 | 27.466 | 66.2 | 29.175 | 69.98 | 29.7761 | 66.2 | 27.5021 | 71.06 | 29.2894 | 66.02 | 25.528 | 5207 | #N/A | #N/A
| 66.92 | 29.4061 | 71.96 | 34.0736 | 73.94 | 27.4474 | 68.72 | 25.6066 | 73.04 | 32.5912 | 64.04 | 27.4361 | 60.98 | 26.1654 | 75.92 | 36.9586 | 64.94 | 24.0972 | 71.96 | 26.9753 | 66.2 | 29.175 | 69.08 | 29.9805 | 66.2 | 28.2856 | 69.08 | 26.7363 | 64.94 | 24.8782 | 5208 | #N/A | #N/A
| 68 | 29.6698 | 69.98 | 32.3484 | 73.04 | 27.224 | 68 | 24.7765 | 71.06 | 32.1277 | 57.92 | 24.667 | 60.8 | 26.9802 | 75.02 | 36.1523 | 60.98 | 23.7869 | 62.96 | 25.1716 | 66.2 | 29.175 | 69.08 | 30.5059 | 66.2 | 27.5021 | 66.02 | 26.3302 | 64.04 | 24.3486 | 5209 | #N/A | #N/A
| 69.08 | 30.4652 | 68 | 30.3487 | 73.04 | 27.224 | 65.48 | 24.3952 | 69.08 | 30.6127 | 59 | 24.932 | 62.96 | 27.5125 | 75.02 | 36.1561 | 57.02 | 22.8215 | 66.92 | 25.4218 | 64.4 | 27.8997 | 69.08 | 30.5115 | 66.2 | 28.2856 | 66.02 | 25.9858 | 62.96 | 24.087 | 5210 | #N/A | #N/A
| 69.8 | 30.9047 | 66.02 | 28.0042 | 69.98 | 26.4736 | 63.5 | 23.6213 | 66.92 | 28.2248 | 64.94 | 28.5578 | 62.96 | 27.5162 | 73.94 | 35.8835 | 55.04 | 22.3361 | 59 | 23.8065 | 62.6 | 27.4587 | 69.8 | 30.9517 | 66.2 | 29.1163 | 60.08 | 25.2974 | 62.96 | 23.7279 | 5211 | #N/A | #N/A
| 69.08 | 30.9225 | 64.04 | 27.0473 | 68 | 25.6726 | 61.52 | 23.3115 | 66.02 | 27.5308 | 60.98 | 25.7869 | 62.96 | 27.5174 | 73.04 | 34.9931 | 53.96 | 21.77 | 57.92 | 23.2269 | 62.6 | 27.4587 | 68 | 30.5096 | 68 | 30.4388 | 62.06 | 25.3584 | 60.98 | 23.2478 | 5212 | #N/A | #N/A
| 69.8 | 30.9047 | 62.06 | 26.1133 | 68 | 25.6726 | 57.2 | 22.5535 | 64.04 | 26.5954 | 62.06 | 26.5126 | 64.4 | 28.6935 | 71.06 | 33.9674 | 55.94 | 22.9306 | 57.02 | 23.0066 | 62.6 | 27.4587 | 69.98 | 31.1958 | 68 | 30.4388 | 62.96 | 24.5202 | 60.08 | 23.0292 | 5213 | #N/A | #N/A
| 69.98 | 31.1495 | 60.98 | 25.4804 | 66.02 | 25.189 | 57.2 | 22.6769 | 62.96 | 25.9644 | 60.98 | 26.2465 | 64.4 | 28.6935 | 71.06 | 33.9691 | 55.04 | 22.3388 | 55.04 | 22.1551 | 62.6 | 27.4587 | 69.98 | 31.2 | 68 | 30.4388 | 62.96 | 23.8481 | 60.08 | 23.0326 | 5214 | #N/A | #N/A
| 71.06 | 31.9768 | 60.08 | 24.8356 | 64.94 | 24.5586 | 57.02 | 22.6898 | 62.06 | 25.7403 | 62.06 | 27.3755 | 64.4 | 28.6935 | 69.8 | 32.8447 | 55.94 | 23.2663 | 53.06 | 21.6745 | 62.6 | 27.4587 | 71.06 | 31.4654 | 69.8 | 30.8812 | 62.06 | 22.9439 | 59 | 22.7677 | 5215 | #N/A | #N/A
| 71.06 | 31.9768 | 59 | 24.2248 | 64.94 | 24.5586 | 54.32 | 22.036 | 60.98 | 24.7074 | 66.92 | 30.0215 | 66.02 | 29.7105 | 71.06 | 33.3353 | 55.04 | 22.7233 | 51.98 | 21.1117 | 62.6 | 28.2919 | 71.06 | 32.0278 | 69.8 | 30.8812 | 60.98 | 22.4013 | 57.92 | 22.8603 | 5216 | #N/A | #N/A
| 71.96 | 32.1952 | 60.08 | 24.4794 | 64.94 | 24.921 | 57.02 | 23.3116 | 62.06 | 24.5682 | 66.92 | 30.4769 | 68 | 30.6494 | 71.6 | 34.3392 | 55.94 | 23.2559 | 59 | 24.195 | 66.2 | 30.9963 | 71.96 | 32.2462 | 69.8 | 31.8152 | 60.98 | 22.6677 | 60.08 | 23.3835 | 5217 | #N/A | #N/A
| 71.6 | 32.2832 | 64.04 | 25.0459 | 69.08 | 25.9294 | 64.4 | 25.7031 | 64.94 | 24.9463 | 71.06 | 33.7704 | 66.2 | 30.0169 | 78.08 | 36.9016 | 59 | 24.4136 | 68 | 26.7305 | 69.8 | 32.8757 | 73.04 | 32.9985 | 69.8 | 31.8152 | 62.96 | 23.4745 | 62.06 | 24.1695 | 5218 | #N/A | #N/A
| 71.6 | 32.2832 | 66.02 | 25.2074 | 69.08 | 25.9294 | 69.08 | 27.2583 | 66.92 | 24.7554 | 71.06 | 33.7704 | 66.2 | 30.0169 | 80.96 | 35.7592 | 64.94 | 26.1917 | 71.06 | 27.4725 | 71.6 | 34.3722 | 75.02 | 34.0954 | 71.6 | 32.2583 | 66.02 | 24.2196 | 64.94 | 25.2459 | 5219 | #N/A | #N/A
| 73.94 | 33.7731 | 68 | 25.3182 | 73.94 | 27.1104 | 72.68 | 27.2563 | 69.08 | 25.5805 | 71.96 | 34.5283 | 68 | 30.6537 | 82.94 | 34.567 | 68 | 26.588 | 73.04 | 27.6146 | 71.6 | 34.3722 | 78.08 | 34.8542 | 71.6 | 33.2483 | 69.08 | 25.3081 | 68 | 26.3174 | 5220 | #N/A | #N/A
| 75.92 | 34.8919 | 69.98 | 25.7987 | 75.92 | 27.5941 | 74.66 | 27.1029 | 71.06 | 25.4159 | 71.96 | 34.5283 | 69.08 | 30.9248 | 84.02 | 32.8875 | 69.98 | 27.0726 | 75.92 | 27.6055 | 71.6 | 33.3192 | 80.6 | 35.5459 | 75.2 | 35.1855 | 71.06 | 25.1031 | 69.98 | 26.473 | 5221 | #N/A | #N/A
| 77 | 35.6582 | 71.96 | 26.2783 | 75.92 | 27.5941 | 73.76 | 27.0706 | 73.04 | 25.896 | 73.94 | 35.0172 | 71.6 | 32.2797 | 86 | 33.8798 | 69.98 | 26.6717 | 78.98 | 29.0724 | 73.4 | 34.8165 | 82.04 | 35.8429 | 77 | 35.63 | 73.04 | 25.5853 | 71.06 | 26.3533 | 5222 | #N/A | #N/A
| 80.6 | 35.4933 | 73.94 | 26.4618 | 80.06 | 28.2381 | 76.64 | 28.0298 | 77 | 26.8612 | 75.92 | 36.1706 | 71.06 | 31.9778 | 86 | 33.8825 | 73.04 | 27.42 | 78.08 | 28.4593 | 73.4 | 34.8165 | 82.4 | 34.9903 | 78.8 | 36.0745 | 73.04 | 26.2693 | 71.96 | 25.9073 | 5223 | #N/A | #N/A
| 80.06 | 35.9353 | 75.92 | 27.2438 | 78.98 | 27.6768 | 75.92 | 27.9218 | 77 | 26.5271 | 73.94 | 35.0172 | 71.6 | 32.2797 | 87.08 | 33.2342 | 73.94 | 28.0461 | 78.98 | 28.358 | 73.4 | 35.9319 | 84.92 | 36.5736 | 78.8 | 36.0745 | 75.92 | 27.2702 | 73.04 | 26.5279 | 5224 | #N/A | #N/A
| 80.06 | 34.2301 | 77 | 27.5079 | 78.98 | 27.6768 | 76.28 | 27.5678 | 78.98 | 27.3438 | 73.04 | 35.4588 | 71.96 | 32.2187 | 87.98 | 32.5251 | 75.92 | 28.5348 | 80.06 | 29.3432 | 73.4 | 35.9319 | 82.04 | 36.4935 | 80.6 | 37.6327 | 75.92 | 27.2729 | 73.94 | 26.047 | 5225 | #N/A | #N/A
| 78.08 | 34.8339 | 78.08 | 28.1413 | 80.96 | 27.8176 | 78.26 | 27.8078 | 78.08 | 27.4715 | 73.94 | 35.6811 | 71.96 | 32.7074 | 87.08 | 32.7656 | 75.02 | 27.9132 | 77 | 27.8801 | 71.6 | 35.4867 | 80.96 | 35.6045 | 78.8 | 36.0745 | 78.08 | 27.8007 | 73.94 | 26.3935 | 5226 | #N/A | #N/A
| 77 | 35.1955 | 75.92 | 27.2412 | 80.06 | 27.946 | 77.36 | 27.5913 | 77 | 27.2042 | 71.6 | 34.331 | 69.8 | 31.8367 | 84.02 | 32.4848 | 73.04 | 27.4368 | 78.98 | 28.6847 | 73.4 | 37.1123 | 78.98 | 35.1215 | 77 | 35.63 | 77 | 27.9092 | 73.04 | 26.5343 | 5227 | #N/A | #N/A
| 75.2 | 35.2138 | 75.02 | 27.0192 | 80.06 | 27.946 | 75.92 | 27.4246 | 77 | 27.2042 | 71.96 | 34.5283 | 69.8 | 31.8367 | 82.04 | 31.519 | 73.04 | 27.4339 | 77 | 27.5116 | 73.4 | 37.1123 | 78.08 | 34.2985 | 75.2 | 34.1358 | 75.92 | 27.2729 | 71.06 | 26.7464 | 5228 | #N/A | #N/A
| 75.2 | 35.2138 | 73.04 | 26.9044 | 78.08 | 27.1158 | 74.48 | 27.5129 | 75.92 | 26.9652 | 71.96 | 34.5283 | 69.08 | 31.5267 | 82.04 | 29.9138 | 71.06 | 28.1355 | 75.02 | 27.7168 | 71.6 | 34.3722 | 75.92 | 33.7668 | 73.4 | 34.741 | 75.02 | 27.423 | 69.08 | 26.9999 | 5229 | #N/A | #N/A
| 73.94 | 34.4473 | 69.98 | 26.4712 | 77 | 27.4979 | 71.78 | 26.9843 | 73.94 | 27.4389 | 71.06 | 33.8188 | 68 | 31.2594 | 78.98 | 27.7563 | 66.92 | 27.4938 | 73.04 | 27.6288 | 71.6 | 34.3722 | 75.02 | 33.5499 | 73.4 | 34.741 | 71.06 | 26.7741 | 68 | 26.3274 | 5230 | #N/A | #N/A
| 73.4 | 33.7185 | 68 | 25.9816 | 77 | 27.4979 | 68.18 | 27.1277 | 69.98 | 26.8611 | 68 | 31.8321 | 68 | 31.2684 | 75.02 | 24.9582 | 62.06 | 25.9317 | 71.06 | 27.1415 | 69.8 | 33.9279 | 73.94 | 33.2856 | 71.6 | 33.2483 | 62.96 | 26.316 | 64.94 | 25.5806 | 5231 | #N/A | #N/A
| 73.4 | 33.7185 | 64.94 | 25.2325 | 73.94 | 27.828 | 62.42 | 25.6428 | 68 | 26.3739 | 68 | 32.3934 | 66.92 | 31.0028 | 71.96 | 23.9705 | 59 | 24.7507 | 62.96 | 25.4997 | 69.8 | 33.9279 | 73.94 | 33.2872 | 71.6 | 33.2483 | 60.08 | 25.6067 | 64.04 | 25.3575 | 5232 | #N/A | #N/A
| 73.04 | 33.621 | 62.96 | 24.7497 | 73.04 | 27.2094 | 57.92 | 24.1942 | 66.02 | 26.2299 | 66.92 | 31.5262 | 68 | 31.2745 | 66.92 | 23.2711 | 57.92 | 24.1365 | 60.98 | 25.012 | 68 | 32.4321 | 73.04 | 33.0719 | 71.6 | 32.2583 | 60.08 | 25.6045 | 62.96 | 25.0927 | 5233 | #N/A | #N/A
| 73.04 | 33.6259 | 60.98 | 24.6567 | 73.04 | 27.2094 | 58.46 | 24.3945 | 66.02 | 25.8868 | 64.94 | 29.5352 | 68 | 31.2896 | 64.04 | 22.8191 | 55.94 | 22.9296 | 60.08 | 24.7912 | 68 | 32.4321 | 73.4 | 33.7718 | 71.6 | 32.2583 | 60.08 | 25.6023 | 62.06 | 25.2809 | 5234 | #N/A | #N/A
| 73.4 | 33.7185 | 62.06 | 24.9203 | 71.06 | 27.12 | 58.46 | 24.4634 | 64.04 | 25.4028 | 62.96 | 28.0937 | 68 | 31.2896 | 60.98 | 22.3831 | 55.04 | 22.3343 | 57.92 | 23.9254 | 68 | 32.4321 | 73.4 | 33.7718 | 71.6 | 32.2583 | 57.92 | 24.2907 | 62.96 | 24.7652 | 5235 | #N/A | #N/A
| 73.4 | 34.7693 | 62.06 | 24.9193 | 69.08 | 26.6357 | 55.76 | 23.1339 | 64.94 | 25.9611 | 60.98 | 27.1127 | 68 | 31.2941 | 60.08 | 22.7617 | 53.06 | 21.5511 | 57.92 | 24.2637 | 68 | 32.4321 | 71.6 | 34.3819 | 71.6 | 32.2583 | 59 | 24.5553 | 62.06 | 23.8575 | 5236 | #N/A | #N/A
| 73.4 | 34.7693 | 60.08 | 24.4351 | 69.08 | 26.6357 | 54.68 | 22.6162 | 62.96 | 25.1393 | 62.96 | 28.5203 | 68 | 31.7885 | 53.96 | 20.9406 | 51.98 | 20.9377 | 57.02 | 23.7068 | 66.2 | 30.9963 | 71.6 | 34.3819 | 69.8 | 32.8045 | 55.94 | 23.8086 | 64.04 | 23.6399 | 5237 | #N/A | #N/A
| 73.4 | 34.7693 | 60.08 | 24.4321 | 66.92 | 25.7147 | 54.14 | 22.2958 | 62.06 | 24.9177 | 62.96 | 28.5203 | 68 | 31.7901 | 53.06 | 20.7177 | 51.08 | 20.3792 | 53.96 | 22.2508 | 66.2 | 30.9963 | 71.6 | 34.3819 | 71.6 | 33.2483 | 57.92 | 24.2938 | 62.96 | 23.3776 | 5238 | #N/A | #N/A
| 71.6 | 34.3249 | 60.08 | 24.4301 | 66.02 | 25.4942 | 53.24 | 21.7054 | 60.98 | 24.6512 | 64.04 | 28.7854 | 68 | 31.3123 | 50 | 19.7051 | 50 | 20.1293 | 53.96 | 22.2508 | 66.2 | 30.9963 | 71.6 | 33.3284 | 69.8 | 32.8045 | 55.94 | 23.4716 | 62.06 | 23.5007 | 5239 | #N/A | #N/A
| 71.6 | 34.3249 | 57.92 | 23.5111 | 66.02 | 25.4942 | 52.16 | 21.1438 | 60.08 | 24.4316 | 62.06 | 27.873 | 68 | 31.3184 | 55.94 | 22.0898 | 51.08 | 20.7303 | 51.98 | 21.1052 | 68 | 32.4321 | 71.6 | 33.3284 | 69.8 | 31.8152 | 53.96 | 22.6468 | 62.06 | 23.4964 | 5240 | #N/A | #N/A
| 73.4 | 34.7693 | 62.06 | 25.6663 | 64.94 | 25.2192 | 55.76 | 23.3238 | 62.06 | 25.2487 | 64.94 | 29.5352 | 69.08 | 31.5885 | 57.92 | 23.2351 | 50 | 20.1293 | 57.92 | 23.9144 | 69.8 | 33.9279 | 73.04 | 34.9068 | 69.8 | 31.8152 | 57.02 | 24.069 | 62.96 | 24.0682 | 5241 | #N/A | #N/A
| 73.04 | 34.3065 | 66.92 | 27.2151 | 69.08 | 26.6207 | 61.34 | 25.2242 | 66.02 | 26.633 | 69.08 | 33.2819 | 69.08 | 31.5977 | 64.04 | 25.0375 | 51.98 | 21.3004 | 68 | 27.4944 | 71.6 | 35.4867 | 73.4 | 34.8262 | 71.6 | 33.2483 | 60.08 | 26.048 | 64.04 | 24.6352 | 5242 | #N/A | #N/A
| 73.04 | 34.8511 | 71.06 | 28.2305 | 69.08 | 26.6207 | 67.28 | 26.8863 | 71.96 | 27.6686 | 75.92 | 36.1842 | 69.98 | 32.3137 | 71.06 | 24.4958 | 60.08 | 24.2505 | 71.96 | 27.3399 | 75.2 | 36.377 | 73.4 | 34.8262 | 71.6 | 34.2965 | 62.06 | 26.9989 | 66.92 | 25.717 | 5243 | #N/A | #N/A
| 73.4 | 34.7693 | 77 | 29.3218 | 71.96 | 26.9314 | 71.24 | 28.0718 | 75.92 | 29.0612 | 75.92 | 36.1706 | 69.08 | 32.1014 | 73.94 | 23.9187 | 68 | 26.9325 | 73.94 | 27.8252 | 77 | 35.7052 | 73.4 | 34.8262 | 71.6 | 34.2965 | 62.96 | 26.7523 | 69.08 | 25.8625 | 5244 | #N/A | #N/A
| 73.4 | 34.7693 | 77 | 29.3218 | 73.04 | 27.5891 | 74.3 | 28.747 | 80.06 | 29.3095 | 78.08 | 36.72 | 69.08 | 32.716 | 75.02 | 27.0107 | 71.96 | 26.4503 | 75.02 | 28.0898 | 78.8 | 37.2672 | 73.4 | 34.8262 | 73.4 | 34.741 | 64.94 | 27.7062 | 69.98 | 25.7734 | 5245 | #N/A | #N/A
| 73.94 | 35.1086 | 75.92 | 28.6426 | 73.04 | 27.5891 | 76.28 | 28.5337 | 78.98 | 28.6563 | 78.98 | 36.9426 | 69.98 | 32.9476 | 73.04 | 27.217 | 75.02 | 27.8993 | 77 | 28.574 | 78.8 | 37.2672 | 73.4 | 34.8262 | 73.4 | 33.692 | 68 | 29.3572 | 73.04 | 26.5181 | 5246 | #N/A | #N/A
| 73.94 | 35.1228 | 75.02 | 28.4239 | 71.06 | 27.4471 | 76.46 | 28.6499 | 78.08 | 28.8324 | 77 | 36.455 | 69.98 | 32.9641 | 75.02 | 27.7018 | 73.94 | 27.3128 | 78.08 | 28.8417 | 77 | 36.8222 | 73.94 | 35.1946 | 73.4 | 34.741 | 69.98 | 30.2793 | 73.04 | 26.83 | 5247 | #N/A | #N/A
| 73.4 | 34.7693 | 75.02 | 28.4281 | 71.06 | 28.6812 | 79.16 | 28.7767 | 78.08 | 28.8364 | 80.96 | 38.7259 | 69.08 | 32.1457 | 75.02 | 29.2261 | 75.02 | 27.2004 | 78.98 | 29.0653 | 80.6 | 38.8959 | 73.4 | 34.8262 | 73.4 | 34.741 | 69.98 | 30.2832 | 75.02 | 27.6981 | 5248 | #N/A | #N/A
| 71.6 | 34.3249 | 75.92 | 29.0698 | 71.06 | 28.6812 | 80.06 | 27.8266 | 77 | 29.3369 | 80.96 | 39.346 | 69.8 | 32.8274 | 78.08 | 30.4291 | 77 | 27.6859 | 78.08 | 29.6108 | 80.6 | 37.7122 | 71.6 | 34.3819 | 71.6 | 33.2483 | 69.98 | 30.8163 | 73.04 | 26.8375 | 5249 | #N/A | #N/A
| 69.8 | 31.8404 | 75.02 | 29.2199 | 71.06 | 28.6824 | 80.42 | 28.1529 | 78.8 | 30.6426 | 80.96 | 39.3501 | 69.8 | 32.8274 | 78.98 | 27.6833 | 77 | 28.3916 | 78.08 | 29.1889 | 80.6 | 37.7122 | 71.6 | 33.3284 | 69.8 | 31.8152 | 69.08 | 29.1437 | 73.94 | 27.4393 | 5250 | #N/A | #N/A
| 71.6 | 34.3249 | 73.94 | 29.8762 | 69.98 | 28.8831 | 80.78 | 29.0485 | 75.92 | 29.8988 | 80.06 | 38.5225 | 69.8 | 31.8367 | 78.08 | 27.4633 | 75.92 | 28.5318 | 75.92 | 28.6593 | 80.6 | 36.5936 | 71.6 | 34.3819 | 66.2 | 29.9966 | 64.94 | 28.6308 | 75.02 | 27.702 | 5251 | #N/A | #N/A
| 71.6 | 34.3249 | 71.96 | 28.1154 | 69.98 | 28.8831 | 77.54 | 28.3886 | 73.94 | 29.4168 | 78.08 | 37.33 | 69.8 | 31.8367 | 75.92 | 28.322 | 75.02 | 27.205 | 75.02 | 28.1009 | 78.8 | 38.45 | 73.4 | 34.8262 | 69.8 | 31.8152 | 64.04 | 28.8414 | 75.92 | 27.9239 | 5252 | #N/A | #N/A
| 71.06 | 33.9447 | 71.06 | 28.2607 | 66.92 | 28.5346 | 77.54 | 28.7875 | 73.04 | 28.7482 | 75.02 | 36.5652 | 69.08 | 32.2043 | 73.94 | 28.5985 | 73.04 | 27.0994 | 73.04 | 27.6156 | 77 | 38.0042 | 73.4 | 35.9422 | 69.8 | 31.8152 | 64.04 | 28.8869 | 71.06 | 27.4748 | 5253 | #N/A | #N/A
| 71.96 | 34.7209 | 69.08 | 27.4171 | 66.02 | 27.9108 | 69.98 | 28.4527 | 71.96 | 28.4876 | 73.94 | 35.724 | 69.08 | 32.2235 | 69.98 | 29.3044 | 68 | 27.3733 | 69.98 | 27.6259 | 75.2 | 37.5581 | 73.04 | 35.7229 | 69.8 | 31.8152 | 64.04 | 28.8869 | 69.08 | 26.2502 | 5254 | #N/A | #N/A
| 71.6 | 34.3249 | 66.02 | 26.2452 | 66.02 | 27.9108 | 65.84 | 26.9825 | 69.98 | 28.4492 | 73.94 | 35.6811 | 69.8 | 32.8274 | 68 | 29.3052 | 62.06 | 25.4894 | 66.02 | 27.9295 | 75.2 | 36.377 | 73.4 | 35.9422 | 68 | 30.4388 | 64.04 | 29.4197 | 66.02 | 24.8137 | 5255 | #N/A | #N/A
| 73.4 | 35.8815 | 66.02 | 26.2463 | 64.94 | 28.0418 | 64.04 | 26.7573 | 68 | 27.966 | 73.94 | 35.724 | 69.8 | 32.8274 | 64.94 | 28.0545 | 59 | 24.3935 | 62.06 | 26.0454 | 75.2 | 36.377 | 73.4 | 34.8262 | 69.8 | 31.8152 | 64.04 | 28.8869 | 64.94 | 24.5485 | 5256 | #N/A | #N/A
| 73.4 | 35.8815 | 66.02 | 26.6706 | 64.04 | 27.8212 | 64.58 | 27.1123 | 68 | 28.0005 | 73.04 | 35.5179 | 69.8 | 32.8274 | 62.96 | 27.1666 | 55.94 | 23.246 | 57.02 | 23.6957 | 75.2 | 36.377 | 73.04 | 35.7341 | 69.8 | 31.8152 | 64.04 | 29.4197 | 62.96 | 24.0664 | 5257 | #N/A | #N/A
| 73.4 | 35.8815 | 64.94 | 26.7725 | 64.04 | 27.8212 | 62.96 | 26.5649 | 66.92 | 27.7363 | 73.04 | 34.8608 | 69.8 | 33.8764 | 62.06 | 26.4791 | 55.04 | 22.7048 | 57.92 | 23.9259 | 75.2 | 36.377 | 73.4 | 35.9422 | 69.8 | 32.8045 | 64.04 | 28.8869 | 62.96 | 24.7555 | 5258 | #N/A | #N/A
| 73.4 | 37.0586 | 64.94 | 28.0967 | 64.94 | 27.1824 | 62.78 | 26.6721 | 66.02 | 28.3642 | 73.04 | 34.875 | 69.8 | 33.8764 | 60.98 | 26.2138 | 53.96 | 22.066 | 53.6 | 22.3517 | 73.4 | 35.9319 | 73.4 | 35.9422 | 71.6 | 34.2965 | 64.04 | 28.8869 | 62.06 | 24.8667 | 5259 | #N/A | #N/A
| 73.4 | 37.0586 | 64.04 | 28.3834 | 64.04 | 26.1566 | 61.88 | 25.7897 | 66.02 | 28.3849 | 73.04 | 35.5526 | 71.6 | 35.4321 | 60.8 | 25.4707 | 53.06 | 21.5432 | 53.96 | 22.5671 | 72.14 | 35.2792 | 73.94 | 36.5692 | 71.6 | 34.2965 | 64.04 | 29.4247 | 62.06 | 24.1603 | 5260 | #N/A | #N/A
| 73.94 | 37.2475 | 64.04 | 28.3885 | 64.04 | 26.1566 | 59.18 | 24.9116 | 64.94 | 28.1204 | 73.94 | 35.6811 | 71.96 | 35.4471 | 60.8 | 25.4707 | 53.06 | 21.5423 | 53.06 | 21.6642 | 71.06 | 34.5666 | 73.4 | 35.9422 | 71.6 | 34.2965 | 64.04 | 28.8869 | 62.06 | 23.4946 | 5261 | #N/A | #N/A
| 73.4 | 37.0586 | 64.04 | 28.3938 | 62.06 | 25.2513 | 56.84 | 23.7877 | 64.94 | 28.6181 | 69.98 | 32.8814 | 69.8 | 33.8764 | 62.06 | 26.4756 | 53.96 | 22.0633 | 51.08 | 20.8862 | 69.8 | 33.9279 | 73.4 | 35.9422 | 69.8 | 33.852 | 62.96 | 28.6363 | 62.06 | 23.4955 | 5262 | #N/A | #N/A
| 73.4 | 35.8815 | 64.04 | 28.3788 | 60.98 | 24.9865 | 55.4 | 22.8598 | 64.04 | 27.8999 | 71.06 | 33.1475 | 69.98 | 34.2885 | 62.6 | 27.4346 | 51.08 | 20.7104 | 53.06 | 21.6642 | 69.8 | 33.9279 | 73.94 | 36.5943 | 71.6 | 34.2965 | 62.6 | 28.3603 | 62.06 | 23.1508 | 5263 | #N/A | #N/A
| 71.6 | 35.4364 | 62.96 | 27.6174 | 60.98 | 24.9865 | 55.22 | 22.8594 | 64.04 | 27.8999 | 73.04 | 34.7951 | 69.08 | 33.5195 | 62.6 | 27.4346 | 51.98 | 20.925 | 50 | 19.9491 | 71.6 | 35.4867 | 73.4 | 35.9422 | 69.8 | 33.852 | 62.96 | 28.622 | 62.06 | 23.1467 | 5264 | #N/A | #N/A
| 71.96 | 36.0302 | 62.6 | 28.2805 | 62.96 | 25.1219 | 57.56 | 24.0817 | 64.94 | 28.1286 | 73.04 | 34.912 | 69.98 | 34.2795 | 68 | 30.6892 | 53.96 | 22.4258 | 53.96 | 22.2508 | 73.4 | 35.9319 | 73.4 | 35.9422 | 71.6 | 34.2965 | 62.96 | 28.1921 | 62.96 | 23.7013 | 5265 | #N/A | #N/A
| 73.4 | 35.8815 | 64.04 | 28.3788 | 66.02 | 25.8657 | 63.86 | 25.9656 | 64.94 | 28.1223 | 73.04 | 33.7362 | 71.6 | 35.4321 | 73.94 | 34.4173 | 57.92 | 24.1119 | 66.02 | 27.4484 | 73.4 | 35.9319 | 73.4 | 35.9422 | 71.6 | 35.406 | 62.96 | 28.622 | 64.04 | 25.0058 | 5266 | #N/A | #N/A
| 73.4 | 35.8815 | 64.94 | 29.0468 | 66.02 | 25.8657 | 67.46 | 26.7744 | 64.4 | 28.7411 | 75.02 | 33.1339 | 73.4 | 37.054 | 78.08 | 33.7281 | 60.98 | 25.2038 | 69.08 | 27.7484 | 75.2 | 34.2063 | 73.4 | 35.9422 | 69.8 | 32.8045 | 64.94 | 29.1075 | 66.02 | 25.4855 | 5267 | #N/A | #N/A
| 73.4 | 37.0586 | 66.02 | 29.3145 | 71.06 | 27.0958 | 69.8 | 27.7047 | 66.2 | 29.1827 | 77 | 33.6226 | 71.6 | 35.4321 | 78.98 | 33.9419 | 69.98 | 27.8332 | 71.96 | 27.6693 | 75.2 | 34.2063 | 73.4 | 35.9422 | 71.6 | 34.2965 | 68 | 29.6843 | 68 | 25.5879 | 5268 | #N/A | #N/A
| 73.4 | 35.8815 | 66.2 | 29.1636 | 71.96 | 27.6534 | 73.22 | 29.2099 | 66.2 | 29.1827 | 78.08 | 35.6177 | 71.6 | 35.4321 | 78.98 | 34.4288 | 71.06 | 26.918 | 75.02 | 28.8402 | 77 | 34.6499 | 75.92 | 36.4703 | 69.8 | 31.8152 | 69.98 | 29.9092 | 69.98 | 26.4498 | 5269 | #N/A | #N/A
| 69.8 | 32.8313 | 66.02 | 28.878 | 71.96 | 27.6534 | 75.38 | 29.4362 | 69.08 | 29.6272 | 78.08 | 34.8777 | 73.4 | 35.8773 | 80.96 | 35.5211 | 75.02 | 28.6337 | 77 | 28.1658 | 77 | 34.6499 | 75.2 | 36.3874 | 68 | 31.3722 | 73.94 | 30.8798 | 71.96 | 26.9296 | 5270 | #N/A | #N/A
| 69.8 | 33.8806 | 66.92 | 29.085 | 73.94 | 28.5565 | 77.36 | 29.1955 | 71.96 | 30.7687 | 78.08 | 35.5024 | 75.92 | 36.9965 | 82.4 | 35.95 | 77 | 29.5483 | 78.08 | 28.8265 | 77 | 34.6499 | 77 | 35.7148 | 69.8 | 32.8045 | 73.94 | 30.8832 | 73.94 | 27.7431 | 5271 | #N/A | #N/A
| 71.6 | 33.2749 | 68 | 29.3498 | 73.04 | 28.6996 | 78.8 | 28.7377 | 73.04 | 30.6041 | 80.06 | 35.4983 | 75.92 | 36.4116 | 84.2 | 36.3938 | 78.08 | 29.3863 | 78.08 | 28.4311 | 78.8 | 36.1494 | 80.6 | 36.6033 | 69.8 | 31.8152 | 75.92 | 30.4542 | 73.04 | 27.1981 | 5272 | #N/A | #N/A
| 75.2 | 34.1623 | 73.04 | 30.5856 | 73.04 | 28.6996 | 80.24 | 29.2874 | 73.94 | 30.8148 | 80.96 | 36.3507 | 75.2 | 35.2098 | 82.04 | 35.7955 | 78.08 | 29.3852 | 78.08 | 28.1123 | 78.8 | 35.0934 | 80.06 | 36.2702 | 69.8 | 31.8152 | 75.92 | 30.453 | 73.04 | 27.5241 | 5273 | #N/A | #N/A
| 77 | 34.8231 | 71.96 | 30.7544 | 71.96 | 28.0737 | 79.34 | 29.4069 | 75.02 | 31.0769 | 78.98 | 35.2286 | 78.8 | 36.0985 | 80.6 | 35.5064 | 78.08 | 28.6359 | 78.08 | 28.1123 | 78.8 | 35.0934 | 78.8 | 35.1024 | 71.6 | 32.2583 | 77 | 29.7909 | 75.02 | 28.008 | 5274 | #N/A | #N/A
| 73.04 | 33.8366 | 71.96 | 31.2845 | 69.98 | 28.3961 | 78.8 | 28.5427 | 75.02 | 30.5777 | 75.92 | 35.6498 | 75.92 | 35.1783 | 80.96 | 35.539 | 78.08 | 28.6359 | 77 | 27.4782 | 78.8 | 34.0961 | 78.8 | 37.2774 | 69.8 | 30.8812 | 77 | 28.6551 | 75.92 | 28.2291 | 5275 | #N/A | #N/A
| 73.04 | 33.8333 | 68 | 29.3491 | 69.98 | 28.3961 | 79.52 | 28.983 | 75.02 | 32.0373 | 75.92 | 34.9695 | 69.98 | 31.9726 | 78.98 | 35.0527 | 75.02 | 28.6411 | 75.92 | 27.2142 | 77 | 34.6499 | 78.98 | 34.7396 | 71.6 | 32.2583 | 77 | 29.0007 | 73.94 | 27.417 | 5276 | #N/A | #N/A
| 73.94 | 34.6884 | 66.92 | 29.0725 | 68 | 27.9162 | 77.18 | 29.5196 | 73.04 | 31.0086 | 73.94 | 35.0172 | 71.06 | 32.7368 | 77 | 33.96 | 71.96 | 29.6302 | 73.04 | 25.8709 | 75.2 | 34.2063 | 77 | 35.4891 | 75.2 | 34.1358 | 77 | 28.9923 | 71.96 | 26.9373 | 5277 | #N/A | #N/A
| 71.96 | 33.5587 | 64.04 | 28.3558 | 66.02 | 27.8939 | 73.4 | 28.8109 | 69.98 | 29.819 | 73.04 | 35.5969 | 69.98 | 32.4611 | 73.94 | 32.7187 | 69.08 | 28.4475 | 69.98 | 26.1379 | 71.6 | 33.3192 | 75.02 | 35.5417 | 71.6 | 32.2583 | 71.06 | 28.3201 | 69.98 | 26.7813 | 5278 | #N/A | #N/A
| 69.98 | 33.0539 | 62.96 | 27.5841 | 66.02 | 27.8939 | 66.92 | 28.1377 | 68 | 29.3193 | 73.04 | 35.5895 | 68 | 31.4605 | 71.06 | 32.0056 | 64.94 | 27.4277 | 64.04 | 25.394 | 73.4 | 35.9319 | 73.4 | 34.8262 | 68 | 30.4388 | 62.96 | 27.2447 | 68 | 25.277 | 5279 | #N/A | #N/A
| 69.08 | 31.7253 | 62.96 | 27.5766 | 64.94 | 27.6185 | 64.94 | 27.6447 | 66.02 | 28.3303 | 73.04 | 35.595 | 68 | 31.4543 | 73.04 | 33.5823 | 62.96 | 26.479 | 60.98 | 24.6422 | 73.4 | 35.9319 | 71.06 | 33.9906 | 68 | 30.4388 | 62.06 | 26.5508 | 66.92 | 25.3179 | 5280 | #N/A | #N/A
| 68 | 31.461 | 62.96 | 27.1723 | 64.94 | 27.6198 | 64.4 | 27.2014 | 64.94 | 27.661 | 73.04 | 34.9458 | 64.4 | 29.5745 | 71.06 | 33.0944 | 62.06 | 25.8931 | 60.98 | 24.9809 | 73.4 | 35.9319 | 71.06 | 33.361 | 66.2 | 29.9966 | 60.08 | 26.0596 | 64.94 | 25.2189 | 5281 | #N/A | #N/A
| 68 | 31.9547 | 62.06 | 26.9508 | 64.94 | 27.6198 | 63.5 | 26.7493 | 64.04 | 27.4383 | 73.04 | 34.944 | 64.4 | 29.5745 | 71.06 | 33.096 | 60.98 | 25.6285 | 59 | 24.159 | 73.4 | 35.9319 | 71.06 | 33.3642 | 69.8 | 30.8812 | 57.02 | 24.4958 | 66.02 | 24.794 | 5282 | #N/A | #N/A
| 66.02 | 30.3965 | 59 | 25.289 | 64.04 | 27.7975 | 62.6 | 26.5326 | 62.06 | 26.4863 | 71.96 | 34.1332 | 64.4 | 29.5745 | 69.98 | 32.8315 | 59 | 24.7179 | 57.92 | 23.8944 | 71.6 | 35.4867 | 71.96 | 33.5761 | 69.8 | 31.8152 | 57.02 | 23.731 | 64.94 | 24.8393 | 5283 | #N/A | #N/A
| 66.92 | 30.6148 | 57.92 | 24.6646 | 64.04 | 27.4042 | 61.34 | 25.7797 | 62.06 | 26.4852 | 71.06 | 32.1841 | 64.4 | 29.5745 | 71.6 | 34.3392 | 57.92 | 24.4577 | 55.94 | 22.7089 | 69.8 | 31.882 | 71.06 | 33.3526 | 69.8 | 31.8152 | 55.04 | 22.8536 | 62.06 | 24.8488 | 5284 | #N/A | #N/A
| 66.92 | 30.6223 | 57.92 | 24.7071 | 64.04 | 27.4042 | 58.82 | 25.0193 | 60.98 | 25.7725 | 68 | 30.8589 | 69.8 | 33.8764 | 71.6 | 34.3392 | 57.02 | 23.8947 | 55.04 | 22.4895 | 71.6 | 30.4995 | 69.08 | 31.7681 | 68 | 31.3722 | 53.96 | 22.2723 | 62.06 | 24.8488 | 5285 | #N/A | #N/A
| 66.02 | 29.9381 | 57.92 | 24.2417 | 62.96 | 27.1385 | 60.8 | 25.5374 | 60.98 | 25.8333 | 71.06 | 29.6861 | 69.8 | 33.8764 | 73.4 | 34.7836 | 53.96 | 22.422 | 53.96 | 22.2508 | 68 | 29.6165 | 68 | 31.5024 | 68 | 31.3722 | 51.98 | 21.122 | 62.06 | 24.5241 | 5286 | #N/A | #N/A
| 68 | 31.9389 | 57.02 | 24.067 | 62.06 | 26.0136 | 55.76 | 23.2411 | 60.98 | 25.7635 | 69.08 | 29.1996 | 66.92 | 31.1778 | 73.4 | 35.8968 | 53.06 | 21.8307 | 55.04 | 22.8099 | 68 | 29.6165 | 66.2 | 30.0675 | 68 | 31.3722 | 51.98 | 21.4141 | 60.98 | 24.2633 | 5287 | #N/A | #N/A
| 66.2 | 30.9544 | 55.04 | 23.2449 | 62.06 | 26.0136 | 56.12 | 23.4611 | 60.98 | 25.7547 | 66.02 | 28.4433 | 66.2 | 30.9509 | 73.4 | 34.7836 | 53.96 | 22.0469 | 55.04 | 22.4932 | 66.2 | 29.175 | 69.08 | 31.751 | 66.2 | 29.9966 | 50 | 20.349 | 60.08 | 24.0425 | 5288 | #N/A | #N/A
| 69.08 | 32.1841 | 57.92 | 25.0691 | 62.96 | 26.2314 | 58.28 | 24.7413 | 62.06 | 26.4586 | 69.08 | 30.6578 | 66.2 | 30.0169 | 71.6 | 34.3392 | 55.04 | 22.6811 | 53.96 | 22.2508 | 68 | 29.6165 | 69.98 | 31.3948 | 66.2 | 29.9966 | 53.96 | 22.251 | 60.98 | 23.8792 | 5289 | #N/A | #N/A
| 71.96 | 33.4972 | 66.02 | 28.2839 | 64.4 | 27.0625 | 64.94 | 26.511 | 66.92 | 27.6427 | 73.04 | 32.0862 | 66.2 | 30.9509 | 75.92 | 36.6861 | 60.08 | 24.6322 | 64.94 | 26.7294 | 70.7 | 30.7154 | 71.96 | 32.4473 | 69.8 | 31.8152 | 60.08 | 24.7879 | 62.96 | 24.0521 | 5290 | #N/A | #N/A
| 75.02 | 33.1547 | 71.06 | 29.5148 | 64.04 | 26.939 | 69.62 | 27.432 | 71.96 | 28.424 | 75.92 | 32.7928 | 71.6 | 34.3209 | 78.8 | 37.2323 | 64.94 | 26.5869 | 66.02 | 27.4746 | 73.4 | 31.828 | 75.02 | 32.6277 | 71.6 | 33.2483 | 66.92 | 26.456 | 62.96 | 25.0599 | 5291 | #N/A | #N/A
| 78.08 | 33.329 | 75.02 | 29.6169 | 68 | 28.7277 | 72.68 | 28.0349 | 77 | 29.2926 | 75.92 | 32.3309 | 71.96 | 32.8754 | 80.96 | 37.3786 | 69.98 | 27.3899 | 68 | 28.7443 | 77 | 32.7124 | 78.08 | 32.9114 | 73.4 | 32.7013 | 71.96 | 27.6839 | 66.92 | 26.7772 | 5292 | #N/A | #N/A
| 77 | 32.5999 | 78.08 | 29.5543 | 68 | 28.7568 | 74.12 | 28.4601 | 78.98 | 27.9345 | 77 | 32.5962 | 73.94 | 33.3632 | 82.94 | 37.8698 | 75.02 | 27.8728 | 68 | 28.4247 | 78.8 | 33.1545 | 78.08 | 32.9114 | 75.2 | 33.1443 | 75.02 | 29.2171 | 68 | 27.5996 | 5293 | #N/A | #N/A
| 77 | 33.6328 | 78.98 | 28.6217 | 68 | 28.7568 | 76.64 | 29.5101 | 80.96 | 28.788 | 80.96 | 33.0384 | 75.02 | 33.1419 | 84.92 | 37.7008 | 75.92 | 28.4988 | 66.92 | 28.5607 | 80.6 | 30.33 | 80.06 | 33.4006 | 75.2 | 33.1443 | 78.08 | 30.8841 | 69.08 | 27.3524 | 5294 | #N/A | #N/A
| 75.92 | 33.3716 | 80.96 | 29.502 | 71.6 | 29.6098 | 77.9 | 30.0477 | 82.94 | 29.989 | 80.96 | 32.1034 | 75.02 | 33.1434 | 86 | 37.9708 | 78.08 | 29.3778 | 71.96 | 29.3501 | 82.4 | 30.4126 | 80.06 | 35.5491 | 75.2 | 33.1443 | 80.96 | 30.6764 | 66.92 | 27.5836 | 5295 | #N/A | #N/A
| 75.92 | 33.3716 | 82.04 | 30.5304 | 71.6 | 28.8244 | 78.44 | 30.2545 | 84.92 | 31.2381 | 78.98 | 33.5465 | 73.04 | 33.1478 | 87.08 | 38.913 | 78.98 | 28.8501 | 71.96 | 28.9281 | 84.2 | 30.5051 | 75.2 | 33.219 | 78.8 | 35.0232 | 82.94 | 31.6146 | 69.98 | 28.3838 | 5296 | #N/A | #N/A
| 75.92 | 32.8039 | 82.04 | 30.8968 | 71.06 | 28.6453 | 76.46 | 29.6957 | 86 | 31.5042 | 80.06 | 32.8119 | 73.94 | 33.3743 | 86 | 37.9902 | 80.06 | 29.1152 | 71.06 | 29.1286 | 82.4 | 32.3089 | 80.96 | 34.6738 | 75.2 | 33.1443 | 84.92 | 30.9395 | 69.98 | 28.0081 | 5297 | #N/A | #N/A
| 75.02 | 32.59 | 84.02 | 32.2969 | 69.8 | 29.1687 | 78.62 | 30.0753 | 86 | 31.8691 | 78.98 | 32.117 | 73.04 | 33.1606 | 86 | 37.9972 | 80.06 | 30.2951 | 73.04 | 29.6158 | 78.8 | 33.1545 | 80.06 | 33.8813 | 78.8 | 34.0304 | 82.94 | 30.3781 | 71.96 | 28.054 | 5298 | #N/A | #N/A
| 71.96 | 32.4124 | 78.98 | 31.4687 | 66.92 | 27.6345 | 77.72 | 29.7087 | 84.92 | 32.0595 | 78.08 | 33.3268 | 69.08 | 31.6924 | 84.92 | 36.5686 | 75.92 | 29.2837 | 71.06 | 28.6642 | 78.8 | 32.2657 | 78.08 | 33.9761 | 77 | 34.5795 | 84.92 | 30.8644 | 73.04 | 28.2703 | 5299 | #N/A | #N/A
| 71.06 | 32.1971 | 78.08 | 30.8438 | 66.92 | 27.6345 | 77.18 | 29.3601 | 84.92 | 32.056 | 75.92 | 33.3708 | 66.92 | 30.1445 | 82.04 | 35.2605 | 77 | 29.5494 | 69.98 | 27.954 | 77 | 32.7124 | 75.02 | 33.2232 | 73.4 | 32.7013 | 84.02 | 30.6417 | 71.96 | 27.6586 | 5300 | #N/A | #N/A
| 69.08 | 31.7083 | 77 | 30.975 | 64.94 | 27.1523 | 75.2 | 29.0205 | 84.02 | 31.3807 | 73.94 | 31.3126 | 66.02 | 29.9233 | 80.06 | 35.3791 | 73.04 | 28.9478 | 69.08 | 26.9515 | 75.2 | 31.3826 | 73.04 | 33.2288 | 71.6 | 31.3235 | 82.04 | 31.3922 | 69.98 | 27.1764 | 5301 | #N/A | #N/A
| 69.08 | 31.7098 | 75.02 | 30.0838 | 64.04 | 26.9262 | 72.14 | 28.711 | 80.96 | 31.5415 | 71.96 | 30.8211 | 66.02 | 29.9219 | 77 | 35.2447 | 71.06 | 29.3941 | 64.94 | 26.3566 | 71.6 | 32.3247 | 71.06 | 32.2521 | 69.8 | 31.8152 | 71.96 | 32.2668 | 68 | 27.0402 | 5302 | #N/A | #N/A
| 68 | 30.4625 | 75.02 | 30.0718 | 64.04 | 26.9262 | 66.2 | 27.0292 | 75.02 | 29.1609 | 71.06 | 31.127 | 66.2 | 30.0169 | 75.92 | 35.5117 | 66.02 | 27.6868 | 59 | 24.147 | 71.6 | 31.3858 | 69.08 | 31.7666 | 68 | 30.4388 | 71.06 | 31.0156 | 64.04 | 26.0723 | 5303 | #N/A | #N/A
| 66.2 | 30.0201 | 69.98 | 28.8296 | 64.04 | 26.4778 | 66.2 | 27.2512 | 73.04 | 28.6714 | 69.08 | 29.6729 | 66.02 | 29.9305 | 75.92 | 34.3506 | 64.94 | 26.9635 | 57.92 | 23.8824 | 71.6 | 30.4995 | 69.08 | 31.2108 | 66.2 | 29.9966 | 69.08 | 29.9927 | 62.96 | 25.8081 | 5304 | #N/A | #N/A
| 68 | 30.4625 | 66.02 | 27.8578 | 64.94 | 26.341 | 62.6 | 26.223 | 71.96 | 28.8512 | 69.08 | 30.6349 | 66.2 | 30.0169 | 75.02 | 34.1336 | 64.94 | 27.4218 | 53.96 | 22.2132 | 73.4 | 30.9412 | 69.8 | 30.9517 | 66.2 | 29.1163 | 68 | 30.7009 | 60.98 | 24.9766 | 5305 | #N/A | #N/A
| 68 | 30.4625 | 69.08 | 28.6056 | 64.94 | 26.341 | 59.36 | 24.8521 | 69.98 | 28.3635 | 68 | 30.3709 | 66.2 | 30.0169 | 75.02 | 34.7613 | 64.94 | 27.4195 | 55.04 | 22.1466 | 73.4 | 30.9412 | 68 | 31.4478 | 66.2 | 29.9966 | 71.06 | 30.4688 | 59 | 24.0883 | 5306 | #N/A | #N/A
| 68 | 31.3975 | 64.94 | 27.1293 | 64.04 | 26.12 | 59.18 | 24.6698 | 66.02 | 27.3949 | 64.04 | 27.9414 | 66.2 | 30.0169 | 75.92 | 34.9885 | 64.04 | 27.1997 | 53.06 | 21.3683 | 62.6 | 28.2919 | 71.06 | 33.4161 | 66.2 | 29.9966 | 66.92 | 29.9842 | 59 | 24.0873 | 5307 | #N/A | #N/A
| 66.2 | 30.0201 | 66.02 | 27.3957 | 64.04 | 26.4811 | 55.4 | 22.8164 | 64.94 | 27.1319 | 64.04 | 27.5373 | 66.2 | 30.0169 | 75.02 | 34.763 | 62.06 | 26.2593 | 53.06 | 21.3683 | 60.8 | 27.0178 | 71.6 | 34.3819 | 66.2 | 29.9966 | 64.94 | 29.5012 | 57.02 | 23.6074 | 5308 | #N/A | #N/A
| 68 | 32.0109 | 62.96 | 26.6483 | 64.04 | 26.4811 | 56.3 | 23.488 | 66.02 | 27.3995 | 62.06 | 26.5835 | 66.2 | 30.9509 | 73.4 | 34.7836 | 62.06 | 26.2593 | 51.98 | 21.1052 | 62.6 | 27.4587 | 73.04 | 35.0977 | 68 | 30.4388 | 62.06 | 27.3486 | 57.02 | 23.6104 | 5309 | #N/A | #N/A
| 69.08 | 32.2897 | 60.08 | 25.4999 | 62.96 | 25.8571 | 57.2 | 23.958 | 64.04 | 26.9153 | 57.02 | 24.115 | 69.8 | 31.8367 | 71.96 | 34.0183 | 60.98 | 25.6285 | 51.08 | 20.5429 | 60.8 | 27.0178 | 71.6 | 34.3819 | 68 | 31.3722 | 60.98 | 27.0829 | 57.02 | 23.6094 | 5310 | #N/A | #N/A
| 69.8 | 31.8404 | 64.04 | 27.3694 | 62.96 | 25.8571 | 60.8 | 25.5374 | 64.94 | 27.1308 | 60.98 | 26.3157 | 69.8 | 32.8274 | 71.96 | 34.0115 | 59 | 24.7179 | 50 | 19.9491 | 60.8 | 27.0178 | 71.06 | 33.4378 | 69.8 | 31.8152 | 60.08 | 26.4627 | 57.2 | 23.5679 | 5311 | #N/A | #N/A
| 69.8 | 32.8313 | 62.96 | 27.1027 | 62.96 | 25.8571 | 59 | 25.0977 | 64.94 | 27.1274 | 57.92 | 23.988 | 69.8 | 33.8764 | 71.96 | 34.0047 | 59 | 24.7148 | 51.08 | 20.5429 | 62.6 | 27.4587 | 71.6 | 33.3284 | 68 | 30.4388 | 59 | 25.732 | 60.8 | 25.1231 | 5312 | #N/A | #N/A
| 73.4 | 35.8815 | 64.04 | 27.7581 | 64.94 | 25.9185 | 60.8 | 25.5374 | 66.02 | 27.8499 | 62.96 | 26.3419 | 69.8 | 33.8764 | 71.6 | 34.3392 | 59 | 25.1388 | 51.08 | 20.5429 | 64.4 | 26.3716 | 71.6 | 34.3819 | 66.2 | 29.9966 | 60.8 | 27.0819 | 60.08 | 25.1595 | 5313 | #N/A | #N/A
| 75.02 | 35.5305 | 69.98 | 29.7022 | 68 | 27.0813 | 66.56 | 28.255 | 69.08 | 28.5929 | 69.98 | 28.9748 | 69.98 | 33.7296 | 75.02 | 35.3035 | 66.92 | 28.3697 | 64.94 | 25.9283 | 68 | 27.2511 | 71.6 | 34.3819 | 69.8 | 31.8152 | 66.2 | 30.1319 | 62.96 | 26.2966 | 5314 | #N/A | #N/A
| 77 | 35.6582 | 75.02 | 31.3614 | 68 | 27.0813 | 68 | 28.833 | 73.94 | 30.6732 | 71.96 | 28.5404 | 69.8 | 33.8764 | 78.98 | 36.2866 | 69.98 | 29.5271 | 71.06 | 28.6526 | 69.8 | 28.4343 | 73.4 | 34.8262 | 68 | 31.3722 | 69.98 | 30.7214 | 68 | 27.8401 | 5315 | #N/A | #N/A
| 75.2 | 35.2138 | 78.08 | 32.1133 | 73.04 | 29.1273 | 72.32 | 30.1586 | 78.08 | 31.1961 | 73.94 | 29.4789 | 73.4 | 35.8773 | 82.04 | 36.4999 | 73.04 | 30.7899 | 75.02 | 30.491 | 73.4 | 29.315 | 71.96 | 33.0109 | 66.2 | 29.9966 | 75.2 | 32.3417 | 69.08 | 28.5678 | 5316 | #N/A | #N/A
| 73.4 | 32.7261 | 80.96 | 32.8279 | 75.92 | 30.299 | 76.28 | 31.702 | 82.94 | 33.3149 | 75.02 | 29.742 | 71.6 | 34.3209 | 84.92 | 36.5933 | 73.94 | 31.0128 | 77 | 30.5782 | 75.2 | 29.0105 | 73.4 | 32.7761 | 66.2 | 29.9966 | 78.08 | 33.7397 | 71.96 | 29.2732 | 5317 | #N/A | #N/A
| 75.02 | 33.711 | 82.94 | 34.301 | 75.92 | 30.299 | 78.44 | 32.4938 | 84.92 | 33.8059 | 75.02 | 28.9252 | 75.2 | 36.3226 | 84.02 | 36.3763 | 77 | 31.7699 | 80.06 | 31.736 | 75.2 | 29.0105 | 75.2 | 33.219 | 69.8 | 30.8812 | 80.96 | 34.4552 | 75.02 | 29.5615 | 5318 | #N/A | #N/A
| 75.92 | 33.9343 | 82.04 | 33.0968 | 80.96 | 31.0794 | 81.32 | 33.2004 | 84.92 | 33.3815 | 77 | 29.4124 | 78.08 | 36.25 | 86 | 36.2622 | 78.08 | 32.045 | 82.04 | 31.3589 | 77 | 28.7479 | 78.8 | 34.1046 | 69.8 | 30.8812 | 84.92 | 33.8767 | 77 | 30.0503 | 5319 | #N/A | #N/A
| 75.92 | 33.4381 | 84.02 | 33.1584 | 78.08 | 30.8461 | 82.58 | 32.5343 | 87.98 | 31.9566 | 78.08 | 30.4979 | 78.08 | 36.2447 | 87.08 | 38.3096 | 78.98 | 32.2667 | 82.94 | 32.4554 | 78.8 | 29.1871 | 80.06 | 33.9293 | 71.6 | 32.2583 | 84.92 | 32.0825 | 78.08 | 30.7826 | 5320 | #N/A | #N/A
| 73.94 | 32.9431 | 80.96 | 33.3684 | 78.08 | 30.8461 | 84.74 | 32.3419 | 89.06 | 32.2268 | 77 | 29.7831 | 77 | 34.7942 | 87.08 | 36.5424 | 80.06 | 32.0223 | 82.04 | 32.7357 | 77 | 30.1957 | 73.94 | 32.4219 | 69.8 | 29.9996 | 84.92 | 32.086 | 78.08 | 29.9452 | 5321 | #N/A | #N/A
| 71.96 | 31.8778 | 78.08 | 32.6655 | 82.04 | 31.8233 | 84.2 | 32.8002 | 89.96 | 32.452 | 77 | 30.2396 | 77 | 34.7875 | 89.06 | 38.2712 | 80.96 | 32.2502 | 80.96 | 31.9703 | 77 | 30.1957 | 75.02 | 32.6829 | 69.8 | 29.9996 | 86 | 32.8257 | 78.08 | 30.3207 | 5322 | #N/A | #N/A
| 73.94 | 32.3616 | 78.98 | 32.8934 | 80.96 | 31.9628 | 80.24 | 30.267 | 84.92 | 34.3601 | 75.92 | 30.4394 | 75.02 | 34.2944 | 86 | 38.0624 | 78.08 | 31.5457 | 80.06 | 31.3517 | 77 | 30.1957 | 69.98 | 30.4374 | 69.8 | 29.9996 | 82.94 | 32.9857 | 78.08 | 30.3254 | 5323 | #N/A | #N/A
| 69.98 | 30.9269 | 75.92 | 32.5961 | 80.96 | 31.9628 | 78.8 | 30.0635 | 84.02 | 33.1803 | 73.04 | 29.7291 | 73.04 | 33.8094 | 84.02 | 37.0364 | 75.92 | 30.6107 | 78.08 | 30.8657 | 73.4 | 30.1043 | 69.08 | 30.2124 | 68 | 29.5579 | 82.94 | 33.4155 | 75.02 | 29.206 | 5324 | #N/A | #N/A
| 71.06 | 31.185 | 75.92 | 32.6004 | 75.02 | 29.6386 | 76.82 | 30.2581 | 82.04 | 33.1261 | 73.94 | 29.4753 | 71.06 | 32.7031 | 80.96 | 35.6516 | 73.94 | 29.1892 | 73.94 | 30.2514 | 69.8 | 27.691 | 68 | 29.5056 | 68 | 29.5579 | 78.98 | 32.4457 | 73.04 | 29.0982 | 5325 | #N/A | #N/A
| 68 | 30.4204 | 73.94 | 31.131 | 71.96 | 29.3485 | 74.66 | 29.4952 | 78.98 | 32.373 | 71.06 | 29.6339 | 69.08 | 32.2059 | 78.08 | 34.3311 | 73.04 | 28.9695 | 71.06 | 29.5419 | 68 | 28.7815 | 66.02 | 29.0148 | 66.2 | 29.1163 | 75.92 | 31.6927 | 69.08 | 28.5918 | 5326 | #N/A | #N/A
| 66.92 | 30.1478 | 73.94 | 30.2079 | 71.96 | 29.3485 | 71.96 | 29.135 | 78.98 | 31.0461 | 68 | 27.5483 | 69.98 | 33.0235 | 75.92 | 33.7944 | 71.96 | 28.7002 | 68 | 28.7822 | 66.2 | 28.3406 | 66.2 | 29.1827 | 64.4 | 27.8445 | 73.04 | 30.981 | 66.92 | 27.5963 | 5327 | #N/A | #N/A
| 66.02 | 29.9167 | 73.04 | 29.9837 | 68 | 28.7643 | 70.88 | 28.4862 | 75.92 | 29.3808 | 62.06 | 25.7307 | 69.08 | 32.8016 | 73.94 | 33.3053 | 69.98 | 28.219 | 66.92 | 29.0108 | 62.6 | 27.4587 | 66.02 | 29.4254 | 66.2 | 28.2856 | 73.04 | 30.5506 | 64.94 | 27.1099 | 5328 | #N/A | #N/A
| 64.94 | 28.6913 | 71.96 | 28.8614 | 66.92 | 28.5008 | 70.16 | 28.8483 | 75.92 | 29.3842 | 57.92 | 23.9536 | 71.6 | 33.2712 | 71.96 | 32.8193 | 71.06 | 27.6841 | 64.94 | 28.5253 | 60.8 | 26.2324 | 64.94 | 28.7351 | 64.4 | 27.8445 | 69.98 | 30.228 | 64.4 | 27.4876 | 5329 | #N/A | #N/A
| 64.04 | 28.4678 | 69.08 | 28.1546 | 66.92 | 28.5008 | 69.08 | 29.3957 | 73.94 | 29.3471 | 59 | 24.5525 | 64.94 | 29.1159 | 71.96 | 32.8241 | 69.98 | 27.4249 | 64.94 | 28.5292 | 60.8 | 24.7939 | 64.94 | 28.7259 | 62.6 | 27.4034 | 68 | 29.3181 | 64.04 | 27.8813 | 5330 | #N/A | #N/A
| 62.96 | 27.7003 | 66.02 | 27.8697 | 64.94 | 28.5169 | 69.8 | 30.1129 | 71.96 | 28.864 | 55.94 | 22.7536 | 66.2 | 30.9509 | 71.06 | 32.6087 | 69.08 | 27.6413 | 64.04 | 28.3137 | 60.8 | 23.5167 | 64.04 | 27.9996 | 62.6 | 25.8833 | 64.94 | 28.5682 | 64.04 | 27.8813 | 5331 | #N/A | #N/A
| 62.96 | 27.6952 | 64.04 | 26.924 | 66.02 | 28.7883 | 68 | 29.6715 | 71.06 | 29.1097 | 60.08 | 24.0796 | 66.2 | 30.0169 | 71.06 | 32.6134 | 69.98 | 27.4334 | 64.94 | 28.5395 | 59 | 23.3832 | 64.04 | 27.997 | 62.6 | 27.4034 | 62.96 | 27.5876 | 64.4 | 28.2998 | 5332 | #N/A | #N/A
| 62.96 | 28.191 | 64.94 | 27.6089 | 66.02 | 28.7883 | 68 | 29.7439 | 68 | 28.3619 | 60.98 | 23.9794 | 69.08 | 32.1756 | 69.98 | 32.3523 | 68 | 28.2193 | 64.04 | 28.3228 | 57.2 | 23.2584 | 64.4 | 27.9067 | 62.6 | 27.4034 | 60.98 | 27.1029 | 64.04 | 27.8813 | 5333 | #N/A | #N/A
| 62.6 | 27.4243 | 62.06 | 26.4408 | 64.94 | 28.9579 | 68.54 | 30.0605 | 66.92 | 28.0953 | 59 | 23.1262 | 68 | 31.4144 | 71.06 | 32.6166 | 69.08 | 27.658 | 64.04 | 28.3507 | 57.2 | 23.2584 | 64.4 | 27.9067 | 62.6 | 27.4034 | 60.08 | 26.4855 | 64.04 | 28.277 | 5334 | #N/A | #N/A
| 62.6 | 28.2551 | 60.08 | 25.5121 | 64.94 | 28.9633 | 68.36 | 30.2918 | 66.02 | 27.8785 | 60.08 | 23.7525 | 66.92 | 31.1424 | 71.06 | 33.218 | 68 | 27.77 | 64.04 | 28.3357 | 57.2 | 22.6398 | 64.4 | 28.7411 | 62.6 | 27.4034 | 59 | 25.8522 | 64.94 | 29.0166 | 5335 | #N/A | #N/A
| 64.4 | 28.6967 | 60.98 | 26.6395 | 64.94 | 28.9633 | 68.9 | 30.4328 | 64.94 | 27.6141 | 55.94 | 22.3655 | 64.4 | 28.6935 | 71.06 | 33.218 | 66.02 | 28.2277 | 64.94 | 28.9881 | 57.2 | 22.6398 | 64.4 | 27.9067 | 62.6 | 27.4034 | 59 | 25.7573 | 64.94 | 29.0233 | 5336 | #N/A | #N/A
| 64.4 | 28.6967 | 62.96 | 28.0134 | 66.02 | 29.2337 | 69.8 | 31.0022 | 66.02 | 27.8749 | 60.98 | 24.6682 | 62.6 | 27.4213 | 73.04 | 33.6979 | 66.92 | 28.8631 | 66.02 | 29.2559 | 57.2 | 23.2584 | 62.6 | 27.4659 | 62.6 | 27.4034 | 60.98 | 27.1054 | 64.94 | 29.0274 | 5337 | #N/A | #N/A
| 64.4 | 28.6967 | 68 | 30.2015 | 66.92 | 29.46 | 68 | 31.5018 | 69.98 | 29.243 | 66.92 | 26.4531 | 64.4 | 28.6935 | 73.4 | 33.7319 | 66.02 | 29.1239 | 68 | 30.275 | 62.6 | 25.2331 | 64.4 | 28.7411 | 62.6 | 27.4034 | 64.94 | 28.9962 | 64.94 | 29.4681 | 5338 | #N/A | #N/A
| 66.2 | 30.9544 | 73.04 | 30.4872 | 66.92 | 29.46 | 68 | 31.5018 | 73.94 | 31.1378 | 69.08 | 26.9795 | 66.02 | 30.3135 | 75.2 | 33.1816 | 66.02 | 29.1662 | 69.08 | 31.0016 | 66.2 | 26.1118 | 64.4 | 28.7411 | 62.6 | 27.4034 | 68 | 30.2771 | 64.94 | 30.0193 | 5339 | #N/A | #N/A
| 75.92 | 28.7133 | 75.02 | 30.9727 | 66.92 | 30.457 | 68 | 31.5018 | 78.08 | 30.8305 | 71.06 | 27.1202 | 68 | 31.3938 | 78.98 | 33.0222 | 66.02 | 29.5605 | 69.8 | 31.8367 | 69.8 | 26.9905 | 73.04 | 31.0958 | 64.4 | 27.8445 | 71.96 | 30.723 | 66.02 | 30.7784 | 5340 | #N/A | #N/A
| 78.08 | 30.0307 | 75.92 | 29.3852 | 66.2 | 29.9978 | 68 | 31.5687 | 80.96 | 30.6226 | 73.04 | 27.6034 | 78.08 | 29.233 | 80.96 | 32.5358 | 66.02 | 30.1013 | 69.08 | 31.5637 | 71.6 | 26.7693 | 75.92 | 30.4603 | 69.8 | 29.9996 | 77 | 31.963 | 66.02 | 30.7551 | 5341 | #N/A | #N/A
| 78.08 | 32.2896 | 77 | 29.2894 | 68 | 31.2952 | 69.8 | 32.9424 | 82.04 | 27.704 | 73.94 | 27.43 | 78.08 | 31.3493 | 80.96 | 32.5371 | 66.92 | 30.7874 | 69.08 | 32.049 | 73.4 | 27.2082 | 77 | 30.7272 | 71.6 | 30.4412 | 78.98 | 30.6533 | 66.02 | 30.7551 | 5342 | #N/A | #N/A
| 80.06 | 31.4391 | 78.08 | 28.0852 | 66.2 | 30.9305 | 71.42 | 33.7305 | 82.04 | 27.439 | 75.92 | 28.3113 | 78.98 | 32.5005 | 82.94 | 33.0253 | 69.98 | 32.6118 | 69.98 | 32.8718 | 75.2 | 27.647 | 80.06 | 30.1842 | 75.2 | 32.2082 | 80.96 | 31.1457 | 66.02 | 30.7551 | 5343 | #N/A | #N/A
| 78.98 | 31.1771 | 78.08 | 28.088 | 68 | 32.3622 | 71.6 | 33.3858 | 82.94 | 29.5967 | 75.92 | 27.6007 | 75.02 | 31.5313 | 84.02 | 32.3855 | 73.94 | 34.3035 | 71.06 | 33.7606 | 75.2 | 28.3085 | 80.96 | 31.232 | 77 | 32.6505 | 82.04 | 31.4132 | 68 | 31.8898 | 5344 | #N/A | #N/A
| 78.98 | 30.7045 | 75.92 | 32.6219 | 71.06 | 33.8084 | 75.56 | 35.5233 | 82.94 | 30.0001 | 75.92 | 29.0784 | 77 | 30.677 | 84.92 | 32.6108 | 73.94 | 33.5849 | 71.96 | 33.9827 | 75.2 | 29.0105 | 82.04 | 30.6713 | 78.8 | 32.208 | 80.96 | 30.7045 | 68 | 31.8246 | 5345 | #N/A | #N/A
| 78.98 | 30.2507 | 75.92 | 32.6306 | 71.6 | 34.2979 | 77.72 | 36.2859 | 80.96 | 31.9649 | 75.02 | 29.6749 | 75.92 | 30.4151 | 84.02 | 31.919 | 75.2 | 34.5104 | 71.96 | 34.5182 | 77 | 29.4504 | 82.04 | 29.1765 | 78.8 | 33.0929 | 82.04 | 31.8981 | 68 | 32.3272 | 5346 | #N/A | #N/A
| 77 | 32.0245 | 75.02 | 32.9792 | 71.96 | 34.0476 | 75.56 | 35.2058 | 78.98 | 32.9394 | 73.94 | 29.8797 | 73.94 | 30.832 | 82.94 | 30.4097 | 75.02 | 34.4662 | 73.04 | 34.7848 | 77 | 28.0859 | 80.96 | 27.8846 | 78.8 | 33.0929 | 80.96 | 31.64 | 69.08 | 32.5923 | 5347 | #N/A | #N/A
| 78.08 | 29.6615 | 73.04 | 32.9845 | 71.96 | 34.0476 | 74.84 | 35.0284 | 77 | 32.9149 | 73.04 | 28.739 | 71.96 | 30.7734 | 78.08 | 30.0115 | 69.08 | 32.3907 | 71.96 | 33.9827 | 73.4 | 30.9412 | 80.06 | 27.323 | 75.2 | 32.2082 | 78.08 | 31.8392 | 69.08 | 32.6841 | 5348 | #N/A | #N/A
| 75.92 | 30.4179 | 71.06 | 32.5032 | 71.06 | 33.8357 | 73.4 | 34.9991 | 75.02 | 32.4342 | 71.06 | 28.7013 | 69.98 | 30.815 | 75.92 | 29.9334 | 66.92 | 30.7874 | 71.96 | 34.0838 | 71.6 | 30.4995 | 77 | 26.9133 | 73.4 | 30.0498 | 75.92 | 31.3177 | 69.08 | 32.6809 | 5349 | #N/A | #N/A
| 73.04 | 29.7052 | 69.08 | 32.0144 | 71.06 | 33.8289 | 73.4 | 34.8873 | 73.94 | 32.1688 | 69.08 | 27.7674 | 68 | 30.3229 | 69.98 | 28.4764 | 68 | 31.6291 | 71.6 | 34.3209 | 69.8 | 30.0581 | 71.96 | 26.7043 | 71.6 | 28.0831 | 73.94 | 30.8299 | 69.08 | 32.5923 | 5350 | #N/A | #N/A
| 69.98 | 28.9472 | 69.08 | 32.0821 | 71.06 | 33.8289 | 73.4 | 34.8873 | 71.96 | 32.2462 | 68 | 27.9502 | 66.92 | 30.0506 | 68 | 28.4589 | 66.92 | 31.364 | 71.06 | 33.8549 | 68 | 29.6165 | 64.04 | 25.4823 | 68 | 27.2031 | 71.96 | 29.8452 | 68 | 32.3272 | 5351 | #N/A | #N/A
| 64.04 | 27.4865 | 69.98 | 32.8374 | 68 | 31.8617 | 69.8 | 32.9424 | 71.96 | 32.7328 | 66.02 | 27.0147 | 64.94 | 29.5572 | 64.94 | 28.1047 | 66.92 | 31.364 | 71.06 | 33.7606 | 66.2 | 29.175 | 62.96 | 25.5527 | 62.6 | 25.1879 | 71.06 | 29.6223 | 68 | 32.3272 | 5352 | #N/A | #N/A
| 64.04 | 27.4816 | 69.08 | 32.0821 | 69.8 | 32.8058 | 67.82 | 31.6377 | 71.96 | 32.7405 | 64.94 | 27.1957 | 66.92 | 29.08 | 62.96 | 27.2162 | 68 | 31.0523 | 69.98 | 32.8718 | 64.4 | 28.7335 | 62.06 | 25.7501 | 62.6 | 25.1879 | 66.92 | 29.5369 | 68 | 32.419 | 5353 | #N/A | #N/A
| 66.02 | 28.3614 | 68 | 30.7176 | 69.98 | 32.9522 | 67.1 | 31.1692 | 71.96 | 32.2612 | 66.02 | 28.3232 | 66.02 | 28.8566 | 64.04 | 27.8792 | 68 | 30.5867 | 69.98 | 32.8718 | 66.2 | 28.3406 | 60.08 | 24.839 | 66.2 | 26.7633 | 64.94 | 29.5863 | 68 | 31.8246 | 5354 | #N/A | #N/A
| 66.92 | 25.7425 | 68 | 29.3086 | 69.8 | 33.8533 | 66.2 | 30.5778 | 71.96 | 30.7126 | 66.02 | 28.8199 | 66.02 | 28.3584 | 62.96 | 27.2113 | 66.2 | 29.4284 | 71.06 | 33.7606 | 64.4 | 28.7335 | 64.94 | 25.2889 | 66.2 | 26.7633 | 64.04 | 28.8414 | 66.02 | 30.842 | 5355 | #N/A | #N/A
| 66.02 | 25.2056 | 66.02 | 29.2536 | 69.8 | 32.8058 | 66.38 | 30.616 | 69.08 | 29.5841 | 64.04 | 27.843 | 68 | 27.1595 | 62.06 | 26.9898 | 68 | 29.6792 | 71.06 | 33.7606 | 63.5 | 28.0898 | 62.96 | 24.4871 | 64.4 | 26.3233 | 64.04 | 29.3767 | 66.02 | 30.2838 | 5356 | #N/A | #N/A
| 64.94 | 24.9422 | 64.04 | 28.3416 | 68 | 32.4788 | 65.3 | 29.7054 | 66.92 | 29.0532 | 64.94 | 28.0649 | 68 | 26.7388 | 60.08 | 25.5924 | 66.02 | 29.6319 | 68 | 31.783 | 62.6 | 27.4587 | 57.92 | 23.5761 | 64.4 | 25.6274 | 64.04 | 29.381 | 64.94 | 29.5552 | 5357 | #N/A | #N/A
| 64.04 | 24.722 | 64.04 | 28.3442 | 68 | 32.4755 | 64.22 | 28.9079 | 66.92 | 29.4856 | 64.94 | 28.563 | 68 | 26.3967 | 60.8 | 25.4707 | 66.02 | 29.6278 | 66.92 | 31.0321 | 61.7 | 26.8397 | 55.94 | 22.7753 | 64.4 | 25.6274 | 62.96 | 28.582 | 64.94 | 29.4715 | 5358 | #N/A | #N/A
| 64.04 | 24.722 | 62.96 | 27.5804 | 69.98 | 32.3574 | 64.4 | 28.7888 | 66.02 | 28.3379 | 64.04 | 28.3435 | 66.92 | 26.134 | 59 | 25.0309 | 66.02 | 29.1849 | 66.02 | 30.2472 | 60.8 | 26.2324 | 55.04 | 22.555 | 64.4 | 26.3233 | 62.06 | 27.9715 | 64.04 | 28.8877 | 5359 | #N/A | #N/A
| 62.96 | 24.454 | 62.06 | 26.5067 | 69.98 | 32.3574 | 62.96 | 27.988 | 64.04 | 26.5405 | 62.96 | 28.0747 | 66.02 | 26.2479 | 60.98 | 25.808 | 64.94 | 28.9124 | 66.92 | 30.5626 | 60.8 | 27.0178 | 57.02 | 23.0347 | 64.4 | 26.3233 | 62.06 | 27.9715 | 64.04 | 28.8821 | 5360 | #N/A | #N/A
| 64.94 | 25.2509 | 62.06 | 26.5114 | 69.08 | 31.0698 | 62.6 | 27.5106 | 62.96 | 25.9201 | 66.92 | 29.9984 | 69.08 | 27.4115 | 62.96 | 27.2054 | 66.2 | 28.5778 | 66.02 | 29.8763 | 62.6 | 27.4587 | 60.98 | 25.0484 | 62.6 | 25.8833 | 62.06 | 27.9715 | 64.04 | 28.8725 | 5361 | #N/A | #N/A
| 68 | 26.3849 | 64.04 | 27.4584 | 71.06 | 31.5493 | 68.72 | 29.9897 | 64.94 | 26.7682 | 71.96 | 30.708 | 71.06 | 27.8888 | 69.98 | 30.7777 | 66.92 | 28.8786 | 69.98 | 31.8679 | 69.8 | 29.2225 | 66.02 | 26.2725 | 64.4 | 26.3233 | 64.04 | 28.4351 | 66.02 | 29.3527 | 5362 | #N/A | #N/A
| 71.06 | 27.1267 | 64.94 | 27.2229 | 71.06 | 31.5493 | 71.6 | 30.6091 | 66.02 | 27.039 | 75.02 | 30.132 | 71.96 | 27.6829 | 73.04 | 30.073 | 66.92 | 28.4272 | 73.04 | 32.6209 | 73.4 | 29.315 | 69.08 | 27.4379 | 66.2 | 26.7633 | 64.94 | 28.6596 | 68 | 29.3164 | 5363 | #N/A | #N/A
| 73.04 | 27.6049 | 68 | 28.4341 | 77 | 32.5437 | 73.58 | 30.9165 | 69.98 | 28.007 | 77 | 30.15 | 73.04 | 27.9413 | 75.92 | 28.6692 | 68 | 28.7243 | 77 | 33.0217 | 77 | 30.1957 | 71.96 | 28.1372 | 69.8 | 29.1677 | 66.02 | 28.942 | 71.06 | 30.0604 | 5364 | #N/A | #N/A
| 75.02 | 28.4284 | 69.98 | 28.0057 | 78.98 | 33.0302 | 75.2 | 30.5961 | 71.96 | 28.9452 | 78.08 | 28.8384 | 73.94 | 28.9434 | 78.08 | 30.4338 | 69.08 | 28.4791 | 80.06 | 34.3422 | 78.8 | 30.6361 | 75.02 | 28.4594 | 69.8 | 29.1677 | 66.92 | 29.1626 | 71.06 | 30.0114 | 5365 | #N/A | #N/A
| 75.02 | 28.084 | 71.96 | 29.4146 | 78.98 | 33.0302 | 77.54 | 31.3767 | 75.02 | 30.5898 | 80.96 | 29.8877 | 75.02 | 30.5261 | 80.06 | 31.7894 | 69.98 | 28.7295 | 80.06 | 33.314 | 80.6 | 31.0764 | 75.92 | 28.6781 | 71.6 | 28.8235 | 69.98 | 30.3335 | 73.04 | 30.0795 | 5366 | #N/A | #N/A
| 75.02 | 29.2146 | 73.04 | 30.0876 | 82.04 | 33.2488 | 80.06 | 31.3484 | 75.02 | 30.5898 | 80.96 | 30.3153 | 75.02 | 29.2087 | 80.96 | 32.0099 | 73.04 | 29.9578 | 82.04 | 33.7989 | 80.6 | 30.33 | 78.08 | 29.2096 | 71.6 | 29.6088 | 71.96 | 31.3617 | 75.02 | 30.5631 | 5367 | #N/A | #N/A
| 75.92 | 29.0713 | 71.06 | 30.1046 | 82.94 | 32.5341 | 78.98 | 30.6936 | 77 | 31.5703 | 80.96 | 32.0078 | 73.94 | 28.1612 | 80.06 | 31.7907 | 77 | 30.9335 | 80.06 | 32.3463 | 80.6 | 30.33 | 75.92 | 29.4692 | 73.4 | 28.523 | 75.02 | 33.1479 | 75.92 | 29.873 | 5368 | #N/A | #N/A
| 75.02 | 29.6673 | 71.06 | 30.5376 | 82.94 | 32.5341 | 80.24 | 30.8487 | 78.98 | 32.4917 | 78.08 | 32.2369 | 73.94 | 28.9457 | 80.96 | 32.0137 | 77 | 30.9361 | 82.94 | 33.4847 | 80.6 | 30.33 | 78.08 | 29.6335 | 75.2 | 28.963 | 78.8 | 34.172 | 75.92 | 29.8719 | 5369 | #N/A | #N/A
| 78.08 | 29.9662 | 71.96 | 31.7547 | 84.92 | 32.1461 | 81.32 | 31.1891 | 78.98 | 32.4911 | 78.08 | 32.241 | 75.02 | 29.2109 | 75.92 | 30.3715 | 75.92 | 30.6733 | 84.02 | 32.4099 | 78.8 | 30.6361 | 78.98 | 29.8544 | 75.2 | 28.2641 | 78.08 | 33.9232 | 77 | 30.1342 | 5370 | #N/A | #N/A
| 78.08 | 29.964 | 71.06 | 31.06 | 82.94 | 30.8401 | 81.86 | 30.5817 | 78.98 | 33.5019 | 77 | 31.9788 | 73.94 | 29.3944 | 75.92 | 30.775 | 75.92 | 30.6733 | 82.94 | 32.5506 | 78.8 | 30.6361 | 80.96 | 29.9148 | 75.2 | 28.963 | 78.08 | 33.9308 | 75.92 | 29.493 | 5371 | #N/A | #N/A
| 75.92 | 31.251 | 71.96 | 31.7709 | 82.94 | 30.8401 | 81.68 | 30.6058 | 78.98 | 33.0466 | 75.02 | 31.0663 | 73.94 | 30.2602 | 73.94 | 28.6018 | 75.92 | 30.188 | 82.04 | 31.9225 | 77 | 30.9862 | 78.98 | 29.8533 | 75.2 | 29.7045 | 77 | 34.1604 | 75.92 | 29.0521 | 5372 | #N/A | #N/A
| 73.94 | 31.1892 | 69.98 | 31.2842 | 80.96 | 30.7153 | 78.44 | 30.1045 | 77 | 33.0198 | 73.04 | 30.0823 | 71.06 | 30.0469 | 71.96 | 27.6928 | 73.94 | 30.1766 | 80.06 | 30.9614 | 73.4 | 30.1043 | 75.02 | 29.6973 | 73.4 | 28.523 | 73.94 | 33.4043 | 73.94 | 29.383 | 5373 | #N/A | #N/A
| 71.06 | 31.4597 | 69.98 | 31.2915 | 78.98 | 29.4328 | 75.74 | 29.7332 | 73.94 | 32.2648 | 71.06 | 31.0532 | 66.02 | 28.8044 | 69.98 | 27.6244 | 66.02 | 28.6391 | 75.92 | 29.94 | 73.4 | 30.1043 | 69.98 | 28.9264 | 71.6 | 28.8235 | 71.96 | 32.917 | 69.98 | 28.4088 | 5374 | #N/A | #N/A
| 68 | 29.7153 | 69.98 | 31.2886 | 78.98 | 29.4328 | 73.04 | 29.2907 | 73.94 | 32.2678 | 71.06 | 31.0503 | 64.94 | 28.5318 | 69.98 | 27.9804 | 66.02 | 28.6237 | 66.92 | 28.1925 | 71.6 | 29.6633 | 66.02 | 27.9496 | 66.2 | 27.5021 | 71.06 | 32.6892 | 69.08 | 28.18 | 5375 | #N/A | #N/A
| 66.02 | 28.7971 | 71.06 | 32.1291 | 77 | 29.722 | 71.96 | 28.5572 | 73.04 | 32.6193 | 69.98 | 31.2459 | 64.04 | 28.3072 | 69.08 | 27.3947 | 66.02 | 28.2078 | 64.04 | 27.4811 | 71.6 | 31.3858 | 64.94 | 27.2129 | 66.2 | 27.5021 | 71.06 | 32.6862 | 66.92 | 27.6473 | 5376 | #N/A | #N/A
| 64.04 | 27.8224 | 71.06 | 32.1231 | 73.94 | 29.42 | 69.8 | 27.9553 | 73.04 | 32.0437 | 71.06 | 31.5157 | 62.96 | 28.041 | 68 | 27.1309 | 64.04 | 28.129 | 62.06 | 26.526 | 71.6 | 32.3247 | 64.04 | 26.9927 | 66.2 | 29.1163 | 71.06 | 32.6617 | 66.02 | 27.0488 | 5377 | #N/A | #N/A
| 62.96 | 27.1516 | 69.98 | 32.3468 | 73.94 | 29.42 | 68.72 | 27.7653 | 73.04 | 32.0495 | 71.96 | 32.3031 | 66.02 | 29.7424 | 66.92 | 27.2266 | 64.04 | 27.24 | 60.98 | 26.257 | 71.6 | 32.3247 | 60.98 | 25.7936 | 66.2 | 29.1163 | 71.06 | 33.2968 | 64.94 | 26.7821 | 5378 | #N/A | #N/A
| 62.06 | 26.4694 | 71.06 | 32.6158 | 71.96 | 29.3923 | 63.68 | 26.6785 | 71.96 | 32.3537 | 71.96 | 32.7932 | 64.04 | 28.7296 | 66.92 | 27.2221 | 64.04 | 26.778 | 60.08 | 25.5836 | 71.6 | 32.3247 | 62.06 | 26.0565 | 66.2 | 29.1163 | 69.98 | 33.0358 | 64.04 | 26.5616 | 5379 | #N/A | #N/A
| 60.08 | 25.5394 | 71.06 | 32.6206 | 69.98 | 28.9025 | 59.9 | 25.6047 | 71.96 | 32.3613 | 71.96 | 32.7979 | 64.94 | 28.9545 | 66.02 | 26.6406 | 62.06 | 26.2957 | 57.92 | 24.6837 | 71.6 | 33.3192 | 62.06 | 26.0576 | 64.4 | 27.8445 | 69.98 | 33.0022 | 62.96 | 26.295 | 5380 | #N/A | #N/A
| 60.98 | 25.7584 | 71.06 | 32.6253 | 69.98 | 28.9025 | 57.92 | 24.3348 | 73.04 | 32.6224 | 71.06 | 32.5841 | 62.06 | 27.3255 | 66.02 | 26.9999 | 60.08 | 25.4408 | 57.2 | 24.5792 | 71.6 | 33.3192 | 60.98 | 25.7936 | 64.4 | 27.8445 | 71.06 | 33.936 | 60.98 | 25.8101 | 5381 | #N/A | #N/A
| 60.08 | 25.5394 | 71.96 | 32.8532 | 68 | 27.9476 | 58.28 | 24.7672 | 71.96 | 32.8548 | 69.98 | 32.3212 | 64.4 | 28.6935 | 66.02 | 26.9999 | 59 | 25.1729 | 57.02 | 24.0445 | 71.6 | 33.3192 | 60.08 | 25.2122 | 64.4 | 27.8445 | 69.98 | 33.0022 | 60.98 | 25.8067 | 5382 | #N/A | #N/A
| 60.98 | 25.7539 | 69.98 | 32.3721 | 66.92 | 27.2289 | 57.2 | 23.958 | 71.06 | 32.1506 | 69.98 | 32.3244 | 60.8 | 26.9802 | 66.02 | 27.4457 | 57.92 | 24.9254 | 55.04 | 22.8305 | 71.6 | 33.3192 | 59 | 24.9429 | 62.6 | 26.6211 | 68 | 32.5146 | 60.08 | 25.5828 | 5383 | #N/A | #N/A
| 60.98 | 26.1959 | 69.08 | 32.1379 | 66.92 | 27.2289 | 53.6 | 22.4211 | 69.98 | 31.8758 | 71.06 | 33.1892 | 60.8 | 26.9802 | 66.02 | 27.4387 | 57.92 | 24.4964 | 55.04 | 22.8305 | 71.6 | 34.3722 | 57.92 | 24.2566 | 62.6 | 25.8833 | 64.94 | 30.0992 | 60.08 | 25.1418 | 5384 | #N/A | #N/A
| 66.02 | 29.2079 | 69.98 | 32.9577 | 68 | 27.4795 | 55.4 | 22.8598 | 71.06 | 32.6223 | 71.96 | 34.0374 | 68 | 30.2135 | 68 | 28.3849 | 55.94 | 23.6678 | 53.96 | 22.5671 | 73.4 | 34.8165 | 62.96 | 26.7122 | 62.6 | 26.6211 | 64.94 | 30.0992 | 62.06 | 26.052 | 5385 | #N/A | #N/A
| 73.04 | 29.6054 | 73.04 | 34.3348 | 69.98 | 27.9592 | 64.22 | 26.8534 | 73.94 | 33.3281 | 73.94 | 34.5261 | 73.94 | 31.1416 | 69.98 | 27.9547 | 60.98 | 25.206 | 68 | 29.2991 | 75.2 | 35.2608 | 69.08 | 29.0711 | 68 | 29.5579 | 71.06 | 32.191 | 64.04 | 26.5302 | 5386 | #N/A | #N/A
| 78.08 | 31.7376 | 75.92 | 33.3217 | 69.98 | 27.9592 | 68.54 | 27.3184 | 75.92 | 32.2952 | 73.04 | 34.3073 | 75.02 | 33.436 | 73.04 | 27.9202 | 66.02 | 26.8603 | 71.96 | 29.3707 | 75.2 | 34.2063 | 73.04 | 29.6402 | 69.8 | 29.9996 | 73.94 | 31.8605 | 66.92 | 26.4437 | 5387 | #N/A | #N/A
| 78.98 | 32.3855 | 78.08 | 32.8202 | 75.02 | 28.8226 | 70.7 | 27.8416 | 78.98 | 33.0423 | 75.02 | 34.7959 | 75.92 | 33.1704 | 75.02 | 26.6819 | 69.08 | 27.6037 | 75.92 | 30.3356 | 75.2 | 34.2063 | 77 | 31.0124 | 71.6 | 29.6088 | 73.04 | 30.6625 | 69.08 | 26.9646 | 5388 | #N/A | #N/A
| 80.06 | 31.7201 | 80.06 | 33.3092 | 77 | 29.668 | 73.58 | 28.545 | 82.04 | 32.8284 | 75.92 | 35.558 | 75.02 | 31.4013 | 75.92 | 27.5657 | 71.06 | 28.0846 | 77 | 30.5988 | 75.2 | 35.2608 | 82.04 | 32.2446 | 71.6 | 30.4412 | 77 | 31.6331 | 71.06 | 27.4446 | 5389 | #N/A | #N/A
| 80.96 | 30.6278 | 80.96 | 32.9969 | 77 | 29.668 | 75.92 | 29.4121 | 82.94 | 32.5497 | 73.94 | 35.0172 | 75.02 | 32.3835 | 78.98 | 28.3088 | 71.06 | 27.6532 | 78.98 | 30.6195 | 75.2 | 35.2608 | 80.96 | 29.873 | 73.4 | 30.8829 | 78.98 | 30.7414 | 73.04 | 27.5191 | 5390 | #N/A | #N/A
| 80.06 | 33.6342 | 82.04 | 32.8328 | 80.06 | 30.0543 | 76.82 | 28.7784 | 82.04 | 31.4535 | 71.06 | 33.7704 | 73.94 | 32.6818 | 77 | 27.1588 | 71.06 | 27.3102 | 80.96 | 31.104 | 69.8 | 32.8757 | 82.94 | 32.0687 | 73.4 | 30.8829 | 80.96 | 30.7712 | 73.94 | 27.4074 | 5391 | #N/A | #N/A
| 80.06 | 31.7301 | 84.02 | 32.4093 | 75.92 | 30.322 | 78.8 | 29.2287 | 84.92 | 32.6306 | 69.98 | 32.2798 | 75.02 | 32.3891 | 78.98 | 27.2936 | 73.94 | 28.7895 | 80.06 | 29.6493 | 69.8 | 33.9279 | 82.04 | 31.3818 | 75.2 | 32.2082 | 80.96 | 30.4036 | 75.02 | 28.004 | 5392 | #N/A | #N/A
| 80.96 | 31.9543 | 82.94 | 32.1411 | 75.92 | 30.322 | 80.96 | 29.3904 | 84.02 | 32.4041 | 69.98 | 32.8814 | 75.92 | 33.6623 | 78.98 | 26.9652 | 75.02 | 29.0574 | 80.96 | 29.5304 | 71.6 | 34.3722 | 82.04 | 29.8067 | 75.2 | 32.2082 | 82.94 | 31.7069 | 75.92 | 27.5127 | 5393 | #N/A | #N/A
| 78.98 | 33.3832 | 84.92 | 33.5298 | 75.02 | 30.5033 | 81.5 | 29.067 | 86 | 31.1664 | 71.06 | 33.8442 | 75.02 | 32.9655 | 78.98 | 26.9628 | 75.92 | 29.2781 | 82.94 | 30.3557 | 70.7 | 34.15 | 82.04 | 30.1533 | 78.8 | 30.5855 | 82.94 | 31.254 | 77 | 27.1094 | 5394 | #N/A | #N/A
| 78.08 | 31.2562 | 82.94 | 31.2092 | 73.94 | 30.2398 | 80.78 | 28.2132 | 84.92 | 30.1562 | 69.98 | 32.9524 | 73.04 | 32.961 | 78.08 | 26.7431 | 69.08 | 27.6003 | 82.04 | 29.0796 | 69.8 | 33.9279 | 82.04 | 31.3959 | 78.8 | 32.208 | 82.94 | 30.4568 | 77 | 27.4671 | 5395 | #N/A | #N/A
| 78.08 | 29.5806 | 82.04 | 30.1923 | 73.94 | 30.2398 | 79.88 | 29.1897 | 84.02 | 29.9338 | 69.98 | 32.8814 | 73.04 | 32.9672 | 75.92 | 26.5506 | 68 | 27.7059 | 82.04 | 28.7061 | 69.8 | 33.9279 | 80.06 | 31.3831 | 80.6 | 31.0261 | 82.04 | 30.6586 | 75.02 | 27.2892 | 5396 | #N/A | #N/A
| 75.92 | 30.7257 | 78.98 | 29.0936 | 73.04 | 30.5086 | 77.72 | 28.5933 | 80.96 | 29.1779 | 69.98 | 32.8814 | 71.06 | 33.0726 | 73.04 | 25.8506 | 69.08 | 28.4272 | 77 | 27.8462 | 69.8 | 33.9279 | 77 | 30.1642 | 78.8 | 29.143 | 78.98 | 30.2726 | 73.04 | 27.5161 | 5397 | #N/A | #N/A
| 73.04 | 29.621 | 73.04 | 27.6389 | 69.98 | 29.7504 | 73.04 | 28.4851 | 77 | 28.2074 | 69.98 | 32.2798 | 68 | 31.7232 | 69.08 | 25.8939 | 64.94 | 27.8882 | 73.04 | 27.9269 | 68 | 32.4321 | 75.02 | 30.55 | 73.4 | 28.523 | 73.94 | 29.9598 | 66.92 | 26.7782 | 5398 | #N/A | #N/A
| 73.04 | 31.9261 | 68 | 27.1619 | 69.98 | 29.7504 | 66.2 | 27.318 | 71.96 | 27.7071 | 69.08 | 32.0581 | 68 | 31.237 | 66.02 | 26.1938 | 60.98 | 25.9798 | 66.02 | 26.6226 | 68 | 32.4321 | 73.04 | 30.5589 | 71.6 | 29.6088 | 68 | 29.8302 | 64.94 | 25.9377 | 5399 | #N/A | #N/A
| 73.04 | 33.5723 | 64.04 | 26.1889 | 73.04 | 29.1227 | 61.52 | 26.3165 | 68 | 26.7351 | 69.98 | 32.8814 | 68 | 31.7201 | 57.92 | 23.8733 | 57.92 | 24.4314 | 62.96 | 25.8652 | 68 | 32.4321 | 71.06 | 30.0735 | 71.6 | 31.3235 | 64.94 | 28.6452 | 64.04 | 25.3068 | 5400 | #N/A | #N/A
| 73.04 | 33.5755 | 62.96 | 25.4991 | 73.04 | 28.3096 | 57.56 | 24.1222 | 69.98 | 26.8751 | 71.06 | 33.7704 | 68 | 31.237 | 57.02 | 22.948 | 57.92 | 24.4262 | 60.08 | 25.1562 | 68 | 32.4321 | 69.08 | 30.5423 | 71.6 | 31.3235 | 64.94 | 29.0703 | 62.06 | 24.82 | 5401 | #N/A | #N/A
| 71.96 | 33.3094 | 62.06 | 25.6976 | 71.96 | 28.0393 | 59 | 25.1706 | 66.02 | 26.2454 | 71.96 | 34.063 | 68 | 31.7201 | 57.02 | 23.2612 | 57.02 | 23.8581 | 59 | 24.4686 | 69.8 | 33.9279 | 69.08 | 31.0006 | 69.8 | 30.8812 | 62.06 | 27.4336 | 62.06 | 24.1106 | 5402 | #N/A | #N/A
| 71.96 | 33.3094 | 60.08 | 24.7919 | 73.04 | 27.881 | 59 | 25.0977 | 66.02 | 26.2434 | 71.6 | 34.331 | 66.92 | 30.9757 | 55.04 | 22.4599 | 55.04 | 22.6529 | 57.02 | 23.2546 | 69.8 | 33.9279 | 68 | 30.7381 | 69.8 | 30.8812 | 60.98 | 27.1678 | 62.06 | 24.1078 | 5403 | #N/A | #N/A
| 71.06 | 33.7165 | 60.98 | 25.4294 | 69.08 | 26.915 | 56.12 | 23.4937 | 64.94 | 26.4005 | 71.6 | 34.331 | 66.92 | 31.4665 | 53.96 | 21.5372 | 53.06 | 21.7991 | 55.04 | 22.459 | 69.8 | 33.9279 | 69.08 | 31.5725 | 68 | 30.4388 | 60.08 | 26.5436 | 60.98 | 23.8471 | 5404 | #N/A | #N/A
| 73.04 | 34.2117 | 57.92 | 23.92 | 69.08 | 26.915 | 55.4 | 22.8598 | 62.96 | 25.9092 | 71.06 | 33.7704 | 68 | 31.7386 | 51.98 | 20.7105 | 53.06 | 21.4995 | 53.06 | 22.0314 | 69.8 | 33.9279 | 69.08 | 31.5831 | 69.8 | 30.8812 | 59 | 25.3585 | 62.96 | 24.3284 | 5405 | #N/A | #N/A
| 73.04 | 34.2184 | 57.02 | 24.0364 | 66.92 | 26.0485 | 55.4 | 22.8598 | 62.06 | 25.6883 | 69.98 | 33.504 | 68 | 31.2594 | 51.98 | 20.3791 | 51.98 | 20.889 | 51.98 | 21.4011 | 69.8 | 33.9279 | 69.98 | 32.2953 | 69.8 | 31.8152 | 57.92 | 25.0934 | 60.98 | 24.2279 | 5406 | #N/A | #N/A
| 71.96 | 33.957 | 55.94 | 23.0407 | 66.02 | 25.8268 | 55.4 | 22.8598 | 60.98 | 25.4223 | 69.08 | 32.6595 | 66.92 | 30.9968 | 51.8 | 20.7272 | 53.06 | 21.4986 | 53.06 | 21.6642 | 69.8 | 33.9279 | 69.98 | 32.9008 | 69.8 | 31.8152 | 57.02 | 24.5109 | 62.96 | 24.3275 | 5407 | #N/A | #N/A
| 71.96 | 33.3336 | 57.02 | 23.6944 | 66.02 | 25.8268 | 51.8 | 21.3624 | 60.08 | 24.7798 | 68 | 31.7922 | 66.92 | 30.9968 | 50 | 19.7437 | 53.96 | 22.0848 | 51.98 | 21.4011 | 68 | 32.4321 | 71.06 | 33.1669 | 69.8 | 31.8152 | 57.92 | 25.089 | 62.96 | 24.701 | 5408 | #N/A | #N/A
| 73.04 | 33.5917 | 62.06 | 26.4847 | 66.92 | 27.1521 | 54.68 | 22.6724 | 62.96 | 26.7076 | 68 | 31.7922 | 68 | 31.2579 | 51.8 | 20.1813 | 55.04 | 22.9684 | 51.98 | 21.1052 | 68 | 32.4321 | 71.06 | 33.1587 | 69.8 | 32.8045 | 60.08 | 26.062 | 64.04 | 24.9617 | 5409 | #N/A | #N/A
| 73.94 | 33.8168 | 66.92 | 28.538 | 69.08 | 28.1238 | 59.54 | 25.5803 | 66.92 | 28.1397 | 69.08 | 32.0581 | 69.08 | 31.5237 | 64.04 | 26.4581 | 57.92 | 24.0703 | 64.94 | 27.5867 | 67.1 | 31.7069 | 71.96 | 33.3854 | 71.6 | 33.2483 | 62.96 | 27.6314 | 66.92 | 26.7399 | 5410 | #N/A | #N/A
| 73.94 | 32.7335 | 71.96 | 29.7739 | 69.08 | 28.1238 | 65.66 | 27.1473 | 73.04 | 29.1744 | 69.98 | 32.3417 | 71.96 | 32.723 | 69.98 | 27.9102 | 64.04 | 26.6985 | 73.94 | 29.3248 | 66.2 | 30.9963 | 73.04 | 33.0453 | 71.6 | 33.2483 | 64.94 | 28.6124 | 71.96 | 27.2116 | 5411 | #N/A | #N/A
| 75.02 | 32.9976 | 75.92 | 30.3417 | 78.08 | 29.0973 | 72.32 | 29.3892 | 75.92 | 29.4265 | 69.98 | 32.2798 | 73.04 | 32.9874 | 73.94 | 26.6868 | 69.98 | 28.6082 | 78.08 | 29.891 | 66.2 | 30.9963 | 75.02 | 33.5374 | 71.6 | 33.2483 | 69.08 | 29.1312 | 73.94 | 27.3633 | 5412 | #N/A | #N/A
| 75.92 | 32.6572 | 78.08 | 29.171 | 80.96 | 28.3838 | 77.72 | 30.0988 | 78.98 | 30.179 | 71.06 | 32.5456 | 71.96 | 31.6746 | 75.92 | 26.5308 | 75.02 | 29.8393 | 80.06 | 29.5943 | 67.1 | 31.7069 | 75.92 | 32.2457 | 73.4 | 33.692 | 73.04 | 29.6993 | 75.92 | 28.1714 | 5413 | #N/A | #N/A
| 75.92 | 33.7111 | 78.08 | 29.5943 | 80.96 | 28.3838 | 80.78 | 31.2332 | 80.96 | 29.8781 | 71.06 | 32.5456 | 71.96 | 32.2413 | 78.08 | 25.6074 | 78.08 | 31.0671 | 82.94 | 30.2986 | 68 | 32.4321 | 75.02 | 32.4864 | 75.2 | 33.1443 | 75.92 | 30.8124 | 77 | 28.1067 | 5414 | #N/A | #N/A
| 75.92 | 32.6601 | 80.06 | 30.0824 | 82.94 | 29.9503 | 82.76 | 31.5668 | 82.94 | 30.7913 | 71.96 | 32.3274 | 71.06 | 31.4563 | 78.98 | 26.6773 | 78.98 | 31.698 | 84.02 | 31.3499 | 68 | 31.439 | 75.02 | 33.0501 | 73.4 | 32.7013 | 77 | 31.5863 | 78.08 | 28.702 | 5415 | #N/A | #N/A
| 75.02 | 31.9843 | 80.96 | 28.8301 | 84.02 | 30.9799 | 84.2 | 31.6955 | 82.94 | 30.3741 | 71.96 | 32.3243 | 73.04 | 32.5146 | 78.98 | 26.1172 | 80.96 | 33.1329 | 84.02 | 30.9929 | 68 | 30.5014 | 73.94 | 33.2763 | 73.4 | 32.7013 | 78.98 | 31.1737 | 78.98 | 28.9251 | 5416 | #N/A | #N/A
| 75.02 | 33.0143 | 80.96 | 29.8929 | 84.02 | 30.9799 | 85.64 | 32.595 | 84.02 | 31.0672 | 71.96 | 32.3212 | 71.06 | 31.4679 | 78.08 | 27.7042 | 82.04 | 33.4057 | 84.92 | 31.5821 | 69.8 | 30.9437 | 75.02 | 32.0373 | 73.4 | 32.7013 | 78.98 | 30.7083 | 80.06 | 29.9529 | 5417 | #N/A | #N/A
| 73.94 | 32.1879 | 75.92 | 29.4501 | 84.02 | 31.3521 | 86.18 | 33.3792 | 82.94 | 30.8055 | 73.04 | 32.5469 | 71.06 | 31.0168 | 78.08 | 28.7848 | 82.04 | 33.9507 | 86 | 31.8496 | 68 | 30.5014 | 73.94 | 32.2356 | 73.4 | 32.7013 | 80.6 | 31.9302 | 80.06 | 30.3899 | 5418 | #N/A | #N/A
| 71.96 | 32.2674 | 75.92 | 29.4512 | 84.02 | 31.3543 | 86.18 | 33.7978 | 82.04 | 31.8739 | 73.94 | 32.7994 | 69.08 | 30.0055 | 75.92 | 27.1798 | 82.94 | 34.6428 | 84.02 | 31.8178 | 68 | 29.6165 | 73.94 | 32.2341 | 71.6 | 32.2583 | 78.98 | 31.5922 | 80.06 | 30.7656 | 5419 | #N/A | #N/A
| 71.96 | 31.707 | 73.94 | 30.2942 | 84.02 | 31.3543 | 85.1 | 33.6235 | 80.06 | 30.1073 | 71.96 | 31.7158 | 69.08 | 30.0096 | 73.94 | 27.3816 | 82.04 | 34.4235 | 80.96 | 31.9378 | 64.4 | 29.6172 | 73.04 | 32.5843 | 71.6 | 32.2583 | 78.08 | 32.3091 | 80.06 | 31.2358 | 5420 | #N/A | #N/A
| 71.06 | 31.0341 | 71.96 | 30.7367 | 78.98 | 31.4387 | 82.4 | 33.0473 | 77 | 29.3608 | 69.8 | 30.0263 | 68 | 29.32 | 71.96 | 28.411 | 73.94 | 30.9863 | 78.08 | 31.2309 | 64.4 | 29.6172 | 71.96 | 31.7563 | 69.8 | 30.8812 | 78.08 | 31.8813 | 78.08 | 31.2334 | 5421 | #N/A | #N/A
| 69.98 | 30.2417 | 71.06 | 30.5173 | 75.92 | 29.8182 | 78.8 | 31.9943 | 75.92 | 29.4635 | 68 | 29.7572 | 64.94 | 28.5721 | 68 | 27.8885 | 71.96 | 31.5576 | 73.94 | 29.8108 | 64.4 | 29.6172 | 69.98 | 31.2742 | 69.8 | 29.9996 | 71.06 | 32.6404 | 75.02 | 30.4822 | 5422 | #N/A | #N/A
| 69.08 | 30.0208 | 69.98 | 31.2347 | 75.92 | 29.8182 | 77.18 | 30.2919 | 73.04 | 29.6743 | 66.92 | 29.4982 | 64.94 | 28.08 | 64.04 | 26.4714 | 66.92 | 31.364 | 71.96 | 28.8566 | 66.2 | 30.0593 | 69.08 | 31.053 | 69.8 | 29.9996 | 68 | 28.0532 | 71.06 | 28.1947 | 5423 | #N/A | #N/A
| 69.08 | 30.0235 | 69.08 | 30.5588 | 73.94 | 29.3267 | 74.66 | 29.4433 | 71.96 | 29.8117 | 66.92 | 30.0236 | 66.02 | 28.8448 | 60.98 | 25.3641 | 66.92 | 31.364 | 69.08 | 28.6112 | 66.2 | 30.0593 | 69.08 | 30.5972 | 68 | 28.7266 | 68 | 28.0532 | 69.98 | 27.497 | 5424 | #N/A | #N/A
| 69.98 | 30.2499 | 66.92 | 29.5001 | 73.04 | 28.6584 | 71.96 | 29.0117 | 69.98 | 28.9276 | 66.92 | 30.0215 | 66.2 | 29.1352 | 60.08 | 25.1431 | 66.92 | 30.7874 | 68 | 27.4387 | 66.2 | 30.0593 | 69.08 | 30.0681 | 68 | 29.5579 | 64.94 | 30.0766 | 68 | 27.0157 | 5425 | #N/A | #N/A
| 69.98 | 30.783 | 66.02 | 28.8532 | 73.04 | 28.6584 | 69.98 | 28.2193 | 69.08 | 28.7085 | 66.02 | 29.2713 | 66.2 | 29.1352 | 59 | 24.4633 | 66.02 | 30.4657 | 66.92 | 26.8145 | 66.2 | 30.0593 | 68 | 29.8059 | 68 | 29.5579 | 64.04 | 29.4035 | 66.02 | 26.1832 | 5426 | #N/A | #N/A
| 69.8 | 30.9047 | 64.04 | 27.875 | 71.96 | 27.2786 | 68 | 27.8941 | 68 | 27.5298 | 66.02 | 29.2713 | 66.2 | 30.0169 | 59 | 24.4685 | 66.02 | 30.47 | 64.04 | 26.113 | 64.4 | 29.6172 | 69.8 | 30.0656 | 69.8 | 29.9996 | 62.96 | 28.6118 | 66.92 | 25.9998 | 5427 | #N/A | #N/A
| 69.98 | 31.2523 | 62.96 | 27.6155 | 71.06 | 27.3996 | 67.1 | 27.8266 | 66.92 | 27.7217 | 66.02 | 29.2713 | 68 | 30.7652 | 55.4 | 22.801 | 66.02 | 30.1013 | 60.08 | 24.7292 | 64.4 | 29.6172 | 69.8 | 30.0656 | 68 | 29.5579 | 64.04 | 29.4119 | 64.94 | 26.2744 | 5428 | #N/A | #N/A
| 69.8 | 30.9047 | 62.96 | 27.6167 | 71.06 | 27.3996 | 64.58 | 27.3644 | 66.92 | 27.7228 | 66.02 | 29.8005 | 68 | 30.7709 | 55.4 | 22.801 | 66.02 | 30.4774 | 60.08 | 24.7334 | 64.4 | 29.6172 | 66.92 | 30.0936 | 66.2 | 29.1163 | 64.04 | 29.4147 | 66.02 | 26.9706 | 5429 | #N/A | #N/A
| 69.98 | 31.8303 | 62.96 | 27.618 | 69.08 | 27.3377 | 62.06 | 26.594 | 66.92 | 28.1906 | 66.02 | 29.2571 | 66.92 | 30.5084 | 55.04 | 22.459 | 64.4 | 28.9876 | 62.06 | 25.6357 | 64.4 | 29.6172 | 68 | 30.8226 | 68 | 29.5579 | 64.94 | 29.6315 | 66.02 | 27.3458 | 5430 | #N/A | #N/A
| 69.8 | 31.8404 | 64.04 | 28.3768 | 69.08 | 27.7002 | 63.5 | 27.1816 | 66.92 | 29.0872 | 64.94 | 28.9906 | 66.92 | 30.5187 | 53.6 | 21.7456 | 64.04 | 29.0754 | 60.08 | 25.153 | 64.4 | 29.6172 | 69.08 | 31.0969 | 68 | 30.4388 | 64.04 | 29.4162 | 66.02 | 27.348 | 5431 | #N/A | #N/A
| 69.8 | 31.8404 | 64.04 | 28.8029 | 69.08 | 27.7002 | 59.9 | 25.7631 | 68 | 29.7801 | 64.04 | 28.3586 | 66.02 | 29.3114 | 53.6 | 21.7456 | 64.94 | 29.8366 | 59 | 24.888 | 64.4 | 29.6172 | 69.08 | 31.6635 | 69.8 | 30.8812 | 66.02 | 30.3645 | 64.94 | 27.0811 | 5432 | #N/A | #N/A
| 69.08 | 32.1098 | 66.02 | 29.8228 | 69.08 | 28.6035 | 62.42 | 27.3813 | 69.08 | 30.5745 | 66.02 | 29.8005 | 66.02 | 29.8465 | 55.04 | 22.459 | 64.4 | 29.8886 | 64.94 | 28.0025 | 64.4 | 29.6172 | 69.8 | 31.8905 | 69.8 | 30.8812 | 66.02 | 30.3645 | 66.92 | 28.0216 | 5433 | #N/A | #N/A
| 69.98 | 32.3362 | 68 | 30.7626 | 71.96 | 29.706 | 69.08 | 29.7594 | 69.08 | 30.5745 | 68 | 30.7425 | 66.92 | 30.0747 | 62.96 | 26.6589 | 64.94 | 29.8366 | 71.06 | 29.995 | 66.2 | 30.0593 | 69.8 | 31.8905 | 68 | 30.4388 | 64.94 | 30.0992 | 69.08 | 29.0265 | 5434 | #N/A | #N/A
| 69.98 | 31.8532 | 71.96 | 33.395 | 71.96 | 29.706 | 73.22 | 31.2956 | 69.98 | 31.2551 | 71.96 | 31.7158 | 66.92 | 30.0788 | 73.94 | 28.1203 | 66.02 | 30.1013 | 75.02 | 31.3879 | 68 | 30.5014 | 69.8 | 31.8905 | 69.8 | 30.8812 | 66.92 | 31.1441 | 73.04 | 30.9141 | 5435 | #N/A | #N/A
| 69.98 | 31.8578 | 73.04 | 33.0593 | 80.06 | 32.6083 | 75.74 | 31.9139 | 71.96 | 31.7585 | 71.96 | 31.7158 | 66.92 | 30.0816 | 73.94 | 27.3854 | 69.8 | 32.1692 | 80.06 | 33.6092 | 69.8 | 30.9437 | 69.98 | 32.3896 | 69.8 | 31.8152 | 68 | 31.9088 | 77 | 32.3231 | 5436 | #N/A | #N/A
| 69.08 | 31.6362 | 75.92 | 33.2882 | 82.94 | 33.8464 | 77 | 32.7702 | 75.02 | 32.5039 | 75.02 | 32.415 | 68 | 30.3541 | 75.02 | 28.0401 | 75.92 | 34.5727 | 84.02 | 35.6318 | 71.6 | 31.3858 | 71.06 | 32.6586 | 69.8 | 30.8812 | 69.8 | 34.0155 | 80.06 | 33.6154 | 5437 | #N/A | #N/A
| 69.8 | 31.8404 | 77 | 33.56 | 82.94 | 33.8464 | 82.94 | 34.7892 | 75.92 | 33.2957 | 75.92 | 32.6361 | 66.2 | 30.0169 | 75.02 | 28.3808 | 80.06 | 35.5975 | 86 | 35.6397 | 73.4 | 31.828 | 69.8 | 31.8905 | 69.8 | 30.8812 | 71.06 | 33.8959 | 80.06 | 33.6154 | 5438 | #N/A | #N/A
| 69.8 | 31.8404 | 78.08 | 33.8287 | 84.02 | 36.231 | 85.82 | 35.224 | 78.08 | 33.8331 | 75.92 | 33.1987 | 66.2 | 30.0169 | 77 | 28.1335 | 82.04 | 35.4788 | 87.98 | 36.6253 | 73.4 | 31.828 | 69.8 | 31.8905 | 68 | 30.4388 | 75.02 | 34.2558 | 82.94 | 33.7836 | 5439 | #N/A | #N/A
| 69.8 | 31.8404 | 78.08 | 33.8097 | 82.04 | 35.152 | 86 | 34.9803 | 78.08 | 33.8377 | 75.02 | 31.9626 | 64.94 | 29.6352 | 78.08 | 28.3997 | 82.04 | 36.738 | 89.06 | 37.5039 | 73.4 | 31.828 | 69.8 | 31.8905 | 66.2 | 29.1163 | 77 | 33.6455 | 84.02 | 33.6166 | 5440 | #N/A | #N/A
| 66.92 | 30.5837 | 77 | 33.0024 | 82.04 | 35.152 | 77 | 35.7755 | 78.08 | 33.8377 | 73.94 | 31.7001 | 66.2 | 30.0169 | 75.92 | 28.6109 | 80.96 | 35.2294 | 89.06 | 35.4 | 77 | 32.7124 | 68 | 30.5096 | 66.2 | 29.1163 | 75.02 | 33.651 | 84.02 | 33.6221 | 5441 | #N/A | #N/A
| 66.2 | 30.0201 | 77 | 33.0038 | 89.96 | 35.0811 | 88.52 | 37.4855 | 78.08 | 33.8437 | 75.02 | 32.0111 | 66.2 | 30.0169 | 75.02 | 26.9722 | 80.06 | 36.2626 | 89.96 | 36.0859 | 75.2 | 33.2104 | 66.2 | 29.1827 | 64.4 | 27.8445 | 75.92 | 34.489 | 84.02 | 33.6302 | 5442 | #N/A | #N/A
| 66.2 | 30.9544 | 77 | 33.5828 | 78.8 | 34.0316 | 87.62 | 35.2326 | 78.08 | 34.3441 | 73.04 | 30.9501 | 66.2 | 30.0169 | 75.92 | 27.5629 | 82.04 | 36.1207 | 89.06 | 36.4318 | 75.2 | 33.2104 | 66.2 | 30.0675 | 64.4 | 27.8445 | 75.02 | 34.2722 | 84.02 | 34.0729 | 5443 | #N/A | #N/A
| 66.2 | 30.9544 | 77 | 33.0125 | 77 | 33.9279 | 86 | 35.7679 | 78.08 | 33.8514 | 71.96 | 31.2138 | 66.92 | 31.2086 | 73.94 | 27.7935 | 78.8 | 36.4721 | 87.08 | 35.4241 | 73.4 | 32.7676 | 66.2 | 29.1827 | 64.4 | 27.8445 | 75.92 | 34.4971 | 82.94 | 34.3526 | 5444 | #N/A | #N/A
| 69.98 | 33.0738 | 75.02 | 31.5325 | 80.06 | 32.6339 | 78.98 | 36.9675 | 77 | 34.0766 | 71.96 | 31.2594 | 68 | 31.4822 | 71.96 | 28.4343 | 75.92 | 31.5476 | 84.02 | 36.3325 | 71.6 | 31.3858 | 66.2 | 29.1827 | 64.4 | 28.6746 | 73.04 | 33.778 | 78.08 | 32.6137 | 5445 | #N/A | #N/A
| 69.8 | 32.8313 | 73.04 | 30.1179 | 75.02 | 33.4155 | 77 | 35.7755 | 75.92 | 32.7499 | 68 | 29.708 | 69.8 | 31.8367 | 71.06 | 29.1305 | 69.08 | 31.8944 | 73.04 | 33.626 | 68 | 30.5014 | 66.2 | 29.1827 | 64.4 | 28.6746 | 73.04 | 33.7558 | 73.94 | 31.5979 | 5446 | #N/A | #N/A
| 68 | 31.3975 | 71.96 | 30.7775 | 75.02 | 33.4155 | 77 | 34.7159 | 73.04 | 30.6165 | 66.92 | 29.4921 | 69.8 | 31.8367 | 71.06 | 30.023 | 66.92 | 30.7874 | 69.08 | 30.9234 | 66.2 | 30.0593 | 66.02 | 30.0055 | 64.4 | 27.8445 | 69.08 | 32.7879 | 75.02 | 32.4878 | 5447 | #N/A | #N/A
| 71.6 | 34.3249 | 69.98 | 30.8251 | 73.04 | 31.8776 | 68 | 31.5018 | 71.96 | 30.7816 | 66.02 | 29.2181 | 69.8 | 31.8367 | 71.06 | 30.4518 | 66.92 | 30.7874 | 69.08 | 30.9994 | 64.4 | 28.7335 | 66.2 | 29.1827 | 64.4 | 28.6746 | 68 | 31.9253 | 69.98 | 31.7255 | 5448 | #N/A | #N/A
| 71.6 | 34.3249 | 69.08 | 30.6068 | 73.04 | 32.9171 | 66.92 | 30.7518 | 71.06 | 31.0975 | 64.04 | 27.8131 | 66.2 | 30.0169 | 71.06 | 30.9853 | 64.94 | 29.8366 | 69.98 | 31.6911 | 64.4 | 28.7335 | 64.94 | 28.7713 | 66.2 | 29.1163 | 68 | 32.5349 | 64.94 | 29.4715 | 5449 | #N/A | #N/A
| 68 | 31.3975 | 66.92 | 30.0807 | 73.04 | 32.9171 | 66.2 | 30.1183 | 69.98 | 30.8365 | 62.96 | 27.1451 | 66.2 | 30.0169 | 71.96 | 31.6653 | 64.94 | 29.296 | 68 | 30.7339 | 62.6 | 27.4587 | 64.04 | 28.0341 | 68 | 31.3722 | 68 | 31.9088 | 64.94 | 29.9216 | 5450 | #N/A | #N/A
| 64.94 | 29.1399 | 66.02 | 29.8624 | 71.06 | 31.9534 | 64.4 | 28.7888 | 69.08 | 30.6169 | 62.96 | 27.5472 | 66.2 | 30.0169 | 71.96 | 31.6726 | 66.02 | 30.1013 | 69.08 | 31.9704 | 62.6 | 28.2919 | 62.6 | 27.4659 | 64.4 | 28.6746 | 66.02 | 30.9327 | 64.94 | 29.3818 | 5451 | #N/A | #N/A
| 64.04 | 27.9765 | 66.92 | 30.541 | 71.06 | 31.3924 | 64.4 | 28.7888 | 68 | 30.8066 | 60.98 | 26.2001 | 64.4 | 27.8622 | 71.96 | 31.6769 | 66.02 | 30.1013 | 68 | 31.7015 | 62.6 | 28.2919 | 62.96 | 27.3389 | 62.6 | 27.4034 | 66.02 | 30.9327 | 64.94 | 28.9507 | 5452 | #N/A | #N/A
| 62.96 | 27.7067 | 66.92 | 30.5351 | 71.06 | 31.3924 | 64.4 | 28.7888 | 68 | 30.8036 | 59 | 24.918 | 62.6 | 27.4213 | 71.96 | 31.6827 | 64.94 | 29.296 | 66.02 | 30.1642 | 62.6 | 28.2919 | 62.06 | 26.6458 | 62.6 | 26.6211 | 66.02 | 30.9327 | 64.04 | 28.724 | 5453 | #N/A | #N/A
| 62.96 | 27.7003 | 66.02 | 30.3138 | 69.98 | 31.1212 | 64.4 | 28.7888 | 68 | 30.8021 | 60.08 | 25.5423 | 62.6 | 27.4213 | 69.98 | 31.7551 | 64.94 | 29.8366 | 64.94 | 29.5269 | 62.6 | 28.2919 | 62.06 | 26.6424 | 60.8 | 25.4433 | 64.94 | 30.1116 | 64.94 | 28.9467 | 5454 | #N/A | #N/A
| 62.96 | 27.2894 | 64.4 | 29.6049 | 68 | 31.2049 | 64.4 | 29.6763 | 66.92 | 30.0808 | 59 | 24.9191 | 62.6 | 27.4213 | 69.98 | 32.2443 | 64.94 | 29.8366 | 64.04 | 28.7773 | 62.6 | 28.2919 | 62.6 | 26.6795 | 60.8 | 25.4433 | 64.4 | 29.6899 | 62.96 | 27.9486 | 5455 | #N/A | #N/A
| 62.96 | 27.2808 | 64.94 | 29.5569 | 68 | 31.2049 | 64.4 | 29.6763 | 66.02 | 29.8513 | 55.04 | 22.5197 | 62.6 | 27.4213 | 71.96 | 33.3341 | 64.94 | 29.7317 | 64.04 | 29.3058 | 63.5 | 28.948 | 62.6 | 26.6795 | 60.8 | 25.4433 | 62.96 | 28.622 | 64.04 | 28.2099 | 5456 | #N/A | #N/A
| 62.96 | 26.8066 | 64.94 | 30.0127 | 69.08 | 30.897 | 64.4 | 29.6763 | 69.08 | 31.0516 | 60.98 | 25.7535 | 64.4 | 27.8622 | 71.96 | 33.3341 | 64.94 | 29.296 | 62.96 | 28.5123 | 64.4 | 29.6172 | 62.6 | 26.6795 | 60.8 | 25.4433 | 62.06 | 27.9715 | 64.94 | 28.9414 | 5457 | #N/A | #N/A
| 64.4 | 27.0809 | 71.96 | 32.3202 | 71.96 | 31.6065 | 64.4 | 29.6763 | 71.96 | 31.7534 | 69.08 | 30.9434 | 64.94 | 28.152 | 71.6 | 34.3392 | 64.04 | 29.0754 | 69.98 | 32.1797 | 64.4 | 29.6172 | 62.6 | 26.6795 | 60.8 | 26.1805 | 69.98 | 31.3293 | 69.98 | 30.1737 | 5458 | #N/A | #N/A
| 64.04 | 27.0603 | 75.02 | 31.5133 | 71.96 | 31.6065 | 66.2 | 30.1183 | 75.02 | 31.0836 | 71.06 | 30.9747 | 64.4 | 27.8622 | 71.6 | 34.3392 | 66.02 | 29.5605 | 73.04 | 32.9361 | 66.2 | 30.9963 | 64.4 | 27.9067 | 62.6 | 25.8833 | 73.94 | 32.2976 | 71.96 | 31.0953 | 5459 | #N/A | #N/A
| 64.4 | 27.0809 | 78.08 | 31.8313 | 78.08 | 33.679 | 66.2 | 31.0592 | 77 | 30.6608 | 71.06 | 31.4945 | 66.2 | 28.3033 | 71.6 | 33.2883 | 68 | 30.941 | 77 | 35.1344 | 69.8 | 30.9437 | 64.4 | 27.9067 | 62.6 | 25.8833 | 78.08 | 32.8539 | 73.94 | 32.1211 | 5460 | #N/A | #N/A
| 64.94 | 27.2676 | 80.06 | 32.3182 | 80.96 | 34.3847 | 69.8 | 32.9424 | 80.06 | 31.4124 | 71.96 | 31.647 | 68 | 28.8854 | 71.6 | 32.2958 | 71.06 | 32.3805 | 80.06 | 35.8876 | 72.14 | 31.7946 | 66.2 | 27.5602 | 64.4 | 27.8445 | 80.96 | 32.0948 | 75.92 | 33.074 | 5461 | #N/A | #N/A
| 66.2 | 27.5214 | 80.96 | 32.0395 | 80.96 | 34.3847 | 79.34 | 34.9772 | 82.04 | 31.4275 | 71.96 | 32.2065 | 66.92 | 27.7471 | 73.94 | 32.1679 | 78.98 | 34.7111 | 84.02 | 35.6396 | 74.66 | 32.7899 | 69.08 | 28.7843 | 66.2 | 28.2856 | 82.94 | 31.6993 | 78.98 | 32.8104 | 5462 | #N/A | #N/A
| 69.8 | 28.4023 | 82.94 | 31.6468 | 84.92 | 34.344 | 82.58 | 36.0878 | 80.96 | 31.6316 | 73.04 | 32.9639 | 68 | 28.4766 | 78.08 | 33.7612 | 80.06 | 34.9782 | 84.92 | 34.8152 | 77 | 33.6533 | 71.6 | 28.8812 | 68 | 29.5579 | 82.94 | 32.1723 | 80.06 | 34.0899 | 5463 | #N/A | #N/A
| 69.08 | 28.2689 | 82.94 | 31.6445 | 87.98 | 35.5544 | 84.56 | 36.684 | 80.96 | 30.7069 | 73.94 | 32.7682 | 69.98 | 28.9554 | 77 | 33.9804 | 80.96 | 34.706 | 87.08 | 35.9145 | 77 | 34.6499 | 69.98 | 28.9948 | 68 | 28.7266 | 84.02 | 31.9634 | 80.96 | 33.8416 | 5464 | #N/A | #N/A
| 69.8 | 28.4023 | 82.94 | 31.1968 | 87.98 | 35.5544 | 85.28 | 35.475 | 82.04 | 30.6107 | 73.94 | 32.7682 | 68 | 28.4631 | 77 | 33.6245 | 82.04 | 34.9803 | 87.98 | 36.63 | 77 | 34.6499 | 71.6 | 29.6704 | 68 | 28.7266 | 86 | 31.6281 | 82.04 | 33.1244 | 5465 | #N/A | #N/A
| 68 | 28.4611 | 82.94 | 30.8331 | 77 | 33.5885 | 85.64 | 36.2532 | 82.94 | 30.8338 | 75.92 | 33.7423 | 69.98 | 28.9456 | 80.06 | 36.5112 | 82.94 | 35.209 | 86 | 35.6638 | 73.4 | 33.7628 | 69.8 | 29.2295 | 66.2 | 28.2856 | 84.92 | 31.3665 | 82.04 | 33.1311 | 5466 | #N/A | #N/A
| 68 | 28.4599 | 82.94 | 31.2002 | 78.08 | 34.1784 | 86.54 | 36.481 | 82.94 | 31.1999 | 71.96 | 32.2811 | 71.6 | 29.6264 | 80.6 | 37.6775 | 82.94 | 34.6384 | 87.08 | 36.4209 | 71.6 | 32.3247 | 66.2 | 29.1827 | 64.4 | 27.8445 | 84.02 | 31.1433 | 82.04 | 33.5786 | 5467 | #N/A | #N/A
| 68 | 28.7473 | 80.96 | 30.7138 | 78.08 | 34.1784 | 86.18 | 35.4257 | 80.06 | 29.7024 | 71.06 | 31.9882 | 69.8 | 29.1853 | 80.6 | 37.6775 | 82.04 | 34.4205 | 87.08 | 35.9385 | 69.8 | 31.882 | 68 | 29.3887 | 64.4 | 27.8445 | 82.04 | 31.026 | 82.04 | 33.5799 | 5468 | #N/A | #N/A
| 66.02 | 28.3539 | 77 | 28.9502 | 75.92 | 33.1686 | 84.56 | 36.3007 | 77 | 28.6072 | 69.98 | 31.1647 | 66.2 | 28.3033 | 78.8 | 37.2323 | 78.98 | 35.9967 | 84.02 | 34.6201 | 68 | 31.439 | 66.92 | 29.5423 | 64.4 | 27.8445 | 78.98 | 31.6049 | 78.98 | 33.3798 | 5469 | #N/A | #N/A
| 64.94 | 28.5766 | 69.98 | 26.8851 | 75.92 | 33.6511 | 77 | 34.9533 | 73.94 | 27.4554 | 69.08 | 30.9434 | 64.94 | 28.5695 | 77 | 36.7871 | 71.96 | 33.0195 | 78.98 | 33.9428 | 68 | 31.439 | 66.02 | 29.3121 | 64.4 | 27.8445 | 75.02 | 30.6274 | 75.92 | 33.1023 | 5470 | #N/A | #N/A
| 62.96 | 27.589 | 68 | 25.6815 | 75.92 | 33.6511 | 72.68 | 34.1972 | 71.06 | 25.4126 | 68 | 30.678 | 64.4 | 28.6935 | 77 | 36.9999 | 68 | 30.966 | 73.04 | 32.961 | 68 | 31.439 | 64.94 | 28.6109 | 62.6 | 26.6211 | 71.96 | 29.4679 | 75.02 | 32.8759 | 5471 | #N/A | #N/A
| 62.96 | 27.5815 | 66.02 | 25.5133 | 75.92 | 34.2441 | 70.34 | 33.1972 | 69.98 | 24.543 | 66.92 | 30.4769 | 60.98 | 26.6952 | 77 | 37.6954 | 66.92 | 30.2356 | 71.06 | 32.4658 | 68 | 31.439 | 64.04 | 27.8841 | 62.6 | 26.6211 | 66.92 | 29.1277 | 73.94 | 32.6082 | 5472 | #N/A | #N/A
| 62.06 | 26.4926 | 62.96 | 23.4331 | 75.92 | 33.6418 | 69.44 | 32.9706 | 68 | 24.3265 | 66.02 | 29.8005 | 62.96 | 27.5697 | 77 | 37.6954 | 64.94 | 29.2088 | 69.08 | 31.9735 | 68 | 31.439 | 62.06 | 26.996 | 60.8 | 25.4433 | 66.92 | 27.7498 | 73.04 | 32.3861 | 5473 | #N/A | #N/A
| 60.08 | 25.5562 | 60.98 | 22.3497 | 75.92 | 33.6418 | 67.28 | 31.2357 | 64.04 | 23.3619 | 66.02 | 30.2558 | 60.08 | 26.4592 | 77 | 37.9668 | 62.96 | 27.7833 | 69.08 | 31.4906 | 68 | 31.439 | 60.8 | 26.2391 | 60.8 | 25.4433 | 62.06 | 26.5578 | 69.98 | 31.635 | 5474 | #N/A | #N/A
| 60.08 | 25.5517 | 60.98 | 22.6175 | 77 | 33.9078 | 67.64 | 31.6157 | 64.94 | 23.0014 | 66.02 | 30.2558 | 60.98 | 27.0783 | 77 | 37.9668 | 64.04 | 28.5536 | 66.92 | 30.9592 | 68 | 31.439 | 57.2 | 23.9211 | 60.8 | 26.1805 | 60.98 | 26.7601 | 71.06 | 32.4809 | 5475 | #N/A | #N/A
| 64.04 | 28.3232 | 60.08 | 22.3962 | 77 | 34.5055 | 64.76 | 29.4168 | 62.06 | 22.8788 | 64.94 | 29.4604 | 60.08 | 26.4532 | 77 | 37.9668 | 62.96 | 27.868 | 66.02 | 30.8108 | 67.64 | 31.3506 | 59 | 24.9569 | 60.8 | 25.4433 | 57.92 | 25.0912 | 71.06 | 32.4839 | 5476 | #N/A | #N/A
| 64.04 | 28.3181 | 57.92 | 21.8701 | 77 | 34.5055 | 64.4 | 29.6763 | 60.08 | 22.3957 | 64.94 | 29.5352 | 62.06 | 27.3341 | 78.8 | 38.4128 | 62.06 | 27.1644 | 64.94 | 29.9817 | 67.1 | 31.2176 | 57.92 | 23.9306 | 60.8 | 26.1805 | 57.92 | 24.7285 | 69.98 | 32.2237 | 5477 | #N/A | #N/A
| 60.08 | 25.1791 | 55.94 | 21.387 | 73.04 | 32.9341 | 64.4 | 28.7888 | 59 | 22.4625 | 64.94 | 29.0062 | 62.06 | 26.9272 | 75.2 | 37.5208 | 62.06 | 27.239 | 64.04 | 28.7773 | 66.56 | 31.0849 | 57.92 | 24.266 | 60.8 | 25.4433 | 57.02 | 24.0876 | 71.06 | 31.9099 | 5478 | #N/A | #N/A
| 57.92 | 24.229 | 55.04 | 20.902 | 71.96 | 32.6683 | 62.6 | 28.3474 | 57.02 | 21.9824 | 64.94 | 29.5352 | 62.06 | 27.3218 | 75.2 | 37.5208 | 60.98 | 26.5002 | 64.04 | 28.7773 | 66.2 | 30.9963 | 57.02 | 23.702 | 60.8 | 25.4433 | 55.04 | 23.263 | 71.06 | 31.4403 | 5479 | #N/A | #N/A
| 57.92 | 24.2238 | 53.06 | 21.0151 | 71.96 | 32.6683 | 62.6 | 28.3474 | 57.02 | 21.9792 | 64.94 | 29.5352 | 62.06 | 27.3168 | 75.2 | 37.5208 | 62.06 | 27.6478 | 62.96 | 28.0859 | 66.2 | 30.9963 | 57.02 | 23.6979 | 60.8 | 25.4433 | 51.98 | 21.431 | 69.98 | 31.1702 | 5480 | #N/A | #N/A
| 62.96 | 27.1359 | 55.94 | 22.056 | 75.92 | 33.6325 | 63.68 | 28.7026 | 57.92 | 22.8346 | 66.02 | 30.2558 | 66.02 | 29.1967 | 75.2 | 37.5208 | 62.96 | 28.3748 | 62.96 | 28.0859 | 66.2 | 30.9963 | 60.08 | 25.1939 | 60.8 | 26.1805 | 53.06 | 22.1085 | 71.06 | 31.8965 | 5481 | #N/A | #N/A
| 69.98 | 30.1623 | 62.96 | 24.4252 | 78.08 | 34.1629 | 66.2 | 31.0592 | 62.96 | 24.7433 | 68 | 31.2353 | 69.98 | 31.7001 | 75.02 | 37.1894 | 62.96 | 28.3748 | 73.94 | 34.3795 | 66.2 | 30.9963 | 66.92 | 29.0272 | 64.4 | 27.8445 | 60.98 | 25.4596 | 73.04 | 32.9585 | 5482 | #N/A | #N/A
| 73.04 | 30.481 | 66.92 | 25.0228 | 78.08 | 34.1629 | 73.22 | 35.9583 | 68 | 24.989 | 69.8 | 31.8457 | 73.04 | 32.4454 | 75.92 | 38.0208 | 66.2 | 30.3299 | 78.98 | 35.6278 | 66.2 | 30.9963 | 71.96 | 30.6816 | 66.2 | 29.1163 | 64.94 | 26.0039 | 77 | 33.9313 | 5483 | #N/A | #N/A
| 75.02 | 30.4702 | 71.96 | 26.6206 | 84.02 | 35.6334 | 78.8 | 35.9023 | 71.06 | 25.3885 | 71.06 | 32.0596 | 73.94 | 32.0964 | 77 | 37.9668 | 73.04 | 33.266 | 84.02 | 36.2521 | 71.6 | 32.3247 | 75.92 | 31.2244 | 69.8 | 29.9996 | 69.08 | 26.6736 | 80.06 | 33.6312 | 5484 | #N/A | #N/A
| 75.92 | 31.1846 | 75.92 | 27.5895 | 82.94 | 36.5914 | 83.12 | 36.4399 | 73.94 | 26.4401 | 71.06 | 32.4687 | 73.04 | 32.4379 | 78.8 | 38.4128 | 80.06 | 35.6089 | 86 | 37.3648 | 71.6 | 32.3247 | 77 | 31.918 | 69.8 | 29.9996 | 73.94 | 25.523 | 80.06 | 35.1861 | 5485 | #N/A | #N/A
| 78.08 | 31.7129 | 77 | 27.1894 | 82.94 | 36.5914 | 86.36 | 36.3261 | 77 | 27.1894 | 73.94 | 34.3993 | 73.94 | 32.6563 | 78.8 | 38.4128 | 82.94 | 36.3255 | 87.98 | 37.236 | 71.6 | 32.3247 | 80.06 | 31.3405 | 71.6 | 31.3235 | 73.94 | 25.7969 | 82.04 | 34.5886 | 5486 | #N/A | #N/A
| 78.08 | 32.6715 | 78.98 | 27.6759 | 87.08 | 35.3476 | 88.16 | 36.4842 | 80.96 | 28.1596 | 75.02 | 35.2048 | 73.94 | 32.6593 | 82.4 | 39.3049 | 84.92 | 35.1316 | 89.96 | 36.0715 | 75.2 | 34.2063 | 82.04 | 29.7845 | 73.4 | 31.7659 | 77 | 26.8822 | 82.94 | 34.8166 | 5487 | #N/A | #N/A
| 78.08 | 33.6933 | 80.96 | 28.4634 | 84.92 | 35.8735 | 90.14 | 37.9911 | 82.94 | 28.3007 | 75.92 | 35.4304 | 75.02 | 31.3865 | 84.92 | 39.661 | 86 | 35.9788 | 91.04 | 35.8877 | 75.2 | 35.2608 | 82.94 | 29.2929 | 73.4 | 31.7659 | 78.08 | 26.8139 | 84.02 | 34.0673 | 5488 | #N/A | #N/A
| 77 | 31.8822 | 80.96 | 28.4679 | 84.92 | 35.8735 | 89.24 | 37.2649 | 84.02 | 29.2176 | 77 | 36.4376 | 73.94 | 31.6486 | 84.2 | 39.7511 | 87.08 | 36.2502 | 91.94 | 36.1159 | 77 | 36.8222 | 84.02 | 31.0378 | 75.2 | 32.2082 | 78.98 | 28.0271 | 84.92 | 33.8516 | 5489 | #N/A | #N/A
| 75.92 | 32.6023 | 80.96 | 28.8442 | 82.04 | 35.7786 | 88.52 | 36.9936 | 82.04 | 28.7381 | 80.06 | 36.4664 | 73.94 | 32.105 | 84.02 | 39.4459 | 86 | 34.946 | 91.94 | 36.1215 | 77 | 35.7052 | 82.94 | 30.7805 | 77 | 32.6505 | 80.06 | 29.3914 | 86 | 34.5644 | 5490 | #N/A | #N/A
| 78.08 | 33.136 | 80.96 | 28.4743 | 82.04 | 35.7834 | 91.22 | 36.1265 | 84.02 | 28.9211 | 78.98 | 36.2618 | 73.04 | 32.9284 | 82.94 | 37.9061 | 86 | 35.9973 | 89.96 | 35.6365 | 77 | 34.6499 | 84.02 | 31.4087 | 78.8 | 33.0929 | 78.98 | 29.4733 | 86 | 35.5876 | 5491 | #N/A | #N/A
| 78.08 | 31.7259 | 80.06 | 27.9553 | 82.04 | 35.7834 | 89.42 | 35.3231 | 82.04 | 27.7543 | 75.02 | 34.0886 | 71.96 | 32.6657 | 80.96 | 36.7474 | 84.92 | 36.2311 | 89.96 | 36.0991 | 77 | 32.7124 | 80.96 | 31.5779 | 78.8 | 32.208 | 77 | 29.783 | 84.02 | 35.6903 | 5492 | #N/A | #N/A
| 75.92 | 30.702 | 73.94 | 26.7633 | 89.06 | 35.4044 | 86.36 | 35.59 | 78.98 | 27.6923 | 73.94 | 33.8574 | 69.98 | 31.6956 | 78.98 | 36.9181 | 80.06 | 38.1017 | 87.08 | 35.9597 | 73.4 | 32.7676 | 78.08 | 31.2733 | 75.2 | 32.2082 | 75.92 | 29.5203 | 82.04 | 36.3352 | 5493 | #N/A | #N/A
| 73.04 | 31.9002 | 71.06 | 27.1436 | 87.08 | 35.3738 | 75.2 | 35.9484 | 75.02 | 27.7148 | 73.94 | 34.481 | 66.02 | 29.7105 | 78.08 | 35.4857 | 73.94 | 34.7784 | 80.96 | 37.9321 | 71.6 | 34.3722 | 73.94 | 31.1849 | 73.4 | 31.7659 | 69.08 | 28.768 | 78.98 | 35.5802 | 5494 | #N/A | #N/A
| 71.96 | 32.6755 | 66.92 | 26.8904 | 87.08 | 35.3738 | 78.44 | 35.0208 | 71.96 | 26.9658 | 71.96 | 33.9925 | 66.92 | 30.3781 | 75.92 | 34.9393 | 71.06 | 33.4302 | 78.08 | 36.6423 | 71.6 | 34.3722 | 69.98 | 30.2107 | 69.8 | 29.1677 | 66.92 | 29.1369 | 75.02 | 34.6026 | 5495 | #N/A | #N/A
| 71.96 | 32.6755 | 64.94 | 26.768 | 82.04 | 36.9314 | 77 | 35.5587 | 71.06 | 26.7444 | 71.96 | 33.9361 | 68 | 31.2055 | 73.94 | 34.4409 | 69.08 | 32.3246 | 75.92 | 36.1012 | 71.6 | 34.3722 | 69.08 | 30.5171 | 69.8 | 29.9996 | 68 | 29.8275 | 73.04 | 34.1129 | 5496 | #N/A | #N/A
| 71.06 | 33.0537 | 66.02 | 27.0298 | 80.96 | 36.6647 | 75.92 | 35.6183 | 66.92 | 26.1285 | 71.96 | 33.9925 | 68 | 31.2085 | 73.04 | 34.2137 | 68 | 31.5653 | 73.94 | 34.9488 | 71.6 | 34.3722 | 69.08 | 30.9731 | 68 | 29.5579 | 66.92 | 28.6337 | 73.04 | 34.1129 | 5497 | #N/A | #N/A
| 71.06 | 33.0537 | 64.04 | 26.5456 | 80.96 | 36.6647 | 75.2 | 35.3314 | 69.08 | 26.6545 | 69.98 | 33.504 | 66.92 | 30.9428 | 73.04 | 34.2053 | 66.92 | 30.726 | 71.96 | 33.9245 | 71.6 | 34.3722 | 68 | 30.2533 | 68 | 30.4388 | 68 | 28.4976 | 71.06 | 33.0047 | 5498 | #N/A | #N/A
| 71.06 | 33.0521 | 64.04 | 26.1835 | 77 | 35.1492 | 72.32 | 34.2972 | 69.08 | 26.6545 | 69.98 | 33.504 | 66.92 | 30.9413 | 71.96 | 33.3146 | 66.02 | 30.0419 | 71.06 | 33.7041 | 71.6 | 34.3722 | 68 | 30.7079 | 66.2 | 29.9966 | 68 | 28.9032 | 71.06 | 33.0064 | 5499 | #N/A | #N/A
| 71.06 | 33.0553 | 62.06 | 25.703 | 77 | 35.1441 | 68.54 | 32.2262 | 66.92 | 26.4714 | 69.98 | 33.466 | 66.2 | 30.0169 | 73.04 | 32.4942 | 64.94 | 29.2362 | 71.06 | 33.7009 | 71.6 | 34.3722 | 66.92 | 29.9896 | 66.2 | 29.9966 | 68 | 28.5061 | 73.04 | 34.1129 | 5500 | #N/A | #N/A
| 71.6 | 33.2749 | 62.96 | 26.2895 | 77 | 35.1441 | 68 | 31.5018 | 66.92 | 26.8972 | 69.98 | 33.504 | 66.2 | 30.9509 | 69.08 | 30.9574 | 64.94 | 29.2374 | 69.08 | 31.5116 | 71.6 | 34.3722 | 66.92 | 29.9882 | 66.2 | 29.1163 | 68 | 28.9158 | 71.06 | 33.0112 | 5501 | #N/A | #N/A
| 71.6 | 34.3249 | 62.96 | 26.7433 | 73.04 | 34.177 | 68 | 31.5018 | 69.08 | 27.7926 | 69.98 | 33.504 | 66.2 | 30.9509 | 66.92 | 30.4253 | 64.94 | 29.2388 | 68 | 31.783 | 71.6 | 34.3722 | 66.92 | 29.991 | 66.2 | 29.9966 | 68 | 28.9267 | 71.96 | 33.2369 | 5502 | #N/A | #N/A
| 71.96 | 33.9 | 62.06 | 26.5253 | 73.04 | 34.177 | 66.2 | 31.0592 | 68 | 27.5342 | 69.98 | 33.504 | 66.2 | 30.9509 | 64.4 | 28.7078 | 64.04 | 29.0198 | 69.08 | 32.6501 | 71.6 | 34.9215 | 66.2 | 30.0675 | 66.2 | 29.9966 | 66.92 | 29.1606 | 71.06 | 33.016 | 5503 | #N/A | #N/A
| 71.06 | 33.6779 | 64.04 | 27.4743 | 73.04 | 34.177 | 64.4 | 29.6763 | 68 | 27.532 | 69.8 | 33.8866 | 66.2 | 30.9509 | 64.04 | 27.8153 | 62.96 | 28.317 | 69.08 | 32.6501 | 71.6 | 35.4867 | 66.2 | 30.0675 | 66.2 | 29.9966 | 68 | 29.8588 | 71.96 | 33.2337 | 5504 | #N/A | #N/A
| 71.96 | 34.4327 | 66.02 | 28.36 | 73.04 | 34.1687 | 66.2 | 31.0592 | 68 | 27.9812 | 71.06 | 34.2599 | 68 | 31.6907 | 64.04 | 27.8065 | 64.04 | 29.0129 | 69.08 | 32.6501 | 71.6 | 35.4867 | 68 | 31.4478 | 66.2 | 29.9966 | 66.92 | 30.1267 | 71.06 | 33.0112 | 5505 | #N/A | #N/A
| 73.04 | 34.7029 | 68 | 29.7678 | 75.02 | 34.6556 | 71.42 | 34.2134 | 71.06 | 28.7286 | 71.06 | 34.306 | 69.98 | 32.7805 | 69.08 | 29.5297 | 69.08 | 31.8259 | 73.94 | 34.9419 | 71.6 | 35.4867 | 69.8 | 31.8905 | 68 | 31.3722 | 66.92 | 31.1624 | 75.02 | 34.6009 | 5506 | #N/A | #N/A
| 75.02 | 35.8595 | 69.08 | 30.0395 | 75.02 | 34.6556 | 76.28 | 35.2062 | 69.98 | 28.9373 | 71.96 | 35.1917 | 71.06 | 33.0532 | 73.94 | 30.2271 | 73.04 | 33.2976 | 78.98 | 36.1915 | 71.6 | 35.4867 | 73.94 | 33.831 | 69.8 | 32.8045 | 69.08 | 32.7995 | 78.98 | 35.5736 | 5507 | #N/A | #N/A
| 75.2 | 35.2138 | 71.06 | 31.5233 | 80.96 | 37.3235 | 79.52 | 36.6555 | 71.96 | 30.3346 | 73.94 | 36.2519 | 73.04 | 34.1608 | 75.92 | 30.7122 | 78.98 | 36.0121 | 82.04 | 38.1825 | 75.2 | 36.377 | 78.98 | 35.0759 | 71.6 | 34.2965 | 71.6 | 34.4596 | 82.04 | 35.1984 | 5508 | #N/A | #N/A
| 80.06 | 36.4483 | 71.06 | 32.0972 | 82.94 | 37.813 | 83.66 | 38.0177 | 73.04 | 33.0798 | 80.96 | 37.3593 | 73.04 | 33.5427 | 78.98 | 30.6003 | 82.94 | 38.2162 | 84.92 | 39.6038 | 75.2 | 36.377 | 82.04 | 34.7448 | 75.2 | 35.1855 | 73.04 | 35.5928 | 82.94 | 35.4207 | 5509 | #N/A | #N/A
| 80.96 | 36.6809 | 73.4 | 33.7491 | 82.94 | 37.813 | 86.18 | 38.7605 | 73.04 | 33.6832 | 78.08 | 36.6474 | 73.94 | 33.771 | 78.98 | 30.1561 | 82.94 | 36.9973 | 87.98 | 38.4243 | 82.4 | 37.038 | 84.02 | 34.2149 | 78.8 | 37.1873 | 75.92 | 36.3383 | 84.02 | 35.1037 | 5510 | #N/A | #N/A
| 80.96 | 37.3548 | 73.04 | 34.2847 | 82.94 | 37.8257 | 89.06 | 38.2711 | 73.04 | 34.3085 | 77 | 36.3805 | 73.94 | 33.7807 | 78.98 | 29.0314 | 87.08 | 38.0305 | 91.04 | 39.8533 | 82.4 | 39.3419 | 84.92 | 34.9061 | 78.8 | 37.1873 | 78.08 | 37.4642 | 84.92 | 34.8578 | 5511 | #N/A | #N/A
| 80.06 | 35.942 | 77 | 35.8511 | 77 | 35.1677 | 91.4 | 38.263 | 78.08 | 37.3657 | 77 | 35.7162 | 75.02 | 34.6744 | 78.98 | 29.7974 | 89.06 | 37.2725 | 91.04 | 39.1975 | 80.6 | 37.7122 | 84.92 | 34.9147 | 78.8 | 37.1873 | 78.08 | 38.1891 | 80.96 | 34.9507 | 5512 | #N/A | #N/A
| 80.96 | 34.4575 | 78.8 | 36.1349 | 77 | 35.1677 | 89.6 | 35.8644 | 78.08 | 37.3714 | 77 | 35.7729 | 73.94 | 33.7953 | 82.04 | 30.1271 | 89.06 | 36.1993 | 91.04 | 39.23 | 80.6 | 37.7122 | 82.94 | 33.0135 | 78.8 | 36.0745 | 77 | 37.8596 | 80.06 | 35.2344 | 5513 | #N/A | #N/A
| 78.98 | 36.2234 | 78.98 | 35.75 | 78.8 | 36.0759 | 87.44 | 35.593 | 78.08 | 38.0908 | 77 | 36.4376 | 73.04 | 33.5799 | 82.04 | 28.7019 | 89.06 | 36.7844 | 87.98 | 39.1414 | 80.6 | 37.7122 | 84.02 | 34.7083 | 78.8 | 36.0745 | 77 | 39.2308 | 84.92 | 37.0646 | 5514 | #N/A | #N/A
| 75.92 | 36.138 | 75.92 | 36.8468 | 75.92 | 34.8995 | 87.8 | 38.4402 | 78.08 | 38.0407 | 77 | 36.3912 | 73.04 | 33.5864 | 80.96 | 29.8685 | 87.98 | 37.0183 | 77 | 36.9616 | 80.6 | 37.7122 | 80.96 | 33.9593 | 75.2 | 34.1358 | 78.08 | 39.6038 | 84.02 | 38.0452 | 5515 | #N/A | #N/A
| 75.02 | 35.2542 | 75.02 | 36.0515 | 75.92 | 34.8995 | 83.84 | 37.0079 | 77 | 37.125 | 75.92 | 36.1244 | 71.06 | 33.1015 | 78.08 | 30.4079 | 84.92 | 36.2728 | 77 | 36.9982 | 78.8 | 37.2672 | 80.06 | 32.7471 | 75.2 | 34.1358 | 78.08 | 39.4987 | 82.94 | 37.267 | 5516 | #N/A | #N/A
| 73.94 | 34.9892 | 75.02 | 35.9757 | 78.98 | 35.6596 | 82.76 | 36.6285 | 77 | 37.0637 | 75.92 | 36.6922 | 69.98 | 32.2371 | 75.02 | 31.4572 | 82.94 | 36.3952 | 73.94 | 36.2007 | 77 | 38.0042 | 77 | 32.5292 | 73.4 | 31.7659 | 77 | 39.3597 | 75.02 | 34.05 | 5517 | #N/A | #N/A
| 73.94 | 34.4524 | 73.94 | 36.2805 | 78.08 | 35.9708 | 78.26 | 34.4797 | 77 | 37.8509 | 75.02 | 37.2261 | 69.08 | 32.0154 | 71.96 | 31.2344 | 77 | 34.9159 | 73.94 | 36.1988 | 75.2 | 37.5581 | 75.02 | 33.0621 | 71.6 | 31.3235 | 77 | 39.8826 | 75.92 | 34.8387 | 5518 | #N/A | #N/A
| 73.04 | 34.2252 | 73.94 | 37.0774 | 78.08 | 35.9708 | 76.1 | 31.9662 | 77 | 37.7732 | 75.02 | 37.2261 | 69.08 | 32.0154 | 71.96 | 31.2329 | 73.04 | 33.9353 | 73.94 | 33.1935 | 75.2 | 37.5581 | 73.4 | 32.7761 | 69.8 | 30.8812 | 77 | 39.8826 | 73.94 | 33.215 | 5519 | #N/A | #N/A
| 73.04 | 33.6047 | 75.02 | 37.3489 | 77 | 32.8799 | 75.92 | 32.9149 | 77 | 37.8449 | 75.02 | 37.8337 | 69.08 | 32.0139 | 71.06 | 30.0594 | 71.06 | 32.8316 | 71.96 | 32.7028 | 75.2 | 38.8078 | 73.4 | 33.7718 | 69.8 | 30.8812 | 75.2 | 38.9133 | 71.96 | 31.6781 | 5520 | #N/A | #N/A
| 73.04 | 34.2252 | 75.02 | 37.3489 | 75.02 | 32.9531 | 72.68 | 32.6969 | 78.08 | 38.0407 | 75.02 | 37.8337 | 69.08 | 32.0108 | 71.06 | 30.4895 | 71.06 | 32.3365 | 71.06 | 32.4813 | 77 | 39.2547 | 73.4 | 33.7718 | 69.8 | 31.8152 | 75.92 | 39.6145 | 69.98 | 31.1961 | 5521 | #N/A | #N/A
| 73.04 | 34.2286 | 75.02 | 37.9584 | 75.02 | 32.9531 | 71.78 | 32.9642 | 77 | 38.4531 | 73.94 | 36.9585 | 68 | 31.7479 | 69.08 | 30.0022 | 71.06 | 32.335 | 71.06 | 33.0774 | 77 | 39.2547 | 73.94 | 34.5109 | 69.8 | 31.8152 | 75.02 | 38.7398 | 69.08 | 31.4412 | 5522 | #N/A | #N/A
| 73.04 | 34.2269 | 75.02 | 37.8642 | 73.04 | 34.1653 | 71.6 | 33.3858 | 71.96 | 34.0421 | 75.02 | 37.8337 | 68 | 31.7495 | 66.02 | 29.2567 | 69.98 | 32.0607 | 69.98 | 32.8096 | 77 | 39.2547 | 73.4 | 33.7718 | 69.8 | 31.8152 | 73.94 | 37.7144 | 69.08 | 32.0231 | 5523 | #N/A | #N/A
| 73.4 | 34.7693 | 73.94 | 37.5965 | 71.96 | 33.8988 | 72.5 | 34.1662 | 69.98 | 32.9293 | 73.94 | 36.9585 | 68 | 31.7588 | 64.94 | 28.5731 | 68 | 30.5345 | 69.98 | 32.8096 | 77 | 39.2547 | 71.6 | 33.3284 | 69.8 | 31.8152 | 71.96 | 35.9008 | 68 | 31.7552 | 5524 | #N/A | #N/A
| 73.4 | 34.7693 | 75.02 | 37.8642 | 71.96 | 33.8988 | 73.4 | 34.8873 | 69.08 | 32.1822 | 73.94 | 36.9585 | 68 | 31.7604 | 64.04 | 27.8628 | 66.92 | 29.7335 | 71.06 | 33.6942 | 75.2 | 38.8078 | 71.6 | 33.3284 | 69.8 | 31.8152 | 71.96 | 35.9008 | 68 | 31.8246 | 5525 | #N/A | #N/A
| 71.96 | 33.9823 | 64.94 | 30.0127 | 71.96 | 33.8955 | 73.4 | 34.8873 | 69.08 | 31.6172 | 73.94 | 36.9585 | 68 | 31.2835 | 64.04 | 27.8678 | 66.02 | 29.5102 | 71.96 | 33.9827 | 75.2 | 38.8078 | 71.06 | 32.5909 | 68 | 31.3722 | 71.96 | 35.9008 | 69.08 | 32.0895 | 5526 | #N/A | #N/A
| 71.6 | 34.3249 | 64.04 | 29.3359 | 71.6 | 34.2979 | 71.6 | 34.4432 | 66.92 | 30.52 | 73.94 | 36.9585 | 68 | 31.7682 | 60.98 | 26.2533 | 64.04 | 28.5867 | 69.98 | 33.494 | 75.2 | 38.8078 | 69.98 | 31.8378 | 68 | 31.3722 | 69.08 | 33.5009 | 68 | 31.8246 | 5527 | #N/A | #N/A
| 71.06 | 33.1361 | 62.96 | 28.5413 | 71.96 | 33.8921 | 73.04 | 34.6131 | 66.92 | 30.52 | 73.04 | 36.0293 | 69.08 | 32.0342 | 60.8 | 25.4707 | 64.94 | 29.296 | 68 | 31.783 | 75.2 | 38.8078 | 69.08 | 31.0457 | 68 | 30.4388 | 68 | 32.5146 | 68 | 31.8246 | 5528 | #N/A | #N/A
| 73.04 | 33.6112 | 62.96 | 28.5413 | 71.6 | 34.2979 | 73.22 | 34.869 | 66.92 | 30.0632 | 73.94 | 36.9585 | 69.8 | 32.8274 | 57.2 | 24.591 | 66.92 | 30.2583 | 69.08 | 32.049 | 76.1 | 38.3973 | 69.98 | 31.2581 | 68 | 30.4388 | 66.92 | 31.6431 | 69.08 | 32.0091 | 5529 | #N/A | #N/A
| 73.94 | 33.8313 | 64.04 | 29.3988 | 71.6 | 34.2979 | 73.4 | 34.8873 | 66.02 | 29.8422 | 75.02 | 37.8337 | 71.06 | 33.726 | 69.08 | 30.0251 | 69.98 | 31.4678 | 73.04 | 34.7848 | 77 | 38.0042 | 73.04 | 33.0641 | 69.8 | 30.8812 | 66.92 | 31.6431 | 71.06 | 32.9904 | 5530 | #N/A | #N/A
| 75.92 | 36.1453 | 66.02 | 30.2781 | 75.02 | 34.6321 | 75.2 | 35.3314 | 66.92 | 30.1077 | 78.8 | 38.4037 | 71.96 | 33.9497 | 75.92 | 30.7813 | 71.06 | 32.3805 | 75.92 | 34.9596 | 77 | 38.0042 | 75.92 | 34.3773 | 71.6 | 32.2583 | 77 | 34.788 | 71.96 | 33.299 | 5531 | #N/A | #N/A
| 77 | 36.9828 | 66.92 | 31.1289 | 78.98 | 35.6042 | 78.8 | 36.2198 | 68 | 30.827 | 78.98 | 38.7683 | 73.04 | 34.2163 | 78.08 | 30.9102 | 75.92 | 34.0713 | 77 | 35.7627 | 82.4 | 38.1574 | 78.98 | 34.5278 | 73.4 | 33.692 | 80.06 | 34.9294 | 73.94 | 33.2814 | 5532 | #N/A | #N/A
| 80.96 | 37.3984 | 66.92 | 31.0644 | 80.96 | 36.0927 | 81.68 | 35.7844 | 69.98 | 31.8385 | 80.06 | 39.036 | 73.94 | 34.9765 | 82.94 | 31.1851 | 77 | 34.3368 | 80.96 | 36.1114 | 84.2 | 38.6024 | 80.96 | 35.0169 | 75.2 | 35.1855 | 80.96 | 34.6559 | 75.2 | 32.7193 | 5533 | #N/A | #N/A
| 80.96 | 36.1911 | 71.06 | 33.1725 | 80.96 | 36.0927 | 84.38 | 36.3536 | 73.04 | 33.079 | 80.96 | 38.6974 | 75.02 | 35.2398 | 84.02 | 32.7786 | 80.96 | 35.2389 | 84.02 | 37.41 | 84.2 | 39.7878 | 82.94 | 36.1168 | 78.8 | 36.0745 | 82.94 | 34.5674 | 78.08 | 34.2968 | 5534 | #N/A | #N/A
| 78.8 | 37.2172 | 75.2 | 35.2463 | 84.92 | 36.4576 | 85.28 | 35.8785 | 77 | 34.659 | 80.96 | 39.3065 | 75.02 | 35.2432 | 84.02 | 33.7132 | 82.04 | 34.4428 | 84.92 | 35.8766 | 86 | 40.2338 | 84.02 | 36.3895 | 78.8 | 37.1873 | 82.04 | 33.3503 | 80.06 | 34.1123 | 5535 | #N/A | #N/A
| 80.6 | 37.6626 | 77 | 35.7992 | 86 | 36.1286 | 86 | 36.9328 | 82.94 | 36.1908 | 80.96 | 39.3065 | 73.04 | 34.2245 | 84.02 | 34.2544 | 84.02 | 34.9301 | 86 | 37.3749 | 86 | 40.2338 | 84.02 | 35.7842 | 80.6 | 36.5191 | 86 | 33.3855 | 80.96 | 33.3171 | 5536 | #N/A | #N/A
| 78.98 | 36.9143 | 73.94 | 33.3614 | 86 | 36.1286 | 88.16 | 36.3974 | 84.02 | 37.0946 | 82.04 | 39.5471 | 73.04 | 34.2262 | 84.02 | 34.7199 | 84.92 | 34.687 | 87.08 | 37.6446 | 86 | 39.0476 | 84.92 | 35.5201 | 78.8 | 37.1873 | 87.08 | 32.3092 | 80.96 | 32.8777 | 5537 | #N/A | #N/A
| 77 | 36.4267 | 73.94 | 33.3644 | 87.08 | 35.3505 | 85.82 | 35.0668 | 87.98 | 33.8267 | 82.04 | 40.3128 | 73.94 | 34.4551 | 84.02 | 32.7978 | 86 | 36.5013 | 86 | 36.152 | 84.2 | 39.7878 | 82.94 | 34.002 | 80.6 | 36.5191 | 84.92 | 33.1249 | 82.04 | 33.1432 | 5538 | #N/A | #N/A
| 77 | 36.4303 | 69.98 | 31.897 | 86 | 35.6517 | 85.28 | 35.8894 | 87.08 | 34.1095 | 80.6 | 40.099 | 71.96 | 33.9734 | 80.96 | 32.9855 | 84.02 | 34.9419 | 84.02 | 36.2681 | 82.4 | 39.3419 | 80.06 | 34.8126 | 78.8 | 36.0745 | 86 | 33.8971 | 82.04 | 33.587 | 5539 | #N/A | #N/A
| 75.92 | 36.1671 | 69.98 | 31.817 | 86 | 35.6517 | 85.1 | 35.9484 | 86 | 34.2773 | 78.08 | 38.5814 | 73.04 | 34.2431 | 78.98 | 32.0713 | 82.94 | 34.2101 | 82.94 | 35.9988 | 78.8 | 38.45 | 78.08 | 34.9292 | 78.8 | 36.0745 | 84.92 | 34.0678 | 80.06 | 34.1229 | 5540 | #N/A | #N/A
| 75.02 | 35.2752 | 69.08 | 31.6726 | 80.06 | 34.6706 | 82.58 | 35.3284 | 84.92 | 34.5453 | 77 | 38.3246 | 71.06 | 33.1258 | 75.92 | 31.7528 | 80.96 | 34.1941 | 80.96 | 35.5124 | 77 | 39.2547 | 75.92 | 34.3953 | 75.2 | 33.1443 | 82.04 | 33.9003 | 78.08 | 33.6376 | 5541 | #N/A | #N/A
| 75.2 | 35.2138 | 66.92 | 31.1351 | 78.08 | 33.6925 | 77.9 | 34.1675 | 82.04 | 34.2893 | 75.92 | 37.413 | 69.98 | 32.8563 | 71.96 | 31.312 | 78.08 | 33.4801 | 75.92 | 34.2654 | 77 | 39.2547 | 75.02 | 34.7858 | 71.6 | 32.2583 | 75.02 | 33.6986 | 75.02 | 32.413 | 5542 | #N/A | #N/A
| 75.2 | 36.3269 | 66.92 | 31.0644 | 78.08 | 33.6925 | 76.1 | 34.4167 | 75.02 | 34.2227 | 75.92 | 37.4489 | 68 | 31.7619 | 69.98 | 31.279 | 77 | 33.2019 | 73.94 | 33.7662 | 77 | 38.0042 | 73.94 | 34.5211 | 71.6 | 32.2583 | 71.96 | 32.9345 | 71.96 | 32.1246 | 5543 | #N/A | #N/A
| 73.4 | 35.8815 | 66.92 | 31.1228 | 73.94 | 33.7383 | 74.3 | 34.2716 | 73.04 | 33.7282 | 71.06 | 33.1289 | 66.92 | 31.0104 | 69.98 | 31.8458 | 73.94 | 32.4438 | 73.04 | 34.1591 | 74.3 | 36.7365 | 73.04 | 34.2975 | 71.6 | 33.2483 | 69.08 | 32.2211 | 71.06 | 31.8965 | 5544 | #N/A | #N/A
| 73.94 | 34.464 | 66.02 | 30.3329 | 73.04 | 33.5117 | 73.22 | 34.1097 | 71.96 | 32.8533 | 71.06 | 32.5246 | 68 | 31.7651 | 69.98 | 31.282 | 71.96 | 31.9551 | 69.08 | 31.4773 | 71.6 | 35.4867 | 73.04 | 34.3009 | 71.6 | 33.2483 | 69.08 | 32.2147 | 69.98 | 32.2114 | 5545 | #N/A | #N/A
| 73.04 | 34.2387 | 66.02 | 30.3285 | 73.04 | 33.5117 | 71.6 | 33.6013 | 71.96 | 32.3583 | 71.96 | 32.7399 | 68 | 31.276 | 69.08 | 31.0607 | 71.06 | 31.7313 | 68 | 31.6922 | 71.6 | 34.3722 | 71.6 | 34.3819 | 71.6 | 33.2483 | 68 | 31.9458 | 69.08 | 32.4869 | 5546 | #N/A | #N/A
| 73.04 | 34.2404 | 64.94 | 29.6057 | 71.96 | 34.3903 | 69.98 | 32.5945 | 71.06 | 32.14 | 71.06 | 32.5152 | 68 | 31.7682 | 68 | 29.8063 | 71.06 | 32.3043 | 66.92 | 31.0321 | 69.8 | 33.9279 | 71.96 | 34.0345 | 71.6 | 33.2483 | 68 | 31.457 | 69.08 | 32.5923 | 5547 | #N/A | #N/A
| 73.04 | 34.2455 | 64.94 | 29.6099 | 71.6 | 34.2979 | 68.72 | 31.9904 | 69.08 | 31.0851 | 71.96 | 33.9563 | 68 | 31.285 | 68 | 29.3812 | 71.06 | 31.7357 | 69.98 | 33.494 | 69.8 | 33.9279 | 71.6 | 34.3819 | 69.8 | 31.8152 | 69.98 | 30.9127 | 69.08 | 33.2149 | 5548 | #N/A | #N/A
| 73.04 | 34.2455 | 64.04 | 28.8544 | 71.96 | 34.3885 | 68 | 31.5018 | 71.06 | 31.5718 | 71.06 | 33.7292 | 68 | 31.2866 | 69.98 | 29.8681 | 69.08 | 31.25 | 71.06 | 34.2959 | 69.8 | 33.9279 | 71.6 | 34.3819 | 69.8 | 31.8152 | 71.06 | 29.6995 | 69.08 | 32.5923 | 5549 | #N/A | #N/A
| 71.96 | 33.9773 | 64.94 | 29.6071 | 69.8 | 33.8533 | 68 | 31.5018 | 71.06 | 31.5718 | 71.96 | 33.9428 | 69.08 | 31.5523 | 69.08 | 29.6447 | 69.08 | 31.2559 | 68 | 32.3838 | 69.8 | 33.9279 | 71.6 | 34.3819 | 69.8 | 31.8152 | 69.98 | 29.0238 | 68 | 32.2283 | 5550 | #N/A | #N/A
| 71.96 | 33.9739 | 66.92 | 30.5482 | 68 | 31.3736 | 66.2 | 30.1183 | 71.06 | 31.563 | 71.06 | 33.0949 | 66.92 | 30.4545 | 69.08 | 29.6408 | 69.98 | 32.0514 | 71.06 | 33.6607 | 69.8 | 33.9279 | 71.6 | 34.3819 | 69.8 | 32.8045 | 69.08 | 28.7974 | 69.08 | 32.4933 | 5551 | #N/A | #N/A
| 71.96 | 33.9671 | 69.08 | 31.0659 | 69.08 | 32.5293 | 64.4 | 29.6763 | 71.06 | 31.5541 | 69.08 | 31.9951 | 66.92 | 31.0134 | 66.02 | 28.8824 | 69.98 | 32.1154 | 71.96 | 34.4184 | 69.8 | 33.9279 | 71.06 | 33.1782 | 69.8 | 31.8152 | 68 | 28.5221 | 69.08 | 32.495 | 5552 | #N/A | #N/A
| 73.04 | 34.7636 | 69.98 | 31.2784 | 69.98 | 33.372 | 68.9 | 32.8424 | 71.96 | 32.3324 | 69.08 | 32.0581 | 69.08 | 32.0217 | 68 | 30.3223 | 71.06 | 31.8031 | 71.6 | 34.3209 | 68 | 32.4321 | 71.96 | 34.0193 | 69.8 | 32.8045 | 66.92 | 28.6464 | 69.08 | 32.5923 | 5553 | #N/A | #N/A
| 75.02 | 35.249 | 71.96 | 31.7547 | 71.6 | 34.2979 | 73.76 | 34.2478 | 73.94 | 31.7835 | 75.92 | 34.8894 | 69.08 | 31.5327 | 73.04 | 32.0151 | 73.94 | 33.0268 | 73.94 | 34.9072 | 73.4 | 34.8165 | 71.6 | 34.3819 | 71.6 | 33.2483 | 71.96 | 29.4703 | 69.8 | 33.3917 | 5554 | #N/A | #N/A
| 75.92 | 35.4678 | 75.92 | 32.2627 | 73.04 | 34.6551 | 76.82 | 35.0019 | 75.92 | 31.3002 | 78.98 | 33.9364 | 71.06 | 32.4998 | 71.96 | 32.3162 | 73.04 | 32.8668 | 78.08 | 35.9312 | 77 | 33.6533 | 73.94 | 35.0377 | 73.4 | 34.741 | 73.94 | 29.9525 | 71.96 | 33.2 | 5555 | #N/A | #N/A
| 77 | 35.1955 | 78.08 | 31.8313 | 75.02 | 34.612 | 77 | 34.7159 | 78.08 | 31.3299 | 80.06 | 32.6499 | 73.04 | 33.5864 | 78.98 | 33.0151 | 77 | 33.1929 | 78.08 | 35.9277 | 78.8 | 33.1545 | 75.2 | 35.2706 | 75.2 | 35.1855 | 73.94 | 29.95 | 71.96 | 33.299 | 5556 | #N/A | #N/A
| 77 | 35.7293 | 80.06 | 32.3129 | 77 | 35.0956 | 81.5 | 36.4747 | 80.06 | 31.8112 | 82.04 | 32.7106 | 73.94 | 33.8081 | 82.04 | 32.8006 | 78.98 | 34.2581 | 82.04 | 36.3693 | 80.6 | 33.5966 | 77 | 35.7878 | 77 | 35.63 | 78.08 | 30.4907 | 75.92 | 34.1654 | 5557 | #N/A | #N/A
| 78.98 | 36.2217 | 82.04 | 32.7918 | 77 | 35.0956 | 83.12 | 36.6717 | 80.06 | 31.4039 | 82.94 | 32.4325 | 73.94 | 33.8032 | 82.94 | 32.5204 | 80.96 | 34.1763 | 82.94 | 35.9729 | 82.4 | 33.1488 | 77 | 34.659 | 77 | 36.742 | 80.06 | 30.5172 | 77 | 34.0318 | 5558 | #N/A | #N/A
| 78.08 | 35.9976 | 82.94 | 32.5106 | 75.92 | 34.8374 | 83.48 | 36.98 | 80.06 | 31.399 | 84.02 | 33.1961 | 75.02 | 34.0727 | 84.92 | 33.9369 | 80.96 | 34.1838 | 82.94 | 34.8929 | 82.4 | 33.1488 | 80.6 | 35.5459 | 78.8 | 37.1873 | 80.06 | 30.5127 | 78.08 | 34.2968 | 5559 | #N/A | #N/A
| 78.08 | 35.9994 | 82.94 | 33.0045 | 75.92 | 34.2264 | 84.2 | 36.7392 | 82.94 | 31.6312 | 84.92 | 32.5185 | 73.94 | 33.2043 | 82.04 | 33.7609 | 82.94 | 34.6784 | 86 | 36.1379 | 82.4 | 33.1488 | 71.6 | 32.3333 | 80.6 | 37.6327 | 82.04 | 30.629 | 78.98 | 33.4576 | 5560 | #N/A | #N/A
| 77 | 35.7346 | 82.94 | 30.8122 | 75.92 | 34.2264 | 85.46 | 36.1424 | 84.02 | 31.4401 | 82.94 | 33.3619 | 73.94 | 33.8097 | 82.04 | 33.7595 | 82.94 | 35.7589 | 86 | 35.0952 | 82.4 | 33.1488 | 80.6 | 36.6033 | 80.6 | 36.5191 | 82.04 | 30.6301 | 80.06 | 32.6563 | 5561 | #N/A | #N/A
| 78.08 | 36.0011 | 82.94 | 31.1742 | 75.2 | 34.1371 | 86.72 | 36.0587 | 82.94 | 30.0415 | 82.94 | 32.0336 | 73.94 | 33.8097 | 80.96 | 32.961 | 82.94 | 35.7654 | 84.02 | 36.8914 | 82.4 | 33.1488 | 82.04 | 34.7889 | 78.8 | 36.0745 | 82.04 | 30.6301 | 78.98 | 32.3989 | 5562 | #N/A | #N/A
| 77 | 35.7379 | 82.04 | 30.1608 | 73.94 | 34.3756 | 86 | 34.7539 | 82.94 | 30.0374 | 80.96 | 31.55 | 75.02 | 34.0759 | 80.96 | 32.9555 | 82.04 | 36.1621 | 82.94 | 36.0086 | 80.6 | 32.7072 | 80.96 | 35.0106 | 75.2 | 35.1855 | 80.06 | 29.717 | 78.98 | 32.4015 | 5563 | #N/A | #N/A
| 75.92 | 35.473 | 80.06 | 29.6732 | 73.94 | 34.3756 | 84.02 | 34.4546 | 80.96 | 29.1546 | 78.98 | 31.4661 | 71.96 | 33.3299 | 78.98 | 30.6633 | 80.96 | 34.7875 | 82.04 | 35.7899 | 78.8 | 32.2657 | 78.98 | 33.4711 | 77 | 35.63 | 80.96 | 30.3598 | 78.08 | 32.6263 | 5564 | #N/A | #N/A
| 75.2 | 35.2138 | 77 | 28.9198 | 71.06 | 33.6652 | 80.96 | 33.2513 | 78.98 | 29.0621 | 75.02 | 30.4996 | 71.06 | 33.108 | 75.92 | 28.3281 | 78.98 | 33.2535 | 80.06 | 35.2955 | 77 | 31.8242 | 77 | 32.9803 | 75.2 | 35.1855 | 78.08 | 30.0152 | 75.02 | 31.8774 | 5565 | #N/A | #N/A
| 73.94 | 34.4389 | 71.06 | 27.8868 | 69.08 | 32.5614 | 76.64 | 33.2917 | 75.02 | 28.4322 | 71.06 | 30.4534 | 69.98 | 32.8322 | 73.04 | 27.6162 | 77 | 32.2247 | 78.08 | 36.0295 | 73.4 | 30.9412 | 73.94 | 32.7829 | 73.4 | 32.7013 | 73.94 | 29.4488 | 73.04 | 31.3929 | 5566 | #N/A | #N/A
| 73.94 | 34.965 | 66.02 | 27.0074 | 69.08 | 32.5614 | 74.84 | 33.1312 | 73.94 | 28.5819 | 69.08 | 30.942 | 69.08 | 31.9999 | 64.94 | 26.7537 | 75.02 | 32.274 | 73.94 | 34.9349 | 69.8 | 30.9437 | 71.96 | 33.3772 | 71.6 | 32.2583 | 66.02 | 27.9705 | 71.06 | 31.9204 | 5567 | #N/A | #N/A
| 73.4 | 35.8815 | 64.04 | 26.5155 | 69.8 | 33.8533 | 72.68 | 32.5955 | 69.08 | 27.749 | 62.96 | 27.1451 | 69.08 | 32.5974 | 66.92 | 27.2311 | 75.02 | 31.7272 | 73.04 | 34.7144 | 68 | 29.6165 | 71.96 | 33.3723 | 69.8 | 31.8152 | 64.04 | 27.4762 | 69.98 | 32.2377 | 5568 | #N/A | #N/A
| 73.4 | 34.7693 | 64.94 | 26.7334 | 69.8 | 33.8533 | 71.6 | 32.3871 | 69.08 | 27.7456 | 62.06 | 26.4586 | 69.08 | 32.003 | 60.98 | 25.4124 | 73.04 | 31.78 | 73.04 | 35.448 | 64.4 | 28.7335 | 71.06 | 33.1555 | 69.8 | 31.8152 | 62.06 | 27.391 | 69.98 | 32.3102 | 5569 | #N/A | #N/A
| 73.4 | 34.7693 | 66.02 | 26.9918 | 69.98 | 33.397 | 71.6 | 32.3871 | 69.08 | 27.7412 | 60.98 | 25.7998 | 69.08 | 32.0014 | 60.98 | 25.4081 | 73.04 | 31.7844 | 73.04 | 34.7848 | 64.4 | 28.7335 | 71.06 | 32.5501 | 69.8 | 31.8152 | 62.06 | 27.3835 | 69.98 | 32.3102 | 5570 | #N/A | #N/A
| 73.4 | 34.7693 | 64.94 | 26.7222 | 69.8 | 33.8533 | 66.2 | 31.0592 | 66.92 | 27.6555 | 60.98 | 26.1955 | 69.08 | 32.6006 | 59 | 24.5035 | 73.04 | 31.2532 | 73.04 | 35.448 | 64.94 | 29.1257 | 69.98 | 32.2843 | 69.8 | 31.8152 | 60.98 | 26.7118 | 69.98 | 32.8131 | 5571 | #N/A | #N/A
| 73.4 | 34.7693 | 64.04 | 26.5011 | 68 | 32.3622 | 68 | 31.5018 | 66.92 | 27.6531 | 60.08 | 25.1669 | 69.8 | 31.8367 | 57.02 | 23.6816 | 71.96 | 30.9914 | 73.04 | 35.448 | 65.66 | 29.6561 | 69.08 | 31.5861 | 69.8 | 31.8152 | 60.98 | 26.713 | 69.98 | 33.436 | 5572 | #N/A | #N/A
| 73.4 | 34.7693 | 64.04 | 26.9494 | 68 | 32.3049 | 69.8 | 32.9424 | 66.92 | 27.6555 | 59 | 24.3298 | 69.08 | 32.0092 | 57.02 | 23.6776 | 71.06 | 31.3103 | 71.06 | 33.7606 | 66.2 | 30.0593 | 69.08 | 31.5861 | 69.8 | 31.8152 | 57.92 | 25.05 | 69.98 | 32.7623 | 5573 | #N/A | #N/A
| 73.4 | 34.7693 | 62.06 | 26.0149 | 68 | 32.3161 | 68 | 31.5018 | 64.94 | 27.1677 | 59 | 24.5342 | 68 | 31.7417 | 57.02 | 23.2917 | 68 | 31.0523 | 69.98 | 33.494 | 65.66 | 29.9268 | 69.8 | 31.8905 | 69.8 | 31.8152 | 57.02 | 24.4678 | 69.98 | 33.436 | 5574 | #N/A | #N/A
| 73.4 | 34.7693 | 62.06 | 26.457 | 68 | 32.3622 | 69.8 | 32.9424 | 64.04 | 26.9441 | 60.08 | 24.7979 | 68 | 31.7417 | 53.96 | 21.8634 | 68 | 31.6291 | 73.04 | 36.0182 | 64.94 | 29.7498 | 69.8 | 31.8905 | 69.8 | 31.8152 | 57.02 | 24.4635 | 69.98 | 33.436 | 5575 | #N/A | #N/A
| 71.6 | 34.3249 | 60.98 | 25.7409 | 68 | 32.3161 | 69.8 | 32.9424 | 64.04 | 26.9371 | 60.08 | 25.5797 | 68 | 31.7386 | 53.06 | 21.3428 | 64.04 | 28.6391 | 73.94 | 36.1914 | 64.4 | 29.6172 | 69.8 | 31.8905 | 69.8 | 31.8152 | 55.94 | 23.7766 | 69.98 | 33.436 | 5576 | #N/A | #N/A
| 73.04 | 34.2083 | 62.96 | 26.669 | 69.08 | 33.1967 | 69.8 | 32.9424 | 64.94 | 27.6165 | 60.08 | 25.5797 | 69.08 | 32.5974 | 55.94 | 23.0149 | 62.96 | 27.868 | 73.94 | 36.241 | 66.2 | 30.9963 | 69.98 | 32.8894 | 69.8 | 31.8152 | 57.92 | 25.0355 | 71.06 | 33.6366 | 5577 | #N/A | #N/A
| 73.4 | 34.7693 | 68 | 29.2503 | 69.8 | 33.8533 | 69.8 | 32.9424 | 68 | 28.7593 | 75.92 | 37.3819 | 69.8 | 33.8764 | 62.96 | 25.8714 | 62.06 | 27.6478 | 75.02 | 37.2147 | 71.6 | 35.4867 | 71.96 | 33.9973 | 69.8 | 32.8045 | 64.04 | 27.8447 | 69.98 | 33.436 | 5578 | #N/A | #N/A
| 75.02 | 35.2298 | 73.04 | 29.9974 | 69.08 | 33.19 | 71.78 | 33.7932 | 73.94 | 30.2192 | 77 | 37.7165 | 71.6 | 34.3209 | 69.98 | 27.9435 | 62.06 | 27.6478 | 75.92 | 38.045 | 78.8 | 37.2672 | 75.02 | 34.7536 | 71.6 | 33.2483 | 69.08 | 29.0824 | 71.6 | 34.9212 | 5579 | #N/A | #N/A
| 75.2 | 36.3269 | 77 | 31.4684 | 69.8 | 33.8533 | 73.58 | 34.9805 | 77 | 31.4724 | 75.02 | 37.2261 | 73.04 | 34.1944 | 73.04 | 27.5679 | 62.96 | 27.3967 | 75.02 | 37.822 | 77 | 36.8222 | 78.08 | 35.5134 | 73.4 | 34.741 | 73.04 | 30.5518 | 71.96 | 34.5674 | 5580 | #N/A | #N/A
| 77 | 36.7721 | 80.06 | 31.7234 | 71.6 | 35.4075 | 68.9 | 30.9991 | 80.96 | 32.4431 | 77 | 37.7165 | 73.04 | 34.1927 | 75.92 | 27.1922 | 68 | 29.5468 | 77 | 39.0651 | 78.8 | 37.2672 | 80.96 | 36.2271 | 75.2 | 35.1855 | 77 | 32.4831 | 73.04 | 34.8329 | 5581 | #N/A | #N/A
| 78.8 | 37.2172 | 82.94 | 32.0313 | 73.94 | 36.8506 | 68 | 30.5603 | 84.02 | 32.6995 | 78.98 | 37.499 | 73.94 | 34.4164 | 77 | 27.1588 | 71.96 | 30.0113 | 80.06 | 39.0025 | 78.8 | 37.2672 | 82.94 | 36.0956 | 77 | 35.63 | 82.04 | 34.7523 | 75.02 | 34.6739 | 5582 | #N/A | #N/A
| 80.96 | 37.3839 | 84.92 | 32.0539 | 75.2 | 37.4741 | 68.18 | 31.4768 | 86 | 32.3213 | 75.92 | 34.3284 | 75.92 | 35.4498 | 78.98 | 28.6318 | 75.02 | 29.8784 | 80.06 | 39.0717 | 77 | 36.8222 | 84.92 | 36.5966 | 80.6 | 37.6327 | 84.02 | 35.2511 | 78.08 | 33.6526 | 5583 | #N/A | #N/A
| 80.6 | 37.6626 | 86 | 32.7925 | 75.92 | 36.0828 | 68 | 31.5018 | 86 | 33.197 | 78.98 | 37.4811 | 75.02 | 35.2415 | 78.08 | 28.4161 | 77 | 30.3657 | 82.94 | 39.7326 | 78.8 | 37.2672 | 82.94 | 35.5183 | 78.8 | 37.1873 | 84.92 | 34.4537 | 78.98 | 33.8792 | 5584 | #N/A | #N/A
| 78.98 | 37.4971 | 82.94 | 32.9535 | 75.92 | 36.0828 | 69.8 | 31.9445 | 84.92 | 32.9412 | 78.98 | 36.9188 | 75.02 | 35.2607 | 80.06 | 28.899 | 77 | 29.9088 | 86 | 38.6128 | 78.8 | 37.2672 | 84.02 | 37.5717 | 80.6 | 37.6327 | 84.92 | 31.6676 | 78.98 | 35.5938 | 5585 | #N/A | #N/A
| 78.8 | 37.2172 | 87.08 | 33.4707 | 75.92 | 36.6586 | 69.8 | 32.9424 | 87.08 | 33.0712 | 78.98 | 37.4943 | 73.04 | 34.2397 | 78.08 | 28.0997 | 77 | 29.9088 | 84.92 | 38.9195 | 80.6 | 37.7122 | 82.04 | 36.5446 | 78.8 | 37.1873 | 84.92 | 32.5932 | 73.94 | 34.3507 | 5586 | #N/A | #N/A
| 77 | 37.0053 | 86 | 32.338 | 75.92 | 36.0972 | 75.02 | 34.0744 | 87.08 | 33.4753 | 80.06 | 38.4814 | 73.04 | 34.2431 | 75.02 | 28.0661 | 77 | 30.3692 | 84.02 | 38.127 | 82.4 | 38.1574 | 80.6 | 36.6033 | 78.8 | 36.0745 | 82.94 | 32.5125 | 71.96 | 33.8627 | 5587 | #N/A | #N/A
| 75.2 | 36.3269 | 84.92 | 32.9477 | 75.92 | 36.0972 | 75.2 | 34.7362 | 86 | 33.7152 | 78.98 | 38.2119 | 71.96 | 33.9818 | 73.94 | 29.3718 | 75.92 | 30.103 | 82.94 | 38.4332 | 78.8 | 38.45 | 78.08 | 35.578 | 75.2 | 35.1855 | 82.94 | 35.0129 | 69.98 | 32.7526 | 5588 | #N/A | #N/A
| 75.2 | 36.3269 | 82.04 | 32.7393 | 78.98 | 36.8448 | 75.92 | 35.1208 | 84.02 | 33.6591 | 75.92 | 37.4734 | 69.98 | 32.8742 | 71.06 | 29.1305 | 73.94 | 29.6169 | 80.06 | 37.1372 | 78.8 | 38.45 | 77 | 35.7148 | 75.2 | 35.1855 | 78.98 | 34.5311 | 71.06 | 33.6334 | 5589 | #N/A | #N/A
| 73.94 | 35.7048 | 78.98 | 32.4186 | 78.08 | 35.9499 | 71.24 | 33.7483 | 80.96 | 33.4396 | 75.02 | 37.2447 | 69.98 | 33.5101 | 69.98 | 28.8672 | 66.02 | 29.062 | 78.8 | 36.0985 | 78.8 | 38.45 | 75.2 | 35.2706 | 73.4 | 33.692 | 75.92 | 33.7782 | 69.8 | 32.3654 | 5590 | #N/A | #N/A
| 75.2 | 36.3269 | 75.02 | 31.4457 | 78.08 | 35.9499 | 69.98 | 33.4328 | 78.08 | 33.1846 | 75.02 | 37.2261 | 69.98 | 32.8856 | 68 | 28.38 | 62.96 | 27.3893 | 75.02 | 35.205 | 77 | 38.0042 | 75.2 | 35.2706 | 71.6 | 33.2483 | 73.94 | 33.2864 | 69.08 | 32.5125 | 5591 | #N/A | #N/A
| 75.2 | 36.3269 | 75.02 | 31.4457 | 73.4 | 34.7424 | 68.54 | 32.2558 | 77 | 32.4645 | 75.92 | 38.0567 | 69.98 | 33.5101 | 69.98 | 29.2618 | 60.08 | 25.7533 | 73.94 | 35.5992 | 77 | 38.0042 | 75.2 | 35.2706 | 71.6 | 33.2483 | 73.04 | 33.065 | 69.98 | 33.3531 | 5592 | #N/A | #N/A
| 73.94 | 35.7194 | 73.04 | 31.4907 | 73.94 | 34.9171 | 67.82 | 31.4849 | 75.02 | 31.981 | 75.02 | 37.2261 | 69.98 | 32.8987 | 69.08 | 29.5362 | 59 | 25.1224 | 73.94 | 35.6706 | 77 | 38.0042 | 75.92 | 35.0707 | 71.6 | 34.2965 | 71.96 | 32.315 | 69.08 | 32.5173 | 5593 | #N/A | #N/A
| 75.02 | 36.0047 | 73.04 | 31.4935 | 73.94 | 34.9171 | 65.66 | 29.3802 | 73.94 | 31.7173 | 75.92 | 37.4489 | 69.98 | 32.9167 | 66.92 | 29.0053 | 57.02 | 23.8642 | 71.06 | 34.2342 | 77 | 38.0042 | 75.2 | 35.2706 | 71.6 | 34.2965 | 71.06 | 32.0984 | 69.08 | 33.1336 | 5594 | #N/A | #N/A
| 75.2 | 36.3269 | 71.96 | 31.2324 | 71.06 | 34.2077 | 64.22 | 28.5905 | 73.04 | 31.5005 | 75.92 | 38.0567 | 69.8 | 33.8764 | 66.92 | 29.0066 | 55.94 | 23.6678 | 73.04 | 35.448 | 77 | 38.0042 | 75.92 | 35.6497 | 71.6 | 34.2965 | 69.98 | 31.8373 | 69.08 | 32.5173 | 5595 | #N/A | #N/A
| 75.2 | 36.3269 | 71.96 | 31.6878 | 71.06 | 34.2094 | 62.42 | 27.4834 | 73.04 | 31.5005 | 75.92 | 38.0567 | 71.6 | 34.3209 | 66.92 | 29.0092 | 55.4 | 23.004 | 73.04 | 34.7231 | 77 | 38.0042 | 75.2 | 35.2706 | 73.4 | 34.741 | 69.08 | 31.6207 | 68 | 29.7151 | 5596 | #N/A | #N/A
| 75.2 | 36.3269 | 71.06 | 31.0185 | 71.06 | 34.2094 | 61.7 | 26.9809 | 71.96 | 31.2438 | 75.2 | 37.5117 | 69.98 | 33.5917 | 66.92 | 29.4346 | 55.94 | 23.2663 | 71.96 | 33.2975 | 75.2 | 37.5581 | 75.2 | 35.2706 | 71.6 | 34.2965 | 69.08 | 32.1188 | 66.92 | 27.5801 | 5597 | #N/A | #N/A
| 75.2 | 36.3269 | 69.08 | 30.996 | 69.8 | 33.8533 | 60.8 | 26.2811 | 71.06 | 31.0313 | 75.02 | 37.8337 | 71.6 | 34.3209 | 66.92 | 29.9673 | 55.94 | 23.6678 | 71.06 | 33.0742 | 75.2 | 37.5581 | 75.2 | 36.3874 | 73.4 | 34.741 | 68 | 31.8578 | 66.92 | 26.7708 | 5598 | #N/A | #N/A
| 73.94 | 34.6073 | 69.08 | 30.999 | 68 | 31.3736 | 59.72 | 25.7259 | 69.98 | 31.2233 | 75.02 | 37.8932 | 71.6 | 34.3209 | 69.98 | 31.743 | 53.96 | 22.4604 | 69.08 | 31.9844 | 75.2 | 37.5581 | 73.4 | 33.7718 | 73.4 | 34.741 | 66.92 | 31.5982 | 66.92 | 26.0147 | 5599 | #N/A | #N/A
| 73.4 | 34.7693 | 68 | 30.7321 | 68 | 31.2124 | 59 | 25.0977 | 69.98 | 31.2233 | 75.02 | 37.8337 | 71.6 | 34.3209 | 69.98 | 31.1802 | 53.06 | 21.8658 | 66.02 | 30.1828 | 73.4 | 37.1123 | 73.04 | 33.8174 | 71.6 | 32.2583 | 68 | 32.5146 | 64.94 | 25.9346 | 5600 | #N/A | #N/A
| 73.04 | 34.3782 | 69.98 | 32.2716 | 69.08 | 31.4707 | 57.2 | 24.658 | 71.06 | 32.0579 | 75.02 | 37.8337 | 71.6 | 33.2712 | 71.96 | 31.661 | 53.96 | 22.3863 | 69.08 | 31.9782 | 73.4 | 37.1123 | 71.6 | 33.3284 | 71.6 | 33.2483 | 68 | 31.8624 | 66.02 | 26.544 | 5601 | #N/A | #N/A
| 73.4 | 34.7693 | 73.94 | 34.4771 | 69.8 | 31.8164 | 60.08 | 25.7247 | 73.04 | 33.0328 | 75.02 | 37.8337 | 71.06 | 33.8668 | 71.96 | 32.2271 | 53.96 | 22.784 | 71.06 | 32.4549 | 75.2 | 37.5581 | 73.94 | 31.3442 | 69.8 | 31.8152 | 69.98 | 33.5813 | 66.92 | 27.5629 | 5602 | #N/A | #N/A
| 75.02 | 33.1317 | 78.08 | 36.0405 | 71.06 | 32.4343 | 65.48 | 27.3457 | 78.08 | 35.51 | 77 | 39.0773 | 71.6 | 34.3209 | 71.96 | 32.2241 | 55.94 | 23.6678 | 71.06 | 32.5365 | 77 | 38.0042 | 73.04 | 29.305 | 71.6 | 32.2583 | 71.06 | 34.4356 | 66.2 | 28.7396 | 5603 | #N/A | #N/A
| 75.02 | 29.7509 | 80.96 | 37.4284 | 69.8 | 31.8164 | 71.06 | 29.4967 | 80.96 | 36.7671 | 80.6 | 38.8497 | 73.4 | 32.7226 | 71.96 | 32.2165 | 64.94 | 26.9182 | 73.94 | 33.7565 | 78.8 | 38.45 | 71.96 | 27.4436 | 71.6 | 29.6088 | 75.2 | 36.4698 | 68 | 29.6869 | 5604 | #N/A | #N/A
| 75.92 | 28.7248 | 82.94 | 38.5003 | 69.8 | 30.8823 | 73.76 | 30.9106 | 84.02 | 38.2006 | 80.96 | 38.7357 | 75.92 | 30.4371 | 71.96 | 31.6523 | 69.98 | 28.6106 | 73.94 | 33.2457 | 80.6 | 38.8959 | 73.94 | 27.2088 | 73.4 | 30.8829 | 80.06 | 37.9034 | 68 | 30.2204 | 5605 | #N/A | #N/A
| 75.92 | 27.9865 | 84.02 | 38.2083 | 73.04 | 32.427 | 77 | 32.8658 | 84.92 | 38.4359 | 78.8 | 38.4037 | 75.92 | 29.966 | 71.6 | 32.2958 | 73.04 | 29.8363 | 75.02 | 33.5117 | 82.4 | 40.5952 | 75.92 | 27.3192 | 73.4 | 30.0498 | 84.02 | 39.5962 | 69.98 | 30.7049 | 5606 | #N/A | #N/A
| 77 | 27.5545 | 87.08 | 38.9849 | 71.96 | 32.1614 | 78.62 | 32.458 | 87.98 | 39.2121 | 78.08 | 37.9839 | 75.92 | 29.509 | 71.6 | 32.2958 | 75.92 | 31.459 | 75.02 | 32.9386 | 82.4 | 39.3419 | 78.08 | 28.5433 | 73.4 | 29.264 | 84.92 | 39.8408 | 73.04 | 31.361 | 5607 | #N/A | #N/A
| 77 | 27.9248 | 89.06 | 38.2785 | 71.06 | 31.3809 | 80.6 | 32.2629 | 89.06 | 39.4938 | 80.96 | 38.6974 | 77 | 29.4071 | 71.96 | 32.7177 | 77 | 31.2239 | 75.02 | 33.4237 | 86 | 40.2338 | 78.98 | 28.4363 | 75.2 | 30.4909 | 87.98 | 40.6141 | 75.02 | 32.4878 | 5608 | #N/A | #N/A
| 77 | 28.6455 | 91.04 | 39.3321 | 71.06 | 31.3809 | 80.96 | 31.2282 | 89.96 | 39.0717 | 80.96 | 38.7495 | 73.94 | 29.4756 | 71.96 | 32.2361 | 78.08 | 31.4944 | 73.94 | 33.1609 | 84.2 | 39.7878 | 77 | 27.9546 | 75.2 | 30.4909 | 89.96 | 39.8361 | 75.92 | 32.7081 | 5609 | #N/A | #N/A
| 78.08 | 28.9051 | 89.96 | 38.5451 | 71.6 | 31.3247 | 80.96 | 32.6982 | 91.04 | 40.0385 | 80.96 | 38.7554 | 75.02 | 29.7387 | 71.06 | 31.46 | 80.06 | 32.9261 | 73.94 | 32.6803 | 82.4 | 38.1574 | 75.92 | 27.0122 | 75.2 | 30.4909 | 89.96 | 41.1657 | 73.94 | 31.1515 | 5610 | #N/A | #N/A
| 73.94 | 27.8894 | 89.06 | 39.5481 | 71.6 | 31.3247 | 82.04 | 31.7299 | 91.94 | 39.5961 | 82.04 | 39.0209 | 73.04 | 29.2517 | 71.96 | 31.2289 | 78.98 | 31.7197 | 73.94 | 33.164 | 80.6 | 38.8959 | 77 | 26.9226 | 75.2 | 29.7045 | 89.06 | 40.2307 | 75.92 | 31.6371 | 5611 | #N/A | #N/A
| 73.94 | 28.2265 | 87.08 | 39.6461 | 71.06 | 31.3866 | 80.24 | 31.8561 | 91.04 | 38.2052 | 80.06 | 38.5304 | 71.96 | 29.4513 | 71.96 | 31.2386 | 78.08 | 31.0918 | 73.94 | 32.7594 | 80.6 | 37.7122 | 77 | 26.9176 | 73.4 | 29.264 | 84.92 | 39.9341 | 73.94 | 31.1543 | 5612 | #N/A | #N/A
| 71.96 | 28.1636 | 84.02 | 38.9004 | 68 | 30.6373 | 76.64 | 32.9863 | 87.98 | 37.4643 | 78.08 | 36.753 | 71.96 | 28.16 | 69.8 | 30.9164 | 73.94 | 30.9916 | 71.96 | 31.6342 | 77 | 38.0042 | 73.94 | 26.5196 | 71.6 | 28.8235 | 82.94 | 40.0742 | 71.96 | 31.1078 | 5613 | #N/A | #N/A
| 64.94 | 26.4426 | 80.06 | 37.9245 | 68 | 30.6416 | 74.3 | 32.5964 | 84.92 | 37.8896 | 75.92 | 35.5509 | 66.92 | 27.2866 | 69.98 | 31.7806 | 69.08 | 29.7992 | 69.08 | 30.9306 | 75.2 | 36.377 | 64.94 | 25.7122 | 69.8 | 27.6431 | 80.96 | 40.3546 | 69.98 | 30.6248 | 5614 | #N/A | #N/A
| 60.98 | 25.4673 | 78.98 | 37.659 | 68 | 30.6416 | 69.8 | 31.3 | 82.94 | 38.6536 | 75.02 | 35.3198 | 64.04 | 26.5722 | 69.8 | 30.9164 | 64.04 | 28.0576 | 68 | 30.6609 | 75.2 | 36.377 | 62.96 | 25.2188 | 62.6 | 25.1879 | 80.96 | 40.213 | 68 | 30.1374 | 5615 | #N/A | #N/A
| 60.08 | 24.8187 | 78.08 | 37.4592 | 66.2 | 30.9305 | 65.3 | 29.3759 | 82.04 | 38.45 | 75.92 | 34.9992 | 64.04 | 25.7801 | 69.8 | 31.8529 | 62.06 | 26.6935 | 68 | 30.7339 | 75.2 | 36.377 | 60.98 | 24.7296 | 60.8 | 24.0937 | 78.98 | 39.1218 | 66.92 | 29.8677 | 5616 | #N/A | #N/A
| 60.08 | 24.8145 | 75.92 | 36.3534 | 66.2 | 30.9305 | 65.84 | 29.3314 | 80.96 | 38.1848 | 77 | 35.2656 | 62.06 | 26.0768 | 71.6 | 32.2958 | 60.08 | 25.7521 | 69.08 | 31.5637 | 75.2 | 37.5581 | 59 | 23.8472 | 59 | 23.6548 | 78.08 | 39.6701 | 66.02 | 29.2096 | 5617 | #N/A | #N/A
| 62.06 | 25.2969 | 78.08 | 37.4688 | 66.92 | 30.9317 | 64.94 | 29.2701 | 80.96 | 38.1867 | 77 | 35.2624 | 62.06 | 26.5225 | 71.6 | 33.2883 | 59 | 25.1213 | 69.08 | 31.4936 | 73.4 | 35.9319 | 59 | 24.2393 | 60.8 | 24.7485 | 75.92 | 39.6145 | 64.94 | 28.4414 | 5618 | #N/A | #N/A
| 64.04 | 25.0459 | 77 | 37.1939 | 68 | 31.3736 | 62.6 | 27.5106 | 75.2 | 36.3874 | 77 | 35.7948 | 64.04 | 27.4762 | 69.8 | 31.8529 | 59 | 25.1235 | 69.08 | 31.4996 | 73.4 | 37.1123 | 62.96 | 24.809 | 64.4 | 26.3233 | 73.94 | 37.1024 | 64.04 | 28.2278 | 5619 | #N/A | #N/A
| 64.04 | 25.044 | 75.02 | 37.4142 | 68 | 32.3622 | 64.4 | 28.7888 | 75.92 | 36.2236 | 75.02 | 34.772 | 62.06 | 26.0746 | 69.8 | 31.8529 | 57.92 | 24.86 | 69.08 | 31.9875 | 73.4 | 37.1123 | 60.98 | 24.3251 | 66.2 | 27.5021 | 73.04 | 36.3174 | 64.04 | 28.2958 | 5620 | #N/A | #N/A
| 62.96 | 25.5136 | 73.94 | 36.9882 | 68 | 32.2952 | 60.8 | 26.2811 | 75.02 | 36.0012 | 73.04 | 34.2954 | 64.94 | 26.7788 | 69.8 | 30.9164 | 57.02 | 23.8744 | 69.08 | 32.049 | 72.14 | 35.2792 | 60.08 | 24.1037 | 66.2 | 26.7633 | 71.96 | 35.469 | 62.96 | 28.0318 | 5621 | #N/A | #N/A
| 62.96 | 25.5126 | 73.94 | 37.1764 | 68 | 31.7024 | 60.8 | 27.0699 | 75.02 | 36.7306 | 73.04 | 34.2835 | 64.94 | 26.4139 | 69.8 | 30.9164 | 55.94 | 23.6678 | 69.08 | 32.049 | 71.06 | 33.4958 | 59 | 23.8394 | 66.2 | 26.7633 | 69.98 | 34.31 | 62.96 | 28.5453 | 5622 | #N/A | #N/A
| 62.96 | 25.5063 | 73.94 | 36.9882 | 68 | 31.7024 | 59 | 25.8409 | 75.2 | 36.3874 | 71.06 | 33.7882 | 64.04 | 26.5508 | 66.2 | 30.032 | 57.02 | 23.931 | 69.08 | 32.6501 | 69.8 | 31.882 | 57.92 | 23.2512 | 65.3 | 25.8471 | 71.06 | 34.5713 | 62.96 | 28.5453 | 5623 | #N/A | #N/A
| 60.98 | 24.6766 | 73.94 | 36.9882 | 68 | 31.7024 | 60.8 | 27.0699 | 75.02 | 36.138 | 71.06 | 32.5495 | 64.04 | 26.543 | 64.4 | 28.7078 | 57.02 | 24.2769 | 69.8 | 31.8367 | 69.8 | 30.0581 | 57.92 | 23.2447 | 64.4 | 24.9717 | 71.6 | 34.4596 | 62.96 | 27.9678 | 5624 | #N/A | #N/A
| 60.98 | 24.6666 | 73.94 | 36.9882 | 66.92 | 31.4365 | 60.8 | 27.0699 | 75.02 | 36.1306 | 69.98 | 31.2269 | 66.02 | 26.6561 | 64.94 | 28.0984 | 57.92 | 24.8654 | 69.08 | 32.049 | 68 | 29.6165 | 59 | 23.5005 | 65.3 | 25.3193 | 71.06 | 31.6025 | 62.96 | 28.5453 | 5625 | #N/A | #N/A
| 64.04 | 25.4094 | 75.02 | 37.4082 | 66.2 | 30.9305 | 64.76 | 29.4252 | 75.92 | 35.6747 | 73.94 | 31.2074 | 68 | 27.1323 | 64.4 | 28.7078 | 57.92 | 25.2327 | 69.08 | 32.049 | 68 | 29.6165 | 62.06 | 24.2416 | 66.2 | 25.7338 | 71.06 | 30.6819 | 62.96 | 28.5453 | 5626 | #N/A | #N/A
| 68 | 26.3718 | 75.92 | 35.6623 | 68 | 31.7055 | 66.2 | 31.0592 | 77 | 33.6594 | 73.04 | 30.0546 | 69.08 | 27.393 | 64.94 | 28.5952 | 60.8 | 26.4562 | 69.08 | 32.049 | 68 | 28.7815 | 68 | 25.6883 | 67.1 | 26.152 | 71.06 | 27.6048 | 62.96 | 28.5453 | 5627 | #N/A | #N/A
| 69.08 | 26.9726 | 77 | 32.6148 | 69.8 | 32.8058 | 71.6 | 30.5543 | 77 | 32.0799 | 68 | 29.3068 | 71.06 | 28.2359 | 66.02 | 28.8562 | 60.08 | 26.755 | 69.8 | 33.8764 | 64.4 | 28.7335 | 73.04 | 25.8977 | 68 | 26.5062 | 73.94 | 28.3035 | 64.4 | 29.161 | 5628 | #N/A | #N/A
| 69.98 | 26.1372 | 78.98 | 30.2901 | 69.8 | 32.8058 | 72.68 | 31.6458 | 78.98 | 31.6254 | 68 | 28.8096 | 71.06 | 27.1092 | 66.92 | 29.5018 | 73.04 | 31.2175 | 71.06 | 33.7606 | 62.6 | 28.2919 | 73.94 | 25.7813 | 69.8 | 26.9457 | 75.92 | 28.0382 | 64.94 | 29.4715 | 5629 | #N/A | #N/A
| 73.04 | 26.216 | 78.98 | 29.9216 | 69.98 | 33.4104 | 73.4 | 32.8298 | 80.06 | 30.1874 | 66.02 | 28.332 | 73.04 | 27.5935 | 66.2 | 29.1494 | 75.02 | 31.2798 | 71.06 | 33.7606 | 66.2 | 28.3406 | 75.92 | 26.2636 | 69.8 | 27.6431 | 77 | 27.6032 | 66.2 | 30.5146 | 5630 | #N/A | #N/A
| 73.94 | 26.0902 | 80.96 | 29.635 | 69.8 | 33.8533 | 73.58 | 32.5381 | 80.96 | 28.9141 | 69.98 | 29.8067 | 73.04 | 26.5117 | 66.92 | 29.5127 | 75.92 | 31.9478 | 71.96 | 33.9827 | 68 | 29.6165 | 75.92 | 25.6823 | 69.8 | 26.9457 | 77 | 27.3026 | 66.92 | 30.9757 | 5631 | #N/A | #N/A
| 75.02 | 24.6637 | 80.96 | 29.235 | 69.8 | 33.8533 | 74.66 | 33.1006 | 82.04 | 29.1755 | 71.06 | 29.5757 | 73.04 | 25.5352 | 66.92 | 29.0795 | 75.92 | 32.4861 | 71.96 | 33.9413 | 69.8 | 30.0581 | 77 | 25.6952 | 71.6 | 26.7275 | 78.08 | 27.5628 | 68 | 31.1855 | 5632 | #N/A | #N/A
| 75.02 | 25.4424 | 82.04 | 28.802 | 69.98 | 32.8091 | 75.2 | 33.2724 | 80.06 | 28.6947 | 69.98 | 29.3098 | 75.02 | 26.016 | 66.2 | 29.1494 | 73.94 | 32.4658 | 71.96 | 33.943 | 69.8 | 30.0581 | 75.92 | 25.4337 | 73.4 | 25.963 | 78.98 | 28.0872 | 68 | 31.8246 | 5633 | #N/A | #N/A
| 73.94 | 25.4896 | 82.04 | 29.4984 | 69.8 | 33.8533 | 77.18 | 34.7251 | 80.06 | 28.6938 | 71.06 | 30.4967 | 69.98 | 27.9652 | 64.4 | 27.8756 | 78.98 | 34.7858 | 71.96 | 33.9464 | 73.4 | 30.1043 | 78.08 | 26.5244 | 75.2 | 25.8515 | 78.98 | 28.0891 | 68 | 31.8246 | 5634 | #N/A | #N/A
| 73.04 | 26.8803 | 78.98 | 28.7492 | 69.8 | 33.8533 | 75.02 | 34.1931 | 80.06 | 29.0134 | 71.96 | 30.7134 | 71.06 | 26.3908 | 64.4 | 27.8756 | 78.08 | 34.0788 | 73.04 | 34.2196 | 73.4 | 30.1043 | 78.08 | 27.1257 | 73.4 | 25.963 | 78.98 | 27.7845 | 68 | 32.3272 | 5635 | #N/A | #N/A
| 73.04 | 25.5315 | 77 | 27.9433 | 69.98 | 33.4356 | 74.66 | 34.0133 | 80.06 | 29.0124 | 69.98 | 30.7569 | 69.98 | 26.8326 | 62.96 | 27.2066 | 77 | 33.2419 | 71.06 | 33.7344 | 71.6 | 29.6633 | 75.02 | 27.0228 | 73.4 | 24.8971 | 78.08 | 27.5663 | 69.08 | 32.5526 | 5636 | #N/A | #N/A
| 69.98 | 25.464 | 75.92 | 27.9979 | 69.8 | 33.8533 | 74.48 | 33.6653 | 78.08 | 28.5256 | 69.08 | 30.536 | 68 | 26.3474 | 62.96 | 27.2017 | 75.02 | 33.3397 | 71.06 | 33.7394 | 71.6 | 29.6633 | 71.96 | 26.644 | 71.6 | 26.1081 | 75.92 | 27.7142 | 68 | 32.3272 | 5637 | #N/A | #N/A
| 69.08 | 26.6143 | 71.96 | 27.0262 | 69.8 | 33.8533 | 71.78 | 33.0055 | 75.02 | 27.7734 | 66.92 | 29.9984 | 64.94 | 25.5956 | 62.96 | 27.1944 | 73.04 | 32.2702 | 71.06 | 33.121 | 69.8 | 29.6342 | 68 | 26.386 | 69.8 | 27.6431 | 66.92 | 27.8274 | 66.92 | 31.5597 | 5638 | #N/A | #N/A
| 68 | 27.1025 | 66.92 | 26.5288 | 69.08 | 33.2286 | 69.8 | 31.9445 | 73.04 | 27.6826 | 66.02 | 29.7787 | 64.94 | 26.705 | 62.06 | 26.0563 | 69.98 | 31.5181 | 69.98 | 33.4712 | 68 | 29.6165 | 66.92 | 26.1145 | 68 | 27.2031 | 64.94 | 26.8811 | 66.92 | 31.5597 | 5639 | #N/A | #N/A
| 66.02 | 26.6133 | 66.92 | 25.7872 | 68 | 32.3622 | 71.24 | 32.863 | 69.08 | 27.0553 | 66.02 | 29.249 | 64.04 | 26.4816 | 62.6 | 26.6502 | 69.08 | 31.2943 | 69.98 | 33.494 | 66.2 | 27.5535 | 64.94 | 25.9641 | 66.2 | 26.7633 | 59 | 25.4249 | 66.92 | 31.5597 | 5640 | #N/A | #N/A
| 66.02 | 26.9672 | 66.02 | 25.5657 | 68 | 31.3736 | 69.98 | 32.7592 | 68 | 26.0506 | 62.96 | 27.5697 | 62.96 | 25.8545 | 62.6 | 25.9106 | 64.04 | 28.6185 | 69.08 | 32.6501 | 66.2 | 26.8114 | 64.04 | 25.7404 | 66.2 | 26.7633 | 57.02 | 24.5762 | 66.92 | 31.5597 | 5641 | #N/A | #N/A
| 66.02 | 26.9672 | 62.96 | 24.8175 | 68 | 32.3387 | 70.34 | 32.8543 | 66.02 | 25.5659 | 66.92 | 26.0978 | 62.06 | 26.4378 | 62.6 | 26.6502 | 62.96 | 27.8495 | 69.08 | 32.6501 | 66.2 | 26.1118 | 62.06 | 25.2549 | 66.2 | 26.7633 | 55.94 | 23.8867 | 66.92 | 31.5597 | 5642 | #N/A | #N/A
| 62.96 | 25.8592 | 62.96 | 24.4953 | 69.8 | 32.8058 | 70.16 | 32.6082 | 64.94 | 25.6939 | 66.02 | 25.1641 | 62.96 | 26.6557 | 62.96 | 26.7249 | 62.06 | 27.6345 | 69.08 | 32.6501 | 64.4 | 25.0139 | 59 | 24.1711 | 64.4 | 26.3233 | 55.04 | 23.3215 | 66.02 | 30.7551 | 5643 | #N/A | #N/A
| 62.06 | 26.0025 | 62.06 | 24.5951 | 69.8 | 32.8058 | 69.62 | 32.4801 | 64.04 | 25.4743 | 64.94 | 24.9008 | 64.04 | 26.4772 | 62.06 | 26.5081 | 60.98 | 26.9658 | 69.08 | 32.6501 | 60.8 | 24.1362 | 57.92 | 23.9106 | 64.4 | 26.3233 | 53.96 | 22.6619 | 66.02 | 30.7551 | 5644 | #N/A | #N/A
| 60.08 | 25.1588 | 60.08 | 24.1113 | 69.08 | 32.6179 | 68.72 | 31.8684 | 62.06 | 24.9911 | 64.04 | 24.6814 | 64.94 | 28.0038 | 62.6 | 27.4346 | 60.08 | 25.8169 | 69.08 | 32.6501 | 60.8 | 24.1362 | 57.92 | 23.9096 | 64.4 | 27.0616 | 53.96 | 22.6609 | 66.02 | 30.7551 | 5645 | #N/A | #N/A
| 60.08 | 25.1566 | 59 | 23.8468 | 69.08 | 32.6277 | 67.82 | 31.3603 | 60.98 | 24.33 | 62.06 | 23.8287 | 64.94 | 28.0025 | 62.06 | 26.9788 | 60.98 | 26.9731 | 69.08 | 32.6501 | 60.8 | 24.1362 | 57.92 | 23.5173 | 62.6 | 25.8833 | 53.06 | 22.1221 | 66.02 | 30.7551 | 5646 | #N/A | #N/A
| 60.98 | 25.735 | 55.94 | 22.7786 | 68 | 32.3622 | 68 | 31.5018 | 60.98 | 24.7215 | 60.08 | 23.7078 | 66.02 | 28.2647 | 62.6 | 27.4346 | 62.6 | 28.5468 | 69.98 | 32.8759 | 59 | 23.6973 | 57.02 | 23.2969 | 62.6 | 25.8833 | 51.08 | 20.9671 | 66.02 | 30.7551 | 5647 | #N/A | #N/A
| 60.08 | 25.1502 | 57.02 | 23.3562 | 68 | 32.3598 | 68 | 31.5018 | 59 | 24.2353 | 60.08 | 23.7014 | 66.02 | 28.261 | 62.6 | 27.4346 | 62.96 | 27.868 | 69.8 | 33.8764 | 57.2 | 23.2584 | 59 | 24.1671 | 62.6 | 25.8833 | 51.98 | 21.4802 | 66.02 | 30.7551 | 5648 | #N/A | #N/A
| 69.98 | 29.2354 | 57.02 | 23.3513 | 68 | 31.7537 | 66.2 | 31.0592 | 60.08 | 24.4938 | 62.96 | 24.7146 | 66.92 | 28.9682 | 62.6 | 27.4346 | 62.06 | 27.2298 | 69.08 | 33.2721 | 59 | 23.0783 | 60.08 | 25.1831 | 64.4 | 27.8445 | 53.96 | 22.6463 | 64.94 | 30.4905 | 5649 | #N/A | #N/A
| 71.96 | 29.7155 | 64.04 | 25.7962 | 68 | 32.3622 | 68 | 31.5018 | 64.94 | 26.0173 | 66.02 | 25.4571 | 69.08 | 29.9183 | 62.6 | 27.4346 | 68 | 30.573 | 69.08 | 32.6501 | 62.6 | 25.2331 | 66.92 | 29.0168 | 66.2 | 29.1163 | 60.08 | 25.6572 | 66.02 | 30.7551 | 5650 | #N/A | #N/A
| 73.94 | 30.6926 | 69.98 | 26.9043 | 68 | 32.3484 | 69.8 | 32.9424 | 69.8 | 26.9963 | 68 | 26.6661 | 71.06 | 29.9755 | 64.4 | 27.8756 | 69.98 | 31.5315 | 71.6 | 33.2712 | 66.2 | 26.8114 | 73.04 | 30.5171 | 69.8 | 29.9996 | 66.92 | 26.9624 | 66.02 | 30.7551 | 5651 | #N/A | #N/A
| 75.02 | 30.0588 | 73.04 | 27.9906 | 71.6 | 34.2979 | 73.4 | 33.8291 | 73.94 | 28.2114 | 71.06 | 27.4091 | 71.96 | 30.1911 | 64.4 | 27.8756 | 75.02 | 33.3521 | 71.96 | 33.3494 | 68 | 27.2511 | 75.92 | 29.8579 | 71.6 | 30.4412 | 69.98 | 27.2852 | 66.92 | 31.5597 | 5652 | #N/A | #N/A
| 75.02 | 30.0588 | 75.92 | 28.3559 | 71.6 | 33.2496 | 77.9 | 34.732 | 75.02 | 27.7372 | 71.06 | 27.405 | 71.96 | 30.6143 | 64.4 | 27.8756 | 75.02 | 32.7798 | 73.94 | 34.4652 | 69.8 | 27.691 | 78.08 | 30.3863 | 73.4 | 31.7659 | 73.04 | 26.9726 | 69.98 | 32.3102 | 5653 | #N/A | #N/A
| 75.92 | 30.6808 | 77 | 27.2296 | 71.96 | 33.331 | 80.24 | 34.5174 | 77 | 28.223 | 73.04 | 27.5502 | 71.96 | 30.1924 | 64.4 | 28.7078 | 78.98 | 33.2911 | 75.02 | 34.7377 | 69.8 | 26.9905 | 78.98 | 31.0786 | 75.2 | 32.2082 | 73.94 | 26.8206 | 71.96 | 32.7839 | 5654 | #N/A | #N/A
| 75.92 | 31.1807 | 78.08 | 28.1677 | 73.4 | 33.6933 | 81.86 | 33.8857 | 78.08 | 27.7943 | 71.96 | 26.8952 | 73.04 | 29.5689 | 64.04 | 27.8428 | 80.96 | 32.8024 | 75.92 | 34.9596 | 69.8 | 26.9905 | 77 | 30.1326 | 77 | 32.6505 | 75.92 | 25.7302 | 71.96 | 32.7958 | 5655 | #N/A | #N/A
| 75.02 | 30.9664 | 78.08 | 27.799 | 73.94 | 33.8321 | 84.2 | 34.9354 | 78.98 | 27.7177 | 73.04 | 27.5482 | 73.04 | 29.5735 | 64.4 | 28.7078 | 82.04 | 33.0736 | 75.92 | 35.496 | 69.8 | 26.3304 | 78.08 | 30.8656 | 75.2 | 32.2082 | 75.92 | 26.0469 | 73.94 | 32.6959 | 5656 | #N/A | #N/A
| 73.94 | 30.2106 | 80.06 | 28.2813 | 73.94 | 33.8321 | 85.82 | 34.6914 | 78.98 | 27.3682 | 73.94 | 27.3713 | 73.04 | 30.474 | 64.4 | 28.7078 | 82.04 | 32.5674 | 78.98 | 36.2516 | 69.8 | 27.691 | 77 | 30.6049 | 73.4 | 30.8829 | 77 | 26.9209 | 73.94 | 33.2814 | 5657 | #N/A | #N/A
| 73.94 | 29.8148 | 80.06 | 27.6293 | 71.06 | 33.1351 | 86 | 34.5593 | 78.98 | 27.3673 | 73.04 | 28.298 | 71.96 | 30.2131 | 64.4 | 28.7078 | 82.04 | 32.5739 | 78.08 | 36.7222 | 69.8 | 27.691 | 75.92 | 30.7516 | 75.2 | 32.2082 | 75.92 | 26.321 | 75.92 | 32.169 | 5658 | #N/A | #N/A
| 73.94 | 30.2231 | 78.98 | 27.3632 | 73.94 | 33.8517 | 83.84 | 35.1475 | 80.06 | 27.9754 | 71.96 | 28.0277 | 71.06 | 30.0001 | 64.04 | 28.3433 | 82.04 | 32.1622 | 78.08 | 37.3002 | 68 | 27.2511 | 75.92 | 29.8882 | 71.6 | 29.6088 | 77 | 26.5819 | 77 | 32.9925 | 5659 | #N/A | #N/A
| 73.04 | 30.0039 | 71.06 | 27.505 | 73.94 | 33.8517 | 82.04 | 34.4194 | 78.08 | 27.1433 | 69.08 | 26.902 | 69.08 | 29.5172 | 64.4 | 27.8756 | 78.08 | 32.1148 | 78.98 | 37.4881 | 66.2 | 26.8114 | 73.94 | 28.9537 | 73.4 | 30.8829 | 77 | 26.5803 | 77 | 33.4662 | 5660 | #N/A | #N/A
| 71.06 | 30.02 | 69.98 | 26.5032 | 73.04 | 33.6347 | 80.96 | 31.9585 | 75.92 | 26.2813 | 66.02 | 25.8144 | 68 | 29.255 | 64.04 | 27.8502 | 73.94 | 32.5522 | 75.92 | 36.201 | 64.4 | 26.3716 | 71.96 | 27.6883 | 71.6 | 30.4412 | 73.94 | 26.8197 | 75.02 | 32.9825 | 5661 | #N/A | #N/A
| 71.06 | 29.5236 | 66.92 | 26.1505 | 69.98 | 33.5011 | 77 | 33.8491 | 71.96 | 27.3835 | 64.04 | 25.3243 | 66.92 | 28.9927 | 64.4 | 28.7078 | 73.04 | 30.8836 | 73.94 | 34.5043 | 62.6 | 25.9317 | 69.98 | 27.205 | 69.8 | 29.9996 | 69.08 | 26.3274 | 73.04 | 32.4927 | 5662 | #N/A | #N/A
| 71.06 | 29.5199 | 66.92 | 26.1455 | 69.98 | 33.5011 | 74.66 | 33.5636 | 69.98 | 26.8933 | 64.04 | 26.0714 | 66.92 | 29.9412 | 64.04 | 27.8527 | 69.98 | 30.5604 | 71.06 | 33.1617 | 60.8 | 25.4919 | 69.08 | 27.4054 | 68 | 28.7266 | 62.96 | 25.9898 | 69.98 | 31.7383 | 5663 | #N/A | #N/A
| 71.96 | 29.7455 | 62.06 | 25.2971 | 71.06 | 33.7558 | 72.86 | 33.6206 | 66.92 | 26.9048 | 64.94 | 25.9847 | 68 | 30.2093 | 62.6 | 27.4346 | 69.98 | 30.1222 | 71.06 | 33.7606 | 62.6 | 25.2331 | 69.08 | 28.2198 | 68 | 29.5579 | 60.08 | 25.2821 | 69.08 | 32.0948 | 5664 | #N/A | #N/A
| 71.96 | 30.2486 | 59 | 24.5468 | 69.98 | 32.8656 | 71.24 | 33.2102 | 66.92 | 25.7455 | 66.02 | 26.2485 | 68 | 30.2177 | 64.04 | 28.3497 | 71.06 | 30.8179 | 71.06 | 33.138 | 62.6 | 25.2331 | 69.08 | 28.6914 | 68 | 29.5579 | 62.06 | 25.3427 | 69.08 | 32.0901 | 5665 | #N/A | #N/A
| 73.04 | 31.4727 | 59 | 24.5468 | 69.98 | 32.8656 | 71.6 | 33.3858 | 66.02 | 25.5251 | 66.02 | 26.2485 | 69.08 | 30.9421 | 64.4 | 28.7078 | 69.08 | 30.3344 | 71.06 | 33.7606 | 62.6 | 25.9317 | 69.98 | 29.8151 | 68 | 29.5579 | 59 | 25.0161 | 68 | 31.8285 | 5666 | #N/A | #N/A
| 73.04 | 32.4969 | 59 | 24.2037 | 69.8 | 32.8058 | 69.8 | 32.9424 | 62.96 | 24.7741 | 66.02 | 26.1345 | 69.08 | 30.9464 | 64.4 | 28.7078 | 68 | 30.0683 | 69.98 | 32.8718 | 62.6 | 25.9317 | 71.06 | 31.0438 | 69.8 | 29.9996 | 57.02 | 24.1074 | 68 | 31.2425 | 5667 | #N/A | #N/A
| 73.04 | 32.5045 | 57.92 | 23.5447 | 69.98 | 32.8656 | 69.8 | 32.9424 | 62.96 | 24.7722 | 64.94 | 25.5381 | 69.98 | 31.1735 | 64.04 | 28.7938 | 66.92 | 30.35 | 69.98 | 32.8718 | 62.6 | 25.9317 | 71.96 | 31.7257 | 69.8 | 30.8812 | 59 | 25.0119 | 66.92 | 30.9757 | 5668 | #N/A | #N/A
| 73.4 | 32.7261 | 59 | 24.1966 | 69.98 | 32.8656 | 69.8 | 31.9445 | 64.04 | 25.0326 | 64.94 | 25.9847 | 69.98 | 31.1822 | 64.4 | 28.7078 | 69.08 | 30.8839 | 66.92 | 31.0321 | 62.6 | 25.9317 | 71.6 | 32.3333 | 69.8 | 30.8812 | 57.92 | 24.3208 | 66.92 | 30.9853 | 5669 | #N/A | #N/A
| 71.96 | 32.736 | 59 | 24.1956 | 68 | 31.3736 | 69.8 | 31.9445 | 62.96 | 24.7673 | 64.94 | 25.9847 | 69.98 | 32.2293 | 64.4 | 28.7078 | 68 | 31.664 | 64.04 | 28.7773 | 62.6 | 25.9317 | 71.6 | 32.3333 | 69.8 | 30.8812 | 57.92 | 24.7372 | 66.92 | 30.9757 | 5670 | #N/A | #N/A
| 73.04 | 34.2235 | 55.94 | 22.7356 | 68 | 31.3736 | 69.8 | 31.9445 | 62.96 | 24.7635 | 66.02 | 26.9182 | 69.08 | 32.0108 | 64.4 | 28.7078 | 66.92 | 30.8269 | 66.92 | 31.0321 | 62.6 | 26.6728 | 71.6 | 32.3333 | 69.8 | 31.8152 | 57.02 | 24.5131 | 66.92 | 30.9757 | 5671 | #N/A | #N/A
| 73.04 | 32.506 | 57.92 | 23.5293 | 68 | 31.7818 | 68.54 | 31.6707 | 60.98 | 23.9578 | 64.04 | 26.8797 | 69.08 | 32.5974 | 64.4 | 28.7078 | 66.92 | 30.7874 | 66.92 | 31.517 | 62.6 | 26.6728 | 71.06 | 32.0761 | 69.8 | 31.8152 | 55.94 | 23.823 | 66.02 | 30.7551 | 5672 | #N/A | #N/A
| 73.04 | 32.9957 | 57.92 | 23.9161 | 68 | 32.3622 | 68 | 31.5018 | 62.06 | 24.5325 | 64.04 | 27.7301 | 69.08 | 32.0046 | 66.02 | 29.8544 | 68 | 30.7713 | 66.92 | 31.0321 | 63.5 | 27.6791 | 71.96 | 32.3051 | 69.8 | 31.8152 | 55.04 | 23.3058 | 66.02 | 30.7551 | 5673 | #N/A | #N/A
| 75.02 | 34.7137 | 62.96 | 25.4815 | 68 | 32.3622 | 69.8 | 31.9445 | 64.04 | 24.6943 | 68 | 29.1866 | 71.06 | 33.0999 | 66.2 | 30.032 | 66.92 | 31.364 | 69.08 | 33.2721 | 64.4 | 28.7335 | 73.94 | 32.7936 | 71.6 | 32.2583 | 62.96 | 25.5238 | 66.92 | 30.9757 | 5674 | #N/A | #N/A
| 75.92 | 35.4765 | 64.04 | 26.1586 | 68 | 32.3776 | 71.42 | 33.8854 | 66.02 | 25.4895 | 69.98 | 29.1792 | 71.96 | 33.325 | 66.2 | 30.032 | 68 | 31.6291 | 71.96 | 34.5295 | 68 | 28.7815 | 77 | 34.042 | 73.4 | 32.7013 | 66.02 | 26.2675 | 69.8 | 32.3654 | 5675 | #N/A | #N/A
| 78.08 | 36.6719 | 69.08 | 26.6273 | 71.6 | 34.2979 | 75.2 | 35.3314 | 69.08 | 25.2493 | 69.98 | 28.9167 | 73.04 | 34.2112 | 69.8 | 31.8529 | 69.08 | 32.3907 | 73.04 | 35.448 | 69.8 | 29.2225 | 80.06 | 35.4039 | 75.2 | 34.1358 | 69.98 | 25.8076 | 71.96 | 32.8028 | 5676 | #N/A | #N/A
| 78.98 | 36.8944 | 73.04 | 27.2001 | 73.4 | 34.7424 | 78.8 | 36.2198 | 71.06 | 26.0296 | 71.96 | 29.2648 | 75.02 | 35.2328 | 69.8 | 30.9164 | 73.04 | 34.01 | 77 | 35.7627 | 68 | 27.9938 | 82.04 | 36.5155 | 77 | 35.63 | 71.06 | 26.0715 | 73.94 | 33.7921 | 5677 | #N/A | #N/A
| 78.98 | 37.4709 | 73.04 | 26.5154 | 73.04 | 34.7695 | 78.8 | 36.2198 | 71.96 | 25.6083 | 71.96 | 29.4016 | 73.94 | 34.966 | 69.98 | 31.3482 | 73.94 | 34.8379 | 80.96 | 36.7678 | 68 | 27.9938 | 82.94 | 37.2838 | 78.8 | 37.1873 | 73.94 | 25.209 | 75.02 | 33.5462 | 5678 | #N/A | #N/A
| 78.8 | 37.2172 | 73.94 | 25.7581 | 71.6 | 34.2979 | 81.14 | 37.0585 | 73.94 | 25.4879 | 71.06 | 28.5822 | 73.04 | 34.7474 | 69.98 | 31.9086 | 75.92 | 34.6875 | 84.02 | 37.534 | 68 | 27.2511 | 82.94 | 37.9574 | 80.6 | 37.6327 | 73.04 | 24.7382 | 75.92 | 34.2708 | 5679 | #N/A | #N/A
| 80.06 | 38.457 | 75.02 | 25.7527 | 71.6 | 34.2979 | 82.76 | 37.3604 | 75.92 | 25.6579 | 66.02 | 26.905 | 75.92 | 36.1302 | 69.98 | 31.3378 | 78.98 | 35.4913 | 84.92 | 37.7599 | 68 | 27.2511 | 84.02 | 37.5664 | 80.6 | 37.6327 | 73.04 | 24.7368 | 78.08 | 34.2968 | 5680 | #N/A | #N/A
| 78.98 | 38.1972 | 73.04 | 24.9581 | 75.92 | 36.1644 | 83.84 | 38.3055 | 73.04 | 24.9575 | 71.06 | 27.7833 | 75.02 | 35.9167 | 71.6 | 31.3587 | 80.96 | 35.3622 | 84.92 | 36.5977 | 68 | 27.2511 | 82.4 | 37.0477 | 78.8 | 36.0745 | 75.92 | 25.436 | 78.98 | 34.542 | 5681 | #N/A | #N/A
| 78.8 | 37.2172 | 75.02 | 25.4384 | 73.94 | 35.6911 | 84.2 | 37.552 | 73.94 | 24.9249 | 69.98 | 27.6372 | 75.2 | 36.3226 | 69.8 | 30.9164 | 82.04 | 33.0979 | 84.02 | 37.0102 | 66.2 | 26.8114 | 80.6 | 37.7225 | 78.8 | 36.0745 | 75.92 | 25.4389 | 78.98 | 34.5514 | 5682 | #N/A | #N/A
| 77 | 37.0129 | 71.96 | 25.2711 | 77 | 36.4588 | 84.2 | 38.6768 | 73.94 | 25.1732 | 68 | 26.7319 | 73.94 | 34.9992 | 69.8 | 30.9164 | 80.96 | 31.428 | 84.02 | 37.0153 | 66.2 | 26.1118 | 78.98 | 37.0062 | 78.8 | 36.0745 | 75.02 | 26.0523 | 77 | 34.0704 | 5683 | #N/A | #N/A
| 77 | 36.7721 | 71.96 | 24.9996 | 77 | 36.4588 | 80.6 | 32.7613 | 73.04 | 25.2599 | 66.02 | 26.2485 | 73.04 | 34.7769 | 69.98 | 30.8512 | 78.98 | 31.8318 | 82.94 | 36.7504 | 64.4 | 26.3716 | 78.08 | 36.7801 | 75.2 | 35.1855 | 73.94 | 25.5145 | 78.08 | 34.8426 | 5684 | #N/A | #N/A
| 77 | 36.7721 | 68 | 24.6297 | 80.06 | 34.2934 | 78.8 | 34.1579 | 71.06 | 24.7748 | 64.94 | 26.4056 | 71.96 | 33.9751 | 68 | 29.591 | 73.94 | 32.5537 | 80.06 | 34.8037 | 62.6 | 26.6728 | 78.08 | 36.7875 | 75.2 | 35.1855 | 71.06 | 24.4969 | 75.92 | 34.3042 | 5685 | #N/A | #N/A
| 75.92 | 37.4665 | 62.96 | 23.7411 | 78.08 | 33.2299 | 77 | 34.7159 | 68 | 24.625 | 64.04 | 26.548 | 71.6 | 34.3209 | 68 | 29.591 | 69.08 | 30.8883 | 75.92 | 33.7717 | 62.6 | 26.6728 | 77 | 36.8324 | 73.4 | 34.741 | 62.96 | 24.4492 | 73.94 | 33.8117 | 5686 | #N/A | #N/A
| 75.92 | 37.4469 | 60.08 | 23.3302 | 75.92 | 33.7401 | 73.4 | 34.8873 | 62.96 | 23.393 | 64.94 | 26.4056 | 71.6 | 34.3209 | 66.2 | 29.1494 | 66.02 | 29.5763 | 75.02 | 34.1426 | 62.6 | 26.6728 | 77 | 36.8324 | 71.6 | 34.2965 | 60.08 | 23.3712 | 73.04 | 34.2052 | 5687 | #N/A | #N/A
| 75.2 | 36.3269 | 55.94 | 22.0226 | 75.02 | 34.1163 | 71.6 | 34.4432 | 60.98 | 23.2509 | 64.94 | 26.768 | 71.6 | 35.4321 | 66.2 | 29.1494 | 64.94 | 29.3077 | 73.04 | 34.249 | 62.6 | 25.9317 | 75.2 | 35.2706 | 73.4 | 33.692 | 57.02 | 22.6217 | 71.96 | 34.5674 | 5688 | #N/A | #N/A
| 75.2 | 37.5048 | 57.02 | 22.2847 | 73.04 | 34.2479 | 68.9 | 31.9438 | 60.08 | 23.0284 | 62.96 | 24.6671 | 71.6 | 35.4321 | 66.2 | 29.1494 | 62.06 | 27.6523 | 73.94 | 35.029 | 60.8 | 24.1362 | 75.92 | 35.5562 | 71.6 | 33.2483 | 53.96 | 21.874 | 71.96 | 34.5674 | 5689 | #N/A | #N/A
| 75.92 | 38.0428 | 55.94 | 22.0201 | 73.04 | 34.2479 | 68 | 31.5018 | 60.08 | 23.0267 | 62.96 | 24.669 | 71.6 | 35.4321 | 66.02 | 29.3245 | 60.98 | 26.5031 | 73.94 | 35.0071 | 60.8 | 24.1362 | 75.92 | 35.558 | 73.4 | 34.741 | 53.06 | 21.6522 | 71.06 | 33.7013 | 5690 | #N/A | #N/A
| 75.2 | 37.5048 | 53.06 | 20.9741 | 71.06 | 33.7711 | 66.2 | 30.1183 | 57.02 | 21.9381 | 62.96 | 24.3582 | 71.6 | 35.4321 | 64.94 | 28.6268 | 60.98 | 26.5043 | 71.06 | 33.7606 | 60.8 | 24.7939 | 75.92 | 35.5598 | 71.6 | 33.2483 | 51.08 | 20.5295 | 69.08 | 32.5923 | 5691 | #N/A | #N/A
| 75.02 | 36.506 | 55.04 | 21.1264 | 71.06 | 34.3049 | 66.2 | 30.1183 | 57.02 | 21.9372 | 62.06 | 24.231 | 71.6 | 35.4321 | 64.4 | 28.7078 | 60.08 | 25.8249 | 71.06 | 33.138 | 59 | 24.3546 | 75.02 | 34.8011 | 71.6 | 34.2965 | 51.08 | 20.5303 | 68 | 31.2561 | 5692 | #N/A | #N/A
| 73.4 | 35.8815 | 51.08 | 20.1634 | 71.06 | 34.3049 | 66.2 | 30.1183 | 55.04 | 21.4555 | 60.98 | 25.0177 | 71.6 | 32.2797 | 64.04 | 28.4073 | 57.92 | 24.926 | 69.98 | 32.9085 | 59 | 25.0521 | 75.02 | 34.1736 | 71.6 | 34.2965 | 48.92 | 19.4086 | 64.94 | 29.4919 | 5693 | #N/A | #N/A
| 73.04 | 34.7828 | 53.06 | 20.6433 | 69.98 | 33.5113 | 64.4 | 29.6763 | 53.96 | 21.192 | 62.06 | 25.2815 | 71.06 | 32.5154 | 62.96 | 27.6448 | 57.02 | 24.2769 | 66.92 | 31.0321 | 59.9 | 25.272 | 73.04 | 33.6841 | 71.6 | 33.2483 | 48.92 | 19.4063 | 66.02 | 29.7589 | 5694 | #N/A | #N/A
| 73.04 | 34.7758 | 53.06 | 20.641 | 69.98 | 32.8851 | 64.4 | 29.6763 | 53.96 | 20.8604 | 62.06 | 25.609 | 69.8 | 33.8764 | 62.06 | 27.019 | 57.02 | 24.2769 | 68 | 31.783 | 60.8 | 25.4919 | 73.04 | 33.666 | 71.6 | 33.2483 | 48.02 | 18.8761 | 64.04 | 29.2744 | 5695 | #N/A | #N/A
| 71.96 | 34.5003 | 51.08 | 19.8907 | 69.98 | 32.8851 | 60.44 | 26.5108 | 53.96 | 20.8556 | 62.06 | 25.7019 | 69.98 | 32.8435 | 64.04 | 27.898 | 59 | 25.184 | 64.94 | 29.5269 | 60.8 | 25.4919 | 73.4 | 33.7718 | 69.8 | 32.8045 | 46.94 | 18.6102 | 64.04 | 28.825 | 5696 | #N/A | #N/A
| 71.96 | 33.957 | 53.96 | 20.852 | 69.8 | 33.8533 | 58.46 | 25.1104 | 53.96 | 21.1814 | 62.96 | 26.18 | 69.98 | 32.8419 | 64.94 | 28.6097 | 59 | 25.1773 | 69.08 | 32.6501 | 62.6 | 25.9317 | 71.96 | 34.0108 | 69.8 | 31.8152 | 48.02 | 18.8681 | 62.06 | 27.4047 | 5697 | #N/A | #N/A
| 73.94 | 34.9842 | 57.92 | 22.4833 | 71.6 | 34.2979 | 63.5 | 28.6485 | 59 | 22.4051 | 64.04 | 26.4408 | 71.96 | 33.9514 | 69.08 | 30.5792 | 62.06 | 26.2878 | 71.06 | 34.2959 | 64.4 | 27.1132 | 73.4 | 34.8262 | 69.8 | 31.8152 | 53.96 | 21.8502 | 62.06 | 27.3977 | 5698 | #N/A | #N/A
| 75.92 | 35.4696 | 62.06 | 23.785 | 71.96 | 34.515 | 67.28 | 30.8362 | 62.96 | 23.7107 | 66.92 | 27.1492 | 71.96 | 33.9481 | 71.06 | 31.0669 | 62.96 | 26.1551 | 71.96 | 34.5182 | 66.2 | 27.5535 | 75.2 | 35.2706 | 73.4 | 34.741 | 59 | 23.0773 | 66.02 | 29.2936 | 5699 | #N/A | #N/A
| 78.98 | 36.2199 | 66.92 | 24.9688 | 77 | 35.6314 | 70.52 | 29.5224 | 66.92 | 24.6738 | 69.08 | 27.7802 | 71.6 | 33.2712 | 73.04 | 32.0107 | 68 | 26.587 | 73.94 | 34.4712 | 68 | 27.9938 | 78.98 | 34.021 | 73.4 | 34.741 | 64.94 | 24.2281 | 68 | 29.7778 | 5700 | #N/A | #N/A
| 80.6 | 36.5471 | 69.08 | 24.8555 | 78.8 | 35.0246 | 74.12 | 30.0797 | 69.98 | 25.4187 | 69.98 | 27.5397 | 75.2 | 35.2098 | 75.02 | 32.4974 | 69.08 | 26.8502 | 78.08 | 35.4927 | 68 | 27.9938 | 82.04 | 33.7456 | 75.2 | 35.1855 | 69.08 | 24.559 | 73.04 | 30.4906 | 5701 | #N/A | #N/A
| 80.6 | 35.4933 | 71.06 | 25.0094 | 78.98 | 35.086 | 75.38 | 29.9154 | 71.06 | 24.7428 | 69.98 | 27.8984 | 77 | 36.7678 | 78.98 | 33.4738 | 71.06 | 27.3327 | 80.06 | 33.7138 | 69.8 | 27.691 | 84.02 | 32.7673 | 75.2 | 34.1358 | 69.98 | 23.1568 | 73.94 | 29.3446 | 5702 | #N/A | #N/A
| 80.6 | 35.4933 | 73.04 | 24.6666 | 82.04 | 33.1955 | 76.64 | 29.8454 | 73.04 | 24.6674 | 68 | 27.0538 | 78.8 | 37.2129 | 80.96 | 33.9649 | 71.06 | 26.9347 | 80.96 | 32.9468 | 68 | 27.2511 | 80.96 | 33.4832 | 75.2 | 33.1443 | 71.96 | 24.1467 | 75.02 | 29.2328 | 5703 | #N/A | #N/A
| 82.04 | 35.823 | 73.94 | 25.1364 | 82.94 | 32.0876 | 76.82 | 28.8095 | 75.02 | 25.1482 | 69.08 | 27.3177 | 77 | 36.3898 | 82.04 | 34.2332 | 71.96 | 27.5604 | 82.94 | 33.0064 | 68 | 27.2511 | 82.94 | 34.998 | 77 | 33.5873 | 73.94 | 24.394 | 75.92 | 28.6615 | 5704 | #N/A | #N/A
| 80.6 | 36.5471 | 73.04 | 24.9192 | 82.94 | 32.0876 | 78.08 | 29.117 | 73.94 | 25.1379 | 71.06 | 27.3895 | 73.4 | 34.7653 | 84.02 | 33.7283 | 73.04 | 28.1722 | 82.94 | 31.6355 | 68 | 27.2511 | 82.94 | 35.0057 | 78.8 | 34.0304 | 75.02 | 24.8933 | 75.92 | 28.2531 | 5705 | #N/A | #N/A
| 80.6 | 36.5471 | 73.04 | 25.8281 | 82.94 | 31.1711 | 77.72 | 28.6272 | 73.04 | 24.92 | 69.08 | 26.571 | 75.02 | 35.2432 | 84.02 | 33.7269 | 75.02 | 28.3103 | 82.94 | 32.1072 | 68 | 27.2511 | 80.06 | 33.7279 | 80.6 | 34.4734 | 73.94 | 24.6339 | 75.02 | 28.037 | 5706 | #N/A | #N/A
| 78.98 | 35.6958 | 71.06 | 25.6899 | 80.96 | 30.6858 | 79.34 | 29.2947 | 75.02 | 25.4025 | 69.98 | 26.7946 | 73.04 | 34.7544 | 82.04 | 32.3062 | 73.04 | 27.425 | 80.96 | 31.1509 | 68 | 27.2511 | 82.04 | 35.2764 | 78.8 | 34.0304 | 75.02 | 24.6619 | 73.04 | 27.9643 | 5707 | #N/A | #N/A
| 78.08 | 34.8501 | 69.08 | 24.5319 | 80.96 | 30.6858 | 77.9 | 28.5419 | 73.94 | 24.8887 | 68 | 26.3135 | 73.04 | 34.2179 | 80.96 | 32.5397 | 71.96 | 26.8373 | 80.06 | 30.9319 | 66.2 | 26.1118 | 80.96 | 35.6143 | 80.6 | 34.4734 | 73.04 | 24.4156 | 73.04 | 27.9654 | 5708 | #N/A | #N/A
| 77 | 34.5855 | 66.02 | 23.5191 | 80.06 | 29.6745 | 74.48 | 27.7669 | 71.06 | 25.0135 | 64.94 | 25.5677 | 71.6 | 34.3209 | 78.08 | 31.3257 | 69.08 | 26.4594 | 77 | 29.7255 | 64.4 | 26.3716 | 77 | 32.9816 | 78.8 | 34.0304 | 71.96 | 25.2734 | 69.98 | 27.2159 | 5709 | #N/A | #N/A
| 75.02 | 34.0992 | 62.06 | 24.4653 | 77 | 29.3424 | 69.08 | 26.5161 | 68 | 24.5971 | 60.98 | 24.6034 | 71.6 | 34.3209 | 71.06 | 29.598 | 64.94 | 25.8483 | 71.96 | 28.4862 | 60.8 | 25.4919 | 73.94 | 32.2282 | 75.2 | 35.1855 | 62.96 | 23.4124 | 66.92 | 26.4656 | 5710 | #N/A | #N/A
| 73.04 | 33.5934 | 62.06 | 23.7824 | 77 | 29.3424 | 65.84 | 25.5876 | 64.94 | 24.191 | 60.08 | 24.3798 | 69.8 | 33.8764 | 71.06 | 27.4835 | 62.06 | 25.4852 | 69.98 | 27.9965 | 59 | 25.0521 | 73.04 | 31.9955 | 73.4 | 33.692 | 60.08 | 23.7134 | 64.94 | 25.9782 | 5711 | #N/A | #N/A
| 71.06 | 33.107 | 59 | 23.0345 | 73.94 | 28.5825 | 65.84 | 25.7764 | 60.98 | 23.2245 | 57.92 | 23.8537 | 71.6 | 34.3209 | 69.08 | 26.6538 | 59 | 24.3885 | 64.04 | 26.5373 | 55.4 | 23.4759 | 71.96 | 32.2944 | 71.6 | 32.2583 | 57.92 | 22.5223 | 62.96 | 25.4907 | 5712 | #N/A | #N/A
| 69.08 | 31.5363 | 55.04 | 21.7772 | 73.04 | 28.3571 | 60.44 | 24.3893 | 59 | 22.7416 | 53.96 | 21.5279 | 69.8 | 33.8764 | 68 | 25.9906 | 59 | 24.3813 | 60.98 | 25.7835 | 55.4 | 23.4759 | 71.96 | 32.2944 | 71.6 | 31.3235 | 55.04 | 21.4772 | 62.96 | 25.4877 | 5713 | #N/A | #N/A
| 73.04 | 34.7531 | 53.96 | 21.5126 | 73.04 | 28.3571 | 57.74 | 23.8878 | 57.02 | 22.2581 | 50 | 19.6274 | 69.8 | 33.8764 | 66.02 | 25.5068 | 57.92 | 24.461 | 59 | 24.516 | 51.8 | 20.7435 | 71.06 | 32.5627 | 71.6 | 31.3235 | 53.96 | 21.5569 | 62.96 | 25.4856 | 5714 | #N/A | #N/A
| 71.6 | 34.3249 | 53.96 | 21.8043 | 71.06 | 27.4513 | 55.4 | 22.924 | 55.94 | 21.9935 | 48.92 | 18.8127 | 69.8 | 33.8764 | 64.04 | 25.0201 | 57.92 | 24.461 | 60.98 | 24.9996 | 51.8 | 20.7435 | 71.06 | 32.5643 | 69.8 | 31.8152 | 53.06 | 20.6631 | 60.98 | 24.2681 | 5715 | #N/A | #N/A
| 71.6 | 34.3249 | 51.08 | 20.1446 | 69.08 | 26.9679 | 55.4 | 22.8598 | 57.02 | 22.5528 | 46.94 | 18.0483 | 69.08 | 33.2493 | 62.96 | 24.7538 | 57.92 | 24.461 | 60.98 | 25.4201 | 51.8 | 20.7435 | 69.98 | 32.3031 | 69.8 | 31.8152 | 51.08 | 20.1818 | 60.98 | 24.2729 | 5716 | #N/A | #N/A
| 71.6 | 34.3249 | 51.08 | 20.1446 | 69.08 | 26.9679 | 53.6 | 22.4211 | 55.94 | 21.655 | 46.04 | 17.6448 | 69.08 | 33.2561 | 62.96 | 24.7499 | 55.04 | 23.0181 | 59 | 24.1819 | 50.54 | 20.2694 | 69.08 | 32.0909 | 69.8 | 31.8152 | 51.08 | 20.1826 | 60.08 | 24.056 | 5717 | #N/A | #N/A
| 71.6 | 34.3249 | 50 | 19.6177 | 66.92 | 26.4445 | 51.8 | 20.7788 | 53.96 | 21.1717 | 46.04 | 17.6448 | 68 | 32.3733 | 60.98 | 24.2642 | 53.06 | 21.8416 | 55.94 | 23.05 | 49.46 | 19.7882 | 68 | 31.4478 | 69.8 | 31.8152 | 51.08 | 20.1826 | 60.08 | 23.6761 | 5718 | #N/A | #N/A
| 71.6 | 34.3249 | 50 | 19.6169 | 66.02 | 25.8838 | 51.8 | 21.3624 | 55.04 | 21.4352 | 44.96 | 17.0714 | 68 | 31.3938 | 60.08 | 24.0418 | 51.98 | 21.2735 | 59 | 24.1819 | 48.2 | 19.3214 | 68 | 31.3492 | 69.8 | 31.8152 | 50 | 19.9193 | 59 | 23.4126 | 5719 | #N/A | #N/A
| 69.8 | 32.8313 | 51.98 | 20.3619 | 66.02 | 25.8838 | 51.8 | 21.3624 | 55.04 | 21.4344 | 44.96 | 16.8959 | 69.8 | 32.8274 | 57.92 | 23.1941 | 53.6 | 21.9358 | 53.06 | 21.6642 | 48.2 | 19.3214 | 68 | 31.4478 | 69.8 | 31.8152 | 48.92 | 19.3881 | 59 | 23.4098 | 5720 | #N/A | #N/A
| 71.6 | 33.2749 | 53.06 | 20.9473 | 66.92 | 25.7002 | 51.8 | 21.0356 | 55.04 | 21.7693 | 48.02 | 18.3159 | 69.8 | 33.8764 | 60.98 | 24.2517 | 53.96 | 22.4604 | 57.02 | 23.6887 | 51.8 | 20.7435 | 69.8 | 31.8905 | 69.8 | 31.8152 | 50 | 19.9122 | 59 | 23.4043 | 5721 | #N/A | #N/A
| 73.94 | 35.0015 | 59 | 23.0257 | 69.08 | 26.2232 | 59.54 | 25.6266 | 60.08 | 23.2883 | 62.06 | 25.9931 | 71.6 | 34.3209 | 64.94 | 25.2126 | 60.08 | 25.4056 | 66.02 | 26.9991 | 58.1 | 23.4778 | 69.8 | 32.8849 | 69.8 | 33.852 | 53.96 | 21.2022 | 60.98 | 24.2623 | 5722 | #N/A | #N/A
| 75.2 | 36.3269 | 64.04 | 24.2523 | 69.08 | 26.2232 | 66.02 | 26.0708 | 66.02 | 24.4394 | 66.92 | 26.8178 | 69.8 | 33.8764 | 68 | 25.9579 | 64.94 | 26.96 | 69.98 | 27.1838 | 64.4 | 26.3716 | 73.94 | 35.0534 | 71.6 | 34.2965 | 60.98 | 23.5488 | 64.04 | 25.3296 | 5723 | #N/A | #N/A
| 75.2 | 36.3269 | 68 | 25.2159 | 73.94 | 27.4048 | 70.34 | 27.4669 | 69.08 | 24.8419 | 69.98 | 27.5664 | 69.8 | 33.8764 | 69.98 | 26.1216 | 66.02 | 27.2723 | 73.04 | 27.93 | 66.2 | 25.4527 | 73.4 | 34.8262 | 71.6 | 34.2965 | 66.02 | 24.1363 | 66.92 | 26.0286 | 5724 | #N/A | #N/A
| 75.2 | 37.5048 | 69.98 | 26.0641 | 77 | 28.1502 | 72.32 | 27.6049 | 71.96 | 25.887 | 71.06 | 27.0751 | 69.8 | 33.8764 | 73.04 | 26.8675 | 66.92 | 26.2962 | 75.92 | 28.6322 | 69.8 | 25.1234 | 78.98 | 35.7608 | 73.4 | 34.741 | 69.98 | 24.7684 | 69.98 | 27.1806 | 5725 | #N/A | #N/A
| 78.8 | 37.2172 | 73.04 | 26.8108 | 77 | 28.1502 | 74.84 | 28.2881 | 73.94 | 26.6655 | 69.08 | 26.5939 | 71.96 | 35.173 | 75.02 | 26.6887 | 68 | 26.905 | 77 | 28.5599 | 71.6 | 26.1471 | 78.8 | 36.159 | 75.2 | 36.2967 | 71.96 | 24.9844 | 71.06 | 27.0362 | 5726 | #N/A | #N/A
| 78.8 | 37.2172 | 73.04 | 26.1506 | 80.06 | 28.5847 | 75.2 | 28.3502 | 75.02 | 25.6939 | 69.08 | 26.935 | 71.6 | 34.3209 | 77 | 27.8401 | 68 | 26.9082 | 78.08 | 29.1669 | 73.4 | 27.2082 | 77 | 38.0152 | 77 | 36.742 | 75.02 | 24.8784 | 71.96 | 27.6648 | 5727 | #N/A | #N/A
| 75.2 | 36.3269 | 73.94 | 26.6671 | 82.04 | 29.7849 | 75.56 | 28.3984 | 77 | 26.7752 | 69.08 | 27.3617 | 73.4 | 35.8773 | 78.08 | 27.7346 | 69.98 | 27.8222 | 80.06 | 29.6546 | 69.8 | 25.1234 | 77 | 38.0152 | 75.2 | 36.2967 | 73.94 | 24.6183 | 71.96 | 26.9286 | 5728 | #N/A | #N/A
| 75.2 | 36.3269 | 73.94 | 26.6706 | 82.04 | 29.7849 | 75.2 | 28.3502 | 75.02 | 26.2959 | 69.08 | 27.3669 | 73.04 | 36.0342 | 77 | 26.8308 | 69.98 | 27.047 | 77 | 28.9084 | 68 | 24.1349 | 77 | 38.0152 | 77 | 37.9187 | 75.02 | 24.3795 | 71.96 | 27.2583 | 5729 | #N/A | #N/A
| 75.02 | 36.5399 | 73.94 | 26.3782 | 78.98 | 29.042 | 75.38 | 27.764 | 75.92 | 26.1874 | 68 | 27.1053 | 73.4 | 35.8773 | 78.98 | 27.316 | 69.08 | 27.1768 | 78.98 | 29.393 | 68 | 25.2703 | 77 | 38.0152 | 75.2 | 36.2967 | 75.92 | 24.8743 | 71.06 | 26.7135 | 5730 | #N/A | #N/A
| 75.2 | 37.5048 | 73.04 | 25.8174 | 78.08 | 28.8193 | 77.54 | 28.7561 | 75.02 | 25.9694 | 66.92 | 26.0827 | 71.6 | 35.4321 | 78.08 | 27.4459 | 69.08 | 26.4288 | 78.98 | 29.393 | 69.8 | 26.3304 | 77 | 38.0152 | 73.4 | 34.741 | 75.02 | 24.1654 | 71.96 | 26.9325 | 5731 | #N/A | #N/A
| 75.2 | 37.5048 | 71.06 | 25.334 | 78.08 | 28.8193 | 74.12 | 28.326 | 73.94 | 25.4382 | 66.02 | 25.4715 | 71.6 | 34.3209 | 77 | 27.183 | 68 | 26.5665 | 77 | 28.5649 | 66.2 | 26.1118 | 77 | 36.8324 | 73.4 | 35.8514 | 75.02 | 25.1812 | 71.96 | 27.2572 | 5732 | #N/A | #N/A
| 73.4 | 35.8815 | 68 | 25.2229 | 77 | 27.4646 | 73.04 | 27.6482 | 71.06 | 24.736 | 62.96 | 24.0453 | 71.6 | 34.3209 | 73.04 | 27.2024 | 66.02 | 26.0778 | 75.02 | 28.0746 | 64.4 | 25.6725 | 75.2 | 36.3874 | 73.4 | 35.8514 | 71.06 | 24.7794 | 69.08 | 27.3077 | 5733 | #N/A | #N/A
| 71.6 | 35.4364 | 62.96 | 24.6724 | 75.02 | 26.9759 | 69.08 | 26.9469 | 66.92 | 24.3221 | 60.98 | 24.2461 | 69.8 | 33.8764 | 66.02 | 25.8779 | 62.06 | 25.4514 | 69.98 | 27.1786 | 60.8 | 24.7939 | 73.4 | 35.9422 | 71.6 | 34.2965 | 62.96 | 23.7514 | 64.94 | 25.945 | 5734 | #N/A | #N/A
| 73.04 | 36.0687 | 62.06 | 25.5895 | 75.02 | 26.9759 | 66.74 | 26.2332 | 62.06 | 23.7714 | 59 | 23.4428 | 69.8 | 33.8764 | 62.06 | 25.6622 | 60.8 | 25.7012 | 69.08 | 26.9495 | 62.6 | 25.2331 | 73.4 | 35.9422 | 71.6 | 34.2965 | 60.98 | 23.562 | 62.96 | 25.0499 | 5735 | #N/A | #N/A
| 73.04 | 35.5042 | 55.94 | 22.9552 | 71.96 | 26.9025 | 63.5 | 25.1679 | 60.98 | 23.2126 | 51.98 | 20.133 | 69.8 | 33.8764 | 60.08 | 24.7558 | 60.98 | 25.672 | 62.96 | 25.4509 | 60.8 | 24.1362 | 73.4 | 35.9422 | 71.6 | 34.2965 | 57.92 | 22.8143 | 62.96 | 25.0471 | 5736 | #N/A | #N/A
| 73.4 | 35.8815 | 55.04 | 22.4233 | 71.06 | 26.6802 | 61.16 | 24.7931 | 60.08 | 23.652 | 53.96 | 21.5544 | 71.06 | 34.365 | 60.98 | 24.244 | 60.98 | 25.672 | 59 | 24.142 | 59 | 23.6973 | 73.4 | 35.9422 | 71.6 | 34.2965 | 57.02 | 22.2973 | 60.98 | 24.5612 | 5737 | #N/A | #N/A
| 73.94 | 36.3367 | 53.96 | 22.1582 | 71.06 | 26.6802 | 57.02 | 23.3848 | 57.92 | 23.1248 | 57.02 | 23.2823 | 71.06 | 34.3862 | 60.98 | 23.9215 | 57.02 | 23.8581 | 64.94 | 25.9262 | 58.1 | 23.4778 | 73.4 | 35.9422 | 71.6 | 34.2965 | 55.94 | 22.0303 | 60.08 | 24.3382 | 5738 | #N/A | #N/A
| 73.94 | 36.35 | 51.98 | 21.0188 | 68 | 25.9291 | 55.94 | 22.9263 | 57.02 | 23.2171 | 55.94 | 22.7052 | 71.6 | 34.3209 | 59 | 23.4352 | 55.04 | 22.6538 | 57.02 | 23.2622 | 57.2 | 23.2584 | 73.4 | 35.9422 | 73.4 | 35.8514 | 55.94 | 22.0294 | 59 | 24.0734 | 5739 | #N/A | #N/A
| 73.4 | 35.8815 | 51.08 | 20.1337 | 66.02 | 25.4452 | 53.24 | 21.6549 | 55.94 | 22.2784 | 57.02 | 23.6778 | 71.6 | 34.3209 | 53.96 | 21.8412 | 53.06 | 21.4995 | 55.94 | 22.9978 | 57.2 | 23.2584 | 73.4 | 35.9422 | 73.4 | 35.8514 | 53.06 | 21.3311 | 59 | 24.0745 | 5740 | #N/A | #N/A
| 73.4 | 35.8815 | 50 | 19.9667 | 66.02 | 25.4452 | 53.6 | 21.8007 | 55.04 | 22.0609 | 59 | 24.5037 | 71.6 | 34.3209 | 53.06 | 20.9872 | 51.98 | 20.9491 | 53.6 | 21.7359 | 60.8 | 25.4919 | 75.2 | 36.3874 | 73.4 | 35.8514 | 53.06 | 20.9907 | 59 | 24.0734 | 5741 | #N/A | #N/A
| 73.4 | 35.8815 | 51.08 | 20.9051 | 64.94 | 25.177 | 51.8 | 20.7788 | 55.04 | 22.0636 | 60.08 | 25.1905 | 71.6 | 34.3209 | 53.06 | 20.9856 | 51.08 | 20.3268 | 53.96 | 21.8835 | 60.8 | 26.2324 | 75.2 | 36.3874 | 73.4 | 35.8514 | 51.08 | 20.5116 | 57.92 | 23.8097 | 5742 | #N/A | #N/A
| 73.4 | 35.8815 | 48.02 | 18.8241 | 64.94 | 24.8606 | 51.8 | 21.3624 | 53.96 | 21.1676 | 60.98 | 25.7779 | 71.6 | 34.3209 | 51.08 | 19.9043 | 48.2 | 19.4733 | 51.98 | 21.1052 | 60.8 | 27.0178 | 75.2 | 36.3874 | 73.4 | 35.8514 | 51.08 | 20.5099 | 57.92 | 23.8076 | 5743 | #N/A | #N/A
| 73.4 | 35.8815 | 53.06 | 20.9473 | 64.94 | 24.8606 | 51.8 | 21.3624 | 53.06 | 20.6197 | 60.98 | 26.6904 | 71.6 | 34.3209 | 51.08 | 19.9027 | 50 | 19.8566 | 51.08 | 20.2118 | 60.8 | 27.0178 | 75.2 | 36.3874 | 73.4 | 35.8514 | 50 | 19.9138 | 57.02 | 23.2608 | 5744 | #N/A | #N/A
| 73.94 | 35.9319 | 50 | 19.8687 | 64.94 | 25.1674 | 50.18 | 20.0971 | 53.96 | 21.1603 | 64.04 | 28.3318 | 71.6 | 34.3209 | 55.94 | 22.0142 | 51.98 | 21.2212 | 48.92 | 19.6865 | 62.6 | 28.2919 | 75.2 | 36.3874 | 73.4 | 35.8514 | 51.08 | 20.5001 | 57.92 | 23.0958 | 5745 | #N/A | #N/A
| 73.4 | 34.7693 | 59 | 23.0143 | 66.02 | 25.4261 | 57.02 | 24.0988 | 59 | 22.7214 | 66.02 | 29.2713 | 71.96 | 34.2549 | 62.06 | 24.1616 | 53.6 | 22.5657 | 62.96 | 26.1966 | 66.2 | 30.0593 | 75.2 | 36.3874 | 73.4 | 35.8514 | 55.94 | 22.3138 | 60.98 | 23.8352 | 5746 | #N/A | #N/A
| 73.4 | 34.7693 | 64.94 | 25.5258 | 66.02 | 25.4261 | 64.4 | 25.9706 | 64.94 | 24.4579 | 69.98 | 30.7443 | 73.94 | 35.3119 | 68 | 25.6094 | 53.06 | 22.2413 | 69.08 | 27.3295 | 69.8 | 30.9437 | 75.2 | 36.3874 | 73.4 | 35.8514 | 62.06 | 24.4789 | 64.94 | 25.1749 | 5747 | #N/A | #N/A
| 73.4 | 34.7693 | 69.08 | 26.531 | 71.96 | 27.2626 | 69.26 | 27.0183 | 69.98 | 26.3608 | 71.96 | 30.2767 | 75.02 | 35.6059 | 71.06 | 25.9854 | 55.04 | 23.047 | 71.06 | 27.8133 | 71.6 | 30.4995 | 77 | 36.879 | 75.2 | 36.2967 | 66.02 | 25.1275 | 66.92 | 25.6547 | 5748 | #N/A | #N/A
| 77 | 36.7721 | 71.96 | 26.8432 | 71.06 | 27.377 | 71.24 | 27.7102 | 73.94 | 27.012 | 73.4 | 30.9094 | 77 | 36.7878 | 73.94 | 26.6859 | 68 | 27.2843 | 73.04 | 27.8762 | 71.6 | 30.4995 | 77 | 36.902 | 75.2 | 36.2967 | 71.06 | 25.9915 | 69.98 | 25.712 | 5749 | #N/A | #N/A
| 78.8 | 37.2172 | 73.94 | 26.3518 | 71.06 | 27.377 | 72.5 | 27.5323 | 75.92 | 26.1616 | 73.04 | 30.5657 | 78.8 | 36.0985 | 75.92 | 26.8726 | 71.06 | 27.6038 | 75.92 | 28.2443 | 73.4 | 30.9412 | 77 | 36.2472 | 77 | 36.742 | 73.04 | 25.5083 | 69.08 | 25.799 | 5750 | #N/A | #N/A
| 78.08 | 35.8786 | 75.92 | 25.5905 | 73.94 | 28.0853 | 74.84 | 27.7128 | 77 | 25.6051 | 69.98 | 31.794 | 77 | 35.6542 | 77 | 26.7919 | 73.04 | 27.0224 | 77 | 29.27 | 71.6 | 29.6633 | 75.2 | 35.2706 | 76.46 | 36.2682 | 75.02 | 25.1649 | 69.98 | 26.0205 | 5751 | #N/A | #N/A
| 77.54 | 35.2337 | 75.92 | 24.8235 | 73.94 | 27.7508 | 75.2 | 27.6859 | 77 | 24.3461 | 71.06 | 32.5456 | 73.94 | 33.5772 | 78.98 | 27.277 | 73.94 | 28.7423 | 75.92 | 27.8571 | 68 | 32.4321 | 73.94 | 34.328 | 75.74 | 35.6457 | 77 | 25.3589 | 73.04 | 26.7663 | 5752 | #N/A | #N/A
| 77 | 34.6059 | 73.04 | 26.4408 | 73.94 | 27.7508 | 78.44 | 28.2761 | 77 | 24.3478 | 69.08 | 31.5725 | 75.2 | 33.1657 | 80.06 | 27.5423 | 73.94 | 27.9723 | 78.98 | 29.3409 | 68 | 32.4321 | 74.84 | 34.4174 | 75.2 | 35.1855 | 75.92 | 25.3905 | 73.04 | 27.1511 | 5753 | #N/A | #N/A
| 75.2 | 33.1692 | 73.04 | 25.8035 | 73.94 | 28.5156 | 77.9 | 28.4074 | 75.92 | 23.8437 | 69.98 | 32.8814 | 73.94 | 32.5147 | 78.08 | 28.0755 | 73.94 | 27.9785 | 78.08 | 28.7843 | 68 | 32.4321 | 74.84 | 34.2857 | 73.94 | 34.3423 | 75.02 | 24.8818 | 71.96 | 26.5102 | 5754 | #N/A | #N/A
| 75.2 | 33.1692 | 71.06 | 25.9594 | 71.96 | 28.8423 | 75.74 | 27.819 | 75.92 | 24.0867 | 71.06 | 34.306 | 73.4 | 31.7859 | 77 | 29.6453 | 71.06 | 26.5517 | 78.98 | 28.6139 | 68 | 32.4321 | 74.84 | 34.4667 | 72.86 | 33.5589 | 75.02 | 24.8831 | 73.94 | 26.6886 | 5755 | #N/A | #N/A
| 71.6 | 31.3469 | 68 | 26.2813 | 71.96 | 28.8423 | 77.36 | 28.5372 | 73.04 | 23.639 | 73.04 | 35.4588 | 69.98 | 30.5218 | 75.02 | 28.3808 | 71.96 | 27.094 | 78.08 | 28.3926 | 68.9 | 33.1724 | 75.2 | 33.9123 | 71.6 | 32.7462 | 73.94 | 24.9112 | 73.04 | 26.4672 | 5756 | #N/A | #N/A
| 71.24 | 30.8102 | 64.94 | 25.5327 | 71.06 | 29.9713 | 75.2 | 28.5509 | 69.98 | 25.0576 | 71.6 | 34.331 | 69.8 | 30.0184 | 71.06 | 27.8354 | 68 | 26.8734 | 75.92 | 28.2572 | 69.8 | 33.9279 | 73.22 | 33.2986 | 70.34 | 31.9481 | 69.98 | 25.4521 | 69.98 | 26.7346 | 5757 | #N/A | #N/A
| 70.7 | 30.2423 | 64.04 | 26.0637 | 69.98 | 29.2084 | 69.98 | 27.7695 | 66.92 | 26.7696 | 71.06 | 34.3525 | 69.98 | 30.0563 | 68 | 27.444 | 60.98 | 25.1524 | 64.94 | 26.6862 | 70.7 | 34.6992 | 72.14 | 33.2092 | 69.26 | 31.2087 | 66.02 | 26.1973 | 66.02 | 25.4395 | 5758 | #N/A | #N/A
| 70.16 | 29.6872 | 59 | 24.4164 | 69.98 | 29.2084 | 61.16 | 25.2525 | 64.94 | 25.8667 | 71.96 | 34.5283 | 69.8 | 30.0184 | 66.02 | 26.9599 | 57.02 | 23.438 | 64.04 | 26.4596 | 71.6 | 35.4867 | 72.14 | 33.3855 | 68 | 30.4388 | 66.92 | 24.0277 | 64.94 | 25.1712 | 5759 | #N/A | #N/A
| 69.8 | 29.1883 | 55.94 | 23.333 | 69.08 | 28.5808 | 57.56 | 23.955 | 60.08 | 24.6796 | 73.04 | 34.8538 | 68 | 28.7443 | 64.04 | 26.9231 | 55.04 | 22.2574 | 60.08 | 25.487 | 71.6 | 35.4867 | 71.78 | 33.2698 | 66.2 | 29.9966 | 64.04 | 23.9998 | 64.04 | 24.9494 | 5760 | #N/A | #N/A
| 69.08 | 28.2261 | 55.04 | 22.7282 | 71.06 | 28.5979 | 56.3 | 23.5108 | 59 | 24.0832 | 73.04 | 35.4588 | 68 | 28.7443 | 64.94 | 27.1444 | 53.96 | 21.992 | 57.02 | 23.6231 | 73.4 | 37.1123 | 71.24 | 33.3144 | 66.2 | 29.1163 | 60.08 | 23.3359 | 62.06 | 24.4639 | 5761 | #N/A | #N/A
| 69.98 | 27.6334 | 53.06 | 21.5746 | 71.06 | 28.5979 | 55.4 | 23.0937 | 57.92 | 23.4366 | 73.04 | 35.4588 | 66.92 | 28.2922 | 64.04 | 26.4748 | 51.98 | 20.8656 | 57.02 | 23.7063 | 73.4 | 37.1123 | 70.7 | 33.3605 | 65.66 | 27.9134 | 55.04 | 21.8129 | 60.98 | 24.5277 | 5762 | #N/A | #N/A
| 69.08 | 27.4134 | 51.08 | 20.4607 | 68 | 27.0427 | 55.4 | 22.8598 | 55.94 | 22.2766 | 73.94 | 36.2519 | 66.92 | 27.3537 | 60.98 | 25.3673 | 51.08 | 20.3109 | 55.94 | 23.05 | 73.4 | 37.1123 | 70.7 | 33.2282 | 64.94 | 26.6723 | 53.96 | 21.2095 | 60.98 | 24.2022 | 5763 | #N/A | #N/A
| 68 | 25.9938 | 53.06 | 21.2842 | 66.02 | 26.921 | 53.6 | 22.4211 | 55.94 | 22.7673 | 71.06 | 34.306 | 66.92 | 27.3377 | 60.08 | 24.7331 | 50 | 19.78 | 53.96 | 22.2508 | 73.4 | 37.1123 | 70.16 | 32.9653 | 64.4 | 25.6274 | 51.98 | 20.3974 | 60.98 | 23.827 | 5764 | #N/A | #N/A
| 66.02 | 25.5109 | 51.08 | 20.4622 | 66.02 | 26.921 | 53.6 | 22.4211 | 55.94 | 22.7673 | 71.96 | 34.5283 | 64.94 | 27.7517 | 60.08 | 25.1495 | 48.92 | 19.5186 | 53.06 | 21.3683 | 71.6 | 35.4867 | 71.6 | 33.4992 | 62.6 | 25.1879 | 51.08 | 20.1802 | 59 | 23.3457 | 5765 | #N/A | #N/A
| 64.94 | 25.6416 | 51.08 | 20.9051 | 64.04 | 26.0814 | 51.8 | 20.7788 | 53.06 | 21.3998 | 71.06 | 33.7704 | 64.04 | 27.5263 | 60.98 | 25.7312 | 48.92 | 19.2053 | 51.98 | 21.1052 | 71.6 | 35.4867 | 71.78 | 33.5155 | 62.6 | 24.5327 | 51.08 | 20.181 | 59 | 23.3465 | 5766 | #N/A | #N/A
| 64.94 | 25.981 | 51.08 | 20.9051 | 64.94 | 26.2992 | 51.8 | 20.7788 | 55.04 | 22.5479 | 71.06 | 33.7704 | 64.04 | 27.5091 | 59 | 24.4716 | 46.94 | 18.4711 | 51.98 | 21.1052 | 71.6 | 35.4867 | 71.6 | 33.3417 | 60.8 | 24.7485 | 51.08 | 20.5107 | 57.92 | 22.7813 | 5767 | #N/A | #N/A
| 64.04 | 25.7983 | 51.08 | 20.5611 | 64.94 | 26.2992 | 50 | 19.792 | 53.96 | 22.2847 | 71.96 | 34.5283 | 64.04 | 27.5019 | 59 | 24.8868 | 46.94 | 18.5426 | 48.92 | 19.42 | 71.6 | 35.4867 | 71.96 | 33.6096 | 60.8 | 24.7485 | 51.08 | 20.5099 | 59 | 23.0402 | 5768 | #N/A | #N/A
| 64.04 | 25.7612 | 51.98 | 21.4207 | 66.02 | 25.801 | 50 | 19.792 | 55.04 | 22.5479 | 71.96 | 34.5283 | 64.94 | 27.7077 | 66.02 | 27.4041 | 46.94 | 18.5426 | 50 | 19.9491 | 71.6 | 35.4867 | 71.6 | 33.3915 | 60.8 | 24.7485 | 51.98 | 21.0675 | 59 | 23.3411 | 5769 | #N/A | #N/A
| 66.92 | 26.1248 | 55.94 | 23.6744 | 69.98 | 27.103 | 56.3 | 23.7009 | 55.94 | 23.085 | 71.96 | 34.5283 | 66.92 | 28.5853 | 69.98 | 28.3729 | 51.08 | 20.7303 | 60.98 | 25.6916 | 69.8 | 33.9279 | 64.04 | 24.7644 | 62.6 | 25.1879 | 53.06 | 21.3277 | 62.06 | 24.4602 | 5770 | #N/A | #N/A
| 69.98 | 26.8717 | 57.02 | 24.4873 | 69.98 | 27.103 | 61.7 | 26.844 | 60.08 | 24.6836 | 71.06 | 33.7704 | 69.08 | 27.4277 | 75.02 | 30.4705 | 51.98 | 21.603 | 69.08 | 27.6729 | 68 | 32.4321 | 66.92 | 25.4627 | 64.4 | 25.6274 | 55.94 | 22.3261 | 66.02 | 25.4224 | 5771 | #N/A | #N/A
| 71.96 | 27.701 | 59 | 25.782 | 75.92 | 27.5076 | 69.26 | 27.2121 | 62.96 | 26.1681 | 73.04 | 33.7084 | 71.06 | 27.9018 | 80.96 | 32.8474 | 60.98 | 25.1336 | 75.02 | 28.3452 | 68 | 32.4321 | 69.98 | 26.9186 | 66.2 | 26.0669 | 59 | 23.0773 | 69.08 | 26.1659 | 5772 | #N/A | #N/A
| 73.04 | 28.3795 | 62.96 | 27.2166 | 78.08 | 28.036 | 73.76 | 27.8327 | 68 | 27.2574 | 73.94 | 33.8574 | 71.06 | 28.7108 | 82.94 | 32.9112 | 68 | 27.2745 | 77 | 28.4929 | 68 | 32.4321 | 71.96 | 27.7296 | 68 | 26.5062 | 60.98 | 24.246 | 69.98 | 26.712 | 5773 | #N/A | #N/A
| 73.94 | 29.4241 | 69.08 | 28.2481 | 78.08 | 28.036 | 75.38 | 28.1647 | 68 | 27.1855 | 75.02 | 33.034 | 69.98 | 28.9101 | 84.92 | 33.8284 | 71.96 | 28.2482 | 78.08 | 29.0996 | 68 | 32.4321 | 75.02 | 28.4767 | 71.6 | 28.0831 | 62.06 | 24.5112 | 71.96 | 26.4919 | 5774 | #N/A | #N/A
| 75.02 | 28.8732 | 69.08 | 25.2877 | 78.98 | 28.5812 | 78.08 | 28.6969 | 69.98 | 26.1892 | 75.92 | 33.7423 | 69.08 | 28.2216 | 87.08 | 33.9342 | 75.02 | 29.3698 | 78.98 | 29.3255 | 71.6 | 32.8148 | 77 | 28.9601 | 71.6 | 28.0831 | 62.96 | 25.128 | 71.96 | 26.1905 | 5775 | #N/A | #N/A
| 75.92 | 27.6104 | 66.92 | 25.3322 | 80.06 | 28.8504 | 78.26 | 29.501 | 69.98 | 26.3977 | 77 | 33.0229 | 71.06 | 27.8909 | 87.98 | 34.1613 | 75.92 | 29.2287 | 80.06 | 30.0155 | 75.2 | 33.2104 | 78.98 | 28.0104 | 73.4 | 28.523 | 64.04 | 25.3933 | 73.94 | 26.9815 | 5776 | #N/A | #N/A
| 75.92 | 28.3279 | 66.2 | 26.1031 | 80.06 | 28.8504 | 80.06 | 29.3938 | 69.08 | 25.8662 | 80.06 | 34.3525 | 69.98 | 27.9875 | 89.96 | 35.0839 | 75.92 | 29.2341 | 80.06 | 29.6026 | 78.8 | 34.0961 | 80.06 | 28.6459 | 75.2 | 28.963 | 64.94 | 25.6198 | 73.94 | 27.368 | 5777 | #N/A | #N/A
| 75.02 | 27.0204 | 66.2 | 26.802 | 80.96 | 29.0833 | 79.7 | 29.6566 | 69.08 | 26.5747 | 80.96 | 34.574 | 68 | 27.5012 | 91.04 | 35.3516 | 77 | 30.3313 | 80.06 | 29.6088 | 78.8 | 34.0961 | 78.98 | 28.7034 | 77 | 30.145 | 64.94 | 25.9677 | 75.02 | 27.6365 | 5778 | #N/A | #N/A
| 73.94 | 27.8396 | 64.94 | 25.9083 | 80.06 | 28.5511 | 80.42 | 30.0466 | 66.92 | 26.395 | 78.98 | 33.5066 | 68 | 27.9491 | 87.08 | 36.4261 | 75.02 | 29.3981 | 80.06 | 29.2765 | 78.8 | 33.1545 | 78.98 | 28.7034 | 71.6 | 28.8235 | 64.04 | 25.7532 | 73.94 | 28.1118 | 5779 | #N/A | #N/A
| 73.04 | 27.2187 | 64.94 | 26.4224 | 80.06 | 28.5511 | 79.16 | 29.7433 | 66.02 | 26.5966 | 78.08 | 32.8187 | 66.92 | 27.6791 | 84.92 | 35.4076 | 75.02 | 30.3326 | 78.98 | 29.3524 | 77 | 31.8242 | 78.08 | 28.4839 | 73.4 | 29.264 | 64.04 | 25.7563 | 73.94 | 28.1138 | 5780 | #N/A | #N/A
| 69.98 | 26.4666 | 64.04 | 25.6998 | 78.08 | 28.3866 | 75.56 | 29.2962 | 64.94 | 26.3382 | 75.02 | 31.5214 | 64.94 | 27.1934 | 82.04 | 34.6947 | 69.98 | 30.4473 | 75.92 | 28.2662 | 73.4 | 31.828 | 73.04 | 28.4086 | 71.6 | 28.0831 | 62.96 | 25.4989 | 71.06 | 27.4136 | 5781 | #N/A | #N/A
| 68 | 27.4949 | 62.96 | 25.4402 | 77 | 28.1213 | 69.62 | 28.5235 | 62.96 | 25.8598 | 69.08 | 30.5824 | 62.96 | 26.7019 | 75.92 | 34.2678 | 64.04 | 27.6448 | 68 | 27.4487 | 69.8 | 30.0581 | 69.08 | 26.6687 | 66.2 | 27.5021 | 62.06 | 25.2866 | 68 | 27.0168 | 5782 | #N/A | #N/A
| 64.94 | 27.188 | 60.98 | 25.38 | 77 | 28.1213 | 60.98 | 26.0261 | 62.06 | 25.6453 | 64.94 | 28.0987 | 62.06 | 26.4747 | 73.04 | 33.5501 | 62.06 | 27.1559 | 62.96 | 25.8524 | 66.2 | 29.175 | 64.04 | 25.7694 | 64.4 | 27.0616 | 60.98 | 25.0271 | 66.92 | 26.4024 | 5783 | #N/A | #N/A
| 64.94 | 28.0503 | 60.98 | 25.3864 | 75.02 | 28.3676 | 61.7 | 26.6587 | 62.06 | 25.6528 | 68 | 27.9701 | 62.06 | 26.4747 | 69.98 | 31.8011 | 62.06 | 26.6841 | 59 | 24.4675 | 65.3 | 29.3899 | 64.04 | 26.1167 | 62.6 | 26.6211 | 60.08 | 24.8085 | 66.02 | 26.1832 | 5784 | #N/A | #N/A
| 64.04 | 27.8249 | 60.08 | 25.174 | 69.98 | 27.9147 | 60.8 | 25.9786 | 62.06 | 25.6572 | 62.96 | 26.2811 | 60.98 | 25.7591 | 71.96 | 32.2882 | 60.98 | 26.4226 | 59 | 24.4655 | 64.4 | 29.6172 | 63.68 | 26.6076 | 60.8 | 25.4433 | 60.08 | 24.8106 | 64.94 | 25.9193 | 5785 | #N/A | #N/A
| 62.06 | 26.936 | 60.98 | 25.762 | 69.98 | 27.9147 | 65.66 | 27.3218 | 60.98 | 25.4018 | 64.04 | 26.9906 | 62.06 | 26.4679 | 69.08 | 30.0285 | 60.08 | 25.7511 | 57.92 | 24.2038 | 64.4 | 29.6172 | 63.32 | 27.1257 | 60.8 | 25.4433 | 60.08 | 24.821 | 62.06 | 25.5697 | 5786 | #N/A | #N/A
| 59 | 24.9174 | 60.08 | 25.553 | 71.06 | 28.629 | 64.4 | 26.8632 | 62.06 | 26.0365 | 60.08 | 24.7891 | 62.96 | 27.1511 | 73.94 | 30.2942 | 60.08 | 25.7511 | 66.92 | 28.0919 | 64.4 | 29.6172 | 63.86 | 27.4101 | 60.8 | 25.4433 | 59 | 24.5636 | 64.04 | 26.4869 | 5787 | #N/A | #N/A
| 59 | 24.4979 | 60.08 | 25.5553 | 71.06 | 29.0968 | 63.5 | 26.8018 | 62.06 | 26.0387 | 57.92 | 23.9234 | 60.08 | 25.981 | 71.96 | 28.9404 | 57.92 | 24.861 | 68 | 28.36 | 64.4 | 29.6172 | 63.5 | 27.4778 | 60.8 | 25.4433 | 57.92 | 24.3495 | 64.04 | 26.8651 | 5788 | #N/A | #N/A
| 60.98 | 24.9782 | 60.98 | 26.2344 | 71.06 | 29.0968 | 63.32 | 26.9908 | 60.98 | 25.7891 | 60.98 | 25.0057 | 60.08 | 25.5356 | 69.98 | 28.456 | 55.94 | 23.6091 | 66.92 | 28.4988 | 62.6 | 28.1214 | 65.3 | 28.4865 | 57.2 | 23.2158 | 57.92 | 24.3495 | 62.96 | 26.6063 | 5789 | #N/A | #N/A
| 60.98 | 24.6406 | 60.08 | 26.0189 | 69.98 | 28.8384 | 59.54 | 25.5377 | 60.98 | 25.7902 | 62.06 | 25.2664 | 62.6 | 27.4213 | 71.06 | 28.2696 | 55.94 | 23.6678 | 66.92 | 28.5013 | 60.8 | 26.6194 | 66.38 | 29.1687 | 55.4 | 22.7768 | 57.92 | 24.7725 | 62.96 | 26.6086 | 5790 | #N/A | #N/A
| 60.08 | 24.4209 | 60.98 | 26.2664 | 69.98 | 29.2383 | 59 | 25.0977 | 60.98 | 25.8036 | 57.92 | 23.9144 | 60.98 | 26.2024 | 69.08 | 27.7855 | 55.04 | 22.9907 | 64.94 | 28.0175 | 59 | 25.1966 | 66.56 | 29.3827 | 55.4 | 22.1615 | 57.92 | 24.3312 | 60.98 | 26.1268 | 5791 | #N/A | #N/A
| 60.08 | 24.4149 | 60.08 | 26.041 | 69.98 | 29.2383 | 59 | 25.0977 | 60.98 | 25.8333 | 55.94 | 22.7173 | 62.06 | 25.6572 | 66.92 | 27.2575 | 55.94 | 23.6081 | 62.06 | 26.914 | 57.2 | 23.9152 | 68 | 30.4427 | 59 | 24.309 | 57.02 | 24.1137 | 62.06 | 27.3296 | 5792 | #N/A | #N/A
| 60.98 | 24.6296 | 60.08 | 26.0463 | 69.08 | 29.9311 | 57.2 | 24.658 | 60.08 | 25.2262 | 55.94 | 23.0275 | 59 | 24.484 | 68 | 27.5215 | 55.4 | 23.6732 | 60.98 | 26.1827 | 59 | 25.0521 | 68 | 30.6234 | 59 | 24.309 | 57.92 | 24.3302 | 62.96 | 27.5445 | 5793 | #N/A | #N/A
| 64.04 | 25.7099 | 60.98 | 26.7317 | 71.06 | 30.4144 | 63.86 | 28.493 | 60.08 | 25.2506 | 68 | 28.7921 | 66.92 | 27.6384 | 71.96 | 28.9404 | 60.98 | 25.9706 | 69.08 | 30.4703 | 68 | 29.6165 | 64.04 | 25.4018 | 60.8 | 25.4433 | 59 | 24.5927 | 66.02 | 28.7026 | 5794 | #N/A | #N/A
| 66.02 | 26.6047 | 60.08 | 25.5899 | 71.06 | 30.4144 | 70.52 | 30.3786 | 60.98 | 25.0286 | 73.04 | 30.5192 | 69.08 | 27.7172 | 75.92 | 29.9094 | 64.04 | 27.6411 | 73.04 | 31.8996 | 71.6 | 29.6633 | 71.06 | 27.1116 | 62.6 | 25.8833 | 60.98 | 25.0791 | 69.98 | 29.6703 | 5795 | #N/A | #N/A
| 69.98 | 27.931 | 62.06 | 26.5265 | 77 | 31.8721 | 73.76 | 31.0865 | 62.96 | 25.9319 | 77 | 30.5938 | 71.96 | 28.0558 | 80.96 | 32.514 | 69.08 | 29.7859 | 75.92 | 33.1704 | 75.2 | 29.7553 | 71.96 | 25.9486 | 64.4 | 26.3233 | 62.06 | 25.36 | 73.04 | 30.4116 | 5796 | #N/A | #N/A
| 69.98 | 27.5659 | 62.06 | 26.5306 | 82.04 | 32.6861 | 76.64 | 31.7941 | 68 | 26.0079 | 77 | 31.9206 | 73.04 | 27.1653 | 84.92 | 32.8897 | 73.04 | 30.7567 | 80.96 | 34.4132 | 77 | 30.1957 | 73.22 | 27.0432 | 64.4 | 26.3233 | 66.92 | 26.187 | 75.92 | 31.629 | 5797 | #N/A | #N/A
| 69.98 | 27.5702 | 68 | 26.5425 | 82.04 | 32.6861 | 78.08 | 32.3256 | 69.08 | 25.585 | 78.08 | 32.7127 | 73.04 | 27.5593 | 87.98 | 33.6432 | 73.04 | 30.2553 | 82.94 | 33.3542 | 78.8 | 29.8902 | 77 | 28.4865 | 64.4 | 26.3233 | 69.08 | 26.0001 | 78.08 | 31.2334 | 5798 | #N/A | #N/A
| 71.96 | 28.055 | 69.98 | 26.182 | 86 | 32.7674 | 79.34 | 33.1799 | 71.96 | 25.6466 | 77 | 32.4503 | 75.02 | 28.0456 | 89.06 | 33.5134 | 75.02 | 31.6901 | 86 | 33.1852 | 78.8 | 30.6361 | 79.88 | 29.3261 | 66.2 | 26.7633 | 71.06 | 26.1157 | 78.98 | 31.4607 | 5799 | #N/A | #N/A
| 73.94 | 27.3861 | 71.96 | 25.3151 | 87.08 | 33.4423 | 79.88 | 32.8687 | 73.94 | 26.4792 | 77 | 32.4517 | 75.02 | 26.9664 | 89.96 | 32.8203 | 78.08 | 32.987 | 87.08 | 34.3849 | 78.8 | 30.6361 | 82.22 | 29.1807 | 68 | 26.5062 | 73.04 | 25.9525 | 80.06 | 30.7817 | 5800 | #N/A | #N/A
| 75.02 | 25.9932 | 73.04 | 25.5809 | 87.08 | 33.4423 | 82.4 | 34.0963 | 73.94 | 25.8006 | 77 | 32.46 | 73.94 | 26.7041 | 91.04 | 33.09 | 80.06 | 32.9399 | 87.08 | 33.4623 | 78.8 | 30.6361 | 82.94 | 29.4871 | 69.8 | 26.9457 | 73.94 | 26.1773 | 80.06 | 30.4122 | 5801 | #N/A | #N/A
| 75.92 | 26.5464 | 73.04 | 25.5865 | 86 | 32.3197 | 83.12 | 34.3155 | 73.94 | 25.8046 | 75.92 | 32.6507 | 73.94 | 26.0601 | 91.04 | 32.729 | 78.98 | 32.6822 | 84.02 | 31.8492 | 78.8 | 31.4271 | 80.78 | 29.1582 | 71.6 | 27.3851 | 75.92 | 26.6632 | 80.06 | 31.2598 | 5802 | #N/A | #N/A
| 75.02 | 25.994 | 71.06 | 25.4393 | 86 | 31.8743 | 84.38 | 33.7379 | 75.02 | 26.0665 | 75.02 | 32.9968 | 73.04 | 26.1829 | 91.04 | 33.0977 | 78.98 | 32.6876 | 84.92 | 32.9457 | 78.8 | 31.4271 | 78.98 | 29.0538 | 71.6 | 26.1081 | 75.02 | 26.7968 | 78.98 | 31.4832 | 5803 | #N/A | #N/A
| 75.02 | 25.4143 | 69.98 | 25.8231 | 86 | 31.8743 | 82.58 | 32.9523 | 73.94 | 25.8063 | 73.94 | 32.7297 | 71.06 | 25.3584 | 87.98 | 32.8033 | 78.08 | 32.0317 | 82.94 | 32.0558 | 77 | 30.9862 | 77 | 25.6659 | 73.4 | 25.963 | 73.94 | 26.8333 | 78.98 | 31.8968 | 5804 | #N/A | #N/A
| 69.98 | 27.5691 | 66.92 | 25.0785 | 82.94 | 31.5745 | 80.06 | 33.5741 | 71.96 | 25.3271 | 71.06 | 32.0136 | 68 | 24.9557 | 82.04 | 33.6735 | 71.96 | 31.9771 | 80.06 | 31.7535 | 73.4 | 30.1043 | 77 | 25.9195 | 73.4 | 25.963 | 73.94 | 27.2042 | 75.92 | 31.153 | 5805 | #N/A | #N/A
| 64.94 | 25.5781 | 62.06 | 24.5805 | 82.04 | 32.2174 | 75.92 | 32.6439 | 66.92 | 24.7806 | 69.98 | 31.7435 | 62.06 | 23.8012 | 73.04 | 32.4823 | 68 | 30.5331 | 75.02 | 31.4389 | 71.6 | 31.3858 | 78.08 | 26.765 | 66.2 | 25.4107 | 68 | 25.3823 | 73.94 | 31.1784 | 5806 | #N/A | #N/A
| 60.98 | 24.9453 | 60.08 | 24.4934 | 82.04 | 32.2174 | 75.92 | 33.1996 | 64.04 | 24.378 | 69.98 | 31.739 | 60.98 | 23.5329 | 71.06 | 30.9743 | 66.92 | 30.2625 | 71.06 | 30.9859 | 71.6 | 32.3247 | 77 | 26.2332 | 62.6 | 25.8833 | 59 | 23.8808 | 73.04 | 30.9516 | 5807 | #N/A | #N/A
| 59 | 24.1225 | 59 | 23.8381 | 75.02 | 32.396 | 73.58 | 32.3399 | 62.06 | 23.8985 | 69.98 | 31.7344 | 60.08 | 23.3127 | 71.06 | 30.4478 | 64.94 | 28.8017 | 69.98 | 30.7221 | 69.8 | 31.882 | 75.92 | 26.5693 | 62.6 | 25.8833 | 57.02 | 23.3981 | 71.06 | 30.9097 | 5808 | #N/A | #N/A
| 57.92 | 23.858 | 57.02 | 22.6686 | 78.08 | 32.1681 | 71.78 | 31.6227 | 59 | 23.154 | 69.98 | 31.1647 | 60.98 | 24.6014 | 68 | 29.6982 | 62.96 | 27.815 | 75.92 | 32.1825 | 69.8 | 31.882 | 71.96 | 26.617 | 62.6 | 25.8833 | 53.96 | 22.3339 | 68 | 30.1639 | 5809 | #N/A | #N/A
| 57.92 | 23.464 | 55.04 | 22.1909 | 78.08 | 32.1681 | 67.82 | 30.4667 | 57.92 | 22.8945 | 69.98 | 31.1589 | 59 | 24.1112 | 66.02 | 28.2904 | 64.04 | 28.5867 | 69.08 | 30.5038 | 69.8 | 31.882 | 69.08 | 25.542 | 62.6 | 26.6211 | 53.96 | 22.3358 | 68 | 29.7244 | 5810 | #N/A | #N/A
| 60.08 | 24.7153 | 55.94 | 22.7823 | 75.92 | 32.6245 | 65.84 | 29.6205 | 57.92 | 22.8964 | 69.08 | 30.9349 | 59 | 24.445 | 66.02 | 28.7858 | 62.06 | 27.1915 | 66.02 | 29.7536 | 68 | 31.439 | 67.64 | 26.0678 | 60.8 | 25.4433 | 53.06 | 21.7469 | 68 | 29.7272 | 5811 | #N/A | #N/A
| 62.06 | 25.6157 | 55.04 | 22.198 | 73.94 | 32.1436 | 64.4 | 28.7888 | 57.02 | 22.6826 | 66.92 | 29.9454 | 62.06 | 25.1921 | 66.02 | 28.2941 | 60.08 | 26.2358 | 64.94 | 28.9665 | 66.2 | 30.9963 | 66.02 | 26.6245 | 60.8 | 25.4433 | 51.08 | 20.9696 | 69.08 | 29.9993 | 5812 | #N/A | #N/A
| 57.92 | 23.8501 | 53.96 | 21.6397 | 73.04 | 31.9266 | 64.76 | 29.1882 | 57.02 | 22.6844 | 66.02 | 29.198 | 59 | 24.446 | 66.92 | 29.0066 | 60.98 | 26.5002 | 64.04 | 28.7511 | 65.66 | 30.2021 | 64.04 | 26.1398 | 60.8 | 24.7485 | 50 | 20.3619 | 68 | 29.7366 | 5813 | #N/A | #N/A
| 57.02 | 23.2416 | 51.98 | 20.8137 | 73.04 | 31.9324 | 63.86 | 28.6197 | 57.02 | 22.6853 | 64.04 | 28.2813 | 59 | 25.2207 | 66.92 | 29.4373 | 59 | 25.5584 | 64.04 | 28.7773 | 64.94 | 29.4793 | 62.06 | 24.9724 | 60.8 | 24.7485 | 50 | 20.3645 | 68 | 29.7406 | 5814 | #N/A | #N/A
| 59 | 24.4526 | 53.96 | 21.9395 | 71.06 | 31.4457 | 62.6 | 28.3474 | 57.02 | 22.6853 | 62.06 | 26.4366 | 60.08 | 25.1284 | 73.04 | 30.9377 | 59 | 25.1542 | 64.04 | 28.7773 | 64.4 | 28.7335 | 60.98 | 24.6293 | 59 | 24.309 | 48.92 | 19.4975 | 66.92 | 29.9176 | 5815 | #N/A | #N/A
| 60.08 | 25.1309 | 51.98 | 20.8121 | 71.06 | 31.4457 | 62.6 | 27.5106 | 55.04 | 21.9031 | 60.98 | 26.1655 | 62.06 | 25.1942 | 69.08 | 30.488 | 57.92 | 24.9254 | 62.96 | 28.0859 | 64.4 | 27.1132 | 60.08 | 24.4117 | 57.2 | 23.8695 | 48.92 | 19.766 | 66.92 | 29.9205 | 5816 | #N/A | #N/A
| 60.98 | 26.1487 | 53.96 | 21.934 | 73.94 | 32.1508 | 60.8 | 27.0699 | 55.94 | 22.4177 | 62.96 | 27.5013 | 60.98 | 25.7004 | 71.06 | 30.9687 | 60.08 | 26.7111 | 68 | 30.707 | 62.6 | 26.6728 | 60.08 | 24.4097 | 57.2 | 23.8695 | 50 | 20.0254 | 66.92 | 30.4628 | 5817 | #N/A | #N/A
| 69.08 | 28.9852 | 60.08 | 24.5076 | 75.92 | 33.2032 | 68 | 31.746 | 60.08 | 23.7946 | 71.06 | 30.9287 | 68 | 29.2072 | 75.92 | 33.1741 | 60.98 | 26.975 | 73.04 | 33.5977 | 66.2 | 27.5535 | 57.92 | 23.4915 | 60.8 | 25.4433 | 55.94 | 23.1397 | 69.98 | 31.2106 | 5818 | #N/A | #N/A
| 73.94 | 29.3148 | 66.02 | 25.9603 | 75.92 | 33.2032 | 74.12 | 33.0573 | 66.92 | 25.7844 | 73.94 | 28.0958 | 71.96 | 30.6049 | 80.96 | 34.9024 | 62.96 | 28.3748 | 78.98 | 35.0601 | 71.6 | 28.1308 | 57.02 | 23.273 | 64.4 | 27.0616 | 62.06 | 25.3721 | 73.04 | 32.0029 | 5819 | #N/A | #N/A
| 77 | 28.8331 | 71.06 | 27.1933 | 80.96 | 33.4217 | 78.26 | 33.5993 | 71.96 | 27.415 | 77 | 27.7941 | 75.92 | 30.6543 | 84.92 | 37.1057 | 66.02 | 30.1013 | 82.04 | 35.216 | 75.2 | 27.647 | 57.02 | 22.9558 | 68 | 27.2031 | 69.08 | 27.0865 | 75.92 | 32.1171 | 5820 | #N/A | #N/A
| 78.08 | 28.7568 | 75.92 | 27.663 | 84.02 | 34.1761 | 82.4 | 35.0055 | 75.02 | 28.1597 | 78.08 | 27.6875 | 77 | 29.6081 | 87.98 | 37.8655 | 78.08 | 34.5567 | 84.02 | 35.2175 | 75.2 | 26.4374 | 60.08 | 24.7407 | 69.8 | 27.6431 | 75.92 | 30.0108 | 78.08 | 32.2031 | 5821 | #N/A | #N/A
| 78.08 | 29.0957 | 77 | 28.9924 | 84.02 | 34.1761 | 83.66 | 34.9369 | 77 | 28.9911 | 78.98 | 27.6101 | 78.98 | 30.5429 | 89.96 | 38.9032 | 80.06 | 33.9762 | 84.92 | 34.8793 | 75.2 | 26.4374 | 66.92 | 27.1855 | 71.6 | 28.0831 | 75.92 | 30.012 | 78.98 | 32.8702 | 5822 | #N/A | #N/A
| 78.98 | 29.7359 | 78.08 | 29.684 | 87.98 | 35.1702 | 85.82 | 35.3833 | 78.08 | 29.2569 | 78.08 | 28.0563 | 80.06 | 31.6699 | 91.04 | 38.6423 | 80.06 | 34.5603 | 87.98 | 36.213 | 75.2 | 27.024 | 73.04 | 28.6792 | 71.6 | 28.0831 | 77 | 29.4562 | 80.06 | 33.1443 | 5823 | #N/A | #N/A
| 78.08 | 29.5181 | 73.94 | 28.243 | 87.98 | 33.7134 | 84.74 | 35.1223 | 73.04 | 27.6775 | 78.98 | 28.2776 | 78.98 | 29.7356 | 93.02 | 37.9088 | 82.04 | 35.0543 | 87.98 | 35.1912 | 78.8 | 27.9008 | 78.08 | 29.5469 | 71.6 | 28.0831 | 73.04 | 28.4813 | 82.04 | 33.1919 | 5824 | #N/A | #N/A
| 78.98 | 30.1025 | 75.92 | 29.1485 | 87.98 | 33.7134 | 86.18 | 35.6772 | 73.94 | 26.8059 | 78.08 | 28.3761 | 80.06 | 30.3639 | 93.92 | 38.1413 | 80.96 | 34.2194 | 87.98 | 35.6636 | 77 | 28.7479 | 80.96 | 29.8295 | 71.6 | 28.0831 | 73.94 | 27.5347 | 82.04 | 32.6877 | 5825 | #N/A | #N/A
| 75.92 | 29.3566 | 73.94 | 26.8077 | 87.98 | 34.6604 | 88.16 | 34.8833 | 75.92 | 26.9885 | 77 | 27.7931 | 77 | 29.2582 | 93.92 | 38.7524 | 82.04 | 34.0226 | 87.08 | 34.9885 | 75.2 | 28.3085 | 80.06 | 29.2704 | 71.6 | 28.8235 | 75.02 | 27.4797 | 82.94 | 33.4297 | 5826 | #N/A | #N/A
| 75.02 | 29.1365 | 75.02 | 26.4206 | 87.98 | 34.2321 | 86.72 | 34.6187 | 77 | 25.7263 | 75.92 | 28.2381 | 73.94 | 28.5094 | 93.92 | 38.7573 | 80.96 | 33.7592 | 87.08 | 35.4496 | 75.2 | 28.3085 | 78.98 | 29.3461 | 69.8 | 27.6431 | 75.02 | 27.4593 | 82.04 | 33.657 | 5827 | #N/A | #N/A
| 75.92 | 30.266 | 73.94 | 25.2333 | 87.98 | 34.2321 | 85.82 | 34.7524 | 75.02 | 25.2425 | 73.04 | 27.8668 | 69.98 | 28.3456 | 89.96 | 40.1894 | 80.06 | 33.5343 | 84.92 | 34.4523 | 73.4 | 25.9994 | 80.06 | 30.0338 | 71.6 | 28.0831 | 73.94 | 25.5758 | 80.06 | 32.7198 | 5828 | #N/A | #N/A
| 71.06 | 29.4727 | 69.98 | 24.5809 | 87.08 | 33.0991 | 82.22 | 34.3252 | 71.96 | 24.4957 | 69.98 | 27.8896 | 64.94 | 26.6674 | 87.08 | 40.1882 | 77 | 32.24 | 82.94 | 34.4232 | 73.4 | 25.9994 | 77 | 28.8679 | 69.8 | 27.6431 | 69.98 | 25.2191 | 78.08 | 32.678 | 5829 | #N/A | #N/A
| 64.76 | 27.0652 | 61.52 | 22.5659 | 82.04 | 32.5864 | 77.36 | 32.0374 | 66.02 | 23.2928 | 57.38 | 23.2391 | 61.34 | 26.0031 | 78.08 | 37.0079 | 68.72 | 29.6742 | 75.74 | 32.1818 | 59.9 | 24.5742 | 74.48 | 29.0371 | 63.5 | 25.7503 | 63.68 | 23.2832 | 73.76 | 30.9073 | 5830 | #N/A | #N/A
| 62.96 | 26.3241 | 60.08 | 22.2113 | 80.78 | 32.5272 | 75.74 | 31.1229 | 63.68 | 22.6181 | 53.78 | 21.5678 | 61.88 | 26.4329 | 75.74 | 36.086 | 65.48 | 28.6233 | 72.68 | 31.2464 | 58.64 | 24.2667 | 72.14 | 28.8359 | 61.7 | 24.9682 | 62.06 | 22.3035 | 72.5 | 30.3408 | 5831 | #N/A | #N/A
| 61.88 | 25.912 | 59 | 21.6312 | 78.98 | 32.335 | 71.78 | 29.8997 | 61.7 | 21.7878 | 51.98 | 20.6707 | 62.06 | 26.7055 | 74.3 | 35.2842 | 63.5 | 27.8852 | 69.8 | 30.4452 | 58.64 | 23.9332 | 69.98 | 28.3811 | 59.9 | 24.1966 | 60.08 | 21.3247 | 70.7 | 29.8969 | 5832 | #N/A | #N/A
| 64.04 | 27.5222 | 60.26 | 22.2485 | 78.98 | 32.6748 | 67.46 | 28.0383 | 62.06 | 22.1189 | 56.84 | 22.6854 | 63.68 | 27.916 | 72.68 | 34.4498 | 59 | 24.5881 | 66.02 | 28.2467 | 61.16 | 25.7244 | 68 | 28.4529 | 61.7 | 25.521 | 58.46 | 21.3695 | 65.48 | 26.3811 | 5833 | #N/A | #N/A
| 65.48 | 28.9669 | 61.16 | 22.8466 | 79.52 | 33.0654 | 62.24 | 25.8611 | 62.6 | 22.7104 | 62.06 | 25.2735 | 65.84 | 29.3118 | 71.42 | 33.5074 | 54.5 | 21.647 | 62.6 | 26.2488 | 64.04 | 27.6505 | 66.74 | 28.7244 | 64.04 | 27.1263 | 56.48 | 21.2998 | 59.9 | 23.0229 | 5834 | #N/A | #N/A
| 67.64 | 30.772 | 63.32 | 23.7703 | 79.52 | 33.4206 | 57.56 | 23.9509 | 63.5 | 23.5296 | 67.28 | 28.1962 | 67.28 | 30.404 | 70.52 | 32.6755 | 50.36 | 19.0491 | 60.8 | 24.6158 | 68 | 30.0525 | 66.38 | 29.2439 | 67.1 | 29.337 | 55.04 | 21.5521 | 54.68 | 19.9583 | 5835 | #N/A | #N/A
| 69.8 | 32.4882 | 65.66 | 24.9409 | 79.7 | 33.8321 | 54.68 | 22.4069 | 64.4 | 24.6364 | 72.5 | 31.1823 | 69.62 | 31.8526 | 69.8 | 32.1045 | 46.58 | 16.774 | 60.62 | 23.6787 | 70.16 | 32.4602 | 66.2 | 29.9264 | 70.7 | 31.8455 | 54.5 | 22.0658 | 49.46 | 17.2036 | 5836 | #N/A | #N/A
| 69.26 | 31.9593 | 66.2 | 24.9515 | 78.98 | 33.8445 | 52.52 | 21.5758 | 64.04 | 24.5503 | 72.14 | 31.2752 | 69.8 | 31.9012 | 69.08 | 31.5408 | 46.22 | 16.5293 | 61.52 | 23.9001 | 70.16 | 32.1647 | 66.38 | 30.3401 | 70.16 | 31.43 | 53.96 | 21.8159 | 47.48 | 16.4996 | 5837 | #N/A | #N/A
| 69.8 | 32.0898 | 66.92 | 25.0668 | 78.26 | 33.7617 | 51.26 | 20.9729 | 63.68 | 24.3407 | 71.96 | 31.0529 | 69.8 | 31.8052 | 68 | 30.9069 | 46.04 | 16.4453 | 63.14 | 24.2953 | 70.16 | 31.9704 | 66.92 | 30.7571 | 68.9 | 30.66 | 53.6 | 21.5507 | 46.22 | 16.1201 | 5838 | #N/A | #N/A
| 72.5 | 33.1462 | 68 | 25.4518 | 78.62 | 33.8468 | 52.52 | 21.6371 | 65.3 | 24.8585 | 72.68 | 31.2275 | 70.52 | 31.9806 | 69.62 | 31.6802 | 46.76 | 16.7335 | 65.84 | 25.2012 | 69.8 | 31.882 | 67.46 | 31.1774 | 68.36 | 30.5273 | 55.04 | 22.1988 | 46.22 | 16.154 | 5839 | #N/A | #N/A
| 76.1 | 34.3318 | 69.8 | 26.014 | 79.16 | 33.9771 | 56.48 | 23.1001 | 68 | 25.5778 | 73.94 | 31.5349 | 71.42 | 32.1043 | 73.04 | 33.0029 | 48.02 | 17.1547 | 67.82 | 25.8736 | 71.96 | 32.9035 | 69.26 | 32.0096 | 69.8 | 31.3415 | 58.28 | 23.484 | 47.3 | 16.4131 | 5840 | #N/A | #N/A
| 80.06 | 35.718 | 72.68 | 27.0965 | 80.96 | 34.4173 | 62.24 | 25.2314 | 71.78 | 26.7515 | 75.74 | 32.2445 | 72.68 | 32.2223 | 77.72 | 34.3508 | 49.46 | 17.461 | 71.06 | 26.9234 | 75.2 | 34.4124 | 70.7 | 32.6716 | 73.04 | 33.1009 | 62.6 | 24.9919 | 49.46 | 16.8975 | 5841 | #N/A | #N/A
| 80.06 | 36.4623 | 71.06 | 26.4462 | 80.06 | 34.1948 | 58.1 | 24.8489 | 69.98 | 26.1868 | 75.02 | 31.9751 | 71.96 | 32.7168 | 75.02 | 34.6988 | 48.02 | 17.4803 | 69.08 | 26.2429 | 71.6 | 33.3192 | 69.08 | 32.0644 | 69.8 | 31.8152 | 59 | 24.2461 | 48.92 | 16.9136 | 5842 | #N/A | #N/A
| 84.02 | 36.902 | 73.94 | 27.4699 | 80.06 | 34.1948 | 67.46 | 27.211 | 73.94 | 27.4709 | 77 | 32.4656 | 73.94 | 32.1598 | 82.94 | 36.6492 | 51.98 | 18.1911 | 73.04 | 27.6065 | 78.8 | 36.1494 | 73.04 | 33.6433 | 77 | 35.63 | 66.02 | 26.3029 | 51.08 | 17.2168 | 5843 | #N/A | #N/A
| 84.92 | 37.1258 | 78.08 | 29.2191 | 86 | 35.6563 | 73.04 | 28.87 | 78.98 | 29.1005 | 78.98 | 33.4072 | 75.02 | 32.4253 | 87.08 | 36.4433 | 53.06 | 18.0195 | 77 | 28.9147 | 82.4 | 38.1574 | 73.04 | 33.6832 | 80.6 | 36.5191 | 71.96 | 28.178 | 53.06 | 17.5194 | 5844 | #N/A | #N/A
| 87.98 | 37.8807 | 80.96 | 29.5859 | 89.06 | 36.4123 | 77.36 | 29.857 | 82.94 | 29.6724 | 80.06 | 32.689 | 75.92 | 33.2126 | 89.06 | 36.9323 | 55.04 | 18.7295 | 80.96 | 29.8869 | 86 | 37.9266 | 77 | 34.0232 | 80.6 | 36.5191 | 75.92 | 29.973 | 57.02 | 18.2723 | 5845 | #N/A | #N/A
| 89.06 | 39.3552 | 84.02 | 29.941 | 89.06 | 36.4123 | 80.6 | 31.0345 | 87.08 | 30.6899 | 82.04 | 33.183 | 75.92 | 33.2126 | 91.94 | 37.1572 | 57.02 | 18.9796 | 84.02 | 30.6426 | 89.6 | 38.8152 | 77 | 34.0538 | 84.2 | 36.3543 | 82.94 | 30.4473 | 57.92 | 18.4906 | 5846 | #N/A | #N/A
| 87.08 | 37.6654 | 87.08 | 31.0906 | 89.96 | 36.6458 | 84.74 | 32.9305 | 87.98 | 30.591 | 82.94 | 33.408 | 77 | 35.7409 | 93.02 | 36.8603 | 59 | 19.8916 | 87.08 | 31.8189 | 89.6 | 36.7531 | 82.04 | 34.2232 | 87.8 | 38.2969 | 87.98 | 29.2484 | 60.08 | 18.6593 | 5847 | #N/A | #N/A
| 87.08 | 37.6722 | 87.98 | 30.5941 | 87.98 | 37.2557 | 88.16 | 30.407 | 91.04 | 30.9676 | 82.94 | 34.4066 | 77 | 36.4116 | 93.02 | 37.4352 | 60.08 | 19.7225 | 89.06 | 31.5408 | 91.4 | 37.1959 | 80.96 | 33.5101 | 89.6 | 38.7415 | 89.06 | 29.2435 | 60.98 | 19.2298 | 5848 | #N/A | #N/A
| 89.96 | 37.7668 | 89.06 | 30.4893 | 87.98 | 37.2557 | 89.6 | 30.5828 | 91.94 | 31.5714 | 84.02 | 36.3427 | 77 | 36.4207 | 91.94 | 37.6649 | 62.06 | 20.203 | 89.96 | 31.3716 | 89.6 | 35.8075 | 80.06 | 34.8142 | 89.6 | 38.7415 | 89.06 | 29.8658 | 62.96 | 19.545 | 5849 | #N/A | #N/A
| 89.96 | 37.1665 | 89.06 | 31.1958 | 84.92 | 35.9141 | 89.78 | 30.8798 | 89.06 | 29.8455 | 80.96 | 36.2325 | 75.92 | 36.1737 | 91.04 | 38.6846 | 62.96 | 20.4218 | 89.06 | 31.161 | 89.6 | 35.8075 | 80.06 | 34.8205 | 89.6 | 39.8591 | 89.96 | 30.4413 | 62.06 | 19.3263 | 5850 | #N/A | #N/A
| 87.98 | 37.2901 | 87.08 | 31.1173 | 84.02 | 35.6988 | 88.88 | 31.9278 | 89.06 | 31.9484 | 78.98 | 36.289 | 75.02 | 35.2938 | 89.96 | 38.4251 | 62.96 | 20.2345 | 89.06 | 30.4689 | 87.8 | 36.3102 | 78.98 | 34.5608 | 89.6 | 38.7415 | 89.06 | 30.9086 | 62.96 | 19.3522 | 5851 | #N/A | #N/A
| 84.02 | 36.3093 | 86 | 31.6293 | 84.02 | 35.6988 | 86.18 | 32.8376 | 87.98 | 31.6858 | 78.98 | 36.2979 | 75.02 | 35.2938 | 86 | 36.8185 | 60.08 | 19.5359 | 87.08 | 31.0851 | 84.2 | 36.424 | 78.08 | 34.9504 | 87.8 | 38.2969 | 86 | 32.0338 | 62.06 | 19.3228 | 5852 | #N/A | #N/A
| 80.96 | 34.4666 | 84.02 | 30.7129 | 89.96 | 33.7812 | 83.12 | 32.2483 | 84.92 | 30.5908 | 75.92 | 36.2135 | 71.96 | 35.2183 | 82.04 | 36.4661 | 57.02 | 19.658 | 84.02 | 30.6763 | 82.4 | 34.9818 | 75.92 | 34.4132 | 82.4 | 36.9634 | 82.94 | 31.742 | 59 | 18.7447 | 5853 | #N/A | #N/A
| 78.08 | 34.2445 | 80.96 | 30.3889 | 87.98 | 34.1991 | 80.96 | 31.879 | 82.94 | 30.8756 | 77 | 36.4659 | 71.96 | 35.2146 | 78.98 | 34.4835 | 51.98 | 18.9095 | 80.96 | 31.6395 | 77 | 33.6533 | 75.02 | 34.1898 | 77 | 33.5873 | 78.08 | 30.5498 | 55.04 | 17.9869 | 5854 | #N/A | #N/A
| 75.92 | 34.9341 | 78.98 | 30.7205 | 87.98 | 34.1991 | 78.8 | 31.5113 | 80.96 | 30.7544 | 78.08 | 37.3036 | 71.06 | 34.3125 | 75.02 | 33.5054 | 48.92 | 18.4363 | 80.06 | 31.4153 | 75.2 | 34.2063 | 73.94 | 34.5483 | 75.2 | 33.1443 | 77 | 30.7543 | 55.04 | 17.9822 | 5855 | #N/A | #N/A
| 75.02 | 35.2438 | 75.92 | 29.9729 | 84.92 | 35.9157 | 78.8 | 31.5063 | 78.98 | 30.7262 | 78.08 | 36.7292 | 71.6 | 34.3209 | 75.92 | 33.7253 | 46.04 | 17.4587 | 78.98 | 31.1534 | 73.4 | 33.7628 | 73.94 | 35.0816 | 73.4 | 32.7013 | 73.94 | 29.5349 | 53.96 | 17.717 | 5856 | #N/A | #N/A
| 73.94 | 34.9702 | 77 | 29.7809 | 82.94 | 34.9381 | 75.2 | 30.6246 | 78.08 | 30.5024 | 78.08 | 34.9031 | 71.6 | 35.4321 | 75.02 | 33.4976 | 44.06 | 16.4979 | 78.98 | 31.1509 | 73.4 | 32.7676 | 73.04 | 34.8628 | 71.6 | 32.2583 | 71.96 | 29.9174 | 53.06 | 17.4972 | 5857 | #N/A | #N/A
| 73.94 | 34.4355 | 75.02 | 29.2933 | 82.94 | 34.9381 | 75.2 | 30.617 | 75.02 | 29.7432 | 78.98 | 33.4714 | 71.96 | 35.2055 | 73.94 | 32.7442 | 41 | 15.5108 | 78.8 | 31.3904 | 75.2 | 33.2104 | 73.04 | 34.8698 | 71.6 | 32.2583 | 69.98 | 29.4337 | 51.98 | 17.035 | 5858 | #N/A | #N/A
| 73.94 | 34.4372 | 73.04 | 29.2565 | 82.04 | 33.6899 | 73.4 | 31.0193 | 73.04 | 29.7244 | 78.08 | 33.2501 | 73.04 | 34.8207 | 71.96 | 31.6913 | 39.92 | 14.8226 | 78.08 | 30.928 | 73.4 | 33.7628 | 73.04 | 34.8751 | 71.6 | 32.2583 | 69.08 | 29.2095 | 48.02 | 16.4519 | 5859 | #N/A | #N/A
| 71.96 | 33.332 | 71.96 | 29.4575 | 80.06 | 33.2077 | 73.4 | 30.175 | 73.04 | 30.1243 | 78.08 | 33.2589 | 71.06 | 33.8037 | 69.08 | 30.5355 | 37.94 | 14.1569 | 77 | 30.6574 | 73.4 | 33.7628 | 71.96 | 34.6191 | 71.6 | 32.2583 | 66.92 | 28.6818 | 46.94 | 16.1909 | 5860 | #N/A | #N/A
| 71.96 | 33.3304 | 71.06 | 29.6354 | 80.06 | 33.2077 | 69.26 | 30.1754 | 73.94 | 30.8411 | 78.98 | 32.485 | 71.96 | 32.7949 | 69.98 | 31.7791 | 37.04 | 13.7267 | 71.06 | 30.528 | 71.6 | 33.3192 | 71.96 | 34.626 | 71.6 | 31.3235 | 69.08 | 29.7138 | 46.94 | 16.1919 | 5861 | #N/A | #N/A
| 73.04 | 34.2201 | 69.08 | 29.1413 | 78.08 | 32.1965 | 68 | 29.6843 | 71.96 | 30.3478 | 77 | 32.5235 | 71.96 | 32.7902 | 69.98 | 32.2644 | 37.04 | 13.5543 | 69.08 | 30.0379 | 69.8 | 32.8757 | 71.96 | 34.0991 | 69.8 | 30.8812 | 66.92 | 28.678 | 46.04 | 16.1884 | 5862 | #N/A | #N/A
| 73.04 | 34.2218 | 66.92 | 29.104 | 75.92 | 32.1934 | 67.1 | 29.2866 | 69.08 | 29.6351 | 75.02 | 32.0372 | 71.96 | 32.2987 | 69.08 | 32.0429 | 35.06 | 12.876 | 66.92 | 29.0708 | 69.8 | 32.8757 | 71.96 | 34.0991 | 69.8 | 30.8812 | 68 | 28.9336 | 46.04 | 16.1884 | 5863 | #N/A | #N/A
| 73.04 | 34.7566 | 64.04 | 27.49 | 75.92 | 32.1934 | 65.66 | 29.618 | 66.02 | 28.873 | 75.92 | 32.2455 | 71.96 | 32.2987 | 71.06 | 33.1317 | 33.98 | 12.4552 | 66.92 | 29.059 | 68 | 31.439 | 71.06 | 33.8788 | 69.8 | 31.8152 | 66.92 | 29.1593 | 46.04 | 16.1863 | 5864 | #N/A | #N/A
| 73.94 | 34.4439 | 68 | 29.7691 | 75.02 | 31.9667 | 65.12 | 29.0323 | 66.92 | 29.0767 | 75.02 | 32.0076 | 71.96 | 32.2745 | 71.96 | 33.3502 | 35.06 | 12.873 | 66.92 | 29.4712 | 71.6 | 33.3192 | 71.06 | 33.872 | 69.8 | 31.8152 | 66.92 | 29.1462 | 46.94 | 16.4008 | 5865 | #N/A | #N/A
| 75.92 | 35.4643 | 73.04 | 31.5244 | 78.98 | 32.9423 | 70.16 | 30.9687 | 73.04 | 31.5258 | 75.92 | 33.2456 | 71.96 | 32.2594 | 75.92 | 34.9495 | 37.04 | 13.7789 | 75.92 | 32.1993 | 73.4 | 34.8165 | 71.96 | 34.6296 | 71.6 | 32.2583 | 71.96 | 30.8013 | 53.06 | 17.6621 | 5866 | #N/A | #N/A
| 77 | 36.3941 | 73.04 | 30.9828 | 78.98 | 32.9423 | 76.46 | 33.4451 | 73.94 | 30.7782 | 78.08 | 33.7649 | 73.04 | 33.006 | 80.06 | 36.5042 | 44.96 | 16.7025 | 77 | 32.4547 | 75.2 | 36.377 | 71.96 | 34.6331 | 73.4 | 33.692 | 75.92 | 32.2997 | 55.94 | 18.3562 | 5867 | #N/A | #N/A
| 80.96 | 37.3675 | 73.04 | 30.543 | 86 | 35.1185 | 78.8 | 33.9197 | 75.02 | 29.6657 | 78.98 | 34.4591 | 75.02 | 33.4812 | 84.92 | 38.3683 | 53.06 | 19.1408 | 75.92 | 31.6476 | 78.8 | 36.1494 | 71.96 | 34.0821 | 75.2 | 35.1855 | 78.98 | 32.5122 | 59 | 18.7195 | 5868 | #N/A | #N/A
| 82.94 | 38.43 | 73.94 | 29.3945 | 89.96 | 36.095 | 81.14 | 34.7838 | 75.92 | 29.8812 | 80.96 | 34.4583 | 75.92 | 33.6981 | 87.98 | 38.4632 | 57.92 | 19.8454 | 77 | 30.9825 | 80.6 | 37.7122 | 71.96 | 34.0821 | 78.8 | 36.0745 | 80.96 | 32.5634 | 60.08 | 18.9816 | 5869 | #N/A | #N/A
| 82.04 | 38.2112 | 73.94 | 28.9424 | 89.96 | 36.095 | 80.6 | 33.609 | 75.92 | 28.3024 | 80.06 | 34.7186 | 75.92 | 33.6981 | 89.96 | 39.6213 | 60.98 | 20.5887 | 77 | 30.98 | 82.4 | 38.1574 | 71.96 | 34.0871 | 82.4 | 38.0778 | 82.94 | 33.0527 | 62.96 | 19.6787 | 5870 | #N/A | #N/A
| 86 | 38.6242 | 73.94 | 28.5807 | 93.02 | 36.4027 | 83.48 | 34.049 | 75.92 | 28.6457 | 80.06 | 33.658 | 75.02 | 31.96 | 91.94 | 38.9084 | 64.94 | 22.0305 | 75.92 | 30.3162 | 84.2 | 38.6024 | 71.96 | 34.0421 | 84.2 | 39.7033 | 86 | 32.4251 | 64.94 | 20.3619 | 5871 | #N/A | #N/A
| 84.02 | 36.9325 | 75.02 | 28.8413 | 93.92 | 35.664 | 83.66 | 32.8843 | 78.08 | 28.1151 | 80.06 | 32.67 | 73.94 | 31.1618 | 89.06 | 39.9799 | 68 | 23.0532 | 77 | 30.5782 | 84.2 | 37.4822 | 71.06 | 33.8202 | 84.2 | 39.7033 | 84.02 | 31.4895 | 66.92 | 20.6392 | 5872 | #N/A | #N/A
| 82.94 | 37.2047 | 75.02 | 28.4228 | 93.92 | 35.664 | 82.4 | 33.1737 | 78.08 | 27.7483 | 78.98 | 33.3912 | 71.96 | 30.6731 | 87.08 | 38.2533 | 66.92 | 22.7954 | 77 | 30.5819 | 82.4 | 37.038 | 71.06 | 33.8202 | 87.8 | 40.5957 | 84.92 | 31.7139 | 66.92 | 20.8441 | 5873 | #N/A | #N/A
| 82.04 | 36.9878 | 73.04 | 27.6006 | 93.92 | 36.1062 | 84.2 | 32.7743 | 75.92 | 26.5792 | 77 | 30.1243 | 71.96 | 29.3525 | 86 | 37.4498 | 68 | 23.846 | 73.94 | 28.9189 | 80.6 | 37.7122 | 71.06 | 33.8202 | 82.4 | 38.0778 | 84.02 | 33.7632 | 66.02 | 21.2075 | 5874 | #N/A | #N/A
| 80.96 | 36.1826 | 69.98 | 26.1399 | 93.02 | 37.4506 | 84.2 | 33.6137 | 75.92 | 26.9256 | 75.02 | 29.1917 | 71.06 | 29.1286 | 84.92 | 36.5604 | 68 | 23.0606 | 73.04 | 27.9154 | 80.6 | 36.5936 | 71.6 | 33.3284 | 80.6 | 36.5191 | 84.92 | 32.1704 | 64.94 | 21.1811 | 5875 | #N/A | #N/A
| 78.98 | 35.6958 | 68 | 26.3657 | 93.02 | 37.4506 | 77 | 32.7308 | 73.94 | 27.8203 | 73.04 | 27.9195 | 71.06 | 29.1286 | 82.94 | 35.4662 | 64.94 | 25.0535 | 71.96 | 27.3088 | 78.8 | 35.0934 | 71.06 | 33.1954 | 78.8 | 36.0745 | 80.96 | 32.5727 | 62.96 | 21.4141 | 5876 | #N/A | #N/A
| 75.92 | 34.3194 | 66.02 | 25.8786 | 87.98 | 36.6929 | 75.2 | 31.3921 | 69.08 | 26.2346 | 69.98 | 26.4382 | 66.92 | 27.198 | 80.06 | 34.7556 | 60.08 | 23.8704 | 69.08 | 26.6029 | 77 | 34.6499 | 71.6 | 34.3819 | 75.2 | 34.1358 | 78.08 | 31.8575 | 60.98 | 21.6744 | 5877 | #N/A | #N/A
| 73.94 | 33.8282 | 64.04 | 25.7307 | 84.92 | 35.9345 | 73.94 | 30.8998 | 66.92 | 25.7031 | 66.92 | 25.6861 | 62.96 | 26.2231 | 75.92 | 33.7347 | 57.02 | 22.7535 | 64.94 | 25.5866 | 73.4 | 33.7628 | 69.8 | 32.8849 | 73.4 | 32.7013 | 75.92 | 31.3177 | 59 | 21.4943 | 5878 | #N/A | #N/A
| 73.94 | 34.4473 | 62.96 | 25.4588 | 84.92 | 35.9345 | 71.42 | 30.3515 | 66.02 | 25.8688 | 66.92 | 26.0738 | 62.06 | 25.9954 | 75.02 | 34.7343 | 57.02 | 21.7667 | 64.04 | 25.6982 | 73.4 | 33.7628 | 69.98 | 32.9293 | 71.6 | 32.2583 | 73.4 | 31.8997 | 59 | 21.4943 | 5879 | #N/A | #N/A
| 73.94 | 33.8266 | 62.06 | 25.6556 | 80.96 | 34.9547 | 71.6 | 31.3635 | 62.96 | 25.1194 | 64.94 | 25.9231 | 64.04 | 26.9199 | 73.94 | 34.4695 | 57.92 | 21.9837 | 62.96 | 25.8459 | 73.4 | 33.7628 | 68 | 31.8384 | 71.6 | 32.2583 | 69.98 | 30.8009 | 55.94 | 21.0065 | 5880 | #N/A | #N/A
| 73.04 | 34.2269 | 59 | 24.1497 | 80.06 | 33.6816 | 68 | 30.4739 | 62.06 | 24.8978 | 64.94 | 26.3437 | 64.04 | 26.9176 | 73.94 | 33.8463 | 57.92 | 21.7156 | 59 | 24.1241 | 71.6 | 33.3192 | 68 | 31.8384 | 69.8 | 31.8152 | 69.8 | 31.0157 | 55.94 | 20.7494 | 5881 | #N/A | #N/A
| 73.04 | 35.4279 | 57.92 | 23.8872 | 80.06 | 33.6816 | 66.92 | 29.1568 | 62.96 | 25.1174 | 66.92 | 27.1847 | 64.04 | 26.9176 | 73.94 | 34.4745 | 57.92 | 20.86 | 60.08 | 24.3887 | 73.4 | 33.7628 | 68 | 31.8384 | 69.8 | 31.8152 | 66.02 | 29.296 | 55.04 | 19.9992 | 5882 | #N/A | #N/A
| 73.04 | 34.7758 | 57.02 | 23.2763 | 78.08 | 31.7854 | 63.86 | 28.1525 | 60.08 | 24.4167 | 66.92 | 26.8264 | 62.06 | 25.9909 | 73.04 | 34.2626 | 57.92 | 21.1587 | 57.92 | 23.4712 | 71.6 | 33.3192 | 66.92 | 31.0859 | 69.8 | 31.8152 | 66.92 | 29.5153 | 55.04 | 20.004 | 5883 | #N/A | #N/A
| 73.04 | 35.4478 | 57.92 | 24.2263 | 75.92 | 31.2595 | 65.84 | 29.0652 | 62.96 | 25.8759 | 66.92 | 26.8285 | 62.06 | 25.6357 | 71.96 | 34.003 | 53.96 | 20.7671 | 57.02 | 23.2546 | 71.6 | 34.3722 | 62.96 | 26.7705 | 69.8 | 31.8152 | 66.92 | 29.0885 | 53.96 | 20.2846 | 5884 | #N/A | #N/A
| 73.04 | 34.2573 | 57.92 | 23.8912 | 75.92 | 31.2595 | 65.66 | 28.7647 | 64.04 | 25.7248 | 68 | 26.6754 | 62.06 | 25.2168 | 71.06 | 33.1658 | 53.06 | 20.2405 | 57.02 | 23.2546 | 71.6 | 33.3192 | 62.06 | 26.0979 | 69.8 | 31.8152 | 66.92 | 29.0899 | 53.06 | 20.329 | 5885 | #N/A | #N/A
| 73.04 | 34.7968 | 59 | 24.4941 | 73.94 | 31.7422 | 64.04 | 28.1161 | 62.96 | 26.2408 | 68 | 27.0956 | 62.06 | 24.8808 | 71.06 | 33.169 | 53.96 | 20.4657 | 57.02 | 23.2565 | 69.8 | 31.882 | 60.98 | 25.0494 | 69.8 | 31.8152 | 66.02 | 28.8693 | 51.98 | 20.3896 | 5886 | #N/A | #N/A
| 71.6 | 35.4364 | 60.08 | 25.5364 | 71.96 | 31.7135 | 62.6 | 27.3571 | 64.04 | 26.9521 | 68 | 26.3343 | 62.06 | 24.8798 | 71.06 | 33.7979 | 53.06 | 20.5657 | 55.04 | 22.0955 | 68 | 32.4321 | 60.98 | 24.7063 | 69.8 | 31.8152 | 64.94 | 28.606 | 51.08 | 19.8517 | 5887 | #N/A | #N/A
| 73.04 | 35.4659 | 60.98 | 25.7575 | 71.96 | 31.7135 | 62.96 | 27.0507 | 62.96 | 26.2419 | 64.04 | 25.367 | 62.06 | 24.8798 | 71.96 | 34.02 | 53.06 | 20.251 | 55.94 | 22.6774 | 69.8 | 32.8757 | 59 | 23.8182 | 69.8 | 31.8152 | 64.04 | 27.8883 | 51.08 | 19.6001 | 5888 | #N/A | #N/A
| 73.04 | 35.4659 | 60.98 | 26.1996 | 73.94 | 32.1988 | 60.26 | 26.0027 | 62.06 | 26.4666 | 62.96 | 25.1034 | 62.96 | 26.2088 | 71.96 | 34.02 | 51.98 | 19.4414 | 57.92 | 23.4693 | 69.8 | 32.8757 | 60.98 | 24.2942 | 69.8 | 31.8152 | 62.96 | 27.2204 | 51.08 | 20.2214 | 5889 | #N/A | #N/A
| 73.94 | 36.2651 | 62.96 | 27.1458 | 75.02 | 32.4658 | 65.84 | 27.5965 | 66.02 | 26.9865 | 69.08 | 26.9298 | 64.04 | 26.113 | 73.04 | 34.8268 | 50 | 19.2851 | 62.96 | 26.2043 | 69.8 | 32.8757 | 64.94 | 25.6514 | 71.6 | 32.2583 | 64.94 | 28.1037 | 51.08 | 19.9006 | 5890 | #N/A | #N/A
| 75.2 | 37.5048 | 68 | 27.9181 | 75.02 | 32.4658 | 68 | 28.7586 | 66.92 | 27.2077 | 71.96 | 27.635 | 66.02 | 27.4021 | 75.02 | 36.5703 | 50 | 19.5401 | 66.92 | 27.6245 | 73.4 | 35.9319 | 69.08 | 26.6576 | 71.6 | 33.2483 | 68 | 28.8554 | 51.08 | 20.4978 | 5891 | #N/A | #N/A
| 78.8 | 38.3968 | 71.06 | 27.8566 | 80.06 | 32.3027 | 69.62 | 29.2353 | 69.98 | 26.835 | 71.06 | 27.4122 | 68 | 28.7448 | 80.06 | 38.5473 | 51.08 | 20.1189 | 71.06 | 28.1902 | 75.2 | 37.5581 | 71.96 | 27.6966 | 75.2 | 35.1855 | 68 | 28.8449 | 51.08 | 20.4978 | 5892 | #N/A | #N/A
| 75.2 | 37.5048 | 69.98 | 26.4395 | 80.06 | 34.7928 | 70.16 | 29.2888 | 71.96 | 27.3211 | 73.04 | 27.5602 | 69.08 | 29.5056 | 82.94 | 39.2745 | 53.06 | 21.2035 | 73.04 | 27.5553 | 80.6 | 38.8959 | 73.04 | 28.3761 | 80.6 | 38.8111 | 71.6 | 29.7264 | 51.98 | 21.3883 | 5893 | #N/A | #N/A
| 75.2 | 37.5048 | 71.06 | 27.8629 | 80.06 | 34.7928 | 73.4 | 30.9187 | 75.92 | 25.6527 | 73.94 | 28.5405 | 69.08 | 29.5056 | 78.08 | 39.4487 | 53.06 | 21.2116 | 75.02 | 28.3824 | 77 | 39.2547 | 73.04 | 28.7314 | 80.6 | 38.8111 | 73.4 | 31.0083 | 53.06 | 21.9666 | 5894 | #N/A | #N/A
| 77 | 39.1978 | 73.04 | 28.3511 | 80.06 | 36.5895 | 78.8 | 33.147 | 75.92 | 26.5693 | 75.02 | 28.0464 | 69.98 | 30.1604 | 78.8 | 39.6618 | 53.96 | 21.7819 | 77 | 28.8731 | 77 | 39.2547 | 71.96 | 27.3391 | 80.6 | 38.8111 | 78.08 | 31.3413 | 53.96 | 22.5816 | 5895 | #N/A | #N/A
| 75.2 | 37.5048 | 71.06 | 28.2294 | 78.98 | 37.5815 | 78.8 | 32.2587 | 77 | 27.1782 | 73.94 | 27.7839 | 69.98 | 30.1591 | 78.8 | 39.6618 | 53.06 | 21.8658 | 77 | 28.872 | 77 | 39.2547 | 73.04 | 27.9375 | 82.4 | 39.2571 | 77 | 31.5797 | 53.96 | 22.5914 | 5896 | #N/A | #N/A
| 77 | 39.2314 | 71.06 | 28.6829 | 78.98 | 37.5815 | 71.6 | 32.3131 | 73.94 | 28.9392 | 75.02 | 27.3392 | 69.08 | 29.516 | 78.8 | 39.6618 | 53.96 | 22.0848 | 78.08 | 29.5651 | 75.2 | 38.8078 | 73.04 | 27.9375 | 77 | 37.9187 | 80.06 | 30.1399 | 55.04 | 23.1982 | 5897 | #N/A | #N/A
| 75.02 | 38.0023 | 71.96 | 28.8997 | 75.92 | 38.1799 | 78.44 | 34.2067 | 71.96 | 28.901 | 73.94 | 29.3593 | 68 | 29.2498 | 80.06 | 40.6924 | 55.04 | 22.7233 | 78.08 | 29.931 | 75.2 | 37.5581 | 71.96 | 28.096 | 75.2 | 37.4726 | 84.02 | 28.5975 | 55.94 | 23.8397 | 5898 | #N/A | #N/A
| 75.2 | 38.7509 | 69.98 | 28.4129 | 73.4 | 35.8528 | 79.52 | 31.7709 | 71.96 | 28.4496 | 73.04 | 29.6096 | 69.08 | 29.9489 | 78.8 | 39.6618 | 55.04 | 22.7233 | 73.94 | 29.363 | 75.2 | 37.5581 | 69.98 | 28.4202 | 71.6 | 34.2965 | 80.06 | 32.7688 | 57.02 | 24.1122 | 5899 | #N/A | #N/A
| 77 | 39.3232 | 69.08 | 28.1881 | 73.04 | 36.1607 | 78.44 | 31.4204 | 71.06 | 28.2251 | 71.96 | 29.7436 | 69.08 | 29.9489 | 78.98 | 40.4948 | 55.94 | 22.9425 | 71.96 | 28.8715 | 75.2 | 38.8078 | 68 | 28.3956 | 69.8 | 31.8152 | 78.98 | 31.1626 | 57.02 | 24.0636 | 5900 | #N/A | #N/A
| 77 | 39.1978 | 68 | 27.4714 | 71.6 | 35.4075 | 73.94 | 30.8096 | 69.08 | 27.3741 | 69.08 | 29.0293 | 66.92 | 28.9875 | 78.08 | 39.6496 | 55.94 | 22.9706 | 69.98 | 29.2411 | 77 | 39.2547 | 66.92 | 28.1288 | 71.6 | 34.2965 | 75.92 | 27.9579 | 55.94 | 23.3938 | 5901 | #N/A | #N/A
| 77 | 37.9508 | 64.94 | 27.1637 | 71.06 | 34.4799 | 70.88 | 29.3867 | 66.02 | 26.6213 | 66.02 | 27.8787 | 64.04 | 27.7807 | 77 | 38.6317 | 55.04 | 23.0752 | 68 | 29.2407 | 77 | 39.2547 | 64.04 | 26.9497 | 71.6 | 33.2483 | 73.04 | 29.2218 | 55.94 | 23.3938 | 5902 | #N/A | #N/A
| 73.04 | 36.3323 | 62.6 | 25.9223 | 71.06 | 34.4799 | 68.36 | 28.5975 | 62.06 | 25.2281 | 60.98 | 25.3686 | 62.96 | 27.1127 | 75.92 | 38.3908 | 55.04 | 23.0741 | 66.02 | 28.2548 | 75.2 | 37.5581 | 62.06 | 26.4586 | 71.6 | 33.2483 | 71.06 | 28.7259 | 53.96 | 22.2337 | 5903 | #N/A | #N/A
| 73.4 | 35.8815 | 62.6 | 26.6628 | 71.6 | 35.4075 | 65.3 | 27.5312 | 60.98 | 25.3826 | 57.92 | 23.475 | 60.98 | 26.6278 | 75.2 | 36.3419 | 55.04 | 23.047 | 64.4 | 27.8622 | 73.4 | 35.9319 | 60.98 | 25.7425 | 69.8 | 32.8045 | 69.08 | 27.7869 | 55.04 | 22.8468 | 5904 | #N/A | #N/A
| 73.4 | 37.0586 | 59 | 24.4775 | 71.96 | 35.4471 | 63.68 | 26.7462 | 60.8 | 25.4982 | 57.02 | 22.9371 | 60.98 | 26.1631 | 75.2 | 36.3419 | 55.94 | 23.2663 | 60.08 | 25.1305 | 71.6 | 35.4867 | 60.08 | 25.5181 | 69.8 | 32.8045 | 64.04 | 26.9978 | 55.04 | 22.8468 | 5905 | #N/A | #N/A
| 73.4 | 35.8815 | 57.02 | 23.6567 | 71.96 | 35.4471 | 58.64 | 24.9995 | 60.8 | 26.2391 | 55.94 | 22.3087 | 60.98 | 26.1631 | 75.2 | 36.3419 | 57.92 | 23.7796 | 59 | 25.0191 | 71.6 | 35.4867 | 59 | 24.8936 | 71.6 | 33.2483 | 62.06 | 26.0649 | 55.04 | 22.8792 | 5906 | #N/A | #N/A
| 71.6 | 35.4364 | 57.2 | 23.9064 | 73.4 | 35.8528 | 57.38 | 24.4777 | 62.6 | 27.4659 | 53.96 | 21.5313 | 59 | 25.0191 | 73.4 | 34.7836 | 59 | 23.7176 | 57.2 | 23.8843 | 71.6 | 34.3722 | 60.08 | 25.5137 | 71.6 | 33.2483 | 62.06 | 25.7029 | 55.04 | 22.8468 | 5907 | #N/A | #N/A
| 68 | 32.3877 | 59 | 25.0427 | 73.04 | 35.778 | 56.66 | 24.0203 | 62.96 | 27.1282 | 53.06 | 20.6449 | 57.92 | 24.6124 | 73.94 | 36.6723 | 59 | 23.7156 | 55.4 | 22.7906 | 71.6 | 34.3722 | 57.92 | 24.2104 | 69.8 | 32.8045 | 59 | 24.1949 | 55.04 | 22.466 | 5908 | #N/A | #N/A
| 66.2 | 30.9544 | 57.2 | 24.6028 | 73.04 | 35.778 | 54.86 | 22.9114 | 62.6 | 27.4659 | 51.8 | 20.7231 | 57.92 | 24.9678 | 73.4 | 35.8968 | 59 | 23.7127 | 53.6 | 21.7359 | 68 | 32.4321 | 57.92 | 24.2083 | 66.2 | 29.9966 | 60.08 | 25.2172 | 53.96 | 22.2317 | 5909 | #N/A | #N/A
| 69.8 | 32.8313 | 59 | 25.2448 | 73.4 | 35.8528 | 55.4 | 23.4402 | 62.6 | 27.4659 | 51.8 | 20.7231 | 57.02 | 24.3881 | 75.2 | 36.3419 | 59 | 24.0378 | 53.6 | 21.7359 | 68 | 31.439 | 57.92 | 24.2063 | 66.2 | 29.9966 | 57.02 | 23.3171 | 53.96 | 22.2309 | 5910 | #N/A | #N/A
| 69.8 | 32.8313 | 60.8 | 26.2224 | 73.4 | 35.8528 | 53.6 | 22.3437 | 62.6 | 27.4659 | 57.92 | 24.1936 | 55.94 | 23.3674 | 75.2 | 36.3419 | 60.08 | 24.2969 | 53.6 | 21.1561 | 71.6 | 33.3192 | 57.92 | 24.2073 | 68 | 31.3722 | 55.94 | 22.7343 | 53.96 | 21.8966 | 5911 | #N/A | #N/A
| 71.6 | 35.4364 | 60.8 | 26.2224 | 73.94 | 36.5858 | 51.8 | 21.2893 | 60.8 | 25.4982 | 60.98 | 25.7126 | 55.94 | 23.3674 | 75.2 | 36.3419 | 60.08 | 24.2909 | 60.08 | 25.4781 | 71.6 | 35.4867 | 57.02 | 23.6483 | 69.8 | 31.8152 | 55.94 | 22.7297 | 53.96 | 21.9123 | 5912 | #N/A | #N/A
| 73.4 | 35.8815 | 60.8 | 27.007 | 73.4 | 33.6933 | 53.6 | 22.3362 | 62.6 | 25.9379 | 62.06 | 25.9699 | 60.98 | 26.6028 | 73.94 | 34.7897 | 60.08 | 24.2859 | 60.98 | 26.1334 | 73.4 | 35.9319 | 57.02 | 23.7426 | 69.8 | 32.8045 | 55.4 | 22.869 | 53.96 | 22.2187 | 5913 | #N/A | #N/A
| 73.94 | 34.1374 | 62.6 | 27.448 | 73.04 | 32.2132 | 57.2 | 24.5576 | 62.6 | 26.6795 | 69.08 | 29.9021 | 64.94 | 28.4544 | 73.04 | 32.8074 | 60.98 | 24.5012 | 62.6 | 27.4213 | 73.4 | 34.8165 | 62.06 | 26.4298 | 69.8 | 33.852 | 59 | 24.9321 | 57.02 | 22.9618 | 5914 | #N/A | #N/A
| 75.02 | 34.3852 | 64.4 | 27.8889 | 73.04 | 32.2132 | 62.6 | 26.6069 | 62.6 | 25.9379 | 71.6 | 29.6337 | 66.92 | 27.1416 | 75.02 | 31.262 | 62.96 | 25.3843 | 62.6 | 27.4213 | 73.4 | 33.7628 | 66.92 | 28.0784 | 71.6 | 33.2483 | 60.8 | 24.8463 | 60.08 | 24.4088 | 5915 | #N/A | #N/A
| 75.92 | 31.4706 | 68 | 28.7709 | 75.92 | 30.9563 | 62.6 | 26.6045 | 64.4 | 26.3777 | 71.6 | 29.6337 | 69.98 | 27.5249 | 77 | 30.823 | 64.04 | 25.9945 | 66.2 | 28.3033 | 75.2 | 31.3826 | 68 | 28.344 | 71.6 | 32.2583 | 64.4 | 26.4273 | 64.04 | 25.3666 | 5916 | #N/A | #N/A
| 78.08 | 31.991 | 69.8 | 29.2118 | 78.08 | 29.7679 | 69.8 | 28.3686 | 69.98 | 27.5512 | 73.94 | 29.7686 | 71.06 | 27.0364 | 78.98 | 30.8291 | 66.92 | 27.1276 | 66.2 | 28.3033 | 75.2 | 31.3826 | 71.06 | 28.6288 | 73.4 | 31.7659 | 68 | 27.3067 | 64.94 | 25.5856 | 5917 | #N/A | #N/A
| 78.98 | 30.8171 | 71.6 | 28.8647 | 78.08 | 29.7679 | 72.68 | 29.0797 | 73.4 | 28.5768 | 75.92 | 28.5649 | 71.06 | 27.0364 | 80.06 | 29.8312 | 66.92 | 27.1214 | 71.6 | 28.84 | 77 | 30.9862 | 71.06 | 27.8256 | 75.2 | 32.2082 | 71.06 | 27.8792 | 66.92 | 26.0655 | 5918 | #N/A | #N/A
| 80.06 | 31.5499 | 71.96 | 28.4016 | 80.96 | 27.5918 | 73.4 | 29.2558 | 75.02 | 28.7929 | 77 | 29.6101 | 71.06 | 27.3722 | 80.96 | 28.5968 | 73.04 | 29.0074 | 75.02 | 29.5694 | 78.8 | 29.8902 | 69.98 | 27.5629 | 78.8 | 33.0929 | 73.94 | 28.5868 | 69.98 | 27.2222 | 5919 | #N/A | #N/A
| 78.98 | 30.3473 | 73.04 | 28.3069 | 82.04 | 26.7047 | 76.82 | 30.4867 | 78.08 | 29.5436 | 75.92 | 28.568 | 71.06 | 27.0374 | 80.96 | 28.5922 | 75.02 | 29.4979 | 78.08 | 29.8787 | 77 | 31.8242 | 71.06 | 28.183 | 78.8 | 32.208 | 75.92 | 28.6544 | 71.96 | 27.7107 | 5920 | #N/A | #N/A
| 78.08 | 28.5768 | 73.04 | 28.6734 | 82.04 | 26.7047 | 77 | 30.1443 | 78.98 | 28.2972 | 75.02 | 28.769 | 69.98 | 26.7778 | 80.96 | 27.5935 | 75.92 | 29.7268 | 80.06 | 31.6785 | 77 | 29.4504 | 69.08 | 28.1526 | 78.8 | 31.3731 | 78.08 | 29.1858 | 73.04 | 27.9789 | 5921 | #N/A | #N/A
| 78.08 | 28.2484 | 71.06 | 28.1894 | 80.06 | 26.7716 | 78.8 | 30.5891 | 78.08 | 28.0815 | 73.94 | 28.0876 | 69.08 | 26.5592 | 80.96 | 27.9299 | 75.02 | 29.5106 | 78.08 | 31.1959 | 75.2 | 29.0105 | 68 | 27.4451 | 78.8 | 31.3731 | 78.08 | 28.8477 | 75.02 | 28.0582 | 5922 | #N/A | #N/A
| 77 | 27.9812 | 71.06 | 29.1036 | 80.06 | 27.0863 | 77 | 30.1524 | 75.92 | 29.3874 | 73.04 | 26.8215 | 68 | 26.2937 | 80.06 | 28.0612 | 75.92 | 30.1989 | 78.08 | 30.8016 | 75.2 | 28.3085 | 68 | 27.0867 | 78.8 | 29.8429 | 77 | 28.5853 | 75.02 | 27.7303 | 5923 | #N/A | #N/A
| 75.02 | 29.3569 | 69.08 | 27.7121 | 80.06 | 27.0863 | 76.28 | 30.4505 | 73.04 | 28.3253 | 71.06 | 26.6556 | 68 | 26.2937 | 78.08 | 28.2513 | 75.02 | 29.5176 | 75.92 | 30.2728 | 75.2 | 28.3085 | 66.02 | 26.9634 | 75.2 | 28.963 | 75.92 | 30.3761 | 73.04 | 28.347 | 5924 | #N/A | #N/A
| 71.96 | 29.0532 | 66.92 | 26.8247 | 75.92 | 26.6763 | 73.22 | 29.8656 | 69.98 | 27.1605 | 68 | 26.3045 | 62.96 | 25.8214 | 75.02 | 27.4956 | 73.94 | 29.2574 | 71.96 | 28.8404 | 73.4 | 27.8692 | 66.02 | 26.9634 | 73.4 | 28.523 | 73.94 | 29.8964 | 69.98 | 27.2463 | 5925 | #N/A | #N/A
| 71.06 | 29.6958 | 66.02 | 25.8506 | 73.94 | 26.1833 | 71.24 | 29.537 | 68 | 26.675 | 64.04 | 25.3412 | 60.08 | 25.1177 | 71.96 | 27.0592 | 71.96 | 28.3964 | 68 | 27.0624 | 69.8 | 28.4343 | 64.94 | 26.3382 | 69.8 | 27.6431 | 69.98 | 28.9238 | 66.92 | 26.5011 | 5926 | #N/A | #N/A
| 71.06 | 27.9855 | 64.94 | 25.9216 | 73.94 | 26.1833 | 69.08 | 28.6049 | 66.02 | 25.8529 | 62.6 | 25.2085 | 60.08 | 25.4759 | 71.96 | 25.7009 | 71.96 | 27.6205 | 66.02 | 26.158 | 69.8 | 26.9905 | 62.96 | 25.8513 | 69.8 | 27.6431 | 69.98 | 28.0012 | 66.02 | 26.2808 | 5927 | #N/A | #N/A
| 69.08 | 26.0073 | 64.04 | 25.3646 | 71.06 | 25.4618 | 68.54 | 27.9344 | 64.94 | 25.925 | 60.08 | 24.3758 | 60.08 | 25.9189 | 71.06 | 25.4742 | 71.96 | 27.6236 | 64.04 | 26.0906 | 69.8 | 26.3304 | 62.96 | 25.8545 | 69.8 | 26.9457 | 69.98 | 27.6381 | 64.94 | 25.6128 | 5928 | #N/A | #N/A
| 69.08 | 25.6304 | 62.96 | 25.1011 | 69.08 | 23.5099 | 68 | 27.3551 | 64.94 | 25.925 | 60.08 | 24.3748 | 60.98 | 26.6004 | 69.98 | 24.6009 | 69.98 | 27.4902 | 64.04 | 26.0906 | 69.8 | 25.7087 | 62.06 | 25.6379 | 69.8 | 26.2885 | 68 | 26.3891 | 64.04 | 25.8081 | 5929 | #N/A | #N/A
| 68 | 24.3778 | 62.96 | 24.7123 | 69.08 | 23.5099 | 67.28 | 26.682 | 64.04 | 25.7084 | 60.98 | 25.3504 | 60.98 | 26.6004 | 68 | 24.3837 | 64.04 | 26.4649 | 62.96 | 25.4129 | 68 | 24.1349 | 59 | 24.1304 | 68 | 25.8496 | 68 | 26.3911 | 62.06 | 25.6781 | 5930 | #N/A | #N/A
| 66.02 | 24.2246 | 62.96 | 24.7123 | 66.92 | 22.738 | 66.56 | 26.5093 | 64.94 | 25.927 | 66.92 | 29.3828 | 62.06 | 27.2659 | 66.02 | 23.8973 | 66.2 | 27.0189 | 64.04 | 26.0949 | 66.2 | 24.2474 | 57.02 | 23.255 | 66.2 | 25.4107 | 66.92 | 26.1316 | 62.96 | 26.3333 | 5931 | #N/A | #N/A
| 62.96 | 23.8232 | 62.06 | 24.8874 | 64.94 | 22.4922 | 66.2 | 26.7784 | 64.94 | 25.9353 | 68 | 30.1828 | 64.04 | 28.6723 | 64.94 | 23.6297 | 64.04 | 27.2477 | 64.94 | 26.6784 | 64.4 | 23.8094 | 59 | 24.4709 | 64.4 | 24.3541 | 66.02 | 26.6764 | 62.06 | 26.4932 | 5932 | #N/A | #N/A
| 64.04 | 23.736 | 62.96 | 25.4505 | 64.94 | 22.4922 | 65.12 | 27.3353 | 64.94 | 25.9363 | 69.08 | 30.4549 | 64.94 | 29.4258 | 64.04 | 23.4076 | 62.96 | 27.0529 | 66.02 | 26.9447 | 64.4 | 23.8094 | 59 | 24.4751 | 64.4 | 24.3541 | 66.02 | 27.0436 | 62.06 | 26.4992 | 5933 | #N/A | #N/A
| 62.96 | 23.4707 | 60.98 | 24.9722 | 60.98 | 22.3806 | 65.3 | 27.1583 | 62.96 | 25.4571 | 69.08 | 30.4605 | 64.94 | 29.4327 | 62.06 | 22.9227 | 62.96 | 27.5283 | 64.94 | 27.5963 | 62.6 | 22.8221 | 64.04 | 25.7032 | 62.6 | 24.5327 | 66.02 | 27.0504 | 62.06 | 26.5027 | 5934 | #N/A | #N/A
| 60.98 | 22.9821 | 62.06 | 25.6535 | 60.08 | 22.1563 | 64.4 | 27.0898 | 64.04 | 25.7187 | 69.98 | 30.6815 | 66.02 | 29.6966 | 60.98 | 22.3854 | 62.96 | 27.9384 | 64.04 | 27.7733 | 60.8 | 22.9334 | 64.04 | 25.361 | 62.6 | 23.9156 | 66.2 | 27.613 | 62.06 | 26.9704 | 5935 | #N/A | #N/A
| 60.08 | 22.7572 | 62.96 | 26.2338 | 60.08 | 22.1563 | 64.58 | 28.0864 | 64.94 | 26.7204 | 69.98 | 31.1344 | 66.02 | 29.6966 | 59 | 21.9009 | 62.06 | 27.3082 | 64.94 | 28.4904 | 59 | 21.947 | 64.04 | 26.113 | 62.6 | 22.7877 | 66.02 | 27.9705 | 62.96 | 27.6737 | 5936 | #N/A | #N/A
| 60.08 | 22.753 | 64.04 | 27.4054 | 59 | 21.5718 | 64.4 | 27.8759 | 62.6 | 27.4659 | 69.98 | 31.6911 | 66.02 | 29.6911 | 59 | 22.1648 | 62.06 | 27.3032 | 66.02 | 28.7501 | 57.2 | 21.5093 | 64.94 | 27.1342 | 60.8 | 22.35 | 66.02 | 27.968 | 62.96 | 28.0318 | 5937 | #N/A | #N/A
| 64.04 | 24.0566 | 64.94 | 28.0279 | 62.06 | 22.314 | 66.02 | 28.6062 | 64.4 | 27.9067 | 71.06 | 31.9582 | 66.92 | 30.3654 | 62.06 | 23.5826 | 62.96 | 27.5271 | 66.02 | 29.1781 | 60.8 | 22.9334 | 66.92 | 27.6139 | 62.6 | 23.3345 | 64.4 | 27.9634 | 64.04 | 28.2958 | 5938 | #N/A | #N/A
| 66.92 | 24.7553 | 64.4 | 28.722 | 62.06 | 22.314 | 66.2 | 28.3241 | 64.94 | 28.0346 | 71.06 | 32.4501 | 68 | 30.4591 | 66.02 | 24.1989 | 66.02 | 29.1917 | 68 | 30.6508 | 64.4 | 23.8094 | 69.8 | 27.6972 | 64.4 | 23.7726 | 64.4 | 27.9634 | 69.08 | 30.5359 | 5939 | #N/A | #N/A
| 69.08 | 25.276 | 66.2 | 29.1636 | 66.92 | 23.4884 | 68 | 28.7723 | 66.2 | 29.1827 | 73.94 | 32.6787 | 69.8 | 30.9013 | 69.08 | 24.6045 | 68 | 29.6086 | 69.8 | 30.9013 | 66.2 | 24.2474 | 69.98 | 26.905 | 66.2 | 24.7926 | 66.02 | 28.8784 | 73.04 | 32.0592 | 5940 | #N/A | #N/A
| 69.98 | 24.2333 | 66.2 | 29.1636 | 69.08 | 24.0111 | 68 | 29.6053 | 66.2 | 29.1827 | 75.92 | 32.6073 | 73.04 | 32.4469 | 71.06 | 25.0852 | 73.4 | 32.0957 | 69.8 | 30.9013 | 68 | 24.1349 | 69.98 | 26.0818 | 69.8 | 25.6696 | 66.2 | 28.4041 | 75.92 | 32.7675 | 5941 | #N/A | #N/A
| 71.96 | 25.026 | 66.2 | 30.0472 | 69.08 | 24.0111 | 69.8 | 30.9415 | 68 | 30.2449 | 75.92 | 33.1747 | 73.04 | 32.4469 | 71.96 | 24.4701 | 75.02 | 32.8623 | 69.8 | 31.8367 | 69.8 | 24.0543 | 71.06 | 26.6591 | 71.6 | 26.1081 | 68 | 29.3728 | 78.08 | 33.2967 | 5942 | #N/A | #N/A
| 71.96 | 25.026 | 66.2 | 30.0472 | 71.06 | 23.7135 | 71.6 | 31.3864 | 68 | 30.5096 | 77 | 33.9342 | 71.96 | 32.1918 | 73.94 | 24.6592 | 78.08 | 33.6192 | 71.6 | 32.2797 | 69.8 | 25.1234 | 71.06 | 27.0469 | 71.6 | 26.7275 | 71.06 | 30.563 | 78.98 | 33.994 | 5943 | #N/A | #N/A
| 71.96 | 25.6292 | 66.92 | 29.9962 | 73.04 | 24.4292 | 73.04 | 32.6042 | 68 | 30.5096 | 77 | 33.6174 | 73.94 | 33.1779 | 73.04 | 25.5676 | 78.08 | 33.6283 | 73.4 | 34.7653 | 71.6 | 25.5614 | 71.06 | 27.0469 | 73.4 | 27.1665 | 71.96 | 30.7946 | 80.06 | 33.7935 | 5944 | #N/A | #N/A
| 73.04 | 24.1971 | 66.2 | 30.0472 | 73.04 | 24.4292 | 75.2 | 34.4522 | 69.08 | 31.0006 | 75.2 | 33.1745 | 73.04 | 32.9672 | 73.94 | 25.7866 | 77 | 33.3647 | 73.94 | 34.966 | 71.6 | 25.5614 | 71.06 | 27.0518 | 73.4 | 26.5466 | 71.96 | 31.339 | 80.06 | 33.8008 | 5945 | #N/A | #N/A
| 71.96 | 23.933 | 68 | 30.7422 | 75.02 | 24.672 | 73.4 | 32.8106 | 69.98 | 31.2334 | 75.2 | 33.1745 | 73.04 | 33.5734 | 73.94 | 25.7841 | 75.92 | 35.4516 | 75.2 | 36.3226 | 71.6 | 24.4915 | 69.98 | 26.7883 | 73.4 | 26.5466 | 73.04 | 31.6139 | 80.06 | 33.2515 | 5946 | #N/A | #N/A
| 71.06 | 24.8017 | 69.8 | 31.8689 | 75.02 | 24.67 | 73.4 | 33.8186 | 71.06 | 32.0731 | 75.02 | 34.7111 | 71.96 | 33.9379 | 73.94 | 25.7817 | 77 | 35.0799 | 75.2 | 36.3226 | 71.6 | 24.4915 | 69.98 | 27.1256 | 73.4 | 26.5466 | 73.4 | 31.8997 | 78.98 | 34.023 | 5947 | #N/A | #N/A
| 69.98 | 24.8032 | 69.8 | 31.8689 | 75.02 | 24.67 | 75.2 | 34.2619 | 71.06 | 32.5627 | 75.2 | 35.2199 | 71.96 | 33.9379 | 71.96 | 25.2953 | 75.92 | 34.1916 | 75.2 | 36.3226 | 69.8 | 24.5725 | 68 | 26.6453 | 73.4 | 27.1665 | 73.4 | 31.8997 | 75.02 | 32.5677 | 5948 | #N/A | #N/A
| 66.92 | 24.7301 | 69.8 | 31.8689 | 71.06 | 23.6983 | 73.4 | 33.8283 | 69.8 | 31.8905 | 75.2 | 35.2199 | 71.06 | 33.1047 | 69.08 | 24.5877 | 77 | 32.7933 | 75.02 | 35.9294 | 68 | 24.6854 | 66.02 | 25.8252 | 69.8 | 26.2885 | 71.6 | 31.4577 | 73.04 | 32.0768 | 5949 | #N/A | #N/A
| 64.94 | 24.9049 | 69.8 | 31.8689 | 69.98 | 23.6636 | 71.6 | 33.3899 | 69.98 | 32.3124 | 75.2 | 36.3334 | 71.06 | 33.7243 | 64.94 | 23.9052 | 75.02 | 32.7746 | 73.4 | 35.8773 | 66.2 | 24.2474 | 64.94 | 25.5637 | 64.4 | 24.9717 | 69.8 | 31.9589 | 71.06 | 31.586 | 5950 | #N/A | #N/A
| 64.94 | 25.6069 | 69.98 | 32.9135 | 69.98 | 23.6636 | 69.8 | 34.0088 | 69.98 | 32.314 | 75.2 | 36.3334 | 71.06 | 34.2618 | 59 | 23.0921 | 68 | 30.6422 | 75.2 | 36.3226 | 62.6 | 23.9551 | 64.94 | 25.8963 | 64.4 | 25.6274 | 69.8 | 31.9589 | 69.98 | 31.3069 | 5951 | #N/A | #N/A
| 62.96 | 24.7255 | 71.06 | 34.3458 | 68 | 23.7125 | 71.6 | 34.4511 | 69.8 | 31.8905 | 75.2 | 36.3334 | 71.06 | 34.2671 | 57.92 | 22.5288 | 68 | 30.5867 | 75.02 | 35.9367 | 60.8 | 24.1362 | 64.94 | 25.5627 | 64.4 | 25.6274 | 69.8 | 31.9589 | 69.08 | 31.0761 | 5952 | #N/A | #N/A
| 64.04 | 25.7141 | 71.96 | 34.582 | 66.92 | 23.1938 | 73.4 | 36.027 | 71.6 | 34.3819 | 75.2 | 36.3334 | 71.06 | 34.9341 | 55.94 | 22.0398 | 64.04 | 27.2939 | 73.94 | 35.686 | 59 | 23.6973 | 64.94 | 25.1717 | 62.6 | 25.1879 | 69.8 | 31.9589 | 68 | 30.816 | 5953 | #N/A | #N/A
| 62.96 | 25.4431 | 71.96 | 34.5944 | 66.92 | 23.1938 | 73.4 | 36.882 | 73.94 | 35.092 | 75.2 | 36.3334 | 71.06 | 34.9341 | 53.96 | 21.5526 | 62.06 | 26.8029 | 75.2 | 36.3226 | 59 | 23.6973 | 64.94 | 25.1793 | 62.6 | 24.5327 | 71.06 | 33.315 | 68 | 30.7686 | 5954 | #N/A | #N/A
| 59 | 24.1364 | 71.96 | 35.275 | 62.06 | 22.8293 | 73.4 | 37.2497 | 73.94 | 35.7736 | 75.92 | 36.7484 | 71.96 | 35.182 | 53.96 | 21.5491 | 62.06 | 26.7934 | 75.92 | 36.7751 | 55.4 | 21.6195 | 64.94 | 25.1746 | 62.6 | 24.5327 | 69.8 | 32.9578 | 68 | 30.8059 | 5955 | #N/A | #N/A
| 55.94 | 22.9953 | 71.96 | 35.2932 | 60.98 | 22.5643 | 73.4 | 37.2696 | 73.94 | 35.7955 | 75.92 | 37.4734 | 71.06 | 34.9668 | 53.06 | 20.9864 | 60.98 | 26.0768 | 77 | 37.0631 | 55.4 | 22.2015 | 64.94 | 24.8619 | 62.6 | 24.5327 | 71.6 | 34.4596 | 66.92 | 30.5041 | 5956 | #N/A | #N/A
| 53.96 | 22.1943 | 73.4 | 35.9163 | 60.98 | 22.5643 | 73.4 | 37.2897 | 75.2 | 36.3874 | 75.92 | 37.4871 | 71.96 | 35.2001 | 51.98 | 20.7195 | 60.08 | 25.8444 | 77 | 37.0764 | 51.8 | 20.7435 | 64.94 | 25.1898 | 60.8 | 24.0937 | 73.4 | 36.0249 | 66.02 | 30.3135 | 5957 | #N/A | #N/A
| 53.06 | 21.3117 | 73.4 | 35.9163 | 62.06 | 22.2463 | 75.2 | 37.7616 | 75.2 | 36.3874 | 75.2 | 36.3334 | 71.6 | 35.4321 | 50 | 19.3318 | 60.98 | 26.0665 | 77 | 36.7678 | 51.8 | 20.7435 | 64.04 | 24.9685 | 59 | 22.4583 | 75.2 | 36.4698 | 66.02 | 30.2838 | 5958 | #N/A | #N/A
| 51.08 | 20.4845 | 73.4 | 35.9163 | 60.98 | 22.287 | 75.2 | 37.7697 | 75.2 | 36.3874 | 75.2 | 37.5117 | 71.6 | 35.4321 | 50 | 19.3282 | 60.08 | 25.8479 | 77 | 36.7678 | 50 | 20.3055 | 64.04 | 24.6574 | 53.6 | 20.5992 | 73.4 | 36.0249 | 66.02 | 29.7358 | 5959 | #N/A | #N/A
| 50 | 19.89 | 73.4 | 35.9163 | 60.98 | 22.287 | 75.2 | 37.7657 | 75.2 | 36.3874 | 75.2 | 36.3334 | 71.96 | 35.2201 | 48.92 | 18.814 | 60.08 | 25.8456 | 75.2 | 37.5002 | 48.2 | 19.3214 | 64.94 | 24.8748 | 51.8 | 20.1615 | 73.4 | 36.0249 | 66.02 | 30.2838 | 5960 | #N/A | #N/A
| 51.98 | 20.6929 | 73.4 | 35.9163 | 57.92 | 21.7988 | 75.2 | 37.7636 | 75.2 | 36.3874 | 75.92 | 36.8031 | 71.6 | 35.4321 | 48.2 | 18.7933 | 60.8 | 25.7012 | 77 | 37.9462 | 50 | 19.759 | 64.94 | 25.1936 | 51.8 | 19.6493 | 73.4 | 36.0249 | 66.02 | 30.2838 | 5961 | #N/A | #N/A
| 62.06 | 25.1824 | 73.4 | 35.9163 | 64.04 | 23.0165 | 75.2 | 37.7677 | 75.92 | 36.9417 | 75.92 | 36.8124 | 71.6 | 35.4321 | 59 | 23.7183 | 59 | 25.1889 | 77 | 37.9462 | 55.4 | 22.2015 | 64.94 | 26.3339 | 57.2 | 22.6 | 73.4 | 33.8445 | 66.02 | 30.2838 | 5962 | #N/A | #N/A
| 69.08 | 23.9404 | 75.2 | 37.5416 | 64.04 | 23.0165 | 73.4 | 36.1152 | 75.2 | 36.3874 | 75.92 | 36.8143 | 73.4 | 35.8773 | 68 | 25.9102 | 57.92 | 24.9226 | 77 | 37.9462 | 62.6 | 25.2331 | 64.94 | 26.4379 | 66.2 | 25.4107 | 73.04 | 34.4861 | 66.92 | 30.5041 | 5963 | #N/A | #N/A
| 71.06 | 24.1667 | 77 | 37.9875 | 69.98 | 23.6087 | 73.4 | 36.1097 | 77 | 36.8324 | 77 | 36.7786 | 73.94 | 36.3002 | 71.06 | 24.7323 | 57.92 | 24.9254 | 80.96 | 39.4301 | 68 | 24.6854 | 66.02 | 27.4111 | 66.2 | 25.4107 | 75.02 | 33.721 | 66.92 | 30.9757 | 5964 | #N/A | #N/A
| 71.96 | 24.6357 | 77 | 37.9875 | 71.96 | 23.3712 | 73.4 | 33.9074 | 75.02 | 34.902 | 78.8 | 38.4037 | 73.4 | 35.8773 | 71.96 | 24.3926 | 59 | 25.1889 | 80.6 | 38.8384 | 69.8 | 24.5725 | 68 | 28.0005 | 68 | 25.8496 | 73.04 | 31.6996 | 68 | 31.8246 | 5965 | #N/A | #N/A
| 71.96 | 24.6386 | 75.92 | 35.6588 | 71.96 | 23.3712 | 74.12 | 33.4751 | 78.98 | 36.4248 | 75.92 | 36.8162 | 73.04 | 35.5073 | 73.94 | 23.8663 | 60.08 | 25.4524 | 78.8 | 38.3922 | 71.6 | 24.4915 | 69.08 | 27.7356 | 71.6 | 26.1081 | 73.94 | 31.9176 | 68 | 31.8246 | 5966 | #N/A | #N/A
| 71.96 | 24.9501 | 77 | 35.9202 | 73.94 | 23.6053 | 77.9 | 34.7081 | 78.98 | 34.6338 | 77 | 37.0912 | 73.04 | 35.5146 | 75.02 | 24.3485 | 60.98 | 24.8956 | 75.92 | 36.2651 | 73.4 | 23.9821 | 69.08 | 27.7412 | 71.6 | 25.5249 | 78.98 | 33.1592 | 62.06 | 26.452 | 5967 | #N/A | #N/A
| 73.94 | 24.586 | 78.8 | 36.1349 | 75.92 | 24.341 | 77 | 33.7932 | 80.06 | 34.4059 | 78.08 | 38.0752 | 73.94 | 35.7462 | 75.92 | 25.0722 | 60.98 | 26.0446 | 78.98 | 37.6024 | 73.4 | 24.9288 | 68 | 27.4895 | 73.4 | 25.4138 | 78.8 | 33.2256 | 62.06 | 25.6414 | 5968 | #N/A | #N/A
| 75.02 | 24.3465 | 82.4 | 37.0234 | 75.92 | 24.341 | 82.4 | 35.0283 | 78.98 | 33.0979 | 77 | 37.8137 | 75.2 | 36.3226 | 75.02 | 25.7094 | 60.98 | 26.0436 | 80.96 | 36.842 | 73.4 | 24.4408 | 64.94 | 27.2012 | 73.4 | 24.4113 | 82.04 | 33.3752 | 60.98 | 24.6258 | 5969 | #N/A | #N/A
| 73.94 | 23.6173 | 78.98 | 34.1252 | 77 | 25.3318 | 82.94 | 35.1611 | 78.98 | 33.5551 | 77 | 37.1064 | 73.4 | 35.8773 | 75.02 | 25.3998 | 60.08 | 26.2749 | 80.6 | 36.5431 | 73.4 | 23.9821 | 64.94 | 26.4027 | 73.4 | 24.8971 | 84.02 | 33.4278 | 60.98 | 24.6203 | 5970 | #N/A | #N/A
| 73.04 | 24.1404 | 75.92 | 33.8648 | 75.92 | 25.073 | 81.14 | 35.1156 | 78.98 | 33.5579 | 75.92 | 37.548 | 73.94 | 35.7535 | 73.4 | 24.4279 | 60.08 | 25.8221 | 82.94 | 36.164 | 73.4 | 23.9821 | 64.94 | 26.4379 | 73.4 | 25.963 | 84.02 | 33.4318 | 59 | 24.8965 | 5971 | #N/A | #N/A
| 71.06 | 23.3891 | 75.92 | 34.4644 | 75.92 | 25.073 | 81.32 | 34.4685 | 80.06 | 33.8175 | 75.2 | 37.5117 | 73.94 | 35.7535 | 71.06 | 24.7498 | 59 | 25.5584 | 82.04 | 35.9321 | 71.6 | 24.0039 | 62.06 | 26.5474 | 71.6 | 26.1081 | 80.06 | 33.891 | 59 | 25.3313 | 5972 | #N/A | #N/A
| 68 | 24.259 | 71.96 | 32.3781 | 71.06 | 25.3318 | 77.18 | 33.9261 | 78.08 | 33.3205 | 75.2 | 37.5117 | 71.6 | 35.4321 | 68 | 24.9409 | 59 | 25.5579 | 75.92 | 33.8017 | 68 | 24.1349 | 62.06 | 27.0136 | 69.8 | 26.2885 | 78.98 | 33.6139 | 59 | 24.8965 | 5973 | #N/A | #N/A
| 66.02 | 24.7388 | 69.08 | 30.6323 | 69.08 | 25.4826 | 69.98 | 32.5419 | 71.96 | 31.344 | 75.02 | 36.5974 | 71.6 | 35.4321 | 64.04 | 24.6342 | 59 | 25.1889 | 71.96 | 32.3277 | 64.4 | 24.3935 | 62.06 | 27.4148 | 66.2 | 25.4107 | 75.02 | 34.9432 | 59 | 25.3313 | 5974 | #N/A | #N/A
| 64.94 | 25.1532 | 66.92 | 29.5625 | 69.08 | 25.4826 | 72.14 | 32.663 | 71.06 | 30.5826 | 75.2 | 36.3334 | 71.6 | 35.4321 | 62.06 | 24.8539 | 57.92 | 24.9237 | 69.08 | 30.5882 | 62.6 | 24.575 | 62.06 | 27.4148 | 66.2 | 25.4107 | 73.94 | 34.0294 | 59 | 25.3313 | 5975 | #N/A | #N/A
| 66.02 | 25.4193 | 68 | 29.6052 | 68 | 24.9246 | 69.98 | 31.6479 | 71.6 | 30.5071 | 75.2 | 36.3334 | 71.6 | 35.4321 | 60.98 | 24.9283 | 57.92 | 24.9254 | 66.92 | 29.5255 | 60.8 | 24.1362 | 62.96 | 28.1327 | 64.4 | 25.6274 | 71.06 | 32.7099 | 59 | 25.3313 | 5976 | #N/A | #N/A
| 64.94 | 25.8804 | 68 | 30.4894 | 66.92 | 24.9529 | 66.56 | 30.9072 | 69.8 | 30.0656 | 75.2 | 36.3334 | 68 | 32.3838 | 60.98 | 24.9252 | 57.92 | 24.9254 | 64.94 | 28.6101 | 60.8 | 24.7939 | 62.96 | 28.1327 | 64.4 | 25.6274 | 69.08 | 31.1654 | 57.92 | 24.65 | 5977 | #N/A | #N/A
| 66.02 | 26.5652 | 66.92 | 30.5452 | 66.92 | 24.9529 | 65.12 | 29.9873 | 69.98 | 30.8451 | 71.6 | 32.2886 | 66.92 | 30.5245 | 59 | 24.4459 | 57.92 | 24.4964 | 62.6 | 27.4213 | 60.8 | 25.4919 | 62.96 | 28.1327 | 64.4 | 26.3233 | 66.92 | 30.1701 | 57.92 | 24.6333 | 5978 | #N/A | #N/A
| 66.92 | 27.1442 | 66.92 | 30.0962 | 64.94 | 25.1513 | 65.3 | 30.0301 | 69.08 | 30.0928 | 69.98 | 31.2809 | 66.2 | 30.0169 | 62.06 | 25.6099 | 57.02 | 24.2769 | 66.02 | 29.3032 | 60.8 | 25.4919 | 64.04 | 28.8256 | 64.4 | 26.3233 | 66.92 | 30.1686 | 57.92 | 24.6333 | 5979 | #N/A | #N/A
| 66.92 | 28.0517 | 66.92 | 30.0862 | 66.02 | 25.4204 | 64.94 | 29.8499 | 69.08 | 30.0873 | 69.98 | 30.8176 | 66.2 | 30.0169 | 60.98 | 25.347 | 57.02 | 24.7058 | 66.02 | 29.2991 | 62.6 | 25.9317 | 64.94 | 30.0334 | 64.4 | 27.0616 | 66.92 | 29.6335 | 57.92 | 24.6333 | 5980 | #N/A | #N/A
| 66.92 | 28.0565 | 66.02 | 29.8666 | 66.02 | 25.4204 | 64.4 | 29.7086 | 68 | 29.8209 | 69.98 | 31.2765 | 66.02 | 29.3073 | 62.96 | 26.6416 | 57.02 | 24.32 | 66.92 | 30.0492 | 62.6 | 26.6728 | 66.92 | 31.0859 | 64.4 | 27.8445 | 66.02 | 29.4045 | 57.2 | 24.2464 | 5981 | #N/A | #N/A
| 66.92 | 28.0601 | 66.02 | 29.8666 | 66.92 | 26.3701 | 66.2 | 31.0937 | 66.92 | 29.5573 | 66.92 | 29.5376 | 64.04 | 28.8241 | 64.04 | 27.3709 | 57.2 | 24.112 | 66.92 | 30.0506 | 62.6 | 26.6728 | 66.02 | 30.8645 | 66.2 | 28.2856 | 66.02 | 29.4087 | 57.92 | 24.6333 | 5982 | #N/A | #N/A
| 66.92 | 26.7926 | 64.94 | 29.0658 | 66.02 | 26.9265 | 64.4 | 29.71 | 68 | 29.8196 | 66.02 | 28.381 | 62.96 | 27.6249 | 62.06 | 25.9753 | 57.92 | 24.1504 | 64.4 | 28.6935 | 64.4 | 27.1132 | 66.02 | 30.8645 | 64.4 | 27.8445 | 64.4 | 28.8015 | 57.92 | 24.701 | 5983 | #N/A | #N/A
| 68 | 27.0564 | 64.94 | 29.0603 | 66.02 | 26.9265 | 64.4 | 29.7071 | 68 | 29.8182 | 62.06 | 26.5365 | 62.96 | 27.6249 | 62.06 | 25.9764 | 57.02 | 24.2769 | 62.6 | 27.4213 | 64.4 | 26.3716 | 66.92 | 31.0859 | 66.2 | 28.2856 | 64.04 | 27.979 | 57.92 | 24.2827 | 5984 | #N/A | #N/A
| 68 | 28.7168 | 64.94 | 29.0507 | 66.92 | 27.5929 | 64.4 | 28.8097 | 68 | 30.3361 | 64.04 | 27.4785 | 64.04 | 28.3645 | 66.92 | 29.3839 | 57.02 | 24.2769 | 60.8 | 25.4589 | 64.4 | 27.1132 | 68 | 31.3515 | 66.2 | 28.2856 | 62.6 | 28.3603 | 57.92 | 24.2827 | 5985 | #N/A | #N/A
| 69.98 | 30.1195 | 68 | 30.326 | 69.08 | 28.9817 | 64.4 | 29.6871 | 69.98 | 30.8139 | 71.06 | 31.5055 | 68 | 30.2919 | 69.98 | 30.6631 | 57.02 | 23.931 | 62.6 | 27.4213 | 66.2 | 29.175 | 66.92 | 31.0859 | 66.2 | 28.2856 | 64.4 | 28.8015 | 57.92 | 24.6333 | 5986 | #N/A | #N/A
| 71.96 | 31.1365 | 71.06 | 31.0804 | 69.08 | 28.9817 | 69.44 | 31.1074 | 71.6 | 30.5071 | 73.94 | 31.7606 | 69.08 | 30.0298 | 73.94 | 32.0929 | 55.94 | 23.2663 | 71.06 | 30.509 | 69.8 | 30.9437 | 71.06 | 33.1954 | 69.8 | 29.9996 | 68 | 29.6843 | 59 | 24.9315 | 5987 | #N/A | #N/A
| 73.94 | 31.6214 | 73.04 | 31.0344 | 73.04 | 29.5624 | 69.8 | 31.0102 | 71.6 | 30.5071 | 75.02 | 32.0245 | 71.06 | 30.5104 | 75.92 | 32.5809 | 60.08 | 24.2746 | 73.04 | 30.9935 | 73.4 | 31.828 | 71.96 | 33.4171 | 71.6 | 31.3235 | 69.8 | 30.1255 | 60.08 | 25.1595 | 5988 | #N/A | #N/A
| 75.02 | 32.3493 | 75.92 | 31.7423 | 75.02 | 30.4471 | 71.6 | 31.445 | 75.92 | 31.3135 | 75.92 | 31.7137 | 71.96 | 30.7352 | 77 | 32.8535 | 60.98 | 24.4938 | 75.92 | 31.2741 | 75.2 | 32.2701 | 71.06 | 32.5917 | 73.4 | 31.7659 | 69.98 | 30.3499 | 62.06 | 24.8832 | 5989 | #N/A | #N/A
| 77 | 33.4037 | 75.2 | 31.3714 | 75.02 | 30.4471 | 72.68 | 32.4742 | 75.92 | 31.3226 | 78.08 | 32.7761 | 71.96 | 30.7352 | 78.98 | 33.9104 | 60.08 | 23.5935 | 75.92 | 32.243 | 75.2 | 32.2701 | 71.06 | 33.1954 | 73.4 | 31.7659 | 71.06 | 31.1578 | 62.96 | 25.1022 | 5990 | #N/A | #N/A
| 77 | 33.4141 | 77 | 32.7003 | 82.04 | 32.6887 | 74.12 | 33.1221 | 78.8 | 32.2731 | 75.92 | 31.7137 | 71.96 | 30.3017 | 78.98 | 33.9254 | 62.06 | 24.7568 | 75.2 | 32.2282 | 75.2 | 33.2104 | 71.06 | 32.5917 | 73.4 | 32.7013 | 73.04 | 32.1073 | 66.02 | 25.1603 | 5991 | #N/A | #N/A
| 78.08 | 33.1288 | 77 | 32.7003 | 84.92 | 33.4093 | 76.28 | 34.1516 | 78.08 | 32.2928 | 75.92 | 32.2469 | 71.06 | 30.5117 | 80.06 | 34.2031 | 64.04 | 24.9407 | 78.08 | 33.2372 | 75.2 | 33.2104 | 71.96 | 32.8132 | 75.2 | 33.1443 | 73.4 | 31.8997 | 66.02 | 25.1594 | 5992 | #N/A | #N/A
| 75.92 | 33.6551 | 77 | 32.5591 | 84.92 | 33.4093 | 77 | 34.7414 | 80.06 | 32.7827 | 73.94 | 32.2193 | 69.08 | 30.0325 | 80.06 | 34.2137 | 66.02 | 26.158 | 78.8 | 33.1126 | 75.2 | 33.2104 | 77 | 34.0538 | 75.2 | 33.1443 | 78.98 | 33.1206 | 69.98 | 25.8166 | 5993 | #N/A | #N/A
| 75.92 | 33.1783 | 75.02 | 32.0757 | 84.02 | 33.2042 | 79.52 | 33.7928 | 80.96 | 33.0049 | 71.96 | 31.2785 | 69.08 | 30.0284 | 78.08 | 33.7311 | 66.02 | 25.4324 | 80.06 | 34.301 | 75.2 | 33.2104 | 73.4 | 34.8262 | 75.2 | 33.1443 | 78.98 | 34.1553 | 69.08 | 25.5988 | 5994 | #N/A | #N/A
| 75.02 | 31.9395 | 75.02 | 32.5391 | 82.94 | 33.3743 | 79.34 | 34.4279 | 80.06 | 33.3247 | 71.96 | 30.7432 | 68 | 29.7621 | 75.92 | 32.1818 | 57.92 | 22.745 | 80.6 | 34.4945 | 75.2 | 32.2701 | 71.96 | 33.4171 | 73.4 | 31.7659 | 78.98 | 34.1629 | 68 | 24.6287 | 5995 | #N/A | #N/A
| 73.94 | 30.725 | 71.96 | 31.3227 | 82.94 | 33.3743 | 78.98 | 34.5382 | 78.08 | 32.8327 | 71.96 | 30.7419 | 68 | 29.7621 | 75.02 | 31.9663 | 57.02 | 23.951 | 77 | 33.545 | 73.4 | 30.9412 | 71.06 | 32.5159 | 71.6 | 31.3235 | 78.08 | 33.9386 | 66.92 | 24.7107 | 5996 | #N/A | #N/A
| 71.96 | 30.2408 | 69.98 | 30.8364 | 78.98 | 31.4788 | 78.8 | 35.1995 | 77 | 33.0286 | 69.08 | 30.0364 | 66.02 | 29.2733 | 71.96 | 30.2606 | 57.02 | 24.2956 | 73.94 | 32.789 | 71.6 | 29.6633 | 69.98 | 32.2454 | 71.6 | 31.3235 | 77 | 33.673 | 62.96 | 24.0996 | 5997 | #N/A | #N/A
| 71.06 | 30.4487 | 69.98 | 30.8292 | 73.94 | 31.693 | 73.94 | 33.7828 | 75.02 | 32.5332 | 68 | 30.2988 | 66.02 | 28.8448 | 71.06 | 30.0424 | 55.4 | 22.3738 | 71.96 | 31.7298 | 68 | 28.7815 | 69.08 | 32.0193 | 69.8 | 29.9996 | 73.04 | 33.1781 | 57.02 | 22.6402 | 5998 | #N/A | #N/A
| 71.06 | 30.9822 | 69.98 | 31.2945 | 73.94 | 31.693 | 71.6 | 33.205 | 73.94 | 32.2722 | 66.92 | 29.5022 | 66.02 | 29.7971 | 69.98 | 30.211 | 53.96 | 21.7819 | 69.08 | 30.5684 | 68 | 29.6165 | 69.08 | 32.0193 | 69.8 | 29.9996 | 69.98 | 32.4157 | 55.04 | 22.8395 | 5999 | #N/A | #N/A
| 71.06 | 30.9892 | 69.98 | 31.2886 | 71.06 | 30.9939 | 70.88 | 33.1362 | 71.96 | 32.3445 | 68 | 30.2946 | 66.02 | 29.7929 | 69.98 | 30.2137 | 51.8 | 20.9054 | 68 | 30.306 | 68 | 30.5014 | 69.08 | 32.0178 | 68 | 29.5579 | 71.06 | 32.6892 | 53.96 | 21.8882 | 6000 | #N/A | #N/A
| 71.06 | 30.4689 | 68 | 30.3388 | 71.06 | 31.0051 | 70.52 | 33.0491 | 71.06 | 32.1246 | 69.08 | 31.0217 | 66.02 | 30.2565 | 69.98 | 30.223 | 50 | 20.4678 | 66.92 | 30.0336 | 68 | 30.5014 | 69.08 | 32.0193 | 68 | 29.5579 | 69.98 | 32.4299 | 53.06 | 21.3128 | 6001 | #N/A | #N/A
| 71.06 | 30.4757 | 66.92 | 30.0792 | 71.06 | 31.0051 | 69.08 | 32.688 | 69.98 | 31.8636 | 68 | 30.7548 | 66.02 | 30.2565 | 69.98 | 30.7607 | 50 | 20.1293 | 66.2 | 30.0169 | 68 | 30.5014 | 69.08 | 32.1043 | 68 | 29.5579 | 69.98 | 32.4267 | 53.06 | 21.3095 | 6002 | #N/A | #N/A
| 71.06 | 31.0145 | 68 | 30.8005 | 71.06 | 31.0206 | 68 | 32.5212 | 69.08 | 31.6392 | 66.2 | 30.0253 | 66.92 | 31.0404 | 71.06 | 31.0345 | 48.92 | 19.5943 | 69.98 | 31.804 | 68 | 29.6165 | 68 | 31.3515 | 68 | 29.5579 | 69.08 | 31.7088 | 53.06 | 20.9642 | 6003 | #N/A | #N/A
| 71.06 | 31.0228 | 66.92 | 30.5366 | 71.06 | 31.0304 | 68 | 32.5196 | 69.8 | 31.8905 | 64.4 | 27.8696 | 66.02 | 30.8235 | 71.96 | 31.2682 | 50 | 20.4678 | 69.08 | 31.0233 | 68 | 30.5014 | 68 | 31.3515 | 69.8 | 29.9996 | 68 | 30.8736 | 53.06 | 20.9642 | 6004 | #N/A | #N/A
| 71.06 | 31.4916 | 66.2 | 30.0472 | 71.06 | 31.0304 | 68 | 32.5212 | 68 | 30.8124 | 62.6 | 27.4286 | 64.94 | 29.994 | 71.96 | 31.738 | 50 | 20.4463 | 68 | 30.4591 | 68 | 30.5014 | 68 | 31.2903 | 69.8 | 29.9996 | 66.2 | 30.1319 | 53.06 | 20.9609 | 6005 | #N/A | #N/A
| 71.06 | 31.5033 | 66.02 | 30.3256 | 69.98 | 31.2485 | 69.8 | 32.9712 | 66.92 | 30.55 | 66.2 | 30.0253 | 64.4 | 29.5745 | 71.06 | 31.5255 | 50 | 20.4678 | 69.98 | 31.8161 | 69.8 | 30.9437 | 69.08 | 31.562 | 69.8 | 29.9996 | 66.2 | 30.1319 | 51.98 | 20.4219 | 6006 | #N/A | #N/A
| 71.06 | 31.5106 | 66.2 | 30.0472 | 69.98 | 31.2412 | 69.8 | 32.9695 | 66.92 | 30.0865 | 66.2 | 29.1431 | 68 | 31.3938 | 71.96 | 31.7569 | 48.92 | 19.867 | 69.98 | 32.2979 | 68 | 30.5014 | 68 | 31.3515 | 68 | 29.5579 | 66.2 | 30.1319 | 51.08 | 20.2019 | 6007 | #N/A | #N/A
| 69.98 | 31.2553 | 64.4 | 29.6049 | 69.98 | 31.2412 | 68.72 | 32.8 | 66.92 | 30.078 | 66.92 | 30.4878 | 66.92 | 31.5319 | 71.96 | 32.3254 | 48.02 | 19.3496 | 71.06 | 32.5561 | 68 | 30.5014 | 68 | 31.3515 | 69.8 | 29.9996 | 66.2 | 30.1319 | 50 | 19.6169 | 6008 | #N/A | #N/A
| 71.06 | 32.0961 | 66.02 | 30.3052 | 69.08 | 31.0477 | 68 | 32.5129 | 66.92 | 30.5281 | 68 | 31.4028 | 68 | 32.3814 | 71.96 | 32.3376 | 48.02 | 19.0292 | 68 | 31.3938 | 69.8 | 30.9437 | 68 | 31.2858 | 68 | 29.5579 | 66.2 | 30.1319 | 51.98 | 20.4124 | 6009 | #N/A | #N/A
| 73.04 | 32.5939 | 69.08 | 32.1017 | 69.8 | 31.8164 | 68 | 32.4983 | 69.08 | 31.0486 | 71.6 | 32.2886 | 71.06 | 34.288 | 73.04 | 33.101 | 48.02 | 19.3394 | 71.6 | 33.2712 | 69.8 | 30.9437 | 69.98 | 32.9293 | 69.8 | 30.8812 | 66.2 | 30.1319 | 53.96 | 21.1638 | 6010 | #N/A | #N/A
| 73.94 | 33.3083 | 73.04 | 33.6726 | 69.08 | 31.5942 | 69.8 | 32.94 | 71.96 | 32.3217 | 73.4 | 35.888 | 71.96 | 33.9734 | 75.92 | 34.4324 | 50 | 20.1293 | 73.4 | 33.7148 | 71.6 | 32.3247 | 71.06 | 33.1954 | 71.6 | 32.2583 | 68 | 31.5164 | 55.94 | 21.6388 | 6011 | #N/A | #N/A
| 73.94 | 33.3224 | 73.94 | 33.891 | 71.06 | 33.2185 | 71.6 | 33.3752 | 75.92 | 33.2881 | 77 | 37.0006 | 75.02 | 35.259 | 75.02 | 33.6251 | 51.98 | 21.3004 | 75.2 | 34.1585 | 75.2 | 33.2104 | 73.94 | 34.5305 | 69.8 | 30.8812 | 69.08 | 31.6752 | 57.92 | 22.1154 | 6012 | #N/A | #N/A
| 73.94 | 33.3335 | 78.08 | 34.308 | 75.92 | 35.0592 | 73.4 | 33.8186 | 78.98 | 34.0468 | 77 | 36.4258 | 75.02 | 35.2607 | 75.2 | 34.1755 | 59 | 22.6555 | 80.06 | 35.982 | 71.6 | 33.3192 | 77 | 35.2852 | 69.8 | 31.8152 | 73.4 | 32.8442 | 62.06 | 22.525 | 6013 | #N/A | #N/A
| 75.92 | 34.4421 | 80.96 | 33.5075 | 75.92 | 35.0592 | 77 | 34.715 | 82.94 | 33.9977 | 77 | 36.7786 | 75.02 | 35.2607 | 73.4 | 33.7319 | 60.98 | 23.1368 | 80.96 | 36.2109 | 73.4 | 33.7628 | 80.06 | 35.4129 | 71.6 | 32.2583 | 80.96 | 35.1016 | 64.04 | 22.7493 | 6014 | #N/A | #N/A
| 75.02 | 34.8617 | 82.04 | 34.2322 | 82.04 | 35.3614 | 82.4 | 35.044 | 84.92 | 31.6839 | 80.6 | 36.553 | 75.92 | 36.1518 | 78.08 | 34.4087 | 60.98 | 23.442 | 84.92 | 37.1879 | 73.4 | 33.7628 | 80.06 | 34.8071 | 73.4 | 33.692 | 82.04 | 33.3063 | 64.94 | 22.9668 | 6015 | #N/A | #N/A
| 73.94 | 34.6124 | 80.96 | 34.5341 | 82.94 | 34.5371 | 84.2 | 35.4974 | 86 | 32.4045 | 82.4 | 38.1142 | 75.2 | 36.3226 | 80.06 | 35.5207 | 62.96 | 23.9253 | 86 | 36.2256 | 75.2 | 34.2063 | 78.08 | 35.4998 | 73.4 | 33.692 | 84.02 | 31.9835 | 66.02 | 23.4894 | 6016 | #N/A | #N/A
| 75.92 | 35.1166 | 82.94 | 34.0037 | 82.94 | 34.5371 | 87.8 | 36.3905 | 84.92 | 32.6194 | 82.04 | 36.477 | 75.92 | 36.15 | 80.96 | 35.4479 | 60.08 | 23.9005 | 87.08 | 37.7363 | 77 | 34.6499 | 78.08 | 35.5049 | 75.2 | 34.1358 | 82.94 | 33.5395 | 66.02 | 23.4894 | 6017 | #N/A | #N/A
| 77 | 34.763 | 82.04 | 31.9109 | 82.04 | 31.047 | 86 | 36.96 | 87.08 | 32.6783 | 82.04 | 36.4804 | 75.92 | 36.7243 | 82.04 | 35.4241 | 62.06 | 23.3549 | 84.02 | 36.9828 | 77 | 34.6499 | 77 | 35.2852 | 75.2 | 34.1358 | 84.02 | 34.8149 | 66.02 | 23.2301 | 6018 | #N/A | #N/A
| 75.92 | 34.5001 | 78.98 | 35.1593 | 78.98 | 28.7544 | 86 | 36.9617 | 86 | 32.8863 | 80.06 | 37.195 | 73.94 | 35.6642 | 82.04 | 34.9319 | 62.06 | 23.0152 | 82.94 | 37.9293 | 75.2 | 34.2063 | 77 | 35.2505 | 75.2 | 33.1443 | 84.92 | 35.6112 | 64.94 | 23.5451 | 6019 | #N/A | #N/A
| 75.02 | 34.2782 | 77 | 34.6632 | 78.98 | 28.7544 | 82.4 | 37.1404 | 82.94 | 35.0392 | 78.08 | 36.7054 | 73.94 | 35.6642 | 75.92 | 32.3806 | 60.08 | 22.8653 | 82.94 | 37.9257 | 75.2 | 34.2063 | 77 | 35.2852 | 73.4 | 32.7013 | 82.94 | 36.8599 | 62.96 | 23.6791 | 6020 | #N/A | #N/A
| 71.6 | 31.3469 | 75.02 | 34.808 | 73.94 | 25.8306 | 80.6 | 36.7016 | 78.98 | 34.5562 | 75.02 | 35.9491 | 71.6 | 34.3209 | 71.06 | 30.1966 | 59 | 22.2653 | 82.4 | 38.1034 | 73.4 | 32.7676 | 73.04 | 34.2772 | 68 | 30.4388 | 78.98 | 35.8853 | 60.98 | 22.8543 | 6021 | #N/A | #N/A
| 71.6 | 30.4632 | 73.4 | 34.8019 | 73.04 | 25.9446 | 78.8 | 37.3806 | 77 | 34.668 | 75.2 | 36.3334 | 71.06 | 34.281 | 68 | 27.6116 | 55.94 | 21.5163 | 77 | 36.7678 | 69.8 | 30.9437 | 71.06 | 33.162 | 69.8 | 29.1677 | 77 | 35.392 | 57.02 | 21.8855 | 6022 | #N/A | #N/A
| 69.08 | 29.1939 | 71.06 | 32.0972 | 73.04 | 25.9446 | 77 | 36.917 | 75.02 | 34.1719 | 75.02 | 35.2708 | 69.98 | 34.0125 | 66.02 | 26.7584 | 55.04 | 21.6293 | 75.92 | 36.1682 | 68 | 27.2511 | 69.08 | 32.0753 | 66.2 | 28.2856 | 75.02 | 34.8935 | 57.92 | 22.1007 | 6023 | #N/A | #N/A
| 69.08 | 26.012 | 73.04 | 34.3077 | 69.08 | 24.6441 | 75.2 | 36.4719 | 73.94 | 33.3061 | 73.4 | 34.7754 | 69.98 | 34.0125 | 62.96 | 26.8236 | 53.06 | 21.4951 | 73.94 | 35.0202 | 68 | 25.2703 | 69.08 | 32.1043 | 66.2 | 26.7633 | 73.94 | 34.6273 | 55.04 | 21.4016 | 6024 | #N/A | #N/A
| 66.92 | 25.1113 | 71.96 | 34.0479 | 68 | 24.1133 | 73.4 | 36.0383 | 75.92 | 35.0334 | 75.2 | 36.3334 | 69.98 | 33.4797 | 60.98 | 24.3584 | 53.06 | 21.1423 | 73.4 | 34.7653 | 66.2 | 25.4527 | 69.08 | 32.1043 | 64.4 | 25.6274 | 73.04 | 34.4156 | 53.06 | 20.6431 | 6025 | #N/A | #N/A
| 64.04 | 24.4105 | 71.96 | 34.0565 | 68 | 24.1133 | 72.32 | 34.7714 | 75.02 | 34.8215 | 75.2 | 36.3334 | 69.98 | 33.4797 | 60.98 | 24.0413 | 51.98 | 20.8764 | 73.4 | 34.7653 | 62.6 | 24.575 | 69.08 | 32.6791 | 62.6 | 25.1879 | 71.96 | 34.163 | 53.06 | 20.3245 | 6026 | #N/A | #N/A
| 64.04 | 24.7832 | 71.6 | 34.3575 | 64.04 | 23.4197 | 70.7 | 33.838 | 73.04 | 34.3331 | 75.2 | 35.2199 | 69.8 | 33.8764 | 62.96 | 23.8534 | 51.08 | 20.6544 | 73.4 | 34.7653 | 60.8 | 24.1362 | 69.08 | 32.7075 | 64.4 | 25.6274 | 71.06 | 33.3166 | 53.06 | 20.6423 | 6027 | #N/A | #N/A
| 62.06 | 23.6339 | 71.06 | 33.8345 | 64.04 | 23.7565 | 70.52 | 33.9924 | 73.4 | 34.8262 | 73.4 | 35.888 | 69.8 | 33.8764 | 62.06 | 23.6369 | 51.08 | 20.7303 | 71.6 | 34.3209 | 62.6 | 23.9551 | 68 | 31.8187 | 62.6 | 24.5327 | 69.98 | 33.0375 | 53.06 | 20.6431 | 6028 | #N/A | #N/A
| 60.98 | 23.3735 | 71.6 | 34.3575 | 64.04 | 23.7565 | 71.6 | 34.4739 | 73.4 | 34.8262 | 73.4 | 35.888 | 69.98 | 33.4864 | 62.06 | 23.8665 | 48.92 | 19.5224 | 73.04 | 34.2668 | 59 | 22.4955 | 68 | 31.8384 | 62.6 | 23.9156 | 71.6 | 33.4012 | 51.98 | 20.061 | 6029 | #N/A | #N/A
| 60.98 | 23.6786 | 71.6 | 33.3054 | 62.06 | 23.2796 | 71.6 | 34.4791 | 71.6 | 33.3284 | 73.4 | 34.7754 | 69.8 | 32.8274 | 60.98 | 23.6825 | 50 | 20.1293 | 73.4 | 34.7653 | 59 | 23.0783 | 68 | 31.8384 | 62.6 | 23.9156 | 71.06 | 33.3183 | 51.08 | 19.8419 | 6030 | #N/A | #N/A
| 60.08 | 23.4576 | 69.98 | 32.9511 | 62.06 | 23.6289 | 72.5 | 34.9365 | 71.6 | 32.3333 | 73.4 | 34.7754 | 69.08 | 33.2645 | 60.98 | 23.6844 | 53.06 | 21.1281 | 73.4 | 34.7653 | 59 | 23.0783 | 68 | 31.8384 | 60.8 | 23.477 | 71.06 | 33.3216 | 51.08 | 19.8382 | 6031 | #N/A | #N/A
| 59 | 23.1898 | 69.8 | 32.8618 | 62.06 | 23.6289 | 71.6 | 34.495 | 73.04 | 33.7151 | 73.4 | 35.888 | 69.08 | 33.2645 | 60.08 | 23.4624 | 53.06 | 20.7879 | 73.94 | 34.506 | 59 | 23.0783 | 68 | 31.8384 | 60.8 | 23.477 | 71.6 | 33.4012 | 50 | 19.3157 | 6032 | #N/A | #N/A
| 60.08 | 23.8235 | 71.96 | 33.4375 | 62.06 | 23.9229 | 71.6 | 34.495 | 73.04 | 33.1081 | 73.94 | 35.0321 | 69.98 | 33.4966 | 60.98 | 23.678 | 51.98 | 20.8557 | 73.94 | 35.0448 | 59 | 23.0783 | 68 | 31.8384 | 60.8 | 23.477 | 71.6 | 33.4012 | 51.08 | 19.8285 | 6033 | #N/A | #N/A
| 62.96 | 24.5276 | 73.4 | 34.8019 | 64.04 | 24.4045 | 73.4 | 34.4093 | 73.4 | 33.7718 | 75.02 | 35.9671 | 71.06 | 34.2985 | 64.04 | 24.7968 | 51.98 | 20.2462 | 75.2 | 35.2098 | 59 | 23.6973 | 69.08 | 32.7075 | 60.8 | 24.0937 | 73.04 | 33.8142 | 53.96 | 20.5233 | 6034 | #N/A | #N/A
| 64.94 | 25.3299 | 75.2 | 35.2463 | 64.04 | 24.4045 | 75.2 | 34.3376 | 75.92 | 34.4347 | 77 | 36.4586 | 73.04 | 34.7961 | 64.94 | 25.337 | 53.06 | 20.1932 | 75.2 | 35.2098 | 62.6 | 24.575 | 66.92 | 31.5725 | 62.6 | 25.1879 | 73.4 | 33.8445 | 57.02 | 21.2647 | 6035 | #N/A | #N/A
| 66.92 | 25.8168 | 77 | 34.701 | 66.92 | 25.4791 | 75.2 | 34.3392 | 78.08 | 34.3709 | 78.98 | 36.9572 | 73.94 | 35.0219 | 68 | 26.0834 | 55.04 | 20.9831 | 80.6 | 35.4895 | 64.4 | 25.0139 | 66.92 | 31.5725 | 64.4 | 25.6274 | 75.02 | 33.7097 | 59 | 22.0603 | 6036 | #N/A | #N/A
| 68 | 26.0823 | 80.06 | 35.4618 | 69.98 | 25.8555 | 77 | 34.7876 | 80.6 | 34.5473 | 78.98 | 36.9682 | 75.02 | 35.2973 | 69.98 | 26.5713 | 55.04 | 20.9823 | 82.4 | 36.9874 | 68 | 25.8915 | 69.08 | 32.7075 | 66.2 | 26.0669 | 78.8 | 33.2256 | 62.06 | 22.8013 | 6037 | #N/A | #N/A
| 69.98 | 26.9649 | 82.04 | 35.359 | 69.98 | 25.8555 | 80.6 | 34.794 | 82.94 | 34.5298 | 80.6 | 37.6689 | 75.02 | 35.2973 | 69.98 | 26.5723 | 57.2 | 21.6591 | 82.94 | 36.1458 | 69.8 | 26.9905 | 69.98 | 32.9293 | 68 | 26.5062 | 80.06 | 33.4561 | 64.04 | 23.2826 | 6038 | #N/A | #N/A
| 69.98 | 26.9659 | 82.94 | 35.0995 | 71.06 | 26.4962 | 80.42 | 35.0719 | 84.92 | 35.0267 | 80.6 | 37.6689 | 75.92 | 36.2102 | 71.96 | 27.4586 | 60.98 | 23.0348 | 82.94 | 35.0586 | 68 | 25.8915 | 73.04 | 33.6832 | 69.8 | 27.6431 | 78.98 | 34.7435 | 62.96 | 23.0189 | 6039 | #N/A | #N/A
| 71.06 | 27.2325 | 82.04 | 34.3164 | 71.06 | 26.1251 | 77 | 35.9211 | 82.94 | 33.5471 | 80.6 | 37.6689 | 77 | 37.0593 | 71.96 | 27.4586 | 60.08 | 22.4789 | 82.04 | 35.3389 | 71.6 | 27.4298 | 71.96 | 33.4171 | 69.8 | 27.6431 | 75.2 | 35.3478 | 64.94 | 22.926 | 6040 | #N/A | #N/A
| 68 | 27.2543 | 82.94 | 35.1226 | 71.06 | 26.1251 | 78.8 | 36.3833 | 82.94 | 34.1021 | 80.6 | 37.6689 | 77 | 36.5028 | 71.96 | 26.7381 | 62.06 | 22.9654 | 82.04 | 37.1318 | 71.6 | 27.4298 | 73.94 | 33.3006 | 69.8 | 27.6431 | 75.2 | 36.4698 | 64.04 | 22.7092 | 6041 | #N/A | #N/A
| 69.98 | 27.3156 | 80.06 | 36.1682 | 69.98 | 25.8619 | 77 | 37.0868 | 82.94 | 36.2639 | 80.6 | 37.6689 | 75.92 | 36.2485 | 69.98 | 26.5792 | 64.94 | 24.0031 | 80.6 | 36.5431 | 71.6 | 27.4298 | 75.92 | 33.8328 | 69.8 | 26.9457 | 77 | 36.9145 | 64.04 | 23.2865 | 6042 | #N/A | #N/A
| 69.08 | 27.5237 | 78.08 | 35.69 | 68 | 25.3794 | 78.8 | 37.7878 | 80.6 | 35.5459 | 80.6 | 38.8497 | 75.2 | 36.3226 | 71.06 | 26.8417 | 62.06 | 23.6524 | 82.04 | 38.4191 | 68 | 25.8915 | 77 | 34.7155 | 69.8 | 27.6431 | 78.08 | 37.0539 | 64.94 | 22.6314 | 6043 | #N/A | #N/A
| 68 | 26.4857 | 78.8 | 36.1349 | 68 | 25.3794 | 77 | 38.3108 | 80.6 | 35.5459 | 78.98 | 38.3456 | 75.02 | 36.0372 | 66.92 | 25.8259 | 62.06 | 23.6499 | 80.6 | 38.8384 | 68 | 25.8915 | 77 | 35.3423 | 68 | 27.2031 | 78.08 | 37.0634 | 64.04 | 22.7085 | 6044 | #N/A | #N/A
| 66.02 | 25.5992 | 78.8 | 36.1349 | 66.02 | 24.8887 | 77.9 | 37.4397 | 80.6 | 36.6033 | 78.8 | 38.4037 | 71.96 | 35.2989 | 66.02 | 24.9087 | 59 | 22.5552 | 78.8 | 38.3922 | 66.2 | 25.4527 | 73.94 | 34.5789 | 66.2 | 26.0669 | 78.08 | 37.024 | 60.98 | 22.5385 | 6045 | #N/A | #N/A
| 64.94 | 25.3299 | 75.92 | 36.3848 | 64.94 | 24.3216 | 77 | 35.9657 | 78.8 | 36.159 | 77 | 37.9577 | 71.6 | 35.4321 | 64.94 | 25.0124 | 53.96 | 21.3237 | 78.8 | 37.2129 | 64.4 | 25.0139 | 73.04 | 33.1206 | 66.2 | 26.0669 | 69.8 | 29.2856 | 59 | 21.7353 | 6046 | #N/A | #N/A
| 64.04 | 25.1064 | 75.2 | 36.3615 | 64.94 | 24.3216 | 62.6 | 27.6024 | 78.8 | 37.2774 | 77 | 37.9577 | 73.4 | 35.8773 | 64.04 | 24.7892 | 51.98 | 20.8366 | 78.8 | 38.3922 | 64.4 | 24.3935 | 71.96 | 32.8486 | 64.4 | 25.6274 | 62.96 | 27.7887 | 57.92 | 21.4703 | 6047 | #N/A | #N/A
| 62.96 | 24.5247 | 75.2 | 36.3615 | 64.04 | 24.1006 | 62.78 | 28.3116 | 71.6 | 32.3333 | 78.8 | 38.4037 | 73.4 | 35.8773 | 64.04 | 24.7902 | 51.08 | 20.2823 | 77 | 37.9462 | 62.6 | 24.575 | 71.06 | 32.6223 | 64.4 | 24.9717 | 62.96 | 27.3748 | 57.02 | 21.2513 | 6048 | #N/A | #N/A
| 62.96 | 24.5238 | 69.8 | 31.8689 | 62.96 | 23.4894 | 62.6 | 28.4399 | 66.02 | 28.9827 | 78.8 | 38.4037 | 73.04 | 36.1418 | 62.96 | 24.5278 | 50 | 20.016 | 71.06 | 32.6586 | 62.6 | 24.575 | 69.98 | 31.8728 | 64.4 | 24.9717 | 62.96 | 27.3723 | 55.94 | 20.9893 | 6049 | #N/A | #N/A
| 62.06 | 24.3043 | 66.02 | 28.473 | 62.96 | 23.4894 | 62.6 | 28.4332 | 64.94 | 28.2085 | 78.8 | 38.4037 | 73.04 | 36.1418 | 62.06 | 24.3093 | 50 | 19.9105 | 69.08 | 30.1143 | 60.8 | 24.1362 | 69.98 | 31.8803 | 62.6 | 24.5327 | 62.96 | 27.3649 | 55.04 | 20.7718 | 6050 | #N/A | #N/A
| 60.98 | 24.0411 | 64.94 | 27.7989 | 62.06 | 23.6175 | 62.6 | 28.4277 | 64.94 | 27.7966 | 78.8 | 38.4037 | 73.04 | 36.1476 | 60.98 | 24.0451 | 48.2 | 19.4733 | 66.92 | 28.6487 | 60.8 | 24.1362 | 69.98 | 32.3258 | 62.6 | 24.5327 | 62.96 | 26.4348 | 55.04 | 20.7718 | 6051 | #N/A | #N/A
| 60.08 | 23.8226 | 64.94 | 27.323 | 60.98 | 23.3553 | 62.6 | 26.7893 | 64.94 | 27.3233 | 71.96 | 33.4815 | 73.04 | 36.1552 | 60.08 | 23.4551 | 48.02 | 19.0595 | 66.02 | 28.4154 | 59 | 23.6973 | 69.98 | 32.989 | 62.6 | 24.5327 | 62.96 | 25.6392 | 53.96 | 20.5099 | 6052 | #N/A | #N/A
| 59 | 23.5602 | 64.04 | 27.0981 | 60.98 | 23.3553 | 60.8 | 25.5943 | 64.04 | 27.0983 | 68 | 29.8381 | 71.6 | 35.4321 | 60.08 | 23.8266 | 50 | 20.0176 | 64.94 | 28.1482 | 57.2 | 23.2584 | 69.8 | 33.9377 | 62.6 | 24.5327 | 60.98 | 25.9441 | 53.96 | 20.5083 | 6053 | #N/A | #N/A
| 59 | 23.5602 | 62.96 | 26.8362 | 60.98 | 23.3518 | 60.62 | 25.1939 | 64.04 | 27.1007 | 66.92 | 27.3205 | 71.6 | 34.3209 | 60.08 | 23.4542 | 51.08 | 20.2768 | 64.04 | 27.9301 | 57.2 | 23.2584 | 71.06 | 33.8202 | 62.6 | 24.5327 | 60.08 | 24.9299 | 53.96 | 20.5068 | 6054 | #N/A | #N/A
| 59 | 23.5564 | 62.96 | 26.8279 | 62.06 | 23.6131 | 59.36 | 24.6027 | 62.96 | 26.8341 | 66.02 | 27.5502 | 66.92 | 27.7659 | 60.08 | 23.4514 | 51.98 | 20.8252 | 64.04 | 27.9276 | 57.2 | 23.2584 | 71.06 | 34.4287 | 62.6 | 24.5327 | 60.08 | 24.1842 | 53.96 | 20.2491 | 6055 | #N/A | #N/A
| 59 | 23.8711 | 62.06 | 26.6029 | 62.06 | 23.6131 | 58.64 | 24.4186 | 62.96 | 26.3744 | 66.92 | 27.7598 | 66.92 | 27.7659 | 60.08 | 23.8171 | 51.98 | 20.9491 | 64.94 | 27.7357 | 57.2 | 23.2584 | 71.06 | 34.3574 | 62.6 | 24.5327 | 57.92 | 24.0496 | 53.96 | 20.2463 | 6056 | #N/A | #N/A
| 59 | 23.8643 | 62.06 | 26.5911 | 60.98 | 22.6599 | 57.56 | 24.5666 | 62.06 | 26.5903 | 66.02 | 27.9965 | 66.02 | 27.9892 | 60.08 | 23.8133 | 51.98 | 20.6104 | 64.04 | 27.5056 | 57.2 | 23.2584 | 71.06 | 34.3574 | 60.8 | 23.477 | 59 | 23.5865 | 53.96 | 20.2398 | 6057 | #N/A | #N/A
| 62.06 | 24.6077 | 62.06 | 26.1382 | 60.98 | 22.0739 | 58.82 | 25.1588 | 62.96 | 25.5684 | 68 | 28.0147 | 66.92 | 27.2946 | 62.06 | 24.2922 | 53.06 | 21.2116 | 64.04 | 27.0387 | 59 | 23.6973 | 73.04 | 35.5119 | 60.8 | 23.477 | 59 | 23.9033 | 55.94 | 20.7177 | 6058 | #N/A | #N/A
| 62.96 | 24.5067 | 62.96 | 26.3492 | 60.98 | 22.0739 | 60.98 | 24.5706 | 62.96 | 25.5631 | 69.98 | 28.4933 | 68 | 28.0018 | 62.96 | 24.5117 | 53.96 | 21.4304 | 64.94 | 27.2483 | 60.8 | 24.1362 | 73.04 | 35.5119 | 62.6 | 23.9156 | 62.06 | 23.9521 | 59 | 21.7129 | 6059 | #N/A | #N/A
| 64.4 | 24.3689 | 64.04 | 26.2455 | 64.94 | 23.0356 | 62.96 | 24.7857 | 64.04 | 25.4823 | 69.98 | 28.9564 | 69.08 | 29.1361 | 66.02 | 24.2366 | 55.94 | 21.9117 | 66.02 | 27.0575 | 64.4 | 23.8094 | 78.08 | 37.3827 | 62.6 | 23.9156 | 64.94 | 24.6507 | 62.06 | 22.4529 | 6060 | #N/A | #N/A
| 64.94 | 23.9676 | 64.94 | 26.0412 | 66.92 | 23.8296 | 64.94 | 25.3986 | 64.94 | 25.3016 | 68 | 28.8713 | 69.08 | 28.2591 | 66.92 | 24.1194 | 60.08 | 22.7822 | 66.02 | 26.2731 | 64.4 | 23.8094 | 80.96 | 38.0972 | 64.4 | 24.3541 | 69.98 | 26.2525 | 64.04 | 22.9347 | 6061 | #N/A | #N/A
| 64.94 | 23.9652 | 66.02 | 25.5638 | 66.92 | 23.8296 | 68.9 | 26.1721 | 64.94 | 25.3006 | 69.08 | 29.1373 | 69.08 | 28.2591 | 69.08 | 24.6424 | 64.04 | 24.3961 | 68 | 27.1769 | 64.4 | 23.2598 | 84.92 | 39.0824 | 64.4 | 24.3541 | 71.96 | 26.0625 | 66.92 | 23.9527 | 6062 | #N/A | #N/A
| 66.92 | 24.7929 | 66.92 | 26.1799 | 68 | 23.7777 | 71.42 | 26.7258 | 69.08 | 25.991 | 68 | 28.0053 | 66.92 | 28.6081 | 69.08 | 24.9772 | 64.94 | 24.3183 | 69.08 | 27.4441 | 64.4 | 23.8094 | 87.98 | 39.8298 | 66.2 | 24.7926 | 73.94 | 25.8598 | 66.92 | 23.6355 | 6063 | #N/A | #N/A
| 66.02 | 24.2255 | 69.08 | 25.6237 | 69.08 | 24.3525 | 71.6 | 26.835 | 69.08 | 25.6256 | 69.08 | 29.1449 | 66.02 | 27.9917 | 68 | 24.7143 | 64.94 | 23.3664 | 69.98 | 27.2475 | 64.4 | 24.3935 | 87.98 | 38.5864 | 66.2 | 24.7926 | 73.94 | 25.8647 | 66.92 | 23.3822 | 6064 | #N/A | #N/A
| 66.02 | 24.8711 | 71.06 | 26.1125 | 69.08 | 24.3525 | 75.38 | 27.9003 | 71.96 | 26.0305 | 69.08 | 28.7482 | 66.02 | 27.5244 | 69.08 | 24.9772 | 66.92 | 23.2823 | 71.06 | 27.5176 | 62.6 | 23.3714 | 91.04 | 39.349 | 64.4 | 24.3541 | 73.04 | 25.9888 | 68 | 23.6471 | 6065 | #N/A | #N/A
| 66.92 | 25.0904 | 73.94 | 26.517 | 69.08 | 24.0379 | 75.02 | 27.4899 | 73.04 | 26.5975 | 69.08 | 28.7482 | 64.04 | 27.5079 | 68 | 24.7126 | 66.02 | 23.3188 | 75.92 | 28.3663 | 64.4 | 24.3935 | 91.04 | 37.5599 | 66.2 | 24.7926 | 77 | 27.6077 | 68 | 23.6471 | 6066 | #N/A | #N/A
| 64.94 | 24.6035 | 73.94 | 27.1879 | 69.08 | 24.3478 | 74.84 | 27.7043 | 73.94 | 27.511 | 68 | 26.7744 | 64.04 | 28.4077 | 68 | 25.3565 | 64.94 | 22.2738 | 75.02 | 27.0555 | 64.4 | 23.8094 | 91.04 | 37.5551 | 64.4 | 24.9717 | 73.94 | 27.2375 | 64.94 | 23.4783 | 6067 | #N/A | #N/A
| 64.94 | 24.9696 | 69.98 | 26.5414 | 69.08 | 24.3478 | 70.7 | 26.6282 | 73.04 | 27.2905 | 68 | 26.43 | 64.04 | 28.4077 | 66.92 | 25.0888 | 64.04 | 21.7832 | 75.02 | 26.7546 | 64.4 | 25.0139 | 89.06 | 36.566 | 64.4 | 24.9717 | 73.04 | 27.0162 | 66.02 | 23.4232 | 6068 | #N/A | #N/A
| 64.04 | 24.7473 | 62.96 | 25.2227 | 66.92 | 23.8125 | 68.9 | 26.5798 | 69.08 | 26.3229 | 66.02 | 26.7148 | 60.08 | 24.8361 | 64.94 | 24.6011 | 57.02 | 22.0517 | 68 | 26.0309 | 64.4 | 25.0139 | 84.92 | 36.028 | 64.4 | 24.3541 | 69.98 | 27.3305 | 60.98 | 22.791 | 6069 | #N/A | #N/A
| 62.96 | 25.1882 | 60.98 | 24.7353 | 66.02 | 23.5867 | 63.32 | 26.7817 | 64.94 | 24.9866 | 62.06 | 24.9833 | 60.98 | 25.0549 | 64.04 | 24.3736 | 51.98 | 20.2202 | 62.96 | 25.5342 | 62.6 | 24.575 | 82.94 | 35.0346 | 62.6 | 23.9156 | 64.04 | 27.1207 | 57.02 | 21.2379 | 6070 | #N/A | #N/A
| 62.96 | 25.5251 | 57.92 | 23.9835 | 66.02 | 23.5867 | 62.06 | 25.5144 | 60.98 | 24.0168 | 57.02 | 22.6654 | 59 | 23.8356 | 64.04 | 24.0699 | 48.92 | 19.1606 | 57.92 | 23.5644 | 62.6 | 25.2331 | 80.96 | 33.9636 | 62.6 | 23.9156 | 64.94 | 25.7447 | 57.92 | 21.4532 | 6071 | #N/A | #N/A
| 60.98 | 25.4542 | 55.94 | 22.7861 | 64.94 | 23.3148 | 60.44 | 25.4743 | 57.92 | 23.2681 | 53.06 | 21.0584 | 57.92 | 23.5683 | 64.04 | 23.7204 | 48.02 | 18.69 | 57.02 | 23.342 | 62.6 | 23.9551 | 78.08 | 33.2443 | 60.8 | 23.477 | 64.94 | 25.3465 | 55.94 | 20.4196 | 6072 | #N/A | #N/A
| 60.8 | 24.7655 | 55.94 | 23.1035 | 64.94 | 23.3125 | 59.36 | 24.2379 | 57.92 | 23.5858 | 51.98 | 20.1936 | 55.94 | 23.0863 | 62.96 | 23.8 | 46.94 | 18.1359 | 55.4 | 22.1743 | 60.8 | 24.1362 | 75.02 | 32.4864 | 60.8 | 24.0937 | 62.06 | 25.0411 | 55.04 | 19.6868 | 6073 | #N/A | #N/A
| 60.08 | 24.4721 | 53.96 | 21.9331 | 64.94 | 23.3125 | 59 | 24.9032 | 57.92 | 23.5877 | 51.08 | 19.9732 | 55.94 | 23.0863 | 62.06 | 23.8778 | 46.04 | 17.6843 | 55.04 | 21.8742 | 59 | 24.3546 | 75.02 | 33.0471 | 62.6 | 24.5327 | 64.04 | 24.8023 | 51.98 | 18.947 | 6074 | #N/A | #N/A
| 60.08 | 24.8114 | 53.96 | 21.9313 | 64.04 | 23.3641 | 58.46 | 24.5602 | 57.02 | 23.0459 | 51.08 | 19.6626 | 55.94 | 23.0824 | 60.08 | 23.7654 | 44.96 | 17.2535 | 53.6 | 21.1561 | 59 | 23.6973 | 73.04 | 33.0438 | 62.6 | 23.9156 | 64.04 | 24.8023 | 51.98 | 18.9483 | 6075 | #N/A | #N/A
| 60.08 | 24.4741 | 51.98 | 20.8063 | 62.96 | 23.1014 | 57.56 | 23.5952 | 57.02 | 23.3634 | 51.8 | 20.1775 | 55.04 | 22.8649 | 57.02 | 23.0195 | 44.06 | 16.8134 | 51.8 | 20.1729 | 57.2 | 23.2584 | 73.04 | 32.554 | 62.6 | 23.9156 | 60.08 | 24.1538 | 53.96 | 18.7022 | 6076 | #N/A | #N/A
| 59 | 24.2075 | 53.96 | 21.9304 | 62.96 | 23.1014 | 56.66 | 23.1808 | 55.94 | 22.4141 | 51.8 | 20.1775 | 60.08 | 25.6118 | 53.96 | 21.6076 | 46.4 | 18.5126 | 51.8 | 20.1729 | 55.4 | 22.2015 | 71.06 | 32.5486 | 62.6 | 23.9156 | 60.08 | 23.4618 | 53.96 | 18.7045 | 6077 | #N/A | #N/A
| 57.02 | 23.3307 | 55.94 | 22.7814 | 60.98 | 22.6198 | 54.5 | 22.5251 | 57.92 | 22.8927 | 51.8 | 20.1775 | 57.92 | 24.7223 | 51.98 | 20.7821 | 46.94 | 18.5426 | 50 | 19.7352 | 53.6 | 21.7631 | 73.04 | 32.5449 | 60.8 | 23.477 | 57.02 | 23.0842 | 51.98 | 18.4758 | 6078 | #N/A | #N/A
| 55.94 | 22.7483 | 55.04 | 22.1881 | 60.08 | 22.3984 | 56.48 | 22.4512 | 59 | 22.5073 | 50 | 19.227 | 60.98 | 25.8296 | 50 | 19.699 | 44.06 | 17.2108 | 50 | 19.7352 | 53.6 | 22.3808 | 75.02 | 30.5488 | 60.8 | 23.477 | 55.04 | 22.229 | 53.96 | 18.9585 | 6079 | #N/A | #N/A
| 53.96 | 21.8942 | 53.96 | 21.2798 | 60.08 | 22.3984 | 53.24 | 21.5381 | 57.02 | 21.6899 | 57.02 | 23.3459 | 60.98 | 25.8296 | 51.08 | 19.9585 | 44.06 | 17.0354 | 57.92 | 22.863 | 53.6 | 21.1815 | 73.94 | 30.2779 | 62.6 | 23.9156 | 53.06 | 21.0963 | 51.98 | 18.4793 | 6080 | #N/A | #N/A
| 55.04 | 22.1519 | 55.94 | 21.7548 | 59 | 22.4561 | 51.98 | 21.2217 | 57.92 | 21.6347 | 60.98 | 25.4581 | 62.6 | 26.6377 | 55.04 | 21.516 | 44.06 | 17.311 | 59 | 22.8212 | 51.8 | 20.7435 | 73.04 | 29.6524 | 62.6 | 23.9156 | 51.98 | 20.4908 | 51.08 | 18.2561 | 6081 | #N/A | #N/A
| 60.08 | 24.0626 | 57.92 | 21.8996 | 60.98 | 22.9322 | 57.74 | 22.156 | 57.92 | 21.3195 | 64.94 | 27.2318 | 64.4 | 27.0781 | 60.08 | 23.3801 | 44.06 | 17.0354 | 60.08 | 23.3759 | 55.4 | 22.2015 | 73.94 | 30.7651 | 60.8 | 24.0937 | 57.92 | 22.9078 | 57.02 | 19.695 | 6082 | #N/A | #N/A
| 62.96 | 25.4939 | 62.06 | 22.9049 | 60.98 | 22.9322 | 60.98 | 22.8288 | 62.06 | 22.3231 | 64.94 | 26.4116 | 66.02 | 27.4915 | 62.96 | 24.0799 | 44.06 | 17.311 | 62.06 | 22.8805 | 59 | 23.6973 | 75.92 | 31.244 | 64.4 | 24.9717 | 62.06 | 23.2672 | 60.08 | 21.195 | 6083 | #N/A | #N/A
| 64.4 | 26.3414 | 62.96 | 22.54 | 66.92 | 24.368 | 63.32 | 23.176 | 64.94 | 23.0213 | 68 | 25.6813 | 66.2 | 27.5187 | 66.02 | 25.188 | 48.92 | 19.2779 | 66.02 | 23.5746 | 62.6 | 25.2331 | 78.98 | 31.4937 | 64.4 | 24.3541 | 66.02 | 23.312 | 62.96 | 22.1342 | 6084 | #N/A | #N/A
| 64.4 | 24.9875 | 66.92 | 23.5044 | 68 | 24.2963 | 66.2 | 24.0983 | 66.92 | 23.5046 | 69.98 | 25.4974 | 64.4 | 26.3388 | 64.94 | 24.5488 | 60.98 | 22.6832 | 66.92 | 22.9414 | 62.6 | 24.575 | 78.08 | 31.272 | 64.4 | 24.3541 | 68 | 23.0131 | 64.94 | 22.9115 | 6085 | #N/A | #N/A
| 64.4 | 24.9875 | 64.94 | 23.0249 | 68 | 24.2963 | 66.56 | 23.5951 | 66.02 | 23.2874 | 71.06 | 25.7612 | 69.8 | 26.9709 | 66.92 | 25.0312 | 62.96 | 23.5111 | 68 | 23.4963 | 62.6 | 23.3714 | 78.08 | 32.1978 | 64.4 | 24.3541 | 69.98 | 23.7312 | 66.92 | 23.6565 | 6086 | #N/A | #N/A
| 64.04 | 24.3221 | 66.02 | 23.6027 | 66.92 | 24.7096 | 68 | 24.1046 | 66.92 | 23.2573 | 69.98 | 24.8196 | 66.92 | 25.4209 | 71.06 | 26.0433 | 66.92 | 25.5045 | 66.92 | 23.4872 | 62.6 | 23.3714 | 78.98 | 32.9563 | 64.4 | 24.9717 | 68 | 23.0158 | 69.98 | 24.4062 | 6087 | #N/A | #N/A
| 64.04 | 25.011 | 66.02 | 23.6043 | 66.02 | 24.7895 | 66.02 | 23.5177 | 66.92 | 23.258 | 71.6 | 24.9916 | 66.92 | 25.053 | 71.06 | 25.7471 | 69.08 | 26.035 | 66.92 | 23.4872 | 64.4 | 23.8094 | 82.04 | 34.1764 | 64.4 | 24.9717 | 66.92 | 22.7525 | 71.96 | 24.3358 | 6088 | #N/A | #N/A
| 64.94 | 24.5432 | 68 | 24.0863 | 66.02 | 24.7895 | 66.38 | 23.3465 | 64.94 | 22.7771 | 71.6 | 25.5416 | 66.92 | 23.8081 | 71.06 | 25.4012 | 69.98 | 26.2634 | 66.92 | 23.4879 | 64.4 | 24.3935 | 82.94 | 34.4049 | 64.4 | 24.9717 | 69.98 | 23.0018 | 73.04 | 25.1606 | 6089 | #N/A | #N/A
| 64.4 | 24.9875 | 66.02 | 23.6027 | 64.04 | 24.308 | 66.2 | 22.5272 | 66.02 | 22.746 | 69.98 | 24.552 | 66.92 | 23.4954 | 69.98 | 24.7994 | 71.06 | 26.8515 | 68 | 23.7496 | 64.4 | 24.3935 | 82.94 | 34.4078 | 64.4 | 24.3541 | 68 | 22.52 | 73.04 | 26.102 | 6090 | #N/A | #N/A
| 64.4 | 24.9875 | 64.04 | 22.2611 | 64.04 | 24.6736 | 68.9 | 23.0416 | 66.02 | 22.5068 | 68 | 24.3364 | 66.02 | 23.8532 | 69.08 | 24.5805 | 69.98 | 26.5914 | 66.92 | 23.2332 | 64.4 | 24.3935 | 80.96 | 33.4635 | 64.4 | 24.3541 | 68 | 22.0152 | 71.96 | 25.8422 | 6091 | #N/A | #N/A
| 62.96 | 24.0519 | 62.96 | 21.2691 | 64.04 | 24.6736 | 64.76 | 21.6789 | 62.96 | 21.268 | 68 | 24.33 | 66.02 | 23.8532 | 66.92 | 24.3837 | 68 | 26.5125 | 66.02 | 22.4846 | 62.6 | 23.9551 | 77 | 34.0045 | 64.4 | 24.3541 | 66.02 | 21.7775 | 69.98 | 25.7191 | 6092 | #N/A | #N/A
| 59 | 23.0828 | 60.98 | 20.784 | 62.06 | 23.8167 | 61.34 | 21.0636 | 60.98 | 21.0017 | 66.92 | 23.4827 | 64.94 | 23.3136 | 60.98 | 22.935 | 60.08 | 24.5876 | 62.96 | 21.7367 | 60.8 | 23.5167 | 75.02 | 34.7435 | 62.6 | 23.9156 | 62.06 | 20.568 | 66.02 | 24.762 | 6093 | #N/A | #N/A
| 55.94 | 22.3338 | 59 | 20.2991 | 60.98 | 23.5464 | 59.18 | 20.6687 | 59 | 20.5165 | 64.94 | 22.4546 | 64.04 | 23.3557 | 55.94 | 22.0458 | 55.94 | 22.858 | 60.98 | 20.9784 | 55.4 | 21.6195 | 71.96 | 34.5796 | 57.2 | 22.0202 | 57.92 | 20.2785 | 64.04 | 24.2826 | 6094 | #N/A | #N/A
| 51.98 | 20.7272 | 57.02 | 19.8135 | 60.98 | 23.5464 | 58.28 | 20.3097 | 57.92 | 20.2495 | 62.06 | 22.2892 | 62.96 | 22.8191 | 57.02 | 22.307 | 53.06 | 21.4838 | 60.08 | 20.5374 | 55.4 | 21.6195 | 71.96 | 34.535 | 55.4 | 21.0369 | 55.04 | 19.5732 | 64.04 | 24.2853 | 6095 | #N/A | #N/A
| 51.08 | 20.1801 | 55.94 | 19.7677 | 59 | 23.4265 | 55.58 | 19.7854 | 55.94 | 19.7668 | 62.06 | 21.513 | 62.06 | 22.287 | 57.02 | 22.307 | 51.08 | 20.3205 | 57.02 | 20.0109 | 53.6 | 21.1815 | 71.96 | 34.5402 | 51.8 | 19.6493 | 53.06 | 19.0912 | 64.94 | 24.5067 | 6096 | #N/A | #N/A
| 50 | 19.9152 | 53.96 | 19.2862 | 57.92 | 23.1604 | 53.78 | 19.4366 | 55.04 | 19.819 | 60.98 | 20.9778 | 60.98 | 21.7727 | 51.08 | 20.1869 | 48.92 | 19.527 | 55.04 | 19.5288 | 51.8 | 20.1966 | 73.04 | 34.8462 | 48.2 | 17.8419 | 48.92 | 18.0836 | 62.06 | 23.8077 | 6097 | #N/A | #N/A
| 50 | 19.6459 | 53.06 | 19.3381 | 57.92 | 23.1604 | 47.66 | 17.905 | 53.96 | 19.286 | 60.98 | 21.247 | 60.98 | 21.7727 | 51.08 | 19.918 | 48.02 | 18.9994 | 53.06 | 19.0479 | 51.8 | 20.7435 | 73.04 | 34.8103 | 55.4 | 21.0369 | 51.08 | 18.3886 | 59 | 23.373 | 6098 | #N/A | #N/A
| 48.92 | 19.3818 | 51.08 | 18.855 | 59 | 23.0473 | 49.46 | 18.075 | 53.06 | 19.0665 | 59 | 20.9948 | 60.08 | 21.5491 | 46.94 | 18.0651 | 48.02 | 18.8047 | 46.04 | 16.6339 | 53.6 | 21.1815 | 73.04 | 34.3085 | 55.4 | 21.5821 | 51.98 | 18.3521 | 60.08 | 22.9761 | 6099 | #N/A | #N/A
| 48.92 | 19.381 | 51.08 | 18.5827 | 59 | 23.0392 | 44.6 | 16.8089 | 51.98 | 18.8007 | 59 | 20.9921 | 60.08 | 22.1036 | 50 | 19.3412 | 48.02 | 19.0595 | 46.04 | 16.6318 | 53.6 | 21.1815 | 71.96 | 33.4171 | 55.4 | 21.5821 | 44.96 | 16.6496 | 59 | 22.3751 | 6100 | #N/A | #N/A
| 48.92 | 19.0741 | 50 | 18.3201 | 59 | 23.0446 | 43.52 | 16.5033 | 50 | 18.1034 | 57.92 | 20.7286 | 57.92 | 21.577 | 50 | 19.6508 | 46.04 | 18.3242 | 53.06 | 19.0416 | 53.6 | 21.1815 | 71.96 | 32.8014 | 51.8 | 19.6493 | 42.98 | 15.9256 | 59 | 21.5264 | 6101 | #N/A | #N/A
| 50 | 19.6436 | 50 | 18.3169 | 55.94 | 22.3027 | 44.24 | 16.7603 | 51.08 | 18.3628 | 57.92 | 20.7273 | 57.92 | 21.2649 | 48.92 | 19.0818 | 46.04 | 18.2785 | 51.98 | 18.5613 | 51.8 | 20.7435 | 71.96 | 33.4163 | 50 | 19.2121 | 42.98 | 15.9234 | 60.08 | 21.7927 | 6102 | #N/A | #N/A
| 50 | 19.6443 | 48.92 | 17.8339 | 57.2 | 23.2166 | 41.18 | 15.5587 | 50 | 17.8448 | 57.02 | 20.7932 | 57.92 | 21.2598 | 48.02 | 18.6137 | 46.94 | 18.5426 | 44.96 | 16.6049 | 50 | 19.759 | 73.04 | 34.3177 | 50 | 19.2121 | 42.98 | 16.1629 | 57.92 | 21.2688 | 6103 | #N/A | #N/A
| 50 | 19.6421 | 48.02 | 17.6103 | 57.92 | 23.1484 | 41.36 | 15.6392 | 50 | 17.8402 | 55.94 | 20.5246 | 57.92 | 21.2598 | 50 | 19.6508 | 46.4 | 18.5126 | 44.96 | 16.359 | 53.6 | 21.1815 | 73.04 | 34.3246 | 51.8 | 19.6493 | 44.96 | 16.6392 | 57.02 | 21.3069 | 6104 | #N/A | #N/A
| 51.08 | 20.1667 | 48.92 | 17.8218 | 57.92 | 23.1448 | 41.36 | 15.6739 | 50 | 17.8338 | 57.02 | 20.7777 | 57.92 | 22.1486 | 48.02 | 18.8588 | 48.02 | 19.0595 | 44.96 | 16.5933 | 50 | 20.3055 | 73.94 | 34.5465 | 53.6 | 20.5992 | 42.08 | 15.6933 | 59 | 21.53 | 6105 | #N/A | #N/A
| 57.92 | 23.4783 | 53.06 | 19.0366 | 60.08 | 23.9831 | 48.38 | 18.6621 | 53.06 | 18.8206 | 60.08 | 21.7635 | 60.08 | 23.0077 | 57.02 | 23.2678 | 48.02 | 19.3263 | 53.06 | 20.0499 | 50 | 20.3055 | 73.94 | 35.0885 | 59 | 23.0385 | 50 | 18.5887 | 62.06 | 23.1303 | 6106 | #N/A | #N/A
| 62.96 | 24.7084 | 57.92 | 20.4808 | 60.08 | 23.9831 | 54.68 | 20.0899 | 57.92 | 20.2125 | 62.96 | 22.4582 | 62.06 | 23.4846 | 62.06 | 24.4959 | 48.92 | 19.8206 | 59 | 20.7235 | 59 | 23.6973 | 75.02 | 35.3586 | 60.8 | 23.477 | 57.92 | 20.5073 | 66.92 | 24.6546 | 6107 | #N/A | #N/A
| 62.96 | 23.3844 | 62.06 | 21.4827 | 62.96 | 24.3669 | 58.46 | 20.7202 | 62.06 | 21.2147 | 66.02 | 22.9502 | 62.96 | 23.9931 | 62.96 | 24.7115 | 48.92 | 19.867 | 62.96 | 21.6818 | 60.8 | 22.9334 | 75.92 | 35.5896 | 62.6 | 23.9156 | 60.98 | 20.7574 | 69.98 | 25.7582 | 6108 | #N/A | #N/A
| 62.06 | 23.1637 | 66.02 | 22.4429 | 62.06 | 23.7794 | 62.06 | 21.5943 | 64.94 | 21.9125 | 68 | 23.4289 | 64.94 | 24.4728 | 64.94 | 23.8722 | 53.06 | 21.8658 | 66.02 | 22.4237 | 62.6 | 23.3714 | 75.02 | 35.3586 | 62.6 | 23.3345 | 64.94 | 21.7179 | 71.96 | 25.885 | 6109 | #N/A | #N/A
| 62.96 | 23.7247 | 66.92 | 22.1756 | 62.06 | 23.7794 | 65.12 | 22.433 | 68 | 22.9261 | 69.08 | 23.4039 | 64.94 | 24.4728 | 64.94 | 23.5419 | 71.06 | 28.0967 | 68 | 22.6367 | 62.6 | 23.3714 | 77 | 36.4905 | 62.6 | 23.3345 | 66.02 | 22.201 | 73.94 | 27.7491 | 6110 | #N/A | #N/A
| 62.6 | 23.9304 | 69.98 | 23.1365 | 62.6 | 23.9163 | 67.28 | 22.7729 | 69.98 | 23.1385 | 69.98 | 23.3891 | 64.94 | 24.1765 | 64.94 | 23.8755 | 75.02 | 28.6401 | 69.08 | 22.9005 | 62.6 | 23.3714 | 73.94 | 31.2607 | 62.6 | 23.9156 | 69.08 | 22.2291 | 75.92 | 26.8581 | 6111 | #N/A | #N/A
| 62.06 | 23.5141 | 71.06 | 23.183 | 62.96 | 23.7127 | 69.44 | 22.8961 | 71.06 | 22.6887 | 71.96 | 23.3834 | 66.92 | 23.1653 | 64.94 | 24.225 | 75.92 | 28.8681 | 71.06 | 23.1652 | 62.6 | 23.9551 | 75.92 | 29.9374 | 62.6 | 23.9156 | 71.06 | 23.2092 | 77 | 26.7784 | 6112 | #N/A | #N/A
| 62.06 | 23.8113 | 71.96 | 22.4834 | 62.96 | 23.7127 | 71.6 | 23.1659 | 73.04 | 23.8851 | 71.96 | 23.8722 | 68 | 22.9068 | 64.94 | 24.2225 | 78.08 | 29.4044 | 71.96 | 23.1337 | 60.8 | 22.9334 | 80.06 | 30.9526 | 62.6 | 23.9156 | 71.96 | 22.9311 | 78.08 | 26.7709 | 6113 | #N/A | #N/A
| 60.8 | 23.4919 | 73.04 | 23.4124 | 62.06 | 22.8207 | 73.4 | 23.9495 | 73.94 | 23.8862 | 69.98 | 24.1631 | 66.92 | 22.6453 | 62.96 | 24.0424 | 78.08 | 28.3275 | 73.04 | 23.3961 | 60.8 | 22.9334 | 80.06 | 29.7035 | 60.8 | 22.8964 | 73.04 | 23.4391 | 78.08 | 26.4504 | 6114 | #N/A | #N/A
| 60.08 | 23.321 | 73.04 | 23.1682 | 62.06 | 23.153 | 73.4 | 24.2199 | 73.04 | 23.1705 | 69.08 | 23.9415 | 66.92 | 22.8756 | 64.04 | 24.3055 | 75.92 | 27.1233 | 71.96 | 24.1058 | 59 | 23.0783 | 78.98 | 29.0934 | 60.8 | 22.8964 | 73.04 | 24.1835 | 77 | 27.4994 | 6115 | #N/A | #N/A
| 59 | 23.0659 | 66.02 | 24.1266 | 62.06 | 23.153 | 70.88 | 24.0318 | 73.04 | 23.1688 | 66.92 | 23.7231 | 66.92 | 22.8756 | 62.6 | 24.5566 | 71.06 | 28.1311 | 71.96 | 24.3928 | 59 | 23.0783 | 78.98 | 28.3681 | 60.8 | 22.8964 | 69.08 | 23.2216 | 73.94 | 28.1866 | 6116 | #N/A | #N/A
| 57.92 | 23.166 | 62.06 | 22.8303 | 60.98 | 22.8902 | 67.64 | 23.8453 | 66.02 | 22.9719 | 62.06 | 22.8047 | 60.08 | 22.0535 | 62.6 | 24.5566 | 64.04 | 26.4192 | 62.96 | 23.3561 | 59 | 23.0783 | 73.94 | 27.1332 | 59 | 21.9123 | 64.94 | 22.9892 | 69.98 | 27.2263 | 6117 | #N/A | #N/A
| 57.92 | 23.1642 | 60.08 | 23.0185 | 60.08 | 22.672 | 60.44 | 22.738 | 60.98 | 21.7445 | 57.02 | 21.5743 | 57.92 | 21.2162 | 59 | 23.4407 | 59 | 24.41 | 60.08 | 22.6496 | 55.4 | 21.6195 | 71.06 | 26.7405 | 57.2 | 21.4746 | 57.02 | 22.3118 | 66.02 | 25.5232 | 6118 | #N/A | #N/A
| 57.02 | 22.9457 | 55.04 | 21.4444 | 60.08 | 22.672 | 51.98 | 20.8424 | 59 | 21.2588 | 51.08 | 19.3065 | 55.94 | 20.7294 | 59 | 23.4379 | 55.94 | 23.2618 | 53.06 | 20.6089 | 55.4 | 22.2015 | 69.98 | 24.5322 | 59 | 21.9123 | 53.06 | 20.6686 | 68 | 24.011 | 6119 | #N/A | #N/A
| 53.06 | 21.3227 | 51.98 | 20.3689 | 60.08 | 22.6704 | 50.72 | 20.2006 | 59 | 21.505 | 53.06 | 20.3397 | 55.94 | 21.0351 | 59 | 23.437 | 53.96 | 22.0834 | 53.06 | 20.6058 | 53.6 | 21.1815 | 64.94 | 23.3003 | 59 | 21.9123 | 51.98 | 20.4052 | 66.92 | 24.3524 | 6120 | #N/A | #N/A
| 53.96 | 21.839 | 55.94 | 21.6577 | 59 | 22.7527 | 47.48 | 18.6789 | 57.92 | 21.2383 | 48.92 | 18.2648 | 55.94 | 21.2984 | 57.92 | 23.1775 | 51.98 | 20.9469 | 50 | 19.2913 | 53.6 | 21.7631 | 64.94 | 23.2934 | 57.2 | 21.4746 | 50 | 19.3476 | 64.94 | 24.2184 | 6121 | #N/A | #N/A
| 55.04 | 22.4705 | 51.98 | 20.0989 | 59 | 22.7527 | 48.2 | 19.2619 | 55.94 | 20.7552 | 48.92 | 17.9966 | 55.94 | 21.2984 | 57.92 | 23.1821 | 51.08 | 20.3913 | 48.2 | 19.2975 | 55.4 | 22.2015 | 62.96 | 22.2485 | 55.4 | 21.0369 | 48.92 | 18.8349 | 62.96 | 23.7366 | 6122 | #N/A | #N/A
| 55.04 | 22.475 | 51.98 | 19.7912 | 59 | 22.7613 | 46.4 | 18.1648 | 55.04 | 20.5358 | 48.92 | 18.2635 | 57.02 | 21.8856 | 57.92 | 23.1868 | 50 | 19.8554 | 48.2 | 18.7854 | 55.4 | 22.2015 | 62.96 | 22.2451 | 55.4 | 21.0369 | 48.92 | 19.0802 | 62.96 | 24.0942 | 6123 | #N/A | #N/A
| 55.04 | 22.4787 | 51.98 | 19.789 | 59 | 22.7673 | 46.4 | 18.3115 | 53.06 | 20.3605 | 46.94 | 17.3005 | 57.02 | 22.2263 | 57.92 | 23.1914 | 48.2 | 18.9493 | 48.2 | 18.7854 | 55.4 | 22.2015 | 60.98 | 21.7621 | 55.4 | 21.0369 | 48.92 | 18.83 | 62.96 | 24.4033 | 6124 | #N/A | #N/A
| 53.96 | 21.8541 | 48.92 | 18.7973 | 59 | 22.7673 | 46.4 | 18.3087 | 51.98 | 19.7889 | 46.04 | 16.833 | 57.02 | 22.2237 | 57.02 | 22.9757 | 48.02 | 19.0595 | 44.6 | 16.9779 | 55.4 | 22.8196 | 60.08 | 21.5421 | 55.4 | 21.0369 | 46.94 | 18.0612 | 62.06 | 24.5656 | 6125 | #N/A | #N/A
| 55.04 | 22.1189 | 50 | 19.0589 | 59 | 23.0677 | 44.6 | 17.3934 | 51.08 | 19.3217 | 44.96 | 16.5707 | 55.04 | 21.7425 | 57.02 | 22.9785 | 48.92 | 19.5943 | 44.6 | 16.9779 | 55.4 | 22.2015 | 57.92 | 21.2623 | 53.6 | 20.5992 | 48.02 | 18.3232 | 59 | 23.8212 | 6126 | #N/A | #N/A
| 55.04 | 22.1207 | 48.92 | 18.7931 | 59 | 23.0694 | 43.7 | 16.8108 | 50 | 19.0567 | 48.02 | 17.774 | 55.04 | 21.7392 | 55.94 | 22.7152 | 50 | 20.4678 | 44.6 | 16.9779 | 53.6 | 21.7631 | 53.96 | 20.0469 | 53.6 | 20.5992 | 46.4 | 17.467 | 59 | 23.8183 | 6127 | #N/A | #N/A
| 55.04 | 22.4861 | 48.92 | 18.7896 | 59 | 23.0694 | 44.6 | 16.9408 | 50 | 19.0539 | 44.96 | 16.5679 | 55.04 | 21.7392 | 55.94 | 23.0302 | 50 | 20.4678 | 44.6 | 16.5532 | 55.4 | 22.2015 | 51.98 | 19.5632 | 53.6 | 20.5992 | 46.04 | 17.6061 | 57.92 | 23.5517 | 6128 | #N/A | #N/A
| 55.94 | 22.7028 | 46.04 | 17.5706 | 59 | 23.0677 | 42.8 | 16.0808 | 50 | 19.2956 | 44.6 | 16.5568 | 57.02 | 23.1799 | 57.02 | 23.2917 | 50 | 20.4678 | 42.8 | 15.7184 | 55.4 | 22.8196 | 50 | 19.0783 | 55.4 | 20.524 | 46.4 | 17.467 | 59 | 23.4292 | 6129 | #N/A | #N/A
| 57.92 | 23.5031 | 53.06 | 20.6058 | 59 | 22.7724 | 47.66 | 18.8023 | 53.96 | 20.8261 | 62.06 | 25.9053 | 62.96 | 26.5608 | 59 | 24.1688 | 50 | 20.4555 | 51.08 | 20.1018 | 55.4 | 22.8196 | 59 | 22.4133 | 57.2 | 22.0202 | 51.08 | 19.3404 | 62.96 | 24.3921 | 6130 | #N/A | #N/A
| 60.98 | 23.935 | 60.08 | 22.6398 | 59 | 22.7724 | 52.52 | 21.4647 | 60.08 | 22.9826 | 69.98 | 29.135 | 68 | 27.7892 | 60.8 | 24.1177 | 51.08 | 20.7303 | 60.08 | 23.6107 | 59 | 23.6973 | 66.02 | 23.5216 | 60.8 | 22.8964 | 53.96 | 20.8593 | 68 | 25.998 | 6131 | #N/A | #N/A
| 62.96 | 23.7555 | 66.02 | 23.7526 | 60.98 | 23.5571 | 58.64 | 22.9538 | 64.94 | 23.4919 | 73.04 | 27.8097 | 69.08 | 28.0523 | 64.04 | 25.0085 | 53.96 | 22.4604 | 68 | 24.8825 | 59 | 23.6973 | 66.92 | 23.7389 | 62.6 | 22.7877 | 60.98 | 22.5649 | 71.96 | 25.9134 | 6132 | #N/A | #N/A
| 62.96 | 24.0564 | 69.98 | 25.6815 | 62.96 | 23.7479 | 64.76 | 24.7489 | 71.06 | 25.3098 | 73.94 | 27.6928 | 71.06 | 28.5345 | 62.6 | 24.5566 | 66.02 | 26.1209 | 71.06 | 24.9583 | 62.6 | 24.575 | 69.08 | 23.9537 | 64.4 | 23.2254 | 66.02 | 24.4654 | 73.04 | 26.8431 | 6133 | #N/A | #N/A
| 62.96 | 24.0626 | 73.94 | 26.0078 | 62.96 | 23.7479 | 69.62 | 25.8738 | 73.94 | 26.0104 | 75.02 | 28.292 | 71.06 | 28.5345 | 62.96 | 25.1482 | 73.04 | 28.1882 | 75.02 | 26.25 | 62.6 | 24.575 | 71.06 | 24.7473 | 64.4 | 23.2254 | 71.06 | 26.3589 | 73.94 | 27.0656 | 6134 | #N/A | #N/A
| 66.2 | 25.4264 | 75.02 | 27.2777 | 62.06 | 24.1993 | 71.6 | 26.6703 | 75.92 | 25.3408 | 75.92 | 29.2868 | 71.06 | 27.3173 | 64.94 | 25.6374 | 75.02 | 28.33 | 77 | 26.1386 | 64.4 | 25.0139 | 73.04 | 24.9222 | 64.4 | 23.7726 | 73.94 | 27.3801 | 75.92 | 27.2433 | 6135 | #N/A | #N/A
| 62.96 | 24.0698 | 73.94 | 26.0143 | 62.6 | 24.5335 | 77 | 27.3755 | 78.08 | 25.5787 | 75.02 | 28.293 | 69.98 | 28.2713 | 66.02 | 25.908 | 78.98 | 29.6539 | 78.08 | 26.6717 | 62.6 | 24.575 | 71.96 | 25.5728 | 64.4 | 24.3541 | 75.92 | 26.8848 | 77 | 26.524 | 6136 | #N/A | #N/A
| 62.96 | 24.0734 | 75.02 | 25.6825 | 64.04 | 24.6922 | 78.8 | 28.4362 | 78.98 | 26.339 | 75.02 | 28.2961 | 69.98 | 27.8304 | 64.04 | 25.4288 | 78.08 | 29.8732 | 78.98 | 27.5659 | 64.4 | 25.0139 | 73.94 | 25.1475 | 66.2 | 24.7926 | 77 | 27.4492 | 78.08 | 27.4175 | 6137 | #N/A | #N/A
| 62.6 | 23.9304 | 73.04 | 25.7994 | 64.94 | 25.9755 | 78.8 | 28.4391 | 78.98 | 26.0915 | 73.94 | 28.4509 | 69.98 | 27.8326 | 64.04 | 25.4318 | 78.08 | 29.4441 | 78.98 | 27.5676 | 62.6 | 24.575 | 73.94 | 26.0587 | 66.2 | 25.4107 | 78.08 | 27.4182 | 78.08 | 26.7934 | 6138 | #N/A | #N/A
| 62.96 | 24.0805 | 69.98 | 26.0586 | 64.94 | 25.9786 | 79.34 | 28.385 | 78.98 | 26.3441 | 73.04 | 28.232 | 69.08 | 27.6126 | 64.04 | 25.4349 | 77 | 28.0991 | 78.98 | 27.8646 | 62.6 | 24.575 | 71.96 | 25.9229 | 64.4 | 24.3541 | 78.08 | 27.4199 | 77 | 27.5166 | 6139 | #N/A | #N/A
| 62.6 | 23.9304 | 68 | 25.8909 | 64.94 | 25.9786 | 77.18 | 27.7315 | 77 | 25.8609 | 71.06 | 28.1042 | 69.08 | 27.6126 | 62.06 | 24.9496 | 73.94 | 31.1053 | 75.92 | 29.3033 | 62.6 | 24.575 | 69.98 | 25.0969 | 62.6 | 24.5327 | 75.92 | 27.1906 | 73.94 | 27.7943 | 6140 | #N/A | #N/A
| 60.98 | 24.2831 | 64.04 | 24.6102 | 62.96 | 25.152 | 72.14 | 26.7545 | 71.06 | 25.6645 | 66.92 | 27.0923 | 64.94 | 26.2427 | 60.8 | 24.7741 | 64.94 | 27.9786 | 71.06 | 28.5571 | 59 | 23.6973 | 66.92 | 24.696 | 60.8 | 24.0937 | 71.06 | 26.3745 | 71.06 | 27.858 | 6141 | #N/A | #N/A
| 60.08 | 24.0607 | 62.96 | 24.6592 | 60.98 | 25.4315 | 66.2 | 25.4273 | 66.92 | 24.9488 | 64.94 | 26.248 | 64.94 | 25.488 | 59 | 24.3347 | 62.96 | 27.4883 | 66.02 | 26.5181 | 57.2 | 23.2584 | 64.04 | 23.9907 | 60.8 | 23.477 | 64.94 | 25.9235 | 69.08 | 27.0208 | 6142 | #N/A | #N/A
| 60.8 | 24.7655 | 62.06 | 25.1602 | 60.98 | 25.4315 | 64.58 | 25.3508 | 64.94 | 24.828 | 60.08 | 23.9215 | 64.04 | 25.6024 | 55.94 | 23.0572 | 62.06 | 26.7921 | 62.06 | 25.5453 | 55.4 | 22.2015 | 62.06 | 23.8004 | 60.8 | 24.0937 | 60.08 | 24.3949 | 68 | 27.5484 | 6143 | #N/A | #N/A
| 59 | 24.1894 | 60.98 | 24.8946 | 60.08 | 24.7823 | 61.34 | 24.5569 | 62.96 | 24.6578 | 55.94 | 21.9449 | 62.96 | 25.0019 | 55.4 | 22.801 | 62.96 | 27.4871 | 60.98 | 25.2773 | 53.6 | 21.7631 | 60.98 | 23.2423 | 60.8 | 24.0937 | 60.08 | 24.3919 | 66.92 | 27.2884 | 6144 | #N/A | #N/A
| 59 | 24.3261 | 60.08 | 24.6759 | 59 | 24.5196 | 61.52 | 24.7316 | 62.06 | 24.8276 | 53.96 | 20.7969 | 62.06 | 23.7188 | 53.06 | 21.3764 | 64.04 | 27.2723 | 60.08 | 24.6436 | 53.6 | 21.1815 | 59 | 23.056 | 59 | 23.6548 | 59 | 23.7369 | 68 | 27.5495 | 6145 | #N/A | #N/A
| 59 | 24.3261 | 60.08 | 24.6759 | 59 | 24.5196 | 60.08 | 24.5136 | 62.06 | 24.8286 | 53.06 | 20.3157 | 62.06 | 23.7188 | 53.6 | 21.1652 | 62.96 | 27.4908 | 55.4 | 22.7906 | 50 | 19.759 | 57.92 | 22.7939 | 59 | 23.6548 | 57.02 | 22.9386 | 68 | 27.5507 | 6146 | #N/A | #N/A
| 59 | 23.805 | 60.98 | 25.3108 | 59 | 24.3098 | 56.84 | 23.2653 | 60.08 | 24.3447 | 51.98 | 20.3177 | 62.96 | 24.3017 | 50 | 19.7437 | 62.96 | 27.459 | 55.4 | 22.7906 | 51.8 | 20.7435 | 55.94 | 22.3108 | 59 | 23.6548 | 55.04 | 22.0929 | 66.92 | 28.13 | 6147 | #N/A | #N/A
| 53.06 | 21.3777 | 59 | 24.8293 | 57.92 | 24.2651 | 52.7 | 21.4551 | 59 | 24.0832 | 51.08 | 19.5301 | 62.96 | 24.6162 | 55.94 | 22.7543 | 64.94 | 27.9786 | 55.4 | 22.7906 | 53.6 | 22.3808 | 55.04 | 22.0925 | 60.8 | 24.0937 | 53.06 | 21.3184 | 66.92 | 29.5455 | 6148 | #N/A | #N/A
| 55.94 | 23.0654 | 60.08 | 25.0942 | 57.92 | 24.2651 | 51.8 | 21.2361 | 59 | 24.0832 | 51.08 | 19.2864 | 62.96 | 24.6171 | 53.6 | 21.7456 | 64.04 | 28.1702 | 53.6 | 21.7359 | 55.4 | 22.8196 | 53.06 | 21.317 | 60.8 | 24.7485 | 51.08 | 20.1646 | 66.92 | 29.9904 | 6149 | #N/A | #N/A
| 55.94 | 23.0674 | 59 | 24.4164 | 57.02 | 23.7161 | 51.8 | 20.6608 | 59 | 24.419 | 50 | 19.2692 | 62.96 | 24.619 | 51.8 | 20.1813 | 64.04 | 28.6827 | 53.6 | 21.1561 | 55.4 | 22.8196 | 51.98 | 20.712 | 59 | 23.6548 | 51.98 | 20.7133 | 66.92 | 29.5137 | 6150 | #N/A | #N/A
| 55.4 | 22.7929 | 57.92 | 23.8171 | 57.2 | 23.8705 | 50 | 20.2238 | 59 | 24.0841 | 50 | 19.0235 | 62.96 | 25.0048 | 51.8 | 20.7272 | 62.96 | 27.9099 | 51.8 | 20.1729 | 55.4 | 22.8196 | 51.98 | 20.7103 | 60.8 | 24.7485 | 51.8 | 20.7868 | 64.94 | 29.0627 | 6151 | #N/A | #N/A
| 62.6 | 26.6405 | 57.92 | 24.1487 | 57.92 | 24.2735 | 50 | 20.2238 | 57.92 | 23.8187 | 48.02 | 18.0265 | 62.96 | 25.0048 | 55.04 | 22.5415 | 62.06 | 27.6478 | 51.8 | 20.1729 | 55.4 | 22.8196 | 51.98 | 21.049 | 60.8 | 24.7485 | 50 | 19.7996 | 64.04 | 28.8094 | 6152 | #N/A | #N/A
| 64.4 | 27.8652 | 57.92 | 24.1466 | 60.8 | 25.4442 | 50 | 20.2213 | 57.92 | 23.8157 | 48.92 | 18.2423 | 64.04 | 26.3664 | 55.4 | 22.184 | 64.04 | 29.1038 | 53.06 | 21.2437 | 55.4 | 23.4759 | 55.04 | 22.4504 | 60.8 | 24.7485 | 50 | 19.7996 | 66.02 | 29.7602 | 6153 | #N/A | #N/A
| 64.4 | 27.8652 | 62.06 | 26.3734 | 62.06 | 26.0628 | 54.86 | 22.8412 | 60.98 | 24.8962 | 62.96 | 25.758 | 66.92 | 27.5148 | 57.2 | 23.2399 | 64.94 | 29.296 | 53.6 | 21.7359 | 59 | 25.7921 | 60.08 | 25.1371 | 62.6 | 25.8833 | 50 | 19.7996 | 66.02 | 29.7358 | 6154 | #N/A | #N/A
| 64.4 | 27.8652 | 66.92 | 27.5632 | 62.06 | 26.0628 | 57.2 | 24.4945 | 66.02 | 26.5435 | 71.96 | 29.6091 | 68 | 27.7779 | 66.2 | 28.3166 | 66.02 | 29.5605 | 69.08 | 28.9109 | 64.4 | 28.7335 | 68 | 27.0749 | 64.4 | 27.8445 | 59 | 23.7303 | 69.08 | 30.4979 | 6155 | #N/A | #N/A
| 68 | 29.58 | 71.06 | 28.5736 | 66.02 | 26.2445 | 59 | 25.6648 | 69.98 | 27.5087 | 73.94 | 28.435 | 69.98 | 29.1119 | 71.06 | 28.2849 | 68 | 30.5867 | 73.04 | 29.8798 | 66.2 | 28.3406 | 71.96 | 27.6263 | 66.2 | 29.1163 | 64.94 | 25.5713 | 69.08 | 30.4847 | 6156 | #N/A | #N/A
| 69.8 | 30.0216 | 75.02 | 29.1011 | 68 | 26.7343 | 70.16 | 28.0986 | 75.02 | 29.1023 | 75.02 | 28.7009 | 69.98 | 29.1131 | 73.04 | 27.2471 | 71.96 | 31.58 | 75.92 | 29.7313 | 68 | 27.9938 | 75.92 | 28.2594 | 69.8 | 29.9996 | 69.98 | 27.1411 | 73.04 | 31.0178 | 6157 | #N/A | #N/A
| 73.04 | 29.688 | 78.98 | 29.7111 | 68 | 26.7343 | 75.02 | 29.5152 | 78.98 | 29.7132 | 77 | 29.1867 | 69.98 | 29.1131 | 75.92 | 27.6379 | 75.92 | 33.598 | 78.98 | 30.4833 | 71.6 | 28.8746 | 78.08 | 27.7091 | 71.6 | 29.6088 | 73.94 | 28.531 | 71.96 | 30.7463 | 6158 | #N/A | #N/A
| 73.04 | 29.6941 | 80.96 | 30.2 | 75.02 | 27.4048 | 77 | 30.0785 | 80.96 | 29.7842 | 77 | 29.1899 | 71.96 | 30.0925 | 78.08 | 27.7977 | 75.92 | 32.0157 | 82.04 | 30.4331 | 73.4 | 27.8692 | 78.98 | 27.2939 | 71.6 | 28.8235 | 78.08 | 29.5484 | 73.94 | 30.7288 | 6159 | #N/A | #N/A
| 73.04 | 28.7824 | 82.04 | 29.7157 | 68 | 26.011 | 80.06 | 30.9938 | 82.94 | 29.5451 | 75.92 | 29.7369 | 71.96 | 29.6115 | 73.94 | 26.7946 | 75.02 | 32.3403 | 82.04 | 29.6861 | 73.4 | 27.2082 | 80.06 | 28.2056 | 75.2 | 29.7045 | 80.96 | 30.2634 | 73.94 | 31.2475 | 6160 | #N/A | #N/A
| 71.06 | 30.1222 | 82.94 | 29.5479 | 68 | 26.011 | 81.68 | 31.1664 | 84.02 | 29.815 | 75.92 | 30.5975 | 71.96 | 28.3177 | 71.06 | 28.3097 | 77 | 32.2843 | 82.94 | 30.2482 | 75.2 | 27.024 | 78.98 | 28.6351 | 69.8 | 26.9457 | 82.04 | 29.3735 | 73.94 | 31.2488 | 6161 | #N/A | #N/A
| 69.08 | 29.6351 | 82.94 | 29.9442 | 73.94 | 25.521 | 82.4 | 30.3299 | 84.02 | 30.2116 | 75.02 | 30.3807 | 71.06 | 28.0999 | 71.96 | 28.5321 | 78.08 | 33.0964 | 82.94 | 30.6721 | 69.8 | 26.9905 | 78.98 | 28.3213 | 66.2 | 26.7633 | 82.04 | 30.1139 | 71.96 | 31.2083 | 6162 | #N/A | #N/A
| 68 | 27.9964 | 78.08 | 30.7897 | 73.04 | 24.2067 | 81.68 | 30.0877 | 82.94 | 29.9501 | 73.94 | 30.121 | 69.98 | 28.7422 | 71.96 | 29.4507 | 73.94 | 32.5493 | 80.96 | 32.7747 | 73.4 | 27.8692 | 75.02 | 27.6762 | 66.2 | 26.7633 | 80.96 | 29.5131 | 73.04 | 31.0273 | 6163 | #N/A | #N/A
| 66.92 | 27.7297 | 77 | 30.5265 | 73.04 | 24.2067 | 79.7 | 29.4675 | 80.96 | 29.4681 | 71.96 | 29.6372 | 69.98 | 28.7422 | 71.96 | 29.447 | 71.96 | 32.6348 | 77 | 31.8031 | 69.8 | 29.2225 | 71.96 | 26.6124 | 69.8 | 26.2885 | 78.98 | 29.3722 | 71.96 | 31.2026 | 6164 | #N/A | #N/A
| 64.94 | 27.2429 | 71.06 | 29.0737 | 69.08 | 22.9671 | 73.76 | 28.6505 | 77 | 29.6204 | 68 | 29.1598 | 64.94 | 27.5153 | 69.08 | 24.9545 | 69.98 | 31.0902 | 71.96 | 30.1423 | 66.2 | 29.175 | 69.08 | 25.5402 | 66.2 | 26.0669 | 73.04 | 27.9217 | 69.08 | 30.4937 | 6165 | #N/A | #N/A
| 62.96 | 26.7502 | 69.98 | 29.697 | 66.92 | 22.944 | 70.88 | 28.4619 | 73.94 | 29.3183 | 64.04 | 27.3045 | 64.94 | 27.9089 | 64.04 | 23.117 | 68 | 30.0531 | 68 | 28.677 | 66.2 | 29.175 | 66.02 | 25.1583 | 60.8 | 24.0937 | 69.08 | 27.3743 | 69.8 | 31.3966 | 6166 | #N/A | #N/A
| 59 | 24.9638 | 68 | 28.7194 | 66.92 | 22.944 | 68 | 27.9054 | 71.96 | 29.6934 | 60.8 | 25.4655 | 64.04 | 27.6885 | 62.96 | 22.5373 | 66.92 | 29.7831 | 66.92 | 28.4136 | 62.6 | 27.4587 | 64.04 | 25.7218 | 57.2 | 22.6 | 62.96 | 25.8776 | 68 | 29.7778 | 6167 | #N/A | #N/A
| 59 | 24.5393 | 66.02 | 28.2356 | 64.04 | 22.2385 | 66.2 | 27.8489 | 69.08 | 28.988 | 57.2 | 22.6182 | 64.04 | 28.1801 | 62.06 | 22.064 | 66.02 | 30.0991 | 62.96 | 26.5916 | 60.8 | 24.7939 | 62.96 | 26.2387 | 59 | 23.6548 | 62.96 | 25.8766 | 68 | 29.7676 | 6168 | #N/A | #N/A
| 60.98 | 24.6796 | 66.02 | 28.2331 | 62.96 | 21.9749 | 63.86 | 27.5909 | 66.92 | 28.4577 | 55.4 | 22.1798 | 62.96 | 27.9191 | 60.08 | 21.581 | 64.94 | 29.2897 | 62.06 | 25.9271 | 59 | 23.0783 | 64.04 | 26.9464 | 57.2 | 23.2158 | 62.06 | 25.6568 | 66.02 | 29.2781 | 6169 | #N/A | #N/A
| 60.08 | 22.137 | 64.94 | 27.9673 | 62.96 | 21.9749 | 63.14 | 27.6562 | 64.94 | 27.5783 | 51.8 | 20.1775 | 62.96 | 27.9191 | 60.08 | 21.0555 | 64.94 | 29.2883 | 60.98 | 25.6609 | 57.2 | 22.0574 | 64.04 | 27.4142 | 62.6 | 23.9156 | 60.98 | 25.7523 | 64.94 | 29.0125 | 6170 | #N/A | #N/A
| 59 | 21.5644 | 64.04 | 27.3516 | 59 | 21.0128 | 61.52 | 27.1774 | 64.94 | 27.9753 | 51.8 | 20.1775 | 64.04 | 28.1852 | 57.92 | 20.7666 | 64.04 | 29.0636 | 59 | 24.822 | 57.2 | 21.5093 | 64.04 | 27.4178 | 62.6 | 23.3345 | 59 | 24.9086 | 66.02 | 30.2838 | 6171 | #N/A | #N/A
| 57.92 | 21.0546 | 64.04 | 27.354 | 57.92 | 21.0403 | 60.98 | 26.8075 | 64.04 | 27.358 | 50 | 19.227 | 64.04 | 28.1876 | 55.94 | 20.2859 | 64.04 | 29.0595 | 57.2 | 23.8843 | 55.4 | 20.5565 | 62.96 | 26.6948 | 60.8 | 23.477 | 57.2 | 23.968 | 66.02 | 30.2838 | 6172 | #N/A | #N/A
| 57.02 | 20.8353 | 62.96 | 26.6312 | 57.92 | 21.0403 | 60.8 | 26.1471 | 62.96 | 27.0985 | 53.6 | 21.1611 | 64.94 | 28.4121 | 55.04 | 20.0702 | 64.04 | 28.6238 | 57.2 | 23.8843 | 53.6 | 19.6352 | 62.96 | 26.7018 | 60.8 | 22.8964 | 57.2 | 23.968 | 66.02 | 30.7551 | 6173 | #N/A | #N/A
| 55.94 | 20.2822 | 60.98 | 25.7056 | 57.92 | 21.0396 | 57.2 | 23.8421 | 62.06 | 26.4196 | 51.8 | 20.1775 | 62.96 | 27.441 | 53.06 | 19.5868 | 64.04 | 28.6212 | 57.2 | 23.8843 | 53.6 | 20.1193 | 62.06 | 26.9513 | 60.8 | 22.35 | 55.4 | 22.869 | 66.02 | 30.7551 | 6174 | #N/A | #N/A
| 53.96 | 19.7981 | 60.08 | 25.489 | 57.02 | 20.8204 | 53.6 | 22.3137 | 60.98 | 25.7128 | 53.6 | 20.6151 | 57.92 | 24.556 | 50 | 18.8412 | 62.96 | 28.3501 | 59 | 25.0191 | 51.8 | 19.682 | 62.96 | 27.1751 | 59 | 21.9123 | 55.4 | 22.869 | 66.02 | 30.7551 | 6175 | #N/A | #N/A
| 53.96 | 19.7947 | 60.08 | 25.49 | 57.02 | 20.8204 | 53.6 | 22.3165 | 60.98 | 25.7128 | 51.8 | 20.1775 | 57.92 | 24.556 | 53.06 | 19.5806 | 62.96 | 28.3748 | 57.2 | 23.8843 | 53.6 | 20.1193 | 64.04 | 27.839 | 57.2 | 21.4746 | 55.04 | 22.4884 | 66.02 | 30.2468 | 6176 | #N/A | #N/A
| 55.04 | 20.343 | 59 | 24.8653 | 57.02 | 20.5246 | 55.4 | 23.405 | 60.98 | 25.7106 | 50 | 19.227 | 57.2 | 24.5792 | 53.06 | 19.866 | 62.6 | 28.5468 | 53.6 | 21.7359 | 51.8 | 19.682 | 64.04 | 28.3341 | 57.2 | 21.4746 | 55.4 | 22.869 | 64.94 | 30.0193 | 6177 | #N/A | #N/A
| 59 | 21.862 | 62.96 | 27.1015 | 57.92 | 20.7397 | 57.2 | 23.845 | 62.96 | 26.642 | 51.8 | 20.1775 | 66.02 | 30.08 | 59 | 21.5551 | 62.96 | 28.3748 | 55.4 | 22.7906 | 55.4 | 21.0718 | 66.92 | 29.4694 | 59 | 21.9123 | 53.6 | 21.8094 | 66.02 | 30.2838 | 6178 | #N/A | #N/A
| 60.98 | 21.7808 | 68 | 28.7354 | 57.92 | 20.7397 | 60.8 | 26.9341 | 66.92 | 28.0748 | 71.96 | 31.5525 | 69.08 | 30.8335 | 60.98 | 21.493 | 66.02 | 29.4979 | 69.08 | 29.454 | 59 | 21.947 | 71.96 | 31.2396 | 60.8 | 22.35 | 60.98 | 24.9849 | 66.92 | 30.9757 | 6179 | #N/A | #N/A
| 62.06 | 21.7529 | 71.96 | 29.7092 | 62.06 | 21.5081 | 60.8 | 26.9378 | 71.06 | 29.0918 | 73.94 | 32.0404 | 69.98 | 30.6014 | 62.96 | 21.9751 | 68 | 29.9788 | 73.04 | 30.4302 | 59 | 21.431 | 75.02 | 31.9909 | 60.8 | 22.35 | 64.94 | 26.375 | 69.98 | 31.2535 | 6180 | #N/A | #N/A
| 62.96 | 21.9701 | 75.02 | 30.4638 | 64.04 | 21.4992 | 69.44 | 30.5908 | 75.02 | 30.0671 | 75.02 | 31.3317 | 71.06 | 30.8722 | 64.94 | 22.2197 | 71.96 | 31.4896 | 77 | 31.4064 | 62.6 | 22.3054 | 78.98 | 33.4304 | 62.6 | 22.7877 | 69.98 | 27.9723 | 71.96 | 31.1894 | 6181 | #N/A | #N/A
| 64.04 | 22.7728 | 80.06 | 32.2018 | 64.04 | 21.4992 | 73.4 | 30.0362 | 80.06 | 30.8452 | 77 | 31.8254 | 71.06 | 30.8722 | 68 | 22.9623 | 75.02 | 32.7102 | 80.06 | 32.5899 | 64.4 | 22.7427 | 80.96 | 33.4733 | 62.6 | 22.7877 | 73.04 | 28.7277 | 75.02 | 31.9382 | 6182 | #N/A | #N/A
| 64.94 | 22.7398 | 80.06 | 32.2096 | 64.94 | 21.4628 | 75.2 | 30.4806 | 82.04 | 31.3375 | 75.92 | 31.1427 | 71.96 | 31.5582 | 68 | 22.9623 | 75.92 | 33.5052 | 82.04 | 32.6589 | 64.4 | 22.7427 | 86 | 33.2549 | 64.4 | 23.2254 | 78.08 | 30.4215 | 77 | 31.9159 | 6183 | #N/A | #N/A
| 64.04 | 23.0812 | 78.98 | 32.3796 | 66.02 | 21.7234 | 80.06 | 31.2892 | 82.94 | 31.5658 | 77 | 31.4138 | 71.96 | 31.5653 | 66.92 | 22.6995 | 77 | 34.8878 | 82.04 | 32.6667 | 64.4 | 22.2564 | 86 | 33.2676 | 66.2 | 23.6631 | 80.06 | 30.9139 | 75.92 | 31.1413 | 6184 | #N/A | #N/A
| 64.94 | 23.3 | 80.06 | 32.6539 | 66.02 | 21.7234 | 81.32 | 31.7648 | 82.94 | 31.574 | 75.92 | 31.1541 | 71.06 | 31.35 | 68 | 22.4711 | 77 | 33.2605 | 82.04 | 32.6758 | 64.4 | 22.2564 | 87.98 | 32.8831 | 66.2 | 23.6631 | 82.04 | 29.8217 | 77 | 31.92 | 6185 | #N/A | #N/A
| 64.04 | 22.7721 | 78.98 | 31.9682 | 66.92 | 20.8839 | 81.86 | 31.5104 | 84.02 | 31.0281 | 75.2 | 32.2365 | 71.06 | 31.3541 | 69.98 | 22.7008 | 75.92 | 34.6237 | 80.96 | 32.8414 | 66.2 | 22.2359 | 87.08 | 33.5436 | 66.2 | 23.6631 | 82.04 | 29.1091 | 75.92 | 31.6532 | 6186 | #N/A | #N/A
| 64.94 | 23.2985 | 78.98 | 31.475 | 68 | 21.5367 | 80.96 | 31.1383 | 82.94 | 30.3438 | 75.2 | 32.2365 | 69.98 | 31.0931 | 69.08 | 22.4803 | 73.04 | 32.22 | 78.08 | 31.2134 | 66.2 | 22.2359 | 82.94 | 34.4575 | 64.4 | 23.2254 | 80.06 | 29.6888 | 75.92 | 32.0907 | 6187 | #N/A | #N/A
| 64.04 | 23.0751 | 75.92 | 30.7253 | 68 | 21.5367 | 76.28 | 29.3978 | 80.06 | 30.0628 | 73.04 | 31.862 | 69.98 | 31.0931 | 66.92 | 21.9533 | 71.96 | 32.5207 | 75.02 | 30.4636 | 66.2 | 21.8062 | 78.98 | 33.4698 | 64.4 | 22.7106 | 77 | 28.944 | 73.94 | 31.1596 | 6188 | #N/A | #N/A
| 55.94 | 21.6999 | 71.96 | 29.3552 | 64.04 | 20.9929 | 73.04 | 28.9787 | 77 | 30.1303 | 69.08 | 30.441 | 66.02 | 29.68 | 62.06 | 21.2409 | 69.98 | 32.5235 | 71.06 | 29.9885 | 62.6 | 21.8195 | 73.04 | 34.3085 | 62.6 | 22.2733 | 73.04 | 28.4016 | 73.94 | 31.1543 | 6189 | #N/A | #N/A
| 51.98 | 20.3967 | 69.98 | 28.8704 | 62.96 | 20.7251 | 70.88 | 29.0646 | 73.94 | 30.2466 | 68 | 30.1773 | 64.04 | 28.6683 | 60.08 | 20.7531 | 69.08 | 32.2961 | 69.08 | 29.5043 | 55.4 | 20.072 | 71.96 | 32.7608 | 62.6 | 21.7895 | 71.06 | 28.282 | 71.96 | 31.6449 | 6190 | #N/A | #N/A
| 53.96 | 21.2 | 68 | 28.7901 | 62.96 | 20.7251 | 68.54 | 29.1358 | 71.06 | 29.5462 | 68 | 30.4675 | 64.94 | 29.87 | 57.02 | 20.0046 | 69.08 | 31.7999 | 66.02 | 28.266 | 55.4 | 20.072 | 69.98 | 28.4305 | 62.6 | 22.2733 | 66.92 | 27.2703 | 68 | 31.7212 | 6191 | #N/A | #N/A
| 57.02 | 22.2826 | 66.92 | 28.5279 | 60.08 | 20.0196 | 66.2 | 28.7321 | 69.08 | 29.0624 | 68 | 30.4675 | 66.02 | 30.1398 | 57.02 | 19.7857 | 66.92 | 30.6908 | 66.02 | 27.8704 | 55.4 | 20.5565 | 68 | 25.2843 | 62.6 | 22.2733 | 64.94 | 26.7899 | 69.08 | 31.9814 | 6192 | #N/A | #N/A
| 57.02 | 21.0349 | 66.92 | 28.1297 | 60.08 | 20.2604 | 64.76 | 28.5507 | 66.92 | 28.1325 | 66.2 | 29.1431 | 66.02 | 30.1427 | 55.94 | 19.7395 | 66.02 | 30.0036 | 62.96 | 26.6592 | 53.6 | 19.6352 | 66.02 | 23.5559 | 60.8 | 21.8359 | 64.04 | 27.0257 | 69.08 | 32.0895 | 6193 | #N/A | #N/A
| 59 | 20.9782 | 66.02 | 27.4477 | 60.08 | 20.2604 | 63.14 | 27.902 | 66.02 | 27.9194 | 64.4 | 28.7014 | 66.02 | 30.1427 | 53.96 | 19.5258 | 64.94 | 29.296 | 60.98 | 25.7313 | 50 | 18.7614 | 62.96 | 23.4038 | 60.8 | 21.3526 | 62.06 | 26.0895 | 68 | 31.8246 | 6194 | #N/A | #N/A
| 57.02 | 20.4989 | 64.94 | 27.6523 | 57.92 | 19.7352 | 62.78 | 28.1513 | 64.94 | 27.192 | 62.6 | 27.4286 | 66.92 | 30.3738 | 51.98 | 18.7791 | 62.96 | 28.3748 | 60.08 | 25.1562 | 50 | 18.307 | 60.98 | 22.9195 | 59 | 20.9156 | 62.06 | 26.5438 | 68 | 31.8246 | 6195 | #N/A | #N/A
| 57.92 | 20.4858 | 64.94 | 27.6511 | 55.94 | 19.5072 | 61.52 | 27.2667 | 64.94 | 27.661 | 64.4 | 28.7014 | 66.02 | 30.1613 | 48.92 | 18.035 | 62.06 | 27.6478 | 60.98 | 25.7368 | 48.2 | 17.8704 | 59 | 22.437 | 59 | 20.9156 | 60.08 | 25.6123 | 66.92 | 30.9757 | 6196 | #N/A | #N/A
| 57.02 | 20.2667 | 64.4 | 27.8889 | 55.94 | 19.5072 | 60.62 | 26.6555 | 64.04 | 27.4504 | 62.6 | 27.4286 | 66.02 | 29.7243 | 48.92 | 18.0362 | 62.96 | 28.3748 | 62.6 | 26.6377 | 48.2 | 17.8704 | 57.92 | 21.8397 | 59 | 20.9156 | 60.98 | 26.2891 | 66.92 | 30.9757 | 6197 | #N/A | #N/A
| 55.94 | 20.2353 | 62.96 | 27.188 | 53.96 | 19.2419 | 61.7 | 27.4024 | 62.96 | 27.1921 | 62.6 | 27.4286 | 64.94 | 29.4675 | 44.96 | 16.8575 | 62.06 | 28.1544 | 62.6 | 26.6377 | 48.2 | 17.8704 | 55.94 | 21.0892 | 57.2 | 20.4786 | 60.98 | 26.2879 | 66.2 | 30.5146 | 6198 | #N/A | #N/A
| 51.08 | 19.0508 | 64.04 | 27.8512 | 53.06 | 18.8058 | 62.96 | 26.918 | 62.96 | 27.1921 | 62.6 | 27.4286 | 64.94 | 29.4675 | 44.06 | 16.3863 | 62.96 | 28.3748 | 64.4 | 27.8622 | 46.4 | 17.0076 | 55.04 | 21.1331 | 57.2 | 20.4786 | 64.04 | 25.4603 | 66.02 | 30.2838 | 6199 | #N/A | #N/A
| 50 | 18.2885 | 62.96 | 27.1892 | 53.06 | 18.8058 | 62.6 | 25.934 | 62.96 | 27.1921 | 60.8 | 25.4655 | 64.94 | 29.4675 | 42.08 | 15.4718 | 62.96 | 28.3748 | 62.06 | 26.4655 | 46.4 | 17.0076 | 57.02 | 21.6854 | 57.2 | 20.4786 | 59 | 22.8435 | 64.94 | 30.0193 | 6200 | #N/A | #N/A
| 46.94 | 17.5419 | 62.96 | 27.1904 | 53.96 | 19.2363 | 57.2 | 23.2542 | 62.06 | 26.973 | 64.94 | 28.9544 | 66.92 | 30.9652 | 42.08 | 15.6631 | 62.06 | 27.5366 | 60.8 | 25.4589 | 44.6 | 16.5713 | 57.92 | 22.2375 | 55.4 | 20.0417 | 57.92 | 22.8756 | 64.94 | 29.4715 | 6201 | #N/A | #N/A
| 55.94 | 20.5129 | 64.94 | 28.0704 | 55.94 | 19.983 | 59.9 | 23.2246 | 64.04 | 26.9869 | 69.08 | 30.9579 | 69.08 | 31.5026 | 50 | 19.0741 | 62.06 | 27.6478 | 60.8 | 25.4589 | 46.4 | 17.8877 | 57.92 | 22.583 | 57.2 | 21.4746 | 59 | 22.8366 | 64.94 | 29.4715 | 6202 | #N/A | #N/A
| 59 | 20.9647 | 64.04 | 27.444 | 55.94 | 19.983 | 59.72 | 23.0018 | 64.04 | 26.1687 | 75.02 | 33.4623 | 69.8 | 31.8367 | 60.08 | 21.5222 | 62.06 | 27.6478 | 64.4 | 27.8622 | 53.6 | 20.1193 | 62.6 | 23.9602 | 59 | 21.9123 | 62.96 | 23.7987 | 66.02 | 30.2838 | 6203 | #N/A | #N/A
| 62.96 | 21.6964 | 64.94 | 26.7534 | 62.06 | 21.4721 | 64.22 | 24.4563 | 66.02 | 25.8929 | 73.4 | 32.7315 | 71.96 | 32.6997 | 62.96 | 21.7038 | 66.02 | 29.1239 | 64.04 | 26.1356 | 59 | 20.9458 | 62.06 | 23.5909 | 60.8 | 22.35 | 66.02 | 23.2831 | 66.92 | 30.5041 | 6204 | #N/A | #N/A
| 62.96 | 21.6983 | 64.94 | 25.2412 | 60.98 | 21.446 | 66.56 | 24.4379 | 68 | 25.3004 | 73.4 | 32.7315 | 71.06 | 32.0032 | 66.02 | 22.6812 | 71.96 | 31.8949 | 66.02 | 25.8661 | 62.6 | 21.8195 | 64.94 | 23.5145 | 60.8 | 22.35 | 66.92 | 23.5032 | 69.08 | 30.8996 | 6205 | #N/A | #N/A
| 64.04 | 22.7369 | 69.08 | 24.9257 | 60.98 | 21.446 | 67.28 | 24.0592 | 71.06 | 25.0729 | 73.4 | 30.9094 | 71.06 | 32.0032 | 66.92 | 22.9071 | 75.92 | 33.9358 | 69.98 | 26.1267 | 64.4 | 22.2564 | 66.02 | 23.2009 | 62.6 | 22.2733 | 68 | 23.7685 | 73.94 | 31.5468 | 6206 | #N/A | #N/A
| 64.94 | 22.9615 | 71.96 | 25.6282 | 66.92 | 22.9009 | 70.34 | 24.9698 | 73.04 | 24.9737 | 66.2 | 28.3107 | 71.6 | 30.4601 | 68 | 24.0265 | 78.98 | 35.3072 | 71.96 | 25.9467 | 66.2 | 23.1799 | 66.02 | 22.9536 | 64.4 | 22.7106 | 69.08 | 23.4887 | 73.04 | 31.4537 | 6207 | #N/A | #N/A
| 64.94 | 23.2771 | 73.04 | 25.2907 | 69.98 | 23.9435 | 71.06 | 25.1498 | 71.96 | 24.464 | 73.04 | 27.6013 | 69.8 | 30.0184 | 68 | 24.0303 | 80.96 | 34.6983 | 73.94 | 26.0882 | 66.2 | 23.1799 | 66.02 | 23.2052 | 66.2 | 23.6631 | 71.96 | 24.1917 | 75.02 | 31.4946 | 6208 | #N/A | #N/A
| 64.94 | 24.2273 | 73.04 | 25.2922 | 69.98 | 23.9435 | 71.24 | 24.6102 | 73.04 | 24.4349 | 73.94 | 27.4281 | 69.8 | 29.1853 | 69.08 | 24.5701 | 80.06 | 34.4835 | 73.04 | 25.5376 | 66.2 | 24.2474 | 64.94 | 22.6963 | 66.2 | 24.2107 | 71.06 | 23.7402 | 78.98 | 32.3599 | 6209 | #N/A | #N/A
| 64.94 | 24.8965 | 71.06 | 23.9556 | 69.08 | 24.567 | 69.44 | 23.9694 | 73.04 | 24.4363 | 75.92 | 27.9139 | 69.8 | 28.3995 | 66.02 | 24.1648 | 82.04 | 34.9727 | 73.04 | 24.9581 | 66.2 | 23.6973 | 64.94 | 22.4084 | 66.2 | 24.7926 | 71.96 | 24.1959 | 78.08 | 31.6278 | 6210 | #N/A | #N/A
| 64.04 | 24.6837 | 71.96 | 23.9388 | 66.02 | 24.158 | 71.6 | 24.4939 | 71.96 | 23.6641 | 75.92 | 27.223 | 69.98 | 27.189 | 66.02 | 24.8129 | 80.06 | 34.4849 | 73.94 | 25.176 | 64.4 | 23.8094 | 64.04 | 22.1913 | 64.4 | 24.3541 | 69.08 | 23.2579 | 78.08 | 32.1413 | 6211 | #N/A | #N/A
| 64.04 | 25.0081 | 69.08 | 23.2353 | 66.02 | 24.158 | 68 | 23.6665 | 69.98 | 23.4525 | 73.04 | 26.5178 | 69.98 | 27.189 | 66.02 | 26.2434 | 78.08 | 33.9942 | 71.06 | 24.2224 | 64.4 | 25.0139 | 62.96 | 22.2169 | 64.4 | 24.9717 | 68 | 22.9939 | 77 | 31.8744 | 6212 | #N/A | #N/A
| 64.94 | 26.7523 | 64.04 | 22.2412 | 64.4 | 24.3548 | 64.04 | 23.0624 | 64.94 | 21.7352 | 64.94 | 24.2425 | 66.02 | 26.6355 | 68 | 27.9721 | 73.94 | 32.9762 | 66.92 | 23.7734 | 62.6 | 25.2331 | 57.92 | 20.7025 | 62.6 | 24.5327 | 64.94 | 22.2496 | 75.02 | 31.8289 | 6213 | #N/A | #N/A
| 66.92 | 28.154 | 60.98 | 20.7706 | 62.06 | 24.5379 | 60.98 | 21.907 | 62.06 | 21.0333 | 62.06 | 23.193 | 64.94 | 24.5321 | 69.08 | 29.1128 | 69.08 | 31.2045 | 60.08 | 22.3719 | 64.4 | 26.3716 | 53.96 | 20.0259 | 64.4 | 24.9717 | 55.94 | 21.151 | 73.04 | 31.3376 | 6214 | #N/A | #N/A
| 69.08 | 29.5945 | 57.92 | 20.5148 | 62.06 | 24.5379 | 53.06 | 20.549 | 59 | 20.5076 | 57.02 | 21.6341 | 64.94 | 24.5313 | 68 | 30.3083 | 66.02 | 29.988 | 55.94 | 21.3618 | 66.2 | 27.5535 | 51.98 | 19.7903 | 64.4 | 25.6274 | 53.06 | 20.1375 | 71.96 | 31.0733 | 6215 | #N/A | #N/A
| 66.92 | 30.4886 | 53.06 | 19.5684 | 64.04 | 28.3863 | 49.28 | 19.2645 | 55.94 | 20.0347 | 62.96 | 23.7509 | 64.94 | 24.2305 | 69.08 | 31.0403 | 64.04 | 28.9666 | 51.98 | 20.1314 | 66.2 | 29.175 | 51.08 | 19.3203 | 66.2 | 26.7633 | 55.04 | 20.6191 | 69.08 | 30.3687 | 6216 | #N/A | #N/A
| 68 | 30.4625 | 51.98 | 19.3055 | 64.4 | 28.6757 | 47.84 | 18.9659 | 55.04 | 20.0494 | 60.98 | 22.0158 | 64.04 | 22.2184 | 69.8 | 31.8529 | 62.96 | 27.7619 | 50 | 19.3398 | 66.2 | 30.0593 | 50 | 19.056 | 66.2 | 28.2856 | 51.08 | 19.6558 | 66.02 | 29.62 | 6217 | #N/A | #N/A
| 66.92 | 30.0441 | 50 | 18.8262 | 68 | 30.331 | 44.6 | 17.4445 | 53.06 | 19.8586 | 60.98 | 22.0151 | 64.04 | 22.2184 | 66.92 | 29.1058 | 60.98 | 26.8723 | 46.4 | 17.8668 | 66.2 | 29.175 | 48.92 | 18.5075 | 66.2 | 29.1163 | 50 | 19.1442 | 66.02 | 29.62 | 6218 | #N/A | #N/A
| 66.02 | 30.2877 | 48.92 | 18.5627 | 66.02 | 28.8904 | 46.4 | 18.3642 | 51.08 | 19.0882 | 50 | 18.8093 | 62.96 | 22.2436 | 66.02 | 28.3984 | 60.08 | 26.1806 | 46.4 | 17.8668 | 64.4 | 29.6172 | 46.94 | 17.7972 | 64.4 | 27.8445 | 48.02 | 18.3724 | 66.02 | 29.6214 | 6219 | #N/A | #N/A
| 66.2 | 30.0201 | 46.94 | 17.581 | 64.94 | 28.1275 | 44.6 | 16.9896 | 51.08 | 19.3778 | 46.94 | 17.5666 | 62.06 | 22.0272 | 66.2 | 30.032 | 60.98 | 26.5002 | 46.4 | 17.8668 | 64.4 | 29.6172 | 46.04 | 17.5776 | 64.4 | 27.8445 | 44.96 | 17.1265 | 66.02 | 29.6241 | 6220 | #N/A | #N/A
| 66.2 | 29.1383 | 48.92 | 18.3322 | 64.94 | 28.1275 | 42.8 | 16.5563 | 48.92 | 18.5659 | 44.06 | 16.161 | 57.92 | 21.2715 | 68 | 30.4742 | 60.98 | 27.3837 | 46.4 | 17.4144 | 66.2 | 29.175 | 46.04 | 17.5789 | 64.4 | 27.8445 | 46.94 | 17.8797 | 66.02 | 29.1895 | 6221 | #N/A | #N/A
| 66.2 | 29.2087 | 48.02 | 18.1145 | 64.94 | 29.0759 | 42.8 | 16.5569 | 48.92 | 18.5652 | 42.98 | 15.8999 | 57.92 | 21.58 | 68 | 30.4742 | 62.06 | 27.6478 | 44.6 | 16.5532 | 66.2 | 30.0593 | 44.96 | 17.0499 | 64.4 | 27.8445 | 46.04 | 17.3922 | 64.94 | 28.9254 | 6222 | #N/A | #N/A
| 66.2 | 30.9544 | 48.02 | 18.1131 | 66.02 | 29.8743 | 41 | 15.6947 | 50 | 18.8281 | 44.96 | 16.62 | 57.02 | 21.626 | 68 | 30.4742 | 62.06 | 28.1544 | 44.6 | 16.9779 | 66.2 | 30.0593 | 44.96 | 17.0486 | 66.2 | 29.1163 | 46.04 | 17.3909 | 66.02 | 29.1881 | 6223 | #N/A | #N/A
| 66.2 | 30.9544 | 46.94 | 17.8472 | 66.02 | 29.8743 | 41 | 15.6936 | 48.02 | 18.3434 | 44.96 | 16.8683 | 57.02 | 21.626 | 68 | 30.4742 | 60.98 | 26.975 | 44.6 | 16.5532 | 66.2 | 30.0593 | 44.06 | 16.6137 | 66.2 | 29.1163 | 44.06 | 16.6895 | 66.02 | 28.7797 | 6224 | #N/A | #N/A
| 66.2 | 30.9544 | 48.02 | 18.1066 | 66.92 | 30.0741 | 41.72 | 15.9047 | 48.02 | 18.3407 | 46.94 | 17.561 | 53.06 | 20.0819 | 68 | 30.4742 | 60.98 | 26.975 | 42.8 | 15.7184 | 66.2 | 30.0593 | 44.96 | 16.829 | 64.4 | 28.6746 | 46.04 | 17.3859 | 64.04 | 28.8094 | 6225 | #N/A | #N/A
| 66.92 | 31.1109 | 53.06 | 20.6716 | 66.92 | 30.0657 | 48.02 | 19.0536 | 53.06 | 20.0998 | 62.06 | 24.1794 | 62.06 | 23.5154 | 68 | 31.3937 | 60.98 | 26.975 | 51.08 | 20.1688 | 66.2 | 30.0593 | 53.06 | 20.344 | 64.4 | 28.6746 | 51.98 | 19.8685 | 62.96 | 28.4214 | 6226 | #N/A | #N/A
| 66.92 | 31.0941 | 59 | 21.8508 | 66.92 | 30.0657 | 55.22 | 21.673 | 59 | 21.5429 | 64.94 | 24.2175 | 64.94 | 23.5397 | 68 | 31.41 | 60.98 | 26.975 | 59 | 22.095 | 66.2 | 30.0593 | 62.06 | 22.794 | 66.2 | 29.1163 | 57.02 | 22.0047 | 64.04 | 29.2513 | 6227 | #N/A | #N/A
| 69.08 | 32.1098 | 62.06 | 22.2875 | 69.98 | 30.7976 | 61.34 | 22.8797 | 60.98 | 21.4864 | 66.92 | 24.3567 | 64.94 | 23.8724 | 69.98 | 32.3444 | 66.02 | 29.5605 | 64.04 | 23.3232 | 66.2 | 30.9963 | 64.04 | 22.4519 | 64.4 | 28.6746 | 60.98 | 22.3659 | 66.02 | 30.2838 | 6228 | #N/A | #N/A
| 69.08 | 32.0989 | 64.94 | 22.7405 | 66.2 | 28.2866 | 62.96 | 23.3326 | 64.04 | 22.5215 | 69.98 | 25.1046 | 66.92 | 24.3559 | 73.04 | 32.6032 | 73.04 | 31.7018 | 66.92 | 23.7604 | 68 | 31.439 | 66.92 | 23.3993 | 66.2 | 29.1163 | 66.92 | 22.9583 | 73.04 | 30.8913 | 6229 | #N/A | #N/A
| 69.8 | 31.8404 | 66.02 | 22.7143 | 66.02 | 28.353 | 67.1 | 23.6464 | 66.02 | 22.4804 | 69.98 | 24.7765 | 66.92 | 24.3559 | 73.4 | 32.7387 | 78.08 | 33.4078 | 68 | 23.4657 | 69.8 | 31.882 | 66.92 | 23.4036 | 66.2 | 29.1163 | 69.08 | 22.5042 | 75.92 | 31.5983 | 6230 | #N/A | #N/A
| 66.2 | 30.0201 | 68 | 22.6922 | 60.8 | 25.4442 | 68.9 | 23.8829 | 68 | 22.2202 | 71.96 | 24.4324 | 66.92 | 24.7065 | 73.4 | 31.8009 | 82.04 | 33.3837 | 68 | 23.4692 | 71.6 | 31.3858 | 66.92 | 23.7154 | 60.8 | 24.7485 | 69.08 | 22.7609 | 78.08 | 32.1332 | 6231 | #N/A | #N/A
| 60.8 | 26.9832 | 69.08 | 22.7394 | 59 | 24.3098 | 70.7 | 23.7864 | 69.98 | 22.46 | 71.96 | 24.6859 | 68 | 25.2705 | 66.2 | 28.3166 | 84.02 | 30.7892 | 71.06 | 23.6918 | 59 | 25.7921 | 71.06 | 24.4173 | 59 | 24.309 | 69.98 | 22.727 | 78.98 | 31.8464 | 6232 | #N/A | #N/A
| 60.8 | 26.2 | 71.06 | 22.7232 | 59 | 24.9216 | 71.24 | 23.7789 | 69.98 | 22.2656 | 73.04 | 25.2634 | 69.98 | 24.2042 | 62.06 | 25.6989 | 82.04 | 34.4028 | 71.96 | 23.1692 | 59 | 25.0521 | 71.06 | 24.1732 | 59 | 23.6548 | 69.98 | 22.4835 | 78.08 | 31.2171 | 6233 | #N/A | #N/A
| 60.8 | 25.4616 | 71.06 | 22.5282 | 60.8 | 24.7493 | 71.78 | 23.5055 | 71.06 | 22.3007 | 73.04 | 25.5343 | 69.08 | 24.5664 | 62.6 | 25.2135 | 80.96 | 32.6995 | 71.96 | 23.6443 | 59 | 24.3546 | 69.98 | 24.1607 | 59 | 23.6548 | 71.96 | 22.9648 | 78.98 | 31.8529 | 6234 | #N/A | #N/A
| 60.08 | 24.7719 | 69.98 | 22.2683 | 60.8 | 24.7493 | 71.06 | 23.289 | 71.06 | 21.7331 | 71.06 | 25.7326 | 68 | 25.6467 | 62.06 | 24.5305 | 80.96 | 34.1423 | 71.96 | 23.9175 | 59 | 24.3546 | 69.08 | 24.5203 | 59 | 23.6548 | 71.06 | 22.3209 | 77 | 31.3717 | 6235 | #N/A | #N/A
| 59 | 23.6707 | 69.08 | 21.4236 | 60.08 | 24.4089 | 68.9 | 22.1011 | 69.08 | 20.7097 | 69.08 | 25.5478 | 68 | 25.6467 | 62.6 | 24.5566 | 78.98 | 33.6581 | 69.98 | 23.1647 | 59 | 23.6973 | 66.02 | 24.1097 | 59 | 23.6548 | 69.08 | 22.5154 | 75.92 | 31.1064 | 6236 | #N/A | #N/A
| 59 | 24.3261 | 64.04 | 20.8254 | 57.92 | 23.4782 | 64.22 | 21.8943 | 64.94 | 19.7077 | 64.94 | 24.9045 | 64.04 | 24.0147 | 60.98 | 24.2556 | 71.06 | 32.286 | 64.94 | 21.9396 | 57.2 | 23.2584 | 62.96 | 23.033 | 60.8 | 23.477 | 64.94 | 22.2589 | 73.94 | 30.2109 | 6237 | #N/A | #N/A
| 59 | 23.4403 | 55.04 | 19.0815 | 57.92 | 23.4677 | 51.98 | 20.0337 | 60.98 | 19.0912 | 62.06 | 24.1988 | 62.96 | 24.0435 | 57.92 | 23.4969 | 68 | 30.9542 | 53.96 | 20.0633 | 57.2 | 23.2584 | 59 | 21.8042 | 57.2 | 22.6 | 55.94 | 21.4271 | 71.96 | 30.1336 | 6238 | #N/A | #N/A
| 57.92 | 23.1724 | 53.06 | 18.3569 | 57.92 | 23.4677 | 51.26 | 19.6017 | 57.92 | 18.5473 | 55.04 | 21.1493 | 62.96 | 24.7261 | 55.94 | 22.6949 | 64.94 | 29.1925 | 51.98 | 19.5803 | 59 | 23.6973 | 55.04 | 20.53 | 59 | 23.0385 | 51.98 | 19.8847 | 68 | 29.6683 | 6239 | #N/A | #N/A
| 55.94 | 22.6824 | 51.08 | 17.8773 | 57.92 | 23.4572 | 47.48 | 18.7325 | 51.98 | 17.6742 | 51.98 | 19.829 | 62.06 | 24.1896 | 53.96 | 21.5457 | 64.94 | 29.1911 | 48.92 | 18.3145 | 55.4 | 22.2015 | 53.06 | 20.3537 | 57.2 | 22.6 | 51.08 | 19.6639 | 64.94 | 28.9174 | 6240 | #N/A | #N/A
| 53.96 | 22.1952 | 48.92 | 17.3518 | 57.92 | 23.1402 | 45.14 | 17.5795 | 53.06 | 17.9341 | 46.94 | 17.5666 | 60.98 | 22.9178 | 53.06 | 21.3241 | 64.04 | 28.5378 | 46.04 | 17.6143 | 55.4 | 22.2015 | 51.08 | 19.8717 | 57.2 | 22.6 | 48.92 | 18.887 | 64.94 | 28.9214 | 6241 | #N/A | #N/A
| 51.98 | 21.0504 | 46.94 | 16.8715 | 57.92 | 23.1402 | 45.86 | 17.9436 | 51.98 | 17.6721 | 46.94 | 17.5666 | 60.98 | 22.9178 | 51.08 | 20.1649 | 62.06 | 27.5492 | 46.4 | 17.4144 | 53.6 | 21.7631 | 48.92 | 18.7938 | 57.2 | 22.6 | 48.02 | 18.3786 | 62.96 | 27.5197 | 6242 | #N/A | #N/A
| 50 | 19.8947 | 44.96 | 16.196 | 55.94 | 22.652 | 44.78 | 17.3986 | 50 | 17.418 | 44.96 | 16.6188 | 57.92 | 22.1723 | 50 | 19.7437 | 60.08 | 26.1922 | 44.6 | 16.9779 | 50 | 19.759 | 46.94 | 18.029 | 57.2 | 22.6 | 46.94 | 18.1165 | 62.06 | 27.3023 | 6243 | #N/A | #N/A
| 48.92 | 19.3651 | 44.06 | 16.1722 | 57.92 | 23.4439 | 42.8 | 16.1321 | 46.94 | 16.8714 | 46.04 | 16.88 | 55.94 | 21.6905 | 48.2 | 18.7933 | 60.08 | 25.7386 | 44.6 | 16.5532 | 50 | 19.759 | 46.04 | 17.584 | 55.4 | 22.1615 | 46.94 | 17.881 | 62.06 | 26.8236 | 6244 | #N/A | #N/A
| 48.92 | 19.3636 | 44.06 | 16.4152 | 57.92 | 23.4439 | 41 | 15.6953 | 48.02 | 17.133 | 42.98 | 15.478 | 53.06 | 20.659 | 48.2 | 18.7933 | 57.92 | 24.8469 | 42.8 | 15.7184 | 46.4 | 18.3704 | 46.04 | 17.5866 | 53.6 | 20.5992 | 44.06 | 16.6956 | 62.06 | 27.3977 | 6245 | #N/A | #N/A
| 48.92 | 19.0545 | 46.04 | 17.1459 | 57.92 | 23.8273 | 41 | 15.6959 | 46.94 | 17.3646 | 42.08 | 15.0787 | 51.08 | 20.1767 | 48.2 | 18.7933 | 57.92 | 24.9254 | 42.8 | 15.7184 | 46.4 | 18.3704 | 44.96 | 17.0591 | 57.2 | 22.6 | 44.6 | 17.0306 | 60.98 | 26.6529 | 6246 | #N/A | #N/A
| 48.92 | 19.3583 | 46.94 | 17.3629 | 57.92 | 23.8213 | 39.2 | 14.8591 | 46.04 | 16.8939 | 42.98 | 15.477 | 48.92 | 19.0766 | 46.4 | 17.8742 | 57.02 | 24.2026 | 39.2 | 14.4729 | 50 | 19.759 | 44.96 | 17.0591 | 53.6 | 20.5992 | 42.98 | 15.9356 | 60.08 | 25.881 | 6247 | #N/A | #N/A
| 50 | 19.883 | 46.04 | 17.1429 | 57.92 | 23.8213 | 39.2 | 14.8576 | 46.04 | 16.8915 | 39.92 | 14.3441 | 48.92 | 19.0766 | 48.92 | 19.3595 | 57.02 | 24.2769 | 39.2 | 14.1225 | 53.6 | 22.3808 | 44.96 | 17.3252 | 57.2 | 22.6 | 42.98 | 15.934 | 60.08 | 26.4332 | 6248 | #N/A | #N/A
| 53.06 | 21.9456 | 42.98 | 16.1454 | 57.92 | 23.8125 | 39.2 | 14.8548 | 44.96 | 16.8773 | 42.98 | 15.4729 | 53.06 | 20.3848 | 48.2 | 18.7933 | 59 | 25.1027 | 39.2 | 14.4729 | 55.4 | 22.8196 | 46.04 | 17.5846 | 57.2 | 22.6 | 44.06 | 16.435 | 60.08 | 26.4332 | 6249 | #N/A | #N/A
| 60.98 | 25.3263 | 51.08 | 19.3632 | 59 | 24.0711 | 44.6 | 17.343 | 50 | 18.8166 | 57.02 | 22.2892 | 64.04 | 24.9713 | 48.2 | 18.7933 | 59 | 25.5584 | 39.2 | 14.4729 | 57.2 | 24.6122 | 53.96 | 21.1717 | 59 | 23.0385 | 44.6 | 17.0306 | 60.98 | 27.0226 | 6250 | #N/A | #N/A
| 62.96 | 25.0543 | 57.02 | 20.8064 | 59 | 24.0711 | 50.36 | 20.3173 | 55.04 | 20.3275 | 69.08 | 25.5192 | 68 | 23.7039 | 60.98 | 25.3311 | 66.02 | 29.0119 | 57.02 | 21.9402 | 60.8 | 24.7939 | 62.06 | 24.8482 | 60.8 | 24.0937 | 53.06 | 20.4389 | 62.06 | 27.8119 | 6251 | #N/A | #N/A
| 62.6 | 25.205 | 62.06 | 22.2801 | 62.96 | 25.3685 | 55.94 | 21.6195 | 60.08 | 21.5513 | 71.06 | 25.9998 | 69.08 | 25.5122 | 66.02 | 24.7365 | 73.04 | 32.1716 | 64.04 | 23.9915 | 62.6 | 24.575 | 66.92 | 26.7919 | 62.6 | 24.5327 | 57.92 | 21.6215 | 62.06 | 27.8119 | 6252 | #N/A | #N/A
| 64.4 | 24.9875 | 66.02 | 22.9928 | 62.96 | 25.0346 | 62.24 | 23.3231 | 64.94 | 22.4435 | 71.96 | 26.5868 | 68 | 25.6162 | 68 | 24.9281 | 73.94 | 31.9366 | 69.08 | 24.5443 | 64.4 | 25.0139 | 69.98 | 27.5458 | 64.4 | 25.6274 | 62.96 | 23.4512 | 62.96 | 28.0318 | 6253 | #N/A | #N/A
| 64.04 | 24.9327 | 69.98 | 23.4352 | 62.96 | 25.0346 | 67.46 | 25.3055 | 69.98 | 23.1656 | 71.06 | 24.7614 | 68 | 25.6162 | 69.98 | 25.0707 | 77 | 33.1547 | 71.06 | 24.4511 | 64.4 | 24.3935 | 73.04 | 27.8756 | 64.4 | 24.9717 | 68 | 25.3246 | 64.94 | 28.3991 | 6254 | #N/A | #N/A
| 64.04 | 24.6209 | 69.98 | 24.7919 | 64.94 | 25.5256 | 71.6 | 26.7582 | 71.96 | 23.4274 | 71.96 | 25.2485 | 68 | 26.6641 | 68 | 24.5922 | 78.98 | 32.2081 | 71.96 | 24.4239 | 66.2 | 25.4527 | 75.02 | 28.3671 | 66.2 | 25.4107 | 71.96 | 26.6671 | 66.02 | 28.6642 | 6255 | #N/A | #N/A
| 64.94 | 24.8476 | 71.06 | 25.0577 | 64.94 | 25.5345 | 74.84 | 27.9464 | 73.94 | 24.6376 | 75.02 | 25.9975 | 69.98 | 27.1517 | 69.08 | 24.8615 | 78.98 | 32.6465 | 75.02 | 24.8792 | 64.4 | 25.0139 | 75.92 | 28.5971 | 66.2 | 25.4107 | 73.94 | 27.4762 | 66.92 | 28.5848 | 6256 | #N/A | #N/A
| 64.94 | 24.8494 | 71.96 | 25.2814 | 64.94 | 25.5345 | 73.4 | 27.2045 | 75.92 | 25.4143 | 73.04 | 25.5184 | 69.08 | 26.935 | 68 | 24.9417 | 78.98 | 32.2147 | 75.92 | 25.6438 | 64.4 | 25.0139 | 75.02 | 27.3377 | 66.2 | 24.7926 | 75.92 | 27.9647 | 69.08 | 29.4222 | 6257 | #N/A | #N/A
| 66.02 | 24.45 | 69.98 | 26.1474 | 62.96 | 23.9855 | 76.82 | 28.7784 | 75.92 | 25.9823 | 71.96 | 26.2323 | 68 | 26.6765 | 66.92 | 25.3416 | 78.08 | 32.426 | 75.92 | 25.9576 | 62.6 | 24.575 | 75.02 | 28.0537 | 66.2 | 24.7926 | 77 | 28.2318 | 69.08 | 29.0129 | 6258 | #N/A | #N/A
| 64.94 | 24.4845 | 69.08 | 25.9289 | 62.96 | 23.6948 | 76.28 | 28.8575 | 75.92 | 25.9823 | 71.06 | 26.0132 | 66.92 | 26.4127 | 66.02 | 25.4406 | 75.92 | 30.9559 | 75.92 | 26.5601 | 62.6 | 23.9551 | 73.94 | 28.1302 | 66.2 | 24.7926 | 75.92 | 27.6517 | 66.2 | 29.6013 | 6259 | #N/A | #N/A
| 62.96 | 24.004 | 66.02 | 25.5007 | 62.96 | 23.6948 | 74.12 | 28.6823 | 73.94 | 26.1042 | 69.08 | 25.8988 | 66.92 | 26.4127 | 64.94 | 24.8581 | 73.94 | 30.9797 | 73.04 | 26.8698 | 62.6 | 23.9551 | 71.96 | 28.4307 | 64.4 | 24.3541 | 73.94 | 27.4859 | 66.02 | 28.6732 | 6260 | #N/A | #N/A
| 57.92 | 23.1366 | 62.06 | 24.5331 | 60.98 | 23.8733 | 68.18 | 27.3748 | 69.08 | 24.9192 | 64.04 | 24.6685 | 60.98 | 23.9152 | 62.96 | 25.0834 | 71.06 | 30.272 | 66.92 | 25.3752 | 62.6 | 24.575 | 69.08 | 28.1745 | 62.6 | 23.3345 | 68 | 26.7736 | 66.02 | 28.7797 | 6261 | #N/A | #N/A
| 53.96 | 21.8082 | 60.98 | 24.2639 | 60.08 | 23.6529 | 66.92 | 26.2873 | 64.94 | 24.2517 | 57.02 | 22.2917 | 60.98 | 24.225 | 62.6 | 24.5566 | 69.98 | 29.0845 | 60.08 | 23.7022 | 57.2 | 22.6398 | 66.02 | 27.8869 | 55.4 | 20.524 | 62.06 | 24.9764 | 64.04 | 28.8094 | 6262 | #N/A | #N/A
| 51.08 | 20.4714 | 60.08 | 24.4341 | 60.08 | 23.6529 | 64.76 | 25.8283 | 62.96 | 24.0639 | 53.06 | 20.3857 | 60.98 | 23.9059 | 60.08 | 23.6755 | 69.08 | 28.3907 | 57.2 | 23.2296 | 53.6 | 21.7631 | 64.94 | 28.021 | 51.8 | 19.6493 | 62.06 | 24.9764 | 64.04 | 28.8094 | 6263 | #N/A | #N/A
| 50 | 19.8814 | 59 | 23.7802 | 57.92 | 23.1209 | 62.6 | 25.2982 | 62.96 | 24.0648 | 51.08 | 19.3513 | 60.98 | 24.6122 | 55.04 | 22.0788 | 66.92 | 27.8618 | 57.02 | 22.9537 | 53.6 | 21.1815 | 64.04 | 27.8043 | 51.8 | 19.1677 | 59 | 23.8324 | 64.04 | 28.8094 | 6264 | #N/A | #N/A
| 48.92 | 19.3553 | 57.02 | 23.2974 | 57.92 | 22.7586 | 57.38 | 23.4948 | 60.98 | 23.9504 | 50 | 19.0869 | 57.92 | 23.475 | 51.98 | 20.6998 | 66.92 | 28.3317 | 57.92 | 23.4874 | 48.2 | 19.3214 | 64.04 | 27.4984 | 50 | 18.7308 | 59 | 23.5169 | 62.96 | 28.5453 | 6265 | #N/A | #N/A
| 48.02 | 18.8314 | 55.94 | 22.7198 | 57.92 | 22.7586 | 56.12 | 22.9331 | 60.98 | 24.2691 | 50 | 18.7999 | 57.92 | 23.475 | 50 | 19.7437 | 66.02 | 28.5216 | 55.4 | 22.1743 | 48.2 | 18.8076 | 64.94 | 27.7187 | 48.2 | 17.8419 | 57.92 | 23.2557 | 62.06 | 27.8119 | 6266 | #N/A | #N/A
| 48.02 | 18.8322 | 55.94 | 22.7188 | 55.94 | 22.2806 | 54.68 | 22.3945 | 60.08 | 24.0487 | 48.02 | 17.8198 | 60.98 | 25.3696 | 51.8 | 20.1813 | 62.96 | 27.459 | 53.6 | 21.7359 | 46.4 | 18.3704 | 66.02 | 29.3114 | 48.2 | 17.8419 | 57.02 | 22.668 | 62.06 | 27.2936 | 6267 | #N/A | #N/A
| 46.94 | 18.3263 | 57.92 | 23.5178 | 57.02 | 22.5437 | 53.06 | 21.8155 | 59 | 23.7845 | 46.94 | 17.5598 | 60.98 | 25.7291 | 48.2 | 18.7933 | 60.08 | 25.7409 | 51.8 | 20.7181 | 46.4 | 18.3704 | 66.02 | 30.2989 | 46.4 | 17.4052 | 55.04 | 21.8892 | 60.98 | 27.0361 | 6268 | #N/A | #N/A
| 46.94 | 18.0397 | 55.94 | 22.7207 | 57.02 | 22.5437 | 51.8 | 21.329 | 57.02 | 22.9872 | 46.94 | 17.3466 | 62.06 | 25.9998 | 48.02 | 18.5961 | 57.02 | 24.2078 | 53.6 | 21.1561 | 46.4 | 18.3704 | 68 | 30.7854 | 46.4 | 17.4052 | 53.96 | 21.6306 | 60.98 | 27.1339 | 6269 | #N/A | #N/A
| 46.04 | 17.8247 | 53.06 | 21.3591 | 57.92 | 23.1392 | 51.8 | 20.7501 | 57.02 | 22.9909 | 48.02 | 17.8267 | 62.06 | 25.6399 | 46.4 | 17.8742 | 57.92 | 24.4231 | 51.8 | 20.1729 | 46.4 | 17.8877 | 69.08 | 31.6172 | 46.4 | 16.9809 | 53.06 | 21.4168 | 60.98 | 27.0449 | 6270 | #N/A | #N/A
| 46.04 | 17.8233 | 57.02 | 23.305 | 57.02 | 22.918 | 51.08 | 20.7575 | 57.02 | 22.9937 | 51.08 | 19.3576 | 62.96 | 26.2199 | 48.02 | 18.3124 | 55.94 | 23.598 | 51.8 | 20.1729 | 44.6 | 17.4508 | 69.08 | 31.6172 | 46.4 | 16.9809 | 53.96 | 21.6419 | 60.8 | 26.6089 | 6271 | #N/A | #N/A
| 46.04 | 17.5912 | 55.04 | 22.5079 | 57.02 | 22.918 | 52.7 | 21.6859 | 60.08 | 24.4516 | 51.98 | 20.4027 | 62.96 | 26.2199 | 46.94 | 18.0483 | 55.04 | 22.981 | 51.8 | 20.1729 | 44.6 | 17.4508 | 69.08 | 31.5484 | 46.4 | 16.9809 | 55.4 | 22.2476 | 60.08 | 26.4332 | 6272 | #N/A | #N/A
| 46.94 | 18.0371 | 59 | 24.523 | 55.94 | 22.6538 | 53.6 | 21.7868 | 60.08 | 24.4526 | 64.94 | 27.1689 | 62.96 | 27.1308 | 48.02 | 18.5968 | 53.96 | 22.3937 | 57.02 | 22.9684 | 46.4 | 17.8877 | 69.98 | 31.7622 | 46.4 | 16.9809 | 55.4 | 22.869 | 60.08 | 26.3487 | 6273 | #N/A | #N/A
| 55.94 | 23.363 | 62.06 | 25.6889 | 57.92 | 23.4515 | 55.4 | 23.503 | 62.06 | 25.2746 | 69.08 | 28.1795 | 66.92 | 28.5001 | 55.04 | 21.795 | 55.04 | 23.047 | 59 | 24.3237 | 48.2 | 18.8076 | 69.98 | 32.3258 | 50 | 18.7308 | 57.2 | 23.3077 | 60.98 | 26.5684 | 6274 | #N/A | #N/A
| 62.96 | 25.4174 | 64.94 | 26.7523 | 57.92 | 23.4515 | 61.16 | 27.0677 | 64.94 | 25.9766 | 71.06 | 29.1296 | 66.92 | 27.6396 | 64.04 | 26.4703 | 62.06 | 26.6829 | 64.94 | 26.7273 | 57.2 | 23.9152 | 73.04 | 33.5979 | 60.8 | 24.7485 | 59 | 24.6063 | 60.98 | 27.0436 | 6275 | #N/A | #N/A
| 64.94 | 25.9009 | 66.02 | 27.0196 | 64.94 | 25.5573 | 64.4 | 28.7842 | 69.08 | 27.4129 | 71.96 | 29.3524 | 69.98 | 28.852 | 68 | 27.4417 | 66.92 | 28.3402 | 69.08 | 29.0581 | 62.6 | 25.9317 | 75.2 | 34.2155 | 64.4 | 26.3233 | 59 | 24.4071 | 60.98 | 27.0423 | 6276 | #N/A | #N/A
| 66.02 | 26.9496 | 66.92 | 27.2497 | 68 | 26.3081 | 66.2 | 30.1248 | 69.08 | 27.787 | 75.02 | 31.4373 | 71.06 | 30.4443 | 68 | 27.2303 | 69.08 | 29.2814 | 71.06 | 29.5545 | 66.2 | 26.8114 | 77 | 33.9718 | 64.4 | 26.3233 | 66.02 | 29.3964 | 62.6 | 27.86 | 6277 | #N/A | #N/A
| 68 | 27.0832 | 68 | 27.974 | 68 | 26.3081 | 70.88 | 31.6757 | 71.06 | 28.281 | 75.92 | 32.199 | 71.06 | 30.4443 | 69.98 | 27.9358 | 71.06 | 29.7735 | 73.4 | 30.9017 | 68 | 27.2511 | 78.08 | 34.3197 | 66.2 | 26.7633 | 66.2 | 29.2429 | 62.6 | 27.86 | 6278 | #N/A | #N/A
| 69.08 | 27.7121 | 71.6 | 29.6528 | 71.06 | 27.8226 | 69.8 | 31.9853 | 71.96 | 29.4318 | 77 | 32.9277 | 73.94 | 32.1526 | 71.6 | 28.11 | 69.98 | 29.1017 | 75.2 | 32.2282 | 68 | 27.2511 | 80.96 | 34.5392 | 69.8 | 28.383 | 68 | 30.5739 | 62.96 | 27.955 | 6279 | #N/A | #N/A
| 68 | 28.3665 | 71.96 | 30.3398 | 69.08 | 26.9305 | 69.8 | 31.9944 | 73.4 | 30.1113 | 77 | 32.9379 | 73.94 | 32.1613 | 71.96 | 28.8873 | 71.96 | 30.0038 | 75.2 | 31.3434 | 68 | 27.9938 | 80.96 | 34.9682 | 69.8 | 28.383 | 69.8 | 31.0157 | 64.04 | 28.8094 | 6280 | #N/A | #N/A
| 69.08 | 28.6381 | 69.98 | 29.8623 | 69.08 | 26.9305 | 68 | 32.5673 | 75.02 | 30.6132 | 75.02 | 32.4614 | 75.02 | 32.4384 | 73.4 | 30.0805 | 71.96 | 30.0697 | 75.2 | 32.2282 | 69.8 | 27.691 | 78.98 | 35.0841 | 71.6 | 28.8235 | 69.8 | 31.9589 | 64.04 | 28.7481 | 6281 | #N/A | #N/A
| 68 | 27.917 | 71.96 | 30.7898 | 66.02 | 26.6135 | 69.8 | 33.0354 | 73.4 | 30.9486 | 75.02 | 33.0378 | 73.04 | 31.9618 | 73.04 | 30.528 | 73.94 | 30.1007 | 75.02 | 32.4996 | 71.6 | 28.1308 | 75.92 | 35.4898 | 71.6 | 28.8235 | 69.8 | 31.9589 | 64.04 | 28.7588 | 6282 | #N/A | #N/A
| 66.92 | 28.1213 | 73.04 | 31.6008 | 66.92 | 27.1965 | 71.6 | 33.4954 | 73.4 | 30.9486 | 75.02 | 33.0439 | 73.04 | 32.5281 | 69.98 | 29.2844 | 73.94 | 30.1057 | 75.2 | 32.2282 | 69.8 | 27.691 | 75.92 | 34.9554 | 71.6 | 28.0831 | 71.6 | 32.4015 | 64.04 | 28.8094 | 6283 | #N/A | #N/A
| 64.94 | 27.1717 | 73.94 | 31.8318 | 66.92 | 27.1965 | 71.6 | 33.5071 | 73.4 | 31.8359 | 73.94 | 32.7811 | 73.04 | 32.5281 | 68 | 28.7993 | 73.04 | 30.2947 | 75.92 | 33.3098 | 68 | 27.9938 | 75.92 | 34.3318 | 69.8 | 28.383 | 73.04 | 32.7872 | 62.96 | 28.5001 | 6284 | #N/A | #N/A
| 64.04 | 27.4161 | 73.94 | 32.2988 | 66.02 | 27.8855 | 73.4 | 33.9688 | 73.4 | 31.8359 | 73.94 | 32.7872 | 69.08 | 31.5614 | 66.92 | 28.5321 | 71.06 | 29.8066 | 75.92 | 33.319 | 64.4 | 27.1132 | 75.02 | 34.7267 | 66.2 | 27.5021 | 71.96 | 33.0287 | 62.96 | 28.5042 | 6285 | #N/A | #N/A
| 64.04 | 27.4137 | 73.94 | 32.3017 | 64.94 | 27.6198 | 71.6 | 33.5287 | 75.92 | 32.8088 | 73.4 | 31.7942 | 69.98 | 31.2213 | 66.02 | 28.3104 | 69.08 | 29.3299 | 77 | 33.6085 | 62.6 | 26.6728 | 73.04 | 34.2282 | 64.4 | 26.3233 | 71.96 | 33.0318 | 62.96 | 28.5068 | 6286 | #N/A | #N/A
| 62.06 | 26.4682 | 73.94 | 32.3134 | 64.94 | 27.6198 | 73.4 | 33.9755 | 75.92 | 32.3594 | 73.94 | 32.2325 | 69.98 | 31.23 | 66.02 | 28.8066 | 66.92 | 28.7977 | 75.2 | 33.1657 | 62.6 | 26.6728 | 71.96 | 33.9536 | 64.4 | 27.0616 | 71.96 | 33.6546 | 62.96 | 28.5068 | 6287 | #N/A | #N/A
| 60.98 | 26.2098 | 73.4 | 31.8159 | 66.02 | 28.289 | 73.4 | 33.9855 | 75.2 | 33.219 | 73.4 | 32.7315 | 69.98 | 31.2402 | 64.94 | 28.5508 | 64.94 | 28.3524 | 75.92 | 33.8317 | 62.6 | 26.6728 | 71.06 | 33.8202 | 62.6 | 26.6211 | 71.6 | 33.4012 | 62.96 | 28.5095 | 6288 | #N/A | #N/A
| 59 | 24.9227 | 73.4 | 32.7547 | 64.04 | 27.81 | 71.6 | 34.6009 | 75.02 | 33.1876 | 73.94 | 33.3074 | 69.98 | 31.8161 | 64.04 | 27.8428 | 69.08 | 29.8323 | 75.2 | 33.1657 | 60.8 | 26.2324 | 71.06 | 33.8202 | 64.4 | 27.8445 | 69.8 | 31.9589 | 62.96 | 28.5453 | 6289 | #N/A | #N/A
| 57.02 | 24.034 | 73.4 | 32.7547 | 64.04 | 27.81 | 68 | 32.6385 | 75.92 | 33.4214 | 75.02 | 34.1866 | 69.98 | 31.8161 | 60.8 | 25.4707 | 69.08 | 29.8403 | 75.2 | 34.1585 | 62.6 | 26.6728 | 71.06 | 33.8202 | 64.4 | 27.8445 | 69.8 | 31.9589 | 62.96 | 28.5453 | 6290 | #N/A | #N/A
| 55.94 | 23.4365 | 71.06 | 33.3045 | 66.02 | 26.9965 | 68 | 32.6284 | 71.6 | 32.3333 | 73.94 | 34.5498 | 71.06 | 33.1779 | 60.8 | 26.2098 | 66.02 | 29.5295 | 73.94 | 34.605 | 59 | 25.7921 | 71.06 | 33.7332 | 62.6 | 26.6211 | 68 | 30.9623 | 62.96 | 28.5453 | 6291 | #N/A | #N/A
| 55.94 | 23.4395 | 71.6 | 33.3054 | 64.94 | 26.3744 | 68 | 32.6236 | 71.6 | 32.3333 | 73.94 | 33.9334 | 71.06 | 33.191 | 59 | 25.0309 | 64.94 | 28.8349 | 73.4 | 34.7653 | 60.8 | 26.2324 | 71.96 | 34.4967 | 60.8 | 25.4433 | 68 | 30.5739 | 62.96 | 28.5324 | 6292 | #N/A | #N/A
| 57.2 | 24.5818 | 69.8 | 31.8689 | 64.94 | 26.3744 | 66.2 | 30.2128 | 69.98 | 31.9478 | 73.94 | 34.5652 | 71.06 | 33.1992 | 60.08 | 25.5879 | 62.96 | 27.8507 | 71.06 | 32.6523 | 59 | 25.7921 | 71.96 | 34.5796 | 62.6 | 26.6211 | 62.6 | 25.2855 | 62.96 | 28.5446 | 6293 | #N/A | #N/A
| 57.2 | 23.8868 | 69.08 | 32.1963 | 62.06 | 24.5196 | 60.8 | 24.2247 | 69.08 | 31.7217 | 71.6 | 33.2806 | 71.06 | 33.2106 | 62.06 | 26.5233 | 64.04 | 28.1322 | 71.06 | 32.638 | 59 | 25.0521 | 71.96 | 34.5054 | 60.8 | 25.4433 | 60.8 | 23.5625 | 62.96 | 28.5453 | 6294 | #N/A | #N/A
| 59 | 25.0217 | 69.8 | 31.8689 | 60.08 | 23.7175 | 60.08 | 23.9125 | 69.8 | 31.8905 | 69.8 | 31.8457 | 69.8 | 32.8274 | 62.6 | 26.6502 | 64.94 | 28.3402 | 71.6 | 32.2797 | 59 | 25.7921 | 71.6 | 34.3819 | 62.6 | 26.6211 | 59 | 22.2378 | 62.96 | 28.5453 | 6295 | #N/A | #N/A
| 62.6 | 28.2551 | 69.8 | 31.8689 | 60.08 | 23.7175 | 60.8 | 23.5876 | 69.8 | 31.8905 | 69.8 | 31.8457 | 69.98 | 32.9493 | 62.6 | 26.6502 | 66.02 | 28.6057 | 66.92 | 29.1273 | 60.8 | 27.0178 | 71.96 | 34.5019 | 62.6 | 25.8833 | 57.92 | 21.1252 | 64.04 | 28.8094 | 6296 | #N/A | #N/A
| 62.6 | 27.4243 | 66.2 | 29.1636 | 59 | 22.1111 | 57.74 | 20.9155 | 64.04 | 26.2557 | 71.06 | 32.603 | 69.8 | 33.8764 | 62.6 | 25.9106 | 66.02 | 29.1073 | 64.4 | 26.3388 | 60.8 | 26.2324 | 71.96 | 34.4949 | 60.8 | 24.7485 | 57.92 | 21.1158 | 64.04 | 28.8094 | 6297 | #N/A | #N/A
| 62.6 | 26.6405 | 62.96 | 26.7854 | 60.08 | 22.1054 | 57.2 | 21.0267 | 62.96 | 24.4918 | 71.6 | 32.2886 | 66.2 | 30.9509 | 60.8 | 24.7741 | 66.02 | 29.1045 | 62.06 | 25.2925 | 60.8 | 24.7939 | 73.04 | 34.7615 | 60.8 | 24.7485 | 57.92 | 20.8153 | 64.04 | 29.2513 | 6298 | #N/A | #N/A
| 62.6 | 25.205 | 60.98 | 24.7191 | 60.08 | 22.1054 | 58.1 | 21.3376 | 62.96 | 24.4852 | 64.4 | 26.3452 | 66.2 | 30.9509 | 64.04 | 24.7148 | 68 | 29.5866 | 62.06 | 24.9479 | 62.6 | 24.575 | 73.94 | 34.9836 | 62.6 | 24.5327 | 57.92 | 20.5724 | 64.04 | 29.2513 | 6299 | #N/A | #N/A
| 64.4 | 24.9875 | 62.06 | 24.2581 | 64.94 | 22.2064 | 60.26 | 22.1151 | 62.06 | 22.9099 | 66.2 | 26.7852 | 68 | 32.3838 | 66.02 | 24.5286 | 69.08 | 29.8497 | 62.96 | 24.4425 | 62.6 | 23.9551 | 75.2 | 35.2706 | 62.6 | 23.9156 | 60.98 | 21.3114 | 64.94 | 29.4715 | 6300 | #N/A | #N/A
| 64.94 | 23.9233 | 64.04 | 23.116 | 66.92 | 22.1994 | 63.5 | 22.3893 | 64.04 | 22.8041 | 69.8 | 27.665 | 64.4 | 27.8622 | 66.02 | 23.0216 | 69.98 | 30.5306 | 66.02 | 23.8405 | 62.6 | 22.8221 | 75.02 | 35.335 | 62.6 | 23.3345 | 64.04 | 21.5558 | 66.02 | 30.2887 | 6301 | #N/A | #N/A
| 64.94 | 22.7619 | 66.92 | 23.8107 | 66.92 | 22.1994 | 65.48 | 22.3413 | 66.92 | 23.2473 | 69.98 | 26.1555 | 66.92 | 29.0551 | 68 | 22.9781 | 75.02 | 31.3119 | 69.08 | 23.4576 | 62.6 | 22.3054 | 73.04 | 35.5119 | 64.4 | 23.2254 | 66.92 | 22.4704 | 66.2 | 30.5146 | 6302 | #N/A | #N/A
| 64.94 | 23.5981 | 69.98 | 24.2354 | 69.08 | 22.478 | 67.1 | 22.2838 | 69.98 | 23.4571 | 69.98 | 26.147 | 71.6 | 27.3996 | 68 | 22.4907 | 75.02 | 31.3119 | 69.98 | 23.4371 | 64.4 | 23.2598 | 71.06 | 33.8202 | 64.4 | 23.7726 | 66.92 | 21.7446 | 66.02 | 30.2946 | 6303 | #N/A | #N/A
| 64.94 | 23.3355 | 71.06 | 23.7164 | 69.08 | 22.4833 | 67.64 | 23.0452 | 71.06 | 23.2238 | 71.96 | 25.9552 | 69.98 | 26.8477 | 69.98 | 23.4706 | 77 | 31.806 | 71.96 | 23.9156 | 64.4 | 22.7427 | 69.98 | 32.8426 | 64.4 | 23.2254 | 68 | 21.8068 | 66.02 | 30.2838 | 6304 | #N/A | #N/A
| 64.94 | 23.0227 | 71.96 | 23.6577 | 69.08 | 22.4833 | 68.18 | 22.8039 | 71.06 | 22.524 | 73.04 | 25.8708 | 69.98 | 26.8457 | 71.06 | 24.263 | 77 | 31.2982 | 73.04 | 24.1737 | 64.4 | 22.7427 | 69.98 | 31.8385 | 64.4 | 23.7726 | 69.08 | 22.2627 | 66.2 | 30.5146 | 6305 | #N/A | #N/A
| 64.94 | 23.6013 | 71.06 | 22.9641 | 71.06 | 22.5247 | 67.46 | 22.1484 | 71.06 | 22.9636 | 73.94 | 26.0856 | 69.08 | 24.5656 | 71.06 | 23.7327 | 77 | 32.7883 | 73.04 | 23.6806 | 64.4 | 22.7427 | 71.06 | 33.8202 | 64.4 | 23.7726 | 68 | 22.2425 | 68 | 30.7686 | 6306 | #N/A | #N/A
| 64.94 | 23.0182 | 69.98 | 22.6965 | 69.98 | 21.848 | 67.82 | 22.5762 | 69.98 | 22.4521 | 73.94 | 25.4769 | 69.08 | 24.2901 | 69.98 | 23.7033 | 75.02 | 33.3505 | 71.96 | 23.4144 | 64.4 | 22.7427 | 71.06 | 33.8202 | 64.4 | 24.3541 | 68 | 21.9949 | 66.92 | 30.5121 | 6307 | #N/A | #N/A
| 62.96 | 22.2831 | 68 | 22.6834 | 69.98 | 21.848 | 65.66 | 22.0056 | 68 | 22.2115 | 71.96 | 25.2589 | 69.08 | 24.2901 | 66.92 | 23.2473 | 73.94 | 32.4985 | 69.98 | 22.677 | 62.6 | 22.3054 | 71.06 | 33.8202 | 64.4 | 23.2254 | 66.02 | 21.7569 | 66.02 | 30.2874 | 6308 | #N/A | #N/A
| 62.06 | 22.3095 | 62.06 | 21.5082 | 64.94 | 20.2381 | 60.98 | 21.5055 | 62.96 | 21.2387 | 62.96 | 23.7388 | 60.08 | 23.694 | 60.98 | 22.0481 | 71.96 | 32.0097 | 62.96 | 21.4405 | 60.8 | 22.3845 | 69.98 | 32.9293 | 62.6 | 22.7877 | 60.08 | 21.0581 | 66.02 | 30.2838 | 6309 | #N/A | #N/A
| 62.06 | 22.6137 | 59 | 20.7591 | 64.04 | 19.8185 | 50.36 | 19.7692 | 57.92 | 20.0114 | 59 | 22.0942 | 57.02 | 22.9398 | 59 | 20.5131 | 71.06 | 31.319 | 55.94 | 21.0774 | 57.2 | 20.9937 | 69.08 | 32.7075 | 62.6 | 22.2733 | 57.02 | 20.5443 | 66.02 | 30.2838 | 6310 | #N/A | #N/A
| 62.06 | 22.0481 | 57.02 | 20.0039 | 64.04 | 19.8185 | 48.92 | 19.3089 | 57.02 | 20.0037 | 60.08 | 22.6816 | 57.02 | 22.5708 | 55.94 | 19.0525 | 69.98 | 30.5077 | 53.06 | 20.0614 | 55.4 | 20.072 | 69.08 | 32.1043 | 62.6 | 22.7877 | 55.04 | 19.8243 | 66.92 | 29.9526 | 6311 | #N/A | #N/A
| 62.06 | 21.5186 | 55.94 | 19.5208 | 60.08 | 19.2198 | 47.12 | 18.5638 | 55.04 | 19.3036 | 60.08 | 22.3467 | 60.08 | 23.3118 | 55.94 | 19.0491 | 68 | 30.0199 | 51.08 | 19.8845 | 55.4 | 20.072 | 68 | 31.7457 | 62.6 | 21.7895 | 51.08 | 19.094 | 66.92 | 29.9561 | 6312 | #N/A | #N/A
| 60.08 | 21.0328 | 53.06 | 19.0354 | 59 | 18.9562 | 44.6 | 17.2801 | 51.98 | 18.3068 | 60.98 | 22.8948 | 60.08 | 23.0145 | 55.04 | 18.6312 | 66.02 | 29.5323 | 48.92 | 18.8013 | 55.4 | 18.787 | 68 | 31.7426 | 60.8 | 21.3526 | 48.02 | 18.1156 | 68 | 29.7731 | 6313 | #N/A | #N/A
| 60.08 | 20.7597 | 51.08 | 18.3359 | 59 | 18.9562 | 44.78 | 17.3664 | 50 | 17.8241 | 62.06 | 22.5598 | 60.08 | 23.0145 | 51.98 | 18.0819 | 66.02 | 29.528 | 48.2 | 18.3037 | 53.6 | 18.3511 | 68 | 31.2603 | 60.8 | 21.3526 | 48.02 | 18.1136 | 68 | 29.7778 | 6314 | #N/A | #N/A
| 60.08 | 20.5371 | 51.98 | 18.7685 | 55.94 | 18.4204 | 44.78 | 17.3677 | 48.02 | 17.3419 | 60.98 | 22.5609 | 60.08 | 24.7118 | 51.08 | 17.6647 | 62.96 | 28.3395 | 46.4 | 17.8668 | 51.8 | 17.9151 | 68 | 31.2588 | 60.8 | 20.8982 | 48.02 | 17.8434 | 66.92 | 28.9964 | 6315 | #N/A | #N/A
| 59 | 19.7763 | 53.06 | 19.2983 | 55.94 | 18.4169 | 43.16 | 16.5711 | 46.94 | 17.0803 | 60.08 | 23.3083 | 57.92 | 23.4579 | 51.08 | 17.6615 | 60.98 | 26.941 | 46.4 | 17.4144 | 48.2 | 17.0432 | 68 | 31.7411 | 59 | 20.4616 | 46.04 | 17.3615 | 66.92 | 28.5816 | 6316 | #N/A | #N/A
| 57.02 | 20.2739 | 51.98 | 19.035 | 55.94 | 18.4169 | 41.72 | 15.882 | 44.06 | 16.1396 | 60.98 | 23.895 | 57.92 | 22.4852 | 51.98 | 17.8789 | 62.06 | 27.6178 | 46.94 | 17.3147 | 48.2 | 17.0432 | 68 | 31.7395 | 59 | 20.4616 | 44.06 | 16.6636 | 66.02 | 28.3592 | 6317 | #N/A | #N/A
| 55.04 | 19.7901 | 51.08 | 19.333 | 53.06 | 17.8984 | 41.54 | 15.7938 | 44.96 | 16.1629 | 62.06 | 23.1527 | 57.92 | 22.4844 | 50 | 17.3962 | 62.96 | 28.3748 | 48.02 | 18.0572 | 48.2 | 17.0432 | 68 | 31.2633 | 57.2 | 20.025 | 44.96 | 16.8787 | 66.02 | 27.8752 | 6318 | #N/A | #N/A
| 51.98 | 19.045 | 48.02 | 18.3005 | 53.06 | 17.8964 | 42.26 | 16.1319 | 44.96 | 16.3538 | 62.06 | 22.8196 | 60.08 | 23.9818 | 46.94 | 16.846 | 60.98 | 26.975 | 44.96 | 16.8299 | 46.4 | 16.6073 | 68 | 31.7535 | 57.2 | 20.4786 | 44.06 | 16.4067 | 66.2 | 27.1606 | 6319 | #N/A | #N/A
| 51.08 | 19.0535 | 46.04 | 17.3186 | 53.06 | 17.8964 | 42.62 | 16.3037 | 44.96 | 16.1582 | 62.06 | 22.8165 | 60.08 | 23.9818 | 44.06 | 16.1466 | 60.08 | 26.2803 | 44.6 | 16.9779 | 46.4 | 16.6073 | 68 | 31.2648 | 57.2 | 20.025 | 42.98 | 15.9036 | 66.02 | 27.3999 | 6320 | #N/A | #N/A
| 50 | 18.5573 | 44.6 | 16.9918 | 51.98 | 17.8513 | 41 | 15.5368 | 42.98 | 15.6777 | 60.98 | 22.5499 | 57.92 | 23.1316 | 42.08 | 15.4691 | 62.96 | 28.3748 | 48.92 | 18.5 | 44.6 | 16.1713 | 68 | 31.2603 | 57.2 | 20.025 | 42.98 | 15.9003 | 66.02 | 27.8559 | 6321 | #N/A | #N/A
| 53.96 | 19.5099 | 48.92 | 18.2841 | 53.96 | 18.1051 | 44.96 | 17.4437 | 48.92 | 17.8014 | 62.96 | 23.3594 | 60.98 | 23.5125 | 53.06 | 18.5588 | 62.06 | 27.5834 | 53.06 | 20.0376 | 46.4 | 16.6073 | 69.08 | 32.0084 | 57.2 | 20.4786 | 46.94 | 17.5685 | 64.94 | 27.1203 | 6322 | #N/A | #N/A
| 57.92 | 20.9874 | 55.94 | 20.751 | 53.96 | 18.1051 | 50.54 | 19.2234 | 53.96 | 19.5036 | 64.94 | 24.1808 | 62.96 | 23.6961 | 57.92 | 19.7355 | 66.02 | 29.0555 | 59 | 21.4772 | 51.8 | 18.3163 | 69.98 | 32.9293 | 59 | 20.9156 | 53.06 | 19.0511 | 64.94 | 27.1545 | 6323 | #N/A | #N/A
| 60.08 | 21.5106 | 60.08 | 20.7218 | 60.98 | 19.8032 | 55.22 | 20.2175 | 59 | 20.9607 | 66.02 | 24.4463 | 64.04 | 24.2544 | 62.06 | 20.989 | 71.06 | 30.2879 | 62.06 | 21.9758 | 57.2 | 19.625 | 69.98 | 32.9293 | 60.8 | 21.8359 | 57.02 | 19.5444 | 66.2 | 27.1606 | 6324 | #N/A | #N/A
| 62.06 | 21.2031 | 62.06 | 21.2044 | 64.04 | 20.1528 | 60.44 | 21.2505 | 62.06 | 21.7067 | 68 | 24.2579 | 64.94 | 24.1817 | 64.04 | 21.2187 | 71.96 | 30.5121 | 64.94 | 22.9262 | 60.8 | 20.4975 | 71.96 | 33.2981 | 62.6 | 22.2733 | 60.08 | 20.5405 | 66.92 | 27.2621 | 6325 | #N/A | #N/A
| 62.96 | 20.9532 | 62.96 | 21.6952 | 64.04 | 20.1528 | 62.96 | 21.5459 | 64.04 | 21.9582 | 69.08 | 24.8519 | 64.94 | 24.1817 | 66.92 | 21.4805 | 73.94 | 31.4379 | 64.94 | 22.6802 | 62.6 | 20.5308 | 73.04 | 34.3085 | 62.6 | 22.2733 | 62.06 | 21.244 | 66.92 | 27.2621 | 6326 | #N/A | #N/A
| 64.94 | 21.1931 | 62.06 | 21.9987 | 66.92 | 20.8544 | 64.4 | 21.7661 | 64.04 | 21.6912 | 69.98 | 25.0766 | 66.02 | 24.4505 | 68 | 21.7442 | 75.02 | 32.2469 | 64.94 | 22.6851 | 62.6 | 20.5308 | 69.98 | 33.5538 | 62.6 | 22.2733 | 64.04 | 21.7284 | 68 | 26.6953 | 6327 | #N/A | #N/A
| 66.92 | 22.3912 | 62.96 | 22.2229 | 69.08 | 21.3827 | 68 | 23.1003 | 64.94 | 21.6976 | 69.98 | 24.7457 | 64.94 | 23.5168 | 69.08 | 22.0105 | 75.02 | 32.2583 | 64.94 | 21.6802 | 64.4 | 21.37 | 71.96 | 34.0421 | 64.4 | 21.7715 | 66.92 | 22.433 | 68 | 25.9633 | 6328 | #N/A | #N/A
| 66.02 | 22.1742 | 62.06 | 21.4847 | 69.08 | 21.3827 | 66.2 | 22.6668 | 64.94 | 21.4473 | 69.98 | 24.4806 | 64.94 | 23.2508 | 68 | 22.6621 | 75.92 | 31.9381 | 66.2 | 22.2171 | 66.2 | 21.8062 | 77 | 35.8237 | 64.4 | 22.2265 | 66.02 | 22.2179 | 68 | 25.9633 | 6329 | #N/A | #N/A
| 64.94 | 22.1834 | 60.98 | 20.955 | 71.96 | 22.481 | 68 | 23.5908 | 64.94 | 21.4485 | 66.92 | 23.432 | 64.04 | 23.3035 | 68 | 23.1653 | 75.92 | 32.4775 | 64.94 | 21.9019 | 66.2 | 22.2359 | 78.08 | 36.0903 | 66.2 | 22.6635 | 66.92 | 22.4387 | 66.92 | 25.3206 | 6330 | #N/A | #N/A
| 64.04 | 22.4914 | 59 | 20.4742 | 71.06 | 22.2678 | 70.16 | 24.1685 | 62.96 | 20.5328 | 66.02 | 23.7882 | 62.96 | 22.7764 | 66.92 | 22.4033 | 75.92 | 30.1042 | 62.96 | 21.9223 | 64.4 | 21.7994 | 77 | 35.7339 | 66.2 | 23.1479 | 66.92 | 22.714 | 66.02 | 24.7931 | 6331 | #N/A | #N/A
| 62.96 | 22.2327 | 57.92 | 21.2524 | 71.06 | 22.2678 | 67.64 | 23.4082 | 60.08 | 19.8349 | 64.04 | 23.6377 | 62.96 | 22.7764 | 64.04 | 22.7533 | 73.04 | 30.2794 | 60.08 | 21.7628 | 62.6 | 21.8195 | 75.02 | 35.2467 | 64.4 | 23.2254 | 64.04 | 23.704 | 64.04 | 23.6127 | 6332 | #N/A | #N/A
| 60.98 | 22.0029 | 55.94 | 20.5216 | 66.92 | 22.186 | 61.88 | 22.784 | 57.02 | 20.2673 | 59 | 22.0786 | 55.94 | 21.3319 | 60.98 | 22.3215 | 68 | 29.5468 | 57.02 | 21.0157 | 60.8 | 21.8682 | 73.94 | 35.0683 | 62.6 | 22.7877 | 57.92 | 23.2241 | 62.96 | 23.3497 | 6333 | #N/A | #N/A
| 60.98 | 22.5777 | 51.98 | 19.8071 | 64.94 | 21.9254 | 59.18 | 22.5663 | 55.04 | 20.3056 | 57.02 | 21.597 | 55.04 | 21.1131 | 60.98 | 22.9193 | 62.96 | 27.3942 | 53.06 | 20.0528 | 59 | 21.947 | 71.06 | 33.7216 | 60.8 | 22.35 | 55.94 | 21.7305 | 62.96 | 23.3464 | 6334 | #N/A | #N/A
| 62.06 | 23.5166 | 50 | 19.0819 | 64.94 | 21.9254 | 58.28 | 22.2339 | 50 | 18.5635 | 55.94 | 21.3328 | 55.04 | 21.7823 | 60.98 | 23.2634 | 60.98 | 26.4379 | 50 | 19.0636 | 59 | 22.4955 | 69.98 | 33.4519 | 60.8 | 22.35 | 55.94 | 22.0747 | 62.96 | 23.0685 | 6335 | #N/A | #N/A
| 62.06 | 24.1798 | 46.94 | 17.8205 | 62.06 | 22.58 | 57.2 | 21.3752 | 50 | 18.5654 | 55.94 | 21.3328 | 53.96 | 21.5176 | 62.06 | 23.8249 | 60.08 | 25.3891 | 48.2 | 18.3037 | 60.8 | 22.9334 | 69.08 | 32.7075 | 60.8 | 23.477 | 55.94 | 22.0721 | 62.96 | 22.7464 | 6336 | #N/A | #N/A
| 62.06 | 24.4946 | 46.04 | 17.3353 | 60.98 | 22.9115 | 56.48 | 21.0948 | 48.92 | 18.5343 | 53.96 | 20.59 | 53.06 | 21.301 | 62.96 | 24.7269 | 59 | 25.1213 | 46.4 | 17.8668 | 60.8 | 24.1362 | 69.08 | 32.7075 | 62.6 | 23.9156 | 57.02 | 21.658 | 62.96 | 22.7486 | 6337 | #N/A | #N/A
| 60.98 | 24.6206 | 46.04 | 17.3359 | 60.98 | 22.9115 | 53.6 | 20.2432 | 48.92 | 18.8231 | 53.06 | 20.0652 | 53.06 | 21.301 | 62.96 | 25.4517 | 57.92 | 24.0896 | 44.96 | 16.8429 | 60.8 | 24.1362 | 68 | 31.8384 | 62.6 | 24.5327 | 55.94 | 21.1296 | 62.06 | 22.2743 | 6338 | #N/A | #N/A
| 62.96 | 25.4462 | 44.96 | 16.86 | 62.06 | 24.5051 | 46.94 | 18.1361 | 48.02 | 18.0883 | 48.02 | 18.078 | 53.06 | 21.3053 | 64.04 | 26.1406 | 55.94 | 23.208 | 46.4 | 17.4144 | 62.6 | 25.2331 | 66.2 | 30.0675 | 62.6 | 24.5327 | 51.08 | 19.9494 | 62.06 | 22.2735 | 6339 | #N/A | #N/A
| 62.96 | 25.8699 | 44.96 | 17.0753 | 62.06 | 24.9002 | 46.04 | 18.0119 | 46.4 | 17.8916 | 46.94 | 17.3333 | 51.98 | 21.0432 | 64.04 | 26.5047 | 55.04 | 22.667 | 44.6 | 16.5532 | 62.6 | 25.9317 | 66.92 | 31.0859 | 62.6 | 25.1879 | 51.08 | 20.214 | 60.08 | 21.7956 | 6340 | #N/A | #N/A
| 62.96 | 26.2324 | 46.04 | 17.606 | 62.06 | 24.9002 | 49.1 | 19.6205 | 48.02 | 18.0876 | 44.96 | 16.8533 | 51.08 | 20.8283 | 64.4 | 27.0907 | 53.96 | 22.0352 | 44.6 | 16.9779 | 62.6 | 25.9317 | 66.92 | 31.0859 | 62.6 | 25.1879 | 53.06 | 20.6992 | 59 | 21.5388 | 6341 | #N/A | #N/A
| 64.04 | 26.947 | 46.04 | 17.3384 | 62.06 | 25.2378 | 49.82 | 19.8522 | 44.6 | 17.001 | 46.94 | 17.8211 | 51.08 | 20.4906 | 64.4 | 27.0907 | 51.98 | 21.2517 | 44.6 | 16.9779 | 62.6 | 26.6728 | 66.02 | 30.2989 | 62.6 | 25.8833 | 53.06 | 20.7008 | 59 | 21.5396 | 6342 | #N/A | #N/A
| 64.04 | 27.4113 | 46.94 | 17.8264 | 62.96 | 25.4618 | 49.64 | 19.6999 | 46.94 | 17.8269 | 57.02 | 22.9426 | 53.96 | 22.193 | 66.02 | 27.9097 | 51.08 | 20.6844 | 42.8 | 15.7184 | 62.6 | 26.6728 | 62.96 | 28.1327 | 62.6 | 25.8833 | 51.98 | 20.1704 | 57.92 | 21.277 | 6343 | #N/A | #N/A
| 64.94 | 28.0291 | 46.04 | 17.3409 | 62.96 | 25.4618 | 50 | 20.0573 | 46.94 | 17.8275 | 59 | 23.7375 | 53.96 | 22.193 | 66.02 | 28.3066 | 50 | 20.0829 | 44.6 | 16.1544 | 64.4 | 27.8997 | 62.96 | 28.1327 | 62.6 | 25.8833 | 51.98 | 20.1704 | 57.92 | 21.2762 | 6344 | #N/A | #N/A
| 64.94 | 28.0291 | 46.04 | 17.3391 | 64.94 | 25.9402 | 51.08 | 20.3183 | 48.02 | 18.087 | 57.92 | 23.4722 | 57.02 | 23.6419 | 66.02 | 28.8014 | 50 | 20.0789 | 44.96 | 16.8447 | 64.4 | 27.8997 | 62.96 | 28.1327 | 62.6 | 26.6211 | 53.06 | 20.4313 | 57.92 | 21.2748 | 6345 | #N/A | #N/A
| 66.2 | 29.1383 | 48.92 | 18.5363 | 66.02 | 26.6286 | 52.34 | 20.6247 | 48.92 | 18.5376 | 60.98 | 24.6093 | 59 | 24.8772 | 68 | 29.2856 | 53.06 | 21.5064 | 50 | 19.0685 | 64.4 | 28.7335 | 66.02 | 30.194 | 64.4 | 27.8445 | 53.06 | 20.6977 | 57.92 | 21.3008 | 6346 | #N/A | #N/A
| 69.08 | 29.5358 | 51.98 | 20.1208 | 66.02 | 26.6286 | 54.14 | 21.1704 | 51.08 | 19.3454 | 62.06 | 24.4837 | 60.08 | 24.3877 | 69.8 | 30.0326 | 55.94 | 22.507 | 53.96 | 21.1792 | 66.2 | 29.175 | 71.06 | 30.4462 | 66.2 | 28.2856 | 53.96 | 20.9149 | 59 | 21.5359 | 6347 | #N/A | #N/A
| 69.8 | 30.0216 | 53.96 | 21.1939 | 73.04 | 29.1576 | 58.46 | 21.7874 | 53.96 | 20.6018 | 62.96 | 24.6975 | 60.98 | 24.6024 | 71.6 | 30.4742 | 59 | 23.9483 | 57.02 | 22.2618 | 68 | 29.6165 | 75.92 | 30.3115 | 68 | 28.7266 | 55.94 | 21.3962 | 59 | 22.1435 | 6348 | #N/A | #N/A
| 69.8 | 30.0216 | 55.04 | 21.4575 | 75.02 | 29.648 | 60.44 | 21.8561 | 55.94 | 21.0831 | 64.04 | 24.6481 | 62.96 | 25.0905 | 73.94 | 31.7095 | 64.94 | 24.0499 | 57.92 | 22.4827 | 68 | 29.6165 | 78.98 | 28.3092 | 69.8 | 29.9996 | 60.98 | 21.7945 | 60.98 | 22.8722 | 6349 | #N/A | #N/A
| 69.8 | 30.9047 | 57.2 | 22.6321 | 75.02 | 29.648 | 64.22 | 22.8804 | 57.02 | 21.617 | 64.04 | 24.9675 | 62.96 | 25.0905 | 75.92 | 32.6617 | 69.08 | 25.7149 | 60.98 | 23.8913 | 68 | 30.5014 | 82.04 | 28.0426 | 71.6 | 30.4412 | 64.04 | 22.5431 | 62.06 | 23.4767 | 6350 | #N/A | #N/A
| 73.04 | 31.4867 | 59 | 23.0706 | 82.94 | 32.4655 | 66.2 | 23.677 | 59 | 22.7757 | 64.94 | 25.1937 | 62.96 | 25.1025 | 77 | 32.936 | 73.04 | 27.0584 | 62.06 | 24.1628 | 71.6 | 31.3858 | 80.06 | 28.8946 | 71.6 | 31.3235 | 66.92 | 22.9549 | 64.04 | 24.3155 | 6351 | #N/A | #N/A
| 73.4 | 31.7891 | 60.08 | 23.7075 | 84.02 | 33.237 | 70.34 | 25.7093 | 62.06 | 23.8243 | 64.94 | 25.1966 | 62.6 | 25.2025 | 77 | 32.9418 | 75.02 | 27.8707 | 64.04 | 24.9656 | 73.4 | 31.828 | 78.08 | 28.8063 | 73.4 | 31.7659 | 68 | 23.5152 | 64.94 | 24.5369 | 6352 | #N/A | #N/A
| 73.04 | 31.5008 | 62.6 | 24.5668 | 84.02 | 33.237 | 71.24 | 26.114 | 64.94 | 24.2345 | 66.02 | 25.4647 | 62.06 | 25.2302 | 78.08 | 33.2145 | 73.94 | 28.0132 | 64.94 | 24.8731 | 73.4 | 31.828 | 78.08 | 28.8103 | 73.4 | 31.7659 | 71.06 | 25.4324 | 64.94 | 25.2276 | 6353 | #N/A | #N/A
| 71.96 | 31.2397 | 62.6 | 24.5668 | 86 | 32.837 | 73.4 | 26.584 | 66.02 | 24.1556 | 68 | 25.2677 | 60.98 | 25.7457 | 75.92 | 32.6894 | 73.04 | 28.1414 | 64.94 | 24.5099 | 73.4 | 31.828 | 75.92 | 27.571 | 73.4 | 31.7659 | 69.98 | 24.8398 | 64.94 | 25.2285 | 6354 | #N/A | #N/A
| 71.06 | 31.4757 | 62.06 | 23.8283 | 86 | 32.8395 | 72.86 | 26.5149 | 64.04 | 23.6739 | 66.2 | 24.2275 | 60.8 | 25.4589 | 73.94 | 32.2071 | 71.96 | 27.8791 | 64.04 | 24.2906 | 71.6 | 31.3858 | 75.02 | 27.3479 | 71.6 | 30.4412 | 71.06 | 25.4382 | 62.96 | 25.0698 | 6355 | #N/A | #N/A
| 69.8 | 30.9047 | 60.08 | 23.347 | 86 | 32.8395 | 70.52 | 26.379 | 62.06 | 23.193 | 66.2 | 24.8106 | 60.08 | 25.5323 | 73.04 | 31.5278 | 71.96 | 29.138 | 62.06 | 23.811 | 69.8 | 30.9437 | 73.04 | 28.6936 | 69.8 | 29.9996 | 69.98 | 25.5228 | 60.98 | 24.9931 | 6356 | #N/A | #N/A
| 68 | 30.4625 | 57.02 | 22.6034 | 80.06 | 33.6918 | 65.48 | 25.1489 | 57.92 | 22.5265 | 62.06 | 24.9017 | 60.08 | 25.5334 | 69.98 | 30.7762 | 68 | 29.0517 | 60.08 | 23.3287 | 66.2 | 30.0593 | 68 | 27.4605 | 66.2 | 29.1163 | 62.96 | 25.5373 | 60.08 | 24.367 | 6357 | #N/A | #N/A
| 68 | 31.3975 | 55.94 | 22.3386 | 78.08 | 33.1861 | 61.52 | 24.1183 | 55.94 | 22.0419 | 62.6 | 24.552 | 60.8 | 25.4589 | 69.08 | 30.9981 | 62.96 | 27.4066 | 59 | 23.4307 | 66.2 | 30.0593 | 64.04 | 26.9359 | 66.2 | 29.1163 | 60.08 | 24.0966 | 60.08 | 24.4013 | 6358 | #N/A | #N/A
| 66.2 | 30.0201 | 55.94 | 22.7041 | 78.08 | 33.1861 | 59.9 | 23.8506 | 53.96 | 21.219 | 64.4 | 26.3452 | 60.8 | 26.9802 | 69.08 | 30.985 | 59 | 24.7106 | 57.92 | 23.1656 | 66.2 | 30.9963 | 62.06 | 26.0009 | 66.2 | 29.1163 | 60.98 | 23.3288 | 60.08 | 24.363 | 6359 | #N/A | #N/A
| 68 | 31.3975 | 55.4 | 22.8113 | 75.92 | 32.6361 | 58.1 | 22.3293 | 53.6 | 21.7683 | 62.6 | 25.9054 | 60.8 | 26.9802 | 69.98 | 31.77 | 57.02 | 23.8795 | 57.2 | 23.2296 | 66.2 | 30.9963 | 60.98 | 25.7403 | 64.4 | 28.6746 | 55.94 | 22.397 | 60.98 | 24.2537 | 6360 | #N/A | #N/A
| 68 | 31.7439 | 57.2 | 23.2502 | 73.94 | 32.1407 | 55.76 | 21.5912 | 55.4 | 22.2067 | 62.6 | 25.9054 | 62.6 | 28.2519 | 69.98 | 31.7551 | 55.94 | 23.2158 | 53.6 | 21.7359 | 66.2 | 30.9963 | 60.98 | 25.738 | 64.4 | 27.8445 | 55.94 | 22.397 | 62.06 | 23.8316 | 6361 | #N/A | #N/A
| 69.8 | 31.8404 | 57.2 | 23.9064 | 73.94 | 32.1407 | 51.44 | 20.3246 | 55.94 | 22.3551 | 64.04 | 27.4373 | 62.06 | 27.8332 | 69.98 | 32.2458 | 53.96 | 22.4164 | 53.6 | 21.1561 | 66.2 | 30.9963 | 59 | 24.8946 | 64.4 | 27.8445 | 51.98 | 20.7961 | 62.06 | 23.1336 | 6362 | #N/A | #N/A
| 68 | 31.7345 | 57.2 | 23.9064 | 75.92 | 30.7088 | 48.74 | 19.3521 | 55.4 | 22.2067 | 64.04 | 27.4446 | 62.6 | 27.4213 | 69.98 | 32.2349 | 53.96 | 22.0397 | 57.2 | 23.2296 | 66.2 | 30.9963 | 59 | 24.8957 | 64.4 | 28.6746 | 51.98 | 20.4684 | 62.06 | 23.1352 | 6363 | #N/A | #N/A
| 69.08 | 31.9974 | 57.2 | 23.9064 | 73.94 | 30.2198 | 48.2 | 19.3285 | 55.4 | 22.8252 | 64.04 | 27.4458 | 62.6 | 28.2519 | 69.98 | 32.2318 | 53.06 | 21.8171 | 57.2 | 23.8843 | 66.2 | 30.9963 | 57.92 | 24.2165 | 64.4 | 28.6746 | 50 | 19.4097 | 62.06 | 23.1637 | 6364 | #N/A | #N/A
| 68 | 31.7268 | 57.2 | 23.9064 | 73.94 | 30.2198 | 46.4 | 18.3779 | 55.94 | 22.7379 | 62.96 | 27.1849 | 62.6 | 28.2519 | 69.08 | 31.5231 | 53.06 | 21.8226 | 57.2 | 23.8843 | 66.2 | 30.9963 | 57.02 | 23.6661 | 66.2 | 29.1163 | 48.2 | 18.3599 | 62.96 | 23.0795 | 6365 | #N/A | #N/A
| 66.92 | 30.9778 | 57.2 | 23.9064 | 71.06 | 29.1053 | 46.4 | 18.3808 | 55.4 | 22.8252 | 62.96 | 27.1861 | 62.96 | 28.5103 | 66.02 | 29.7518 | 51.98 | 20.9107 | 57.2 | 23.8843 | 66.2 | 30.9963 | 55.94 | 23.0097 | 66.2 | 29.1163 | 48.2 | 18.8456 | 62.96 | 23.1046 | 6366 | #N/A | #N/A
| 69.08 | 30.9355 | 55.94 | 23.057 | 68 | 26.6523 | 50 | 19.7707 | 55.4 | 22.8252 | 62.6 | 26.6446 | 62.6 | 28.2519 | 66.2 | 30.032 | 51.98 | 20.9115 | 57.2 | 23.8843 | 66.2 | 30.0593 | 55.04 | 22.4742 | 64.4 | 27.8445 | 48.2 | 18.8456 | 62.96 | 22.4991 | 6367 | #N/A | #N/A
| 68 | 29.2451 | 55.4 | 22.8113 | 68 | 26.6523 | 50 | 20.3196 | 55.04 | 22.1554 | 62.6 | 25.9054 | 62.96 | 28.0827 | 62.6 | 28.2662 | 50 | 20.0926 | 57.92 | 23.9094 | 66.2 | 30.0593 | 53.96 | 22.211 | 64.4 | 26.3233 | 51.8 | 20.237 | 62.96 | 22.7825 | 6368 | #N/A | #N/A
| 64.94 | 27.592 | 55.4 | 22.8113 | 64.94 | 23.8391 | 51.8 | 20.7567 | 55.04 | 22.1537 | 62.06 | 26.498 | 60.98 | 27.0945 | 64.94 | 28.4953 | 50 | 19.8566 | 57.2 | 23.8843 | 66.2 | 29.175 | 53.96 | 22.2055 | 62.6 | 25.8833 | 51.8 | 20.237 | 62.06 | 22.3048 | 6369 | #N/A | #N/A
| 64.94 | 25.8967 | 55.4 | 22.8113 | 64.94 | 23.8351 | 51.8 | 20.7526 | 55.94 | 22.7435 | 62.96 | 27.1801 | 62.06 | 27.3566 | 66.02 | 27.8556 | 53.06 | 21.5099 | 57.2 | 23.8843 | 64.4 | 27.1132 | 60.98 | 25.3762 | 62.6 | 25.1879 | 51.8 | 20.237 | 62.06 | 22.5341 | 6370 | #N/A | #N/A
| 66.02 | 25.8158 | 57.2 | 23.9064 | 64.94 | 23.8351 | 53.6 | 21.7788 | 55.4 | 22.8252 | 62.6 | 27.4286 | 62.06 | 27.8476 | 68 | 27.0631 | 57.92 | 23.3596 | 57.2 | 23.8843 | 64.4 | 26.3716 | 71.96 | 27.6376 | 64.4 | 24.9717 | 53.96 | 21.2935 | 62.96 | 23.0685 | 6371 | #N/A | #N/A
| 68 | 25.5898 | 57.2 | 23.9064 | 69.08 | 24.8295 | 57.2 | 22.722 | 57.2 | 23.264 | 66.2 | 28.3107 | 62.96 | 27.571 | 69.98 | 27.1226 | 66.02 | 26.0615 | 59 | 24.3237 | 66.2 | 25.4527 | 75.02 | 27.3312 | 64.4 | 24.9717 | 55.04 | 21.5588 | 66.92 | 25.002 | 6372 | #N/A | #N/A
| 69.98 | 25.4074 | 57.2 | 23.9064 | 71.06 | 25.3081 | 57.2 | 22.6625 | 57.2 | 23.9211 | 66.02 | 28.3307 | 64.4 | 28.6935 | 71.96 | 26.8739 | 71.96 | 27.8569 | 60.8 | 24.763 | 68 | 25.8915 | 77 | 27.4443 | 66.2 | 26.0669 | 55.04 | 21.9108 | 69.98 | 27.1671 | 6373 | #N/A | #N/A
| 69.98 | 25.0647 | 60.98 | 25.4586 | 71.06 | 25.3081 | 60.8 | 24.1678 | 60.8 | 24.7997 | 66.92 | 28.1559 | 64.04 | 28.337 | 73.04 | 26.4535 | 73.94 | 27.9988 | 62.06 | 25.6895 | 68 | 24.6854 | 78.08 | 27.7135 | 66.2 | 25.4107 | 60.98 | 23.6646 | 71.96 | 28.8668 | 6374 | #N/A | #N/A
| 69.98 | 26.0678 | 62.06 | 25.7247 | 68 | 24.9092 | 68 | 25.9391 | 64.04 | 26.2131 | 68 | 28.7517 | 64.94 | 28.0649 | 73.94 | 26.3793 | 77 | 28.7497 | 64.4 | 26.3388 | 68 | 24.6854 | 78.98 | 28.6235 | 66.2 | 25.4107 | 60.8 | 23.5625 | 75.92 | 30.2469 | 6375 | #N/A | #N/A
| 69.98 | 26.3851 | 64.4 | 26.3621 | 69.08 | 24.5053 | 71.78 | 27.742 | 66.2 | 26.1177 | 69.8 | 28.4064 | 64.94 | 28.0712 | 75.92 | 26.8666 | 78.98 | 29.2375 | 66.2 | 26.7788 | 69.8 | 25.1234 | 82.04 | 29.7745 | 66.2 | 25.4107 | 69.98 | 26.9701 | 78.08 | 30.7789 | 6376 | #N/A | #N/A
| 69.98 | 26.7802 | 66.2 | 26.802 | 69.08 | 24.5053 | 73.58 | 29.0545 | 71.06 | 27.9467 | 69.98 | 27.641 | 64.04 | 27.8518 | 75.02 | 26.6501 | 78.98 | 29.5846 | 71.96 | 28.9485 | 68 | 24.6854 | 78.08 | 29.9377 | 66.2 | 25.4107 | 73.04 | 28.0658 | 78.98 | 30.1579 | 6377 | #N/A | #N/A
| 68 | 26.6316 | 69.08 | 27.4607 | 66.02 | 25.0926 | 73.04 | 29.4577 | 71.96 | 28.1721 | 69.08 | 27.7876 | 64.4 | 27.0781 | 73.04 | 25.8218 | 80.96 | 30.5024 | 73.94 | 29.9056 | 68 | 25.2703 | 77 | 29.3088 | 64.4 | 24.9717 | 71.96 | 28.5967 | 80.06 | 30.4257 | 6378 | #N/A | #N/A
| 68 | 25.9041 | 64.94 | 26.8152 | 66.02 | 24.7327 | 72.32 | 29.441 | 71.96 | 28.5384 | 69.08 | 28.239 | 64.04 | 26.9953 | 71.96 | 25.9042 | 80.06 | 29.8521 | 73.04 | 29.6876 | 68 | 25.2703 | 78.98 | 29.0349 | 64.4 | 25.6274 | 71.06 | 28.379 | 80.06 | 30.4268 | 6379 | #N/A | #N/A
| 64.04 | 24.2609 | 60.08 | 25.6236 | 66.02 | 24.7327 | 69.26 | 28.6909 | 69.98 | 28.0521 | 68 | 28.4398 | 64.04 | 26.9953 | 68 | 25.9196 | 77 | 30.3669 | 71.06 | 29.1991 | 66.2 | 26.1118 | 75.02 | 29.1931 | 64.4 | 24.9717 | 69.8 | 28.4933 | 78.08 | 29.9396 | 6380 | #N/A | #N/A
| 60.98 | 23.8788 | 60.8 | 25.4825 | 62.96 | 24.6646 | 68.36 | 28.5534 | 66.02 | 27.0863 | 64.94 | 27.688 | 62.96 | 27.1923 | 66.02 | 25.4349 | 66.92 | 28.3709 | 66.02 | 27.0462 | 62.6 | 24.575 | 71.06 | 28.6727 | 62.6 | 23.9156 | 68 | 28.0857 | 75.02 | 29.5674 | 6381 | #N/A | #N/A
| 60.08 | 23.6549 | 60.08 | 25.627 | 62.06 | 24.4376 | 68 | 28.8703 | 62.96 | 26.3393 | 64.94 | 27.688 | 62.96 | 27.591 | 62.96 | 24.682 | 64.04 | 27.1843 | 64.04 | 26.1961 | 59 | 23.6973 | 68 | 28.3884 | 60.8 | 22.8964 | 66.92 | 27.8263 | 69.98 | 28.331 | 6382 | #N/A | #N/A
| 57.92 | 23.122 | 62.96 | 25.9718 | 62.06 | 24.4376 | 68 | 28.8716 | 64.94 | 26.4625 | 66.02 | 28.3559 | 62.96 | 28.0879 | 60.08 | 23.658 | 60.98 | 25.9775 | 62.06 | 25.7177 | 57.2 | 22.6398 | 66.02 | 28.3016 | 60.8 | 23.477 | 66.92 | 27.8274 | 68 | 27.8458 | 6383 | #N/A | #N/A
| 57.02 | 22.536 | 62.6 | 25.9223 | 62.96 | 25.0415 | 66.2 | 28.4383 | 64.04 | 25.8153 | 68 | 29.3474 | 62.96 | 28.0931 | 57.92 | 23.4445 | 59 | 25.1245 | 60.8 | 25.4589 | 57.2 | 22.6398 | 64.94 | 28.534 | 59 | 23.0385 | 66.2 | 28.4041 | 68 | 27.4722 | 6384 | #N/A | #N/A
| 57.92 | 23.1202 | 64.04 | 26.5997 | 62.06 | 24.4319 | 66.2 | 29.2888 | 64.4 | 25.6783 | 69.08 | 30.0432 | 64.04 | 28.7888 | 55.94 | 22.284 | 57.92 | 24.4325 | 62.96 | 26.7591 | 57.2 | 22.6398 | 62.06 | 26.4747 | 59 | 23.6548 | 66.2 | 28.4041 | 68 | 26.2806 | 6385 | #N/A | #N/A
| 60.98 | 23.8678 | 62.6 | 25.9223 | 62.06 | 24.4319 | 64.4 | 28.8325 | 64.94 | 27.2842 | 69.98 | 31.2532 | 64.04 | 28.7888 | 55.94 | 22.6508 | 57.02 | 24.212 | 64.4 | 27.8622 | 55.4 | 21.6195 | 60.98 | 26.2175 | 60.8 | 24.0937 | 62.6 | 27.5227 | 68 | 25.9528 | 6386 | #N/A | #N/A
| 55.94 | 22.643 | 62.06 | 26.5829 | 60.98 | 24.177 | 62.6 | 28.3938 | 64.4 | 27.1198 | 69.98 | 31.2619 | 64.94 | 29.5459 | 57.02 | 22.9177 | 55.94 | 23.605 | 66.2 | 29.1352 | 55.4 | 22.2015 | 60.98 | 25.4105 | 59 | 23.6548 | 62.6 | 27.5227 | 66.92 | 26.0216 | 6387 | #N/A | #N/A
| 57.02 | 22.9099 | 62.6 | 26.6628 | 60.98 | 24.1827 | 62.6 | 27.5503 | 66.2 | 29.1827 | 71.6 | 31.3519 | 66.02 | 30.2725 | 55.04 | 22.0735 | 57.02 | 23.8712 | 68 | 29.5768 | 57.2 | 23.2584 | 57.92 | 24.2515 | 59 | 23.6548 | 62.6 | 27.5227 | 66.02 | 26.2111 | 6388 | #N/A | #N/A
| 53.06 | 21.2921 | 64.4 | 28.722 | 60.98 | 24.1827 | 62.6 | 28.3845 | 64.4 | 28.7411 | 71.96 | 32.8135 | 66.2 | 30.0169 | 57.92 | 23.4607 | 55.04 | 22.9878 | 66.02 | 29.3168 | 55.4 | 21.6195 | 55.94 | 23.0441 | 59 | 23.6548 | 62.06 | 25.3889 | 68 | 27.0445 | 6389 | #N/A | #N/A
| 62.06 | 24.8544 | 64.94 | 29.0902 | 60.98 | 24.1912 | 59.9 | 26.1681 | 64.4 | 28.7411 | 71.6 | 32.2886 | 66.92 | 31.0723 | 59 | 23.7278 | 55.04 | 22.6661 | 66.02 | 28.8855 | 55.4 | 22.2015 | 55.04 | 22.8256 | 60.8 | 24.0937 | 59 | 24.2967 | 73.04 | 28.7075 | 6390 | #N/A | #N/A
| 62.06 | 24.4632 | 64.4 | 28.722 | 62.06 | 24.1438 | 57.92 | 24.0143 | 64.4 | 27.9067 | 71.6 | 32.2886 | 66.2 | 30.9509 | 62.06 | 24.8687 | 53.96 | 22.0271 | 64.94 | 28.1126 | 59 | 23.6973 | 53.96 | 22.2498 | 60.8 | 23.477 | 57.92 | 23.3073 | 73.04 | 29.0786 | 6391 | #N/A | #N/A
| 62.96 | 24.6855 | 64.4 | 27.8889 | 62.06 | 24.1438 | 55.4 | 23.1878 | 62.96 | 27.259 | 68 | 29.7781 | 66.92 | 31.0693 | 62.6 | 25.9106 | 53.96 | 22.0253 | 64.04 | 27.8833 | 57.2 | 23.2584 | 57.02 | 23.704 | 60.8 | 24.0937 | 53.6 | 21.8094 | 73.04 | 29.5355 | 6392 | #N/A | #N/A
| 62.96 | 25.4154 | 62.06 | 27.0235 | 62.06 | 25.1915 | 54.32 | 21.557 | 62.06 | 26.5585 | 68 | 29.3461 | 66.02 | 29.2787 | 62.96 | 26.6509 | 53.06 | 21.8009 | 64.04 | 27.872 | 59 | 24.3546 | 53.96 | 22.2489 | 62.6 | 25.1879 | 55.04 | 20.9632 | 71.96 | 29.2647 | 6393 | #N/A | #N/A
| 62.6 | 25.9015 | 62.96 | 26.7678 | 62.6 | 25.8842 | 55.4 | 22.1038 | 62.06 | 25.7348 | 68 | 29.7687 | 66.02 | 29.8054 | 62.6 | 27.4346 | 57.02 | 23.8551 | 64.04 | 26.1841 | 62.6 | 26.6728 | 62.96 | 27.1824 | 62.6 | 25.1879 | 55.94 | 20.8636 | 73.94 | 30.2259 | 6394 | #N/A | #N/A
| 64.4 | 27.8652 | 62.6 | 26.6628 | 64.04 | 26.9043 | 57.02 | 21.7503 | 62.06 | 24.2518 | 69.08 | 30.0215 | 66.02 | 29.2653 | 68 | 30.1991 | 62.06 | 26.223 | 62.96 | 24.4425 | 62.6 | 27.4587 | 64.04 | 27.8516 | 64.4 | 26.3233 | 57.92 | 20.7968 | 75.92 | 31.1219 | 6395 | #N/A | #N/A
| 66.02 | 29.1773 | 64.94 | 23.9358 | 66.2 | 29.1174 | 59.54 | 21.9302 | 64.04 | 23.1138 | 69.08 | 28.692 | 68 | 29.7458 | 69.98 | 30.6923 | 68 | 28.6091 | 66.02 | 24.8131 | 66.2 | 29.175 | 66.92 | 29.0572 | 64.4 | 27.8445 | 60.08 | 21.3175 | 77 | 31.3884 | 6396 | #N/A | #N/A
| 68 | 30.1959 | 66.02 | 23.5926 | 71.6 | 30.4423 | 61.88 | 22.1378 | 64.94 | 22.2388 | 69.08 | 27.7685 | 66.92 | 29.0485 | 71.06 | 31.4167 | 73.94 | 30.9783 | 68 | 24.3173 | 66.2 | 30.0593 | 73.04 | 30.5706 | 66.2 | 29.1163 | 62.96 | 21.7778 | 78.98 | 32.3867 | 6397 | #N/A | #N/A
| 69.08 | 30.9283 | 68 | 22.7093 | 73.04 | 30.9136 | 64.04 | 22.082 | 66.92 | 22.4469 | 71.6 | 28.8468 | 66.92 | 29.0485 | 71.6 | 32.2958 | 80.06 | 33.4611 | 69.98 | 24.5296 | 71.6 | 31.3858 | 77 | 29.7275 | 71.6 | 30.4412 | 64.04 | 21.2936 | 80.96 | 32.8763 | 6398 | #N/A | #N/A
| 69.8 | 31.8404 | 69.98 | 23.189 | 80.96 | 34.4389 | 66.2 | 22.379 | 68 | 22.7088 | 73.04 | 26.8939 | 68 | 26.3704 | 71.6 | 32.2958 | 82.94 | 34.1743 | 71.06 | 24.2295 | 71.6 | 32.3247 | 78.08 | 29.6302 | 69.8 | 30.8812 | 66.02 | 21.5283 | 82.04 | 33.5855 | 6399 | #N/A | #N/A
| 71.96 | 32.7065 | 69.98 | 23.4623 | 82.04 | 35.205 | 67.46 | 22.6846 | 69.08 | 22.972 | 73.04 | 26.2269 | 69.98 | 26.1434 | 71.96 | 32.724 | 84.92 | 35.1316 | 69.98 | 23.441 | 71.6 | 32.3247 | 78.98 | 29.4325 | 71.6 | 31.3235 | 66.92 | 21.3209 | 84.02 | 33.6316 | 6400 | #N/A | #N/A
| 71.6 | 33.2749 | 69.98 | 22.7152 | 82.04 | 35.205 | 67.46 | 22.2459 | 69.98 | 21.8604 | 73.94 | 25.497 | 71.06 | 26.0356 | 71.96 | 32.2526 | 86 | 35.9773 | 71.06 | 23.4323 | 71.6 | 32.3247 | 80.96 | 29.1808 | 71.6 | 31.3235 | 68 | 21.5829 | 84.02 | 34.0785 | 6401 | #N/A | #N/A
| 71.06 | 32.0219 | 69.98 | 22.4689 | 80.96 | 34.9625 | 67.28 | 21.6707 | 69.98 | 22.4696 | 73.04 | 24.9646 | 71.06 | 25.0592 | 73.4 | 32.7387 | 86 | 35.9834 | 71.06 | 23.7031 | 68 | 31.439 | 80.96 | 29.9242 | 71.6 | 31.3235 | 66.92 | 21.135 | 84.92 | 34.8548 | 6402 | #N/A | #N/A
| 69.08 | 32.0315 | 68 | 21.5609 | 80.96 | 35.5758 | 65.66 | 21.4743 | 68 | 21.5615 | 71.96 | 24.4488 | 66.02 | 25.8822 | 73.04 | 33.0273 | 84.92 | 35.7197 | 69.98 | 22.9471 | 68 | 31.439 | 77 | 27.8968 | 69.8 | 30.8812 | 64.94 | 21.0675 | 86 | 34.1293 | 6403 | #N/A | #N/A
| 69.8 | 31.8404 | 66.02 | 21.306 | 80.96 | 35.5758 | 63.86 | 20.9964 | 66.02 | 21.3067 | 69.08 | 24.9088 | 66.02 | 25.8822 | 71.6 | 32.2958 | 80.06 | 36.8214 | 66.92 | 21.9482 | 68 | 31.439 | 73.04 | 26.9232 | 68 | 30.4388 | 64.04 | 20.6187 | 82.94 | 34.3714 | 6404 | #N/A | #N/A
| 68 | 32.3877 | 60.98 | 20.2784 | 75.02 | 33.0363 | 58.1 | 19.8009 | 62.96 | 20.7594 | 62.06 | 23.5403 | 57.02 | 23.2832 | 69.8 | 31.8529 | 73.04 | 33.9056 | 62.06 | 21.0194 | 68 | 31.439 | 68 | 28.4429 | 66.2 | 29.9966 | 57.02 | 20.0584 | 78.08 | 34.2319 | 6405 | #N/A | #N/A
| 68 | 32.3877 | 57.92 | 20.0281 | 73.94 | 32.7766 | 47.48 | 18.098 | 60.08 | 20.2991 | 55.04 | 20.8838 | 55.94 | 23.016 | 69.8 | 31.8529 | 68 | 30.9793 | 59 | 20.2719 | 66.2 | 30.9963 | 64.04 | 27.4984 | 66.2 | 29.9966 | 50 | 19.1457 | 77 | 32.905 | 6406 | #N/A | #N/A
| 68 | 32.3877 | 55.94 | 19.5438 | 73.94 | 32.7766 | 45.86 | 17.6553 | 57.92 | 20.0242 | 55.94 | 20.2499 | 57.02 | 23.2736 | 69.98 | 32.2989 | 66.02 | 30.0278 | 55.94 | 19.2747 | 66.2 | 30.9963 | 62.96 | 25.9157 | 66.2 | 29.9966 | 48.02 | 18.3711 | 75.92 | 32.0949 | 6407 | #N/A | #N/A
| 68 | 32.3877 | 53.06 | 19.0591 | 71.96 | 32.2969 | 43.7 | 16.8591 | 55.04 | 19.5403 | 57.92 | 20.7279 | 55.94 | 23.0055 | 69.8 | 31.8529 | 64.94 | 29.2184 | 48.02 | 17.8185 | 66.2 | 30.9963 | 62.06 | 24.5774 | 66.2 | 29.9966 | 46.94 | 17.6041 | 71.06 | 30.8987 | 6408 | #N/A | #N/A
| 66.2 | 30.9544 | 50 | 18.3151 | 71.96 | 32.3014 | 44.42 | 17.2104 | 51.08 | 18.5787 | 57.02 | 20.2743 | 57.02 | 22.949 | 69.98 | 32.3083 | 62.96 | 28.2998 | 46.04 | 17.1204 | 66.2 | 30.9963 | 62.06 | 23.8465 | 66.2 | 29.9966 | 44.96 | 16.9046 | 69.08 | 30.4142 | 6409 | #N/A | #N/A
| 68 | 31.3975 | 51.08 | 18.577 | 71.96 | 32.3014 | 44.6 | 16.9853 | 48.92 | 18.0543 | 57.02 | 19.7882 | 57.02 | 22.949 | 69.8 | 31.8529 | 62.06 | 27.5758 | 44.06 | 16.1482 | 68 | 31.439 | 57.02 | 23.3008 | 66.2 | 29.1163 | 44.06 | 16.4338 | 71.96 | 30.6821 | 6410 | #N/A | #N/A
| 68 | 31.3294 | 51.08 | 18.1079 | 71.06 | 32.0967 | 41 | 15.6878 | 50 | 18.3156 | 53.96 | 19.2625 | 57.92 | 21.5686 | 71.06 | 32.5931 | 62.06 | 27.6478 | 42.8 | 15.7184 | 66.2 | 30.9963 | 55.94 | 22.7673 | 66.2 | 29.9966 | 44.96 | 16.6524 | 73.04 | 30.949 | 6411 | #N/A | #N/A
| 69.08 | 32.0895 | 50 | 17.8467 | 71.06 | 32.1074 | 39.2 | 14.8516 | 46.94 | 17.5741 | 53.96 | 19.5318 | 57.92 | 21.8347 | 71.06 | 32.5992 | 62.06 | 27.239 | 42.8 | 15.7184 | 68 | 31.439 | 55.94 | 22.7673 | 66.2 | 29.1163 | 42.98 | 15.9284 | 77 | 32.3633 | 6412 | #N/A | #N/A
| 69.98 | 32.3189 | 46.04 | 17.1387 | 71.06 | 32.1074 | 39.2 | 14.8516 | 46.94 | 17.3574 | 51.98 | 18.7828 | 57.02 | 21.6174 | 71.96 | 33.435 | 60.98 | 26.5002 | 39.2 | 14.4729 | 68 | 31.439 | 55.94 | 23.085 | 66.2 | 29.9966 | 41 | 15.2533 | 75.92 | 32.1005 | 6413 | #N/A | #N/A
| 69.98 | 32.3267 | 44.06 | 16.1661 | 73.04 | 32.61 | 39.2 | 14.8516 | 44.96 | 16.6275 | 48.92 | 17.8249 | 57.02 | 21.3506 | 71.96 | 33.4465 | 60.98 | 26.5002 | 39.2 | 14.1225 | 68 | 31.439 | 57.02 | 22.9872 | 66.2 | 29.9966 | 41 | 15.2548 | 75.02 | 32.4245 | 6414 | #N/A | #N/A
| 69.08 | 32.1098 | 44.96 | 16.6241 | 73.04 | 32.6115 | 40.46 | 15.3126 | 46.94 | 17.1044 | 53.06 | 19.0442 | 55.94 | 20.2418 | 71.96 | 33.4498 | 60.08 | 26.2803 | 39.2 | 14.1225 | 68 | 31.439 | 57.02 | 22.6614 | 66.2 | 29.9966 | 42.08 | 15.7104 | 73.94 | 32.1601 | 6415 | #N/A | #N/A
| 69.98 | 32.3315 | 44.96 | 16.3814 | 73.04 | 32.6115 | 41.54 | 15.8146 | 44.06 | 16.1638 | 44.06 | 15.9582 | 55.94 | 20.2418 | 71.96 | 32.8446 | 60.08 | 26.2803 | 39.2 | 14.1225 | 68 | 31.439 | 55.94 | 22.0548 | 66.2 | 29.9966 | 44.6 | 16.6023 | 73.94 | 32.1529 | 6416 | #N/A | #N/A
| 69.08 | 31.621 | 44.96 | 16.3791 | 71.96 | 32.3472 | 42.26 | 16.1539 | 44.06 | 15.9673 | 46.04 | 16.6297 | 55.94 | 20.5259 | 71.06 | 32.6229 | 60.08 | 26.6756 | 35.6 | 12.9235 | 68 | 31.439 | 55.94 | 22.0531 | 66.2 | 29.1163 | 44.06 | 16.4286 | 71.96 | 31.6594 | 6417 | #N/A | #N/A
| 69.98 | 32.3315 | 50 | 18.5773 | 73.94 | 32.8346 | 43.88 | 16.9787 | 48.92 | 18.0474 | 57.92 | 21.0069 | 60.08 | 21.0083 | 73.04 | 33.1137 | 60.98 | 26.8907 | 44.06 | 16.6338 | 69.8 | 31.882 | 57.92 | 21.2812 | 66.2 | 29.9966 | 46.04 | 17.3746 | 73.94 | 32.6097 | 6418 | #N/A | #N/A
| 73.04 | 33.6911 | 55.94 | 20.0179 | 73.94 | 32.8346 | 48.56 | 18.7219 | 53.96 | 19.2684 | 62.96 | 21.7072 | 62.06 | 20.7476 | 73.94 | 33.3354 | 62.06 | 27.6478 | 53.06 | 19.5305 | 71.6 | 32.3247 | 59 | 21.8527 | 68 | 30.4388 | 51.08 | 19.0988 | 75.02 | 32.8683 | 6419 | #N/A | #N/A
| 75.02 | 34.1808 | 60.08 | 21.2547 | 78.98 | 34.0718 | 51.44 | 19.2269 | 59 | 20.7608 | 66.02 | 22.1801 | 62.96 | 21.7046 | 75.92 | 34.4324 | 64.94 | 29.296 | 60.98 | 20.9521 | 73.4 | 33.7628 | 60.08 | 22.116 | 71.6 | 32.2583 | 53.96 | 19.2943 | 77 | 33.9297 | 6420 | #N/A | #N/A
| 75.92 | 34.406 | 62.96 | 21.2343 | 82.94 | 35.0449 | 57.74 | 20.0756 | 62.06 | 20.5219 | 68 | 21.9475 | 64.94 | 21.6995 | 80.06 | 35.4562 | 75.02 | 33.311 | 64.04 | 20.9843 | 75.2 | 34.2063 | 64.04 | 21.7225 | 71.6 | 32.2583 | 57.92 | 20.0375 | 78.98 | 34.4168 | 6421 | #N/A | #N/A
| 73.94 | 33.3224 | 64.04 | 20.5795 | 82.94 | 35.0449 | 60.62 | 20.6469 | 64.04 | 20.3979 | 68 | 22.1919 | 64.94 | 21.6995 | 80.96 | 35.6864 | 84.92 | 37.4469 | 64.04 | 21.2286 | 75.2 | 34.2063 | 62.06 | 21.513 | 73.4 | 32.7013 | 60.98 | 20.0892 | 80.06 | 34.1004 | 6422 | #N/A | #N/A
| 77 | 34.0823 | 64.94 | 20.6171 | 84.92 | 33.9806 | 60.8 | 20.4824 | 64.94 | 21.2245 | 69.98 | 22.6723 | 66.92 | 22.9032 | 82.94 | 36.1794 | 87.08 | 37.3488 | 66.02 | 21.4696 | 75.2 | 34.2063 | 62.06 | 20.772 | 75.2 | 34.1358 | 64.04 | 20.0373 | 82.04 | 35.172 | 6423 | #N/A | #N/A
| 75.92 | 33.8242 | 66.02 | 21.0645 | 84.92 | 32.6453 | 63.14 | 20.385 | 66.92 | 21.1014 | 68 | 22.1959 | 66.92 | 21.4924 | 82.04 | 35.9674 | 87.08 | 36.7411 | 66.92 | 21.6898 | 77 | 34.6499 | 62.96 | 20.3265 | 77 | 34.5795 | 64.94 | 20.2577 | 82.04 | 35.1797 | 6424 | #N/A | #N/A
| 75.02 | 33.6043 | 64.94 | 20.41 | 84.92 | 32.6453 | 62.6 | 20.5237 | 64.94 | 20.4116 | 66.92 | 21.9342 | 64.94 | 21.2096 | 80.96 | 35.0957 | 87.98 | 35.8971 | 66.02 | 21.4734 | 77 | 33.6533 | 62.96 | 20.5549 | 75.2 | 34.1358 | 62.06 | 19.9465 | 82.94 | 35.4098 | 6425 | #N/A | #N/A
| 73.04 | 33.1165 | 64.94 | 20.4115 | 86 | 31.9822 | 64.4 | 20.9607 | 66.92 | 21.1048 | 66.92 | 22.1869 | 64.94 | 21.209 | 80.06 | 34.8693 | 87.98 | 36.4819 | 66.92 | 21.2703 | 77 | 33.6533 | 62.96 | 20.5575 | 75.2 | 33.1443 | 62.96 | 20.3494 | 82.94 | 34.8287 | 6426 | #N/A | #N/A
| 73.04 | 33.1151 | 62.96 | 20.1439 | 84.92 | 31.3462 | 62.6 | 20.5248 | 64.94 | 20.8083 | 64.94 | 22.1955 | 62.96 | 20.971 | 77 | 34.1111 | 87.08 | 36.2641 | 66.02 | 21.0524 | 75.2 | 33.2104 | 62.96 | 20.9977 | 73.4 | 32.7013 | 62.96 | 20.1652 | 82.04 | 34.6125 | 6427 | #N/A | #N/A
| 71.06 | 32.1357 | 62.06 | 19.9251 | 84.92 | 31.3462 | 61.52 | 20.1464 | 62.96 | 20.145 | 62.96 | 22.2387 | 62.96 | 20.971 | 75.02 | 33.6187 | 80.06 | 36.2814 | 62.96 | 20.5376 | 73.4 | 32.7676 | 60.98 | 20.5172 | 71.6 | 31.3235 | 60.98 | 19.8687 | 80.96 | 33.8763 | 6428 | #N/A | #N/A
| 68 | 31.3691 | 55.94 | 19.0463 | 80.06 | 27.2909 | 56.84 | 19.447 | 59 | 19.5937 | 59 | 21.2748 | 57.02 | 20.269 | 71.06 | 32.1421 | 73.94 | 34.1318 | 53.96 | 19.5304 | 69.8 | 31.882 | 55.04 | 20.048 | 69.8 | 30.8812 | 53.06 | 19.3611 | 77 | 32.3564 | 6429 | #N/A | #N/A
| 69.08 | 31.6256 | 53.96 | 19.0601 | 77 | 26.2658 | 47.3 | 17.8203 | 53.96 | 18.5664 | 55.04 | 20.3095 | 55.94 | 20.2364 | 69.98 | 31.8657 | 71.96 | 33.6367 | 48.92 | 18.0356 | 68 | 31.439 | 51.98 | 19.5907 | 66.2 | 29.1163 | 50 | 18.6161 | 75.02 | 31.4237 | 6430 | #N/A | #N/A
| 66.92 | 31.0789 | 51.08 | 18.5764 | 77 | 26.2658 | 43.88 | 16.9434 | 51.98 | 18.327 | 55.94 | 20.5253 | 57.02 | 20.7826 | 69.08 | 31.6245 | 69.08 | 31.8198 | 46.94 | 17.5528 | 68 | 31.439 | 51.98 | 19.3005 | 66.2 | 29.1163 | 46.04 | 17.3833 | 73.04 | 30.9369 | 6431 | #N/A | #N/A
| 68 | 31.3975 | 48.02 | 17.3651 | 71.96 | 25.0201 | 43.16 | 16.5924 | 50 | 17.8471 | 57.02 | 20.7854 | 57.02 | 20.7805 | 68 | 30.7806 | 68 | 30.9821 | 44.6 | 16.5532 | 68 | 31.439 | 48.02 | 18.1052 | 62.6 | 26.6211 | 46.04 | 17.3833 | 71.06 | 30.4553 | 6432 | #N/A | #N/A
| 66.92 | 28.171 | 50 | 17.8432 | 71.06 | 24.7958 | 41 | 15.6872 | 50 | 18.0968 | 50 | 18.2914 | 59 | 21.5076 | 68 | 29.7778 | 66.02 | 30.5666 | 42.8 | 15.7184 | 64.4 | 29.6172 | 46.94 | 17.5753 | 66.2 | 26.0669 | 44.06 | 16.6852 | 71.06 | 30.4566 | 6433 | #N/A | #N/A
| 62.06 | 26.0649 | 46.94 | 17.352 | 71.06 | 24.7958 | 40.1 | 15.1472 | 48.02 | 17.3638 | 44.06 | 15.9502 | 59 | 21.5076 | 66.02 | 27.0413 | 66.02 | 30.1013 | 42.8 | 15.7184 | 64.4 | 26.3716 | 44.96 | 16.8786 | 64.4 | 26.3233 | 42.08 | 15.711 | 66.92 | 29.4484 | 6434 | #N/A | #N/A
| 62.96 | 25.9173 | 46.94 | 17.0976 | 66.92 | 24.3779 | 40.1 | 15.145 | 46.04 | 16.6401 | 42.98 | 15.4617 | 60.08 | 21.5188 | 62.96 | 25.9243 | 64.04 | 29.0198 | 39.2 | 14.4729 | 62.6 | 25.2331 | 46.04 | 16.891 | 64.4 | 25.6274 | 42.08 | 15.7088 | 66.02 | 29.2309 | 6435 | #N/A | #N/A
| 62.96 | 26.2727 | 44.06 | 16.1572 | 64.94 | 24.2361 | 37.4 | 14.0392 | 46.94 | 17.0998 | 39.92 | 14.3319 | 55.94 | 19.9932 | 60.98 | 24.675 | 64.04 | 29.0754 | 39.2 | 14.4729 | 62.6 | 25.2331 | 48.02 | 16.9343 | 62.6 | 25.8833 | 41 | 15.2506 | 64.94 | 28.9642 | 6436 | #N/A | #N/A
| 62.06 | 26.4996 | 44.96 | 16.6177 | 64.94 | 24.2361 | 39.2 | 14.8478 | 44.06 | 16.1605 | 39.02 | 13.9466 | 55.94 | 19.7239 | 60.98 | 23.9642 | 62.96 | 28.3748 | 37.4 | 13.6871 | 62.6 | 25.2331 | 46.94 | 16.6711 | 62.6 | 25.1879 | 39.2 | 14.5159 | 64.94 | 28.9694 | 6437 | #N/A | #N/A
| 62.06 | 26.4973 | 42.08 | 15.4841 | 62.96 | 24.4159 | 37.4 | 14.0392 | 44.96 | 16.6194 | 39.02 | 13.9462 | 48.92 | 18.0206 | 60.08 | 23.743 | 62.06 | 27.6478 | 37.4 | 13.6871 | 60.8 | 25.4919 | 46.94 | 16.4443 | 62.6 | 25.1879 | 37.94 | 13.8916 | 66.92 | 29.4591 | 6438 | #N/A | #N/A
| 60.08 | 25.5606 | 42.98 | 15.701 | 64.04 | 24.0126 | 35.6 | 13.2526 | 46.04 | 16.6396 | 39.02 | 13.75 | 46.04 | 17.1048 | 60.08 | 24.0572 | 60.98 | 26.975 | 37.4 | 13.6871 | 59 | 25.0521 | 44.96 | 15.964 | 60.8 | 24.0937 | 37.04 | 13.5029 | 64.04 | 28.2447 | 6439 | #N/A | #N/A
| 60.08 | 25.1942 | 44.06 | 15.9631 | 64.04 | 24.0126 | 35.6 | 13.2517 | 44.96 | 16.378 | 41 | 14.7962 | 46.04 | 17.1048 | 59 | 23.789 | 60.98 | 27.3837 | 35.6 | 12.9235 | 59 | 25.0521 | 44.06 | 15.7446 | 57.2 | 23.2158 | 37.94 | 13.8902 | 64.04 | 28.2408 | 6440 | #N/A | #N/A
| 60.08 | 24.7688 | 46.04 | 16.633 | 59 | 22.4314 | 35.6 | 13.2508 | 46.04 | 16.6363 | 41 | 14.5857 | 53.96 | 20.0191 | 59 | 24.1738 | 60.08 | 26.755 | 37.4 | 13.3587 | 59 | 25.0521 | 44.06 | 15.5614 | 60.8 | 24.7485 | 37.04 | 13.502 | 64.94 | 28.458 | 6441 | #N/A | #N/A
| 62.96 | 25.4627 | 51.08 | 18.8321 | 64.04 | 23.653 | 40.1 | 15.139 | 48.02 | 17.3557 | 55.04 | 20.5318 | 62.06 | 22.5386 | 62.06 | 25.2558 | 64.04 | 29.5452 | 37.4 | 13.6871 | 60.8 | 25.4919 | 46.94 | 16.4372 | 62.6 | 25.1879 | 44.06 | 16.1822 | 66.92 | 29.894 | 6442 | #N/A | #N/A
| 64.94 | 25.9431 | 57.02 | 19.5335 | 64.04 | 23.653 | 50.72 | 20.1163 | 55.94 | 19.526 | 66.02 | 23.5058 | 64.94 | 22.6795 | 66.02 | 26.2165 | 64.94 | 29.8366 | 60.98 | 21.2117 | 64.4 | 25.6725 | 51.98 | 17.8841 | 64.4 | 25.6274 | 51.08 | 18.8637 | 71.06 | 31.4462 | 6443 | #N/A | #N/A
| 68 | 25.9528 | 62.06 | 21.0058 | 68 | 24.6077 | 59 | 21.0128 | 62.06 | 21.2266 | 69.08 | 23.4033 | 66.02 | 22.941 | 69.08 | 26.226 | 66.02 | 30.5666 | 64.94 | 21.685 | 64.4 | 25.6725 | 57.02 | 18.3164 | 66.2 | 26.7633 | 57.92 | 20.5236 | 75.02 | 33.472 | 6444 | #N/A | #N/A
| 71.96 | 27.65 | 66.02 | 22.1855 | 66.92 | 26.0515 | 63.14 | 22.1172 | 64.94 | 21.7091 | 71.06 | 24.9989 | 66.92 | 24.3149 | 71.96 | 26.6108 | 75.92 | 34.6138 | 68 | 22.6466 | 65.66 | 26.1856 | 60.08 | 18.518 | 66.2 | 26.7633 | 62.96 | 21.7494 | 77 | 33.3745 | 6445 | #N/A | #N/A
| 71.06 | 28.2095 | 69.08 | 22.9314 | 66.92 | 26.0515 | 66.38 | 22.5774 | 68 | 22.6741 | 71.96 | 25.2201 | 66.92 | 24.3149 | 71.96 | 26.6052 | 80.06 | 36.2797 | 69.98 | 23.4029 | 66.74 | 26.7291 | 60.98 | 18.92 | 66.2 | 26.7633 | 66.92 | 22.9501 | 78.98 | 33.8641 | 6446 | #N/A | #N/A
| 71.06 | 28.2017 | 69.98 | 23.1548 | 64.4 | 26.3242 | 69.26 | 23.4167 | 71.06 | 23.2019 | 71.96 | 25.5551 | 69.08 | 25.187 | 73.94 | 27.085 | 82.94 | 36.3602 | 71.96 | 24.12 | 68 | 27.2511 | 62.06 | 19.1828 | 68 | 27.2031 | 68 | 22.4869 | 80.06 | 34.1364 | 6447 | #N/A | #N/A
| 69.98 | 28.8501 | 71.06 | 23.9255 | 62.96 | 25.4062 | 70.7 | 22.7997 | 71.96 | 23.6401 | 71.96 | 25.8993 | 69.08 | 25.1904 | 73.94 | 27.4036 | 84.92 | 36.2454 | 73.94 | 24.8935 | 68 | 27.2511 | 64.04 | 19.4809 | 64.4 | 25.6274 | 71.96 | 22.7504 | 82.04 | 34.629 | 6448 | #N/A | #N/A
| 66.2 | 26.7813 | 73.04 | 24.4075 | 62.96 | 25.4062 | 71.78 | 23.0227 | 73.94 | 24.3942 | 71.96 | 26.195 | 69.08 | 25.1879 | 71.06 | 28.6614 | 87.08 | 35.2381 | 75.02 | 25.4075 | 66.2 | 27.5535 | 64.94 | 19.884 | 64.4 | 25.6274 | 71.96 | 22.3394 | 84.02 | 34.098 | 6449 | #N/A | #N/A
| 64.4 | 26.3414 | 73.04 | 24.6977 | 60.98 | 24.584 | 72.14 | 23.5754 | 73.94 | 24.1222 | 71.06 | 26.6603 | 68 | 25.2226 | 66.2 | 26.7904 | 87.08 | 35.244 | 73.94 | 24.8956 | 64.4 | 26.3716 | 64.94 | 19.5004 | 64.4 | 25.6274 | 71.96 | 22.3399 | 84.02 | 33.6586 | 6450 | #N/A | #N/A
| 62.06 | 25.6339 | 71.96 | 24.1439 | 60.8 | 24.7493 | 71.6 | 23.1458 | 73.04 | 24.1745 | 69.08 | 26.1727 | 66.92 | 25.3216 | 64.94 | 26.3487 | 86 | 37.7836 | 73.04 | 24.3849 | 62.6 | 25.9317 | 64.94 | 19.5004 | 62.6 | 25.1879 | 71.06 | 22.3058 | 82.04 | 34.1698 | 6451 | #N/A | #N/A
| 60.98 | 25.3637 | 69.08 | 23.7332 | 60.08 | 24.6999 | 68.18 | 23.3013 | 71.06 | 23.4218 | 68 | 25.9104 | 66.92 | 25.3216 | 62.96 | 25.4414 | 80.06 | 37.5466 | 69.98 | 24.1784 | 60.8 | 25.4919 | 62.96 | 19.2195 | 62.6 | 25.1879 | 68 | 22.2343 | 80.06 | 33.685 | 6452 | #N/A | #N/A
| 60.8 | 25.4616 | 66.92 | 22.9158 | 59 | 23.6998 | 63.5 | 22.3085 | 68 | 22.6778 | 66.02 | 25.1133 | 64.04 | 24.6197 | 62.6 | 25.2135 | 73.94 | 34.8092 | 66.92 | 23.1829 | 60.8 | 25.4919 | 57.92 | 17.9984 | 60.8 | 24.0937 | 60.98 | 21.2757 | 77 | 33.4074 | 6453 | #N/A | #N/A
| 60.98 | 25.7152 | 64.94 | 22.9711 | 57.92 | 23.8253 | 61.88 | 22.6803 | 64.94 | 22.7259 | 66.02 | 25.1114 | 64.04 | 24.6197 | 62.6 | 25.2135 | 71.06 | 32.846 | 64.04 | 23.6362 | 60.8 | 25.4919 | 51.98 | 17.0961 | 60.8 | 24.0937 | 57.02 | 20.8394 | 73.94 | 32.1803 | 6454 | #N/A | #N/A
| 60.98 | 26.1545 | 62.96 | 22.7981 | 57.92 | 23.8253 | 61.7 | 23.6505 | 64.04 | 23.0663 | 66.02 | 25.4266 | 64.04 | 25.3234 | 62.6 | 25.2135 | 68 | 31.5914 | 60.08 | 22.6717 | 60.8 | 25.4919 | 48.92 | 16.9139 | 60.8 | 24.7485 | 57.92 | 21.3054 | 71.06 | 31.4722 | 6455 | #N/A | #N/A
| 60.8 | 26.2 | 62.06 | 23.1729 | 60.8 | 24.7493 | 61.88 | 24.2436 | 62.06 | 22.8472 | 66.02 | 26.1549 | 64.04 | 25.3234 | 62.96 | 25.8468 | 68 | 31.5944 | 59 | 22.4056 | 60.8 | 25.4919 | 51.98 | 17.2598 | 60.8 | 24.7485 | 57.92 | 21.8832 | 69.08 | 31.4607 | 6456 | #N/A | #N/A
| 60.08 | 25.932 | 62.96 | 23.0633 | 60.08 | 24.6805 | 62.24 | 24.3332 | 62.06 | 22.8496 | 66.92 | 26.0379 | 64.04 | 25.3243 | 62.06 | 25.9863 | 66.02 | 30.0676 | 57.92 | 22.1437 | 59 | 25.0521 | 48.92 | 16.9098 | 60.8 | 24.7485 | 60.98 | 23.6037 | 68 | 30.7273 | 6457 | #N/A | #N/A
| 59 | 25.6678 | 62.96 | 23.7411 | 60.08 | 24.6805 | 61.88 | 24.4416 | 62.06 | 23.1823 | 66.92 | 26.0389 | 64.04 | 25.3243 | 62.6 | 25.9106 | 64.04 | 29.0458 | 60.08 | 23.6737 | 59 | 25.0521 | 46.94 | 16.4291 | 60.8 | 24.7485 | 60.08 | 23.3899 | 68 | 30.733 | 6458 | #N/A | #N/A
| 60.08 | 25.9377 | 62.06 | 23.8204 | 60.08 | 24.6815 | 60.98 | 24.4797 | 62.06 | 23.184 | 66.02 | 26.159 | 62.96 | 25.815 | 60.98 | 26.1676 | 64.04 | 29.05 | 60.08 | 23.9913 | 59 | 25.0521 | 46.04 | 16.4351 | 60.8 | 24.7485 | 57.92 | 22.8621 | 68 | 30.7358 | 6459 | #N/A | #N/A
| 60.8 | 26.2 | 57.92 | 22.8111 | 60.8 | 24.7493 | 61.16 | 24.8585 | 60.98 | 23.2637 | 66.02 | 26.158 | 62.06 | 26.4011 | 60.8 | 26.2098 | 62.96 | 28.3501 | 59 | 23.7279 | 59 | 25.0521 | 42.98 | 15.4684 | 60.8 | 24.7485 | 59 | 23.4983 | 68 | 29.7501 | 6460 | #N/A | #N/A
| 60.08 | 25.9423 | 60.98 | 24.2438 | 60.08 | 24.6825 | 60.98 | 25.0223 | 60.08 | 23.3456 | 66.02 | 26.1642 | 62.96 | 26.1789 | 60.98 | 26.1745 | 62.96 | 27.8495 | 60.98 | 24.6044 | 59 | 25.0521 | 44.06 | 15.9556 | 60.8 | 24.7485 | 60.08 | 24.0821 | 66.92 | 28.9808 | 6461 | #N/A | #N/A
| 60.08 | 26.4068 | 59 | 23.7639 | 59 | 24.3098 | 60.62 | 25.1471 | 60.08 | 23.7163 | 66.02 | 26.5892 | 64.04 | 26.8935 | 60.8 | 26.2098 | 60.98 | 26.9595 | 60.98 | 24.6083 | 59 | 25.0521 | 39.92 | 14.7293 | 60.8 | 24.7485 | 60.08 | 24.085 | 66.92 | 28.9886 | 6462 | #N/A | #N/A
| 60.08 | 26.408 | 60.98 | 24.6378 | 57.2 | 24.5644 | 60.8 | 25.4747 | 60.98 | 24.2509 | 66.92 | 26.8027 | 64.04 | 26.4474 | 60.98 | 26.1757 | 60.98 | 26.5002 | 62.06 | 25.2075 | 59 | 25.7921 | 39.92 | 14.7308 | 60.8 | 24.7485 | 59 | 24.2199 | 64.04 | 28.2834 | 6463 | #N/A | #N/A
| 60.98 | 26.6272 | 60.98 | 24.9764 | 57.92 | 24.5786 | 59 | 25.0405 | 60.98 | 24.6442 | 66.02 | 26.9458 | 64.04 | 26.4474 | 60.98 | 26.1768 | 60.08 | 26.2803 | 62.96 | 25.4325 | 59 | 25.7921 | 41 | 14.8096 | 60.8 | 24.7485 | 59 | 24.5553 | 64.94 | 28.5008 | 6464 | #N/A | #N/A
| 60.8 | 26.9832 | 60.98 | 24.9743 | 59 | 24.8404 | 60.98 | 26.0374 | 60.98 | 24.982 | 66.02 | 27.3917 | 64.94 | 27.1136 | 60.8 | 26.2098 | 59 | 25.5584 | 62.06 | 25.2106 | 59.9 | 26.3991 | 39.02 | 14.3275 | 60.8 | 24.7485 | 59 | 24.5585 | 64.94 | 28.4994 | 6465 | #N/A | #N/A
| 60.8 | 26.9832 | 60.98 | 24.9753 | 59 | 25.0042 | 62.06 | 26.4554 | 62.06 | 25.2487 | 69.08 | 29.0019 | 66.02 | 27.8392 | 60.8 | 26.2098 | 59 | 26.0165 | 64.04 | 26.4739 | 60.8 | 27.0178 | 46.04 | 16.8644 | 60.8 | 25.4433 | 60.08 | 25.2452 | 69.98 | 30.2451 | 6466 | #N/A | #N/A
| 62.96 | 28.4197 | 62.96 | 25.8809 | 59 | 25.2002 | 63.32 | 26.8374 | 64.04 | 26.1526 | 71.96 | 29.3103 | 69.08 | 29.481 | 62.96 | 27.1185 | 62.96 | 28.8108 | 68 | 27.89 | 61.7 | 27.6487 | 53.96 | 19.0334 | 60.8 | 25.4433 | 62.06 | 25.7288 | 73.04 | 31.4376 | 6467 | #N/A | #N/A
| 64.04 | 29.2122 | 66.02 | 27.4442 | 60.8 | 25.4442 | 65.66 | 27.7196 | 66.02 | 27.0033 | 73.04 | 29.5722 | 69.08 | 28.9834 | 62.6 | 27.4346 | 73.04 | 32.8566 | 71.06 | 29.1093 | 62.6 | 28.2919 | 57.92 | 18.6896 | 62.6 | 27.4034 | 64.4 | 26.4273 | 73.94 | 31.2149 | 6468 | #N/A | #N/A
| 64.4 | 29.5779 | 71.06 | 28.6806 | 60.08 | 25.9113 | 68 | 27.9852 | 69.98 | 27.9735 | 75.02 | 30.9593 | 71.06 | 29.9691 | 64.4 | 28.7078 | 78.08 | 34.603 | 71.96 | 28.8682 | 63.5 | 28.948 | 62.06 | 19.6926 | 64.4 | 27.8445 | 66.2 | 26.867 | 77 | 34.0217 | 6469 | #N/A | #N/A
| 64.4 | 29.5779 | 71.06 | 28.6911 | 60.08 | 25.9113 | 68 | 27.9876 | 71.6 | 28.8812 | 73.04 | 30.4725 | 71.06 | 29.9691 | 66.02 | 29.191 | 80.96 | 35.3252 | 73.04 | 29.6037 | 64.4 | 29.6172 | 60.98 | 19.2636 | 62.6 | 27.4034 | 68 | 27.1881 | 78.98 | 35.0179 | 6470 | #N/A | #N/A
| 68 | 31.2091 | 73.04 | 29.6462 | 60.8 | 26.1815 | 69.8 | 28.4313 | 71.96 | 28.9207 | 75.92 | 31.6125 | 69.98 | 30.1365 | 66.2 | 29.1494 | 84.92 | 35.227 | 73.04 | 30.0109 | 66.2 | 30.0593 | 62.96 | 19.746 | 62.6 | 27.4034 | 69.8 | 27.7463 | 80.06 | 34.7879 | 6471 | #N/A | #N/A
| 69.8 | 31.8404 | 73.94 | 29.875 | 60.98 | 26.151 | 69.8 | 28.436 | 73.04 | 29.1931 | 73.04 | 30.9112 | 71.06 | 30.4108 | 68 | 30.2213 | 84.92 | 35.8206 | 73.04 | 30.0159 | 66.2 | 30.0593 | 64.94 | 20.2286 | 64.4 | 27.8445 | 68 | 27.5622 | 80.96 | 35.0031 | 6472 | #N/A | #N/A
| 68 | 31.2269 | 71.96 | 29.3964 | 60.98 | 26.151 | 69.8 | 28.4442 | 73.04 | 29.6657 | 73.94 | 31.1413 | 69.08 | 29.9316 | 68 | 30.4742 | 86 | 35.516 | 71.96 | 30.2507 | 66.2 | 30.0593 | 66.92 | 21.941 | 64.4 | 27.8445 | 69.08 | 27.8296 | 82.04 | 35.8065 | 6473 | #N/A | #N/A
| 66.92 | 30.4046 | 71.96 | 29.3964 | 60.08 | 25.9423 | 67.82 | 28.1187 | 71.96 | 29.4025 | 71.96 | 30.6582 | 69.08 | 29.937 | 68 | 30.2339 | 86 | 34.509 | 73.04 | 30.0234 | 66.2 | 30.0593 | 64.94 | 21.4641 | 64.4 | 27.8445 | 68 | 27.5689 | 82.04 | 35.8146 | 6474 | #N/A | #N/A
| 64.4 | 29.5779 | 71.06 | 29.1797 | 60.08 | 25.9481 | 67.64 | 28.228 | 71.06 | 28.7181 | 71.96 | 30.6663 | 68 | 29.6759 | 68 | 30.2367 | 86 | 35.5356 | 71.6 | 30.4601 | 64.4 | 29.6172 | 62.96 | 21.4567 | 64.4 | 27.8445 | 68 | 27.5667 | 80.96 | 35.5559 | 6475 | #N/A | #N/A
| 64.4 | 29.5779 | 69.8 | 29.2118 | 60.08 | 25.9481 | 68 | 28.7935 | 69.98 | 28.448 | 71.06 | 30.4468 | 68 | 29.6759 | 66.2 | 30.032 | 78.98 | 35.5131 | 71.06 | 30.0364 | 64.4 | 28.7335 | 60.98 | 21.249 | 64.4 | 28.6746 | 68 | 28.0139 | 80.06 | 35.3368 | 6476 | #N/A | #N/A
| 64.4 | 29.5779 | 69.8 | 29.2118 | 60.8 | 26.1815 | 68 | 28.7898 | 69.98 | 28.9131 | 69.08 | 29.9582 | 66.92 | 29.9356 | 66.2 | 30.032 | 71.06 | 31.3983 | 71.06 | 30.0312 | 64.4 | 28.7335 | 57.92 | 20.7402 | 64.4 | 27.8445 | 66.92 | 27.7509 | 75.92 | 34.9466 | 6477 | #N/A | #N/A
| 64.4 | 29.5779 | 69.08 | 29.0885 | 59 | 25.6907 | 66.2 | 28.3503 | 69.08 | 28.6879 | 69.98 | 30.7052 | 66.92 | 30.3882 | 66.02 | 29.7588 | 68 | 30.6437 | 71.06 | 30.0299 | 64.4 | 28.7335 | 57.92 | 21.0317 | 62.6 | 27.4034 | 66.2 | 27.613 | 75.02 | 35.3733 | 6478 | #N/A | #N/A
| 64.4 | 29.5779 | 69.08 | 29.0885 | 59 | 25.6907 | 66.2 | 28.3465 | 69.08 | 28.6879 | 69.98 | 30.7066 | 66.92 | 29.937 | 66.2 | 30.032 | 66.92 | 29.8372 | 69.98 | 29.7638 | 64.4 | 28.7335 | 57.02 | 20.8146 | 64.4 | 28.6746 | 64.4 | 27.1728 | 73.94 | 35.1113 | 6479 | #N/A | #N/A
| 64.4 | 29.5779 | 68 | 28.8214 | 59 | 25.741 | 64.4 | 27.9045 | 69.08 | 28.6879 | 69.98 | 30.708 | 66.92 | 30.3954 | 66.02 | 30.2257 | 68 | 30.1087 | 69.08 | 29.9704 | 64.4 | 29.6172 | 57.02 | 21.0655 | 64.4 | 28.6746 | 64.4 | 27.1728 | 71.96 | 34.6261 | 6480 | #N/A | #N/A
| 68 | 31.3975 | 66.92 | 28.5581 | 60.08 | 26.438 | 66.2 | 29.184 | 66.92 | 28.5608 | 69.98 | 31.1661 | 66.92 | 30.4011 | 66.2 | 30.032 | 66.92 | 29.8469 | 68 | 29.7041 | 66.2 | 30.9963 | 57.02 | 21.3783 | 64.4 | 28.6746 | 62.96 | 26.7814 | 73.04 | 34.8329 | 6481 | #N/A | #N/A
| 69.8 | 32.8313 | 66.02 | 28.3425 | 60.08 | 26.438 | 64.04 | 28.4017 | 66.02 | 27.9459 | 69.8 | 30.9097 | 66.92 | 30.4011 | 68 | 31.41 | 64.04 | 28.703 | 68 | 29.7107 | 68 | 32.4321 | 57.02 | 21.6508 | 66.2 | 29.9966 | 64.4 | 27.1728 | 71.06 | 34.4314 | 6482 | #N/A | #N/A
| 69.8 | 32.8313 | 64.04 | 27.8586 | 60.8 | 26.9634 | 60.8 | 26.2431 | 64.04 | 27.4588 | 69.98 | 31.1733 | 66.92 | 30.4055 | 66.2 | 30.032 | 64.04 | 28.703 | 66.92 | 29.0213 | 68 | 31.439 | 60.98 | 22.6226 | 68 | 31.3722 | 62.06 | 26.1141 | 71.06 | 34.3461 | 6483 | #N/A | #N/A
| 69.8 | 33.8806 | 62.96 | 27.5966 | 60.08 | 26.4536 | 59 | 25.8029 | 62.96 | 27.1968 | 69.98 | 31.1748 | 66.02 | 30.1885 | 71.06 | 32.5398 | 71.06 | 31.4071 | 66.02 | 28.8031 | 68 | 32.4321 | 62.96 | 23.7879 | 68 | 31.3722 | 60.98 | 25.4867 | 71.06 | 34.3461 | 6484 | #N/A | #N/A
| 69.8 | 32.8313 | 62.96 | 27.5966 | 60.08 | 26.4536 | 57.2 | 24.6225 | 64.04 | 27.8653 | 69.08 | 30.5037 | 66.02 | 30.1943 | 71.96 | 33.3762 | 71.06 | 31.4071 | 64.04 | 27.8219 | 68 | 32.4321 | 64.04 | 25.0423 | 69.8 | 31.8152 | 57.92 | 24.3146 | 71.6 | 34.9212 | 6485 | #N/A | #N/A
| 69.8 | 31.8404 | 62.96 | 27.5928 | 60.98 | 27.0926 | 55.4 | 23.4786 | 62.96 | 27.1945 | 69.08 | 30.5051 | 66.02 | 30.1958 | 73.04 | 33.6489 | 71.06 | 31.337 | 60.8 | 25.4589 | 69.8 | 32.8757 | 64.94 | 26.0047 | 69.8 | 31.8152 | 59 | 24.5729 | 71.06 | 33.8122 | 6486 | #N/A | #N/A
| 69.98 | 32.8749 | 62.96 | 27.5816 | 60.8 | 26.9634 | 57.2 | 24.616 | 62.06 | 26.4967 | 68 | 29.708 | 66.92 | 30.4141 | 71.96 | 33.3893 | 64.94 | 25.1733 | 62.96 | 27.1499 | 68 | 31.439 | 66.02 | 27.0626 | 69.8 | 31.8152 | 64.04 | 26.5878 | 71.06 | 33.7013 | 6487 | #N/A | #N/A
| 69.98 | 32.8798 | 62.06 | 26.4939 | 60.98 | 27.0976 | 57.2 | 24.6117 | 60.98 | 25.779 | 69.08 | 29.9622 | 66.92 | 30.4141 | 71.06 | 33.1756 | 62.06 | 24.796 | 59 | 25.0191 | 68 | 32.4321 | 66.92 | 27.7393 | 69.8 | 31.8152 | 62.06 | 25.3083 | 69.08 | 31.135 | 6488 | #N/A | #N/A
| 69.08 | 32.6563 | 60.98 | 26.2147 | 60.8 | 26.9634 | 57.2 | 24.6008 | 60.08 | 24.7643 | 69.08 | 29.9489 | 66.02 | 29.7201 | 71.96 | 33.3989 | 62.06 | 24.7568 | 59 | 24.3237 | 68 | 31.439 | 66.02 | 27.9831 | 68 | 30.4388 | 62.96 | 25.5155 | 68 | 29.8684 | 6489 | #N/A | #N/A
| 69.98 | 32.8847 | 60.08 | 24.4192 | 68 | 32.3906 | 53.6 | 22.3598 | 60.08 | 23.7089 | 68 | 30.205 | 66.92 | 29.9301 | 73.04 | 33.6669 | 62.06 | 24.0901 | 57.2 | 23.8843 | 68 | 32.4321 | 64.04 | 28.8256 | 69.8 | 31.8152 | 60.08 | 24.8033 | 66.92 | 28.6677 | 6490 | #N/A | #N/A
| 71.06 | 33.1556 | 62.96 | 24.0378 | 68 | 32.3906 | 60.44 | 26.6433 | 62.06 | 22.5804 | 69.08 | 29.9355 | 68 | 29.6652 | 73.04 | 33.6734 | 62.96 | 24.3063 | 64.94 | 26.3211 | 71.6 | 33.3192 | 64.94 | 29.577 | 69.8 | 31.8152 | 66.02 | 26.2468 | 68 | 27.5971 | 6491 | #N/A | #N/A
| 71.96 | 33.3759 | 64.94 | 23.2771 | 69.8 | 32.8058 | 60.8 | 26.9685 | 62.96 | 21.946 | 71.06 | 30.416 | 68 | 29.6572 | 75.92 | 35.0122 | 66.02 | 25.0482 | 64.4 | 25.6419 | 73.4 | 33.7628 | 66.02 | 29.8555 | 71.6 | 32.2583 | 64.94 | 25.6377 | 69.08 | 26.6549 | 6492 | #N/A | #N/A
| 71.6 | 34.3249 | 66.92 | 22.6717 | 73.4 | 34.7424 | 65.84 | 25.7119 | 64.94 | 21.7031 | 71.96 | 29.7075 | 71.06 | 30.3987 | 78.08 | 36.0889 | 66.92 | 24.9628 | 69.08 | 24.8552 | 75.2 | 35.2608 | 64.94 | 29.5903 | 73.4 | 33.692 | 66.02 | 25.505 | 69.98 | 26.1552 | 6493 | #N/A | #N/A
| 75.02 | 35.2998 | 68 | 22.1933 | 75.02 | 34.1473 | 68 | 25.8541 | 66.02 | 21.4695 | 69.98 | 27.9195 | 71.06 | 30.3987 | 77 | 35.6723 | 66.92 | 24.2701 | 69.98 | 23.9218 | 75.2 | 35.2608 | 64.94 | 29.577 | 75.2 | 35.1855 | 68 | 25.304 | 69.98 | 25.4853 | 6494 | #N/A | #N/A
| 75.2 | 35.2138 | 68 | 22.449 | 75.2 | 35.1869 | 69.8 | 25.6736 | 66.92 | 21.934 | 69.8 | 27.665 | 66.92 | 26.3962 | 77 | 35.2888 | 68 | 23.9357 | 71.06 | 23.8974 | 75.2 | 34.2063 | 66.92 | 29.1036 | 75.2 | 35.1855 | 69.08 | 25.5688 | 69.98 | 24.8579 | 6495 | #N/A | #N/A
| 73.4 | 34.7693 | 68 | 22.1979 | 73.4 | 34.7424 | 69.8 | 25.0948 | 69.08 | 22.7122 | 69.08 | 26.9215 | 66.02 | 26.1683 | 77 | 35.6723 | 68 | 23.9395 | 71.06 | 24.1883 | 75.2 | 34.2063 | 68 | 28.4678 | 75.2 | 35.1855 | 69.98 | 25.148 | 71.06 | 24.5371 | 6496 | #N/A | #N/A
| 73.4 | 34.7693 | 68 | 22.1979 | 77 | 35.2745 | 69.8 | 24.5466 | 68 | 22.1981 | 69.98 | 26.096 | 64.94 | 25.9046 | 78.8 | 36.1167 | 69.08 | 24.2009 | 73.04 | 24.9197 | 77 | 35.7052 | 68 | 28.0005 | 73.4 | 33.692 | 73.04 | 24.1987 | 71.06 | 23.4737 | 6497 | #N/A | #N/A
| 73.94 | 34.5252 | 64.04 | 23.3244 | 75.02 | 33.5688 | 69.98 | 24.124 | 68 | 21.9541 | 69.08 | 24.8666 | 64.04 | 25.3452 | 73.4 | 34.7836 | 68 | 23.1409 | 71.96 | 24.6574 | 74.3 | 34.5041 | 69.08 | 28.2723 | 75.2 | 35.1855 | 71.06 | 23.2256 | 69.08 | 22.9928 | 6498 | #N/A | #N/A
| 73.4 | 34.7693 | 62.06 | 22.8374 | 73.4 | 34.7424 | 69.44 | 23.3615 | 66.02 | 21.7148 | 66.92 | 24.6807 | 62.06 | 24.1508 | 75.2 | 35.2279 | 66.92 | 22.3715 | 66.92 | 24.0047 | 71.6 | 33.3192 | 69.08 | 28.7401 | 73.4 | 33.692 | 69.98 | 22.9613 | 68 | 22.7256 | 6499 | #N/A | #N/A
| 71.6 | 34.3249 | 60.08 | 21.7772 | 71.6 | 34.391 | 66.56 | 22.6132 | 64.04 | 20.9887 | 64.04 | 25.3412 | 62.06 | 24.1508 | 73.4 | 34.7836 | 64.04 | 22.1718 | 64.04 | 23.2972 | 71.6 | 33.3192 | 66.02 | 27.5167 | 71.6 | 33.2483 | 64.94 | 22.2265 | 64.94 | 21.715 | 6500 | #N/A | #N/A
| 71.06 | 33.8282 | 55.94 | 21.075 | 71.96 | 34.0561 | 53.78 | 21.132 | 60.98 | 21.2249 | 60.08 | 23.2987 | 57.02 | 21.914 | 73.04 | 34.3494 | 60.08 | 21.2069 | 59 | 22.066 | 71.6 | 33.3192 | 62.96 | 26.7599 | 71.6 | 32.2583 | 59 | 21.5553 | 62.06 | 20.5536 | 6501 | #N/A | #N/A
| 71.06 | 33.8214 | 53.06 | 20.3705 | 71.6 | 34.2979 | 53.24 | 20.9386 | 55.94 | 20.7646 | 59 | 22.7371 | 55.94 | 21.6472 | 73.4 | 34.7836 | 57.92 | 20.6757 | 55.94 | 21.6439 | 71.6 | 33.3192 | 60.08 | 25.6004 | 69.8 | 30.8812 | 55.04 | 20.898 | 60.08 | 19.8335 | 6502 | #N/A | #N/A
| 71.06 | 33.8163 | 50 | 19.3181 | 73.04 | 34.3107 | 52.52 | 20.4882 | 53.06 | 20.0628 | 60.98 | 23.5108 | 55.04 | 21.4249 | 73.4 | 34.7836 | 55.04 | 19.6941 | 55.94 | 21.6415 | 71.6 | 33.3192 | 59 | 25.332 | 69.8 | 31.8152 | 51.98 | 19.3057 | 57.02 | 19.5281 | 6503 | #N/A | #N/A
| 71.6 | 33.2749 | 48.02 | 18.5878 | 71.6 | 34.2979 | 51.08 | 19.768 | 51.98 | 19.7982 | 57.92 | 22.129 | 53.06 | 20.6128 | 73.4 | 34.7836 | 53.06 | 18.9879 | 53.96 | 21.1573 | 71.6 | 33.3192 | 57.92 | 24.6995 | 71.6 | 32.2583 | 53.96 | 20.0732 | 53.96 | 18.3439 | 6504 | #N/A | #N/A
| 71.6 | 34.3249 | 46.94 | 18.0377 | 71.6 | 34.2979 | 48.38 | 18.8568 | 51.08 | 19.3308 | 53.96 | 20.8365 | 55.04 | 21.0943 | 73.04 | 34.8778 | 51.08 | 18.5045 | 51.08 | 19.5587 | 71.6 | 34.3722 | 59 | 25.0584 | 69.8 | 31.8152 | 55.04 | 20.0428 | 53.06 | 17.935 | 6505 | #N/A | #N/A
| 71.6 | 34.3249 | 46.94 | 18.0363 | 71.96 | 34.0459 | 50.72 | 19.5746 | 48.92 | 18.5175 | 51.98 | 19.7833 | 55.04 | 21.0943 | 71.96 | 34.0659 | 50 | 18.2409 | 46.4 | 17.8668 | 71.6 | 34.3722 | 57.92 | 24.3018 | 69.8 | 31.8152 | 55.04 | 19.5393 | 51.98 | 17.6719 | 6506 | #N/A | #N/A
| 69.98 | 33.5463 | 46.94 | 17.5393 | 71.6 | 33.2496 | 50 | 19.71 | 48.92 | 18.5195 | 57.02 | 21.91 | 53.06 | 20.0405 | 71.96 | 34.0642 | 46.04 | 17.281 | 46.4 | 17.8668 | 71.6 | 33.3192 | 60.98 | 26.2395 | 69.8 | 31.8152 | 55.4 | 19.6492 | 51.08 | 17.234 | 6507 | #N/A | #N/A
| 71.6 | 34.3249 | 46.94 | 17.8043 | 71.6 | 33.2496 | 53.6 | 20.5872 | 48.92 | 18.8028 | 53.96 | 20.5704 | 53.96 | 20.2599 | 71.96 | 33.4284 | 44.96 | 17.0175 | 48.92 | 19.0318 | 71.6 | 33.3192 | 60.08 | 26.017 | 69.8 | 31.8152 | 53.96 | 19.5486 | 50 | 16.7967 | 6508 | #N/A | #N/A
| 71.6 | 34.3249 | 46.94 | 18.0377 | 71.06 | 33.1857 | 53.6 | 20.5872 | 46.94 | 17.8075 | 57.92 | 21.5368 | 55.04 | 20.5259 | 71.6 | 33.2883 | 44.06 | 16.5427 | 51.08 | 19.865 | 71.6 | 33.3192 | 60.08 | 25.6133 | 69.8 | 31.8152 | 51.98 | 19.305 | 48.02 | 16.493 | 6509 | #N/A | #N/A
| 69.8 | 33.8806 | 46.94 | 18.0383 | 69.98 | 32.3085 | 53.6 | 21.1368 | 46.94 | 17.8088 | 60.98 | 21.9735 | 55.04 | 20.8329 | 71.96 | 33.4202 | 42.08 | 15.8133 | 51.08 | 19.8665 | 71.6 | 33.3192 | 60.98 | 26.2233 | 69.8 | 31.8152 | 51.8 | 19.2335 | 46.94 | 16.4488 | 6510 | #N/A | #N/A
| 69.8 | 33.8806 | 51.08 | 19.887 | 69.8 | 31.8164 | 51.8 | 20.7594 | 48.92 | 18.8084 | 60.98 | 21.98 | 55.94 | 21.0517 | 71.6 | 33.2883 | 41 | 15.3515 | 53.06 | 20.9431 | 71.6 | 33.3192 | 60.98 | 25.8333 | 69.8 | 31.8152 | 50 | 19.1174 | 46.04 | 16.011 | 6511 | #N/A | #N/A
| 69.8 | 33.8806 | 51.98 | 20.3721 | 69.08 | 32.0774 | 51.44 | 20.8343 | 50 | 18.7849 | 60.98 | 22.2821 | 55.94 | 21.0517 | 71.6 | 32.2958 | 39.92 | 14.8574 | 53.06 | 20.9431 | 69.8 | 32.8757 | 60.98 | 24.9851 | 68 | 30.4388 | 50 | 19.1118 | 48.02 | 16.4876 | 6512 | #N/A | #N/A
| 69.8 | 33.8806 | 51.08 | 20.1509 | 69.08 | 31.5729 | 50.9 | 20.5904 | 48.92 | 18.5209 | 62.06 | 22.8071 | 57.92 | 21.797 | 69.8 | 32.8447 | 37.04 | 13.7597 | 53.96 | 21.4999 | 69.8 | 32.8757 | 60.08 | 24.0268 | 68 | 30.4388 | 50 | 19.3607 | 42.98 | 15.4823 | 6513 | #N/A | #N/A
| 69.98 | 33.5023 | 51.98 | 20.6999 | 69.98 | 31.7823 | 51.8 | 20.6941 | 48.92 | 18.8063 | 62.96 | 23.3602 | 59 | 22.3885 | 69.98 | 32.8997 | 41 | 15.3422 | 55.04 | 22.0603 | 69.8 | 32.8757 | 60.08 | 24.0191 | 68 | 30.4388 | 50 | 19.2827 | 48.02 | 16.6991 | 6514 | #N/A | #N/A
| 71.06 | 33.7636 | 53.06 | 21.3019 | 69.98 | 31.7823 | 51.8 | 21.2762 | 50 | 19.3166 | 64.04 | 23.6255 | 60.98 | 23.2175 | 71.6 | 32.2958 | 46.04 | 17.0068 | 57.92 | 23.4418 | 71.6 | 33.3192 | 59 | 23.4319 | 69.8 | 31.8152 | 50 | 19.2827 | 50 | 17.3633 | 6515 | #N/A | #N/A
| 73.4 | 34.7693 | 53.6 | 21.7553 | 71.96 | 31.6945 | 51.8 | 21.2823 | 51.08 | 19.8905 | 64.94 | 24.4868 | 62.06 | 23.7748 | 73.4 | 32.7387 | 51.98 | 18.1973 | 57.92 | 23.1325 | 73.4 | 33.7628 | 59 | 23.7434 | 71.6 | 32.2583 | 51.08 | 19.9396 | 53.96 | 17.9138 | 6516 | #N/A | #N/A
| 71.6 | 34.3249 | 53.6 | 21.7553 | 75.92 | 32.2117 | 53.6 | 21.7258 | 51.8 | 20.2011 | 64.04 | 24.2641 | 62.96 | 24.3582 | 75.92 | 33.741 | 55.94 | 19.1577 | 59 | 23.709 | 71.6 | 33.3192 | 60.08 | 24.3959 | 73.4 | 33.692 | 51.8 | 20.237 | 55.04 | 18.3941 | 6517 | #N/A | #N/A
| 75.2 | 35.2138 | 55.4 | 22.1937 | 75.92 | 32.2117 | 53.6 | 21.7338 | 51.98 | 20.3781 | 64.94 | 24.4868 | 62.96 | 24.3582 | 77 | 32.9519 | 57.02 | 19.2218 | 59 | 23.7137 | 71.6 | 33.3192 | 60.08 | 24.0068 | 71.6 | 32.2583 | 51.08 | 20.2156 | 55.94 | 18.6127 | 6518 | #N/A | #N/A
| 73.4 | 34.7693 | 55.4 | 22.8113 | 80.06 | 31.7724 | 53.6 | 22.3541 | 51.98 | 20.7128 | 64.94 | 24.8611 | 62.06 | 24.1489 | 78.98 | 32.4546 | 59 | 19.903 | 57.92 | 23.4569 | 75.2 | 34.2063 | 59 | 24.1304 | 75.2 | 33.1443 | 51.8 | 20.237 | 57.92 | 19.0945 | 6519 | #N/A | #N/A
| 73.4 | 34.7693 | 55.4 | 22.8113 | 82.04 | 31.8585 | 53.6 | 22.3569 | 53.6 | 21.7683 | 64.94 | 25.1918 | 62.06 | 24.4761 | 80.06 | 32.2927 | 60.08 | 20.4181 | 59 | 24.1231 | 77 | 33.6533 | 59 | 24.5655 | 77 | 33.5873 | 51.8 | 20.237 | 60.08 | 19.8083 | 6520 | #N/A | #N/A
| 73.94 | 33.8411 | 57.2 | 23.2502 | 82.04 | 31.8585 | 53.6 | 21.7532 | 53.6 | 21.7683 | 62.96 | 25.8641 | 62.06 | 24.8768 | 80.06 | 31.7945 | 60.98 | 20.639 | 59 | 23.7412 | 77 | 32.7124 | 57.02 | 23.7426 | 78.8 | 34.0304 | 51.8 | 20.237 | 60.98 | 20.262 | 6521 | #N/A | #N/A
| 73.94 | 33.2407 | 55.4 | 22.8113 | 82.04 | 30.9431 | 53.6 | 22.3729 | 55.4 | 22.2067 | 62.96 | 25.8716 | 62.06 | 24.8868 | 78.08 | 31.3118 | 62.06 | 20.8999 | 59 | 23.7498 | 75.2 | 32.2701 | 57.02 | 23.7426 | 77 | 32.6505 | 53.6 | 21.2247 | 60.98 | 19.8384 | 6522 | #N/A | #N/A
| 71.96 | 32.7516 | 57.02 | 22.971 | 80.06 | 30.4545 | 53.6 | 21.7602 | 55.94 | 22.7083 | 62.6 | 25.9054 | 60.8 | 24.763 | 77 | 32.9592 | 60.98 | 20.3897 | 57.2 | 23.2296 | 75.2 | 32.2701 | 57.02 | 23.7426 | 77 | 32.6505 | 53.6 | 21.2247 | 60.98 | 19.8379 | 6523 | #N/A | #N/A
| 71.06 | 32.5145 | 57.2 | 23.2502 | 80.06 | 30.4545 | 53.6 | 21.7655 | 55.4 | 22.8252 | 64.04 | 26.9533 | 60.98 | 24.6232 | 71.96 | 32.2738 | 59 | 20.1559 | 57.2 | 23.8843 | 75.2 | 31.3826 | 57.02 | 23.9723 | 73.4 | 31.7659 | 53.6 | 21.2247 | 60.08 | 19.8072 | 6524 | #N/A | #N/A
| 69.08 | 32.0221 | 57.2 | 23.2502 | 75.92 | 31.2438 | 53.6 | 22.3862 | 55.4 | 22.8252 | 64.4 | 27.8696 | 60.8 | 25.4589 | 69.98 | 31.2163 | 50 | 18.4514 | 57.2 | 23.2296 | 69.8 | 30.9437 | 57.02 | 24.0821 | 71.6 | 30.4412 | 53.06 | 21.063 | 55.94 | 19.4903 | 6525 | #N/A | #N/A
| 68 | 31.747 | 57.2 | 23.2502 | 73.04 | 30.5269 | 53.6 | 22.391 | 57.2 | 23.264 | 64.4 | 27.8696 | 60.8 | 26.1972 | 69.08 | 30.985 | 48.02 | 18.244 | 59 | 24.157 | 68 | 31.439 | 57.92 | 24.3018 | 69.8 | 29.9996 | 53.06 | 21.0655 | 53.06 | 19.0513 | 6526 | #N/A | #N/A
| 68 | 31.3975 | 55.4 | 22.8113 | 73.04 | 30.5269 | 53.06 | 21.8867 | 57.2 | 23.264 | 66.2 | 29.1431 | 62.6 | 27.4213 | 68 | 30.7167 | 48.92 | 18.4601 | 59 | 24.4975 | 68 | 30.5014 | 57.92 | 24.5946 | 69.8 | 29.9996 | 53.6 | 21.2247 | 53.06 | 18.5387 | 6527 | #N/A | #N/A
| 68 | 31.7454 | 55.94 | 23.0407 | 69.98 | 29.7687 | 53.06 | 21.8885 | 57.2 | 23.264 | 67.1 | 29.7987 | 60.8 | 26.9802 | 66.92 | 30.4526 | 48.92 | 18.9923 | 59 | 24.5046 | 66.2 | 30.0593 | 59 | 24.4392 | 68 | 29.5579 | 53.6 | 21.2247 | 53.96 | 18.5533 | 6528 | #N/A | #N/A
| 68 | 32.3447 | 55.4 | 22.8113 | 69.08 | 29.5479 | 53.6 | 21.7806 | 57.2 | 23.264 | 68 | 30.4675 | 64.4 | 29.5745 | 66.02 | 29.777 | 48.92 | 18.7007 | 57.2 | 23.8843 | 66.2 | 30.0593 | 59 | 24.5655 | 66.2 | 29.1163 | 53.06 | 21.416 | 53.96 | 18.5527 | 6529 | #N/A | #N/A
| 68 | 32.3877 | 57.2 | 23.9064 | 69.08 | 29.5479 | 52.88 | 21.788 | 55.94 | 22.7379 | 69.8 | 30.9097 | 64.94 | 29.5163 | 66.92 | 29.9994 | 50 | 18.4463 | 60.08 | 25.2002 | 66.2 | 30.0593 | 57.92 | 24.1645 | 66.2 | 29.1163 | 53.06 | 21.4203 | 53.06 | 18.5375 | 6530 | #N/A | #N/A
| 68 | 32.3415 | 55.94 | 23.0618 | 66.92 | 29.4398 | 52.88 | 21.7925 | 55.94 | 22.7407 | 69.8 | 31.8457 | 66.92 | 31.0374 | 68 | 30.4742 | 48.92 | 19.2431 | 60.08 | 25.2057 | 68 | 31.439 | 57.92 | 24.3018 | 66.2 | 29.9966 | 53.06 | 21.4238 | 51.98 | 18.7867 | 6531 | #N/A | #N/A
| 68 | 32.3877 | 55.94 | 23.0696 | 66.02 | 29.2122 | 53.6 | 21.7877 | 55.04 | 22.1653 | 69.98 | 31.8114 | 66.2 | 30.9509 | 68 | 31.41 | 48.92 | 18.9887 | 60.8 | 25.4589 | 68 | 32.4321 | 59 | 23.7056 | 66.2 | 29.9966 | 53.06 | 21.4272 | 51.98 | 18.7861 | 6532 | #N/A | #N/A
| 69.8 | 33.8806 | 55.4 | 22.8113 | 66.02 | 29.2122 | 53.6 | 21.7939 | 55.04 | 22.1671 | 69.8 | 31.8457 | 66.2 | 30.9509 | 69.8 | 31.8529 | 50 | 18.9606 | 59 | 24.3237 | 68 | 32.4321 | 59 | 23.7046 | 66.2 | 30.9293 | 53.06 | 21.4316 | 51.08 | 18.7926 | 6533 | #N/A | #N/A
| 69.8 | 33.8806 | 55.4 | 22.8113 | 66.02 | 28.7922 | 53.6 | 21.7957 | 55.4 | 22.2067 | 69.8 | 31.8457 | 64.4 | 29.5745 | 69.8 | 32.8447 | 50 | 18.7246 | 59 | 24.3237 | 68 | 32.4321 | 57.92 | 23.1203 | 69.8 | 31.8152 | 53.06 | 21.4333 | 50 | 19.0507 | 6534 | #N/A | #N/A
| 69.8 | 33.8806 | 55.94 | 22.7617 | 64.4 | 28.6757 | 53.6 | 21.7948 | 55.4 | 22.2067 | 66.2 | 29.1431 | 64.4 | 29.5745 | 71.6 | 34.3392 | 50 | 18.9585 | 57.02 | 23.3188 | 68 | 32.4321 | 57.92 | 23.2498 | 69.8 | 31.8152 | 53.06 | 21.4316 | 48.92 | 18.7834 | 6535 | #N/A | #N/A
| 69.8 | 33.8806 | 55.4 | 22.8113 | 66.02 | 29.2243 | 53.6 | 21.7931 | 53.96 | 21.6098 | 64.4 | 27.8696 | 64.94 | 29.9984 | 71.6 | 34.3392 | 50 | 18.716 | 57.02 | 23.314 | 68 | 32.4321 | 57.02 | 22.6614 | 69.8 | 31.8152 | 53.06 | 21.4316 | 48.02 | 18.3219 | 6536 | #N/A | #N/A
| 69.98 | 33.9975 | 55.04 | 22.5395 | 66.2 | 29.9978 | 53.6 | 21.7939 | 53.6 | 21.1864 | 64.4 | 27.8696 | 64.4 | 29.5745 | 71.06 | 33.7574 | 48.02 | 18.7611 | 57.02 | 23.3198 | 68 | 32.4321 | 55.94 | 21.9673 | 69.8 | 31.8152 | 53.06 | 21.0846 | 48.02 | 18.3595 | 6537 | #N/A | #N/A
| 71.6 | 34.3249 | 53.6 | 21.7553 | 64.4 | 29.5554 | 51.8 | 21.3539 | 51.8 | 20.2011 | 64.4 | 27.8696 | 64.4 | 29.5745 | 71.6 | 34.3392 | 48.02 | 18.7539 | 57.2 | 23.2296 | 69.8 | 33.9279 | 57.02 | 21.887 | 69.8 | 32.8045 | 53.6 | 21.8094 | 46.94 | 18.3389 | 6538 | #N/A | #N/A
| 73.04 | 35.4206 | 53.6 | 21.7553 | 64.94 | 29.4891 | 53.42 | 22.1176 | 51.8 | 20.2011 | 64.4 | 27.8696 | 64.4 | 29.5745 | 75.2 | 36.3419 | 48.92 | 19.0231 | 57.2 | 23.2296 | 71.6 | 35.4867 | 57.02 | 21.8805 | 71.6 | 34.2965 | 53.96 | 21.6515 | 48.02 | 18.8479 | 6539 | #N/A | #N/A
| 73.94 | 35.6504 | 53.06 | 21.3928 | 68 | 31.3736 | 54.14 | 22.4817 | 53.6 | 21.1864 | 64.94 | 28.083 | 64.4 | 29.5745 | 75.02 | 35.2842 | 50 | 19.2235 | 55.4 | 22.7906 | 75.2 | 36.377 | 57.02 | 21.5468 | 73.4 | 35.8514 | 55.4 | 22.2476 | 48.02 | 18.9002 | 6540 | #N/A | #N/A
| 75.02 | 35.9245 | 53.6 | 21.1743 | 75.2 | 35.1869 | 53.6 | 22.4157 | 53.6 | 21.1864 | 66.02 | 27.9597 | 64.4 | 29.5745 | 75.2 | 35.2279 | 51.08 | 19.7318 | 55.04 | 22.1461 | 75.2 | 36.377 | 57.02 | 21.8748 | 75.2 | 35.1855 | 55.04 | 21.9144 | 51.08 | 19.9006 | 6541 | #N/A | #N/A
| 75.92 | 36.1507 | 55.04 | 22.1728 | 77 | 36.4205 | 55.4 | 22.8526 | 55.04 | 21.8762 | 66.92 | 28.5852 | 66.2 | 30.036 | 78.08 | 36.7213 | 51.08 | 19.7244 | 55.94 | 22.3663 | 75.2 | 36.377 | 57.92 | 22.0874 | 77 | 36.742 | 55.94 | 22.1351 | 51.98 | 20.1189 | 6542 | #N/A | #N/A
| 75.92 | 36.1598 | 55.04 | 22.1755 | 78.98 | 35.7257 | 55.4 | 22.8545 | 55.94 | 21.7519 | 64.04 | 27.4785 | 64.04 | 27.877 | 78.98 | 36.951 | 50 | 19.2043 | 57.02 | 23.0028 | 75.2 | 36.377 | 57.92 | 21.758 | 75.2 | 35.1855 | 57.2 | 22.6859 | 51.98 | 19.8604 | 6543 | #N/A | #N/A
| 77 | 36.4394 | 55.04 | 22.1764 | 80.6 | 36.5204 | 57.2 | 23.2999 | 55.94 | 22.0996 | 64.04 | 27.0163 | 62.96 | 27.611 | 78.98 | 36.9638 | 50 | 18.9112 | 57.02 | 22.6367 | 75.2 | 35.2608 | 57.92 | 22.0874 | 77 | 35.63 | 57.2 | 22.6859 | 50 | 18.7701 | 6544 | #N/A | #N/A
| 77 | 36.4449 | 55.04 | 21.8809 | 80.06 | 36.0109 | 57.2 | 23.3028 | 57.2 | 22.645 | 64.04 | 26.5699 | 62.06 | 26.9938 | 80.06 | 37.2399 | 50 | 19.4549 | 57.02 | 23.0074 | 77 | 36.8222 | 57.92 | 22.0882 | 75.2 | 35.1855 | 57.2 | 22.6859 | 50 | 19.0806 | 6545 | #N/A | #N/A
| 75.92 | 36.1833 | 55.94 | 22.4019 | 80.06 | 36.0178 | 59 | 23.7473 | 57.02 | 22.6664 | 62.06 | 25.3028 | 60.98 | 25.8172 | 78.08 | 36.7559 | 51.08 | 19.1697 | 57.02 | 23.0112 | 77 | 36.8222 | 57.92 | 22.089 | 75.2 | 35.1855 | 60.8 | 23.5625 | 48.02 | 18.0077 | 6546 | #N/A | #N/A
| 73.94 | 35.7012 | 57.02 | 22.6641 | 78.08 | 35.5257 | 59.18 | 23.5377 | 57.2 | 22.645 | 62.06 | 25.2976 | 60.98 | 25.815 | 77 | 36.489 | 51.08 | 18.9276 | 57.92 | 22.8604 | 75.2 | 35.2608 | 57.02 | 21.5423 | 75.2 | 35.1855 | 59 | 23.1942 | 48.02 | 18.0052 | 6547 | #N/A | #N/A
| 73.04 | 35.4804 | 55.94 | 22.3974 | 78.08 | 35.5257 | 58.82 | 23.7044 | 57.02 | 22.6628 | 60.08 | 24.4696 | 60.98 | 25.815 | 75.92 | 36.2256 | 48.92 | 18.635 | 57.2 | 23.2296 | 73.4 | 34.8165 | 57.02 | 21.2787 | 73.4 | 34.741 | 59 | 23.196 | 48.02 | 18.0798 | 6548 | #N/A | #N/A
| 73.04 | 35.4823 | 55.94 | 22.3956 | 77 | 35.2728 | 59 | 23.7482 | 57.02 | 22.6601 | 60.08 | 24.4676 | 59 | 25.0191 | 75.02 | 35.3403 | 48.92 | 19.173 | 57.02 | 23.0038 | 71.6 | 34.3722 | 57.02 | 21.5438 | 71.6 | 33.2483 | 57.92 | 22.9312 | 46.04 | 17.5142 | 6549 | #N/A | #N/A
| 73.04 | 35.4908 | 55.04 | 22.1078 | 76.64 | 35.2759 | 56.3 | 23.6743 | 55.58 | 22.2497 | 60.08 | 24.6665 | 58.64 | 25.227 | 75.02 | 35.4563 | 48.2 | 18.8435 | 57.02 | 23.3148 | 71.6 | 34.3722 | 57.02 | 21.6824 | 71.6 | 33.0457 | 56.48 | 23.0701 | 45.32 | 16.9385 | 6550 | #N/A | #N/A
| 73.04 | 35.596 | 55.04 | 22.2893 | 76.64 | 35.2793 | 55.76 | 23.6113 | 55.58 | 22.2497 | 60.08 | 24.7357 | 59 | 25.5386 | 75.02 | 35.4437 | 47.48 | 18.52 | 57.02 | 23.2507 | 71.6 | 34.3722 | 57.2 | 21.5108 | 71.6 | 33.0457 | 56.12 | 22.9831 | 44.24 | 16.446 | 6551 | #N/A | #N/A
| 73.22 | 35.7451 | 55.4 | 22.3142 | 76.64 | 35.3688 | 55.4 | 23.525 | 55.4 | 22.2067 | 60.26 | 24.9882 | 59 | 25.6867 | 75.2 | 35.8072 | 46.58 | 18.2791 | 57.02 | 23.2499 | 71.6 | 34.3722 | 57.56 | 21.4759 | 71.6 | 33.2483 | 56.12 | 22.9854 | 43.34 | 15.9659 | 6552 | #N/A | #N/A
| 69.44 | 31.794 | 55.22 | 21.9319 | 71.78 | 31.2304 | 57.2 | 24.5438 | 53.78 | 21.3585 | 60.26 | 25.3368 | 59.18 | 25.239 | 71.06 | 31.9209 | 48.38 | 19.2117 | 59 | 24.3918 | 68.36 | 32.0171 | 57.74 | 21.4698 | 68.18 | 30.063 | 57.02 | 23.4169 | 47.48 | 18.2486 | 6553 | #N/A | #N/A
| 65.66 | 28.3657 | 55.22 | 21.5493 | 67.46 | 27.6434 | 59 | 25.7411 | 51.98 | 20.4353 | 60.26 | 25.7738 | 59.18 | 24.7395 | 67.1 | 28.433 | 50.72 | 20.5024 | 60.8 | 25.4589 | 65.3 | 29.8383 | 57.92 | 21.5852 | 64.58 | 27.3601 | 57.92 | 23.7889 | 51.98 | 20.6734 | 6554 | #N/A | #N/A
| 61.52 | 25.268 | 55.4 | 21.1541 | 62.78 | 24.4904 | 60.08 | 26.2616 | 50.18 | 19.6266 | 60.26 | 26.2212 | 59.72 | 24.2881 | 62.78 | 25.4439 | 53.06 | 21.7766 | 62.24 | 26.5496 | 62.24 | 27.7811 | 57.92 | 21.9097 | 60.98 | 25.019 | 58.46 | 24.0759 | 56.66 | 23.2483 | 6555 | #N/A | #N/A
| 57.74 | 22.6744 | 55.58 | 20.9341 | 57.92 | 21.7574 | 60.8 | 26.6997 | 48.74 | 18.8866 | 60.26 | 26.6047 | 60.26 | 23.743 | 58.46 | 22.6204 | 55.58 | 23.1488 | 64.04 | 27.774 | 59.36 | 26.0334 | 57.92 | 22.1862 | 57.92 | 22.9381 | 58.82 | 24.3872 | 61.34 | 26.2037 | 6556 | #N/A | #N/A
| 57.92 | 22.9962 | 55.94 | 21.1273 | 57.92 | 22.0305 | 59.72 | 26.1272 | 49.1 | 18.9753 | 60.44 | 26.7327 | 60.44 | 23.6044 | 58.46 | 22.7984 | 55.04 | 23.0005 | 63.86 | 27.7626 | 59.9 | 26.3991 | 58.1 | 22.575 | 58.1 | 23.291 | 57.92 | 24.1052 | 60.98 | 25.5971 | 6557 | #N/A | #N/A
| 58.28 | 23.2322 | 56.48 | 21.5073 | 57.92 | 22.3118 | 58.64 | 25.3412 | 49.82 | 19.2349 | 60.8 | 26.9757 | 60.8 | 23.5973 | 58.82 | 23.102 | 54.68 | 22.7851 | 63.86 | 27.7626 | 60.44 | 26.7688 | 58.46 | 22.8771 | 58.1 | 23.4169 | 57.56 | 24.0628 | 60.8 | 25.2432 | 6558 | #N/A | #N/A
| 59 | 23.47 | 56.84 | 21.7589 | 57.92 | 22.446 | 58.46 | 25.1517 | 50.72 | 19.4536 | 60.98 | 27.1039 | 60.62 | 23.6141 | 59.36 | 23.3803 | 54.14 | 22.6536 | 64.22 | 28.0491 | 60.8 | 27.0178 | 58.82 | 23.0237 | 58.64 | 23.4444 | 57.56 | 23.9949 | 60.44 | 25.2728 | 6559 | #N/A | #N/A
| 59.54 | 23.5649 | 57.02 | 21.9321 | 57.92 | 22.4453 | 58.64 | 25.4187 | 51.26 | 19.6845 | 61.34 | 27.2709 | 60.62 | 23.7973 | 60.26 | 23.7487 | 54.32 | 22.7803 | 64.22 | 28.0491 | 60.8 | 27.0178 | 59 | 23.1276 | 58.82 | 23.3628 | 57.56 | 24.0384 | 60.08 | 25.6229 | 6560 | #N/A | #N/A
| 59.9 | 23.5908 | 57.2 | 21.9751 | 58.46 | 22.6915 | 58.82 | 25.5362 | 52.7 | 20.2762 | 61.88 | 27.6501 | 60.26 | 23.9598 | 60.98 | 23.9607 | 55.22 | 23.1307 | 64.76 | 28.4323 | 60.8 | 27.0178 | 59.18 | 23.0505 | 59.36 | 23.3709 | 58.28 | 24.4884 | 60.08 | 26.1517 | 6561 | #N/A | #N/A
| 60.08 | 23.5985 | 57.02 | 22.0064 | 57.92 | 22.3868 | 59 | 25.2102 | 51.8 | 19.6863 | 60.98 | 27.1127 | 60.08 | 23.9167 | 60.08 | 23.6062 | 53.6 | 22.5657 | 64.04 | 28.498 | 60.8 | 27.0178 | 59 | 22.9905 | 59 | 23.3045 | 57.92 | 24.106 | 59 | 25.4053 | 6562 | #N/A | #N/A
| 60.08 | 23.5985 | 57.02 | 21.8566 | 57.92 | 22.3868 | 59 | 25.96 | 51.98 | 20.0405 | 62.96 | 28.0696 | 60.98 | 24.1343 | 60.98 | 23.8264 | 55.94 | 23.3391 | 64.4 | 27.8622 | 60.8 | 27.0178 | 59 | 23.1437 | 60.08 | 23.2066 | 57.2 | 23.968 | 60.08 | 27.0429 | 6563 | #N/A | #N/A
| 60.08 | 23.745 | 57.92 | 22.0771 | 60.08 | 23.2012 | 59 | 25.9565 | 55.94 | 21.7557 | 62.6 | 28.2598 | 60.08 | 24.305 | 62.06 | 24.2354 | 57.2 | 24.112 | 66.02 | 29.4156 | 60.8 | 27.0178 | 60.08 | 22.9607 | 60.98 | 23.7879 | 60.98 | 25.9967 | 60.8 | 27.4202 | 6564 | #N/A | #N/A
| 62.06 | 24.2276 | 59 | 22.6822 | 60.98 | 23.1327 | 60.8 | 26.3992 | 57.02 | 21.6854 | 62.96 | 27.5978 | 60.98 | 24.5276 | 62.96 | 23.9475 | 57.2 | 24.112 | 69.08 | 30.6952 | 60.8 | 27.0178 | 60.08 | 23.1089 | 62.06 | 24.053 | 60.98 | 25.9921 | 60.8 | 27.4202 | 6565 | #N/A | #N/A
| 62.96 | 24.7645 | 59 | 22.6797 | 60.98 | 23.1327 | 60.8 | 27.1909 | 60.08 | 22.604 | 62.06 | 26.944 | 60.98 | 24.5276 | 64.04 | 24.2105 | 51.98 | 21.0058 | 69.8 | 30.9013 | 60.8 | 27.0178 | 60.98 | 23.477 | 62.6 | 24.5327 | 60.8 | 26.2924 | 60.8 | 27.4202 | 6566 | #N/A | #N/A
| 60.8 | 24.1096 | 60.8 | 23.509 | 60.98 | 23.4265 | 62.6 | 27.6317 | 60.08 | 22.608 | 62.06 | 26.9488 | 62.06 | 24.794 | 62.96 | 24.3116 | 50 | 19.9105 | 69.08 | 30.6981 | 60.8 | 26.2324 | 60.08 | 23.6221 | 62.96 | 24.9741 | 62.06 | 26.7126 | 60.8 | 27.4202 | 6567 | #N/A | #N/A
| 60.98 | 24.2816 | 57.92 | 22.086 | 60.08 | 23.0659 | 60.8 | 27.1921 | 59 | 22.0221 | 62.06 | 27.3554 | 60.8 | 24.763 | 62.06 | 24.0959 | 48.92 | 19.3291 | 69.8 | 30.9013 | 60.8 | 26.2324 | 60.08 | 23.6265 | 60.98 | 24.1066 | 62.6 | 26.7326 | 62.06 | 28.4638 | 6568 | #N/A | #N/A
| 59 | 23.6575 | 57.02 | 21.8711 | 59 | 22.6556 | 60.8 | 27.196 | 57.92 | 21.1923 | 62.06 | 27.3774 | 59 | 24.3237 | 60.8 | 24.7741 | 48.2 | 18.9493 | 71.6 | 31.3436 | 60.8 | 26.2324 | 59 | 23.3679 | 60.08 | 23.8927 | 62.96 | 26.4738 | 62.6 | 28.7207 | 6569 | #N/A | #N/A
| 57.92 | 23.9283 | 57.02 | 21.8735 | 59 | 22.9554 | 59 | 25.2002 | 57.02 | 20.9758 | 60.98 | 26.7128 | 59 | 25.0191 | 59 | 24.2004 | 46.4 | 18.0202 | 71.6 | 31.3436 | 59 | 25.7921 | 57.92 | 23.4206 | 60.08 | 23.8974 | 60.8 | 24.8463 | 62.96 | 28.677 | 6570 | #N/A | #N/A
| 57.92 | 23.9283 | 57.02 | 21.8759 | 57.92 | 22.6958 | 56.12 | 22.6082 | 57.02 | 20.9786 | 60.08 | 26.028 | 59 | 25.0191 | 57.92 | 24.2754 | 46.4 | 18.0202 | 73.4 | 31.7859 | 59 | 25.7921 | 57.02 | 23.5932 | 57.92 | 23.7599 | 59 | 24.355 | 62.6 | 28.7207 | 6571 | #N/A | #N/A
| 57.2 | 23.8868 | 57.02 | 22.217 | 57.92 | 22.6958 | 55.4 | 22.3052 | 57.02 | 20.9801 | 60.08 | 26.028 | 59 | 24.8104 | 57.92 | 23.9367 | 44.96 | 17.0586 | 71.06 | 31.6337 | 59 | 25.7921 | 57.02 | 23.5942 | 57.02 | 23.8728 | 55.94 | 22.2035 | 59 | 25.4053 | 6572 | #N/A | #N/A
| 57.92 | 24.1269 | 55.94 | 21.9558 | 55.94 | 22.8886 | 52.34 | 20.3023 | 57.02 | 20.9822 | 60.08 | 26.4924 | 59 | 24.9477 | 57.92 | 23.8024 | 44.6 | 17.1212 | 69.8 | 30.9013 | 59 | 25.7921 | 57.02 | 23.5962 | 57.2 | 23.8695 | 53.96 | 20.7575 | 53.06 | 22.0513 | 6573 | #N/A | #N/A
| 57.92 | 24.2667 | 55.04 | 22.3906 | 57.02 | 23.5381 | 50.72 | 19.3406 | 55.94 | 21.2889 | 60.98 | 26.2313 | 60.08 | 25.0806 | 57.92 | 23.9367 | 44.06 | 16.5761 | 68 | 30.4591 | 59 | 25.7921 | 57.2 | 23.9211 | 57.2 | 23.8695 | 51.98 | 19.7032 | 53.6 | 22.0539 | 6574 | #N/A | #N/A
| 57.92 | 24.1299 | 55.04 | 22.5344 | 57.02 | 23.5381 | 49.64 | 18.8782 | 55.04 | 21.7356 | 60.98 | 26.7128 | 60.8 | 25.4589 | 57.92 | 24.2754 | 44.06 | 16.833 | 66.2 | 30.0169 | 59 | 25.7921 | 57.92 | 23.9622 | 57.2 | 23.8695 | 51.08 | 18.9504 | 51.08 | 20.8888 | 6575 | #N/A | #N/A
| 59 | 24.812 | 55.94 | 23.3135 | 57.02 | 23.8756 | 49.46 | 18.6886 | 53.96 | 21.7683 | 60.98 | 26.221 | 60.08 | 25.5731 | 57.92 | 23.9367 | 44.96 | 16.791 | 62.06 | 26.1333 | 60.8 | 26.2324 | 57.92 | 24.3018 | 57.92 | 24.5102 | 51.08 | 18.6733 | 51.8 | 21.0158 | 6576 | #N/A | #N/A
| 59 | 24.9503 | 55.4 | 23.467 | 57.92 | 24.0974 | 50 | 18.821 | 55.04 | 22.0348 | 60.98 | 26.2129 | 60.08 | 25.5731 | 59 | 24.4103 | 44.06 | 16.5748 | 60.8 | 25.4589 | 59 | 25.7921 | 57.92 | 24.1594 | 57.92 | 24.5154 | 50 | 18.6863 | 51.8 | 21.6162 | 6577 | #N/A | #N/A
| 59 | 25.1795 | 55.94 | 23.8033 | 57.92 | 24.0974 | 49.1 | 18.7941 | 55.04 | 22.4022 | 60.98 | 26.2129 | 60.08 | 25.4464 | 59 | 24.9594 | 44.06 | 16.5748 | 59 | 24.586 | 59 | 25.7921 | 57.2 | 24.6186 | 57.2 | 24.5634 | 50 | 18.687 | 51.08 | 21.2421 | 6578 | #N/A | #N/A
| 59 | 25.3116 | 57.02 | 23.9229 | 57.92 | 24.669 | 50 | 19.3095 | 55.04 | 22.7175 | 60.08 | 26.028 | 60.98 | 26.2413 | 59 | 24.8357 | 44.6 | 17.1212 | 57.2 | 23.8843 | 59 | 25.7921 | 57.92 | 24.5852 | 57.92 | 24.8817 | 50 | 18.7967 | 51.8 | 21.6162 | 6579 | #N/A | #N/A
| 59 | 24.8288 | 57.92 | 24.2867 | 57.92 | 24.669 | 48.2 | 18.8695 | 55.04 | 22.8656 | 60.08 | 26.028 | 60.98 | 26.2413 | 59 | 24.9594 | 44.6 | 17.1212 | 57.2 | 23.8843 | 59 | 25.7921 | 57.92 | 24.7228 | 57.2 | 24.5634 | 48.92 | 18.4216 | 51.8 | 21.6162 | 6580 | #N/A | #N/A
| 59 | 24.8373 | 57.92 | 24.7071 | 57.92 | 24.5226 | 48.92 | 19.1454 | 55.94 | 23.3347 | 60.08 | 26.028 | 60.98 | 26.2413 | 59 | 25.0309 | 44.6 | 17.1212 | 57.2 | 23.8843 | 59 | 25.7921 | 57.92 | 24.3018 | 57.2 | 24.5634 | 48.2 | 18.3599 | 51.98 | 21.7634 | 6581 | #N/A | #N/A
| 59 | 25.2014 | 57.02 | 24.4873 | 57.02 | 24.4491 | 48.2 | 18.8702 | 53.96 | 22.4636 | 60.08 | 25.9914 | 60.98 | 26.2413 | 60.08 | 25.2232 | 44.96 | 17.2797 | 59 | 25.0025 | 59 | 25.0521 | 57.92 | 24.3018 | 57.2 | 23.8695 | 48.92 | 18.9507 | 51.98 | 21.7606 | 6582 | #N/A | #N/A
| 59 | 25.2047 | 57.02 | 24.4873 | 57.02 | 24.4491 | 50 | 19.8244 | 53.96 | 22.2847 | 60.08 | 25.9868 | 60.98 | 26.1368 | 59 | 24.9594 | 46.04 | 17.8143 | 59 | 25.0191 | 59 | 25.0521 | 57.02 | 24.0821 | 57.2 | 23.8695 | 48.92 | 18.9529 | 53.06 | 22.4033 | 6583 | #N/A | #N/A
| 59 | 24.8447 | 57.02 | 23.937 | 57.02 | 24.3121 | 50 | 19.8252 | 53.96 | 22.2847 | 59 | 25.3157 | 60.98 | 26.1368 | 59 | 24.9594 | 46.4 | 18.0202 | 60.8 | 26.1972 | 59 | 25.0521 | 57.92 | 24.3018 | 57.92 | 24.899 | 48.92 | 19.203 | 53.6 | 22.692 | 6584 | #N/A | #N/A
| 59 | 24.9503 | 57.02 | 24.067 | 57.02 | 24.4491 | 50 | 19.8267 | 53.06 | 21.5692 | 59 | 25.3157 | 62.06 | 26.9701 | 59 | 24.8463 | 46.4 | 18.0202 | 62.6 | 27.4213 | 59 | 25.0521 | 57.92 | 24.7228 | 57.2 | 24.5634 | 50 | 19.4646 | 53.06 | 22.3918 | 6585 | #N/A | #N/A
| 59 | 25.3116 | 55.4 | 23.467 | 55.94 | 23.7666 | 51.8 | 20.8143 | 53.06 | 21.6968 | 59 | 25.7638 | 62.06 | 26.9701 | 60.08 | 25.1091 | 53.96 | 21.1196 | 62.6 | 27.4213 | 59 | 25.0521 | 59 | 24.9867 | 57.2 | 24.5634 | 51.08 | 20.0357 | 53.06 | 22.3898 | 6586 | #N/A | #N/A
| 60.08 | 25.5758 | 55.94 | 23.8033 | 55.94 | 23.6331 | 53.6 | 21.8317 | 53.6 | 21.7683 | 59 | 25.2572 | 62.06 | 26.9701 | 60.08 | 25.4692 | 53.6 | 21.3428 | 64.04 | 27.0328 | 59 | 25.0521 | 57.92 | 24.7228 | 59 | 25.0034 | 51.8 | 20.7868 | 53.96 | 22.9374 | 6587 | #N/A | #N/A
| 60.08 | 25.4666 | 55.94 | 23.6734 | 55.94 | 23.7666 | 55.4 | 22.2664 | 53.06 | 21.6968 | 60.08 | 25.1637 | 62.06 | 27.2622 | 60.98 | 26.1356 | 55.4 | 22.3738 | 64.4 | 27.0781 | 59 | 25.0521 | 59 | 24.9867 | 59 | 25.0034 | 53.6 | 21.8094 | 55.4 | 23.8079 | 6588 | #N/A | #N/A
| 60.98 | 26.135 | 57.02 | 23.9421 | 57.02 | 24.0304 | 53.6 | 22.4446 | 53.96 | 21.7927 | 60.98 | 24.9633 | 62.96 | 27.5904 | 62.06 | 26.5181 | 55.04 | 22.7419 | 62.96 | 26.7591 | 60.8 | 25.4919 | 57.92 | 24.7228 | 59 | 25.0034 | 55.4 | 22.2476 | 55.4 | 23.8079 | 6589 | #N/A | #N/A
| 60.98 | 26.2441 | 57.02 | 24.4873 | 57.02 | 24.3164 | 57.2 | 23.9811 | 53.96 | 22.1581 | 60.98 | 25.0177 | 62.96 | 27.4865 | 62.06 | 26.5181 | 57.2 | 23.4424 | 64.04 | 27.0234 | 59 | 24.3546 | 59 | 25.3493 | 59 | 25.0034 | 57.2 | 23.3077 | 55.4 | 23.8079 | 6590 | #N/A | #N/A
| 62.06 | 26.973 | 57.92 | 24.9445 | 57.92 | 25.0296 | 57.2 | 24.6839 | 53.96 | 21.916 | 59 | 24.1955 | 64.94 | 28.9063 | 62.96 | 27.2035 | 60.08 | 24.2979 | 64.4 | 26.3388 | 57.2 | 23.9152 | 60.08 | 25.6133 | 59 | 25.0034 | 62.06 | 25.0442 | 55.4 | 23.8079 | 6591 | #N/A | #N/A
| 62.6 | 27.4243 | 57.02 | 24.3721 | 57.92 | 24.9109 | 59 | 25.8745 | 53.96 | 22.2847 | 57.02 | 23.7123 | 64.04 | 28.7773 | 62.06 | 26.9831 | 60.98 | 24.524 | 66.2 | 26.7788 | 55.4 | 22.8196 | 60.08 | 25.9548 | 59 | 25.6346 | 60.8 | 24.8463 | 57.02 | 24.8784 | 6592 | #N/A | #N/A
| 62.6 | 27.4243 | 55.94 | 23.3605 | 57.92 | 24.9109 | 62.6 | 26.762 | 55.04 | 22.8656 | 55.4 | 22.7964 | 64.4 | 28.6935 | 62.96 | 27.2035 | 60.98 | 24.9317 | 66.02 | 26.7072 | 55.4 | 22.2015 | 59 | 25.2498 | 59 | 25.74 | 64.94 | 26.1014 | 55.4 | 23.8079 | 6593 | #N/A | #N/A
| 62.06 | 26.973 | 55.04 | 23.141 | 55.94 | 23.6584 | 62.6 | 26.7632 | 55.94 | 23.085 | 57.02 | 22.5877 | 64.04 | 28.6948 | 62.06 | 26.5181 | 62.06 | 24.79 | 64.94 | 26.4411 | 55.4 | 22.2015 | 59 | 24.8883 | 59 | 25.74 | 62.6 | 25.2855 | 57.2 | 24.9664 | 6594 | #N/A | #N/A
| 60.08 | 25.9412 | 55.04 | 23.1439 | 55.04 | 23.1047 | 62.6 | 26.7596 | 55.04 | 22.5479 | 57.02 | 22.6344 | 62.96 | 28.0075 | 60.8 | 25.4707 | 60.98 | 24.524 | 64.04 | 26.2146 | 55.4 | 21.6195 | 57.92 | 24.6266 | 59 | 25.74 | 62.96 | 25.6149 | 57.02 | 24.4427 | 6595 | #N/A | #N/A
| 60.08 | 25.9481 | 55.04 | 23.2449 | 55.04 | 23.1047 | 62.6 | 26.7596 | 53.6 | 22.3863 | 55.94 | 21.3548 | 62.96 | 28.0075 | 60.08 | 25.1452 | 60.08 | 24.2988 | 62.6 | 25.2025 | 55.4 | 21.6195 | 57.92 | 24.6351 | 59 | 25.6449 | 64.4 | 26.4273 | 57.92 | 24.6576 | 6596 | #N/A | #N/A
| 60.08 | 26.0239 | 55.04 | 23.2449 | 55.94 | 23.3312 | 60.8 | 26.31 | 53.96 | 22.2847 | 55.94 | 21.6824 | 62.06 | 27.3698 | 60.08 | 25.1452 | 59 | 23.8807 | 60.8 | 24.763 | 55.4 | 21.6195 | 57.92 | 24.633 | 59 | 25.74 | 60.8 | 25.548 | 57.02 | 24.0787 | 6597 | #N/A | #N/A
| 60.08 | 25.9515 | 55.04 | 23.1537 | 55.94 | 23.429 | 60.8 | 26.3042 | 55.04 | 22.5479 | 55.94 | 22.022 | 60.8 | 26.9802 | 59 | 24.8825 | 57.2 | 23.4424 | 62.06 | 25.7144 | 55.4 | 21.6195 | 57.02 | 24.0821 | 59 | 25.2069 | 60.8 | 25.548 | 57.02 | 24.4232 | 6598 | #N/A | #N/A
| 60.08 | 26.0239 | 55.04 | 23.2449 | 55.94 | 23.6696 | 60.8 | 25.5512 | 53.06 | 21.5989 | 55.94 | 22.0194 | 62.06 | 27.3056 | 59 | 24.9594 | 59 | 24.0289 | 60.98 | 25.445 | 55.4 | 21.6195 | 57.02 | 24.0821 | 59 | 25.0034 | 60.8 | 25.548 | 55.4 | 23.8079 | 6599 | #N/A | #N/A
| 60.08 | 25.9527 | 53.96 | 22.5881 | 55.04 | 22.4161 | 59 | 25.1115 | 53.06 | 21.6968 | 57.02 | 22.2823 | 60.98 | 26.641 | 57.92 | 24.2016 | 55.94 | 21.9214 | 60.8 | 25.4589 | 55.4 | 21.6195 | 57.02 | 24.0821 | 59 | 25.0034 | 57.2 | 23.968 | 57.02 | 24.4189 | 6600 | #N/A | #N/A
| 60.08 | 25.9561 | 53.96 | 22.5881 | 55.04 | 22.8174 | 55.4 | 22.8717 | 53.06 | 21.6968 | 57.02 | 22.2866 | 60.98 | 26.6422 | 57.92 | 24.2037 | 53.6 | 21.9358 | 60.98 | 25.4374 | 55.4 | 22.2015 | 57.02 | 24.0821 | 59 | 25.6586 | 55.4 | 23.5287 | 55.94 | 23.798 | 6601 | #N/A | #N/A
| 60.08 | 25.9619 | 55.04 | 23.2449 | 55.04 | 23.1244 | 51.8 | 21.3664 | 51.98 | 21.1368 | 55.4 | 22.1798 | 60.98 | 26.6422 | 59 | 24.4716 | 53.06 | 21.8671 | 59 | 24.3237 | 55.4 | 22.2015 | 57.02 | 24.0821 | 60.8 | 26.1805 | 53.96 | 22.3302 | 55.4 | 23.8079 | 6602 | #N/A | #N/A
| 60.8 | 26.2 | 53.96 | 22.5131 | 55.94 | 23.429 | 51.8 | 21.3646 | 51.8 | 21.3298 | 53.06 | 21.3259 | 62.06 | 26.9701 | 57.92 | 24.2109 | 51.8 | 20.9054 | 59 | 24.3237 | 55.4 | 22.2015 | 57.02 | 24.0821 | 60.8 | 26.1805 | 53.06 | 22.1118 | 55.4 | 23.1299 | 6603 | #N/A | #N/A
| 60.08 | 26.0239 | 53.06 | 21.9837 | 53.96 | 22.554 | 48.2 | 19.3564 | 53.06 | 21.6147 | 51.98 | 21.0663 | 60.98 | 26.6422 | 57.92 | 24.213 | 51.08 | 20.7281 | 55.4 | 22.7906 | 55.4 | 22.2015 | 57.92 | 24.7228 | 59.9 | 25.9603 | 53.6 | 22.4303 | 53.6 | 22.692 | 6604 | #N/A | #N/A
| 60.08 | 25.9631 | 53.06 | 21.9847 | 53.96 | 22.4762 | 51.8 | 21.3574 | 53.06 | 21.6165 | 53.06 | 21.6292 | 60.98 | 26.6458 | 57.92 | 24.2754 | 51.8 | 20.9054 | 55.4 | 22.1743 | 55.4 | 22.2015 | 57.02 | 24.0821 | 59 | 25.74 | 53.6 | 22.4303 | 53.6 | 22.692 | 6605 | #N/A | #N/A
| 60.08 | 26.0239 | 53.6 | 22.3725 | 53.06 | 21.9453 | 51.8 | 21.3601 | 51.98 | 21.4338 | 51.98 | 21.0723 | 60.98 | 26.6458 | 57.92 | 24.214 | 51.08 | 20.3848 | 55.4 | 22.7906 | 57.2 | 23.2584 | 57.02 | 24.0821 | 59 | 25.669 | 53.96 | 21.9516 | 53.6 | 22.692 | 6606 | #N/A | #N/A
| 60.08 | 25.9688 | 55.04 | 23.2449 | 53.96 | 22.554 | 50 | 20.3346 | 51.8 | 21.3298 | 53.96 | 21.8889 | 60.8 | 26.9802 | 57.92 | 24.2754 | 51.08 | 20.3848 | 55.04 | 22.5053 | 57.2 | 23.2584 | 57.02 | 24.0821 | 59 | 25.2301 | 53.6 | 21.8094 | 53.6 | 22.692 | 6607 | #N/A | #N/A
| 60.08 | 25.5758 | 53.96 | 22.5235 | 53.96 | 22.4819 | 51.8 | 21.3494 | 51.98 | 21.1368 | 53.96 | 22.2564 | 60.98 | 26.6507 | 57.92 | 23.8773 | 51.08 | 20.7172 | 55.4 | 22.7906 | 57.2 | 23.2584 | 55.4 | 23.4818 | 59 | 25.0034 | 53.6 | 21.8094 | 53.6 | 22.692 | 6608 | #N/A | #N/A
| 60.08 | 26.0239 | 53.96 | 22.5881 | 53.96 | 22.554 | 51.8 | 21.3397 | 51.8 | 21.3298 | 57.02 | 22.962 | 60.98 | 26.7056 | 57.02 | 23.6568 | 50 | 20.4678 | 55.4 | 22.7906 | 57.2 | 22.6398 | 55.94 | 23.4791 | 59 | 25.0034 | 51.8 | 21.3711 | 53.6 | 22.692 | 6609 | #N/A | #N/A
| 60.08 | 26.0239 | 53.96 | 22.2711 | 53.96 | 22.1666 | 53.78 | 22.3091 | 51.8 | 21.3298 | 57.92 | 23.1822 | 60.08 | 26.0211 | 57.02 | 23.6548 | 51.8 | 20.9054 | 55.4 | 22.7906 | 57.2 | 22.6398 | 55.94 | 23.4791 | 57.2 | 24.5634 | 53.06 | 21.7109 | 53.6 | 22.692 | 6610 | #N/A | #N/A
| 60.8 | 26.2 | 53.96 | 22.5881 | 53.96 | 22.1666 | 53.6 | 22.3834 | 51.98 | 21.1368 | 59 | 23.0797 | 60.8 | 26.1972 | 57.92 | 23.8743 | 53.06 | 21.5318 | 60.8 | 25.4589 | 57.2 | 22.6398 | 57.02 | 24.0112 | 57.2 | 24.5634 | 53.6 | 21.8094 | 53.6 | 21.453 | 6611 | #N/A | #N/A
| 60.08 | 26.0239 | 53.96 | 22.5881 | 53.96 | 22.554 | 55.4 | 22.8183 | 53.06 | 21.3998 | 60.08 | 23.7097 | 62.06 | 26.4447 | 59 | 24.4767 | 55.4 | 22.3738 | 62.06 | 23.5189 | 59 | 23.0783 | 57.92 | 24.2351 | 57.2 | 24.5634 | 55.4 | 22.2476 | 55.04 | 21.4179 | 6612 | #N/A | #N/A
| 60.08 | 26.0239 | 55.04 | 23.1785 | 55.94 | 22.9705 | 57.2 | 22.6341 | 53.6 | 21.7683 | 59 | 23.4492 | 62.6 | 27.4213 | 60.08 | 25.1624 | 59 | 21.6943 | 63.5 | 23.4241 | 59 | 23.0783 | 57.92 | 24.237 | 57.2 | 24.5634 | 57.02 | 21.6818 | 57.02 | 21.3031 | 6613 | #N/A | #N/A
| 60.98 | 26.189 | 55.04 | 23.2449 | 55.94 | 22.9705 | 57.02 | 21.6725 | 53.6 | 21.7683 | 59 | 23.485 | 62.06 | 26.4482 | 60.98 | 24.9673 | 57.92 | 21.1753 | 65.12 | 23.3402 | 57.2 | 22.6398 | 57.92 | 24.3018 | 59 | 25.2312 | 55.94 | 20.5878 | 57.02 | 21.6229 | 6614 | #N/A | #N/A
| 62.6 | 26.6405 | 55.94 | 23.4645 | 55.94 | 22.9762 | 58.82 | 21.2338 | 55.04 | 22.4797 | 57.92 | 23.1906 | 62.96 | 26.6729 | 60.98 | 24.9683 | 57.92 | 21.1761 | 66.56 | 23.2872 | 57.2 | 22.6398 | 57.92 | 24.3018 | 59 | 25.0034 | 57.92 | 20.781 | 55.4 | 20.7923 | 6615 | #N/A | #N/A
| 60.98 | 25.3872 | 55.04 | 23.1924 | 55.94 | 23.0369 | 59.72 | 21.0718 | 55.04 | 22.4844 | 57.92 | 23.5123 | 62.6 | 25.8989 | 60.08 | 24.8029 | 59 | 21.1461 | 68 | 23.2047 | 57.2 | 23.2584 | 57.92 | 24.3018 | 57.2 | 24.5634 | 59 | 20.8112 | 59 | 21.5286 | 6616 | #N/A | #N/A
| 62.06 | 26.0158 | 55.94 | 23.415 | 57.02 | 23.2444 | 63.14 | 22.2876 | 55.94 | 23.0241 | 57.02 | 23.3193 | 62.06 | 26.0572 | 60.08 | 24.7548 | 60.08 | 20.6724 | 67.46 | 23.2178 | 57.2 | 22.6398 | 57.2 | 23.9211 | 59 | 25.0034 | 62.06 | 22.0823 | 60.08 | 21.7919 | 6617 | #N/A | #N/A
| 62.06 | 25.698 | 55.94 | 23.421 | 55.94 | 23.0369 | 64.04 | 22.313 | 55.94 | 23.085 | 60.08 | 23.7482 | 60.98 | 25.7513 | 60.08 | 24.7599 | 60.98 | 21.115 | 66.92 | 23.2336 | 57.2 | 22.6398 | 57.92 | 24.3018 | 60.08 | 24.7308 | 60.98 | 21.5298 | 59 | 20.9891 | 6618 | #N/A | #N/A
| 60.08 | 25.2142 | 55.94 | 23.4239 | 57.02 | 22.9392 | 60.62 | 21.6808 | 55.94 | 23.0307 | 57.2 | 23.2353 | 60.08 | 25.5334 | 60.08 | 24.4243 | 60.08 | 21.9617 | 64.94 | 22.7527 | 55.4 | 22.8196 | 57.02 | 23.6979 | 60.8 | 24.7485 | 60.08 | 21.6073 | 57.92 | 20.4467 | 6619 | #N/A | #N/A
| 59 | 24.9099 | 55.4 | 22.8113 | 57.02 | 22.9392 | 60.08 | 22.4252 | 55.94 | 23.0345 | 55.4 | 23.4511 | 60.08 | 25.5334 | 59 | 24.1618 | 55.94 | 21.8841 | 62.96 | 23.434 | 55.4 | 23.4759 | 55.94 | 23.0431 | 57.92 | 24.2053 | 55.94 | 21.761 | 57.92 | 20.7281 | 6620 | #N/A | #N/A
| 59 | 24.3261 | 55.04 | 23.2053 | 57.02 | 23.2568 | 56.3 | 22.6046 | 55.94 | 23.0345 | 55.94 | 23.4487 | 59 | 24.4892 | 57.92 | 23.8943 | 53.96 | 21.0545 | 60.08 | 23.7427 | 57.2 | 23.9152 | 55.94 | 23.0413 | 57.2 | 23.8695 | 55.04 | 21.5405 | 55.94 | 21.3632 | 6621 | #N/A | #N/A
| 59 | 24.4917 | 55.04 | 23.2063 | 55.94 | 22.9933 | 54.14 | 22.0758 | 55.94 | 23.0355 | 55.94 | 23.787 | 60.08 | 25.17 | 57.92 | 23.5055 | 53.96 | 21.057 | 59 | 23.1114 | 55.4 | 23.4759 | 55.94 | 23.085 | 57.92 | 23.866 | 53.06 | 21.403 | 57.02 | 20.7474 | 6622 | #N/A | #N/A
| 59 | 24.4968 | 55.04 | 22.8193 | 55.94 | 22.9933 | 53.6 | 22.3806 | 55.94 | 23.0393 | 57.02 | 23.7123 | 59 | 24.4902 | 57.92 | 23.9367 | 51.98 | 20.5752 | 57.92 | 23.2161 | 57.2 | 23.9152 | 55.94 | 23.046 | 57.92 | 23.8719 | 55.04 | 21.8857 | 55.04 | 21.1448 | 6623 | #N/A | #N/A
| 59 | 24.1594 | 55.04 | 23.2449 | 55.94 | 23.0369 | 55.4 | 22.202 | 55.94 | 23.0422 | 57.02 | 23.7118 | 59 | 24.528 | 57.92 | 23.5092 | 50 | 20.0918 | 57.92 | 23.5329 | 57.2 | 23.9152 | 53.96 | 22.2479 | 57.02 | 23.2635 | 53.96 | 21.6211 | 53.96 | 21.5033 | 6624 | #N/A | #N/A
| 57.92 | 23.8978 | 55.04 | 23.2153 | 55.94 | 23.0369 | 53.6 | 21.762 | 55.94 | 23.0431 | 57.92 | 24.2751 | 59 | 24.4923 | 57.02 | 23.2908 | 50 | 20.0909 | 57.02 | 23.7063 | 55.4 | 23.4759 | 55.4 | 22.8252 | 57.02 | 23.2655 | 53.06 | 21.6984 | 53.06 | 21.6365 | 6625 | #N/A | #N/A
| 57.92 | 23.8988 | 55.04 | 22.8251 | 57.02 | 23.2654 | 53.24 | 21.9821 | 55.94 | 23.085 | 57.02 | 24.0507 | 59 | 24.4923 | 57.02 | 23.2927 | 50 | 20.0926 | 57.92 | 23.5329 | 57.2 | 23.9152 | 53.96 | 22.2847 | 57.92 | 23.4869 | 53.06 | 21.4073 | 53.06 | 21.6382 | 6626 | #N/A | #N/A
| 57.92 | 23.8998 | 55.04 | 22.8516 | 55.94 | 23.0369 | 53.06 | 21.8794 | 55.94 | 22.7673 | 57.02 | 24.0507 | 59 | 24.1895 | 57.02 | 23.3239 | 50 | 19.9105 | 57.2 | 23.2296 | 57.2 | 23.9152 | 53.96 | 22.2526 | 57.92 | 23.1744 | 53.06 | 21.4056 | 53.06 | 21.2889 | 6627 | #N/A | #N/A
| 57.02 | 23.6831 | 55.04 | 22.8516 | 55.94 | 23.0134 | 53.6 | 21.7718 | 55.94 | 23.0547 | 57.02 | 24.0507 | 59 | 24.1895 | 57.02 | 23.2975 | 48.92 | 19.5627 | 57.2 | 23.8843 | 57.2 | 23.9152 | 53.96 | 22.2847 | 57.92 | 23.4926 | 53.6 | 21.8094 | 51.8 | 20.4507 | 6628 | #N/A | #N/A
| 55.4 | 22.7929 | 55.4 | 22.8113 | 55.94 | 23.0134 | 53.6 | 21.7727 | 55.04 | 22.8656 | 57.02 | 24.0846 | 59 | 24.528 | 57.02 | 23.3239 | 48.2 | 19.4733 | 57.2 | 23.2296 | 57.2 | 23.9152 | 51.98 | 21.1149 | 57.02 | 23.2769 | 53.06 | 21.0713 | 51.8 | 21.0158 | 6629 | #N/A | #N/A
| 55.94 | 22.7357 | 55.04 | 23.2313 | 55.94 | 23.429 | 51.8 | 21.3432 | 55.4 | 22.8252 | 57.02 | 24.4703 | 59 | 24.5077 | 55.94 | 23.0427 | 50 | 20.1022 | 57.2 | 23.2296 | 57.2 | 23.9152 | 53.06 | 21.6968 | 55.4 | 22.7768 | 51.98 | 20.8127 | 51.8 | 21.0158 | 6630 | #N/A | #N/A
| 53.06 | 21.65 | 53.96 | 22.5881 | 55.94 | 23.429 | 51.8 | 21.345 | 53.6 | 22.3863 | 57.02 | 24.4703 | 57.92 | 23.9064 | 57.02 | 23.3239 | 50 | 19.9105 | 57.2 | 23.2296 | 57.2 | 23.9152 | 53.06 | 21.6968 | 55.94 | 23.0173 | 51.8 | 20.7868 | 51.8 | 21.0158 | 6631 | #N/A | #N/A
| 53.96 | 22.2531 | 53.06 | 22.0517 | 55.94 | 23.4105 | 51.8 | 21.1639 | 53.96 | 22.6022 | 57.02 | 24.5154 | 57.92 | 23.9064 | 57.02 | 23.7171 | 50 | 20.1031 | 57.2 | 23.2296 | 57.2 | 23.9152 | 53.96 | 22.2637 | 57.02 | 23.6702 | 51.98 | 20.8102 | 51.08 | 20.8285 | 6632 | #N/A | #N/A
| 55.94 | 22.7357 | 53.06 | 22.0517 | 57.02 | 23.6926 | 51.8 | 21.3423 | 51.98 | 21.4338 | 57.02 | 24.4703 | 59 | 24.5046 | 57.92 | 23.9142 | 50 | 19.9105 | 55.4 | 22.7906 | 57.2 | 24.6122 | 53.96 | 22.6022 | 57.2 | 23.8695 | 51.98 | 20.8086 | 51.8 | 21.6162 | 6633 | #N/A | #N/A
| 57.02 | 23.2951 | 53.96 | 22.5742 | 57.92 | 24.229 | 51.8 | 21.3414 | 53.96 | 22.5767 | 57.92 | 24.6902 | 60.08 | 25.1884 | 59 | 24.5392 | 50 | 19.9105 | 57.2 | 23.2296 | 57.2 | 24.6122 | 55.04 | 22.8656 | 57.02 | 23.6652 | 51.8 | 20.7868 | 51.8 | 21.6162 | 6634 | #N/A | #N/A
| 57.02 | 23.6841 | 57.92 | 24.7071 | 62.06 | 25.2389 | 51.8 | 21.3423 | 55.94 | 23.085 | 57.92 | 25.0516 | 60.98 | 25.4315 | 60.98 | 24.9982 | 50 | 19.9105 | 57.2 | 23.2296 | 59 | 25.7921 | 57.92 | 24.2763 | 57.92 | 24.2239 | 53.06 | 21.416 | 51.8 | 21.6162 | 6635 | #N/A | #N/A
| 57.92 | 23.9008 | 62.96 | 25.9175 | 64.04 | 25.7173 | 53.6 | 21.7771 | 55.94 | 23.4791 | 60.08 | 26.4924 | 60.98 | 25.4315 | 62.96 | 25.4807 | 51.8 | 20.3477 | 59 | 23.6685 | 59 | 25.7921 | 60.08 | 24.7984 | 60.98 | 25.3842 | 53.6 | 21.8094 | 55.04 | 22.4489 | 6636 | #N/A | #N/A
| 60.98 | 24.9824 | 64.04 | 26.1814 | 66.02 | 26.1998 | 57.2 | 23.2779 | 60.08 | 24.8292 | 60.98 | 26.7128 | 62.96 | 26.2773 | 64.04 | 25.7699 | 51.8 | 20.3477 | 62.6 | 24.5463 | 60.8 | 26.2324 | 62.06 | 25.3126 | 60.98 | 25.382 | 57.02 | 23.0523 | 55.4 | 22.4914 | 6637 | #N/A | #N/A
| 62.06 | 24.9387 | 66.92 | 27.2452 | 66.02 | 26.1998 | 59 | 23.7186 | 66.92 | 26.881 | 60.98 | 26.3298 | 62.06 | 25.6635 | 69.98 | 27.1948 | 53.96 | 21.3995 | 62.6 | 24.5463 | 60.8 | 26.2324 | 66.02 | 26.2475 | 62.06 | 25.6417 | 60.8 | 23.5625 | 55.4 | 22.4914 | 6638 | #N/A | #N/A
| 66.2 | 26.7813 | 68 | 27.9839 | 66.02 | 26.6178 | 57.2 | 22.6625 | 69.98 | 27.206 | 62.06 | 26.6037 | 64.94 | 26.3673 | 69.08 | 27.0005 | 53.6 | 21.3428 | 66.02 | 24.8265 | 62.6 | 26.6728 | 66.92 | 26.4991 | 62.6 | 25.8833 | 59 | 22.8721 | 55.4 | 22.4914 | 6639 | #N/A | #N/A
| 66.2 | 26.0837 | 68 | 27.5071 | 64.94 | 26.7112 | 59 | 23.1053 | 69.98 | 27.6296 | 62.96 | 26.2839 | 62.6 | 25.8989 | 69.8 | 26.971 | 55.4 | 22.3738 | 66.02 | 24.5332 | 62.6 | 26.6728 | 69.08 | 26.9987 | 64.04 | 26.488 | 60.8 | 23.5625 | 57.2 | 23.5679 | 6640 | #N/A | #N/A
| 66.02 | 26.2141 | 69.98 | 27.6538 | 64.94 | 26.7112 | 57.2 | 23.2884 | 71.96 | 28.4753 | 62.06 | 26.6202 | 64.4 | 26.3388 | 69.98 | 27.9826 | 57.92 | 22.7242 | 66.92 | 25.0503 | 62.6 | 26.6728 | 64.94 | 25.9829 | 62.96 | 25.8627 | 55.4 | 22.869 | 55.4 | 23.1299 | 6641 | #N/A | #N/A
| 66.02 | 26.2162 | 68 | 26.7193 | 64.04 | 25.71 | 55.4 | 22.8488 | 71.06 | 27.4707 | 62.06 | 26.6273 | 64.04 | 25.7261 | 69.08 | 28.2071 | 57.2 | 22.8117 | 62.06 | 24.5558 | 62.6 | 26.6728 | 64.04 | 25.4228 | 62.6 | 25.1879 | 55.4 | 22.869 | 55.4 | 23.1299 | 6642 | #N/A | #N/A
| 62.6 | 25.205 | 66.92 | 26.1112 | 62.06 | 25.6361 | 55.4 | 23.5071 | 69.08 | 26.9811 | 60.98 | 26.8361 | 64.04 | 25.7587 | 69.8 | 27.6701 | 59 | 23.2496 | 62.6 | 24.5463 | 62.6 | 26.6728 | 60.8 | 24.7997 | 60.98 | 24.9495 | 57.02 | 23.3806 | 53.6 | 22.692 | 6643 | #N/A | #N/A
| 62.06 | 25.2777 | 62.96 | 25.1339 | 62.06 | 25.6361 | 55.4 | 23.5082 | 64.04 | 25.4028 | 62.06 | 27.5137 | 64.04 | 25.7209 | 64.04 | 25.3907 | 59 | 22.9896 | 60.8 | 24.763 | 60.8 | 26.2324 | 60.08 | 24.4893 | 62.6 | 25.1879 | 57.02 | 23.7792 | 53.6 | 22.692 | 6644 | #N/A | #N/A
| 60.08 | 24.4555 | 60.08 | 24.0311 | 59 | 24.8734 | 55.4 | 23.5091 | 62.06 | 24.9127 | 62.96 | 28.0937 | 60.08 | 24.7405 | 60.08 | 24.4164 | 57.02 | 22.5071 | 59 | 24.3237 | 60.8 | 27.0178 | 57.92 | 23.9116 | 59 | 24.4557 | 57.02 | 23.7772 | 53.6 | 22.0539 | 6645 | #N/A | #N/A
| 57.92 | 23.8739 | 57.92 | 24.2242 | 59 | 25.2222 | 55.4 | 23.5071 | 60.98 | 24.9769 | 64.04 | 28.939 | 59 | 24.3237 | 57.92 | 23.8813 | 57.2 | 22.2179 | 57.92 | 23.9374 | 62.6 | 28.2919 | 57.92 | 23.8996 | 57.2 | 23.8695 | 55.94 | 23.1193 | 55.4 | 23.1299 | 6646 | #N/A | #N/A
| 59 | 24.1919 | 59 | 25.0427 | 59 | 25.2222 | 57.2 | 23.9493 | 60.8 | 25.4982 | 64.94 | 29.708 | 59 | 24.528 | 57.92 | 23.8723 | 55.4 | 21.7804 | 59 | 24.3237 | 62.6 | 28.2919 | 57.92 | 23.9622 | 59 | 24.1008 | 57.02 | 23.3797 | 55.04 | 22.155 | 6647 | #N/A | #N/A
| 59 | 24.1176 | 59 | 24.9711 | 60.08 | 25.1969 | 57.2 | 23.2875 | 60.08 | 25.1542 | 66.02 | 30.4434 | 60.08 | 24.719 | 57.92 | 23.9367 | 55.04 | 21.668 | 57.2 | 23.8843 | 64.4 | 29.6172 | 59 | 23.8312 | 60.8 | 24.7485 | 57.02 | 22.6913 | 53.96 | 21.8961 | 6648 | #N/A | #N/A
| 59 | 23.7987 | 57.92 | 24.2867 | 59 | 24.4239 | 55.94 | 22.9795 | 60.08 | 24.8292 | 66.02 | 30.2558 | 60.08 | 24.7159 | 59 | 24.3347 | 55.04 | 21.6687 | 57.02 | 23.3255 | 64.4 | 29.6172 | 59 | 23.8312 | 59 | 24.309 | 57.02 | 22.3927 | 53.96 | 21.8934 | 6649 | #N/A | #N/A
| 57.92 | 23.4592 | 57.2 | 23.9064 | 59 | 24.4239 | 56.12 | 22.6459 | 60.08 | 24.4893 | 66.02 | 30.2558 | 60.08 | 24.7159 | 60.08 | 24.3836 | 55.4 | 22.3738 | 57.02 | 23.0084 | 66.2 | 30.0593 | 57.92 | 23.2498 | 57.92 | 23.4355 | 55.94 | 22.1273 | 53.96 | 21.8944 | 6650 | #N/A | #N/A
| 57.02 | 23.3158 | 57.02 | 23.728 | 59 | 24.1758 | 51.8 | 21.1753 | 60.08 | 24.382 | 62.96 | 28.2503 | 60.08 | 24.3738 | 57.02 | 23.3239 | 55.04 | 22.0186 | 57.02 | 23.0093 | 64.4 | 29.6172 | 57.02 | 23.3484 | 59 | 23.6914 | 55.94 | 21.4511 | 53.96 | 21.898 | 6651 | #N/A | #N/A
| 57.02 | 22.9154 | 57.02 | 23.728 | 59 | 24.0731 | 54.14 | 22.2281 | 60.08 | 24.4893 | 60.98 | 26.8546 | 60.08 | 23.978 | 57.02 | 23.3239 | 55.04 | 21.6696 | 57.02 | 23.0074 | 64.4 | 28.7335 | 57.92 | 22.793 | 59 | 23.6876 | 57.02 | 21.7129 | 53.06 | 21.3215 | 6652 | #N/A | #N/A
| 57.92 | 23.4488 | 57.92 | 23.4549 | 59 | 24.0731 | 53.78 | 21.7752 | 57.02 | 23.0305 | 59 | 25.4441 | 60.08 | 24.3669 | 57.02 | 23.2355 | 55.4 | 21.2219 | 57.02 | 23.0074 | 60.8 | 25.4919 | 59 | 23.0552 | 60.08 | 24.3388 | 55.04 | 21.2299 | 53.06 | 21.3197 | 6653 | #N/A | #N/A
| 57.02 | 23.3158 | 57.02 | 23.2326 | 57.92 | 23.4156 | 51.08 | 20.5368 | 57.02 | 22.5562 | 60.08 | 25.5797 | 60.08 | 24.6995 | 57.92 | 23.4512 | 53.6 | 20.7848 | 55.94 | 22.378 | 59 | 25.0521 | 59 | 23.4172 | 60.08 | 24.3348 | 50 | 19.4222 | 53.06 | 20.9748 | 6654 | #N/A | #N/A
| 55.94 | 22.6448 | 57.02 | 23.3344 | 57.92 | 23.9122 | 50.9 | 20.1589 | 57.02 | 22.6614 | 55.94 | 22.4585 | 60.08 | 24.6964 | 57.92 | 23.4474 | 51.98 | 19.997 | 55.04 | 21.8586 | 57.2 | 23.9152 | 59 | 23.5131 | 59 | 24.0673 | 55.04 | 20.957 | 51.98 | 21.0557 | 6655 | #N/A | #N/A
| 57.02 | 23.3158 | 57.02 | 24.067 | 57.92 | 23.7987 | 48.74 | 19.1585 | 55.94 | 23.085 | 53.06 | 21.1046 | 60.08 | 24.6964 | 57.92 | 23.5434 | 51.8 | 19.823 | 55.04 | 21.5111 | 55.4 | 22.2015 | 59 | 23.7254 | 59 | 24.0614 | 53.96 | 20.3811 | 51.98 | 20.433 | 6656 | #N/A | #N/A
| 59 | 24.3261 | 57.92 | 24.2867 | 57.92 | 24.2501 | 47.12 | 18.6107 | 55.94 | 23.4791 | 51.98 | 20.2316 | 60.08 | 25.2116 | 57.92 | 23.4361 | 51.08 | 20.0895 | 53.96 | 20.9135 | 51.8 | 20.1966 | 60.08 | 24.3701 | 57.2 | 23.8695 | 50 | 19.1663 | 50 | 19.6284 | 6657 | #N/A | #N/A
| 60.08 | 23.9481 | 59 | 24.4164 | 60.08 | 24.7776 | 46.4 | 18.3851 | 57.02 | 23.6011 | 51.98 | 20.2238 | 60.08 | 24.7917 | 59 | 24.0796 | 51.8 | 20.3477 | 55.94 | 21.7194 | 50 | 19.2448 | 60.8 | 24.1416 | 60.08 | 24.3083 | 55.94 | 21.1695 | 51.98 | 20.1033 | 6658 | #N/A | #N/A
| 60.08 | 24.0622 | 59 | 24.5505 | 60.08 | 24.3063 | 55.94 | 21.5362 | 57.02 | 22.8928 | 55.04 | 20.9616 | 60.8 | 24.763 | 62.06 | 25.1564 | 51.8 | 20.3477 | 57.92 | 21.5984 | 51.8 | 19.682 | 60.08 | 24.4893 | 62.06 | 24.7876 | 57.92 | 21.3334 | 51.98 | 19.8402 | 6659 | #N/A | #N/A
| 64.4 | 24.9875 | 59 | 24.0688 | 62.06 | 24.9227 | 57.2 | 22.0645 | 57.92 | 23.5678 | 55.94 | 20.6129 | 62.96 | 24.6435 | 66.02 | 25.7847 | 55.04 | 21.6562 | 60.08 | 21.8133 | 53.6 | 20.1193 | 60.08 | 23.7763 | 62.96 | 25.3351 | 59 | 21.9054 | 55.04 | 20.8433 | 6660 | #N/A | #N/A
| 64.4 | 24.3689 | 60.98 | 23.4843 | 62.96 | 25.1424 | 62.06 | 23.6527 | 60.08 | 22.9724 | 57.92 | 20.797 | 64.04 | 24.9039 | 64.04 | 25.036 | 57.92 | 22.0206 | 60.98 | 22.3409 | 57.2 | 20.5089 | 60.98 | 24.314 | 62.6 | 24.5327 | 62.06 | 22.6537 | 57.02 | 21.3244 | 6661 | #N/A | #N/A
| 62.96 | 24.3276 | 62.06 | 23.4523 | 62.06 | 24.0773 | 65.12 | 23.7135 | 60.08 | 23.1089 | 57.92 | 19.5688 | 64.04 | 24.9039 | 66.02 | 25.0801 | 59 | 22.0963 | 64.94 | 23.3059 | 59 | 20.4897 | 62.06 | 24.2589 | 62.96 | 24.2985 | 64.94 | 22.7866 | 60.98 | 22.0234 | 6662 | #N/A | #N/A
| 62.6 | 23.9304 | 62.6 | 23.3643 | 60.98 | 23.1561 | 67.28 | 22.9162 | 60.8 | 22.389 | 57.92 | 19.5677 | 62.96 | 24.6435 | 66.02 | 24.7164 | 60.08 | 21.7009 | 68 | 23.492 | 59 | 19.6589 | 60.98 | 23.2051 | 64.04 | 24.8744 | 66.92 | 22.9762 | 60.98 | 21.7255 | 6663 | #N/A | #N/A
| 64.04 | 23.934 | 60.98 | 22.8499 | 60.98 | 23.1603 | 66.2 | 21.8305 | 62.06 | 22.5192 | 59 | 19.6328 | 62.06 | 23.7493 | 66.92 | 24.3 | 60.98 | 20.1818 | 59 | 21.8564 | 60.8 | 19.7169 | 62.96 | 23.6886 | 64.04 | 24.2006 | 66.02 | 21.7751 | 62.06 | 21.2394 | 6664 | #N/A | #N/A
| 62.06 | 23.1131 | 60.08 | 21.7302 | 60.98 | 23.1603 | 67.82 | 22.5485 | 62.96 | 22.4337 | 59 | 19.63 | 64.04 | 24.0419 | 64.04 | 23.7058 | 62.06 | 21.3696 | 64.94 | 22.743 | 60.8 | 20.0949 | 60.08 | 22.6467 | 62.6 | 23.9156 | 69.08 | 22.5171 | 62.06 | 20.286 | 6665 | #N/A | #N/A
| 60.08 | 22.3017 | 59 | 21.2235 | 60.08 | 22.0132 | 65.3 | 21.7189 | 60.98 | 21.7075 | 59 | 19.6289 | 60.98 | 23.1937 | 62.96 | 23.0086 | 60.98 | 20.6212 | 66.02 | 21.2944 | 60.8 | 20.4975 | 60.08 | 22.3211 | 62.06 | 23.088 | 69.08 | 22.2689 | 62.06 | 19.8739 | 6666 | #N/A | #N/A
| 59 | 22.3709 | 57.02 | 20.459 | 57.92 | 21.1833 | 63.86 | 19.7035 | 60.08 | 20.4877 | 57.02 | 19.3434 | 60.98 | 23.1937 | 60.08 | 22.6374 | 60.08 | 19.3171 | 64.04 | 20.3985 | 59 | 20.4897 | 59 | 22.167 | 59 | 22.9772 | 64.04 | 19.8475 | 59 | 18.9541 | 6667 | #N/A | #N/A
| 57.92 | 21.774 | 55.94 | 20.1961 | 57.92 | 21.1833 | 60.26 | 18.2819 | 57.02 | 19.7447 | 53.96 | 19.0938 | 60.98 | 23.1937 | 59 | 22.1468 | 55.94 | 16.719 | 60.08 | 18.6965 | 59 | 20.4897 | 57.02 | 21.5763 | 57.92 | 22.0791 | 60.98 | 17.761 | 55.94 | 17.2816 | 6668 | #N/A | #N/A
| 57.02 | 21.2912 | 51.98 | 19.233 | 55.04 | 19.9485 | 56.12 | 16.826 | 53.96 | 19.7141 | 50 | 18.1299 | 55.94 | 21.6277 | 57.02 | 21.6653 | 53.06 | 16.192 | 57.02 | 17.9509 | 55.4 | 20.072 | 57.02 | 21.6854 | 57.92 | 21.4868 | 55.04 | 16.9559 | 51.98 | 15.9813 | 6669 | #N/A | #N/A
| 57.02 | 21.2845 | 50 | 18.7497 | 55.04 | 20.7813 | 53.06 | 16.5319 | 50 | 19.0366 | 50 | 18.1243 | 55.94 | 21.9582 | 53.96 | 21.1403 | 44.96 | 15.114 | 53.96 | 17.3622 | 51.8 | 18.7435 | 55.94 | 21.1545 | 57.02 | 21.2717 | 53.06 | 16.2896 | 51.08 | 15.911 | 6670 | #N/A | #N/A
| 55.04 | 20.5996 | 44.06 | 16.8125 | 55.04 | 20.7813 | 50.9 | 16.2334 | 48.92 | 18.4856 | 44.06 | 16.1855 | 57.2 | 22.6129 | 53.06 | 20.5903 | 41 | 14.5123 | 51.98 | 16.8774 | 48.2 | 17.8704 | 55.94 | 21.3075 | 55.94 | 21.0025 | 48.92 | 15.2861 | 48.92 | 15.0637 | 6671 | #N/A | #N/A
| 55.04 | 20.8069 | 44.96 | 17.2938 | 53.06 | 19.9947 | 46.94 | 15.5241 | 48.92 | 18.7709 | 39.02 | 14.5414 | 57.92 | 22.7322 | 51.98 | 20.0636 | 37.94 | 13.7699 | 50 | 16.2393 | 46.4 | 17.4339 | 55.04 | 20.5178 | 55.4 | 21.0369 | 44.06 | 14.8318 | 48.02 | 14.845 | 6672 | #N/A | #N/A
| 55.94 | 21.7276 | 44.06 | 17.0767 | 51.98 | 20.0375 | 39.74 | 14.4417 | 48.92 | 18.4863 | 37.94 | 13.7145 | 57.92 | 23.0952 | 50 | 19.5838 | 37.04 | 13.5501 | 44.96 | 15.5366 | 42.8 | 16.1351 | 53.06 | 19.7921 | 55.4 | 21.0369 | 39.92 | 14.1816 | 42.08 | 14.0816 | 6673 | #N/A | #N/A
| 55.94 | 21.6135 | 42.98 | 16.5513 | 51.98 | 20.0375 | 37.76 | 13.9262 | 46.04 | 17.5578 | 37.04 | 13.495 | 57.92 | 23.0952 | 48.92 | 19.0139 | 35.06 | 12.7132 | 42.08 | 15.0477 | 42.8 | 15.7354 | 53.96 | 20.3622 | 57.92 | 21.7462 | 37.04 | 13.2888 | 42.08 | 14.0805 | 6674 | #N/A | #N/A
| 57.02 | 21.8803 | 44.06 | 16.5977 | 50 | 19.2519 | 36.32 | 13.4055 | 46.94 | 18.0077 | 33.98 | 12.2188 | 57.92 | 23.0979 | 50 | 19.2799 | 35.06 | 12.7115 | 39.92 | 14.5244 | 41 | 15.2994 | 53.96 | 20.3622 | 57.2 | 21.4746 | 37.04 | 13.2884 | 42.08 | 14.2835 | 6675 | #N/A | #N/A
| 55.94 | 21.7276 | 41 | 15.6095 | 50 | 19.0088 | 34.88 | 12.8793 | 44.96 | 17.0315 | 33.98 | 12.398 | 57.02 | 22.5173 | 50 | 19.3812 | 33.08 | 12.0474 | 39.92 | 14.148 | 39.2 | 14.8635 | 53.96 | 20.568 | 57.02 | 21.5327 | 35.96 | 13.0269 | 42.08 | 14.4706 | 6676 | #N/A | #N/A
| 53.06 | 20.5945 | 44.06 | 17.0825 | 50 | 19.0088 | 33.98 | 12.449 | 44.96 | 17.0351 | 35.06 | 12.8142 | 57.2 | 22.6129 | 48.92 | 18.7763 | 33.8 | 11.9432 | 42.98 | 14.6948 | 41 | 15.2994 | 53.96 | 20.2627 | 57.02 | 21.5373 | 35.96 | 12.8694 | 41 | 14.0223 | 6677 | #N/A | #N/A
| 51.98 | 20.0683 | 42.98 | 16.5556 | 48.02 | 18.249 | 33.62 | 12.3001 | 44.06 | 16.6025 | 35.96 | 13.0292 | 55.4 | 22.1743 | 48.92 | 18.58 | 33.8 | 11.9432 | 39.92 | 13.9546 | 37.4 | 13.7018 | 55.04 | 20.9358 | 57.2 | 21.4746 | 35.06 | 12.6515 | 39.92 | 13.7616 | 6678 | #N/A | #N/A
| 51.98 | 20.0691 | 44.06 | 16.8175 | 48.92 | 18.7493 | 33.44 | 12.2238 | 44.06 | 16.6036 | 35.96 | 13.0266 | 55.94 | 22.3659 | 48.92 | 19.0225 | 32 | 11.5086 | 42.08 | 14.4746 | 37.4 | 13.7018 | 55.94 | 20.7436 | 55.4 | 21.0369 | 35.06 | 12.4677 | 39.02 | 13.5423 | 6679 | #N/A | #N/A
| 53.96 | 20.8126 | 42.98 | 16.3371 | 48.92 | 18.7493 | 32.9 | 12.0017 | 44.06 | 16.5989 | 37.04 | 13.4805 | 55.94 | 22.2577 | 48.92 | 18.775 | 32 | 11.5086 | 41 | 14.0572 | 37.4 | 13.7018 | 55.94 | 20.7415 | 57.2 | 21.4746 | 35.06 | 12.4669 | 39.02 | 13.1767 | 6680 | #N/A | #N/A
| 53.06 | 20.5906 | 44.06 | 16.8119 | 48.92 | 18.8517 | 30.92 | 11.2032 | 42.98 | 16.0871 | 33.98 | 12.3858 | 57.2 | 22.6129 | 48.2 | 18.7933 | 30.2 | 11.0741 | 44.06 | 14.6149 | 39.2 | 14.4888 | 57.02 | 21.0002 | 57.02 | 21.5319 | 33.08 | 11.7907 | 41 | 13.3181 | 6681 | #N/A | #N/A
| 57.92 | 22.4365 | 46.04 | 17.7847 | 51.08 | 19.5129 | 32 | 11.401 | 46.04 | 17.5565 | 44.96 | 16.8587 | 57.92 | 22.8482 | 50 | 19.2784 | 33.08 | 12.0425 | 46.94 | 15.3077 | 37.4 | 13.7018 | 57.02 | 20.9988 | 57.92 | 21.7477 | 35.96 | 13.0192 | 42.98 | 13.6223 | 6682 | #N/A | #N/A
| 60.98 | 23.1789 | 51.98 | 20.3255 | 51.08 | 19.5129 | 41.18 | 15.3305 | 51.08 | 19.5373 | 55.94 | 20.2351 | 59 | 23.4794 | 55.94 | 21.6156 | 39.92 | 14.4049 | 50 | 15.3674 | 46.4 | 17.8877 | 57.92 | 21.2138 | 60.08 | 22.2706 | 42.08 | 15.0713 | 46.04 | 14.2223 | 6683 | #N/A | #N/A
| 60.08 | 23.0798 | 57.02 | 22.2195 | 57.92 | 22.0669 | 45.86 | 15.7724 | 55.94 | 21.6178 | 60.08 | 20.0233 | 60.08 | 24.3158 | 60.98 | 22.8418 | 46.94 | 15.7329 | 53.06 | 15.9401 | 55.4 | 19.1888 | 59 | 21.4747 | 62.6 | 23.9156 | 50 | 16.6095 | 48.92 | 14.9169 | 6684 | #N/A | #N/A
| 60.98 | 23.835 | 59 | 23.1308 | 59 | 22.0025 | 53.6 | 17.0935 | 59 | 22.0345 | 62.06 | 20.5018 | 60.98 | 24.5374 | 62.96 | 23.3236 | 51.08 | 15.8431 | 55.94 | 16.6356 | 59 | 19.2813 | 60.8 | 22.389 | 60.08 | 22.9362 | 53.96 | 17.0317 | 51.08 | 15.4373 | 6685 | #N/A | #N/A
| 60.98 | 23.835 | 62.06 | 21.6756 | 59 | 22.0025 | 58.64 | 18.1613 | 60.98 | 22.5198 | 62.96 | 20.5243 | 60.98 | 24.5374 | 64.04 | 23.5896 | 53.06 | 16.6675 | 57.92 | 16.8281 | 60.8 | 19.7169 | 60.08 | 22.1609 | 60.98 | 23.1562 | 57.92 | 17.9904 | 55.04 | 16.1081 | 6686 | #N/A | #N/A
| 60.8 | 24.1096 | 62.96 | 21.8967 | 60.08 | 22.2721 | 61.52 | 18.4393 | 62.96 | 23.0066 | 64.04 | 21.4752 | 62.06 | 25.1412 | 64.04 | 23.592 | 55.94 | 17.3644 | 60.08 | 17.2284 | 64.4 | 21.37 | 60.08 | 22.3133 | 60.08 | 23.2325 | 64.04 | 18.7835 | 57.02 | 16.7134 | 6687 | #N/A | #N/A
| 59 | 23.6754 | 62.06 | 21.9701 | 59 | 22.0148 | 63.32 | 18.8171 | 62.96 | 22.4388 | 64.04 | 21.6955 | 62.06 | 24.8116 | 62.96 | 23.6756 | 57.02 | 17.2835 | 62.06 | 17.433 | 64.4 | 20.9668 | 60.08 | 22.6467 | 60.98 | 23.8196 | 64.04 | 17.288 | 57.92 | 16.8064 | 6688 | #N/A | #N/A
| 59 | 24.1919 | 60.98 | 21.712 | 59 | 22.0148 | 64.58 | 18.7195 | 64.04 | 22.7061 | 64.04 | 21.966 | 60.98 | 24.551 | 62.06 | 23.4591 | 59 | 17.9481 | 62.96 | 18.0489 | 64.4 | 21.37 | 59 | 22.06 | 59 | 23.3415 | 64.94 | 17.8136 | 57.92 | 16.8067 | 6689 | #N/A | #N/A
| 59 | 24.3261 | 60.98 | 21.4295 | 57.92 | 21.7607 | 63.86 | 18.4123 | 62.96 | 22.2008 | 64.04 | 22.4869 | 60.98 | 24.1653 | 60.98 | 23.2012 | 59 | 18.4975 | 62.96 | 18.2032 | 66.2 | 22.2359 | 59 | 22.3937 | 59 | 23.3478 | 64.04 | 18.0634 | 59 | 17.0667 | 6690 | #N/A | #N/A
| 59 | 24.1919 | 60.08 | 21.4997 | 57.02 | 21.2805 | 62.96 | 18.4661 | 62.06 | 21.9844 | 62.96 | 22.4735 | 60.8 | 24.1074 | 60.98 | 23.2004 | 59 | 18.4984 | 62.06 | 18.1194 | 64.4 | 22.2564 | 57.92 | 22.1318 | 57.92 | 22.7229 | 62.96 | 18.0674 | 57.92 | 16.4103 | 6691 | #N/A | #N/A
| 59 | 23.4817 | 55.04 | 20.8269 | 57.02 | 21.2805 | 59 | 17.9578 | 59 | 20.9513 | 60.08 | 21.7745 | 60.08 | 23.6335 | 60.08 | 22.9805 | 53.96 | 18.8806 | 59 | 17.6909 | 62.6 | 22.3054 | 57.92 | 22.1302 | 57.92 | 22.7203 | 60.08 | 17.9751 | 53.96 | 15.7046 | 6692 | #N/A | #N/A
| 57.92 | 23.1019 | 53.06 | 20.3449 | 55.04 | 20.7947 | 52.88 | 16.9546 | 53.96 | 20.0127 | 59 | 21.8198 | 57.92 | 22.7383 | 59 | 22.7141 | 46.04 | 16.7145 | 53.06 | 16.2541 | 59 | 21.947 | 57.02 | 21.9088 | 57.02 | 22.4976 | 48.92 | 17.5761 | 48.02 | 15.1592 | 6693 | #N/A | #N/A
| 57.02 | 22.8825 | 46.94 | 18.0183 | 55.04 | 20.7962 | 42.26 | 15.5588 | 53.06 | 20.0404 | 60.08 | 23.0162 | 57.92 | 22.8482 | 57.92 | 22.4529 | 42.98 | 15.7733 | 42.98 | 15.2567 | 57.2 | 21.5093 | 57.02 | 21.581 | 57.02 | 22.4984 | 46.94 | 16.8516 | 46.94 | 14.8966 | 6694 | #N/A | #N/A
| 57.02 | 22.8844 | 44.96 | 17.5398 | 55.04 | 20.7962 | 41.54 | 15.4596 | 48.02 | 18.0528 | 60.98 | 24.2089 | 57.02 | 22.519 | 57.92 | 22.4521 | 39.92 | 14.802 | 42.08 | 15.036 | 59 | 22.4955 | 57.02 | 21.9096 | 57.2 | 22.6 | 44.06 | 16.1525 | 48.02 | 15.1553 | 6695 | #N/A | #N/A
| 55.94 | 22.2564 | 42.08 | 16.1301 | 55.04 | 21.0595 | 39.56 | 14.7118 | 46.94 | 17.7908 | 62.06 | 25.1983 | 55.04 | 21.7442 | 57.02 | 22.2339 | 39.02 | 14.3983 | 41 | 14.5627 | 59 | 23.6973 | 55.94 | 21.6468 | 55.04 | 21.7251 | 41 | 15.2166 | 46.94 | 15.2417 | 6696 | #N/A | #N/A
| 55.94 | 22.368 | 44.96 | 17.3124 | 53.96 | 20.7999 | 38.66 | 14.4544 | 46.04 | 17.3068 | 60.98 | 25.3504 | 53.96 | 21.5874 | 55.04 | 21.5156 | 37.04 | 13.5346 | 37.94 | 13.46 | 60.8 | 24.7939 | 55.04 | 21.4303 | 55.94 | 22.2362 | 42.08 | 15.2499 | 46.94 | 14.4334 | 6697 | #N/A | #N/A
| 55.94 | 21.9662 | 41 | 15.6232 | 53.96 | 20.7999 | 39.02 | 14.3577 | 44.06 | 16.8291 | 62.06 | 25.6132 | 53.96 | 21.483 | 50 | 19.3812 | 35.06 | 12.8581 | 46.04 | 14.5479 | 60.8 | 24.7939 | 55.04 | 21.5367 | 55.94 | 21.9468 | 42.08 | 15.2464 | 44.96 | 13.7982 | 6698 | #N/A | #N/A
| 53.06 | 20.9265 | 39.02 | 14.7765 | 51.98 | 20.0554 | 38.12 | 14.2092 | 44.06 | 16.6155 | 62.06 | 25.9743 | 53.06 | 20.9261 | 48.02 | 18.6508 | 37.94 | 13.922 | 44.06 | 14.0689 | 62.6 | 25.9317 | 53.96 | 21.2739 | 53.96 | 21.4647 | 39.92 | 14.5419 | 44.06 | 13.5803 | 6699 | #N/A | #N/A
| 51.98 | 20.4327 | 39.92 | 15.1896 | 51.08 | 19.8343 | 40.28 | 15.027 | 42.08 | 15.6447 | 62.06 | 25.6174 | 53.06 | 20.9261 | 46.94 | 18.0994 | 37.04 | 13.7025 | 37.94 | 13.1211 | 62.6 | 25.9317 | 48.02 | 18.5759 | 53.06 | 20.9069 | 42.98 | 15.6849 | 42.98 | 13.4763 | 6700 | #N/A | #N/A
| 48.02 | 18.6446 | 37.04 | 13.6209 | 51.08 | 19.8343 | 39.74 | 14.7838 | 42.08 | 15.6458 | 62.06 | 25.6207 | 51.98 | 20.3377 | 46.04 | 17.648 | 37.94 | 13.9206 | 39.92 | 14.2945 | 60.8 | 25.4919 | 48.02 | 18.6691 | 50 | 19.7239 | 39.92 | 14.5404 | 42.98 | 13.4766 | 6701 | #N/A | #N/A
| 46.04 | 17.5648 | 35.96 | 13.2484 | 51.08 | 19.8381 | 35.96 | 13.2684 | 42.08 | 15.7211 | 62.06 | 25.9799 | 51.08 | 20.1188 | 44.96 | 17.1161 | 35.96 | 13.0739 | 41 | 14.764 | 60.8 | 25.4919 | 48.92 | 19.0441 | 46.04 | 17.5491 | 37.04 | 13.4673 | 42.08 | 13.3976 | 6702 | #N/A | #N/A
| 46.04 | 17.5642 | 35.96 | 13.4177 | 50 | 19.2698 | 36.14 | 13.3778 | 41 | 15.4595 | 62.96 | 25.8352 | 48.92 | 19.0239 | 44.96 | 17.1161 | 37.94 | 13.9182 | 39.02 | 14.0759 | 62.6 | 25.9317 | 48.02 | 18.6691 | 46.4 | 17.8569 | 37.04 | 13.465 | 39.92 | 13.38 | 6703 | #N/A | #N/A
| 46.04 | 17.6424 | 37.94 | 14.1073 | 50 | 19.2698 | 36.5 | 13.5292 | 41 | 15.2641 | 64.04 | 26.0981 | 48.92 | 19.0239 | 42.98 | 16.4188 | 37.94 | 13.915 | 35.96 | 12.8187 | 62.6 | 25.9317 | 46.04 | 17.6651 | 46.4 | 18.3375 | 37.4 | 13.7271 | 39.02 | 12.9748 | 6704 | #N/A | #N/A
| 46.94 | 18.0091 | 35.06 | 13.0307 | 48.92 | 18.7603 | 35.96 | 13.2607 | 39.02 | 14.5582 | 62.96 | 25.8331 | 51.98 | 20.7618 | 44.96 | 17.1161 | 35.6 | 13.0252 | 35.96 | 12.8171 | 62.6 | 25.9317 | 44.96 | 17.403 | 53.6 | 21.7229 | 35.96 | 13.0042 | 39.02 | 12.5171 | 6705 | #N/A | #N/A
| 55.94 | 22.2564 | 37.04 | 13.8895 | 51.98 | 20.0516 | 36.5 | 13.4886 | 39.92 | 15.0025 | 64.94 | 26.3179 | 57.2 | 23.2296 | 44.06 | 16.6806 | 37.04 | 13.521 | 39.02 | 14.0657 | 64.4 | 25.6725 | 46.04 | 17.5776 | 53.6 | 21.7229 | 35.6 | 12.9608 | 42.08 | 13.5592 | 6706 | #N/A | #N/A
| 59 | 23.0535 | 51.08 | 20.1268 | 51.98 | 20.0516 | 42.26 | 15.5292 | 42.98 | 16.6523 | 66.02 | 26.5851 | 60.08 | 23.6234 | 48.92 | 19.4284 | 42.08 | 15.3006 | 46.04 | 16.1475 | 66.2 | 26.1118 | 53.96 | 21.2739 | 57.02 | 22.4958 | 44.06 | 15.9311 | 46.94 | 15.0649 | 6707 | #N/A | #N/A
| 60.98 | 23.8432 | 57.92 | 21.7907 | 57.92 | 21.1876 | 47.12 | 16.3333 | 55.94 | 21.3106 | 69.08 | 27.3348 | 62.06 | 24.1033 | 57.92 | 22.4462 | 46.04 | 16.0748 | 51.98 | 16.5011 | 68 | 26.5511 | 55.04 | 21.4223 | 57.92 | 22.7133 | 50 | 17.3681 | 51.98 | 16.2798 | 6708 | #N/A | #N/A
| 62.06 | 24.1082 | 64.04 | 23.9537 | 59 | 22.0234 | 50 | 16.6822 | 62.06 | 22.8033 | 68 | 27.0731 | 62.96 | 23.9615 | 62.06 | 23.4566 | 53.06 | 17.5621 | 55.94 | 17.2632 | 69.8 | 26.9905 | 59 | 22.8459 | 59 | 22.9772 | 53.96 | 17.9207 | 55.04 | 16.6828 | 6709 | #N/A | #N/A
| 62.96 | 24.6419 | 66.92 | 22.8746 | 62.06 | 22.5058 | 57.2 | 18.3576 | 66.02 | 23.7693 | 69.08 | 27.7027 | 62.96 | 23.9615 | 64.04 | 23.6001 | 57.92 | 18.0255 | 57.92 | 17.5844 | 71.6 | 27.4298 | 64.04 | 23.6182 | 60.08 | 23.6056 | 59 | 18.2294 | 57.02 | 17.4963 | 6710 | #N/A | #N/A
| 64.94 | 25.1304 | 69.08 | 21.9943 | 62.96 | 22.7291 | 60.8 | 18.9702 | 69.98 | 23.6235 | 71.06 | 29.1043 | 64.94 | 24.4473 | 66.92 | 24.6491 | 60.98 | 19.3102 | 60.98 | 18.4821 | 71.6 | 28.1308 | 66.92 | 24.3253 | 60.98 | 23.8314 | 60.98 | 18.0261 | 59 | 17.9756 | 6711 | #N/A | #N/A
| 64.04 | 25.305 | 68 | 23.9905 | 64.04 | 22.4409 | 60.8 | 18.6636 | 73.04 | 24.6604 | 71.06 | 29.5131 | 66.02 | 24.7157 | 68 | 25.5754 | 62.96 | 19.791 | 60.98 | 17.8361 | 71.6 | 28.8746 | 69.08 | 24.5235 | 62.06 | 24.0982 | 62.96 | 18.9922 | 60.08 | 17.7296 | 6712 | #N/A | #N/A
| 64.04 | 25.307 | 66.02 | 23.5085 | 64.04 | 22.4409 | 64.4 | 19.5361 | 73.94 | 24.3569 | 71.06 | 29.114 | 64.94 | 24.1604 | 68 | 25.893 | 64.04 | 20.4396 | 62.96 | 18.3145 | 71.6 | 29.6633 | 68 | 25.5984 | 62.06 | 23.7357 | 64.04 | 19.2546 | 60.08 | 18.0514 | 6713 | #N/A | #N/A
| 62.96 | 24.6514 | 66.02 | 22.1611 | 64.04 | 22.443 | 64.94 | 20.0088 | 73.04 | 24.6618 | 69.08 | 29.0305 | 64.04 | 23.5994 | 68 | 25.5773 | 64.04 | 20.8533 | 62.96 | 18.3155 | 69.8 | 29.2225 | 69.08 | 26.1763 | 62.06 | 24.1001 | 64.04 | 20.1606 | 62.06 | 18.5301 | 6714 | #N/A | #N/A
| 62.06 | 24.4309 | 64.94 | 21.1888 | 64.04 | 22.6897 | 63.68 | 20.103 | 73.04 | 24.9113 | 68 | 28.7684 | 64.04 | 23.9387 | 68 | 24.9162 | 64.04 | 20.8528 | 62.96 | 18.6269 | 69.8 | 29.2225 | 68 | 25.913 | 64.04 | 24.896 | 62.96 | 19.8994 | 60.98 | 17.9479 | 6715 | #N/A | #N/A
| 60.08 | 23.6329 | 60.98 | 21.9747 | 64.04 | 22.6897 | 60.8 | 20.0271 | 69.08 | 23.9471 | 66.92 | 28.5038 | 64.04 | 23.9387 | 64.94 | 25.1412 | 57.92 | 21.0847 | 57.92 | 19.2539 | 68 | 28.7815 | 64.04 | 24.9418 | 60.98 | 24.1469 | 60.08 | 20.2553 | 57.02 | 18.5883 | 6716 | #N/A | #N/A
| 57.02 | 22.5211 | 57.02 | 21.5828 | 60.98 | 23.8394 | 53.6 | 18.6786 | 64.04 | 22.4721 | 66.02 | 28.7823 | 53.96 | 21.7702 | 57.92 | 23.4276 | 50 | 18.6364 | 51.98 | 18.708 | 68 | 28.7815 | 59 | 23.7103 | 53.06 | 20.9085 | 53.96 | 19.2372 | 53.96 | 17.8459 | 6717 | #N/A | #N/A
| 53.06 | 20.9232 | 55.94 | 21.9878 | 60.98 | 24.8728 | 46.76 | 17.8432 | 60.98 | 21.4392 | 66.02 | 28.8441 | 51.08 | 20.1103 | 55.94 | 22.2664 | 46.04 | 17.4022 | 48.02 | 17.5333 | 68 | 28.7815 | 57.02 | 23.2247 | 53.96 | 21.7574 | 48.92 | 18.2815 | 51.98 | 17.5835 | 6718 | #N/A | #N/A
| 50 | 19.2815 | 53.06 | 21.5773 | 60.98 | 24.8728 | 44.78 | 17.0473 | 55.94 | 20.2126 | 66.02 | 28.8441 | 51.08 | 20.1095 | 51.98 | 20.6674 | 44.96 | 17.1374 | 46.04 | 16.8051 | 68 | 29.6165 | 55.94 | 22.6478 | 55.04 | 22.6936 | 46.94 | 17.8 | 51.98 | 17.3688 | 6719 | #N/A | #N/A
| 48.92 | 18.7725 | 51.98 | 21.0204 | 59 | 23.3486 | 43.52 | 16.5683 | 53.06 | 19.7983 | 66.02 | 28.8441 | 50 | 19.8469 | 50 | 19.5928 | 44.06 | 16.7014 | 44.96 | 16.5428 | 68 | 28.7815 | 53.06 | 21.5787 | 55.94 | 23.2972 | 46.04 | 17.3145 | 51.98 | 17.3703 | 6720 | #N/A | #N/A
| 48.02 | 18.5525 | 50 | 20.2983 | 57.02 | 22.8624 | 43.7 | 16.6543 | 51.98 | 20.089 | 64.94 | 28.5792 | 50 | 19.6825 | 50 | 19.3812 | 42.98 | 16.1866 | 44.96 | 16.5439 | 66.2 | 29.175 | 51.98 | 20.3532 | 55.94 | 23.2962 | 44.96 | 17.0527 | 50 | 17.1074 | 6721 | #N/A | #N/A
| 46.04 | 17.5578 | 48.92 | 19.4368 | 57.02 | 22.8624 | 42.26 | 16.0516 | 50 | 19.3014 | 64.4 | 28.7014 | 48.92 | 19.0131 | 48.02 | 18.2731 | 42.08 | 15.7261 | 44.06 | 16.3281 | 66.2 | 29.175 | 51.08 | 20.2409 | 55.94 | 23.2962 | 44.96 | 17.0527 | 51.98 | 17.7733 | 6722 | #N/A | #N/A
| 46.04 | 17.5584 | 48.92 | 19.7039 | 53.96 | 22.1183 | 41.72 | 15.8384 | 50 | 19.6085 | 66.02 | 29.2395 | 48.02 | 18.892 | 46.94 | 17.8665 | 41 | 15.4647 | 44.06 | 16.0898 | 66.2 | 29.175 | 48.92 | 19.4482 | 51.98 | 20.9801 | 44.06 | 16.6188 | 53.06 | 18.035 | 6723 | #N/A | #N/A
| 44.96 | 17.0326 | 48.02 | 19.218 | 55.94 | 21.95 | 41.18 | 15.5864 | 50 | 19.3021 | 66.02 | 29.2713 | 44.06 | 16.8908 | 44.96 | 17.1161 | 41 | 15.2686 | 44.06 | 16.0919 | 66.2 | 29.175 | 46.94 | 18.3158 | 53.06 | 21.5373 | 44.06 | 16.6194 | 53.06 | 18.036 | 6724 | #N/A | #N/A
| 44.96 | 17.1107 | 46.04 | 18.1778 | 55.94 | 21.95 | 40.64 | 15.3373 | 48.02 | 18.2918 | 64.94 | 29.0062 | 46.94 | 18.3806 | 44.96 | 17.1161 | 39.92 | 15.0078 | 44.06 | 16.3332 | 66.2 | 29.175 | 46.94 | 18.0323 | 51.98 | 20.9868 | 42.98 | 16.1102 | 51.98 | 18.0075 | 6725 | #N/A | #N/A
| 44.06 | 16.6754 | 46.94 | 18.3179 | 57.02 | 21.8801 | 40.28 | 15.1723 | 46.04 | 17.5834 | 66.02 | 29.8005 | 44.96 | 17.1091 | 44.06 | 16.4288 | 39.02 | 14.5634 | 44.96 | 16.5502 | 68 | 30.5014 | 46.04 | 17.5859 | 48.2 | 19.2862 | 44.06 | 16.6212 | 51.08 | 17.7904 | 6726 | #N/A | #N/A
| 44.06 | 16.6754 | 44.96 | 17.5524 | 53.96 | 21.1379 | 39.56 | 14.8437 | 46.94 | 18.0336 | 66.02 | 29.8005 | 46.04 | 17.6408 | 42.98 | 16.167 | 39.02 | 14.3801 | 46.04 | 16.8119 | 68 | 30.5014 | 46.04 | 17.5885 | 48.2 | 18.7748 | 42.08 | 15.8933 | 51.98 | 17.7764 | 6727 | #N/A | #N/A
| 42.98 | 16.162 | 44.06 | 17.1017 | 53.96 | 21.1379 | 40.1 | 15.0883 | 46.04 | 17.8132 | 66.92 | 30.0215 | 44.96 | 17.3031 | 42.08 | 15.6445 | 37.94 | 14.117 | 44.06 | 16.0909 | 68 | 30.5014 | 44.96 | 17.0597 | 46.4 | 17.8569 | 42.08 | 15.6511 | 51.08 | 17.9852 | 6728 | #N/A | #N/A
| 42.08 | 15.6364 | 42.98 | 16.5697 | 53.96 | 20.5411 | 39.2 | 14.7931 | 46.04 | 17.5795 | 66.02 | 29.8005 | 44.96 | 17.6111 | 42.08 | 15.6396 | 37.94 | 13.9032 | 44.96 | 16.5473 | 66.2 | 30.0593 | 44.96 | 17.0542 | 44.6 | 16.9686 | 42.08 | 15.4549 | 53.96 | 18.9285 | 6729 | #N/A | #N/A
| 50 | 19.5915 | 50 | 19.8719 | 57.02 | 21.5465 | 42.8 | 16.3452 | 48.92 | 19.3468 | 66.92 | 30.4769 | 53.06 | 21.917 | 46.04 | 17.5666 | 41 | 15.2611 | 50 | 19.0075 | 64.4 | 27.8997 | 50 | 19.613 | 46.4 | 18.3375 | 44.96 | 16.8317 | 53.96 | 18.925 | 6730 | #N/A | #N/A
| 60.98 | 24.8831 | 57.02 | 22.9022 | 57.02 | 21.5465 | 48.74 | 18.2693 | 55.94 | 21.9817 | 64.94 | 28.5792 | 62.06 | 26.3577 | 57.02 | 22.8876 | 46.04 | 17.3885 | 57.92 | 20.9294 | 66.2 | 30.0593 | 57.02 | 22.9091 | 60.08 | 25.4119 | 50 | 18.7657 | 59 | 20.9001 | 6731 | #N/A | #N/A
| 66.02 | 26.8858 | 62.96 | 24.6602 | 64.04 | 24.2092 | 54.86 | 20.3227 | 64.04 | 24.6124 | 68 | 29.7572 | 66.92 | 24.9252 | 64.94 | 24.8187 | 53.06 | 19.886 | 66.02 | 22.8972 | 68 | 30.5014 | 64.94 | 24.8381 | 64.94 | 25.8277 | 55.04 | 20.2761 | 64.04 | 22.9087 | 6732 | #N/A | #N/A
| 69.98 | 26.7436 | 69.08 | 26.8831 | 64.94 | 24.7937 | 61.16 | 22.577 | 69.08 | 26.55 | 66.92 | 30.0215 | 64.94 | 26.2584 | 69.98 | 26.047 | 60.98 | 22.6414 | 71.06 | 24.9405 | 68 | 29.6165 | 69.98 | 26.0653 | 64.94 | 26.5968 | 62.96 | 23.0221 | 68 | 24.4592 | 6733 | #N/A | #N/A
| 71.06 | 27.0111 | 71.06 | 27.3695 | 64.94 | 24.7937 | 66.02 | 24.3183 | 71.96 | 27.5915 | 69.08 | 29.5945 | 64.94 | 26.2584 | 73.04 | 25.4638 | 69.08 | 24.9514 | 75.02 | 25.9073 | 69.8 | 29.2225 | 73.04 | 26.4506 | 66.02 | 26.8652 | 68 | 24.5812 | 71.06 | 25.5429 | 6734 | #N/A | #N/A
| 71.06 | 25.3087 | 71.96 | 27.5933 | 66.92 | 25.2836 | 66.2 | 24.1365 | 75.02 | 27.2989 | 69.98 | 28.5063 | 69.08 | 25.1633 | 73.04 | 25.7964 | 73.04 | 26.269 | 78.08 | 27.3273 | 69.8 | 28.4343 | 73.04 | 26.8201 | 66.92 | 27.0907 | 71.96 | 26.1903 | 73.94 | 25.3167 | 6735 | #N/A | #N/A
| 69.98 | 26.0513 | 71.06 | 26.3356 | 66.92 | 25.6029 | 73.4 | 26.478 | 75.92 | 27.1573 | 68 | 27.5744 | 69.98 | 24.7159 | 73.94 | 25.6905 | 75.02 | 26.0732 | 78.98 | 27.8487 | 69.8 | 27.691 | 75.02 | 26.3017 | 68 | 27.3592 | 73.94 | 26.0413 | 75.02 | 26.177 | 6736 | #N/A | #N/A
| 69.08 | 25.1737 | 71.96 | 26.5568 | 66.92 | 25.6029 | 75.2 | 27.5345 | 75.92 | 27.5275 | 69.08 | 27.8396 | 69.08 | 24.4979 | 73.94 | 25.6928 | 75.92 | 25.7099 | 80.06 | 27.4795 | 69.8 | 27.691 | 73.94 | 26.6813 | 66.92 | 27.0984 | 77 | 28.1155 | 75.92 | 26.7392 | 6737 | #N/A | #N/A
| 68 | 24.2426 | 71.06 | 25.6822 | 64.94 | 26.2695 | 77 | 27.9825 | 75.02 | 27.3146 | 66.92 | 27.3125 | 66.92 | 24.6467 | 71.96 | 25.5459 | 77 | 26.8977 | 80.96 | 28.338 | 68 | 27.9938 | 73.04 | 25.8257 | 66.92 | 27.5485 | 77 | 28.5124 | 77 | 27.0049 | 6738 | #N/A | #N/A
| 66.92 | 24.9501 | 69.08 | 25.8669 | 64.94 | 26.6327 | 77 | 28.572 | 73.94 | 26.6883 | 66.02 | 26.7236 | 64.04 | 24.9228 | 71.06 | 25.9676 | 73.94 | 25.5479 | 80.06 | 28.1205 | 68 | 27.2511 | 71.06 | 25.3481 | 66.02 | 27.334 | 77 | 29.2729 | 75.02 | 26.1842 | 6739 | #N/A | #N/A
| 62.96 | 23.6906 | 64.04 | 25.3428 | 64.94 | 26.6327 | 72.68 | 29.0878 | 71.06 | 25.9861 | 64.04 | 25.8147 | 64.04 | 24.9228 | 66.02 | 25.8103 | 64.04 | 25.0811 | 75.02 | 27.5701 | 66.2 | 26.8114 | 66.92 | 24.9778 | 64.04 | 26.0487 | 73.04 | 29.574 | 69.98 | 26.6543 | 6740 | #N/A | #N/A
| 55.94 | 21.3104 | 60.98 | 24.9313 | 62.96 | 25.79 | 59.36 | 25.0911 | 64.94 | 24.8611 | 62.96 | 25.5435 | 55.94 | 22.9448 | 60.98 | 24.1888 | 57.02 | 22.3771 | 62.96 | 25.0156 | 64.4 | 26.3716 | 62.96 | 24.0108 | 57.92 | 22.7385 | 64.04 | 27.7631 | 64.94 | 25.1031 | 6741 | #N/A | #N/A
| 53.06 | 20.6108 | 57.92 | 24.1842 | 62.96 | 25.3726 | 56.66 | 23.8728 | 62.96 | 24.0108 | 62.96 | 25.5372 | 55.04 | 22.4123 | 55.04 | 21.7704 | 53.96 | 21.633 | 57.02 | 22.8667 | 64.4 | 26.3716 | 57.92 | 22.7825 | 57.92 | 23.1 | 59 | 25.1083 | 64.94 | 25.1031 | 6742 | #N/A | #N/A
| 51.08 | 19.8645 | 55.94 | 23.3655 | 62.96 | 25.3726 | 53.78 | 22.1915 | 62.06 | 24.1574 | 62.96 | 26.766 | 53.96 | 21.785 | 53.06 | 20.9472 | 51.08 | 19.985 | 57.02 | 22.8658 | 62.6 | 25.9317 | 53.96 | 21.8189 | 57.02 | 23.1925 | 57.02 | 23.6309 | 66.02 | 24.9888 | 6743 | #N/A | #N/A
| 48.92 | 19.0364 | 59 | 25.2227 | 60.08 | 24.6683 | 53.78 | 22.1915 | 60.98 | 24.2072 | 62.96 | 26.7615 | 53.06 | 21.3683 | 50 | 19.6108 | 48.92 | 19.1482 | 53.96 | 21.4669 | 62.6 | 25.9317 | 51.98 | 20.7021 | 55.04 | 22.0379 | 53.96 | 22.1814 | 64.94 | 24.7299 | 6744 | #N/A | #N/A
| 48.02 | 18.5733 | 53.06 | 22.0517 | 59 | 24.0741 | 50.36 | 20.2437 | 60.08 | 23.3129 | 62.96 | 25.9441 | 55.04 | 22.8305 | 50 | 19.3812 | 48.02 | 18.678 | 53.6 | 21.1561 | 64.4 | 27.1132 | 51.08 | 20.1569 | 51.98 | 21.0028 | 53.96 | 21.8152 | 64.94 | 24.4302 | 6745 | #N/A | #N/A
| 46.94 | 17.7973 | 51.98 | 21.4207 | 59 | 24.0741 | 50 | 20.2116 | 57.02 | 22.5686 | 62.06 | 24.962 | 55.04 | 22.7319 | 46.04 | 17.8808 | 46.94 | 18.1285 | 51.8 | 20.1729 | 62.6 | 25.9317 | 48.92 | 19.3708 | 53.06 | 21.5608 | 51.98 | 20.702 | 64.94 | 23.7411 | 6746 | #N/A | #N/A
| 46.04 | 17.5815 | 50 | 20.2288 | 57.92 | 23.1191 | 47.48 | 18.7025 | 53.06 | 20.9755 | 60.98 | 22.633 | 53.06 | 21.3683 | 44.96 | 17.1161 | 44.96 | 17.4153 | 51.8 | 20.1729 | 59 | 21.947 | 48.92 | 19.0679 | 53.96 | 22.1485 | 50 | 19.7996 | 64.04 | 23.525 | 6747 | #N/A | #N/A
| 46.04 | 17.3162 | 48.92 | 19.7039 | 55.94 | 22.6383 | 46.76 | 18.3287 | 53.06 | 21.3178 | 55.04 | 20.3549 | 51.98 | 21.1052 | 44.96 | 17.0602 | 44.96 | 17.1455 | 48.2 | 18.7854 | 57.2 | 20.9937 | 48.92 | 19.1378 | 46.04 | 17.7996 | 48.2 | 19.3621 | 64.04 | 23.5243 | 6748 | #N/A | #N/A
| 44.06 | 16.6239 | 48.92 | 19.4368 | 55.94 | 22.6383 | 46.4 | 18.1461 | 51.08 | 20.1694 | 57.02 | 19.3232 | 48.92 | 19.3542 | 46.04 | 17.3781 | 44.06 | 16.9274 | 50 | 19.2226 | 53.6 | 19.6352 | 48.92 | 19.073 | 53.06 | 21.2793 | 48.2 | 18.8456 | 64.04 | 23.525 | 6749 | #N/A | #N/A
| 44.96 | 17.1107 | 48.02 | 18.9082 | 53.96 | 21.7974 | 44.24 | 17.062 | 48.92 | 19.3799 | 53.96 | 18.5779 | 50 | 19.6175 | 44.06 | 16.6806 | 42.08 | 15.9762 | 50 | 19.0296 | 53.6 | 18.7526 | 46.94 | 17.8835 | 44.96 | 17.3121 | 48.2 | 18.8456 | 64.94 | 23.7428 | 6750 | #N/A | #N/A
| 44.96 | 17.1107 | 46.94 | 18.6458 | 53.96 | 21.5042 | 44.96 | 17.4162 | 50 | 19.6446 | 46.04 | 16.6574 | 51.98 | 21.033 | 42.98 | 16.167 | 42.8 | 16.2509 | 48.2 | 18.3037 | 51.8 | 17.9151 | 46.94 | 18.117 | 48.02 | 18.8175 | 48.2 | 18.8456 | 62.96 | 23.2612 | 6751 | #N/A | #N/A
| 42.08 | 15.6539 | 44.96 | 17.6263 | 53.96 | 21.5042 | 44.06 | 16.9717 | 48.92 | 19.0744 | 39.02 | 14.3534 | 51.98 | 21.033 | 42.98 | 16.167 | 42.8 | 16.2509 | 48.2 | 18.3037 | 44.6 | 16.1713 | 46.94 | 18.6567 | 46.94 | 18.5536 | 46.4 | 17.9232 | 62.6 | 22.9537 | 6752 | #N/A | #N/A
| 42.08 | 15.655 | 44.96 | 17.6263 | 53.06 | 21.5781 | 42.8 | 16.4885 | 46.94 | 18.3451 | 37.04 | 13.4937 | 53.96 | 22.171 | 42.98 | 16.167 | 42.8 | 16.2509 | 46.4 | 17.8668 | 41 | 15.2994 | 46.94 | 18.3457 | 44.6 | 17.4199 | 44.96 | 17.0619 | 62.06 | 23.3803 | 6753 | #N/A | #N/A
| 51.08 | 20.1472 | 50 | 20.2361 | 53.06 | 21.9426 | 46.4 | 17.8097 | 50 | 19.6439 | 46.94 | 17.5804 | 57.92 | 24.1762 | 42.98 | 16.4188 | 42.8 | 16.2509 | 53.06 | 20.9132 | 41 | 15.2994 | 48.02 | 18.6691 | 44.6 | 17.4199 | 44.6 | 17.0306 | 62.96 | 23.5981 | 6754 | #N/A | #N/A
| 60.08 | 25.1224 | 57.02 | 23.986 | 53.06 | 21.9426 | 52.34 | 21.3519 | 55.04 | 21.8049 | 60.98 | 21.7791 | 62.06 | 26.4079 | 46.94 | 18.3885 | 44.6 | 17.5837 | 64.94 | 25.4987 | 50 | 18.7614 | 48.92 | 19.7157 | 59 | 24.8373 | 50 | 19.7996 | 64.94 | 24.7326 | 6755 | #N/A | #N/A
| 64.04 | 26.4512 | 60.98 | 25.3714 | 57.92 | 24.1663 | 58.1 | 24.9206 | 59 | 23.431 | 62.96 | 22.5109 | 64.04 | 27.3544 | 62.96 | 26.203 | 46.4 | 18.5126 | 71.96 | 26.5107 | 62.6 | 21.3628 | 55.04 | 22.8656 | 62.96 | 25.3879 | 60.08 | 23.985 | 69.98 | 25.9605 | 6756 | #N/A | #N/A
| 66.02 | 26.9441 | 62.96 | 25.109 | 59 | 24.851 | 64.04 | 28.7532 | 62.96 | 24.7213 | 62.96 | 20.9943 | 66.92 | 28.068 | 66.92 | 27.622 | 64.94 | 26.0348 | 78.08 | 27.6409 | 60.8 | 20.9263 | 64.94 | 26.3531 | 66.02 | 26.5612 | 71.06 | 27.8172 | 73.94 | 27.3045 | 6757 | #N/A | #N/A
| 66.92 | 27.6169 | 62.06 | 25.6524 | 59 | 24.851 | 74.84 | 28.8785 | 66.02 | 25.8669 | 62.96 | 20.1461 | 66.92 | 28.068 | 68 | 28.3584 | 71.96 | 27.4122 | 80.96 | 28.3468 | 62.6 | 20.5308 | 68 | 27.9184 | 68 | 27.8586 | 78.08 | 29.1197 | 77 | 27.6736 | 6758 | #N/A | #N/A
| 68 | 28.3532 | 62.96 | 25.8776 | 64.04 | 26.0985 | 77 | 29.3386 | 66.92 | 26.0944 | 62.96 | 20.1481 | 66.92 | 28.0835 | 71.06 | 29.116 | 75.92 | 27.9867 | 84.02 | 29.0993 | 64.4 | 19.5878 | 71.06 | 28.2274 | 69.98 | 28.8133 | 82.04 | 29.3621 | 78.08 | 27.9416 | 6759 | #N/A | #N/A
| 66.92 | 27.6273 | 64.94 | 26.7267 | 64.04 | 26.46 | 82.4 | 30.6747 | 69.08 | 26.9635 | 64.04 | 21.0212 | 66.92 | 28.0871 | 69.98 | 28.8527 | 78.98 | 28.4207 | 86 | 28.6159 | 64.4 | 20.5883 | 69.98 | 28.4132 | 69.08 | 28.5966 | 84.92 | 28.7382 | 78.98 | 28.1676 | 6760 | #N/A | #N/A
| 66.92 | 27.6331 | 64.94 | 26.7334 | 64.04 | 26.46 | 84.2 | 31.1218 | 69.08 | 27.7556 | 64.04 | 21.7384 | 66.02 | 27.8716 | 69.98 | 28.8588 | 78.98 | 28.4253 | 86 | 28.6206 | 64.4 | 20.2332 | 69.98 | 28.419 | 69.08 | 29.0005 | 84.92 | 28.1397 | 80.06 | 28.4348 | 6761 | #N/A | #N/A
| 66.92 | 27.6389 | 64.04 | 27.4331 | 64.94 | 28.0019 | 84.92 | 30.1393 | 69.98 | 28.427 | 62.96 | 21.4789 | 66.02 | 27.8752 | 69.98 | 28.8648 | 78.08 | 28.5341 | 84.92 | 28.0934 | 64.4 | 22.2564 | 69.08 | 28.2034 | 66.92 | 28.0784 | 84.02 | 27.6123 | 78.98 | 28.1768 | 6762 | #N/A | #N/A
| 64.94 | 27.1602 | 64.94 | 28.0591 | 64.94 | 28.0587 | 82.22 | 28.9739 | 69.08 | 28.7323 | 60.08 | 21.2816 | 64.94 | 27.6155 | 69.08 | 29.0502 | 77 | 29.0165 | 84.02 | 28.4766 | 64.4 | 22.2564 | 68 | 28.4101 | 66.02 | 27.864 | 82.04 | 28.0467 | 78.98 | 28.556 | 6763 | #N/A | #N/A
| 64.04 | 26.9481 | 64.94 | 28.1024 | 66.92 | 29.4143 | 77.54 | 28.2735 | 68 | 28.0005 | 60.98 | 21.7897 | 64.94 | 27.6155 | 66.92 | 29.017 | 69.08 | 27.8726 | 78.98 | 28.5719 | 60.8 | 21.8682 | 66.02 | 27.9375 | 64.04 | 27.3887 | 77 | 27.4607 | 73.04 | 27.8393 | 6764 | #N/A | #N/A
| 64.04 | 26.9388 | 64.04 | 27.8437 | 66.92 | 28.9934 | 71.42 | 26.7156 | 66.02 | 28.3353 | 60.98 | 21.7869 | 62.96 | 27.1342 | 66.02 | 28.7962 | 60.98 | 25.5294 | 64.94 | 26.2892 | 60.8 | 21.8682 | 64.94 | 27.6659 | 64.04 | 27.3851 | 71.96 | 26.2327 | 69.08 | 27.2216 | 6765 | #N/A | #N/A
| 62.96 | 27.1432 | 62.96 | 28.0729 | 66.92 | 29.0396 | 61.88 | 24.9117 | 66.92 | 29.0598 | 62.06 | 22.8773 | 62.96 | 27.1427 | 66.02 | 29.2298 | 57.02 | 23.3994 | 60.08 | 24.6852 | 60.8 | 21.8682 | 64.04 | 27.8491 | 62.96 | 27.1194 | 60.98 | 24.6341 | 69.98 | 25.9877 | 6766 | #N/A | #N/A
| 64.04 | 27.4137 | 64.94 | 28.5994 | 66.02 | 28.7714 | 55.4 | 23.0035 | 66.92 | 29.0545 | 62.06 | 23.5533 | 62.96 | 27.1391 | 66.92 | 29.0272 | 53.06 | 21.7454 | 62.06 | 25.1707 | 62.6 | 23.3714 | 62.96 | 27.587 | 64.04 | 27.3887 | 59 | 24.1512 | 69.08 | 25.7707 | 6767 | #N/A | #N/A
| 64.04 | 27.4149 | 64.04 | 28.3403 | 64.94 | 28.5078 | 54.86 | 22.6179 | 66.02 | 28.8326 | 62.06 | 23.8475 | 62.96 | 27.541 | 66.92 | 29.0299 | 53.06 | 21.4458 | 57.92 | 23.1225 | 62.6 | 23.9551 | 62.96 | 27.5883 | 64.04 | 27.3948 | 57.02 | 22.9634 | 68 | 25.5091 | 6768 | #N/A | #N/A
| 64.04 | 27.8211 | 64.94 | 28.9913 | 64.94 | 28.5117 | 52.52 | 21.4954 | 66.2 | 29.1827 | 59 | 21.8571 | 64.04 | 27.8156 | 64.94 | 28.5443 | 51.08 | 20.2839 | 57.02 | 22.9032 | 60.8 | 21.3826 | 62.96 | 27.5883 | 64.04 | 27.3924 | 55.94 | 22.7048 | 66.02 | 25.0313 | 6769 | #N/A | #N/A
| 64.94 | 28.5361 | 64.4 | 28.722 | 64.94 | 28.5117 | 50.36 | 20.28 | 64.94 | 29.53 | 59 | 20.7718 | 64.04 | 27.8156 | 64.94 | 28.5535 | 50 | 19.9105 | 55.94 | 22.2778 | 59 | 20.4897 | 62.06 | 27.3765 | 62.06 | 27.3063 | 57.02 | 22.9707 | 66.02 | 25.0359 | 6770 | #N/A | #N/A
| 64.04 | 27.8285 | 64.04 | 28.8063 | 62.96 | 28.4625 | 51.26 | 20.7804 | 64.94 | 29.577 | 55.94 | 19.7572 | 64.04 | 27.8231 | 64.04 | 28.3394 | 48.2 | 19.4733 | 55.04 | 22.0612 | 57.2 | 19.625 | 62.06 | 27.3828 | 62.96 | 28.0354 | 57.02 | 22.6058 | 64.94 | 25.1549 | 6771 | #N/A | #N/A
| 64.94 | 28.0616 | 62.96 | 28.5413 | 62.96 | 28.4941 | 48.92 | 19.4973 | 64.94 | 29.577 | 53.06 | 19.0567 | 64.04 | 28.328 | 64.04 | 28.3458 | 48.2 | 18.9493 | 51.8 | 20.1729 | 51.8 | 18.3163 | 62.06 | 27.3891 | 62.06 | 27.3238 | 55.04 | 22.1255 | 62.96 | 24.6753 | 6772 | #N/A | #N/A
| 66.02 | 28.827 | 62.96 | 28.5413 | 64.94 | 29.4766 | 48.2 | 18.7592 | 64.04 | 28.8256 | 42.98 | 15.9032 | 64.94 | 28.5552 | 64.04 | 28.3523 | 48.2 | 18.9493 | 51.8 | 20.1729 | 51.8 | 18.3163 | 62.06 | 27.3941 | 62.06 | 27.3225 | 55.04 | 22.129 | 62.96 | 24.2984 | 6773 | #N/A | #N/A
| 66.02 | 29.259 | 62.96 | 28.5413 | 64.04 | 28.3195 | 46.94 | 18.4575 | 64.04 | 28.8019 | 44.06 | 16.403 | 64.94 | 28.5617 | 64.04 | 28.3549 | 46.4 | 18.0202 | 50 | 19.7352 | 50 | 17.8801 | 62.06 | 27.4148 | 62.06 | 27.335 | 64.04 | 25.0062 | 62.96 | 23.9955 | 6774 | #N/A | #N/A
| 64.4 | 28.6967 | 62.96 | 28.5413 | 62.96 | 28.0546 | 47.12 | 18.5487 | 64.04 | 28.8256 | 46.94 | 16.8582 | 64.94 | 28.5735 | 64.04 | 28.3615 | 46.4 | 18.0202 | 46.4 | 17.8668 | 48.2 | 17.0432 | 62.06 | 27.4148 | 60.98 | 27.0778 | 55.04 | 22.1272 | 62.06 | 23.775 | 6775 | #N/A | #N/A
| 64.04 | 28.3506 | 62.96 | 28.5413 | 62.96 | 28.0546 | 46.4 | 18.1779 | 62.96 | 27.6353 | 46.04 | 16.442 | 64.94 | 28.5735 | 64.04 | 28.3602 | 46.4 | 18.5126 | 48.02 | 18.5779 | 48.2 | 16.6672 | 62.6 | 28.2996 | 62.06 | 27.3338 | 62.06 | 23.8382 | 62.06 | 23.7733 | 6776 | #N/A | #N/A
| 64.04 | 28.3414 | 60.08 | 26.4925 | 62.96 | 28.0683 | 44.24 | 17.0905 | 57.92 | 24.267 | 48.02 | 16.9188 | 66.02 | 29.2626 | 64.04 | 28.3647 | 46.94 | 18.4527 | 48.2 | 18.3037 | 48.2 | 16.6672 | 62.96 | 28.115 | 62.06 | 27.3313 | 53.96 | 21.8617 | 60.98 | 23.5117 | 6777 | #N/A | #N/A
| 64.04 | 28.3539 | 59 | 25.782 | 60.08 | 26.4688 | 47.3 | 18.6402 | 57.02 | 23.7426 | 44.96 | 16.6096 | 66.02 | 29.2626 | 64.04 | 28.3562 | 48.2 | 19.4733 | 48.2 | 19.2975 | 42.8 | 15.3601 | 62.96 | 27.6353 | 62.06 | 27.3313 | 53.6 | 21.8094 | 62.96 | 24.2984 | 6778 | #N/A | #N/A
| 64.04 | 28.3539 | 57.02 | 24.4873 | 57.92 | 25.0058 | 56.3 | 23.7596 | 57.02 | 23.7426 | 55.94 | 19.2684 | 66.02 | 29.2613 | 64.04 | 27.8684 | 48.2 | 19.4733 | 53.6 | 21.7359 | 51.8 | 18.7435 | 62.06 | 27.4148 | 62.6 | 28.2329 | 62.06 | 25.6653 | 66.02 | 25.4205 | 6779 | #N/A | #N/A
| 64.04 | 28.7805 | 55.04 | 23.2123 | 57.02 | 24.4491 | 63.5 | 26.2218 | 57.02 | 23.7426 | 57.92 | 19.3117 | 64.04 | 28.3553 | 62.06 | 26.9831 | 51.8 | 21.498 | 71.96 | 27.6001 | 55.4 | 19.1888 | 57.02 | 23.714 | 59 | 25.2722 | 71.06 | 27.4447 | 69.08 | 26.4891 | 6780 | #N/A | #N/A
| 60.98 | 26.7085 | 53.96 | 22.5881 | 55.04 | 22.7834 | 71.42 | 28.4592 | 55.94 | 23.085 | 59 | 19.7694 | 64.04 | 28.3507 | 57.92 | 23.9212 | 55.4 | 23.004 | 78.08 | 28.7624 | 57.2 | 19.625 | 57.02 | 23.719 | 59 | 24.9143 | 77 | 28.5623 | 71.96 | 27.5998 | 6781 | #N/A | #N/A
| 60.08 | 26.0222 | 55.04 | 23.2183 | 55.04 | 22.7834 | 75.74 | 29.5989 | 55.04 | 22.5479 | 60.98 | 20.0538 | 64.94 | 28.9989 | 57.92 | 23.9367 | 71.96 | 27.4615 | 80.06 | 29.2525 | 59 | 19.6589 | 55.94 | 23.0643 | 57.92 | 24.2322 | 80.96 | 29.1381 | 75.02 | 27.9444 | 6782 | #N/A | #N/A
| 60.08 | 25.5752 | 53.96 | 22.2382 | 53.96 | 22.5171 | 77 | 30.135 | 53.96 | 22.235 | 60.98 | 20.0565 | 62.6 | 27.4213 | 57.02 | 23.3239 | 75.02 | 27.815 | 82.04 | 29.7417 | 62.6 | 20.1526 | 55.94 | 22.7673 | 57.02 | 23.6742 | 82.94 | 29.3106 | 77 | 29.1871 | 6783 | #N/A | #N/A
| 57.2 | 23.8868 | 53.06 | 22.0262 | 53.96 | 22.2089 | 83.66 | 30.9667 | 53.6 | 21.7683 | 62.06 | 20.761 | 62.06 | 26.9701 | 57.02 | 23.3239 | 77 | 28.7038 | 82.94 | 30.73 | 62.6 | 20.5308 | 53.96 | 21.916 | 55.94 | 23.0221 | 84.02 | 29.583 | 78.08 | 29.4577 | 6784 | #N/A | #N/A
| 57.02 | 23.7183 | 51.98 | 21.398 | 53.96 | 22.2089 | 84.2 | 30.6141 | 53.96 | 21.916 | 60.08 | 20.7501 | 60.08 | 25.5731 | 55.04 | 22.1532 | 77 | 29.4856 | 84.02 | 31.0004 | 60.8 | 20.4975 | 53.96 | 21.916 | 55.4 | 22.7768 | 84.02 | 29.5877 | 78.08 | 29.8995 | 6785 | #N/A | #N/A
| 55.94 | 22.7446 | 51.98 | 21.3953 | 53.06 | 21.3564 | 83.48 | 30.7906 | 53.06 | 21.3998 | 60.98 | 21.2391 | 57.92 | 24.2642 | 53.96 | 21.5913 | 77 | 29.0615 | 84.02 | 31.0026 | 60.8 | 20.9263 | 53.6 | 21.1864 | 55.04 | 22.1261 | 84.02 | 29.2183 | 78.08 | 29.4662 | 6786 | #N/A | #N/A
| 53.6 | 21.738 | 51.8 | 20.7362 | 51.98 | 21.0934 | 81.5 | 30.5935 | 51.98 | 21.1368 | 59 | 20.7574 | 55.94 | 23.4427 | 53.06 | 21.3721 | 75.92 | 29.2287 | 82.04 | 30.8836 | 60.8 | 21.3826 | 53.06 | 21.0549 | 53.96 | 21.8567 | 82.04 | 29.1062 | 77 | 29.2052 | 6787 | #N/A | #N/A
| 53.06 | 21.0267 | 51.08 | 20.9051 | 51.98 | 21.0664 | 76.64 | 29.699 | 51.98 | 20.7921 | 57.02 | 20.2743 | 57.02 | 23.7268 | 53.06 | 21.03 | 69.08 | 28.856 | 78.08 | 30.3644 | 59 | 21.431 | 51.98 | 20.4598 | 53.6 | 21.7229 | 78.08 | 28.8588 | 73.04 | 28.6709 | 6788 | #N/A | #N/A
| 53.06 | 21.0288 | 51.08 | 20.5611 | 51.8 | 20.1622 | 71.42 | 28.2736 | 51.08 | 20.529 | 55.94 | 20.009 | 53.96 | 21.6043 | 51.98 | 20.4311 | 62.06 | 25.8449 | 66.92 | 28.4901 | 57.2 | 20.9937 | 51.08 | 20.2409 | 53.6 | 21.144 | 66.92 | 27.7054 | 73.04 | 27.8865 | 6789 | #N/A | #N/A
| 53.06 | 21.3829 | 50 | 19.9401 | 51.08 | 20.5314 | 64.4 | 27.1557 | 51.08 | 20.5731 | 55.94 | 20.526 | 53.96 | 21.5874 | 51.08 | 20.2169 | 57.92 | 24.4105 | 71.96 | 28.0515 | 57.2 | 20.5089 | 51.08 | 19.9732 | 51.98 | 20.737 | 64.04 | 26.5543 | 66.02 | 26.5259 | 6790 | #N/A | #N/A
| 51.8 | 20.7201 | 50 | 19.9667 | 50 | 20.2369 | 59.9 | 25.6762 | 51.08 | 20.2409 | 53.96 | 20.8654 | 53.96 | 21.8835 | 51.08 | 19.9631 | 57.02 | 23.4467 | 68 | 27.441 | 55.4 | 19.6166 | 50 | 19.7106 | 51.8 | 20.7059 | 62.96 | 26.287 | 64.94 | 26.2596 | 6791 | #N/A | #N/A
| 51.98 | 20.1815 | 50 | 19.9667 | 50 | 19.9382 | 57.74 | 24.7078 | 51.08 | 20.2409 | 53.06 | 21.3164 | 53.96 | 21.5874 | 50 | 19.3812 | 55.94 | 23.1817 | 60.98 | 24.9417 | 51.8 | 18.7435 | 50 | 19.4001 | 51.8 | 20.1615 | 59 | 24.9557 | 69.08 | 27.2671 | 6792 | #N/A | #N/A
| 51.98 | 20.1658 | 48.92 | 19.1184 | 50 | 19.3629 | 58.1 | 24.9354 | 51.08 | 20.2409 | 53.06 | 20.9709 | 53.06 | 21.3683 | 50 | 19.3812 | 53.96 | 22.0028 | 57.02 | 22.9297 | 53.6 | 19.6352 | 50 | 19.2491 | 51.98 | 20.751 | 59 | 24.9513 | 66.92 | 26.7367 | 6793 | #N/A | #N/A
| 51.98 | 20.4327 | 48.92 | 18.577 | 50 | 19.3457 | 55.4 | 23.2349 | 48.92 | 18.3393 | 53.06 | 21.313 | 53.06 | 21.0459 | 50 | 19.6909 | 53.6 | 22.5657 | 53.06 | 21.301 | 51.8 | 18.7435 | 50 | 18.8597 | 51.08 | 19.9304 | 59 | 24.5294 | 64.94 | 25.4963 | 6794 | #N/A | #N/A
| 51.08 | 19.9635 | 48.02 | 18.6455 | 48.92 | 18.3132 | 55.76 | 23.4557 | 46.94 | 17.1171 | 53.06 | 20.6449 | 53.06 | 21.0247 | 50 | 19.3812 | 53.6 | 21.9358 | 53.6 | 21.1561 | 51.8 | 19.1982 | 50 | 19.4001 | 51.8 | 20.1615 | 59 | 24.5275 | 64.04 | 23.916 | 6795 | #N/A | #N/A
| 51.08 | 19.6373 | 44.96 | 16.8943 | 46.94 | 17.0975 | 57.74 | 24.629 | 44.96 | 16.1996 | 51.98 | 20.1194 | 53.06 | 20.6934 | 48.92 | 18.3427 | 53.6 | 22.5657 | 51.98 | 20.6933 | 50 | 18.7614 | 48.2 | 17.8741 | 51.98 | 19.8944 | 57.92 | 24.2639 | 62.96 | 23.3113 | 6796 | #N/A | #N/A
| 51.98 | 19.3283 | 44.06 | 16.1822 | 46.94 | 17.0975 | 55.4 | 23.434 | 44.96 | 15.9732 | 53.06 | 20.6528 | 53.06 | 20.4461 | 46.94 | 17.1225 | 53.96 | 22.6947 | 53.6 | 21.7359 | 50 | 18.7614 | 48.02 | 17.3981 | 51.98 | 19.5947 | 57.92 | 23.9246 | 62.06 | 22.4978 | 6797 | #N/A | #N/A
| 51.98 | 19.331 | 42.98 | 15.7245 | 44.96 | 15.9563 | 51.8 | 21.2867 | 44.96 | 15.9722 | 53.96 | 20.2992 | 53.06 | 20.1318 | 44.96 | 16.2034 | 55.4 | 23.6732 | 50 | 19.2226 | 51.8 | 19.682 | 46.94 | 16.892 | 53.06 | 19.5686 | 55.4 | 22.869 | 60.08 | 22.3341 | 6798 | #N/A | #N/A
| 51.98 | 18.5958 | 42.98 | 15.496 | 44.96 | 15.7722 | 52.34 | 21.4138 | 44.96 | 15.7891 | 53.06 | 20.391 | 51.98 | 19.8642 | 44.96 | 15.9732 | 55.4 | 23.004 | 50 | 19.3064 | 51.8 | 19.682 | 46.04 | 16.247 | 51.8 | 18.7151 | 55.4 | 22.869 | 57.92 | 21.4868 | 6799 | #N/A | #N/A
| 51.08 | 18.1273 | 42.08 | 15.2761 | 44.96 | 15.7722 | 52.16 | 21.3053 | 44.96 | 15.7881 | 51.98 | 20.3917 | 51.98 | 19.8642 | 44.96 | 15.7881 | 53.6 | 22.5657 | 48.2 | 18.7854 | 51.8 | 19.682 | 44.96 | 15.8014 | 51.08 | 18.3602 | 53.96 | 21.8723 | 57.92 | 19.9294 | 6800 | #N/A | #N/A
| 51.08 | 17.6826 | 42.08 | 15.272 | 44.96 | 15.5567 | 51.08 | 20.6886 | 44.96 | 15.5753 | 51.08 | 19.9059 | 51.98 | 18.0959 | 44.06 | 15.5662 | 51.8 | 21.498 | 46.4 | 17.8668 | 51.8 | 20.1966 | 44.06 | 15.5782 | 51.08 | 17.8591 | 55.4 | 22.869 | 57.02 | 19.4608 | 6801 | #N/A | #N/A
| 51.08 | 17.6772 | 44.96 | 15.7817 | 46.04 | 15.8129 | 50 | 19.7116 | 46.04 | 15.8327 | 51.08 | 19.5957 | 51.98 | 17.8939 | 46.04 | 16.04 | 51.8 | 21.498 | 46.4 | 17.8668 | 51.8 | 20.1966 | 46.04 | 16.0524 | 51.08 | 18.3469 | 53.6 | 22.4303 | 55.94 | 19.4436 | 6802 | #N/A | #N/A
| 51.08 | 17.8675 | 48.02 | 16.5183 | 46.04 | 15.8129 | 51.8 | 21.263 | 48.02 | 16.1393 | 50 | 19.9055 | 53.06 | 18.3453 | 48.92 | 16.5234 | 51.8 | 20.9054 | 55.04 | 21.7585 | 51.8 | 20.7435 | 48.92 | 16.5346 | 51.98 | 18.3094 | 57.02 | 23.2846 | 59 | 19.9324 | 6803 | #N/A | #N/A
| 51.8 | 17.8997 | 50 | 16.9955 | 50 | 16.5959 | 60.8 | 24.1357 | 50 | 16.6159 | 50 | 19.954 | 53.96 | 18.8006 | 51.08 | 17.2534 | 55.94 | 22.166 | 60.98 | 22.8621 | 50 | 19.759 | 51.08 | 17.0543 | 51.98 | 18.0633 | 62.06 | 24.9084 | 59 | 20.1825 | 6804 | #N/A | #N/A
| 51.08 | 17.8823 | 51.98 | 17.4736 | 51.98 | 17.0744 | 64.94 | 22.7773 | 51.98 | 17.0947 | 50 | 19.954 | 53.96 | 18.7966 | 53.96 | 17.7384 | 62.06 | 23.9617 | 64.04 | 23.28 | 50 | 19.759 | 53.06 | 17.3619 | 51.98 | 18.2995 | 64.4 | 23.3239 | 60.98 | 20.6641 | 6805 | #N/A | #N/A
| 53.96 | 18.3576 | 55.04 | 18.2137 | 51.98 | 17.0744 | 66.74 | 21.697 | 53.96 | 17.3764 | 51.08 | 20.5479 | 53.96 | 18.7966 | 55.94 | 18.2156 | 69.08 | 23.5493 | 66.92 | 23.9827 | 50 | 19.759 | 55.04 | 17.8393 | 53.96 | 18.5375 | 66.92 | 22.2038 | 64.04 | 21.8903 | 6806 | #N/A | #N/A
| 55.04 | 18.6218 | 55.94 | 18.4325 | 55.94 | 18.0327 | 68 | 22.2072 | 57.02 | 18.4837 | 51.08 | 20.2167 | 55.94 | 19.273 | 57.92 | 18.696 | 71.96 | 22.393 | 66.92 | 23.9866 | 50 | 19.759 | 55.94 | 18.0584 | 55.94 | 19.0171 | 69.08 | 22.9499 | 62.96 | 21.1475 | 6807 | #N/A | #N/A
| 57.02 | 19.2938 | 57.92 | 18.7022 | 57.02 | 18.0987 | 69.8 | 23.2568 | 57.02 | 18.4837 | 51.08 | 20.2167 | 57.02 | 19.533 | 59 | 18.7873 | 71.06 | 21.5885 | 66.92 | 24.3206 | 51.8 | 20.7435 | 57.92 | 18.3395 | 55.94 | 19.2582 | 69.98 | 23.4439 | 64.94 | 21.8911 | 6808 | #N/A | #N/A
| 57.92 | 19.3124 | 57.92 | 18.3327 | 57.02 | 18.0987 | 71.06 | 23.7492 | 57.02 | 18.3113 | 51.08 | 20.2167 | 57.02 | 19.2875 | 60.08 | 19.0471 | 71.96 | 24.2582 | 66.92 | 23.9898 | 51.8 | 20.7435 | 57.92 | 18.3378 | 57.02 | 19.2755 | 71.06 | 23.217 | 64.94 | 21.6315 | 6809 | #N/A | #N/A
| 57.92 | 19.3103 | 57.2 | 18.1557 | 57.92 | 18.3111 | 70.34 | 23.5746 | 57.02 | 18.3091 | 51.08 | 20.187 | 57.02 | 19.0867 | 60.98 | 19.0652 | 69.98 | 24.3318 | 66.02 | 22.9488 | 50 | 19.759 | 59 | 18.4381 | 57.02 | 19.2711 | 71.06 | 22.7193 | 64.94 | 21.8911 | 6810 | #N/A | #N/A
| 57.02 | 18.8603 | 55.94 | 18.0435 | 57.92 | 18.1514 | 69.8 | 23.5383 | 55.94 | 17.8481 | 51.08 | 19.9188 | 57.02 | 18.8571 | 59 | 18.583 | 69.98 | 24.0756 | 64.94 | 22.6872 | 50 | 19.759 | 57.02 | 17.9561 | 57.02 | 19.2672 | 69.98 | 22.9571 | 64.94 | 22.116 | 6811 | #N/A | #N/A
| 55.04 | 18.3744 | 51.98 | 17.0803 | 57.92 | 18.1514 | 64.04 | 23.4076 | 53.96 | 17.2077 | 51.08 | 19.9173 | 57.02 | 18.8571 | 55.94 | 17.8379 | 62.06 | 23.6794 | 60.98 | 22.2806 | 51.8 | 20.1966 | 53.96 | 17.2119 | 55.94 | 18.9996 | 62.96 | 24.0715 | 62.06 | 21.6968 | 6812 | #N/A | #N/A
| 55.04 | 18.1879 | 48.02 | 16.2859 | 53.06 | 17.1239 | 54.86 | 21.6216 | 51.08 | 16.5062 | 51.08 | 20.2167 | 55.04 | 18.3675 | 50 | 16.7602 | 60.98 | 22.7294 | 53.96 | 20.5704 | 50 | 19.759 | 50 | 16.6018 | 55.04 | 18.5819 | 59 | 23.1091 | 59 | 22.3386 | 6813 | #N/A | #N/A
| 53.96 | 17.9216 | 44.96 | 15.3744 | 51.98 | 16.858 | 55.04 | 21.382 | 48.02 | 15.9208 | 48.92 | 19.1152 | 55.04 | 18.3619 | 48.02 | 16.2769 | 57.92 | 21.982 | 51.98 | 20.0882 | 48.2 | 18.8076 | 48.02 | 15.9239 | 53.96 | 18.3156 | 57.02 | 22.3272 | 55.94 | 21.002 | 6814 | #N/A | #N/A
| 53.96 | 18.0987 | 46.04 | 15.437 | 51.98 | 16.858 | 59.36 | 21.9954 | 46.94 | 15.8501 | 48.02 | 18.6473 | 53.96 | 18.3212 | 46.94 | 15.8432 | 57.02 | 21.4917 | 51.08 | 19.5623 | 46.4 | 17.8877 | 46.04 | 15.636 | 53.96 | 18.9925 | 53.96 | 21.5773 | 53.96 | 20.521 | 6815 | #N/A | #N/A
| 53.06 | 18.1009 | 42.08 | 14.4749 | 48.92 | 16.1113 | 57.56 | 21.9868 | 44.96 | 15.1725 | 44.06 | 17.1249 | 53.96 | 18.3191 | 46.04 | 15.622 | 55.04 | 21.0085 | 51.08 | 19.868 | 44.6 | 16.9973 | 44.06 | 14.9588 | 53.06 | 18.7689 | 57.02 | 22.3204 | 53.06 | 20.6165 | 6816 | #N/A | #N/A
| 51.98 | 18.0309 | 39.92 | 13.951 | 48.02 | 15.7358 | 56.84 | 21.9209 | 42.98 | 14.5348 | 44.96 | 17.5717 | 53.96 | 18.5087 | 44.06 | 14.9475 | 55.04 | 20.6922 | 50 | 19.297 | 44.6 | 16.9973 | 42.08 | 14.6721 | 53.06 | 18.7677 | 55.94 | 22.0532 | 53.06 | 20.6165 | 6817 | #N/A | #N/A
| 51.98 | 18.2693 | 39.92 | 13.9493 | 48.02 | 15.7358 | 55.94 | 21.6444 | 42.08 | 14.4724 | 42.98 | 16.5912 | 53.96 | 18.5087 | 42.98 | 14.6842 | 53.96 | 20.1764 | 50 | 19.2949 | 42.8 | 16.5608 | 42.98 | 14.8884 | 53.06 | 18.2766 | 53.06 | 21.0095 | 53.06 | 20.6173 | 6818 | #N/A | #N/A
| 51.98 | 18.2664 | 39.02 | 13.7295 | 46.04 | 15.2531 | 56.12 | 20.8921 | 39.92 | 13.9476 | 42.98 | 16.3762 | 53.06 | 18.9914 | 42.08 | 14.4645 | 55.94 | 20.3681 | 50 | 19.0511 | 42.8 | 16.1351 | 42.08 | 14.6685 | 53.06 | 18.5133 | 53.96 | 21.2308 | 51.98 | 20.3544 | 6819 | #N/A | #N/A
| 51.98 | 18.0233 | 35.06 | 12.6156 | 44.96 | 14.9904 | 54.68 | 20.8512 | 39.02 | 13.9222 | 37.94 | 14.2446 | 53.06 | 18.5245 | 41 | 14.2025 | 53.96 | 20.4322 | 50 | 19.297 | 42.8 | 16.1351 | 42.08 | 14.6671 | 53.06 | 18.2723 | 53.96 | 21.23 | 51.98 | 20.6296 | 6820 | #N/A | #N/A
| 51.08 | 17.8031 | 37.04 | 13.4402 | 44.96 | 14.9904 | 54.14 | 20.7744 | 39.02 | 13.9191 | 39.92 | 15.1409 | 53.06 | 18.5217 | 39.92 | 13.9397 | 53.96 | 20.433 | 51.08 | 19.868 | 41 | 15.6989 | 39.02 | 14.092 | 51.98 | 18.0079 | 53.06 | 20.682 | 51.08 | 20.4136 | 6821 | #N/A | #N/A
| 51.08 | 17.7998 | 37.04 | 13.2453 | 44.06 | 14.7695 | 52.16 | 20.4015 | 39.02 | 13.9178 | 42.98 | 16.588 | 51.98 | 18.2565 | 39.02 | 13.5643 | 53.96 | 20.7462 | 50 | 19.6069 | 42.8 | 16.1351 | 39.92 | 14.3074 | 51.98 | 18.243 | 53.06 | 20.6835 | 51.08 | 20.4136 | 6822 | #N/A | #N/A
| 50 | 17.535 | 35.96 | 12.9829 | 44.06 | 14.7679 | 51.98 | 20.4093 | 37.04 | 13.2446 | 42.08 | 16.1975 | 51.08 | 18.284 | 39.02 | 13.5627 | 53.96 | 20.7455 | 50 | 19.2992 | 41 | 15.6989 | 39.02 | 13.9218 | 51.98 | 17.8098 | 51.98 | 20.4178 | 50 | 20.0139 | 6823 | #N/A | #N/A
| 48.92 | 17.0778 | 37.04 | 13.2419 | 44.06 | 14.7679 | 51.44 | 20.386 | 37.04 | 13.2438 | 37.94 | 14.2807 | 51.08 | 18.284 | 39.02 | 13.5598 | 53.96 | 20.43 | 51.08 | 19.8665 | 39.2 | 14.8635 | 37.94 | 13.8239 | 51.98 | 17.8066 | 51.98 | 20.4154 | 50 | 20.1498 | 6824 | #N/A | #N/A
| 48.02 | 16.8593 | 37.04 | 13.2411 | 44.06 | 14.7651 | 47.66 | 18.8336 | 37.04 | 13.2425 | 35.06 | 12.79 | 48.02 | 17.538 | 37.94 | 13.2988 | 53.96 | 19.6482 | 50 | 19.2999 | 41 | 15.2994 | 35.96 | 12.9839 | 51.98 | 17.8051 | 51.08 | 20.1975 | 50 | 20.0139 | 6825 | #N/A | #N/A
| 53.06 | 18.5083 | 39.92 | 14.2935 | 44.96 | 15.1346 | 50 | 19.9233 | 39.02 | 14.0778 | 46.04 | 17.5826 | 53.06 | 18.9699 | 42.08 | 14.6447 | 53.96 | 19.1497 | 53.96 | 21.1573 | 42.8 | 16.1351 | 42.08 | 15.0301 | 53.06 | 18.2566 | 50 | 19.6649 | 50 | 20.0139 | 6826 | #N/A | #N/A
| 55.94 | 18.9641 | 46.94 | 15.9898 | 44.96 | 15.1346 | 54.86 | 21.5488 | 44.96 | 15.7198 | 51.08 | 19.0312 | 55.94 | 19.6654 | 48.92 | 16.6712 | 55.04 | 20.1422 | 57.02 | 21.3097 | 46.4 | 17.4339 | 48.92 | 17.0845 | 55.94 | 19.4377 | 55.94 | 21.7059 | 53.06 | 20.0417 | 6827 | #N/A | #N/A
| 57.02 | 19.2225 | 51.98 | 17.4151 | 53.96 | 17.3068 | 58.46 | 21.4576 | 51.08 | 16.9936 | 53.96 | 19.496 | 57.92 | 20.1425 | 53.96 | 18.7228 | 55.94 | 20.6539 | 60.8 | 21.8463 | 51.8 | 19.1982 | 55.04 | 19.2458 | 57.92 | 19.6657 | 57.2 | 21.0312 | 53.6 | 20.3558 | 6828 | #N/A | #N/A
| 57.92 | 19.6782 | 55.94 | 18.1655 | 55.94 | 17.4501 | 59.54 | 21.4732 | 55.04 | 17.7833 | 57.02 | 19.5042 | 57.92 | 20.1389 | 57.92 | 20.1444 | 57.02 | 20.6273 | 60.08 | 21.5012 | 55.4 | 19.6166 | 57.02 | 19.7246 | 57.02 | 19.447 | 59 | 20.9806 | 53.96 | 20.2636 | 6829 | #N/A | #N/A
| 59 | 19.9394 | 59 | 18.5441 | 55.94 | 17.4501 | 59.9 | 21.5148 | 59 | 18.2095 | 59 | 20.4501 | 57.92 | 20.1389 | 60.08 | 20.6688 | 57.92 | 20.8489 | 59 | 21.409 | 55.4 | 19.1888 | 57.92 | 19.2595 | 57.92 | 19.664 | 60.08 | 21.043 | 55.04 | 20.5291 | 6830 | #N/A | #N/A
| 60.08 | 20.2039 | 60.98 | 19.0253 | 57.92 | 18.8356 | 60.44 | 21.7492 | 60.98 | 18.8711 | 59 | 19.5503 | 60.08 | 20.9328 | 62.06 | 20.9377 | 59 | 20.8799 | 60.8 | 21.8463 | 57.2 | 19.2229 | 59 | 18.9112 | 59 | 19.9286 | 60.98 | 21.2639 | 55.4 | 20.7923 | 6831 | #N/A | #N/A
| 59 | 19.9455 | 60.98 | 19.3903 | 57.92 | 17.737 | 60.8 | 21.9413 | 62.06 | 19.1334 | 59 | 19.5524 | 60.08 | 20.936 | 64.04 | 21.4219 | 60.08 | 21.1451 | 59 | 21.409 | 57.2 | 19.625 | 60.08 | 18.8123 | 57.92 | 19.4307 | 60.08 | 21.0502 | 55.4 | 20.2919 | 6832 | #N/A | #N/A
| 59 | 20.1961 | 60.08 | 19.3829 | 57.92 | 17.737 | 60.44 | 22.0112 | 64.04 | 19.7696 | 60.08 | 20.0051 | 59 | 20.4093 | 64.04 | 21.6408 | 60.08 | 20.8737 | 60.8 | 22.3611 | 57.2 | 19.2229 | 60.08 | 18.8136 | 57.92 | 19.6708 | 60.08 | 21.5774 | 55.4 | 20.2919 | 6833 | #N/A | #N/A
| 59 | 19.9472 | 60.08 | 19.1749 | 57.92 | 18.2728 | 59.9 | 21.9851 | 64.94 | 19.988 | 59 | 19.3222 | 59 | 20.6772 | 62.96 | 21.6456 | 59 | 20.6146 | 60.8 | 22.3611 | 57.2 | 18.8455 | 59 | 18.2154 | 57.02 | 19.2159 | 60.08 | 21.83 | 55.4 | 20.2919 | 6834 | #N/A | #N/A
| 57.92 | 19.6867 | 57.92 | 19.266 | 57.92 | 18.4675 | 58.64 | 21.5769 | 64.94 | 19.9893 | 57.02 | 18.8424 | 57.02 | 19.9298 | 60.98 | 20.6848 | 57.92 | 20.6288 | 60.8 | 22.9083 | 57.2 | 18.8455 | 57.92 | 18.4883 | 57.02 | 19.2159 | 57.92 | 21.6192 | 53.96 | 19.9854 | 6835 | #N/A | #N/A
| 53.96 | 19.1891 | 53.96 | 18.5001 | 57.92 | 18.4675 | 57.2 | 20.9753 | 60.08 | 19.7925 | 53.06 | 18.2984 | 57.02 | 19.9298 | 57.02 | 19.2342 | 55.94 | 20.6812 | 59 | 23.0513 | 55.4 | 18.787 | 55.04 | 19.0048 | 53.96 | 18.7138 | 55.04 | 21.1862 | 53.06 | 20.0664 | 6836 | #N/A | #N/A
| 48.02 | 17.5336 | 51.08 | 18.0408 | 55.04 | 18.9772 | 53.6 | 21.1624 | 55.04 | 18.7642 | 42.98 | 15.8522 | 48.92 | 17.964 | 51.98 | 18.4999 | 55.04 | 20.4635 | 59 | 23.0513 | 50 | 17.4791 | 48.02 | 17.7655 | 44.96 | 16.2932 | 55.04 | 21.187 | 53.6 | 20.3558 | 6837 | #N/A | #N/A
| 46.94 | 17.2717 | 51.08 | 18.2901 | 53.96 | 19.1779 | 53.6 | 21.1648 | 53.06 | 18.2857 | 39.02 | 14.2976 | 48.92 | 17.7497 | 46.04 | 17.273 | 53.96 | 19.9085 | 59 | 23.6685 | 46.4 | 17.0076 | 44.96 | 16.8106 | 42.08 | 15.1839 | 53.96 | 20.9275 | 51.8 | 20.4507 | 6838 | #N/A | #N/A
| 44.06 | 16.089 | 46.04 | 17.0688 | 53.96 | 19.1779 | 53.6 | 21.1681 | 51.98 | 18.2645 | 35.96 | 12.9869 | 48.02 | 17.5339 | 44.06 | 16.5798 | 53.96 | 19.6754 | 60.8 | 24.763 | 41 | 15.2994 | 44.06 | 16.3448 | 39.92 | 14.4833 | 53.96 | 21.2637 | 51.8 | 21.0158 | 6839 | #N/A | #N/A
| 42.08 | 15.4167 | 46.94 | 17.7684 | 51.98 | 18.2362 | 53.6 | 21.1681 | 48.92 | 17.2819 | 33.98 | 12.353 | 50 | 18.2265 | 42.98 | 15.831 | 53.96 | 19.9126 | 60.8 | 24.763 | 41 | 15.2994 | 42.08 | 15.6258 | 39.02 | 14.0592 | 53.6 | 21.2247 | 51.8 | 21.0158 | 6840 | #N/A | #N/A
| 42.08 | 15.1966 | 44.06 | 16.342 | 51.08 | 17.5891 | 53.6 | 21.7514 | 44.96 | 16.3227 | 33.08 | 11.9555 | 46.04 | 17.0538 | 41 | 15.1618 | 53.6 | 20.2598 | 59 | 24.3237 | 39.2 | 14.8635 | 41 | 15.1731 | 37.94 | 13.6329 | 53.6 | 21.2247 | 51.8 | 21.6162 | 6841 | #N/A | #N/A
| 41 | 14.7566 | 44.06 | 16.5918 | 51.08 | 17.5891 | 53.6 | 22.3777 | 44.06 | 16.1042 | 32 | 11.4987 | 46.04 | 17.0538 | 41 | 14.9406 | 53.96 | 20.785 | 59 | 24.3237 | 37.4 | 14.0531 | 39.92 | 14.69 | 37.94 | 13.4416 | 51.8 | 20.7868 | 51.8 | 21.6162 | 6842 | #N/A | #N/A
| 39.02 | 14.0715 | 44.06 | 16.593 | 48.92 | 17.0671 | 53.6 | 22.3862 | 44.06 | 16.1047 | 32 | 11.4976 | 44.06 | 16.3281 | 39.02 | 14.4618 | 53.6 | 20.7848 | 59 | 24.4882 | 37.4 | 13.7018 | 39.92 | 14.691 | 37.04 | 13.2248 | 53.06 | 21.4116 | 53.6 | 22.692 | 6843 | #N/A | #N/A
| 37.94 | 13.6452 | 42.08 | 15.6262 | 48.92 | 17.745 | 55.4 | 22.8306 | 42.98 | 16.0843 | 32 | 11.4973 | 42.98 | 15.8293 | 39.02 | 14.2831 | 53.6 | 21.3428 | 59 | 24.4964 | 37.4 | 14.0531 | 39.92 | 14.5113 | 37.04 | 13.2252 | 53.06 | 21.4177 | 53.6 | 22.692 | 6844 | #N/A | #N/A
| 37.94 | 13.647 | 42.98 | 16.0848 | 48.92 | 17.745 | 55.4 | 22.8364 | 44.96 | 16.3282 | 32 | 11.4973 | 44.96 | 16.7967 | 39.02 | 14.2855 | 53.96 | 21.7726 | 59 | 24.5088 | 39.2 | 14.4888 | 39.02 | 14.296 | 37.94 | 13.6369 | 53.6 | 21.8094 | 53.6 | 22.692 | 6845 | #N/A | #N/A
| 39.02 | 14.2812 | 42.98 | 16.0865 | 48.92 | 18.2281 | 55.4 | 23.5071 | 44.96 | 16.5686 | 32 | 11.3415 | 44.96 | 16.5496 | 39.02 | 14.2865 | 53.96 | 21.7779 | 60.08 | 25.2002 | 37.4 | 13.7018 | 37.94 | 14.0351 | 39.92 | 14.4881 | 53.6 | 21.8094 | 53.6 | 22.692 | 6846 | #N/A | #N/A
| 39.02 | 14.2831 | 42.08 | 15.8678 | 48.92 | 18.4569 | 55.4 | 23.5143 | 44.96 | 16.5686 | 30.92 | 11.0799 | 42.08 | 15.6161 | 37.94 | 13.818 | 55.04 | 22.3443 | 60.08 | 25.2111 | 37.4 | 13.7018 | 39.92 | 14.694 | 39.92 | 14.6669 | 53.6 | 22.4303 | 53.6 | 22.692 | 6847 | #N/A | #N/A
| 39.02 | 14.2812 | 42.08 | 15.8667 | 48.92 | 18.4569 | 55.4 | 23.5235 | 44.96 | 16.5675 | 32 | 11.3404 | 42.08 | 15.6161 | 37.94 | 13.8166 | 55.04 | 22.3498 | 60.08 | 25.2143 | 37.4 | 13.7018 | 39.92 | 14.6945 | 39.02 | 14.2708 | 55.4 | 22.869 | 53.6 | 22.692 | 6848 | #N/A | #N/A
| 39.02 | 14.2807 | 41 | 15.3668 | 48.92 | 18.4563 | 55.4 | 23.5224 | 44.96 | 16.8147 | 32 | 11.4946 | 46.04 | 17.2728 | 37.04 | 13.4329 | 55.4 | 22.3738 | 60.8 | 25.4589 | 35.6 | 13.2664 | 39.02 | 14.296 | 41 | 14.9274 | 55.4 | 22.869 | 53.6 | 22.692 | 6849 | #N/A | #N/A
| 46.04 | 17.538 | 44.06 | 17.0742 | 51.08 | 19.2636 | 55.4 | 23.5266 | 46.04 | 17.2909 | 37.04 | 13.6002 | 51.98 | 20.0419 | 42.08 | 15.8569 | 55.4 | 22.3738 | 60.8 | 25.4589 | 39.2 | 14.4888 | 42.08 | 15.6295 | 48.02 | 18.5163 | 55.94 | 23.1358 | 55.4 | 23.1299 | 6850 | #N/A | #N/A
| 57.02 | 21.8593 | 51.98 | 19.7574 | 51.08 | 19.2636 | 55.4 | 23.5266 | 51.08 | 18.7811 | 48.02 | 18.5378 | 57.92 | 22.0763 | 51.98 | 20.3153 | 55.94 | 22.9458 | 60.8 | 25.4589 | 48.2 | 18.8076 | 51.8 | 20.2011 | 57.02 | 21.5157 | 55.94 | 23.1368 | 55.4 | 23.8079 | 6851 | #N/A | #N/A
| 57.92 | 21.7524 | 57.02 | 21.2886 | 55.94 | 20.6901 | 57.2 | 24.6706 | 57.02 | 20.9873 | 57.92 | 21.4955 | 60.08 | 22.6011 | 59 | 22.0216 | 57.2 | 23.4424 | 60.8 | 25.4589 | 57.2 | 21.5093 | 55.04 | 20.9358 | 60.08 | 21.9984 | 57.2 | 23.3077 | 55.4 | 23.8079 | 6852 | #N/A | #N/A
| 60.08 | 22.0141 | 60.98 | 22.5193 | 59 | 21.7417 | 58.46 | 25.2038 | 62.06 | 22.2144 | 60.08 | 20.683 | 60.98 | 22.4962 | 60.98 | 21.6877 | 57.2 | 23.4424 | 62.6 | 26.6377 | 60.8 | 21.3826 | 60.08 | 20.698 | 62.06 | 22.175 | 57.2 | 23.968 | 55.4 | 23.8079 | 6853 | #N/A | #N/A
| 60.98 | 22.8301 | 62.06 | 22.5219 | 59 | 21.7417 | 59.36 | 25.7285 | 64.94 | 22.3816 | 60.98 | 21.1711 | 60.98 | 22.4962 | 62.96 | 20.487 | 60.98 | 24.5161 | 64.94 | 28.1164 | 60.8 | 20.9263 | 62.06 | 21.1825 | 62.06 | 22.7475 | 57.92 | 24.3752 | 55.4 | 23.8079 | 6854 | #N/A | #N/A
| 60.98 | 22.8349 | 62.96 | 22.1907 | 60.98 | 22.8252 | 59.72 | 26.1264 | 66.92 | 22.3641 | 60.98 | 21.4049 | 60.98 | 22.8314 | 64.04 | 20.529 | 62.06 | 24.7821 | 64.4 | 27.8622 | 62.6 | 21.8195 | 64.94 | 21.1781 | 62.96 | 22.7089 | 59 | 24.6399 | 57.02 | 24.8761 | 6855 | #N/A | #N/A
| 62.06 | 22.2051 | 62.06 | 22.7966 | 62.06 | 22.502 | 60.08 | 26.3014 | 68 | 22.9001 | 62.06 | 22.2041 | 60.98 | 23.1786 | 64.04 | 21.9282 | 62.06 | 25.196 | 64.4 | 27.8622 | 62.6 | 21.8195 | 64.94 | 21.6754 | 64.94 | 22.8912 | 60.08 | 24.9162 | 57.92 | 25.1034 | 6856 | #N/A | #N/A
| 60.98 | 22.2538 | 62.96 | 21.6783 | 62.06 | 22.502 | 60.8 | 26.3313 | 68 | 23.426 | 62.96 | 23.3245 | 60.98 | 23.1819 | 64.94 | 22.3814 | 64.04 | 25.69 | 64.4 | 27.8622 | 62.6 | 22.8221 | 64.94 | 21.6778 | 64.04 | 23.2453 | 60.98 | 25.1421 | 57.2 | 24.9664 | 6857 | #N/A | #N/A
| 60.98 | 22.8487 | 62.06 | 21.6963 | 60.98 | 23.1805 | 62.6 | 26.7727 | 66.92 | 23.4174 | 62.06 | 23.4475 | 60.98 | 23.187 | 62.96 | 22.1922 | 62.06 | 25.2042 | 64.4 | 27.8622 | 62.6 | 22.8221 | 64.04 | 20.3678 | 64.04 | 22.985 | 60.98 | 25.1401 | 57.2 | 24.9664 | 6858 | #N/A | #N/A
| 59 | 22.7129 | 60.08 | 22.6568 | 62.06 | 24.1063 | 60.8 | 26.3348 | 64.04 | 22.4721 | 60.98 | 23.4766 | 60.08 | 23.2644 | 62.06 | 22.5325 | 62.06 | 25.2064 | 64.04 | 27.519 | 60.8 | 22.9334 | 64.04 | 20.9727 | 62.06 | 23.4402 | 60.8 | 24.8463 | 57.2 | 24.9664 | 6859 | #N/A | #N/A
| 57.92 | 22.7456 | 57.02 | 22.2566 | 62.06 | 24.1063 | 60.8 | 26.3372 | 60.08 | 22.0673 | 60.08 | 23.6226 | 60.08 | 23.2644 | 59 | 22.3835 | 60.98 | 24.9493 | 64.4 | 27.8622 | 59 | 23.0783 | 60.08 | 21.5141 | 57.92 | 23.0918 | 60.98 | 25.5709 | 57.2 | 24.9664 | 6860 | #N/A | #N/A
| 55.04 | 21.7505 | 55.04 | 21.7755 | 59 | 22.7069 | 60.8 | 26.3324 | 57.92 | 22.1383 | 60.08 | 23.9337 | 55.04 | 22.4042 | 53.96 | 21.1573 | 60.08 | 24.7237 | 62.06 | 27.0255 | 59 | 23.0783 | 55.94 | 21.327 | 55.94 | 22.6084 | 60.08 | 25.35 | 57.2 | 24.9664 | 6861 | #N/A | #N/A
| 53.06 | 20.9305 | 53.96 | 21.5134 | 57.02 | 22.2256 | 60.8 | 26.3301 | 57.02 | 21.9209 | 60.08 | 24.3247 | 55.04 | 22.4059 | 51.08 | 19.8666 | 60.08 | 24.7237 | 62.6 | 27.4213 | 59 | 23.6973 | 53.06 | 20.956 | 55.94 | 22.6075 | 60.8 | 25.548 | 57.2 | 24.9664 | 6862 | #N/A | #N/A
| 53.96 | 21.4917 | 55.04 | 22.0709 | 57.02 | 22.2256 | 60.8 | 26.3277 | 55.94 | 22.001 | 60.08 | 24.6589 | 55.04 | 22.4077 | 48.92 | 18.7875 | 60.08 | 24.3177 | 62.06 | 26.5541 | 60.8 | 24.7939 | 51.98 | 20.3657 | 55.04 | 22.703 | 59 | 25.1083 | 57.2 | 24.9664 | 6863 | #N/A | #N/A
| 50 | 19.2909 | 53.96 | 21.8078 | 53.96 | 21.1387 | 60.8 | 26.3265 | 55.04 | 21.112 | 60.98 | 25.2974 | 55.04 | 22.4096 | 46.94 | 18.0235 | 60.08 | 24.3207 | 62.6 | 26.6377 | 60.8 | 24.7939 | 51.98 | 20.7921 | 53.96 | 22.1276 | 59 | 25.1083 | 57.2 | 24.9664 | 6864 | #N/A | #N/A
| 50 | 19.2952 | 53.06 | 21.3002 | 53.06 | 21.2639 | 59 | 25.8922 | 53.96 | 20.8525 | 60.98 | 25.3016 | 55.04 | 22.4123 | 48.02 | 18.3615 | 60.08 | 24.3286 | 62.6 | 26.6377 | 60.8 | 24.7939 | 46.94 | 18.3276 | 55.04 | 22.7087 | 59 | 25.1083 | 57.02 | 24.8908 | 6865 | #N/A | #N/A
| 48.02 | 18.5733 | 51.98 | 21.0425 | 53.06 | 21.2639 | 59 | 25.9029 | 53.06 | 20.6376 | 60.98 | 25.661 | 55.04 | 22.4123 | 50 | 19.6146 | 60.08 | 24.3336 | 60.8 | 26.1972 | 60.8 | 25.4919 | 46.94 | 18.0469 | 55.04 | 22.7162 | 59 | 25.1083 | 57.2 | 24.2464 | 6866 | #N/A | #N/A
| 48.02 | 18.6446 | 50 | 20.2263 | 51.98 | 21.0119 | 59 | 25.9075 | 51.98 | 20.7095 | 60.98 | 26.2483 | 55.94 | 22.9599 | 51.98 | 20.6949 | 60.08 | 24.3376 | 60.8 | 26.1972 | 60.8 | 25.4919 | 50 | 19.6364 | 55.94 | 23.3285 | 59 | 25.1083 | 57.2 | 24.2464 | 6867 | #N/A | #N/A
| 46.94 | 18.0935 | 51.08 | 20.4948 | 51.98 | 21.0187 | 59.36 | 25.9307 | 50 | 19.6386 | 62.06 | 26.0639 | 55.94 | 22.9684 | 48.02 | 18.5919 | 60.08 | 24.3487 | 60.8 | 26.1972 | 60.8 | 25.4919 | 51.08 | 20.5011 | 53.96 | 22.154 | 59 | 25.1083 | 55.4 | 23.8079 | 6868 | #N/A | #N/A
| 46.04 | 17.5912 | 51.08 | 20.8421 | 51.98 | 21.0187 | 60.8 | 26.3645 | 50 | 19.9783 | 62.96 | 26.1494 | 55.94 | 22.974 | 48.02 | 18.6508 | 60.8 | 24.9896 | 60.8 | 26.1972 | 60.8 | 25.4919 | 48.92 | 19.0803 | 55.04 | 22.7379 | 59 | 25.1083 | 55.94 | 24.2131 | 6869 | #N/A | #N/A
| 44.96 | 17.3803 | 50 | 20.2402 | 53.96 | 21.8044 | 60.26 | 26.3193 | 51.08 | 20.1749 | 62.06 | 26.3736 | 55.94 | 22.9788 | 46.04 | 17.648 | 60.8 | 24.9896 | 60.98 | 25.8646 | 62.6 | 25.9317 | 48.92 | 19.1378 | 55.04 | 23.1315 | 59 | 25.1083 | 55.94 | 24.2164 | 6870 | #N/A | #N/A
| 46.04 | 17.6424 | 51.08 | 20.848 | 55.04 | 22.4335 | 60.8 | 26.3717 | 51.08 | 20.1789 | 62.06 | 26.9774 | 55.94 | 22.9807 | 50 | 19.638 | 59 | 24.8524 | 60.8 | 25.4589 | 62.6 | 26.6728 | 51.08 | 20.5109 | 57.02 | 23.9538 | 59 | 25.1083 | 55.94 | 24.2175 | 6871 | #N/A | #N/A
| 51.08 | 20.4853 | 51.98 | 21.3651 | 55.04 | 22.4335 | 60.8 | 26.3728 | 51.98 | 20.729 | 62.96 | 27.1977 | 55.94 | 22.9807 | 51.08 | 20.1664 | 59 | 24.5508 | 60.8 | 26.1972 | 62.6 | 26.6728 | 51.98 | 21.0736 | 57.02 | 23.9517 | 57.2 | 24.6686 | 55.94 | 24.2197 | 6872 | #N/A | #N/A
| 53.06 | 21.6048 | 53.06 | 21.993 | 55.04 | 22.4381 | 60.8 | 26.374 | 53.06 | 21.3357 | 64.04 | 27.7154 | 55.94 | 22.9816 | 51.08 | 20.168 | 60.08 | 25.1233 | 60.8 | 25.4589 | 62.6 | 26.6728 | 53.96 | 21.8524 | 57.02 | 23.9528 | 60.08 | 25.7653 | 57.02 | 24.4883 | 6873 | #N/A | #N/A
| 57.92 | 24.1971 | 55.94 | 23.407 | 55.94 | 23.0369 | 60.8 | 27.1857 | 53.96 | 21.8533 | 64.04 | 28.2004 | 60.08 | 25.4958 | 53.06 | 21.3777 | 60.8 | 24.9896 | 60.8 | 26.1972 | 62.6 | 27.4587 | 55.94 | 23.0212 | 59 | 24.8586 | 60.98 | 26.4461 | 57.2 | 24.9664 | 6874 | #N/A | #N/A
| 62.06 | 25.9892 | 59 | 24.492 | 55.94 | 22.9753 | 60.8 | 27.1857 | 57.92 | 23.1862 | 66.02 | 28.6808 | 62.06 | 26.4297 | 55.04 | 22.5242 | 60.8 | 25.7012 | 62.6 | 27.4213 | 64.4 | 27.8997 | 57.92 | 24.233 | 60.98 | 25.7043 | 60.8 | 26.2924 | 57.2 | 24.9664 | 6875 | #N/A | #N/A
| 62.96 | 26.2181 | 62.06 | 25.6652 | 62.96 | 26.2015 | 62.6 | 28.4835 | 62.06 | 24.9087 | 69.08 | 29.8545 | 62.96 | 26.6546 | 60.08 | 25.2232 | 60.98 | 26.1733 | 64.4 | 28.6935 | 66.2 | 29.175 | 62.96 | 25.8898 | 62.96 | 26.1951 | 62.96 | 27.8363 | 57.2 | 24.9664 | 6876 | #N/A | #N/A
| 64.94 | 27.1521 | 64.04 | 26.5189 | 64.94 | 26.6934 | 64.4 | 28.9401 | 64.04 | 25.796 | 69.98 | 29.6555 | 64.94 | 27.1436 | 68 | 28.7576 | 60.8 | 25.7012 | 68 | 31.459 | 69.8 | 30.0581 | 66.02 | 27.0066 | 66.92 | 27.6162 | 64.4 | 28.8015 | 59 | 26.2848 | 6877 | #N/A | #N/A
| 66.02 | 27.4256 | 68 | 27.1348 | 64.94 | 26.6934 | 64.4 | 29.8526 | 64.94 | 26.4379 | 71.96 | 30.569 | 64.94 | 27.1436 | 69.8 | 27.6701 | 62.6 | 27.6972 | 69.8 | 31.8367 | 71.6 | 30.4995 | 66.02 | 27.0654 | 66.92 | 27.1789 | 64.4 | 28.8015 | 60.8 | 27.4202 | 6878 | #N/A | #N/A
| 66.02 | 26.9862 | 68 | 26.7256 | 69.08 | 26.6076 | 64.4 | 29.8716 | 66.92 | 26.1583 | 73.04 | 30.4172 | 64.94 | 27.6228 | 69.8 | 27.6701 | 64.04 | 27.9077 | 71.6 | 33.2712 | 71.6 | 30.4995 | 68 | 27.1855 | 69.08 | 28.162 | 64.4 | 28.8015 | 60.8 | 27.4202 | 6879 | #N/A | #N/A
| 66.02 | 27.443 | 71.06 | 27.1426 | 71.06 | 27.1018 | 66.2 | 30.3329 | 69.98 | 26.4839 | 73.04 | 30.4223 | 64.04 | 26.9477 | 69.8 | 26.971 | 62.6 | 27.6972 | 71.6 | 34.3209 | 73.4 | 30.1043 | 69.08 | 27.4205 | 69.08 | 27.7248 | 66.2 | 30.1319 | 62.6 | 28.7207 | 6880 | #N/A | #N/A
| 66.92 | 28.1333 | 71.06 | 26.434 | 71.06 | 27.1018 | 68 | 31.7533 | 69.98 | 26.4898 | 73.04 | 30.4249 | 62.96 | 26.688 | 68 | 25.9801 | 64.94 | 28.5857 | 73.4 | 33.7148 | 73.4 | 30.1043 | 68 | 27.1632 | 69.08 | 27.7315 | 66.2 | 30.1319 | 66.2 | 31.4823 | 6881 | #N/A | #N/A
| 66.92 | 26.439 | 69.08 | 25.9504 | 69.98 | 25.7633 | 69.8 | 33.2331 | 69.08 | 26.2703 | 71.96 | 30.585 | 64.04 | 26.99 | 66.02 | 25.892 | 64.04 | 28.8943 | 71.6 | 33.2712 | 73.4 | 30.1043 | 66.02 | 24.8334 | 66.92 | 28.117 | 69.8 | 31.9589 | 66.2 | 31.4823 | 6882 | #N/A | #N/A
| 64.94 | 24.9105 | 68 | 26.0077 | 69.08 | 25.2486 | 69.8 | 32.2295 | 68 | 26.0089 | 69.08 | 29.8823 | 62.6 | 27.4213 | 64.94 | 25.6303 | 66.2 | 29.4284 | 71.6 | 33.2712 | 73.4 | 30.1043 | 64.04 | 25.4339 | 64.04 | 26.1417 | 69.8 | 31.9589 | 66.2 | 30.5146 | 6883 | #N/A | #N/A
| 62.96 | 25.1378 | 66.02 | 25.9148 | 69.08 | 25.2486 | 68 | 29.934 | 66.02 | 25.916 | 66.02 | 29.1355 | 62.96 | 27.1523 | 64.04 | 25.4088 | 66.2 | 28.5778 | 69.8 | 31.8367 | 69.8 | 30.0581 | 62.96 | 24.7751 | 62.96 | 26.2395 | 68 | 30.5739 | 66.2 | 30.5146 | 6884 | #N/A | #N/A
| 60.98 | 24.9907 | 62.96 | 25.5022 | 64.94 | 25.9402 | 68 | 30.8405 | 64.04 | 26.1881 | 64.94 | 28.8692 | 60.08 | 25.1776 | 62.96 | 25.1411 | 68 | 28.2152 | 69.8 | 31.8367 | 68 | 29.6165 | 62.06 | 24.9457 | 60.98 | 25.7508 | 66.2 | 29.2429 | 64.04 | 29.0622 | 6885 | #N/A | #N/A
| 62.06 | 25.6683 | 62.96 | 25.4949 | 64.04 | 25.7152 | 68 | 30.8434 | 62.96 | 25.9179 | 64.94 | 28.8706 | 60.98 | 25.3921 | 62.96 | 25.4755 | 62.6 | 24.7574 | 68 | 30.4591 | 66.2 | 29.175 | 62.06 | 24.5469 | 60.62 | 25.44 | 66.02 | 29.6511 | 64.4 | 29.161 | 6886 | #N/A | #N/A
| 60.98 | 25.399 | 60.98 | 25.0064 | 64.04 | 25.7152 | 64.4 | 29.9696 | 62.06 | 24.9327 | 64.94 | 28.8706 | 62.06 | 26.0154 | 60.98 | 24.648 | 57.2 | 24.112 | 64.94 | 27.9125 | 66.2 | 29.175 | 62.06 | 24.5422 | 60.08 | 25.1599 | 64.4 | 28.8015 | 62.6 | 27.0483 | 6887 | #N/A | #N/A
| 62.06 | 25.2389 | 59 | 23.785 | 60.98 | 23.9091 | 62.6 | 27.7675 | 60.08 | 23.7339 | 64.04 | 28.655 | 60.98 | 25.749 | 60.98 | 24.2479 | 57.2 | 24.112 | 64.04 | 28.1053 | 64.4 | 28.7335 | 60.08 | 24.0516 | 60.98 | 25.7342 | 62.6 | 25.9877 | 60.8 | 26.6089 | 6888 | #N/A | #N/A
| 60.98 | 24.2456 | 57.92 | 22.8306 | 60.08 | 23.3184 | 62.6 | 26.9556 | 59 | 22.1244 | 64.94 | 28.8797 | 62.06 | 26.012 | 59 | 22.7822 | 55.04 | 22.2151 | 64.4 | 27.8622 | 64.4 | 28.7335 | 57.92 | 22.8373 | 60.98 | 25.3702 | 62.6 | 25.9877 | 60.8 | 25.844 | 6889 | #N/A | #N/A
| 59 | 23.4441 | 55.04 | 20.3277 | 60.08 | 23.3184 | 59 | 24.5911 | 55.04 | 19.5397 | 64.94 | 28.889 | 62.06 | 26.012 | 57.02 | 21.3581 | 53.96 | 21.2417 | 64.4 | 27.8622 | 64.4 | 28.7335 | 57.02 | 21.6445 | 60.08 | 24.0013 | 60.8 | 22.9762 | 59 | 24.6848 | 6890 | #N/A | #N/A
| 57.92 | 22.5146 | 51.98 | 19.0603 | 55.04 | 20.0066 | 57.2 | 22.84 | 51.98 | 18.0846 | 64.94 | 28.889 | 60.08 | 24.0161 | 55.04 | 20.5666 | 53.96 | 21.2392 | 62.96 | 25.6916 | 64.4 | 28.7335 | 55.04 | 20.8924 | 57.92 | 22.4941 | 57.02 | 22.5557 | 57.2 | 23.5679 | 6891 | #N/A | #N/A
| 57.02 | 21.0444 | 50 | 17.8386 | 51.98 | 17.8576 | 57.2 | 22.8315 | 51.08 | 17.4404 | 64.94 | 28.889 | 59 | 22.7687 | 53.06 | 19.8307 | 53.6 | 20.7848 | 60.98 | 23.7501 | 64.4 | 28.7335 | 53.96 | 20.6732 | 55.04 | 19.5059 | 55.04 | 21.3765 | 55.4 | 21.8902 | 6892 | #N/A | #N/A
| 55.04 | 20.0216 | 48.92 | 17.1389 | 51.98 | 17.8576 | 54.32 | 21.1315 | 48.92 | 16.9155 | 64.94 | 28.893 | 57.02 | 21.6119 | 51.08 | 19.0586 | 53.06 | 21.0112 | 59 | 22.6083 | 64.4 | 28.7335 | 51.98 | 18.8351 | 53.06 | 19.2907 | 55.04 | 20.5232 | 53.06 | 20.8325 | 6893 | #N/A | #N/A
| 53.06 | 18.8186 | 46.94 | 16.6557 | 48.92 | 16.706 | 52.88 | 20.0853 | 48.02 | 16.6935 | 64.04 | 28.6801 | 55.04 | 20.3038 | 50 | 18.0758 | 51.08 | 19.9234 | 59 | 22.4703 | 64.4 | 28.7335 | 48.92 | 16.734 | 51.98 | 18.7568 | 53.96 | 19.9584 | 51.8 | 19.9192 | 6894 | #N/A | #N/A
| 51.98 | 18.5507 | 44.96 | 15.3875 | 48.02 | 16.275 | 52.7 | 19.8852 | 46.04 | 15.4565 | 64.94 | 29.4272 | 53.06 | 19.0291 | 46.04 | 16.6197 | 51.08 | 19.3622 | 57.02 | 21.1886 | 64.4 | 28.7335 | 46.94 | 16.2499 | 51.98 | 18.7512 | 53.06 | 19.4951 | 51.08 | 19.4481 | 6895 | #N/A | #N/A
| 51.98 | 18.3434 | 42.08 | 14.4917 | 48.02 | 16.275 | 51.8 | 19.4168 | 46.04 | 15.296 | 64.94 | 29.4285 | 53.06 | 19.0291 | 46.04 | 16.1959 | 50 | 19.0952 | 55.94 | 20.6652 | 64.4 | 28.7335 | 46.04 | 16.0277 | 51.8 | 18.7151 | 53.06 | 19.2151 | 50 | 18.9357 | 6896 | #N/A | #N/A
| 50 | 17.8111 | 41 | 14.2258 | 46.04 | 15.2696 | 51.8 | 19.2682 | 44.06 | 14.8103 | 64.94 | 29.4285 | 51.98 | 18.812 | 44.96 | 15.54 | 50 | 18.5708 | 55.04 | 20.1486 | 64.4 | 28.7335 | 44.96 | 15.383 | 51.08 | 18.3049 | 51.08 | 18.729 | 48.92 | 18.3862 | 6897 | #N/A | #N/A
| 51.08 | 18.066 | 44.06 | 15.1554 | 46.94 | 15.4822 | 51.44 | 19.5143 | 44.96 | 15.1798 | 66.02 | 30.1427 | 53.06 | 19.074 | 46.04 | 15.797 | 51.08 | 18.6029 | 55.94 | 20.1238 | 66.2 | 30.0593 | 46.04 | 15.4456 | 51.08 | 18.3001 | 51.98 | 18.9441 | 50 | 18.9259 | 6898 | #N/A | #N/A
| 53.06 | 18.7911 | 46.94 | 15.8487 | 46.94 | 15.4822 | 53.96 | 20.2243 | 46.94 | 15.6563 | 69.08 | 31.4577 | 53.96 | 19.4915 | 48.92 | 16.4914 | 53.06 | 19.3059 | 59 | 20.8617 | 68 | 31.439 | 48.92 | 16.3334 | 53.06 | 18.9909 | 55.04 | 20.2008 | 53.06 | 19.3783 | 6899 | #N/A | #N/A
| 53.96 | 19.4885 | 50 | 16.5866 | 50 | 16.2169 | 56.3 | 20.8415 | 50 | 16.2381 | 71.06 | 31.9477 | 55.94 | 19.9687 | 51.08 | 16.8432 | 53.96 | 19.5233 | 60.98 | 21.0679 | 69.8 | 31.882 | 51.98 | 17.2396 | 53.06 | 18.7719 | 57.92 | 20.382 | 55.04 | 19.8573 | 6900 | #N/A | #N/A
| 55.04 | 19.264 | 51.98 | 17.2322 | 51.98 | 16.6943 | 60.08 | 21.5113 | 51.98 | 16.5327 | 73.04 | 32.4392 | 57.02 | 19.9599 | 53.96 | 17.9155 | 57.02 | 20.0402 | 64.04 | 21.8122 | 73.4 | 32.7676 | 53.06 | 17.7084 | 53.06 | 18.5189 | 60.08 | 20.6837 | 57.02 | 20.337 | 6901 | #N/A | #N/A
| 55.94 | 19.4804 | 53.96 | 17.5433 | 51.98 | 16.6943 | 60.26 | 21.1744 | 53.96 | 17.1931 | 71.96 | 31.6154 | 57.02 | 19.9599 | 55.94 | 18.1846 | 57.92 | 20.2577 | 64.04 | 21.5915 | 75.2 | 33.2104 | 53.96 | 18.3306 | 53.06 | 18.2783 | 60.98 | 20.3962 | 59 | 20.5892 | 6902 | #N/A | #N/A
| 55.94 | 19.2324 | 55.94 | 18.0245 | 55.94 | 17.6544 | 62.24 | 21.162 | 55.94 | 17.4915 | 75.02 | 32.9428 | 57.02 | 19.7438 | 57.02 | 18.4477 | 57.02 | 19.7792 | 64.04 | 20.8933 | 77 | 33.6533 | 55.04 | 18.3699 | 55.4 | 19.1624 | 62.96 | 20.677 | 57.92 | 20.0656 | 6903 | #N/A | #N/A
| 55.04 | 19.0851 | 57.02 | 18.0916 | 57.92 | 18.1343 | 60.8 | 20.597 | 57.92 | 17.773 | 73.04 | 32.4647 | 57.02 | 19.4933 | 57.92 | 18.6668 | 57.92 | 19.747 | 66.02 | 21.3763 | 75.2 | 33.2104 | 53.96 | 18.1085 | 53.96 | 18.4985 | 62.96 | 20.8799 | 57.92 | 20.0681 | 6904 | #N/A | #N/A
| 55.04 | 18.7744 | 59 | 18.2306 | 57.92 | 18.1343 | 60.8 | 21.0344 | 57.92 | 17.773 | 73.04 | 32.4722 | 57.02 | 19.4933 | 59 | 18.9286 | 57.02 | 19.3246 | 64.94 | 21.3128 | 75.2 | 33.2104 | 55.04 | 18.189 | 53.96 | 18.4985 | 53.6 | 19.2128 | 51.8 | 18.9497 | 6905 | #N/A | #N/A
| 53.96 | 18.5095 | 59 | 18.0321 | 59 | 18.0167 | 55.4 | 20.6758 | 59 | 17.8754 | 71.06 | 31.9897 | 55.94 | 19.231 | 59.54 | 18.9902 | 53.96 | 20.0457 | 64.94 | 21.3128 | 75.2 | 33.2104 | 55.04 | 18.1875 | 53.96 | 18.3034 | 60.98 | 20.3985 | 53.06 | 19.6626 | 6906 | #N/A | #N/A
| 53.06 | 18.0972 | 55.04 | 19.0232 | 55.04 | 18.7611 | 59.36 | 20.5926 | 57.92 | 17.2859 | 69.08 | 30.942 | 53.06 | 18.5302 | 60.08 | 19.0194 | 53.96 | 19.2968 | 64.94 | 20.8806 | 71.6 | 32.3247 | 53.96 | 17.9261 | 53.06 | 18.2783 | 60.08 | 19.9767 | 53.96 | 19.5963 | 6907 | #N/A | #N/A
| 48.92 | 17.093 | 50 | 17.8007 | 55.04 | 18.7611 | 58.46 | 19.898 | 53.96 | 16.4744 | 68 | 31.2459 | 53.06 | 18.5302 | 53.96 | 18.3202 | 53.96 | 18.7782 | 62.96 | 20.3969 | 69.8 | 31.882 | 50 | 17.3712 | 50 | 17.5348 | 57.92 | 19.4508 | 53.96 | 19.0989 | 6908 | #N/A | #N/A
| 44.96 | 16.1334 | 48.02 | 17.5666 | 51.98 | 18.0138 | 56.48 | 19.3302 | 50 | 16.0531 | 66.02 | 30.19 | 48.02 | 16.6499 | 46.04 | 16.8318 | 53.06 | 18.8079 | 62.06 | 20.1736 | 68 | 31.439 | 44.06 | 16.1237 | 50 | 17.5342 | 55.94 | 18.9647 | 53.06 | 18.4167 | 6909 | #N/A | #N/A
| 42.98 | 15.6513 | 42.08 | 15.6349 | 51.98 | 18.2503 | 55.22 | 19.2273 | 48.02 | 15.7525 | 68 | 30.7425 | 48.02 | 16.6478 | 42.08 | 15.6282 | 53.06 | 18.5509 | 60.08 | 19.5056 | 68 | 31.439 | 42.98 | 15.6661 | 51.08 | 17.6002 | 55.94 | 18.7296 | 51.98 | 18.1509 | 6910 | #N/A | #N/A
| 41 | 14.7657 | 42.08 | 15.6311 | 51.98 | 18.2503 | 56.66 | 19.0868 | 46.94 | 15.3066 | 68 | 30.7425 | 48.92 | 17.5172 | 41 | 14.9491 | 53.96 | 18.1399 | 60.08 | 19.5015 | 68 | 31.439 | 39.92 | 14.699 | 51.98 | 17.5925 | 57.92 | 18.6303 | 53.96 | 18.3932 | 6911 | #N/A | #N/A
| 37.94 | 13.6497 | 39.92 | 14.9136 | 51.98 | 16.8417 | 55.4 | 18.5503 | 44.96 | 15.0068 | 66.92 | 30.9846 | 48.92 | 17.0833 | 41 | 14.9466 | 53.96 | 18.3264 | 60.08 | 19.2856 | 68 | 31.439 | 39.02 | 14.2988 | 51.98 | 17.4097 | 57.02 | 18.4112 | 53.06 | 17.983 | 6912 | #N/A | #N/A
| 37.94 | 13.6506 | 39.92 | 14.5117 | 48.92 | 15.9464 | 53.78 | 18.0459 | 39.92 | 13.7887 | 66.92 | 30.4313 | 48.92 | 16.8602 | 37.94 | 13.819 | 53.06 | 18.1076 | 60.08 | 18.9129 | 68 | 31.439 | 37.94 | 13.8294 | 53.06 | 17.4637 | 53.96 | 17.8427 | 53.06 | 17.5812 | 6913 | #N/A | #N/A
| 37.94 | 13.6515 | 37.04 | 13.4411 | 48.92 | 15.9464 | 55.4 | 18.2923 | 41 | 14.2061 | 66.92 | 31.0087 | 48.92 | 16.8602 | 37.04 | 13.4346 | 53.96 | 18.1342 | 59 | 18.8504 | 68 | 31.439 | 37.04 | 13.4461 | 53.06 | 17.8525 | 53.96 | 17.6688 | 53.06 | 17.3754 | 6914 | #N/A | #N/A
| 37.04 | 13.4338 | 35.06 | 12.7696 | 46.04 | 15.0712 | 55.76 | 18.3764 | 39.02 | 13.9187 | 66.92 | 31.041 | 46.04 | 15.7765 | 35.06 | 12.6088 | 48.92 | 18.2648 | 57.02 | 18.5422 | 68 | 31.439 | 35.96 | 12.9916 | 51.98 | 17.4136 | 55.94 | 17.9457 | 53.06 | 17.2081 | 6915 | #N/A | #N/A
| 37.04 | 13.2405 | 35.06 | 12.6148 | 44.96 | 15.3383 | 55.04 | 18.2733 | 39.02 | 13.7267 | 66.92 | 31.041 | 46.04 | 15.9842 | 35.06 | 12.6084 | 51.98 | 17.8344 | 55.94 | 17.9095 | 68 | 32.4321 | 35.06 | 12.6182 | 50 | 16.7243 | 55.94 | 18.1448 | 53.06 | 17.3736 | 6916 | #N/A | #N/A
| 35.06 | 12.6088 | 33.08 | 11.9557 | 44.96 | 15.3383 | 55.94 | 18.5625 | 39.02 | 13.5703 | 66.02 | 30.8197 | 44.96 | 15.7243 | 33.98 | 12.1703 | 51.98 | 17.6444 | 55.94 | 18.1078 | 68 | 31.439 | 35.06 | 12.6198 | 46.04 | 15.7677 | 55.94 | 18.1424 | 51.98 | 17.3164 | 6917 | #N/A | #N/A
| 35.06 | 12.4277 | 37.94 | 13.4629 | 42.98 | 14.8567 | 52.52 | 17.92 | 39.02 | 13.1925 | 66.02 | 30.8197 | 44.06 | 15.5065 | 33.98 | 12.2287 | 51.08 | 17.2101 | 55.94 | 18.1074 | 66.2 | 30.9963 | 37.04 | 13.2527 | 44.96 | 15.5055 | 55.04 | 18.0971 | 53.06 | 17.7545 | 6918 | #N/A | #N/A
| 35.06 | 12.4242 | 37.04 | 13.2432 | 42.98 | 14.8545 | 50.9 | 17.4881 | 37.04 | 12.7124 | 66.02 | 30.8205 | 44.06 | 15.5031 | 37.04 | 13.0853 | 51.08 | 17.0355 | 55.04 | 17.8887 | 68 | 31.439 | 37.94 | 13.6606 | 50 | 17.1072 | 53.06 | 17.8308 | 51.08 | 17.2744 | 6919 | #N/A | #N/A
| 33.98 | 11.967 | 35.96 | 12.9808 | 42.98 | 14.8545 | 46.22 | 16.5028 | 35.96 | 12.4508 | 66.02 | 30.8197 | 44.06 | 15.5031 | 35.96 | 12.642 | 51.08 | 16.8295 | 53.96 | 17.795 | 68 | 31.439 | 37.04 | 13.248 | 51.08 | 17.188 | 48.92 | 17.0091 | 50 | 17.2301 | 6920 | #N/A | #N/A
| 33.98 | 11.9651 | 35.96 | 12.8233 | 42.08 | 14.799 | 48.02 | 16.9364 | 35.96 | 12.4508 | 66.92 | 30.4835 | 42.98 | 15.0293 | 33.98 | 11.9659 | 51.08 | 16.6638 | 53.96 | 17.7916 | 68 | 31.439 | 35.06 | 12.612 | 50 | 17.1037 | 48.02 | 16.7897 | 48.92 | 16.9659 | 6921 | #N/A | #N/A
| 41 | 15.1546 | 37.94 | 13.4552 | 44.06 | 15.4828 | 49.28 | 17.5937 | 37.94 | 13.3015 | 68 | 31.7922 | 44.96 | 16.1138 | 37.94 | 13.643 | 50 | 16.7639 | 55.04 | 18.0486 | 68 | 31.439 | 37.04 | 13.4354 | 51.98 | 17.58 | 48.02 | 17.212 | 51.08 | 16.8832 | 6922 | #N/A | #N/A
| 53.06 | 19.233 | 44.06 | 15.5001 | 44.06 | 15.4828 | 54.14 | 18.9315 | 44.06 | 14.7794 | 68 | 31.3068 | 55.04 | 19.2317 | 44.96 | 16.115 | 53.06 | 17.5007 | 57.92 | 18.7421 | 68 | 32.4321 | 46.94 | 17.2871 | 53.96 | 18.2799 | 53.96 | 18.8936 | 51.98 | 17.4779 | 6923 | #N/A | #N/A
| 55.94 | 19.2023 | 50 | 17.5295 | 53.06 | 18.0582 | 57.38 | 19.758 | 48.92 | 16.1093 | 69.98 | 32.2798 | 57.02 | 19.0318 | 53.06 | 18.9706 | 53.96 | 17.5158 | 60.08 | 19.661 | 73.4 | 33.7628 | 55.04 | 18.9997 | 55.04 | 18.5388 | 57.92 | 19.1782 | 55.04 | 18.0394 | 6924 | #N/A | #N/A
| 55.94 | 18.77 | 53.06 | 18.9762 | 53.96 | 18.2778 | 60.08 | 19.9657 | 53.06 | 17.3054 | 69.08 | 32.0581 | 57.92 | 19.4408 | 57.02 | 19.0349 | 55.04 | 17.9798 | 60.98 | 19.4829 | 73.4 | 33.7628 | 55.94 | 18.7843 | 55.94 | 18.9494 | 60.08 | 19.5162 | 55.94 | 18.6542 | 6925 | #N/A | #N/A
| 57.02 | 19.2247 | 53.06 | 18.5155 | 53.96 | 18.2778 | 60.8 | 19.9874 | 53.96 | 17.9009 | 69.98 | 32.2798 | 57.92 | 19.4408 | 57.92 | 19.4473 | 55.94 | 18.1984 | 62.96 | 19.7919 | 71.6 | 33.3192 | 57.92 | 19.4586 | 55.94 | 18.5352 | 62.96 | 20.2147 | 55.94 | 18.2573 | 6926 | #N/A | #N/A
| 57.02 | 19.2274 | 53.96 | 18.9853 | 55.04 | 18.9755 | 62.42 | 20.4981 | 57.02 | 19.0474 | 69.8 | 31.8457 | 59 | 19.7041 | 60.08 | 19.9749 | 59 | 19.3325 | 62.96 | 19.9664 | 71.6 | 33.3192 | 57.92 | 19.2679 | 57.02 | 19.0215 | 62.06 | 19.7835 | 59 | 19.3971 | 6927 | #N/A | #N/A
| 57.92 | 19.2557 | 55.04 | 19.2519 | 55.04 | 19.227 | 64.58 | 20.9488 | 59 | 19.724 | 69.08 | 31.6324 | 59 | 19.7068 | 60.08 | 20.4678 | 60.08 | 19.3813 | 64.94 | 20.4469 | 69.8 | 31.882 | 57.92 | 19.4656 | 57.02 | 19.0251 | 62.06 | 20.0035 | 57.92 | 18.9176 | 6928 | #N/A | #N/A
| 59 | 19.7124 | 55.04 | 19.0038 | 55.04 | 19.227 | 61.88 | 20.4903 | 59 | 19.7262 | 68 | 31.7922 | 57.92 | 19.6887 | 60.08 | 20.4708 | 53.96 | 18.9918 | 66.02 | 20.9251 | 71.6 | 32.3247 | 57.02 | 19.2493 | 55.04 | 18.5472 | 62.06 | 20.0035 | 59 | 19.5908 | 6929 | #N/A | #N/A
| 55.94 | 18.9739 | 53.96 | 18.7461 | 53.06 | 18.5047 | 62.78 | 20.9988 | 57.02 | 19.74 | 66.92 | 31.041 | 55.94 | 18.9704 | 59 | 19.9617 | 57.02 | 19.9994 | 62.96 | 20.1839 | 69.8 | 31.882 | 57.02 | 19.252 | 55.04 | 18.5498 | 62.06 | 20.194 | 57.92 | 19.1423 | 6930 | #N/A | #N/A
| 55.04 | 18.757 | 51.98 | 18.5177 | 53.06 | 18.7546 | 61.34 | 20.7781 | 55.04 | 19.263 | 66.92 | 31.041 | 55.94 | 18.9726 | 57.92 | 19.7006 | 55.04 | 20.0271 | 62.96 | 20.3714 | 68 | 31.439 | 55.04 | 18.7735 | 53.06 | 18.0724 | 60.98 | 19.9347 | 57.92 | 19.5731 | 6931 | #N/A | #N/A
| 51.98 | 18.2556 | 50 | 17.7899 | 53.06 | 18.7546 | 59.9 | 20.3063 | 51.08 | 18.0538 | 66.02 | 30.8197 | 55.94 | 18.9726 | 55.04 | 19.0044 | 55.94 | 19.4816 | 60.08 | 19.9053 | 68 | 31.439 | 51.08 | 18.0567 | 48.02 | 17.0453 | 60.08 | 19.9505 | 55.04 | 19.0824 | 6932 | #N/A | #N/A
| 46.94 | 17.0348 | 46.94 | 17.2995 | 51.98 | 18.4963 | 59.36 | 20.3019 | 50 | 17.7932 | 64.94 | 29.9902 | 48.02 | 17.0545 | 51.08 | 18.2936 | 50 | 19.9162 | 57.92 | 19.8221 | 66.2 | 30.9963 | 48.92 | 17.5338 | 42.98 | 15.4112 | 57.92 | 19.8735 | 55.04 | 19.0806 | 6933 | #N/A | #N/A
| 44.06 | 15.9082 | 44.06 | 16.3539 | 51.08 | 18.2793 | 59 | 20.563 | 46.04 | 16.8331 | 66.02 | 30.2558 | 44.96 | 16.1222 | 46.94 | 17.2904 | 50 | 19.9211 | 57.92 | 20.0805 | 66.2 | 30.9963 | 46.94 | 17.0552 | 39.92 | 14.4939 | 53.96 | 19.6672 | 53.96 | 19.0736 | 6934 | #N/A | #N/A
| 42.08 | 15.4271 | 41 | 15.3749 | 51.08 | 18.2793 | 55.58 | 20.1511 | 46.94 | 17.0552 | 62.96 | 28.5203 | 42.98 | 15.4208 | 44.06 | 16.3452 | 50 | 19.9266 | 60.08 | 20.6012 | 66.2 | 30.9963 | 44.96 | 16.5759 | 39.92 | 14.2866 | 53.06 | 19.6886 | 53.06 | 19.121 | 6935 | #N/A | #N/A
| 39.92 | 14.5043 | 48.02 | 17.7803 | 48.92 | 18.2371 | 57.2 | 20.4509 | 44.06 | 16.1189 | 62.6 | 27.4286 | 42.98 | 15.6432 | 41 | 15.1728 | 50 | 19.9282 | 60.08 | 20.8231 | 62.6 | 28.2919 | 42.08 | 15.4455 | 39.02 | 14.0693 | 57.02 | 20.139 | 53.96 | 19.3409 | 6936 | #N/A | #N/A
| 39.02 | 14.0807 | 48.02 | 18.0522 | 48.92 | 18.2428 | 59.72 | 20.9747 | 44.96 | 16.3407 | 60.8 | 26.9877 | 41 | 14.9424 | 42.08 | 15.4364 | 50 | 20.2093 | 60.98 | 21.5573 | 60.8 | 26.2324 | 42.08 | 15.4492 | 44.06 | 16.3298 | 59 | 20.4011 | 55.04 | 19.6069 | 6937 | #N/A | #N/A
| 37.94 | 13.6554 | 46.94 | 17.7921 | 48.92 | 18.2428 | 59 | 21.0347 | 44.96 | 16.5822 | 60.98 | 26.8014 | 41 | 14.9424 | 39.92 | 14.6952 | 50 | 20.2134 | 62.06 | 22.6841 | 60.8 | 26.2324 | 39.92 | 14.706 | 48.92 | 18.2403 | 57.92 | 20.148 | 55.04 | 20.1236 | 6938 | #N/A | #N/A
| 37.94 | 13.6604 | 46.04 | 17.5764 | 48.02 | 17.7647 | 59 | 21.0424 | 42.98 | 15.8643 | 60.98 | 26.8051 | 44.06 | 15.9142 | 39.02 | 14.301 | 50 | 20.2175 | 62.96 | 22.9156 | 60.8 | 27.0178 | 39.92 | 14.709 | 50 | 18.737 | 57.02 | 20.6673 | 55.94 | 21.1548 | 6939 | #N/A | #N/A
| 37.94 | 13.8273 | 44.6 | 16.9918 | 48.02 | 18.0327 | 59 | 21.5375 | 42.98 | 16.1058 | 60.98 | 26.8051 | 48.02 | 17.5557 | 37.94 | 13.6662 | 51.08 | 20.2041 | 62.96 | 23.1865 | 60.8 | 26.2324 | 39.92 | 14.5302 | 51.98 | 19.2184 | 55.04 | 20.7387 | 53.96 | 21.6268 | 6940 | #N/A | #N/A
| 37.94 | 13.6626 | 41 | 15.6937 | 48.02 | 18.0327 | 59 | 22.0595 | 42.08 | 15.6524 | 60.98 | 26.8471 | 48.92 | 17.991 | 37.94 | 13.6684 | 51.98 | 19.8468 | 62.06 | 23.9543 | 60.8 | 27.0178 | 39.02 | 14.3158 | 53.06 | 19.7708 | 57.92 | 21.4376 | 53.96 | 21.2857 | 6941 | #N/A | #N/A
| 37.94 | 13.6653 | 42.98 | 16.3644 | 46.94 | 18.0087 | 59 | 22.0659 | 44.06 | 16.6274 | 60.08 | 26.6106 | 50 | 18.5221 | 37.04 | 13.453 | 48.92 | 17.5398 | 60.98 | 24.7861 | 60.8 | 27.0178 | 37.94 | 14.0574 | 53.06 | 20.0213 | 55.94 | 21.2782 | 53.96 | 21.0076 | 6942 | #N/A | #N/A
| 37.04 | 13.4494 | 42.98 | 16.3668 | 46.94 | 18.0114 | 54.68 | 20.8492 | 44.06 | 16.6316 | 59 | 25.7638 | 51.08 | 19.0171 | 35.96 | 13.0003 | 46.94 | 17.5692 | 60.08 | 24.1726 | 60.8 | 27.0178 | 37.94 | 13.8503 | 53.06 | 20.3292 | 51.98 | 19.7359 | 53.96 | 20.6814 | 6943 | #N/A | #N/A
| 37.94 | 13.6684 | 44.06 | 16.8458 | 46.94 | 18.0114 | 53.6 | 18.8311 | 44.96 | 17.0683 | 57.92 | 25.0516 | 51.08 | 19.0171 | 37.04 | 13.2623 | 46.04 | 17.5747 | 59 | 22.9105 | 59 | 25.7921 | 37.94 | 13.8517 | 53.06 | 20.3315 | 51.98 | 17.9963 | 51.98 | 19.9352 | 6944 | #N/A | #N/A
| 37.94 | 13.7181 | 42.98 | 16.3722 | 46.04 | 17.7976 | 48.02 | 17.4759 | 46.94 | 17.8198 | 57.02 | 24.4703 | 51.98 | 19.2382 | 35.96 | 12.847 | 42.98 | 16.6059 | 57.02 | 21.7382 | 60.8 | 27.0178 | 37.04 | 13.6359 | 53.96 | 20.8179 | 46.94 | 17.2193 | 48.02 | 16.9572 | 6945 | #N/A | #N/A
| 50 | 19.6073 | 50 | 19.635 | 48.92 | 19.0325 | 46.94 | 17.2501 | 48.02 | 18.3151 | 57.92 | 25.0516 | 57.02 | 20.9976 | 37.04 | 13.5044 | 46.94 | 17.3012 | 55.04 | 19.1365 | 59 | 25.0521 | 46.04 | 17.5982 | 57.02 | 22.2325 | 44.06 | 16.5149 | 46.94 | 16.6889 | 6946 | #N/A | #N/A
| 60.08 | 22.6565 | 55.04 | 20.8646 | 48.92 | 19.0325 | 54.5 | 19.2051 | 51.08 | 19.5999 | 62.06 | 27.0746 | 60.08 | 22.3192 | 53.06 | 20.6253 | 51.08 | 18.3021 | 55.94 | 18.9075 | 62.6 | 28.2919 | 53.06 | 20.6446 | 59 | 22.7179 | 55.04 | 19.172 | 50 | 17.8657 | 6947 | #N/A | #N/A
| 62.06 | 23.5619 | 57.92 | 21.8393 | 57.92 | 21.8043 | 57.38 | 19.4478 | 55.94 | 21.0944 | 64.94 | 27.3096 | 62.06 | 23.1331 | 62.06 | 23.4922 | 53.06 | 18.7817 | 60.08 | 20.1059 | 62.6 | 28.2919 | 60.08 | 22.6875 | 60.98 | 23.206 | 57.92 | 19.194 | 53.06 | 18.605 | 6948 | #N/A | #N/A
| 62.96 | 23.436 | 62.96 | 23.0728 | 62.06 | 22.8191 | 59.9 | 19.1293 | 60.08 | 22.3759 | 66.02 | 27.1163 | 62.96 | 23.779 | 64.94 | 24.2002 | 57.02 | 18.4728 | 62.06 | 19.2274 | 64.4 | 27.1132 | 62.96 | 23.0652 | 62.96 | 23.9927 | 60.08 | 18.7813 | 55.94 | 17.901 | 6949 | #N/A | #N/A
| 64.94 | 24.1999 | 64.94 | 23.8901 | 62.06 | 22.8191 | 61.7 | 19.2334 | 62.96 | 23.0802 | 68 | 27.5971 | 64.04 | 24.6197 | 66.02 | 24.4691 | 55.04 | 17.6285 | 62.96 | 18.8978 | 66.2 | 27.5535 | 66.02 | 23.5498 | 64.94 | 24.8488 | 60.08 | 18.3913 | 57.02 | 18.3274 | 6950 | #N/A | #N/A
| 64.94 | 24.504 | 69.08 | 25.2534 | 68 | 24.2797 | 63.68 | 20.116 | 66.02 | 24.5095 | 68 | 27.6039 | 64.94 | 24.4886 | 66.02 | 24.7745 | 55.94 | 17.8482 | 64.04 | 19.3215 | 68 | 27.9938 | 66.92 | 24.3762 | 64.94 | 25.1743 | 62.06 | 19.4244 | 57.92 | 17.9807 | 6951 | #N/A | #N/A
| 64.94 | 24.5156 | 69.98 | 25.7816 | 69.08 | 25.2279 | 63.5 | 20.1827 | 69.98 | 25.7836 | 68 | 27.6016 | 64.94 | 24.8657 | 66.92 | 25.0044 | 59 | 18.4005 | 64.94 | 19.7425 | 68 | 26.5511 | 66.92 | 24.7312 | 64.94 | 25.1867 | 60.98 | 19.1674 | 59 | 18.4521 | 6952 | #N/A | #N/A
| 64.94 | 24.8919 | 69.98 | 26.1595 | 69.08 | 25.2279 | 64.22 | 20.2878 | 69.98 | 26.1587 | 66.92 | 27.7871 | 64.94 | 25.188 | 66.92 | 25.3814 | 57.92 | 18.699 | 64.94 | 19.7446 | 68 | 27.2511 | 66.92 | 25.0365 | 64.94 | 25.5863 | 62.96 | 19.4866 | 59 | 18.6459 | 6953 | #N/A | #N/A
| 64.04 | 24.6772 | 69.08 | 26.2653 | 69.98 | 26.1264 | 64.4 | 20.2277 | 69.98 | 26.4859 | 66.02 | 27.1129 | 64.04 | 24.9771 | 66.02 | 25.4827 | 60.08 | 19.0173 | 64.94 | 19.7442 | 68 | 27.2511 | 66.92 | 25.041 | 64.04 | 25.3747 | 62.96 | 19.4866 | 59 | 18.8109 | 6954 | #N/A | #N/A
| 62.96 | 24.7332 | 69.08 | 26.2721 | 69.98 | 26.4505 | 63.68 | 20.0192 | 68 | 26.4021 | 64.04 | 26.6287 | 62.06 | 24.5 | 64.04 | 25.4007 | 60.08 | 19.2221 | 64.04 | 19.7122 | 66.2 | 26.1118 | 64.04 | 24.7148 | 62.06 | 25.236 | 64.04 | 19.5593 | 59 | 18.8109 | 6955 | #N/A | #N/A
| 60.98 | 24.259 | 66.02 | 26.266 | 69.98 | 26.4505 | 60.08 | 19.012 | 66.92 | 26.1466 | 62.06 | 26.1434 | 62.06 | 24.5 | 62.06 | 24.9225 | 53.06 | 18.1038 | 60.98 | 19.3293 | 64.4 | 26.3716 | 62.06 | 24.9477 | 60.98 | 24.9774 | 60.98 | 18.6154 | 53.96 | 17.974 | 6956 | #N/A | #N/A
| 60.98 | 24.6546 | 66.02 | 25.9268 | 66.02 | 25.8838 | 55.4 | 18.2201 | 66.02 | 25.927 | 62.06 | 26.14 | 60.08 | 24.7549 | 60.98 | 24.6609 | 46.04 | 16.6344 | 51.98 | 18.3858 | 62.6 | 25.9317 | 60.08 | 24.4676 | 60.98 | 25.3992 | 55.04 | 17.7286 | 53.96 | 17.971 | 6957 | #N/A | #N/A
| 60.98 | 24.9938 | 64.04 | 25.4457 | 64.04 | 25.3995 | 52.16 | 17.6487 | 64.94 | 25.6655 | 60.98 | 25.8714 | 60.98 | 24.982 | 60.98 | 25.0014 | 44.06 | 16.1535 | 51.08 | 18.1658 | 60.8 | 25.4919 | 60.08 | 24.4686 | 60.08 | 24.7638 | 50 | 17.0923 | 51.08 | 17.6825 | 6958 | #N/A | #N/A
| 60.98 | 25.0009 | 62.96 | 25.1861 | 64.04 | 25.3995 | 53.96 | 18.2314 | 64.04 | 25.449 | 60.98 | 26.3239 | 60.98 | 24.984 | 60.98 | 25.0055 | 42.98 | 15.8887 | 55.94 | 18.8993 | 60.8 | 25.4919 | 59 | 24.2081 | 60.08 | 24.9734 | 48.92 | 17.0155 | 51.08 | 17.2709 | 6959 | #N/A | #N/A
| 60.98 | 24.9979 | 62.06 | 24.9655 | 62.06 | 24.9172 | 51.44 | 17.695 | 62.96 | 24.7905 | 60.98 | 26.3274 | 60.98 | 25.4083 | 60.08 | 24.7858 | 39.92 | 14.914 | 55.04 | 18.4506 | 60.8 | 25.4919 | 59 | 24.2112 | 60.08 | 25.1868 | 48.92 | 16.8289 | 51.98 | 17.4874 | 6960 | #N/A | #N/A
| 60.98 | 25.4249 | 60.98 | 24.704 | 62.06 | 25.2627 | 50.54 | 17.4009 | 62.06 | 24.572 | 60.98 | 26.3298 | 60.98 | 25.7713 | 60.98 | 25.4296 | 37.94 | 14.0285 | 53.96 | 18.8593 | 60.8 | 25.4919 | 59 | 24.2122 | 60.08 | 25.1825 | 48.02 | 16.7955 | 53.06 | 17.5716 | 6961 | #N/A | #N/A
| 62.06 | 25.6975 | 62.06 | 24.9726 | 62.06 | 25.2627 | 49.82 | 17.2627 | 62.06 | 24.5769 | 60.98 | 26.3322 | 60.98 | 25.7713 | 62.06 | 25.7032 | 37.04 | 13.634 | 55.94 | 19.5942 | 60.8 | 26.2324 | 57.92 | 23.9556 | 60.08 | 25.1955 | 48.92 | 16.8274 | 53.06 | 17.5711 | 6962 | #N/A | #N/A
| 62.06 | 26.0604 | 62.06 | 25.3159 | 62.06 | 25.2711 | 48.2 | 16.87 | 60.98 | 25.0515 | 60.08 | 26.1144 | 62.06 | 26.0488 | 62.06 | 26.0664 | 35.96 | 13.1702 | 55.94 | 19.3404 | 59 | 25.0521 | 59 | 24.5639 | 60.08 | 25.1976 | 48.92 | 16.8269 | 53.96 | 17.4179 | 6963 | #N/A | #N/A
| 62.06 | 26.5171 | 60.98 | 25.4804 | 62.06 | 25.6943 | 49.82 | 17.2245 | 60.08 | 24.8369 | 60.08 | 26.1191 | 62.06 | 26.4968 | 62.96 | 26.291 | 37.04 | 13.6335 | 53.06 | 18.397 | 59 | 25.0521 | 60.08 | 25.2522 | 60.08 | 25.2041 | 44.96 | 15.8671 | 53.06 | 17.201 | 6964 | #N/A | #N/A
| 62.96 | 26.7431 | 60.98 | 25.0616 | 62.06 | 25.6943 | 46.4 | 16.3211 | 60.08 | 24.8401 | 60.08 | 26.1273 | 62.96 | 27.1923 | 62.96 | 26.2954 | 35.06 | 12.9536 | 51.98 | 17.9368 | 59 | 25.7921 | 60.98 | 25.4753 | 60.98 | 25.7899 | 41 | 15.0926 | 50 | 16.4602 | 6965 | #N/A | #N/A
| 62.96 | 26.7455 | 60.98 | 25.0616 | 62.96 | 25.9197 | 42.44 | 15.982 | 59 | 24.5795 | 60.08 | 26.1297 | 62.96 | 27.1984 | 62.96 | 26.3021 | 35.06 | 12.7905 | 44.06 | 16.2123 | 59 | 25.0521 | 60.98 | 25.4818 | 60.98 | 25.7944 | 42.98 | 15.7982 | 48.92 | 16.1962 | 6966 | #N/A | #N/A
| 62.96 | 26.295 | 60.08 | 25.2605 | 64.04 | 26.1815 | 41.9 | 15.8489 | 60.08 | 24.8401 | 60.08 | 26.1321 | 62.96 | 27.196 | 62.06 | 25.7174 | 33.98 | 12.5278 | 46.94 | 17.4031 | 57.2 | 24.6122 | 60.98 | 25.0568 | 60.98 | 25.7922 | 41 | 15.3166 | 48.92 | 16.1936 | 6967 | #N/A | #N/A
| 62.96 | 26.2905 | 60.08 | 25.2529 | 64.04 | 26.1815 | 44.6 | 16.4996 | 59 | 24.5723 | 59 | 25.875 | 62.96 | 27.196 | 62.06 | 25.7152 | 35.96 | 13.3673 | 46.94 | 17.4018 | 59 | 25.7921 | 60.08 | 24.8339 | 60.98 | 25.4263 | 42.08 | 15.3466 | 44.96 | 15.6038 | 6968 | #N/A | #N/A
| 62.06 | 25.7062 | 57.92 | 24.3008 | 62.96 | 25.9067 | 44.6 | 16.8299 | 57.92 | 23.9647 | 59 | 25.4236 | 62.06 | 26.5085 | 60.98 | 25.0264 | 39.92 | 14.8975 | 48.02 | 17.6607 | 57.2 | 23.9152 | 60.08 | 24.8307 | 60.08 | 25.2031 | 42.98 | 15.7895 | 48.92 | 15.9991 | 6969 | #N/A | #N/A
| 64.04 | 26.1867 | 57.92 | 24.2977 | 64.04 | 26.5302 | 46.4 | 17.5252 | 57.92 | 24.3023 | 60.98 | 26.8286 | 62.96 | 27.1899 | 62.96 | 26.291 | 42.08 | 15.8475 | 53.96 | 18.4011 | 57.2 | 24.6122 | 60.08 | 24.8265 | 60.08 | 25.5609 | 44.96 | 16.4624 | 50 | 16.4464 | 6970 | #N/A | #N/A
| 66.92 | 27.2487 | 64.94 | 27.2441 | 64.04 | 26.5302 | 49.28 | 18.585 | 62.96 | 26.3123 | 64.94 | 28.2054 | 66.02 | 27.4694 | 66.02 | 27.0357 | 50 | 18.2709 | 55.94 | 18.4635 | 60.8 | 27.0178 | 64.04 | 26.2131 | 62.96 | 26.7074 | 48.02 | 17.1973 | 51.08 | 17.0763 | 6971 | #N/A | #N/A
| 71.06 | 28.7135 | 69.08 | 28.7266 | 69.08 | 28.2096 | 51.62 | 19.4856 | 68 | 28.4623 | 66.02 | 27.6012 | 69.08 | 28.2181 | 69.08 | 28.2351 | 53.06 | 19.0079 | 57.92 | 18.9458 | 64.4 | 27.8997 | 68 | 27.5455 | 64.94 | 27.192 | 50 | 18.1758 | 55.04 | 18.0278 | 6972 | #N/A | #N/A
| 71.96 | 28.4856 | 69.98 | 28.0294 | 71.96 | 28.9155 | 57.02 | 19.1734 | 69.98 | 28.0283 | 68 | 28.0906 | 69.98 | 28.4441 | 73.94 | 29.894 | 55.04 | 18.5459 | 59 | 19.388 | 68 | 27.9938 | 69.98 | 27.6665 | 66.92 | 27.6788 | 55.94 | 19.1156 | 57.92 | 18.5189 | 6973 | #N/A | #N/A
| 73.04 | 27.9616 | 73.04 | 29.2317 | 71.96 | 28.9155 | 59.36 | 19.5117 | 71.06 | 28.7491 | 66.92 | 27.8323 | 69.98 | 28.4441 | 75.02 | 30.1608 | 55.94 | 18.5749 | 62.06 | 20.1284 | 69.8 | 27.691 | 73.94 | 29.0021 | 69.08 | 28.2062 | 59 | 19.6598 | 57.92 | 18.518 | 6974 | #N/A | #N/A
| 73.94 | 27.1287 | 71.96 | 28.1556 | 71.96 | 28.9237 | 59.72 | 19.868 | 73.04 | 28.7843 | 69.08 | 28.3717 | 71.96 | 29.3951 | 75.92 | 29.9194 | 57.92 | 18.8382 | 66.02 | 20.6923 | 69.8 | 27.691 | 75.02 | 29.2718 | 69.08 | 28.2109 | 60.08 | 20.1213 | 59 | 18.7812 | 6975 | #N/A | #N/A
| 73.94 | 27.4547 | 75.02 | 29.2774 | 71.96 | 29.8024 | 61.52 | 20.5469 | 73.94 | 29.011 | 69.98 | 29.0677 | 71.96 | 29.8028 | 77 | 29.7407 | 60.98 | 19.4057 | 66.02 | 20.1657 | 69.8 | 27.691 | 77 | 29.7648 | 71.96 | 28.1097 | 62.96 | 19.8198 | 59 | 18.9866 | 6976 | #N/A | #N/A
| 73.04 | 28.3958 | 75.92 | 29.502 | 71.96 | 29.8024 | 64.22 | 20.9224 | 75.92 | 29.133 | 69.08 | 28.856 | 69.08 | 29.1007 | 75.92 | 29.9275 | 60.08 | 19.1872 | 68 | 21.0031 | 69.8 | 28.4343 | 73.94 | 29.4695 | 73.04 | 25.8834 | 66.02 | 20.3597 | 60.98 | 19.466 | 6977 | #N/A | #N/A
| 69.98 | 28.0149 | 71.96 | 28.9899 | 69.08 | 28.704 | 66.92 | 21.3073 | 75.92 | 28.3732 | 66.2 | 29.1431 | 66.02 | 28.3508 | 73.94 | 30.3214 | 60.08 | 18.9839 | 69.08 | 20.5179 | 68 | 27.9938 | 71.06 | 28.7709 | 71.96 | 28.1162 | 66.92 | 20.7775 | 62.06 | 19.1627 | 6978 | #N/A | #N/A
| 68 | 28.4476 | 68 | 28.0174 | 66.92 | 28.1738 | 66.2 | 20.9118 | 73.94 | 28.2324 | 64.94 | 28.253 | 64.04 | 27.4701 | 71.96 | 29.4347 | 60.98 | 19.4029 | 68 | 20.8016 | 68 | 27.9938 | 69.98 | 28.9752 | 69.08 | 26.652 | 66.2 | 20.3579 | 62.06 | 19.7222 | 6979 | #N/A | #N/A
| 64.94 | 27.2335 | 66.92 | 27.2982 | 66.92 | 28.1738 | 60.26 | 19.9575 | 71.96 | 28.5372 | 62.06 | 27.1378 | 64.04 | 27.4701 | 68 | 28.4638 | 55.94 | 19.9238 | 60.98 | 20.0932 | 66.2 | 28.3406 | 68 | 28.0223 | 66.02 | 26.2425 | 62.06 | 20.1697 | 59 | 19.1571 | 6980 | #N/A | #N/A
| 64.04 | 27.4718 | 64.94 | 26.448 | 64.94 | 27.2163 | 54.86 | 19.3023 | 69.08 | 28.2818 | 62.06 | 27.1304 | 60.08 | 25.5731 | 66.92 | 28.1933 | 53.06 | 19.4995 | 55.94 | 19.5616 | 62.6 | 26.6728 | 66.92 | 27.7498 | 64.94 | 27.2048 | 53.06 | 19.4074 | 55.94 | 18.6334 | 6981 | #N/A | #N/A
| 62.96 | 27.2061 | 62.96 | 25.542 | 64.94 | 27.2151 | 48.56 | 18.3542 | 66.92 | 27.3029 | 62.06 | 26.1983 | 60.8 | 25.4589 | 64.04 | 27.0184 | 48.02 | 17.7755 | 50 | 18.3364 | 60.8 | 26.2324 | 64.94 | 27.263 | 64.04 | 27.4516 | 51.08 | 18.925 | 57.02 | 18.8929 | 6982 | #N/A | #N/A
| 62.06 | 26.9846 | 64.04 | 26.5895 | 64.94 | 27.2151 | 47.3 | 18.0458 | 66.02 | 27.0783 | 59 | 22.9183 | 60.8 | 26.9802 | 62.96 | 26.7529 | 46.94 | 17.512 | 48.92 | 18.0713 | 60.8 | 24.1362 | 62.96 | 26.7786 | 64.04 | 27.4492 | 50 | 18.8933 | 53.06 | 18.1219 | 6983 | #N/A | #N/A
| 62.96 | 27.6027 | 64.04 | 26.5873 | 69.98 | 29.3095 | 48.74 | 18.4378 | 64.04 | 26.5909 | 57.92 | 22.95 | 62.06 | 26.9701 | 62.96 | 26.7517 | 44.96 | 17.0292 | 46.94 | 17.5878 | 60.8 | 22.9334 | 62.96 | 27.243 | 64.04 | 27.4468 | 48.02 | 18.41 | 53.06 | 18.3545 | 6984 | #N/A | #N/A
| 62.96 | 27.6002 | 64.04 | 27.5047 | 66.02 | 27.9375 | 45.86 | 17.6911 | 64.04 | 27.0393 | 55.04 | 21.9451 | 62.06 | 26.9701 | 60.98 | 26.2649 | 44.06 | 16.551 | 46.94 | 17.8549 | 57.2 | 22.0574 | 60.98 | 26.7535 | 62.96 | 27.1798 | 46.94 | 17.9127 | 53.96 | 18.1469 | 6985 | #N/A | #N/A
| 62.96 | 28.0962 | 60.98 | 26.7554 | 66.02 | 27.9375 | 44.6 | 17.2021 | 64.04 | 27.505 | 55.94 | 21.8157 | 62.96 | 27.5885 | 60.08 | 25.5924 | 42.98 | 16.0419 | 48.02 | 18.3482 | 57.2 | 22.0574 | 60.98 | 26.7547 | 62.06 | 26.957 | 46.04 | 17.6943 | 53.96 | 18.3364 | 6986 | #N/A | #N/A
| 62.96 | 27.6027 | 60.98 | 26.7554 | 62.06 | 26.9664 | 45.14 | 17.4675 | 64.04 | 27.5062 | 57.92 | 21.9579 | 60.98 | 26.7056 | 60.08 | 25.5851 | 42.98 | 16.2894 | 46.94 | 17.8536 | 57.2 | 22.0574 | 60.08 | 26.063 | 60.98 | 26.6937 | 46.94 | 17.9094 | 53.06 | 18.1177 | 6987 | #N/A | #N/A
| 62.06 | 27.3823 | 62.06 | 27.4163 | 64.04 | 27.8513 | 45.86 | 17.7376 | 62.96 | 26.7717 | 57.92 | 21.6869 | 62.06 | 26.9701 | 59 | 24.5392 | 44.06 | 16.5545 | 48.02 | 18.3482 | 57.2 | 21.5093 | 60.98 | 26.7492 | 60.08 | 26.4744 | 48.02 | 17.9032 | 53.96 | 18.5717 | 6988 | #N/A | #N/A
| 62.06 | 26.9833 | 60.08 | 26.0655 | 64.04 | 27.8513 | 46.58 | 18.0558 | 60.08 | 25.6139 | 57.02 | 21.4681 | 60.98 | 26.7056 | 57.92 | 24.2754 | 44.06 | 16.8137 | 46.94 | 18.0901 | 57.2 | 21.5093 | 60.98 | 26.7492 | 60.98 | 26.6997 | 48.02 | 17.9052 | 51.08 | 18.3314 | 6989 | #N/A | #N/A
| 62.96 | 27.6027 | 60.08 | 26.0463 | 62.6 | 28.234 | 46.22 | 18.1133 | 60.08 | 25.6133 | 55.94 | 21.2047 | 60.08 | 26.0211 | 59 | 24.9594 | 46.04 | 17.2946 | 48.92 | 18.8612 | 55.4 | 21.0718 | 60.8 | 27.025 | 60.98 | 26.6937 | 48.92 | 17.9054 | 51.08 | 18.8193 | 6990 | #N/A | #N/A
| 62.96 | 27.6002 | 57.92 | 24.7142 | 60.08 | 26.4706 | 47.66 | 18.4159 | 57.02 | 23.734 | 53.06 | 20.1862 | 60.98 | 26.7025 | 60.08 | 26.0336 | 44.06 | 16.8187 | 50 | 19.1242 | 55.4 | 21.0718 | 60.98 | 26.7492 | 60.98 | 26.6888 | 48.92 | 17.9041 | 50 | 18.5584 | 6991 | #N/A | #N/A
| 62.96 | 28.0896 | 57.02 | 24.4856 | 60.08 | 26.4706 | 47.48 | 18.3213 | 57.02 | 23.7426 | 51.98 | 19.9185 | 60.98 | 26.7025 | 60.98 | 26.2556 | 44.96 | 17.0336 | 50 | 19.3727 | 53.6 | 20.6342 | 62.06 | 27.4091 | 60.8 | 26.9624 | 48.02 | 17.686 | 48.92 | 18.8122 | 6992 | #N/A | #N/A
| 62.6 | 28.2551 | 57.02 | 24.4856 | 57.02 | 24.44 | 48.2 | 18.8403 | 55.04 | 22.8487 | 53.96 | 20.3945 | 60.98 | 26.6977 | 60.08 | 25.5851 | 55.04 | 18.7702 | 51.08 | 19.9424 | 53.6 | 20.6342 | 60.98 | 26.7492 | 60.8 | 26.9624 | 50 | 18.3834 | 48.92 | 19.1107 | 6993 | #N/A | #N/A
| 62.96 | 27.5827 | 57.2 | 24.6028 | 57.92 | 24.6545 | 50 | 18.7897 | 55.94 | 23.0672 | 55.04 | 20.4 | 62.96 | 28.0683 | 60.08 | 25.5851 | 55.94 | 18.7509 | 53.6 | 21.1561 | 53.6 | 20.1193 | 60.08 | 26.063 | 60.8 | 26.9624 | 50 | 18.3814 | 50 | 19.4827 | 6994 | #N/A | #N/A
| 64.94 | 28.9832 | 57.02 | 24.4749 | 57.92 | 24.6545 | 50 | 19.2731 | 55.94 | 23.0604 | 55.04 | 20.1019 | 64.94 | 28.9982 | 62.96 | 27.6039 | 55.94 | 18.7493 | 57.2 | 22.6129 | 55.4 | 20.072 | 62.06 | 27.4148 | 60.8 | 26.9624 | 50 | 18.8864 | 50 | 20.2213 | 6995 | #N/A | #N/A
| 68 | 29.58 | 57.92 | 25.0596 | 57.92 | 24.6524 | 51.8 | 20.233 | 57.02 | 23.7169 | 55.04 | 19.8697 | 66.02 | 29.7662 | 68 | 29.7507 | 55.94 | 19.4382 | 57.2 | 23.2296 | 53.6 | 19.6352 | 60.8 | 27.025 | 62.06 | 27.3325 | 51.8 | 19.2335 | 50 | 20.0139 | 6996 | #N/A | #N/A
| 69.98 | 30.2268 | 57.2 | 24.6028 | 60.08 | 25.545 | 55.4 | 22.2556 | 57.02 | 23.7426 | 53.96 | 19.1122 | 68 | 29.7255 | 71.96 | 31.2555 | 57.02 | 19.9622 | 57.2 | 23.2296 | 53.6 | 18.7526 | 62.06 | 27.3979 | 62.6 | 27.4034 | 51.98 | 19.9262 | 51.8 | 21.0158 | 6997 | #N/A | #N/A
| 71.06 | 31.0242 | 59 | 25.3315 | 60.08 | 25.545 | 55.4 | 22.2538 | 57.02 | 24.0821 | 55.04 | 19.379 | 68 | 29.7255 | 73.94 | 32.2071 | 57.92 | 20.1834 | 59 | 24.3237 | 51.8 | 17.9151 | 62.96 | 28.1327 | 62.6 | 28.2329 | 51.8 | 19.7198 | 51.8 | 21.0158 | 6998 | #N/A | #N/A
| 71.96 | 31.2538 | 60.08 | 26.0504 | 60.08 | 26.0024 | 53.6 | 22.4387 | 57.2 | 24.6186 | 55.04 | 19.1216 | 68 | 29.7336 | 78.08 | 32.2433 | 59 | 20.6759 | 59 | 24.9764 | 53.6 | 17.6207 | 66.02 | 29.8422 | 62.6 | 27.4034 | 53.6 | 21.8094 | 51.8 | 21.6162 | 6999 | #N/A | #N/A
| 71.96 | 30.7276 | 60.08 | 26.0596 | 60.08 | 26.0053 | 55.4 | 22.9006 | 59 | 24.9867 | 57.02 | 19.1597 | 68 | 29.735 | 77 | 31.056 | 53.96 | 20.8518 | 59 | 24.5639 | 53.6 | 17.6207 | 75.02 | 31.5284 | 64.4 | 28.6746 | 53.6 | 21.8094 | 51.8 | 21.6162 | 7000 | #N/A | #N/A
| 71.06 | 30.5108 | 60.8 | 26.2224 | 60.98 | 26.2343 | 55.4 | 23.5688 | 60.8 | 25.4982 | 57.92 | 19.1458 | 66.92 | 29.4766 | 75.92 | 31.7227 | 53.6 | 20.7848 | 59 | 24.3237 | 55.4 | 18.4099 | 77 | 31.0881 | 67.1 | 29.4319 | 55.04 | 22.2699 | 51.8 | 21.6162 | 7001 | #N/A | #N/A
| 69.98 | 30.2499 | 60.98 | 26.2664 | 62.06 | 26.9537 | 55.4 | 23.5822 | 62.06 | 26.5474 | 55.04 | 17.6811 | 66.92 | 29.4807 | 73.94 | 31.2422 | 53.6 | 21.3428 | 57.2 | 23.8843 | 53.6 | 17.6207 | 75.92 | 30.4258 | 69.98 | 30.2343 | 53.96 | 22.0123 | 51.8 | 21.6162 | 7002 | #N/A | #N/A
| 68 | 29.7693 | 62.6 | 27.448 | 60.08 | 26.0053 | 55.58 | 23.1616 | 62.06 | 26.5762 | 53.96 | 17.4168 | 66.02 | 29.2633 | 71.06 | 30.541 | 53.96 | 21.4828 | 57.2 | 23.8843 | 53.6 | 17.6207 | 71.96 | 30.3636 | 68 | 29.755 | 53.96 | 22.3915 | 51.8 | 21.6162 | 7003 | #N/A | #N/A
| 66.02 | 29.8187 | 60.08 | 26.5114 | 59 | 25.7801 | 55.4 | 22.9239 | 60.98 | 26.2832 | 51.98 | 16.7751 | 66.02 | 29.2626 | 68 | 30.3266 | 53.96 | 21.4888 | 57.92 | 24.338 | 51.8 | 16.8539 | 68 | 29.8278 | 64.04 | 28.3616 | 53.6 | 21.8094 | 51.8 | 21.6162 | 7004 | #N/A | #N/A
| 66.02 | 29.7954 | 57.92 | 25.0691 | 57.92 | 25.0296 | 55.4 | 22.9326 | 60.08 | 26.063 | 51.08 | 16.3682 | 64.04 | 28.3579 | 68 | 30.3237 | 53.96 | 21.4896 | 57.2 | 23.8843 | 50 | 16.1081 | 66.92 | 29.5614 | 64.94 | 29.0079 | 53.96 | 21.7251 | 51.8 | 21.6162 | 7005 | #N/A | #N/A
| 64.94 | 29.5302 | 59 | 25.782 | 66.92 | 29.0928 | 54.86 | 22.7464 | 60.08 | 26.063 | 50 | 15.4143 | 64.4 | 28.6935 | 68 | 30.3195 | 55.04 | 21.4198 | 57.2 | 23.8843 | 50 | 16.1081 | 66.92 | 29.5587 | 64.4 | 28.7065 | 53.06 | 21.514 | 51.98 | 21.4817 | 7006 | #N/A | #N/A
| 66.02 | 29.823 | 66.02 | 28.9242 | 66.92 | 29.0928 | 55.4 | 22.9433 | 59 | 25.8381 | 48.92 | 15.1513 | 64.04 | 28.3507 | 68 | 29.7927 | 53.96 | 21.5026 | 59 | 24.3237 | 48.2 | 15.3456 | 66.92 | 29.1318 | 64.04 | 28.3668 | 53.06 | 21.5148 | 51.8 | 21.6162 | 7007 | #N/A | #N/A
| 66.02 | 29.7954 | 66.92 | 28.6464 | 68 | 28.4529 | 55.94 | 23.2137 | 59 | 25.3493 | 46.94 | 15.1591 | 64.04 | 28.3527 | 66.92 | 29.09 | 53.96 | 21.5147 | 59 | 24.3237 | 46.4 | 14.6078 | 66.92 | 28.6262 | 64.94 | 29.0013 | 53.06 | 21.5202 | 51.8 | 21.6162 | 7008 | #N/A | #N/A
| 68 | 29.7761 | 69.08 | 29.1756 | 69.08 | 28.7223 | 56.12 | 23.3372 | 62.06 | 26.5914 | 46.94 | 14.8163 | 64.94 | 28.5708 | 68 | 29.3561 | 53.6 | 21.3428 | 59 | 24.3237 | 46.4 | 14.9109 | 66.92 | 28.6275 | 64.94 | 28.5784 | 53.6 | 21.8094 | 53.6 | 22.692 | 7009 | #N/A | #N/A
| 66.92 | 29.5084 | 69.08 | 29.1807 | 69.08 | 28.7223 | 57.2 | 23.4075 | 64.04 | 27.9498 | 44.96 | 14.6773 | 64.94 | 28.5708 | 68 | 29.3601 | 55.94 | 22.0238 | 57.2 | 23.8843 | 46.4 | 14.9109 | 66.92 | 28.6288 | 64.04 | 28.3681 | 53.6 | 21.8094 | 53.6 | 22.692 | 7010 | #N/A | #N/A
| 66.92 | 29.0831 | 69.08 | 29.6864 | 68 | 28.8672 | 57.2 | 24.082 | 66.92 | 29.1596 | 44.06 | 14.2991 | 64.04 | 28.3566 | 66.92 | 29.0979 | 55.04 | 22.165 | 57.2 | 23.8843 | 42.8 | 14.3682 | 66.92 | 28.6326 | 64.04 | 28.3695 | 55.04 | 22.7084 | 53.6 | 22.692 | 7011 | #N/A | #N/A
| 66.02 | 28.8663 | 68 | 29.4203 | 66.92 | 29.0993 | 55.4 | 22.9814 | 66.92 | 29.1648 | 42.98 | 14.0364 | 64.94 | 28.5787 | 66.92 | 29.1018 | 55.94 | 22.0369 | 57.2 | 23.8843 | 44.6 | 14.8032 | 66.02 | 28.4158 | 64.04 | 28.3695 | 55.04 | 22.719 | 53.06 | 22.0938 | 7012 | #N/A | #N/A
| 66.02 | 29.2983 | 66.92 | 29.1555 | 66.92 | 29.0993 | 55.4 | 22.9932 | 66.92 | 29.5928 | 42.08 | 13.6373 | 64.94 | 28.5826 | 66.92 | 29.5318 | 55.94 | 22.3911 | 57.2 | 23.2296 | 41 | 13.6068 | 66.02 | 28.915 | 64.04 | 28.3708 | 55.4 | 22.869 | 53.06 | 22.1004 | 7013 | #N/A | #N/A
| 66.92 | 29.5177 | 66.92 | 29.5844 | 66.02 | 28.8746 | 55.4 | 22.9962 | 66.92 | 29.5887 | 41 | 13.0613 | 64.04 | 28.3619 | 66.92 | 29.5318 | 55.4 | 21.7804 | 57.02 | 23.8379 | 39.2 | 12.8698 | 66.02 | 28.915 | 64.04 | 28.3721 | 53.6 | 22.4303 | 51.8 | 21.6162 | 7014 | #N/A | #N/A
| 66.92 | 29.5164 | 66.92 | 29.5776 | 66.02 | 29.2987 | 55.4 | 22.9922 | 66.02 | 29.3638 | 39.92 | 12.6661 | 64.04 | 28.3592 | 66.92 | 29.4986 | 55.4 | 21.7804 | 57.02 | 23.8348 | 39.2 | 12.5899 | 66.02 | 28.915 | 62.96 | 28.1072 | 53.6 | 22.4303 | 51.8 | 21.6162 | 7015 | #N/A | #N/A
| 66.02 | 29.2901 | 66.92 | 29.5707 | 66.02 | 29.2987 | 55.4 | 22.9932 | 68 | 29.8441 | 39.02 | 12.4468 | 64.04 | 28.3592 | 66.92 | 29.529 | 55.4 | 21.7804 | 57.02 | 23.8358 | 37.4 | 12.1556 | 66.02 | 29.3406 | 62.96 | 28.1032 | 53.96 | 22.0877 | 51.8 | 21.6162 | 7016 | #N/A | #N/A
| 64.94 | 29.0237 | 68 | 29.833 | 66.92 | 29.506 | 55.4 | 23.01 | 66.92 | 29.575 | 37.04 | 12.1003 | 64.04 | 28.354 | 66.92 | 29.4986 | 55.4 | 21.7804 | 57.92 | 24.0607 | 35.6 | 12.0007 | 64.94 | 29.0701 | 64.04 | 28.3603 | 53.96 | 22.477 | 51.8 | 21.6162 | 7017 | #N/A | #N/A
| 66.92 | 30.0314 | 69.08 | 30.6182 | 68 | 29.7576 | 55.4 | 23.6838 | 66.92 | 29.5628 | 41 | 13.0543 | 64.04 | 28.3501 | 66.02 | 29.2777 | 55.4 | 22.3738 | 57.92 | 24.4133 | 33.8 | 11.5662 | 66.02 | 29.3228 | 64.04 | 28.3485 | 55.04 | 22.747 | 51.98 | 21.851 | 7018 | #N/A | #N/A
| 69.08 | 30.5492 | 71.06 | 31.0932 | 68 | 29.7576 | 57.74 | 24.5367 | 69.98 | 30.8337 | 46.04 | 14.2689 | 64.94 | 28.9982 | 68 | 30.2984 | 55.94 | 23.1046 | 57.92 | 24.4197 | 41 | 13.6068 | 66.92 | 29.5356 | 64.94 | 28.9878 | 55.94 | 23.2889 | 53.6 | 22.0539 | 7019 | #N/A | #N/A
| 69.08 | 30.5478 | 73.94 | 32.2502 | 73.04 | 31.5098 | 59 | 25.2813 | 73.04 | 31.5765 | 48.02 | 15.0588 | 66.02 | 29.2633 | 71.06 | 31.0443 | 57.2 | 23.4424 | 60.08 | 25.7359 | 44.6 | 13.8928 | 69.08 | 30.5915 | 64.94 | 28.9811 | 57.2 | 23.968 | 53.96 | 22.7264 | 7020 | #N/A | #N/A
| 71.06 | 31.4872 | 75.92 | 31.3121 | 75.02 | 31.992 | 60.8 | 26.4787 | 75.02 | 31.0941 | 48.92 | 15.8142 | 68 | 29.7309 | 73.04 | 31.9859 | 59 | 24.596 | 60.8 | 25.4589 | 46.4 | 14.9109 | 71.96 | 31.2973 | 66.02 | 29.2421 | 60.98 | 26.0745 | 55.04 | 23.7317 | 7021 | #N/A | #N/A
| 71.06 | 31.0313 | 78.08 | 31.8339 | 75.02 | 31.992 | 64.4 | 28.1642 | 78.08 | 30.4647 | 51.08 | 16.874 | 68 | 29.7309 | 75.02 | 32.4725 | 62.6 | 25.4284 | 64.4 | 28.6935 | 48.2 | 15.6731 | 73.04 | 31.5596 | 69.08 | 30.5218 | 64.4 | 27.9634 | 57.02 | 25.0197 | 7022 | #N/A | #N/A
| 71.96 | 31.71 | 78.98 | 31.5568 | 80.06 | 30.9001 | 68.9 | 26.254 | 78.98 | 29.1015 | 53.06 | 17.5284 | 69.08 | 30.5319 | 80.96 | 33.4787 | 66.02 | 26.6828 | 66.2 | 30.0169 | 50 | 16.4188 | 77 | 32.5363 | 69.98 | 30.7457 | 69.8 | 27.7463 | 59 | 26.1697 | 7023 | #N/A | #N/A
| 73.94 | 32.7652 | 80.06 | 28.2695 | 80.96 | 29.5395 | 66.56 | 25.0481 | 78.08 | 29.2201 | 53.96 | 17.9594 | 69.08 | 30.0068 | 78.98 | 32.4587 | 69.08 | 24.0532 | 69.98 | 25.9284 | 51.8 | 16.543 | 80.06 | 31.421 | 73.04 | 31.9502 | 66.92 | 24.9641 | 64.04 | 24.1277 | 7024 | #N/A | #N/A
| 73.94 | 32.1952 | 80.06 | 28.9596 | 80.96 | 29.5395 | 66.02 | 24.4939 | 78.98 | 29.0934 | 53.06 | 17.7416 | 69.98 | 30.7528 | 80.96 | 32.9432 | 66.92 | 23.5305 | 68 | 24.4486 | 53.6 | 17.2891 | 78.98 | 31.558 | 75.02 | 32.9987 | 68 | 23.9332 | 64.04 | 23.1616 | 7025 | #N/A | #N/A
| 73.04 | 31.9682 | 78.98 | 28.3701 | 78.98 | 27.6603 | 65.12 | 23.8125 | 77 | 28.2084 | 55.04 | 18.8256 | 69.08 | 29.9947 | 80.96 | 32.5093 | 66.02 | 23.0008 | 66.92 | 23.5932 | 53.6 | 18.7526 | 80.96 | 29.9211 | 73.94 | 32.7238 | 66.02 | 23.1905 | 62.06 | 22.6773 | 7026 | #N/A | #N/A
| 73.04 | 31.958 | 75.92 | 28.3305 | 77 | 27.172 | 63.86 | 23.6681 | 75.02 | 26.7274 | 53.06 | 18.1528 | 66.92 | 29.4606 | 78.98 | 27.9772 | 62.96 | 21.7268 | 64.94 | 23.4231 | 53.6 | 18.7526 | 78.08 | 27.4767 | 71.96 | 30.2505 | 62.96 | 23.0164 | 60.08 | 21.9284 | 7027 | #N/A | #N/A
| 69.98 | 30.7351 | 69.98 | 25.7852 | 77 | 27.172 | 60.62 | 22.5381 | 71.96 | 25.2919 | 51.98 | 18.5801 | 66.92 | 29.4606 | 73.04 | 25.542 | 62.06 | 21.7812 | 62.96 | 22.6193 | 53.6 | 19.1801 | 73.04 | 26.2401 | 66.02 | 27.8881 | 60.98 | 22.2085 | 57.92 | 21.0925 | 7028 | #N/A | #N/A
| 64.94 | 28.5283 | 66.02 | 24.1678 | 73.04 | 26.1869 | 59.54 | 22.2667 | 69.98 | 24.5322 | 51.98 | 18.7947 | 62.96 | 27.5447 | 68 | 24.9847 | 55.04 | 20.8654 | 60.98 | 21.8779 | 51.8 | 18.3163 | 66.02 | 25.8969 | 60.08 | 25.5108 | 59 | 21.719 | 55.04 | 20.6894 | 7029 | #N/A | #N/A
| 62.06 | 26.918 | 59 | 22.7967 | 69.98 | 24.4926 | 57.38 | 21.6801 | 66.02 | 23.8338 | 51.98 | 18.7935 | 62.96 | 27.1905 | 60.08 | 23.0478 | 51.98 | 20.1125 | 60.08 | 21.9058 | 51.8 | 18.3163 | 62.06 | 25.2581 | 57.92 | 24.1971 | 55.94 | 20.7129 | 53.96 | 20.4237 | 7030 | #N/A | #N/A
| 62.06 | 26.444 | 57.02 | 22.3069 | 69.98 | 24.4926 | 57.38 | 21.1987 | 62.06 | 22.8646 | 53.06 | 19.0536 | 57.92 | 24.6837 | 60.98 | 23.2574 | 51.98 | 19.3078 | 59 | 21.638 | 48.2 | 17.8704 | 59 | 24.1661 | 53.96 | 21.8187 | 57.02 | 19.9343 | 53.96 | 20.6799 | 7031 | #N/A | #N/A
| 59 | 24.4669 | 53.96 | 21.8501 | 66.92 | 23.7356 | 57.2 | 20.6034 | 57.92 | 21.8508 | 53.96 | 19.5415 | 60.98 | 26.17 | 55.94 | 22.3191 | 50 | 18.8215 | 59 | 21.3779 | 44.6 | 16.5713 | 55.94 | 23.0212 | 51.08 | 20.4762 | 57.02 | 19.6674 | 53.06 | 20.1934 | 7032 | #N/A | #N/A
| 55.94 | 22.9896 | 51.98 | 20.7269 | 64.94 | 23.2512 | 55.4 | 20.1645 | 57.02 | 21.6264 | 55.04 | 20.0362 | 60.98 | 25.3589 | 53.96 | 21.5389 | 48.92 | 18.0546 | 59 | 20.8455 | 48.2 | 18.3245 | 53.96 | 22.2193 | 50 | 19.8812 | 51.98 | 18.4449 | 53.96 | 19.5783 | 7033 | #N/A | #N/A
| 53.96 | 21.8249 | 50 | 19.6486 | 64.94 | 23.2512 | 52.7 | 18.783 | 53.96 | 20.8791 | 57.92 | 21.028 | 60.98 | 25.3589 | 51.08 | 20.1672 | 51.08 | 18.0651 | 57.02 | 20.0891 | 48.2 | 17.8704 | 53.06 | 21.3383 | 48.02 | 18.5807 | 50 | 18.2211 | 51.98 | 18.3508 | 7034 | #N/A | #N/A
| 51.98 | 20.7034 | 50 | 19.6433 | 62.06 | 22.2369 | 52.52 | 18.6514 | 53.06 | 20.6572 | 57.92 | 21.2774 | 59 | 23.7269 | 51.98 | 20.7105 | 48.02 | 17.3225 | 55.94 | 19.6029 | 48.2 | 18.3245 | 51.98 | 20.7275 | 46.04 | 17.5787 | 51.08 | 18.2244 | 51.08 | 17.9275 | 7035 | #N/A | #N/A
| 50 | 19.6246 | 55.04 | 20.8646 | 57.92 | 21.5332 | 51.26 | 18.3001 | 51.98 | 20.1251 | 57.92 | 21.8561 | 55.94 | 22.0056 | 50 | 19.6311 | 48.02 | 17.3219 | 53.06 | 18.9008 | 46.4 | 17.8877 | 50 | 19.6462 | 44.96 | 17.0465 | 50 | 17.9597 | 48.92 | 17.6044 | 7036 | #N/A | #N/A
| 51.98 | 20.3707 | 53.96 | 20.2946 | 57.92 | 21.5332 | 51.26 | 18.3412 | 48.92 | 18.8258 | 59 | 22.797 | 53.96 | 20.8543 | 53.06 | 20.9691 | 50 | 17.5972 | 53.06 | 18.9001 | 48.2 | 18.8076 | 50 | 19.6462 | 55.94 | 22.6403 | 51.08 | 17.9733 | 48.92 | 17.8579 | 7037 | #N/A | #N/A
| 55.94 | 22.2993 | 46.94 | 18.3395 | 55.94 | 21.3141 | 48.74 | 17.6864 | 51.08 | 19.5955 | 55.04 | 21.4962 | 53.96 | 20.8527 | 50 | 19.6319 | 50 | 17.3624 | 51.98 | 18.637 | 48.2 | 18.3245 | 55.94 | 22.0292 | 57.02 | 22.5403 | 48.02 | 17.4769 | 48.02 | 17.6388 | 7038 | #N/A | #N/A
| 57.02 | 21.925 | 51.08 | 19.8922 | 57.92 | 22.4549 | 47.48 | 17.4189 | 48.92 | 18.8153 | 57.02 | 22.3226 | 57.02 | 22.2686 | 48.92 | 19.1188 | 50 | 17.3581 | 50 | 18.1537 | 50 | 19.759 | 57.02 | 21.9455 | 57.02 | 22.5359 | 46.94 | 17.2104 | 48.02 | 17.6351 | 7039 | #N/A | #N/A
| 55.04 | 21.1095 | 44.96 | 17.5617 | 57.02 | 22.2357 | 48.2 | 17.6329 | 46.94 | 18.045 | 57.02 | 22.9879 | 57.02 | 22.2686 | 51.08 | 20.1508 | 50 | 17.3554 | 51.98 | 18.6308 | 48.2 | 18.8076 | 57.02 | 22.2826 | 57.02 | 22.8934 | 46.04 | 16.7427 | 46.94 | 17.1176 | 7040 | #N/A | #N/A
| 55.94 | 21.9967 | 48.02 | 18.5899 | 57.02 | 22.8897 | 47.48 | 17.3289 | 46.94 | 18.043 | 57.02 | 22.9898 | 59 | 23.3986 | 51.98 | 20.3696 | 50 | 17.3511 | 51.98 | 18.6283 | 50 | 20.3055 | 55.94 | 22.0189 | 57.02 | 22.235 | 44.96 | 16.4783 | 46.04 | 16.8964 | 7041 | #N/A | #N/A
| 57.92 | 22.4736 | 51.08 | 20.1462 | 57.92 | 21.5143 | 49.1 | 17.5909 | 48.92 | 19.0535 | 59 | 23.7901 | 60.08 | 23.6581 | 55.94 | 21.9988 | 50 | 17.3457 | 51.98 | 18.6222 | 53.6 | 21.7631 | 57.92 | 22.7903 | 57.92 | 22.7412 | 46.94 | 17.1967 | 46.94 | 16.905 | 7042 | #N/A | #N/A
| 60.98 | 23.5076 | 57.92 | 21.8072 | 57.92 | 21.5143 | 51.62 | 18.2793 | 55.04 | 21.7786 | 59 | 24.5342 | 62.06 | 24.4514 | 60.08 | 23.976 | 50 | 17.3404 | 55.04 | 18.8632 | 57.2 | 23.2584 | 60.08 | 22.6744 | 60.08 | 23.6293 | 51.08 | 17.9493 | 50 | 17.6424 | 7043 | #N/A | #N/A
| 62.96 | 23.6948 | 60.08 | 22.6609 | 60.08 | 22.9673 | 54.86 | 19.1877 | 60.98 | 21.9802 | 60.08 | 25.218 | 64.04 | 24.9333 | 64.04 | 24.6268 | 51.98 | 18.0496 | 57.92 | 19.1344 | 59 | 25.0521 | 62.06 | 23.4976 | 62.06 | 24.111 | 55.94 | 19.1265 | 51.98 | 18.1185 | 7044 | #N/A | #N/A
| 64.94 | 24.1777 | 62.06 | 23.4861 | 60.08 | 23.6264 | 58.46 | 19.9748 | 62.96 | 22.4619 | 60.98 | 25.0089 | 64.04 | 24.9342 | 66.92 | 25.3296 | 53.06 | 18.3071 | 59 | 19.6224 | 60.8 | 24.7939 | 64.04 | 23.6377 | 62.96 | 25.0318 | 57.02 | 18.9566 | 53.06 | 18.3764 | 7045 | #N/A | #N/A
| 68 | 25.587 | 62.6 | 23.9474 | 60.08 | 23.6264 | 60.98 | 20.6685 | 62.96 | 22.4612 | 59 | 23.6742 | 64.04 | 24.9342 | 69.08 | 25.4933 | 53.96 | 18.5221 | 60.08 | 19.6547 | 60.8 | 24.7939 | 64.94 | 24.4965 | 64.4 | 25.6274 | 57.92 | 19.1718 | 55.04 | 19.0577 | 7046 | #N/A | #N/A
| 66.02 | 24.7441 | 60.08 | 23.0964 | 60.08 | 24.0467 | 59.36 | 20.15 | 62.96 | 23.7099 | 60.98 | 25.0182 | 64.94 | 25.5509 | 69.98 | 25.0788 | 53.96 | 18.5221 | 62.06 | 20.1362 | 60.8 | 24.7939 | 64.04 | 24.65 | 64.04 | 25.3042 | 59 | 19.6647 | 57.02 | 19.7904 | 7047 | #N/A | #N/A
| 66.02 | 25.1136 | 60.8 | 23.509 | 60.98 | 24.1732 | 59.54 | 20.1121 | 62.06 | 23.5909 | 64.04 | 26.1938 | 64.94 | 25.5558 | 69.08 | 25.2065 | 53.96 | 18.5215 | 62.96 | 20.5832 | 60.8 | 24.7939 | 64.04 | 24.6546 | 64.04 | 24.9196 | 60.08 | 19.9268 | 57.02 | 19.5386 | 7048 | #N/A | #N/A
| 62.96 | 24.0031 | 60.08 | 23.3089 | 60.98 | 24.1732 | 59.36 | 20.1899 | 62.06 | 23.4976 | 62.96 | 25.9218 | 64.04 | 25.3392 | 69.08 | 25.8746 | 53.96 | 18.72 | 64.04 | 21.041 | 62.6 | 25.2331 | 62.96 | 24.7099 | 62.06 | 24.4386 | 59 | 19.6631 | 57.02 | 19.5357 | 7049 | #N/A | #N/A
| 64.94 | 24.4889 | 60.08 | 23.6744 | 59 | 23.6903 | 59.36 | 20.2705 | 62.06 | 23.5909 | 62.06 | 25.7019 | 62.06 | 24.8579 | 68 | 24.2726 | 53.96 | 18.7172 | 60.98 | 20.2961 | 60.8 | 25.4919 | 62.06 | 24.1749 | 60.08 | 23.9548 | 59 | 19.8574 | 55.94 | 19.2703 | 7050 | #N/A | #N/A
| 62.06 | 23.7874 | 59 | 23.1308 | 59 | 23.6555 | 58.1 | 20.0027 | 60.08 | 23.4068 | 62.06 | 25.7019 | 60.98 | 24.5974 | 66.02 | 25.1287 | 53.96 | 18.7143 | 60.98 | 20.5366 | 60.8 | 25.4919 | 60.08 | 23.6923 | 59 | 23.6942 | 57.92 | 19.5913 | 55.04 | 19.3008 | 7051 | #N/A | #N/A
| 60.98 | 23.9643 | 57.02 | 22.5751 | 59 | 23.3805 | 56.84 | 19.8212 | 57.92 | 22.4983 | 59 | 24.9634 | 60.98 | 24.5974 | 62.96 | 24.7726 | 53.06 | 18.7389 | 57.92 | 19.789 | 60.8 | 25.4919 | 57.92 | 23.4849 | 57.92 | 23.1201 | 55.94 | 19.1072 | 53.96 | 19.0333 | 7052 | #N/A | #N/A
| 60.08 | 24.0622 | 55.94 | 22.3854 | 57.92 | 23.2034 | 54.68 | 19.2938 | 57.92 | 22.583 | 59 | 24.9623 | 60.98 | 25.0115 | 60.98 | 24.2211 | 50 | 18.4765 | 57.02 | 19.8205 | 59 | 24.3546 | 57.92 | 23.2498 | 57.92 | 23.1247 | 53.06 | 18.9052 | 53.06 | 18.8131 | 7053 | #N/A | #N/A
| 60.08 | 24.0622 | 55.94 | 22.3854 | 57.92 | 23.4439 | 53.06 | 19.0294 | 57.02 | 22.6614 | 53.6 | 22.3574 | 62.6 | 25.8989 | 60.08 | 24.0093 | 48.92 | 18.2102 | 51.98 | 19.0839 | 57.2 | 23.9152 | 57.92 | 23.2498 | 57.92 | 23.4459 | 51.98 | 18.6416 | 51.08 | 18.3308 | 7054 | #N/A | #N/A
| 60.98 | 25.014 | 57.02 | 23.2687 | 57.92 | 23.4439 | 52.34 | 18.7643 | 57.02 | 22.5888 | 53.96 | 22.5729 | 60.98 | 25.7268 | 60.98 | 24.625 | 51.08 | 18.0028 | 51.98 | 18.8092 | 57.2 | 23.9152 | 59 | 23.7663 | 57.92 | 23.8422 | 51.08 | 18.6402 | 48.92 | 17.8055 | 7055 | #N/A | #N/A
| 60.98 | 25.7406 | 57.92 | 23.4929 | 57.92 | 24.1827 | 51.44 | 18.8082 | 57.2 | 22.645 | 48.92 | 19.6913 | 60.98 | 25.7335 | 60.98 | 24.6836 | 50 | 17.7379 | 51.98 | 18.588 | 59 | 25.0521 | 59 | 24.5655 | 59 | 24.4496 | 53.96 | 18.618 | 48.02 | 17.333 | 7056 | #N/A | #N/A
| 60.98 | 25.745 | 57.92 | 23.9476 | 57.02 | 24.3906 | 50.72 | 18.7693 | 57.92 | 23.503 | 55.94 | 23.787 | 60.8 | 26.1972 | 60.08 | 25.2232 | 48.92 | 17.7243 | 51.08 | 18.3691 | 57.2 | 24.6122 | 59 | 24.9867 | 59 | 25.0034 | 51.98 | 18.6354 | 46.94 | 17.0723 | 7057 | #N/A | #N/A
| 60.98 | 26.2441 | 57.02 | 24.067 | 57.02 | 24.3906 | 49.64 | 18.4609 | 57.02 | 23.3484 | 57.92 | 24.6902 | 62.06 | 26.4516 | 62.06 | 26.5181 | 46.94 | 17.5033 | 48.02 | 17.3766 | 57.2 | 24.6122 | 59 | 24.9867 | 60.8 | 25.4433 | 51.98 | 18.3819 | 48.02 | 17.5859 | 7058 | #N/A | #N/A
| 60.98 | 26.2441 | 57.02 | 24.4873 | 57.92 | 24.9913 | 49.46 | 18.4166 | 57.02 | 24.0821 | 57.02 | 24.0507 | 62.06 | 26.9701 | 62.96 | 27.6039 | 50 | 17.7373 | 46.94 | 17.3658 | 57.2 | 24.6122 | 60.98 | 26.2418 | 60.8 | 26.1805 | 50 | 18.6464 | 48.02 | 17.5853 | 7059 | #N/A | #N/A
| 60.98 | 26.6741 | 57.92 | 25.0691 | 59 | 25.7125 | 48.92 | 18.33 | 57.02 | 24.0821 | 55.04 | 23.2291 | 62.06 | 27.3293 | 64.94 | 28.5855 | 48.2 | 17.1501 | 46.94 | 17.1136 | 57.2 | 23.9152 | 60.98 | 26.7492 | 60.8 | 26.9624 | 48.92 | 18.1113 | 48.02 | 17.5847 | 7060 | #N/A | #N/A
| 60.98 | 26.7085 | 59 | 25.782 | 59 | 25.7125 | 48.74 | 18.3316 | 57.92 | 25.0853 | 53.96 | 22.2606 | 62.06 | 27.3698 | 64.94 | 29.5419 | 48.2 | 17.1501 | 48.02 | 17.6277 | 55.4 | 22.8196 | 62.06 | 27.4148 | 60.8 | 26.9624 | 48.92 | 18.1101 | 48.02 | 17.584 | 7061 | #N/A | #N/A
| 62.06 | 27.8585 | 60.08 | 26.5114 | 59 | 25.741 | 48.56 | 18.2426 | 59 | 25.0584 | 55.4 | 23.4511 | 60.98 | 27.0883 | 66.2 | 30.032 | 48.02 | 17.5034 | 48.92 | 17.8447 | 55.4 | 23.4759 | 64.04 | 28.8256 | 62.06 | 27.8342 | 48.02 | 17.8918 | 48.02 | 17.584 | 7062 | #N/A | #N/A
| 62.06 | 27.8683 | 60.98 | 27.1379 | 60.98 | 27.0863 | 48.2 | 18.3368 | 59 | 25.3493 | 55.94 | 23.4487 | 62.06 | 27.3592 | 66.02 | 30.2626 | 48.2 | 17.5586 | 50 | 18.1042 | 57.2 | 23.9152 | 64.94 | 30.0269 | 62.6 | 27.4034 | 48.02 | 17.8893 | 48.02 | 17.5822 | 7063 | #N/A | #N/A
| 62.06 | 27.3728 | 60.98 | 27.1416 | 60.98 | 27.0863 | 48.2 | 18.3374 | 59 | 25.7988 | 55.94 | 23.787 | 62.06 | 27.3592 | 66.02 | 29.8071 | 48.2 | 17.1501 | 50 | 18.3201 | 57.2 | 23.9152 | 64.94 | 29.5734 | 62.06 | 27.345 | 48.02 | 17.8874 | 46.94 | 17.3185 | 7064 | #N/A | #N/A
| 62.06 | 27.8716 | 60.8 | 27.007 | 62.06 | 27.8476 | 47.48 | 18.2537 | 60.08 | 26.063 | 57.92 | 24.7016 | 62.06 | 27.3698 | 64.94 | 29.0268 | 46.4 | 17.1227 | 48.92 | 18.0562 | 57.2 | 24.6122 | 64.94 | 29.577 | 62.6 | 28.2329 | 48.02 | 17.8849 | 46.04 | 17.3597 | 7065 | #N/A | #N/A
| 62.06 | 27.8683 | 62.96 | 28.5622 | 60.98 | 27.0882 | 47.48 | 18.4913 | 60.08 | 26.0648 | 59 | 24.959 | 64.04 | 28.782 | 64.94 | 29.5419 | 46.94 | 17.2324 | 50 | 18.3151 | 57.2 | 24.6122 | 64.04 | 28.8256 | 62.96 | 28.495 | 48.92 | 18.1012 | 46.94 | 17.3137 | 7066 | #N/A | #N/A
| 62.96 | 28.5154 | 62.96 | 28.5663 | 62.96 | 28.5083 | 49.64 | 19.2622 | 60.98 | 26.7535 | 57.92 | 24.271 | 66.02 | 29.2774 | 66.92 | 30.4839 | 48.02 | 17.2455 | 51.98 | 18.7941 | 57.2 | 23.9152 | 66.02 | 30.2989 | 62.6 | 28.2329 | 50 | 18.6325 | 48.02 | 17.5726 | 7067 | #N/A | #N/A
| 68 | 30.3121 | 62.96 | 28.5413 | 62.06 | 27.8476 | 52.52 | 19.0535 | 62.96 | 28.5748 | 57.92 | 24.6994 | 66.92 | 30.0421 | 71.06 | 32.1086 | 48.02 | 17.2444 | 55.94 | 19.7534 | 57.2 | 23.9152 | 71.06 | 31.5689 | 68 | 30.7372 | 53.06 | 18.629 | 48.92 | 17.7893 | 7068 | #N/A | #N/A
| 68 | 30.3192 | 62.96 | 28.5413 | 66.2 | 29.9978 | 54.14 | 19.2257 | 64.94 | 29.577 | 57.2 | 24.5857 | 66.92 | 29.52 | 71.96 | 32.2882 | 48.92 | 17.4605 | 60.08 | 20.2892 | 57.2 | 23.9152 | 71.96 | 31.7585 | 71.96 | 32.285 | 53.6 | 18.783 | 51.08 | 18.3127 | 7069 | #N/A | #N/A
| 69.08 | 30.6014 | 64.04 | 29.3359 | 66.92 | 30.4978 | 56.48 | 19.6219 | 68 | 31.8384 | 57.92 | 24.6902 | 66.92 | 29.52 | 71.6 | 31.3587 | 50 | 17.524 | 60.98 | 20.2658 | 57.2 | 24.6122 | 73.94 | 32.8697 | 71.96 | 32.3033 | 55.94 | 19.0841 | 53.06 | 18.7926 | 7070 | #N/A | #N/A
| 71.06 | 31.1106 | 66.02 | 30.8429 | 69.08 | 31.0654 | 56.3 | 19.5819 | 73.04 | 33.6832 | 57.92 | 24.6902 | 69.08 | 30.6195 | 73.04 | 33.1343 | 50 | 17.7254 | 62.06 | 20.5308 | 57.2 | 24.6122 | 73.04 | 31.566 | 73.04 | 32.5889 | 57.02 | 18.7399 | 53.06 | 18.5444 | 7071 | #N/A | #N/A
| 69.98 | 30.8638 | 66.2 | 30.0472 | 66.92 | 30.0898 | 56.12 | 19.4964 | 73.94 | 33.3946 | 57.02 | 24.0814 | 68 | 29.8411 | 73.04 | 33.0405 | 50 | 17.5858 | 62.96 | 20.7505 | 57.2 | 23.9152 | 73.94 | 32.2451 | 73.04 | 32.6095 | 55.94 | 18.8905 | 53.96 | 18.5617 | 7072 | #N/A | #N/A
| 69.08 | 30.6655 | 68 | 30.8874 | 66.92 | 30.0898 | 58.1 | 19.6868 | 73.04 | 32.6975 | 55.94 | 23.0903 | 68 | 30.3954 | 73.4 | 32.7387 | 51.8 | 18.0214 | 60.08 | 19.8552 | 55.4 | 22.8196 | 73.94 | 32.3607 | 73.04 | 32.6302 | 57.92 | 19.142 | 51.98 | 18.2831 | 7073 | #N/A | #N/A
| 66.92 | 29.6149 | 68 | 30.9021 | 66.02 | 29.3697 | 55.4 | 18.9501 | 71.96 | 32.4488 | 55.04 | 22.8756 | 66.92 | 30.1459 | 69.98 | 31.8011 | 50 | 17.2949 | 59 | 19.5925 | 53.6 | 22.3808 | 71.96 | 32.4611 | 69.08 | 31.101 | 55.04 | 18.2584 | 51.98 | 18.2819 | 7074 | #N/A | #N/A
| 66.92 | 30.1708 | 66.92 | 30.6516 | 64.94 | 29.1196 | 55.58 | 18.7568 | 71.06 | 32.2397 | 55.04 | 22.8969 | 68 | 30.8932 | 69.08 | 31.5796 | 50 | 17.5245 | 57.92 | 19.525 | 53.6 | 22.3808 | 69.08 | 31.6172 | 66.92 | 30.5905 | 55.04 | 18.4408 | 51.08 | 18.0636 | 7075 | #N/A | #N/A
| 66.92 | 30.0166 | 66.02 | 29.8221 | 64.94 | 29.1196 | 51.44 | 17.7897 | 68 | 30.5096 | 55.94 | 23.52 | 68 | 30.8932 | 69.08 | 31.5796 | 48.92 | 17.031 | 55.94 | 19.0419 | 55.4 | 23.4759 | 68 | 31.3515 | 66.92 | 30.6113 | 51.98 | 17.9246 | 48.92 | 17.3358 | 7076 | #N/A | #N/A
| 66.92 | 30.2096 | 64.04 | 29.3359 | 62.96 | 28.4941 | 50.9 | 17.5421 | 68 | 30.7854 | 57.02 | 24.0507 | 66.02 | 29.7922 | 69.08 | 31.5796 | 48.92 | 17.2578 | 55.04 | 19.0624 | 59 | 25.0521 | 68 | 31.552 | 66.2 | 29.9966 | 51.98 | 18.1177 | 46.94 | 16.853 | 7077 | #N/A | #N/A
| 66.02 | 29.7954 | 64.94 | 30.2349 | 62.06 | 28.0426 | 49.64 | 17.123 | 66.92 | 30.52 | 59 | 25.3157 | 66.2 | 30.0169 | 68 | 31.314 | 48.2 | 17.1501 | 51.98 | 18.0769 | 57.2 | 24.6122 | 69.98 | 33.1699 | 66.02 | 30.4286 | 48.92 | 16.9523 | 44.96 | 16.1398 | 7078 | #N/A | #N/A
| 66.02 | 30.2505 | 64.04 | 29.3359 | 62.06 | 28.0426 | 47.66 | 16.5311 | 64.94 | 29.577 | 59 | 25.3157 | 64.94 | 29.5269 | 68 | 31.314 | 48.2 | 17.1501 | 48.92 | 17.3322 | 57.2 | 23.9152 | 69.08 | 32.347 | 66.92 | 31.2396 | 48.92 | 16.5555 | 44.06 | 15.9201 | 7079 | #N/A | #N/A
| 64.94 | 29.5302 | 64.04 | 29.3359 | 66.02 | 30.7905 | 43.34 | 15.7051 | 64.94 | 29.577 | 59 | 25.7638 | 64.04 | 28.7773 | 69.08 | 32.0655 | 48.02 | 17.0345 | 44.96 | 16.6135 | 57.2 | 23.9152 | 69.08 | 32.1043 | 66.2 | 30.9293 | 42.08 | 15.1101 | 44.06 | 15.9201 | 7080 | #N/A | #N/A
| 64.04 | 29.3091 | 64.94 | 30.0127 | 64.04 | 29.2869 | 40.82 | 15.0945 | 64.94 | 29.577 | 60.08 | 26.028 | 62.96 | 28.0859 | 68 | 31.314 | 46.94 | 16.9699 | 44.06 | 16.1526 | 57.2 | 24.6122 | 69.08 | 32.1043 | 66.02 | 30.481 | 41 | 15.0308 | 44.06 | 15.9195 | 7081 | #N/A | #N/A
| 64.04 | 29.3091 | 64.94 | 30.0127 | 64.04 | 29.5315 | 38.12 | 14.1133 | 64.94 | 30.0334 | 60.08 | 26.1333 | 62.96 | 28.3205 | 68 | 31.314 | 46.04 | 16.7526 | 42.98 | 15.6976 | 57.2 | 24.6122 | 68 | 31.8384 | 66.2 | 29.9966 | 41 | 15.0329 | 42.98 | 15.6595 | 7082 | #N/A | #N/A
| 64.94 | 29.8118 | 66.02 | 30.8429 | 64.94 | 29.9622 | 37.22 | 13.8587 | 64.04 | 29.356 | 60.08 | 26.1392 | 64.04 | 28.7773 | 68 | 31.314 | 46.04 | 16.5564 | 42.98 | 15.696 | 57.2 | 24.6122 | 66.92 | 31.0859 | 64.4 | 29.5543 | 39.02 | 14.3697 | 42.98 | 15.6579 | 7083 | #N/A | #N/A
| 64.04 | 29.6023 | 64.94 | 30.0127 | 64.94 | 29.9622 | 33.8 | 12.4954 | 64.04 | 29.356 | 59 | 25.4384 | 64.04 | 28.7773 | 66.92 | 30.4839 | 44.06 | 16.2734 | 39.92 | 14.7299 | 57.2 | 24.6122 | 66.02 | 30.2989 | 64.4 | 29.5543 | 37.94 | 13.8972 | 42.98 | 15.6574 | 7084 | #N/A | #N/A
| 64.04 | 29.3091 | 64.04 | 29.6429 | 64.94 | 30.2542 | 33.8 | 12.4954 | 64.04 | 29.356 | 60.08 | 26.1691 | 62.96 | 28.7995 | 66.92 | 30.4839 | 39.92 | 14.8444 | 41 | 14.8102 | 59 | 25.0521 | 66.02 | 30.8645 | 60.8 | 26.9624 | 35.96 | 13.2491 | 42.08 | 15.4392 | 7085 | #N/A | #N/A
| 64.94 | 29.5302 | 64.04 | 29.3359 | 64.04 | 29.5913 | 33.8 | 12.1876 | 62.96 | 28.8418 | 59 | 25.4556 | 64.04 | 28.7773 | 66.92 | 30.4839 | 39.02 | 14.4431 | 39.02 | 14.1234 | 57.2 | 24.6122 | 66.02 | 30.8645 | 62.6 | 28.2329 | 35.96 | 13.0538 | 42.08 | 15.4403 | 7086 | #N/A | #N/A
| 64.94 | 29.9851 | 62.96 | 28.8546 | 62.6 | 28.234 | 33.8 | 12.1872 | 62.96 | 28.8475 | 60.08 | 26.1953 | 64.04 | 28.7773 | 66.02 | 30.2626 | 41 | 15.1062 | 37.04 | 13.4758 | 59 | 25.7921 | 66.02 | 30.2989 | 64.4 | 28.6746 | 35.96 | 13.053 | 42.08 | 15.4397 | 7087 | #N/A | #N/A
| 64.94 | 29.5302 | 62.96 | 28.5413 | 62.96 | 28.7936 | 33.8 | 12.4945 | 62.96 | 28.5606 | 57.2 | 24.5857 | 62.96 | 28.3734 | 66.02 | 30.2626 | 41 | 14.9204 | 37.4 | 13.6871 | 59 | 25.0521 | 66.02 | 30.2989 | 62.6 | 28.2329 | 37.04 | 13.5089 | 41 | 15.0624 | 7088 | #N/A | #N/A
| 64.94 | 29.5302 | 62.06 | 27.8932 | 62.96 | 28.3636 | 33.8 | 12.1852 | 62.96 | 28.856 | 57.92 | 24.8377 | 62.06 | 27.6513 | 66.02 | 29.8071 | 41 | 14.921 | 37.4 | 13.3587 | 59 | 25.0521 | 64.94 | 30.0334 | 62.6 | 28.2329 | 39.92 | 14.7679 | 39.92 | 14.7272 | 7089 | #N/A | #N/A
| 64.94 | 29.9851 | 62.06 | 27.8932 | 62.96 | 28.3704 | 37.22 | 13.8543 | 62.96 | 28.5606 | 57.92 | 24.6902 | 62.06 | 27.3698 | 64.94 | 29.5419 | 41 | 14.9189 | 39.02 | 14.3276 | 57.2 | 23.9152 | 64.04 | 29.356 | 60.8 | 26.9624 | 41 | 15.2517 | 42.08 | 15.4334 | 7090 | #N/A | #N/A
| 64.94 | 29.9851 | 62.06 | 28.2045 | 62.96 | 28.3704 | 40.82 | 15.3575 | 62.96 | 28.5606 | 57.92 | 24.2704 | 62.06 | 27.3698 | 64.94 | 29.3287 | 42.98 | 15.5804 | 46.04 | 17.1138 | 57.2 | 23.9152 | 64.04 | 28.8256 | 62.6 | 27.4034 | 42.98 | 15.9251 | 44.06 | 15.9101 | 7091 | #N/A | #N/A
| 64.94 | 29.5302 | 62.06 | 27.8932 | 64.04 | 28.7592 | 43.7 | 16.1703 | 64.04 | 28.8256 | 57.92 | 23.9319 | 62.96 | 28.0859 | 64.94 | 29.0127 | 44.96 | 16.0558 | 53.06 | 19.3009 | 57.2 | 23.9152 | 62.96 | 28.1327 | 60.8 | 26.9624 | 44.96 | 16.4002 | 48.02 | 16.866 | 7092 | #N/A | #N/A
| 66.92 | 30.36 | 62.96 | 28.5413 | 64.94 | 28.9801 | 46.76 | 16.7917 | 64.04 | 29.356 | 59 | 25.0951 | 64.04 | 28.7773 | 66.2 | 29.1494 | 48.02 | 17.0258 | 55.04 | 18.8022 | 59 | 24.3546 | 64.94 | 28.6181 | 62.6 | 28.2329 | 46.94 | 17.1229 | 48.92 | 16.8952 | 7093 | #N/A | #N/A
| 64.4 | 28.6967 | 62.6 | 28.2805 | 64.94 | 29.3124 | 50.18 | 17.7005 | 60.08 | 26.063 | 59 | 24.9542 | 64.04 | 29.0943 | 66.92 | 29.839 | 51.08 | 17.3537 | 55.04 | 18.3833 | 57.2 | 23.9152 | 64.04 | 28.7218 | 62.6 | 28.2329 | 50 | 17.8649 | 48.02 | 16.4606 | 7094 | #N/A | #N/A
| 64.94 | 29.0015 | 59 | 26.0928 | 59 | 26.0409 | 52.7 | 18.0797 | 57.02 | 23.9898 | 59 | 24.9542 | 64.4 | 28.6935 | 66.02 | 29.2777 | 51.98 | 17.3597 | 53.96 | 17.942 | 60.8 | 26.2324 | 64.94 | 28.6181 | 62.96 | 28.4035 | 51.98 | 17.9101 | 48.92 | 16.6815 | 7095 | #N/A | #N/A
| 64.94 | 29.5302 | 57.2 | 24.6028 | 59 | 25.2937 | 53.24 | 17.6615 | 55.4 | 22.8252 | 62.06 | 26.6883 | 62.6 | 27.4213 | 60.98 | 25.8052 | 53.06 | 17.2506 | 55.94 | 18.2147 | 64.4 | 27.1132 | 64.94 | 28.6181 | 64.4 | 28.6746 | 53.06 | 17.3826 | 50 | 16.7696 | 7096 | #N/A | #N/A
| 64.94 | 28.0786 | 57.02 | 24.4873 | 55.94 | 24.0329 | 53.42 | 17.5676 | 55.04 | 22.8656 | 64.04 | 26.9971 | 60.08 | 24.686 | 57.92 | 23.4552 | 53.06 | 17.09 | 55.04 | 17.9964 | 62.6 | 26.6728 | 60.08 | 25.2506 | 62.6 | 28.2329 | 55.04 | 17.8623 | 50 | 16.7706 | 7097 | #N/A | #N/A
| 60.08 | 24.0622 | 57.02 | 23.728 | 53.96 | 21.4415 | 55.58 | 18.1253 | 53.96 | 21.6189 | 60.98 | 25.7998 | 60.08 | 24.0598 | 57.02 | 22.6387 | 55.04 | 17.7308 | 55.04 | 18.2063 | 59 | 25.7921 | 57.02 | 23.0305 | 60.8 | 26.9624 | 55.04 | 17.8637 | 50 | 16.7701 | 7098 | #N/A | #N/A
| 57.02 | 22.1897 | 53.96 | 22.2711 | 53.96 | 20.9014 | 54.5 | 18.1475 | 51.98 | 20.4598 | 60.08 | 26.2098 | 55.94 | 21.9065 | 51.08 | 20.1323 | 53.96 | 17.3095 | 53.96 | 18.126 | 59 | 25.0521 | 53.06 | 21.0549 | 55.04 | 22.3507 | 53.06 | 17.5554 | 50 | 16.4051 | 7099 | #N/A | #N/A
| 53.6 | 20.6124 | 51.08 | 20.5611 | 53.06 | 20.2863 | 50.54 | 17.2255 | 51.98 | 20.4598 | 57.02 | 24.2105 | 55.94 | 21.9065 | 51.08 | 19.6436 | 46.94 | 16.5452 | 51.98 | 18.0659 | 57.2 | 24.6122 | 51.98 | 20.4598 | 53.6 | 21.7229 | 50 | 16.8148 | 48.02 | 16.0889 | 7100 | #N/A | #N/A
| 51.08 | 19.0023 | 48.2 | 18.8013 | 48.02 | 17.2558 | 43.88 | 15.8327 | 48.92 | 18.2422 | 59 | 25.4787 | 53.6 | 19.6145 | 46.94 | 16.9961 | 42.08 | 15.1811 | 46.94 | 16.8431 | 57.2 | 24.6122 | 46.94 | 17.2658 | 53.6 | 20.5992 | 46.04 | 16.2475 | 42.08 | 14.6528 | 7101 | #N/A | #N/A
| 48.92 | 17.471 | 48.02 | 18.1358 | 46.94 | 16.6751 | 40.1 | 14.8765 | 48.92 | 18.093 | 57.92 | 25.0516 | 51.98 | 19.3154 | 46.4 | 16.2214 | 39.02 | 14.223 | 44.06 | 16.141 | 57.2 | 23.9152 | 46.04 | 16.6805 | 48.92 | 18.1893 | 41 | 14.8418 | 42.98 | 14.867 | 7102 | #N/A | #N/A
| 46.94 | 16.3693 | 44.06 | 15.6967 | 46.04 | 16.1524 | 38.66 | 14.4531 | 44.96 | 15.9169 | 57.92 | 24.6902 | 50 | 17.2832 | 46.04 | 16.0621 | 35.96 | 13.1129 | 41 | 14.9812 | 57.2 | 23.9152 | 44.06 | 15.4718 | 46.94 | 16.7797 | 39.02 | 14.3632 | 42.08 | 14.6483 | 7103 | #N/A | #N/A
| 46.4 | 15.8655 | 44.06 | 15.6925 | 44.96 | 15.6692 | 37.22 | 13.7813 | 44.06 | 15.3844 | 55.94 | 23.787 | 50 | 17.1973 | 46.04 | 15.9313 | 35.96 | 13.1098 | 39.92 | 14.3289 | 55.4 | 23.4759 | 44.06 | 15.4688 | 46.04 | 16.3272 | 37.94 | 13.8902 | 42.08 | 14.6479 | 7104 | #N/A | #N/A
| 48.02 | 16.4068 | 42.98 | 15.2117 | 44.96 | 15.6653 | 34.7 | 12.7695 | 44.06 | 15.4772 | 55.04 | 22.9589 | 53.06 | 17.8304 | 46.4 | 16.2214 | 35.06 | 12.7348 | 39.2 | 14.1225 | 55.4 | 22.8196 | 44.06 | 15.2914 | 46.04 | 16.3224 | 37.04 | 13.5029 | 42.08 | 14.6483 | 7105 | #N/A | #N/A
| 48.02 | 16.4019 | 42.98 | 15.2082 | 44.96 | 15.6653 | 33.8 | 12.4867 | 42.98 | 15.4288 | 53.96 | 22.3728 | 53.06 | 17.8304 | 46.94 | 16.0688 | 35.06 | 12.7323 | 37.4 | 13.6871 | 53.6 | 22.3808 | 44.06 | 15.0884 | 46.04 | 16.1339 | 35.6 | 12.9608 | 42.08 | 14.6461 | 7106 | #N/A | #N/A
| 48.02 | 16.3989 | 42.98 | 15.2047 | 44.96 | 15.6599 | 33.8 | 12.4867 | 44.06 | 15.4723 | 53.96 | 21.9979 | 51.98 | 18.1781 | 46.4 | 16.5964 | 35.06 | 12.7335 | 37.4 | 13.3587 | 53.6 | 22.3808 | 44.96 | 15.6762 | 46.4 | 16.2084 | 35.96 | 12.8877 | 42.98 | 14.8643 | 7107 | #N/A | #N/A
| 48.92 | 16.6137 | 44.06 | 15.6775 | 44.96 | 15.6564 | 32 | 11.7451 | 44.06 | 15.4688 | 53.06 | 21.6697 | 53.06 | 18.4381 | 46.94 | 16.4622 | 33.98 | 12.289 | 35.6 | 12.9235 | 51.8 | 21.3246 | 44.96 | 15.8879 | 46.94 | 16.3466 | 35.6 | 12.9608 | 42.98 | 14.8662 | 7108 | #N/A | #N/A
| 48.92 | 16.8274 | 42.98 | 15.4129 | 44.96 | 15.6564 | 33.8 | 12.4885 | 44.06 | 15.6799 | 51.98 | 21.1105 | 53.06 | 18.0082 | 48.02 | 16.7952 | 33.98 | 12.2894 | 35.6 | 12.9235 | 51.8 | 20.7435 | 46.04 | 16.3325 | 46.94 | 16.5286 | 35.6 | 12.9608 | 39.92 | 14.1271 | 7109 | #N/A | #N/A
| 48.92 | 16.8233 | 44.06 | 15.856 | 46.04 | 16.1261 | 33.8 | 12.1816 | 44.06 | 15.8622 | 51.98 | 20.7669 | 53.06 | 17.8171 | 48.02 | 16.6093 | 33.98 | 12.476 | 35.6 | 12.6156 | 50 | 20.3055 | 46.04 | 16.2577 | 48.02 | 17.2131 | 33.8 | 12.2154 | 41 | 14.3897 | 7110 | #N/A | #N/A
| 48.92 | 16.6054 | 44.96 | 16.0696 | 46.94 | 16.1262 | 32 | 11.7463 | 44.96 | 16.0769 | 51.08 | 20.303 | 51.98 | 17.5505 | 48.92 | 16.6071 | 33.98 | 12.4752 | 33.8 | 11.856 | 50 | 20.3055 | 46.04 | 15.9247 | 48.02 | 17.2073 | 35.06 | 12.6728 | 39.92 | 14.3301 | 7111 | #N/A | #N/A
| 48.92 | 16.6044 | 46.04 | 16.1423 | 46.94 | 16.1262 | 32 | 11.423 | 46.04 | 16.1488 | 51.08 | 20.0284 | 51.98 | 17.5505 | 46.04 | 16.3046 | 35.96 | 13.1156 | 33.98 | 12.1958 | 50 | 19.759 | 46.94 | 15.9672 | 48.2 | 17.0184 | 33.8 | 12.5257 | 39.92 | 14.5056 | 7112 | #N/A | #N/A
| 48.02 | 16.5963 | 46.04 | 15.9244 | 46.94 | 15.7485 | 32 | 11.7483 | 46.04 | 15.9306 | 50 | 20.0314 | 50 | 16.8538 | 48.02 | 16.2112 | 35.96 | 13.1147 | 33.98 | 12.1954 | 50 | 19.759 | 46.94 | 15.7649 | 48.92 | 16.9922 | 33.8 | 12.5257 | 42.08 | 15.4318 | 7113 | #N/A | #N/A
| 48.92 | 16.227 | 46.04 | 15.7482 | 46.94 | 15.5852 | 32 | 11.7479 | 46.04 | 15.7542 | 50 | 19.954 | 51.08 | 17.1117 | 46.94 | 15.4031 | 37.94 | 13.793 | 37.04 | 13.272 | 50 | 19.759 | 46.04 | 15.1979 | 48.02 | 16.373 | 33.8 | 12.2154 | 42.08 | 15.6626 | 7114 | #N/A | #N/A
| 50 | 16.1399 | 46.04 | 15.3857 | 46.94 | 15.5852 | 37.94 | 14.0965 | 46.94 | 15.6083 | 51.08 | 20.016 | 51.98 | 17.1541 | 48.92 | 15.8791 | 39.92 | 14.444 | 42.98 | 15.8772 | 50 | 19.759 | 46.94 | 15.0514 | 48.92 | 16.5888 | 35.6 | 12.9608 | 46.04 | 17.3279 | 7115 | #N/A | #N/A
| 51.08 | 16.4001 | 48.02 | 15.6774 | 48.92 | 15.6754 | 43.16 | 15.9265 | 48.02 | 15.8672 | 51.98 | 20.2324 | 51.98 | 16.955 | 50 | 15.9385 | 44.06 | 15.8454 | 51.98 | 18.7691 | 50 | 19.759 | 48.92 | 15.5288 | 50 | 16.6782 | 42.08 | 15.5126 | 48.92 | 18.5306 | 7116 | #N/A | #N/A
| 53.06 | 16.879 | 51.08 | 16.416 | 51.98 | 16.6142 | 46.94 | 17.2496 | 50 | 16.3446 | 51.98 | 20.1685 | 53.06 | 17.2158 | 53.06 | 16.8784 | 48.92 | 17.4543 | 57.92 | 20.2124 | 50 | 19.759 | 51.08 | 16.0501 | 53.06 | 17.418 | 44.96 | 16.4074 | 53.96 | 19.9945 | 7117 | #N/A | #N/A
| 53.96 | 16.8935 | 53.06 | 16.8945 | 51.98 | 16.6142 | 51.44 | 18.7781 | 51.98 | 16.8232 | 53.96 | 20.713 | 53.06 | 17.2158 | 55.04 | 17.3569 | 53.96 | 19.4041 | 60.08 | 20.74 | 51.8 | 20.1966 | 53.96 | 16.7446 | 53.96 | 17.2747 | 48.92 | 17.8651 | 55.94 | 20.4765 | 7118 | #N/A | #N/A
| 55.94 | 17.3726 | 55.04 | 17.3726 | 55.04 | 16.6581 | 55.4 | 20.2092 | 55.04 | 17.5656 | 53.06 | 20.4311 | 55.94 | 17.9113 | 57.02 | 17.2874 | 57.92 | 20.3708 | 62.06 | 21.2259 | 51.8 | 20.1966 | 55.04 | 16.501 | 55.94 | 17.5685 | 53.06 | 19.365 | 55.94 | 19.4788 | 7119 | #N/A | #N/A
| 57.02 | 17.1388 | 57.02 | 17.3 | 55.94 | 16.569 | 58.1 | 21.0171 | 55.94 | 16.8939 | 53.06 | 20.4311 | 55.94 | 17.9113 | 57.92 | 17.3566 | 59 | 20.1595 | 60.98 | 20.5004 | 51.8 | 20.1966 | 57.02 | 17.1494 | 57.92 | 17.8448 | 55.94 | 20.306 | 55.94 | 19.9698 | 7120 | #N/A | #N/A
| 57.92 | 17.1837 | 57.02 | 16.841 | 55.94 | 16.569 | 59 | 21.1441 | 57.02 | 16.9824 | 53.06 | 20.4966 | 57.92 | 18.0435 | 60.08 | 17.2885 | 57.92 | 20.1597 | 60.98 | 20.9734 | 51.8 | 20.1966 | 57.92 | 16.9007 | 57.92 | 17.8428 | 57.02 | 20.8657 | 55.94 | 19.973 | 7121 | #N/A | #N/A
| 59 | 17.3076 | 57.02 | 16.558 | 57.92 | 16.8868 | 58.46 | 20.9212 | 57.92 | 16.9037 | 53.06 | 20.181 | 57.92 | 18.0414 | 60.98 | 17.5041 | 59 | 20.648 | 62.06 | 21.5097 | 51.8 | 20.1966 | 57.92 | 16.8988 | 59 | 18.3039 | 57.02 | 20.8708 | 55.04 | 20.0384 | 7122 | #N/A | #N/A
| 57.92 | 16.7621 | 57.02 | 16.4111 | 57.02 | 16.667 | 57.2 | 21.0085 | 57.02 | 16.2766 | 53.06 | 19.9263 | 57.92 | 18.3851 | 60.08 | 17.0039 | 57.92 | 20.3914 | 59 | 20.4987 | 51.8 | 20.1966 | 57.02 | 16.5541 | 57.92 | 18.0392 | 53.96 | 20.6945 | 55.04 | 20.0411 | 7123 | #N/A | #N/A
| 55.04 | 16.1885 | 53.96 | 15.8146 | 57.02 | 16.667 | 57.2 | 21.0129 | 55.04 | 15.7968 | 53.06 | 19.9234 | 57.92 | 18.3851 | 57.92 | 16.4807 | 57.02 | 20.4508 | 57.02 | 20.2913 | 51.8 | 19.682 | 53.96 | 15.5326 | 55.94 | 17.1946 | 53.96 | 20.3849 | 53.06 | 19.2859 | 7124 | #N/A | #N/A
| 53.06 | 15.7077 | 51.98 | 15.4583 | 55.04 | 15.9158 | 55.22 | 20.583 | 53.06 | 15.7207 | 51.98 | 19.6575 | 57.02 | 17.6118 | 56.66 | 16.7614 | 57.02 | 20.4501 | 55.94 | 19.7596 | 51.8 | 19.682 | 53.96 | 15.809 | 55.04 | 16.9723 | 53.06 | 19.9149 | 53.06 | 19.8065 | 7125 | #N/A | #N/A
| 51.98 | 15.904 | 51.98 | 15.9185 | 53.96 | 17.0721 | 54.32 | 20.57 | 53.06 | 16.3289 | 51.98 | 19.1305 | 57.02 | 17.9947 | 55.22 | 17.1493 | 53.96 | 20.242 | 55.04 | 19.5426 | 51.8 | 19.682 | 51.98 | 16.0628 | 55.04 | 17.3307 | 51.08 | 19.686 | 51.98 | 19.5468 | 7126 | #N/A | #N/A
| 53.96 | 17.073 | 51.98 | 16.7973 | 53.96 | 17.0721 | 53.96 | 20.6389 | 53.06 | 17.4197 | 51.98 | 19.1318 | 55.94 | 18.0882 | 53.96 | 17.6171 | 51.8 | 19.823 | 53.96 | 19.7855 | 51.8 | 19.1982 | 51.08 | 16.189 | 55.04 | 18.4384 | 51.08 | 19.6853 | 51.08 | 19.63 | 7127 | #N/A | #N/A
| 53.06 | 17.3945 | 51.08 | 16.9363 | 53.96 | 17.6108 | 53.6 | 20.6573 | 51.98 | 17.157 | 51.08 | 18.6404 | 57.02 | 18.517 | 53.96 | 17.6157 | 48.2 | 19.4733 | 51.98 | 19.5966 | 50 | 18.7614 | 51.98 | 16.7911 | 55.04 | 18.6641 | 51.98 | 19.9061 | 50 | 19.0711 | 7128 | #N/A | #N/A
| 51.98 | 17.5143 | 51.08 | 16.9344 | 53.96 | 17.7802 | 51.8 | 20.7658 | 51.08 | 17.1095 | 51.08 | 18.5976 | 57.02 | 18.9128 | 53.06 | 17.5685 | 48.92 | 19.586 | 51.98 | 19.5995 | 50 | 18.7614 | 50 | 16.6693 | 55.04 | 18.4331 | 51.08 | 19.9977 | 50 | 19.3748 | 7129 | #N/A | #N/A
| 53.96 | 17.994 | 51.08 | 17.3163 | 53.96 | 17.7802 | 51.8 | 20.7708 | 51.08 | 17.3202 | 50 | 18.3753 | 57.02 | 18.9128 | 55.04 | 18.4427 | 48.92 | 19.586 | 51.98 | 19.603 | 50 | 18.7614 | 50 | 16.8385 | 53.96 | 18.3965 | 51.08 | 20.0031 | 50 | 19.4827 | 7130 | #N/A | #N/A
| 51.98 | 17.9266 | 48.02 | 16.5788 | 50 | 17.0344 | 49.28 | 19.7737 | 50 | 17.2437 | 50 | 18.374 | 60.08 | 20.7968 | 55.04 | 18.4443 | 48.2 | 18.9493 | 53.6 | 20.0972 | 48.2 | 17.8704 | 50 | 17.0527 | 53.96 | 18.7554 | 48.2 | 18.8456 | 48.92 | 19.696 | 7131 | #N/A | #N/A
| 55.04 | 18.6706 | 46.94 | 16.5009 | 51.08 | 17.2959 | 50 | 20.3363 | 48.92 | 16.9827 | 50 | 18.155 | 59 | 20.5393 | 53.06 | 18.1945 | 46.04 | 17.2897 | 53.6 | 20.0972 | 48.2 | 17.8704 | 50 | 17.2389 | 53.96 | 19.0922 | 48.2 | 19.3621 | 48.92 | 19.3763 | 7132 | #N/A | #N/A
| 53.96 | 18.8518 | 48.02 | 16.764 | 51.08 | 17.2959 | 46.4 | 17.9142 | 48.92 | 17.2118 | 48.92 | 17.8906 | 59 | 20.8154 | 53.06 | 18.1983 | 42.08 | 16.0715 | 51.98 | 19.8605 | 48.2 | 17.8704 | 50 | 17.4695 | 55.04 | 19.3596 | 44.6 | 17.4864 | 48.02 | 18.9006 | 7133 | #N/A | #N/A
| 55.04 | 19.3712 | 50 | 17.4719 | 51.08 | 17.7086 | 42.98 | 15.8793 | 50 | 17.4749 | 48.02 | 17.6378 | 60.08 | 21.3146 | 51.08 | 18.4144 | 41 | 15.4075 | 50 | 19.132 | 44.6 | 16.5713 | 51.98 | 18.1468 | 55.94 | 19.7993 | 42.8 | 16.1661 | 46.04 | 18.1225 | 7134 | #N/A | #N/A
| 53.96 | 19.3285 | 50 | 17.6696 | 51.08 | 17.7097 | 42.62 | 16.2818 | 50 | 17.4733 | 44.96 | 16.931 | 60.08 | 22.1707 | 55.94 | 20.0847 | 39.02 | 14.6544 | 48.92 | 18.5789 | 44.6 | 16.9973 | 51.98 | 18.148 | 55.94 | 20.0692 | 42.8 | 16.1661 | 44.96 | 17.1146 | 7135 | #N/A | #N/A
| 53.96 | 20.1236 | 51.08 | 17.9302 | 51.08 | 17.7097 | 41 | 15.3205 | 48.92 | 17.4095 | 46.04 | 17.4076 | 60.08 | 22.1707 | 51.98 | 19.8982 | 42.98 | 16.0402 | 44.6 | 16.9779 | 44.6 | 16.5713 | 50 | 18.3832 | 55.04 | 19.8508 | 41 | 15.3284 | 44.96 | 16.8555 | 7136 | #N/A | #N/A
| 51.08 | 19.9859 | 50 | 17.6657 | 51.08 | 17.9027 | 37.4 | 14.0714 | 48.02 | 17.1892 | 46.04 | 17.4064 | 53.06 | 20.7297 | 51.08 | 19.9535 | 44.6 | 16.6868 | 41 | 14.9086 | 42.8 | 16.1351 | 48.92 | 18.9217 | 51.08 | 19.6606 | 39.2 | 14.5159 | 44.06 | 16.3859 | 7137 | #N/A | #N/A
| 51.08 | 19.9867 | 48.92 | 17.647 | 51.98 | 17.9228 | 36.86 | 13.7236 | 50 | 17.666 | 48.02 | 18.1561 | 53.06 | 21.0676 | 51.98 | 20.2089 | 46.4 | 17.1227 | 46.94 | 17.5904 | 42.8 | 16.1351 | 48.92 | 18.9188 | 51.98 | 19.8793 | 37.4 | 13.7271 | 44.96 | 16.6018 | 7138 | #N/A | #N/A
| 51.98 | 20.2024 | 51.98 | 18.3869 | 51.98 | 17.9228 | 49.46 | 18.1052 | 51.98 | 18.1434 | 55.04 | 20.0978 | 53.96 | 21.2799 | 51.98 | 19.8938 | 46.4 | 16.3313 | 51.98 | 18.594 | 48.2 | 18.3245 | 50 | 19.1782 | 55.04 | 20.0809 | 37.4 | 14.0802 | 46.94 | 17.3287 | 7139 | #N/A | #N/A
| 55.04 | 20.0926 | 53.96 | 18.1953 | 55.04 | 18.4336 | 52.16 | 17.9759 | 53.96 | 18.0126 | 57.92 | 20.2914 | 55.94 | 21.4246 | 55.94 | 19.5854 | 46.94 | 16.5583 | 55.94 | 19.0587 | 53.6 | 18.7526 | 53.96 | 19.1209 | 55.04 | 19.5746 | 53.06 | 17.5716 | 50 | 17.8179 | 7140 | #N/A | #N/A
| 57.02 | 19.3488 | 55.94 | 18.2783 | 55.94 | 17.8891 | 53.42 | 17.7622 | 55.94 | 17.9104 | 57.92 | 21.0953 | 59 | 21.0482 | 57.02 | 18.9247 | 48.02 | 16.6349 | 57.92 | 19.1171 | 55.4 | 19.6166 | 55.94 | 18.677 | 56.12 | 19.241 | 53.96 | 17.7894 | 51.08 | 17.642 | 7141 | #N/A | #N/A
| 59 | 19.8302 | 57.92 | 18.2268 | 55.94 | 17.8891 | 54.86 | 18.0426 | 57.02 | 18.012 | 60.08 | 21.6243 | 59 | 21.0482 | 59 | 19.6337 | 48.92 | 16.8571 | 57.02 | 18.5065 | 59 | 20.9458 | 57.92 | 18.5872 | 57.02 | 18.9136 | 53.06 | 17.4043 | 51.98 | 17.277 | 7142 | #N/A | #N/A
| 60.08 | 19.4824 | 59 | 18.3038 | 60.08 | 19.0903 | 56.84 | 18.4558 | 57.92 | 17.8433 | 62.06 | 21.8188 | 60.08 | 20.5585 | 62.06 | 20.1471 | 51.08 | 17.1654 | 60.08 | 19.0817 | 60.8 | 21.3826 | 60.08 | 19.1115 | 59 | 19.3936 | 55.94 | 17.7465 | 53.06 | 17.338 | 7143 | #N/A | #N/A
| 60.98 | 19.7013 | 60.98 | 18.5816 | 60.08 | 18.7321 | 57.92 | 18.6173 | 60.08 | 18.7529 | 62.06 | 22.6833 | 59 | 19.8243 | 60.98 | 19.7024 | 51.98 | 17.0093 | 60.08 | 18.725 | 62.6 | 22.3054 | 60.98 | 19.1308 | 60.08 | 20.0819 | 57.92 | 18.225 | 53.06 | 17.339 | 7144 | #N/A | #N/A
| 62.06 | 19.7483 | 59 | 18.1021 | 60.08 | 18.7321 | 58.1 | 18.4936 | 59 | 17.9424 | 62.06 | 22.1226 | 60.98 | 20.3041 | 62.06 | 19.3794 | 51.98 | 17.0093 | 60.08 | 18.725 | 62.6 | 22.8221 | 60.98 | 18.9696 | 60.98 | 20.2988 | 57.92 | 18.0403 | 53.96 | 17.5568 | 7145 | #N/A | #N/A
| 60.98 | 19.3131 | 57.92 | 17.8388 | 59 | 17.9227 | 57.02 | 18.1329 | 57.02 | 17.4624 | 62.06 | 22.1263 | 60.98 | 19.8773 | 60.08 | 18.7395 | 53.06 | 17.2703 | 60.08 | 18.7242 | 60.8 | 22.3845 | 59 | 18.3032 | 59 | 19.3925 | 57.02 | 17.6206 | 53.96 | 17.3912 | 7146 | #N/A | #N/A
| 59 | 18.4744 | 55.94 | 17.1969 | 57.02 | 17.2569 | 55.4 | 17.6127 | 55.94 | 17.0142 | 59 | 20.3617 | 57.92 | 18.7377 | 57.02 | 17.4488 | 51.08 | 16.7905 | 59 | 18.2765 | 62.6 | 22.8221 | 55.94 | 17.3587 | 57.92 | 18.9446 | 55.94 | 17.3586 | 51.98 | 16.7206 | 7147 | #N/A | #N/A
| 55.04 | 17.327 | 53.96 | 16.2141 | 57.02 | 17.2569 | 53.06 | 17.0748 | 53.96 | 16.2152 | 55.94 | 20.8974 | 57.92 | 18.7377 | 53.06 | 16.4879 | 48.92 | 16.2672 | 55.94 | 17.3352 | 59 | 21.431 | 53.06 | 16.4985 | 55.94 | 18.0792 | 53.06 | 16.6599 | 50 | 16.2392 | 7148 | #N/A | #N/A
| 51.98 | 16.5813 | 51.98 | 15.9004 | 51.98 | 16.3724 | 50.72 | 16.5696 | 51.98 | 15.9019 | 55.04 | 20.9905 | 55.04 | 17.3186 | 51.08 | 15.8218 | 48.92 | 16.1027 | 53.96 | 16.8519 | 57.2 | 21.5093 | 51.08 | 16.0147 | 55.04 | 17.6573 | 51.98 | 16.5962 | 48.92 | 16.1653 | 7149 | #N/A | #N/A
| 51.08 | 16.002 | 50 | 15.7485 | 51.08 | 16.1515 | 49.82 | 16.4154 | 51.08 | 15.5122 | 55.04 | 20.9921 | 51.98 | 16.3758 | 50 | 15.7407 | 48.02 | 15.8849 | 51.08 | 16.3531 | 57.2 | 22.0574 | 48.92 | 15.3055 | 53.06 | 17.3705 | 50 | 16.1166 | 48.02 | 15.9471 | 7150 | #N/A | #N/A
| 48.92 | 15.4766 | 50 | 15.4163 | 51.08 | 16.1515 | 48.38 | 16.0992 | 50 | 15.2493 | 55.94 | 21.8182 | 51.98 | 16.3728 | 48.92 | 15.4769 | 44.96 | 15.1448 | 50 | 16.2746 | 55.4 | 21.0718 | 46.94 | 15.0079 | 51.98 | 17.2752 | 48.02 | 15.8234 | 46.04 | 15.4672 | 7151 | #N/A | #N/A
| 48.02 | 15.4159 | 48.02 | 15.4242 | 48.92 | 15.6235 | 45.14 | 15.348 | 50 | 15.4159 | 57.92 | 22.6536 | 51.08 | 16.534 | 48.02 | 15.2558 | 42.98 | 14.6669 | 46.04 | 15.4721 | 55.4 | 21.6195 | 46.04 | 14.7879 | 51.08 | 17.0528 | 44.96 | 15.0831 | 42.98 | 14.7265 | 7152 | #N/A | #N/A
| 46.94 | 15.1534 | 48.02 | 15.6217 | 46.94 | 14.9858 | 43.88 | 15.1414 | 46.94 | 15.0045 | 60.08 | 24.1784 | 50 | 16.2717 | 46.04 | 14.9339 | 42.08 | 14.4499 | 39.92 | 13.9923 | 57.2 | 22.0574 | 44.06 | 14.3072 | 50 | 16.6273 | 46.04 | 15.3445 | 41 | 14.2488 | 7153 | #N/A | #N/A
| 46.04 | 14.7756 | 46.04 | 14.9436 | 46.94 | 14.9858 | 38.66 | 13.4936 | 46.94 | 15.1629 | 60.98 | 24.0873 | 50 | 16.2717 | 44.96 | 14.5135 | 44.06 | 14.7402 | 39.92 | 14.3553 | 57.2 | 22.6398 | 44.06 | 14.3064 | 48.92 | 16.1616 | 42.08 | 14.5429 | 39.02 | 13.768 | 7154 | #N/A | #N/A
| 44.96 | 14.5136 | 44.96 | 14.6815 | 46.04 | 14.9251 | 42.08 | 14.6033 | 44.96 | 14.6822 | 60.98 | 24.0988 | 48.92 | 15.825 | 44.06 | 14.2954 | 39.92 | 13.926 | 37.94 | 13.3526 | 59 | 24.3546 | 42.98 | 14.0449 | 48.02 | 15.944 | 42.08 | 14.5425 | 39.02 | 13.7663 | 7155 | #N/A | #N/A
| 44.06 | 14.2955 | 42.08 | 14.1823 | 44.96 | 14.6622 | 41.54 | 15.0601 | 44.06 | 13.9781 | 60.98 | 24.1056 | 48.92 | 15.8238 | 44.06 | 14.4529 | 42.08 | 14.6085 | 39.02 | 13.6128 | 60.8 | 24.1362 | 42.08 | 13.8265 | 46.94 | 15.8763 | 42.98 | 14.9571 | 39.02 | 13.7663 | 7156 | #N/A | #N/A
| 44.06 | 14.2937 | 39.92 | 13.6596 | 44.96 | 14.6622 | 42.26 | 15.4191 | 41 | 13.2362 | 60.98 | 23.4326 | 46.94 | 15.5269 | 44.06 | 14.4521 | 41 | 14.7205 | 37.94 | 13.5096 | 60.8 | 24.1362 | 41 | 13.5645 | 46.94 | 15.6793 | 44.06 | 15.2201 | 39.92 | 13.9862 | 7157 | #N/A | #N/A
| 42.98 | 14.0324 | 37.94 | 12.9827 | 42.98 | 14.3799 | 43.34 | 15.3891 | 39.92 | 13.4617 | 59 | 21.996 | 48.02 | 15.4064 | 42.08 | 13.9731 | 41 | 14.9371 | 42.08 | 14.7085 | 59 | 21.947 | 39.92 | 13.3037 | 46.94 | 15.6789 | 44.06 | 15.7848 | 39.92 | 13.9862 | 7158 | #N/A | #N/A
| 42.08 | 13.8133 | 37.04 | 12.6056 | 42.98 | 14.0227 | 43.34 | 15.6863 | 39.92 | 13.1194 | 55.94 | 20.9391 | 46.94 | 14.8033 | 42.08 | 14.3518 | 41 | 15.1276 | 41 | 14.6152 | 57.2 | 20.9937 | 39.02 | 13.0842 | 46.04 | 15.1194 | 42.98 | 15.7552 | 41 | 14.4122 | 7159 | #N/A | #N/A
| 42.08 | 13.8111 | 39.92 | 13.1169 | 42.98 | 14.0227 | 42.8 | 15.7499 | 39.92 | 12.9725 | 53.06 | 20.5485 | 46.94 | 14.8033 | 41 | 14.0886 | 41 | 15.1292 | 44.06 | 15.3603 | 55.4 | 20.5565 | 37.04 | 12.6038 | 44.96 | 14.501 | 42.98 | 15.9558 | 41 | 14.6193 | 7160 | #N/A | #N/A
| 41 | 13.7058 | 37.94 | 12.4926 | 42.08 | 13.1764 | 42.8 | 15.7504 | 39.92 | 12.6713 | 55.04 | 20.4612 | 46.04 | 15.1193 | 39.92 | 13.8263 | 41 | 15.3603 | 44.06 | 15.7542 | 53.6 | 19.6352 | 35.96 | 12.3419 | 44.96 | 14.6577 | 42.98 | 15.9563 | 41 | 14.6202 | 7161 | #N/A | #N/A
| 41 | 13.9008 | 39.02 | 12.5842 | 42.08 | 13.3072 | 43.52 | 16.4078 | 39.92 | 12.6695 | 53.06 | 19.4478 | 46.94 | 14.6518 | 42.08 | 14.1637 | 42.08 | 15.8207 | 46.04 | 16.0494 | 53.6 | 19.6352 | 37.94 | 13.1735 | 46.04 | 14.4316 | 44.06 | 16.4612 | 41 | 15.0092 | 7162 | #N/A | #N/A
| 44.96 | 14.857 | 42.98 | 13.2511 | 42.08 | 13.3072 | 44.6 | 16.5892 | 42.98 | 13.4059 | 55.94 | 18.9451 | 48.92 | 15.8113 | 46.04 | 14.9217 | 42.08 | 15.8246 | 46.04 | 16.4553 | 55.4 | 19.1888 | 42.08 | 14.1722 | 46.04 | 14.4302 | 44.06 | 16.4647 | 42.08 | 15.6925 | 7163 | #N/A | #N/A
| 46.04 | 14.763 | 44.96 | 13.7281 | 44.96 | 13.5931 | 44.6 | 17.0177 | 44.06 | 13.6676 | 57.02 | 19.2067 | 48.92 | 15.6143 | 46.94 | 14.487 | 42.8 | 16.2509 | 46.94 | 16.8731 | 55.4 | 18.787 | 44.06 | 14.2947 | 46.04 | 14.5752 | 44.96 | 16.9356 | 42.98 | 16.117 | 7164 | #N/A | #N/A
| 48.02 | 15.2423 | 44.96 | 13.7292 | 46.04 | 13.8539 | 44.6 | 17.0184 | 44.96 | 13.6082 | 57.92 | 19.4242 | 50 | 15.5365 | 48.92 | 15.1331 | 42.98 | 16.2978 | 46.94 | 17.1154 | 57.2 | 19.2229 | 46.04 | 14.2781 | 46.04 | 14.4299 | 44.6 | 17.0306 | 44.06 | 16.3812 | 7165 | #N/A | #N/A
| 48.92 | 15.278 | 46.04 | 13.8669 | 46.04 | 13.8539 | 46.22 | 17.3765 | 46.04 | 13.8689 | 57.92 | 19.6238 | 50 | 15.5365 | 50 | 14.9396 | 44.06 | 16.8199 | 48.02 | 17.8555 | 57.2 | 19.2229 | 48.92 | 14.9737 | 46.94 | 14.6478 | 46.04 | 17.2072 | 44.96 | 16.8567 | 7166 | #N/A | #N/A
| 50 | 15.2268 | 46.94 | 14.0845 | 46.94 | 13.9312 | 46.94 | 17.8309 | 46.04 | 13.7277 | 57.92 | 19.4258 | 51.08 | 15.7979 | 50 | 15.0936 | 44.96 | 17.0467 | 48.92 | 17.8612 | 57.2 | 19.2229 | 48.02 | 14.205 | 46.94 | 14.481 | 48.02 | 17.9173 | 44.96 | 16.4081 | 7167 | #N/A | #N/A
| 48.92 | 14.6786 | 46.94 | 13.9431 | 46.94 | 13.9312 | 46.4 | 17.9318 | 46.04 | 13.5917 | 57.02 | 19.6535 | 51.98 | 16.0156 | 51.98 | 15.4186 | 44.96 | 17.0511 | 50 | 17.6358 | 57.2 | 19.2229 | 50 | 14.8243 | 46.94 | 14.3484 | 48.2 | 17.9034 | 44.6 | 16.3522 | 7168 | #N/A | #N/A
| 48.92 | 14.6786 | 46.04 | 13.7251 | 46.94 | 13.9312 | 48.2 | 17.9166 | 46.94 | 13.9428 | 59 | 19.455 | 51.98 | 15.5688 | 53.06 | 15.5558 | 46.04 | 17.5407 | 50 | 17.6358 | 55.4 | 18.4099 | 48.02 | 14.2055 | 46.94 | 14.6478 | 50 | 18.1875 | 46.04 | 16.8812 | 7169 | #N/A | #N/A
| 48.92 | 14.678 | 46.04 | 13.7238 | 46.94 | 13.688 | 50 | 18.36 | 46.04 | 13.59 | 57.02 | 18.7859 | 51.08 | 15.3505 | 51.98 | 15.1526 | 46.04 | 17.5407 | 50 | 17.6381 | 57.2 | 18.8455 | 48.92 | 14.4212 | 46.94 | 14.4794 | 50 | 18.3399 | 46.04 | 16.6816 | 7170 | #N/A | #N/A
| 48.02 | 14.4584 | 46.04 | 13.7224 | 46.04 | 13.576 | 50 | 18.3588 | 44.96 | 13.4623 | 55.94 | 18.7044 | 48.92 | 14.8276 | 50 | 14.6734 | 46.04 | 17.5447 | 48.92 | 17.6217 | 57.2 | 18.8455 | 46.94 | 13.8069 | 46.94 | 14.3438 | 48.2 | 17.4746 | 46.4 | 16.7877 | 7171 | #N/A | #N/A
| 46.04 | 13.7151 | 44.06 | 13.3834 | 46.04 | 13.576 | 48.2 | 17.9242 | 44.96 | 13.601 | 55.04 | 18.4812 | 48.92 | 14.8276 | 46.04 | 13.7158 | 46.4 | 17.5575 | 48.92 | 17.8783 | 55.4 | 18.4099 | 44.06 | 13.0031 | 46.04 | 13.8498 | 48.92 | 17.9282 | 44.6 | 16.7656 | 7172 | #N/A | #N/A
| 44.96 | 13.4519 | 42.98 | 13.1194 | 44.06 | 13.0943 | 48.2 | 17.9236 | 42.98 | 13.1205 | 53.06 | 18.2242 | 46.94 | 14.1908 | 42.98 | 12.974 | 46.04 | 17.8204 | 48.92 | 17.8789 | 53.6 | 17.9742 | 41 | 12.37 | 46.04 | 14.1218 | 48.02 | 17.4555 | 44.96 | 16.8755 | 7173 | #N/A | #N/A
| 44.06 | 13.2326 | 42.08 | 12.9005 | 42.98 | 12.9647 | 46.94 | 17.7556 | 41 | 12.6401 | 51.08 | 17.7374 | 46.04 | 13.8492 | 39.02 | 12.2787 | 46.4 | 18.0202 | 48.92 | 17.8789 | 51.8 | 17.9151 | 41 | 12.5011 | 46.04 | 14.1197 | 46.94 | 17.195 | 44.96 | 16.8785 | 7174 | #N/A | #N/A
| 42.98 | 13.1111 | 39.02 | 12.2828 | 42.98 | 12.9647 | 46.94 | 17.8459 | 39.92 | 12.3785 | 51.08 | 17.7325 | 44.96 | 13.3137 | 39.92 | 12.2321 | 46.4 | 18.0202 | 48.02 | 17.8821 | 50 | 17.1028 | 39.92 | 12.106 | 44.96 | 14.1556 | 46.94 | 17.4501 | 44.96 | 17.1412 | 7175 | #N/A | #N/A
| 44.06 | 13.2297 | 37.94 | 12.0209 | 41 | 12.4848 | 46.76 | 17.8482 | 39.02 | 12.282 | 51.08 | 17.9246 | 44.96 | 13.4457 | 37.94 | 11.893 | 44.6 | 17.5837 | 48.02 | 17.8815 | 48.2 | 17.0432 | 37.94 | 11.7606 | 44.06 | 14.0812 | 46.94 | 17.4513 | 44.96 | 17.1405 | 7176 | #N/A | #N/A
| 41 | 12.4909 | 37.94 | 12.0206 | 39.92 | 12.363 | 46.58 | 17.8999 | 37.94 | 12.0206 | 50 | 17.6601 | 44.06 | 13.2277 | 35.96 | 11.5361 | 46.4 | 18.0202 | 48.02 | 17.8815 | 48.2 | 17.0432 | 35.96 | 11.4226 | 42.98 | 14.0001 | 46.94 | 17.4531 | 44.6 | 17.2059 | 7177 | #N/A | #N/A
| 39.02 | 12.0136 | 37.04 | 11.8035 | 39.92 | 12.363 | 46.4 | 17.9536 | 37.04 | 11.956 | 50 | 17.4616 | 44.06 | 13.2277 | 37.04 | 11.6755 | 44.6 | 17.5837 | 48.02 | 17.6637 | 48.2 | 17.0432 | 35.96 | 11.283 | 42.98 | 14.0001 | 46.94 | 17.4556 | 44.06 | 16.9283 | 7178 | #N/A | #N/A
| 39.02 | 12.153 | 35.96 | 11.6948 | 39.02 | 12.2671 | 46.4 | 17.9543 | 37.04 | 11.9557 | 50 | 17.2309 | 42.98 | 13.3806 | 33.98 | 10.9374 | 44.6 | 17.5837 | 48.02 | 17.886 | 48.2 | 17.0432 | 35.06 | 11.0656 | 42.98 | 14.3527 | 46.94 | 17.4581 | 44.6 | 17.2059 | 7179 | #N/A | #N/A
| 37.94 | 11.8917 | 35.96 | 11.6945 | 37.94 | 12.1577 | 46.4 | 17.9563 | 37.04 | 12.0879 | 50 | 17.2304 | 42.08 | 13.295 | 35.96 | 11.5353 | 44.6 | 17.5837 | 48.2 | 17.8511 | 48.2 | 17.0432 | 33.98 | 10.8045 | 42.98 | 14.3512 | 46.04 | 17.2412 | 44.6 | 17.2059 | 7180 | #N/A | #N/A
| 37.04 | 11.6741 | 35.06 | 11.6088 | 37.94 | 12.1577 | 46.4 | 17.7755 | 37.04 | 12.0869 | 50 | 17.4578 | 42.08 | 13.295 | 37.04 | 11.7954 | 44.6 | 17.5837 | 48.2 | 17.8511 | 48.2 | 17.0432 | 33.98 | 10.9438 | 42.98 | 14.3508 | 46.4 | 17.467 | 44.6 | 17.2059 | 7181 | #N/A | #N/A
| 37.04 | 11.7966 | 35.96 | 11.8272 | 37.94 | 12.1574 | 46.4 | 17.5036 | 35.96 | 11.8267 | 50 | 17.6528 | 42.08 | 13.4614 | 37.04 | 11.6749 | 44.6 | 17.1212 | 48.02 | 17.6779 | 48.2 | 17.0432 | 33.08 | 10.7271 | 42.98 | 14.1555 | 46.4 | 17.467 | 44.6 | 17.2059 | 7182 | #N/A | #N/A
| 37.94 | 12.1649 | 35.06 | 11.6095 | 37.94 | 12.2893 | 44.6 | 17.0671 | 35.06 | 11.7759 | 50 | 17.6488 | 42.08 | 13.4601 | 37.04 | 11.6741 | 44.6 | 17.1212 | 48.2 | 17.8511 | 48.2 | 17.0432 | 33.08 | 10.7266 | 42.98 | 14.3504 | 44.6 | 16.6023 | 42.8 | 16.7699 | 7183 | #N/A | #N/A
| 37.04 | 12.078 | 35.06 | 11.7732 | 37.94 | 12.2893 | 44.6 | 17.0665 | 35.06 | 11.7747 | 51.08 | 18.1535 | 42.08 | 13.4601 | 35.06 | 11.3159 | 42.8 | 16.2509 | 46.4 | 17.8668 | 48.2 | 17.0432 | 33.08 | 10.7252 | 42.98 | 14.3488 | 44.6 | 16.6023 | 42.8 | 16.7699 | 7184 | #N/A | #N/A
| 37.04 | 11.945 | 33.98 | 11.5099 | 37.04 | 12.0684 | 42.8 | 16.6255 | 35.06 | 11.772 | 51.08 | 18.4022 | 42.08 | 13.2921 | 35.06 | 11.4662 | 42.08 | 15.8636 | 46.4 | 17.4144 | 48.2 | 17.0432 | 33.08 | 10.8446 | 42.98 | 14.3464 | 42.8 | 16.1661 | 39.2 | 15.046 | 7185 | #N/A | #N/A
| 37.94 | 12.1601 | 35.06 | 11.769 | 37.94 | 12.284 | 42.8 | 16.6255 | 35.96 | 11.9879 | 51.98 | 18.6143 | 42.98 | 13.5068 | 37.94 | 12.2914 | 42.08 | 15.8619 | 44.6 | 16.9779 | 48.2 | 17.4438 | 35.06 | 11.3207 | 42.08 | 13.9305 | 42.98 | 15.9998 | 39.2 | 15.046 | 7186 | #N/A | #N/A
| 39.92 | 12.7683 | 39.92 | 12.774 | 37.94 | 12.284 | 42.8 | 16.6268 | 39.92 | 12.6447 | 53.96 | 18.8363 | 44.06 | 13.9318 | 41 | 12.8955 | 42.08 | 15.6559 | 46.94 | 17.8978 | 50 | 17.8801 | 37.94 | 12.1659 | 42.08 | 13.9279 | 42.98 | 16.2413 | 39.2 | 15.046 | 7187 | #N/A | #N/A
| 42.98 | 13.8169 | 42.98 | 13.5108 | 42.08 | 13.4453 | 42.8 | 16.6223 | 42.98 | 13.5136 | 55.94 | 19.0682 | 44.96 | 14.293 | 42.98 | 13.3741 | 42.08 | 15.2385 | 48.2 | 18.3037 | 53.6 | 18.7526 | 42.08 | 13.1649 | 42.8 | 14.3495 | 42.98 | 15.9947 | 39.02 | 14.7596 | 7188 | #N/A | #N/A
| 44.06 | 14.4154 | 44.96 | 13.9907 | 44.06 | 13.6273 | 42.8 | 16.193 | 44.06 | 13.6413 | 57.92 | 19.5463 | 46.94 | 14.9522 | 44.96 | 13.8529 | 42.08 | 15.428 | 46.4 | 17.4144 | 55.4 | 18.787 | 44.96 | 13.8608 | 44.06 | 14.7828 | 42.08 | 15.7812 | 39.2 | 14.6587 | 7189 | #N/A | #N/A
| 44.06 | 14.2576 | 46.94 | 14.4675 | 44.06 | 13.6273 | 33.8 | 12.5493 | 44.96 | 13.8575 | 59 | 20.0514 | 46.94 | 14.9522 | 46.94 | 14.4628 | 41 | 14.7654 | 46.4 | 17.4144 | 57.2 | 19.2229 | 46.04 | 14.2535 | 44.6 | 14.459 | 42.8 | 15.7642 | 37.94 | 14.314 | 7190 | #N/A | #N/A
| 48.02 | 15.2143 | 48.02 | 14.7284 | 46.04 | 13.9534 | 42.8 | 16.2037 | 46.94 | 14.3363 | 60.98 | 20.2882 | 46.94 | 15.1094 | 48.02 | 14.7246 | 41 | 15.0251 | 44.96 | 16.9432 | 59 | 20.0613 | 48.02 | 14.5996 | 44.96 | 14.8189 | 42.8 | 15.7642 | 37.4 | 14.2235 | 7191 | #N/A | #N/A
| 46.04 | 14.7361 | 48.92 | 14.9465 | 48.02 | 14.5833 | 42.8 | 16.2037 | 46.94 | 14.1831 | 62.06 | 20.5504 | 48.02 | 15.2123 | 48.02 | 14.4387 | 41 | 15.4075 | 46.4 | 17.4144 | 60.8 | 20.0949 | 46.94 | 14.1857 | 46.04 | 15.0799 | 41 | 15.3284 | 37.4 | 14.2235 | 7192 | #N/A | #N/A
| 48.02 | 15.3705 | 46.94 | 14.3746 | 48.02 | 14.5833 | 41 | 15.3617 | 48.92 | 14.6593 | 62.06 | 20.551 | 46.94 | 15.1083 | 50 | 15.0691 | 37.4 | 13.7961 | 44.6 | 16.5532 | 62.6 | 20.5308 | 46.94 | 14.1854 | 46.04 | 15.0787 | 41 | 14.9515 | 35.6 | 13.4254 | 7193 | #N/A | #N/A
| 46.04 | 14.7336 | 46.94 | 14.1812 | 48.02 | 14.4287 | 39.2 | 14.5489 | 46.94 | 14.1815 | 62.06 | 20.5493 | 46.94 | 15.106 | 48.02 | 14.5896 | 35.96 | 13.1738 | 44.6 | 16.1544 | 62.6 | 20.5308 | 46.04 | 13.9664 | 46.04 | 15.0768 | 39.2 | 14.1625 | 35.6 | 13.0851 | 7194 | #N/A | #N/A
| 46.04 | 14.7325 | 48.02 | 14.4405 | 46.04 | 13.8289 | 37.4 | 13.7578 | 46.04 | 13.8416 | 60.98 | 20.5296 | 46.94 | 15.1049 | 48.02 | 14.5881 | 33.8 | 12.2753 | 41 | 14.8785 | 62.6 | 20.5308 | 46.04 | 13.8438 | 46.04 | 14.5441 | 37.4 | 13.7271 | 33.98 | 12.7665 | 7195 | #N/A | #N/A
| 46.04 | 14.7307 | 44.96 | 13.7008 | 46.04 | 13.8289 | 35.6 | 13.3224 | 44.06 | 13.3628 | 55.94 | 19.5561 | 46.94 | 15.1049 | 44.06 | 13.4791 | 33.8 | 12.2753 | 39.2 | 14.1225 | 59 | 20.0613 | 42.98 | 13.2259 | 46.04 | 14.8792 | 35.06 | 12.7298 | 33.08 | 12.1918 | 7196 | #N/A | #N/A
| 44.96 | 14.2887 | 42.08 | 13.0042 | 42.98 | 13.0886 | 35.6 | 12.984 | 42.08 | 12.7446 | 53.06 | 18.8529 | 46.04 | 14.8852 | 37.94 | 12.1535 | 32 | 11.8406 | 37.94 | 13.5532 | 53.6 | 18.7526 | 41 | 12.8996 | 46.04 | 14.8777 | 35.6 | 12.9608 | 33.8 | 12.3312 | 7197 | #N/A | #N/A
| 44.06 | 13.926 | 39.02 | 12.2651 | 42.08 | 12.8697 | 33.8 | 12.2295 | 39.92 | 12.3614 | 46.94 | 16.8726 | 46.94 | 15.1004 | 39.02 | 12.4125 | 32 | 11.5086 | 37.4 | 13.3587 | 48.2 | 17.0432 | 41 | 12.7458 | 46.94 | 15.2891 | 33.8 | 12.2154 | 33.8 | 12.3312 | 7198 | #N/A | #N/A
| 44.06 | 13.925 | 39.92 | 12.4805 | 42.08 | 12.8697 | 33.8 | 12.5356 | 39.02 | 12.2641 | 51.08 | 18.3643 | 46.94 | 14.7625 | 39.02 | 12.4107 | 32 | 11.5086 | 35.6 | 12.6156 | 46.4 | 17.0076 | 39.02 | 12.2669 | 44.96 | 14.9896 | 33.8 | 12.2154 | 33.8 | 12.3312 | 7199 | #N/A | #N/A
| 42.98 | 13.6624 | 35.96 | 11.5249 | 39.02 | 12.1294 | 35.6 | 12.9646 | 37.04 | 11.7857 | 48.92 | 17.5832 | 46.04 | 14.5441 | 37.04 | 11.7804 | 32 | 11.5086 | 33.8 | 12.1806 | 46.4 | 16.6073 | 37.94 | 12.0053 | 44.06 | 15.2836 | 33.8 | 12.2154 | 33.8 | 12.3312 | 7200 | #N/A | #N/A
| 42.98 | 14.1418 | 37.04 | 11.9359 | 37.94 | 11.9888 | 35.6 | 12.6488 | 35.96 | 11.4036 | 50 | 18.097 | 44.96 | 14.6191 | 37.04 | 11.7801 | 32 | 11.5086 | 33.8 | 12.1806 | 42.8 | 15.7354 | 35.96 | 11.5272 | 42.08 | 15.1883 | 35.06 | 12.7049 | 33.8 | 12.3312 | 7201 | #N/A | #N/A
| 41 | 13.662 | 35.96 | 11.6742 | 37.94 | 11.9888 | 35.6 | 12.9588 | 35.96 | 11.5236 | 41 | 15.0032 | 44.96 | 14.6191 | 35.06 | 11.1815 | 32 | 11.5086 | 35.6 | 12.6156 | 42.8 | 15.7354 | 35.96 | 11.5264 | 42.8 | 15.3369 | 33.98 | 12.2579 | 33.8 | 12.3312 | 7202 | #N/A | #N/A
| 41 | 13.662 | 33.08 | 10.8278 | 37.04 | 11.7698 | 33.62 | 12.0966 | 33.98 | 11.0455 | 37.94 | 14.0801 | 44.06 | 14.9302 | 33.98 | 10.9197 | 30.92 | 11.0226 | 35.96 | 12.7052 | 42.8 | 15.7354 | 37.04 | 11.9375 | 42.8 | 15.7103 | 33.08 | 11.6785 | 33.08 | 11.7899 | 7203 | #N/A | #N/A
| 42.8 | 14.6655 | 33.08 | 11.1093 | 35.96 | 11.509 | 31.28 | 11.3003 | 35.06 | 11.4563 | 35.96 | 13.2206 | 44.06 | 15.1238 | 32 | 10.4426 | 32 | 11.5086 | 35.6 | 12.6156 | 42.8 | 15.7354 | 35.06 | 11.4599 | 44.6 | 15.422 | 35.06 | 11.9702 | 32 | 11.3383 | 7204 | #N/A | #N/A
| 44.06 | 15.2907 | 30.92 | 10.3066 | 35.96 | 11.509 | 30.2 | 11.0073 | 33.08 | 10.979 | 35.06 | 12.8064 | 42.98 | 15.0274 | 32 | 10.4428 | 32 | 11.2011 | 35.06 | 12.1261 | 39.2 | 14.4888 | 33.08 | 10.9825 | 44.96 | 15.3321 | 35.06 | 11.8217 | 32 | 11.3347 | 7205 | #N/A | #N/A
| 42.98 | 15.1066 | 30.02 | 10.0901 | 35.06 | 11.2922 | 29.66 | 10.6283 | 33.08 | 10.9796 | 33.08 | 11.7928 | 42.98 | 15.2364 | 30.92 | 10.183 | 30.2 | 10.7668 | 33.98 | 11.8619 | 37.4 | 13.7018 | 32 | 10.722 | 44.96 | 15.3321 | 33.08 | 11.3398 | 30.92 | 10.9211 | 7206 | #N/A | #N/A
| 37.94 | 13.6439 | 30.02 | 10.0892 | 33.98 | 11.1827 | 29.3 | 10.2018 | 33.08 | 10.9793 | 33.08 | 11.9892 | 42.08 | 14.8101 | 30.92 | 10.183 | 30.02 | 10.4767 | 33.08 | 11.459 | 37.4 | 13.7018 | 30.92 | 10.4624 | 44.06 | 15.114 | 30.92 | 10.8158 | 30.02 | 10.5278 | 7207 | #N/A | #N/A
| 37.94 | 13.643 | 30.02 | 10.2404 | 33.98 | 11.1827 | 28.4 | 9.849 | 30.92 | 10.4579 | 33.98 | 12.2059 | 42.08 | 14.8101 | 30.02 | 9.9651 | 28.94 | 10.0773 | 33.08 | 11.3103 | 35.6 | 13.2664 | 30.92 | 10.5926 | 44.96 | 15.3303 | 28.04 | 9.9487 | 30.02 | 10.5232 | 7208 | #N/A | #N/A
| 39.02 | 13.9025 | 28.94 | 9.8282 | 33.98 | 11.1819 | 29.3 | 10.0646 | 30.92 | 10.4573 | 33.08 | 11.7925 | 41 | 14.3798 | 30.92 | 10.3016 | 28.4 | 10.0482 | 30.92 | 10.7856 | 35.6 | 12.9373 | 32 | 11.0165 | 44.6 | 15.422 | 28.04 | 9.8136 | 28.94 | 10.1222 | 7209 | #N/A | #N/A
| 39.02 | 14.066 | 30.92 | 10.5866 | 35.06 | 11.5724 | 27.68 | 9.7747 | 30.92 | 10.7523 | 39.02 | 14.3366 | 41 | 14.5438 | 33.08 | 10.9724 | 26.96 | 9.4394 | 33.98 | 11.6655 | 35.6 | 12.9373 | 33.08 | 11.4186 | 46.94 | 15.9716 | 28.04 | 9.8102 | 28.94 | 9.9623 | 7210 | #N/A | #N/A
| 46.04 | 16.372 | 35.96 | 12.1093 | 35.06 | 11.5724 | 33.08 | 11.4383 | 35.96 | 12.1104 | 55.04 | 21.8079 | 48.92 | 17.0671 | 35.96 | 11.9615 | 30.02 | 10.33 | 37.04 | 12.4009 | 44.6 | 16.9973 | 35.06 | 12.075 | 46.94 | 15.8039 | 33.98 | 11.6872 | 30.92 | 10.4365 | 7211 | #N/A | #N/A
| 50 | 16.7222 | 41 | 13.858 | 39.92 | 13.3859 | 37.22 | 12.3772 | 39.92 | 13.2461 | 62.96 | 24.4006 | 48.92 | 16.8452 | 41 | 13.8524 | 32 | 11.1096 | 39.92 | 13.0948 | 55.4 | 21.0718 | 42.08 | 14.3041 | 48.92 | 16.4506 | 39.02 | 12.7566 | 33.08 | 11.1143 | 7212 | #N/A | #N/A
| 50 | 16.3628 | 46.04 | 15.6065 | 44.96 | 14.7988 | 39.74 | 12.9266 | 42.98 | 14.5172 | 64.94 | 24.2218 | 48.92 | 17.2612 | 46.94 | 15.8187 | 33.98 | 11.7338 | 42.98 | 13.52 | 60.8 | 22.9334 | 46.94 | 15.829 | 48.92 | 16.4506 | 41 | 13.2327 | 35.06 | 11.7267 | 7213 | #N/A | #N/A
| 51.08 | 16.8196 | 48.02 | 16.2538 | 44.96 | 14.7988 | 42.8 | 13.47 | 44.96 | 15.3462 | 66.92 | 24.7073 | 48.92 | 17.2612 | 48.92 | 16.2998 | 35.96 | 12.2115 | 44.96 | 13.5899 | 62.6 | 23.9551 | 48.92 | 16.3105 | 50 | 16.548 | 42.08 | 13.1919 | 35.96 | 12.1139 | 7214 | #N/A | #N/A
| 51.08 | 16.9899 | 48.92 | 16.1149 | 48.02 | 16.4455 | 44.6 | 13.5212 | 48.02 | 16.2575 | 66.92 | 25.3788 | 51.08 | 17.3756 | 50 | 16.3699 | 39.02 | 12.9503 | 46.94 | 13.9286 | 68 | 24.1349 | 48.02 | 16.0951 | 51.08 | 17.5876 | 44.06 | 13.6692 | 37.94 | 12.2827 | 7215 | #N/A | #N/A
| 50 | 16.7319 | 48.92 | 16.1183 | 46.94 | 16.3673 | 45.86 | 14.1825 | 48.92 | 16.3898 | 66.02 | 25.8732 | 51.08 | 17.3781 | 48.92 | 16.3069 | 37.94 | 12.5416 | 48.02 | 14.0545 | 68 | 24.1349 | 48.02 | 16.8786 | 50 | 17.1077 | 46.04 | 14.2823 | 39.92 | 12.6021 | 7216 | #N/A | #N/A
| 50 | 17.1219 | 46.94 | 15.8362 | 46.94 | 16.3673 | 46.22 | 14.1903 | 46.94 | 16.0042 | 64.94 | 26.3727 | 50 | 17.1197 | 50 | 17.1298 | 39.02 | 12.8028 | 48.02 | 14.3297 | 66.2 | 25.4527 | 48.02 | 16.4791 | 48.92 | 16.8487 | 46.94 | 14.5004 | 41 | 13.0211 | 7217 | #N/A | #N/A
| 50 | 17.1249 | 46.04 | 16.5909 | 46.04 | 16.6521 | 44.42 | 13.7536 | 46.04 | 16.1763 | 64.04 | 26.5172 | 50 | 16.944 | 48.02 | 17.0644 | 42.08 | 13.3716 | 46.94 | 14.067 | 66.2 | 26.8114 | 46.94 | 16.8154 | 46.94 | 17.0243 | 44.06 | 13.5151 | 42.08 | 13.2799 | 7218 | #N/A | #N/A
| 48.92 | 17.2788 | 44.6 | 16.9918 | 46.04 | 16.6521 | 41.72 | 13.2901 | 44.96 | 16.3325 | 62.96 | 26.7031 | 50 | 17.3448 | 46.94 | 17.2922 | 39.02 | 12.8031 | 46.04 | 13.8489 | 64.4 | 26.3716 | 46.94 | 17.1419 | 46.94 | 17.0238 | 42.98 | 13.4078 | 39.92 | 12.7585 | 7219 | #N/A | #N/A
| 46.94 | 17.2883 | 44.96 | 17.1232 | 44.96 | 16.5461 | 40.28 | 12.9417 | 44.06 | 16.6048 | 60.98 | 26.2187 | 50 | 17.3448 | 46.94 | 17.5964 | 35.06 | 12.3388 | 42.08 | 13.168 | 62.6 | 25.9317 | 44.96 | 16.8272 | 46.04 | 17.2704 | 39.92 | 12.9697 | 37.04 | 12.3713 | 7220 | #N/A | #N/A
| 46.04 | 16.824 | 44.96 | 17.1232 | 44.96 | 16.7972 | 36.68 | 12.6352 | 44.06 | 16.6964 | 60.98 | 25.7736 | 48.02 | 17.3822 | 46.4 | 17.4214 | 32 | 11.597 | 39.92 | 12.7763 | 62.6 | 25.9317 | 44.06 | 16.6096 | 46.04 | 17.271 | 37.04 | 12.7569 | 35.06 | 11.8904 | 7221 | #N/A | #N/A
| 46.94 | 17.5049 | 44.06 | 17.1749 | 44.96 | 17.1004 | 36.5 | 12.6862 | 44.06 | 16.6964 | 60.98 | 26.2233 | 48.02 | 17.3008 | 46.94 | 17.379 | 33.08 | 11.8558 | 39.92 | 12.9397 | 60.8 | 25.4919 | 44.06 | 16.6125 | 46.4 | 17.8569 | 37.04 | 12.7546 | 33.98 | 11.6278 | 7222 | #N/A | #N/A
| 46.94 | 17.5141 | 44.96 | 17.1232 | 44.96 | 17.0132 | 35.78 | 12.5443 | 44.96 | 17.1325 | 60.98 | 26.2255 | 48.02 | 17.7727 | 48.02 | 18.0502 | 32 | 11.5932 | 37.04 | 12.5682 | 60.8 | 25.4919 | 44.96 | 16.8367 | 46.4 | 17.8569 | 35.96 | 12.4934 | 35.06 | 11.8886 | 7223 | #N/A | #N/A
| 46.94 | 17.8608 | 44.96 | 17.1232 | 44.96 | 17.0255 | 34.16 | 12.251 | 44.96 | 17.1325 | 60.98 | 26.2267 | 46.94 | 17.3016 | 48.02 | 17.8584 | 32 | 11.592 | 37.94 | 12.604 | 60.8 | 26.2324 | 44.96 | 17.0578 | 46.94 | 17.9955 | 35.06 | 12.2745 | 35.96 | 11.9336 | 7224 | #N/A | #N/A
| 46.94 | 17.8608 | 46.94 | 17.8063 | 46.94 | 18.0121 | 33.26 | 12.0641 | 44.96 | 17.1325 | 60.98 | 26.2302 | 46.94 | 17.3099 | 48.02 | 18.1285 | 30.92 | 11.1713 | 37.04 | 12.7221 | 62.6 | 26.6728 | 46.04 | 17.6651 | 46.4 | 18.3375 | 35.06 | 12.4721 | 35.06 | 11.7163 | 7225 | #N/A | #N/A
| 48.02 | 18.3556 | 46.94 | 18.1069 | 46.94 | 18.0121 | 32.9 | 11.9462 | 44.96 | 17.1325 | 60.98 | 26.6977 | 46.94 | 17.3099 | 48.92 | 18.2983 | 30.2 | 11.0741 | 35.96 | 12.6576 | 60.8 | 26.2324 | 46.94 | 17.8263 | 48.2 | 18.7748 | 33.08 | 11.796 | 33.98 | 11.4556 | 7226 | #N/A | #N/A
| 48.92 | 18.5305 | 48.02 | 18.9082 | 48.92 | 19.0477 | 31.82 | 11.5215 | 46.04 | 17.6651 | 62.06 | 26.9634 | 51.08 | 19.3364 | 48.92 | 18.5417 | 30.2 | 10.7668 | 35.96 | 12.6568 | 62.6 | 26.6728 | 46.94 | 18.117 | 48.92 | 18.7958 | 33.08 | 11.7964 | 33.08 | 11.4101 | 7227 | #N/A | #N/A
| 48.92 | 18.5742 | 48.92 | 19.4368 | 48.92 | 19.0607 | 32.18 | 11.6743 | 48.02 | 18.6691 | 62.06 | 26.498 | 53.06 | 20.9831 | 48.92 | 18.8694 | 30.2 | 10.7668 | 33.08 | 11.6093 | 64.4 | 27.1132 | 46.94 | 17.8835 | 48.92 | 19.0543 | 33.98 | 12.0141 | 35.06 | 11.7169 | 7228 | #N/A | #N/A
| 51.8 | 20.1747 | 48.92 | 19.4368 | 48.92 | 19.0607 | 32.36 | 11.6855 | 48.92 | 19.1378 | 60.08 | 25.5703 | 53.06 | 21.3683 | 51.98 | 20.4395 | 30.2 | 10.7668 | 33.08 | 11.6097 | 62.6 | 25.9317 | 48.02 | 18.6691 | 48.2 | 18.7748 | 33.98 | 12.0152 | 37.04 | 11.6306 | 7229 | #N/A | #N/A
| 51.98 | 20.7639 | 50 | 19.9667 | 51.08 | 20.5129 | 31.82 | 11.5241 | 48.92 | 19.1378 | 59 | 24.9493 | 55.04 | 22.1466 | 53.96 | 22.261 | 30.02 | 10.7719 | 33.98 | 11.984 | 64.4 | 26.3716 | 51.08 | 20.231 | 50 | 19.7239 | 33.98 | 12.0163 | 35.96 | 11.2338 | 7230 | #N/A | #N/A
| 55.04 | 22.5186 | 50 | 20.2983 | 51.98 | 21.093 | 32.54 | 11.7293 | 50 | 19.6888 | 60.98 | 26.7122 | 55.94 | 22.7335 | 55.94 | 23.4762 | 30.2 | 10.7668 | 32 | 11.1693 | 64.4 | 27.1132 | 53.06 | 21.4054 | 51.98 | 20.7445 | 33.98 | 12.016 | 35.96 | 11.1223 | 7231 | #N/A | #N/A
| 55.04 | 22.5164 | 51.08 | 20.9051 | 51.98 | 21.093 | 32.54 | 11.6632 | 51.08 | 20.2278 | 62.06 | 27.3779 | 55.94 | 23.0476 | 59 | 25.3508 | 30.92 | 10.988 | 33.08 | 11.6093 | 62.6 | 26.6728 | 55.04 | 22.1791 | 53.06 | 21.6642 | 33.98 | 12.0144 | 35.96 | 11.1219 | 7232 | #N/A | #N/A
| 57.02 | 23.7333 | 53.06 | 21.6838 | 53.96 | 22.2618 | 32 | 11.5354 | 51.08 | 20.2409 | 62.06 | 27.3816 | 57.2 | 23.8843 | 57.92 | 24.2754 | 30.02 | 10.7737 | 33.98 | 11.8274 | 64.4 | 27.8997 | 55.94 | 23.1088 | 55.4 | 22.7768 | 33.08 | 11.6422 | 35.06 | 11.016 | 7233 | #N/A | #N/A
| 57.92 | 24.2933 | 55.04 | 23.2837 | 55.04 | 22.8174 | 31.64 | 11.3867 | 51.98 | 20.7921 | 62.06 | 27.3829 | 59 | 25.0191 | 55.04 | 22.5242 | 30.2 | 10.7668 | 35.06 | 12.2464 | 64.4 | 27.8997 | 55.94 | 22.7912 | 55.94 | 23.4537 | 33.08 | 11.6426 | 33.98 | 10.8947 | 7234 | #N/A | #N/A
| 57.92 | 23.9283 | 55.94 | 23.5115 | 53.96 | 22.5853 | 33.62 | 11.9933 | 53.06 | 21.3998 | 64.04 | 28.3619 | 59 | 24.528 | 51.8 | 19.6678 | 30.2 | 11.0741 | 41 | 13.3462 | 66.2 | 28.3406 | 51.08 | 20.2565 | 59 | 24.309 | 33.98 | 11.8602 | 33.98 | 11.0403 | 7235 | #N/A | #N/A
| 55.04 | 22.1488 | 55.94 | 23.8033 | 51.08 | 20.5314 | 35.6 | 12.5741 | 53.96 | 21.948 | 66.02 | 29.2801 | 55.4 | 21.5942 | 50 | 18.6199 | 30.2 | 11.0741 | 44.06 | 13.943 | 68 | 29.6165 | 50 | 19.2491 | 57.2 | 23.2158 | 35.06 | 11.943 | 35.06 | 11.3016 | 7236 | #N/A | #N/A
| 51.98 | 20.1658 | 51.8 | 21.3168 | 48.92 | 18.8517 | 37.22 | 12.8041 | 53.06 | 21.6968 | 66.92 | 29.0799 | 53.06 | 19.8796 | 50 | 18.1209 | 37.04 | 12.0231 | 44.06 | 14.4269 | 69.8 | 30.0581 | 48.92 | 18.3801 | 51.98 | 20.1784 | 35.96 | 12.3445 | 35.06 | 11.4286 | 7237 | #N/A | #N/A
| 51.08 | 18.8655 | 50 | 20.0134 | 48.92 | 18.8769 | 38.12 | 12.7134 | 50 | 19.9783 | 66.92 | 29.0877 | 53.06 | 19.8796 | 51.98 | 18.361 | 37.04 | 11.6012 | 48.02 | 15.5886 | 69.8 | 29.2225 | 48.92 | 17.8748 | 51.08 | 19.4039 | 37.04 | 12.4255 | 35.96 | 11.946 | 7238 | #N/A | #N/A
| 51.08 | 18.4005 | 48.02 | 18.9538 | 46.94 | 17.8761 | 37.76 | 12.6935 | 48.92 | 18.8877 | 68 | 29.3604 | 51.98 | 18.6093 | 50 | 17.4441 | 37.94 | 11.821 | 46.94 | 15.3308 | 68 | 28.7815 | 48.92 | 17.3959 | 50 | 18.6202 | 37.94 | 12.3354 | 35.6 | 12.1169 | 7239 | #N/A | #N/A
| 50 | 17.6417 | 46.94 | 18.3963 | 46.04 | 17.1455 | 37.4 | 12.7288 | 44.96 | 17.1325 | 68 | 29.3723 | 51.98 | 18.3587 | 50 | 17.2162 | 37.94 | 12.0931 | 44.6 | 15.4289 | 69.8 | 29.2225 | 48.02 | 17.179 | 50 | 18.3506 | 35.6 | 12.0192 | 35.6 | 12.1169 | 7240 | #N/A | #N/A
| 48.92 | 17.1838 | 44.6 | 17.4448 | 46.04 | 17.1714 | 33.8 | 12.1913 | 44.06 | 16.6964 | 66.02 | 28.3924 | 50 | 17.4376 | 50 | 17.2173 | 35.06 | 11.6923 | 42.8 | 14.9935 | 69.8 | 29.2225 | 46.94 | 16.7213 | 48.02 | 17.8722 | 33.8 | 11.888 | 33.8 | 11.9946 | 7241 | #N/A | #N/A
| 48.02 | 16.967 | 46.04 | 18.2066 | 44.96 | 16.8836 | 32.72 | 11.9712 | 44.96 | 17.1325 | 64.04 | 27.9098 | 50 | 17.0872 | 48.92 | 17.1814 | 33.8 | 11.6355 | 41 | 14.8226 | 66.2 | 28.3406 | 46.04 | 16.6993 | 46.4 | 17.4052 | 33.8 | 11.888 | 32 | 11.8967 | 7242 | #N/A | #N/A
| 44.96 | 16.6656 | 46.04 | 18.1778 | 44.96 | 17.1004 | 32.9 | 12.0444 | 46.04 | 17.6651 | 64.4 | 27.8696 | 50 | 17.1973 | 46.04 | 16.9178 | 32 | 11.5086 | 41 | 14.558 | 66.2 | 28.3406 | 44.06 | 16.444 | 46.4 | 17.8569 | 33.8 | 11.888 | 32 | 11.684 | 7243 | #N/A | #N/A
| 44.96 | 16.8936 | 44.06 | 16.9089 | 44.96 | 17.1089 | 32 | 11.7665 | 44.06 | 16.69 | 62.96 | 27.5978 | 48.92 | 16.9506 | 46.04 | 16.4752 | 32 | 11.5086 | 37.4 | 13.3587 | 64.4 | 27.8997 | 44.06 | 16.4536 | 48.2 | 19.2862 | 33.8 | 11.888 | 32 | 11.5602 | 7244 | #N/A | #N/A
| 46.94 | 17.6064 | 42.98 | 16.4203 | 44.96 | 17.1004 | 32.9 | 11.9525 | 44.06 | 16.444 | 62.96 | 27.2385 | 46.94 | 17.3829 | 46.94 | 16.6867 | 32 | 11.5086 | 35.6 | 12.6156 | 64.4 | 27.8997 | 44.96 | 16.6618 | 48.2 | 18.2939 | 32.72 | 11.8536 | 30.2 | 11.1259 | 7245 | #N/A | #N/A
| 48.02 | 17.8615 | 42.98 | 16.1735 | 44.96 | 16.6135 | 32.54 | 11.8377 | 44.96 | 16.3979 | 62.96 | 27.1977 | 46.4 | 17.4144 | 46.94 | 16.6781 | 32 | 11.5086 | 35.6 | 12.6156 | 62.6 | 27.4587 | 44.96 | 16.4102 | 46.4 | 17.8569 | 32.54 | 11.6153 | 30.2 | 11.1259 | 7246 | #N/A | #N/A
| 48.02 | 18.1265 | 42.98 | 16.1529 | 44.96 | 16.6135 | 32.54 | 11.7741 | 44.96 | 16.3929 | 62.06 | 26.9774 | 46.94 | 17.5878 | 46.94 | 16.6728 | 30.2 | 11.0741 | 35.6 | 12.6156 | 62.6 | 27.4587 | 44.06 | 15.9903 | 48.2 | 18.2939 | 32.54 | 11.4903 | 30.2 | 11.1259 | 7247 | #N/A | #N/A
| 46.94 | 17.8608 | 42.98 | 16.1735 | 44.96 | 16.3629 | 32.36 | 11.6986 | 44.06 | 16.4105 | 60.98 | 25.7998 | 46.94 | 17.5894 | 46.94 | 16.6674 | 30.2 | 11.0741 | 33.98 | 12.047 | 59 | 24.3546 | 44.06 | 15.9833 | 46.94 | 17.8328 | 33.08 | 11.4995 | 30.2 | 10.8144 | 7248 | #N/A | #N/A
| 46.04 | 17.6424 | 42.98 | 16.1735 | 44.06 | 16.3815 | 32.18 | 11.6574 | 44.06 | 16.444 | 60.08 | 24.4591 | 46.94 | 18.0918 | 46.94 | 16.6626 | 30.2 | 10.7668 | 33.98 | 12.042 | 59 | 23.6973 | 42.98 | 15.7175 | 46.94 | 17.8282 | 31.82 | 11.1068 | 30.02 | 10.8734 | 7249 | #N/A | #N/A
| 46.4 | 17.8685 | 42.98 | 16.3956 | 44.06 | 16.3815 | 32 | 11.7764 | 44.96 | 16.9146 | 53.96 | 21.6043 | 48.02 | 18.3394 | 46.94 | 16.6631 | 30.2 | 10.7668 | 33.98 | 12.0509 | 53.6 | 21.1815 | 42.98 | 15.9111 | 46.94 | 17.8243 | 31.46 | 10.9334 | 30.2 | 10.8144 | 7250 | #N/A | #N/A
| 46.94 | 17.8608 | 42.98 | 16.4255 | 44.96 | 16.8836 | 32 | 11.4565 | 44.96 | 16.9146 | 53.06 | 21.0298 | 48.2 | 18.3037 | 46.04 | 16.4404 | 30.2 | 10.7668 | 35.6 | 12.2908 | 51.8 | 20.7435 | 44.06 | 16.1671 | 46.94 | 17.8172 | 31.28 | 10.8899 | 30.2 | 10.8144 | 7251 | #N/A | #N/A
| 46.94 | 17.8608 | 42.08 | 15.4873 | 44.96 | 16.8836 | 32 | 11.461 | 44.96 | 16.872 | 51.98 | 21.1205 | 48.02 | 18.1213 | 46.04 | 16.4404 | 30.2 | 11.0741 | 33.8 | 11.856 | 51.8 | 20.7435 | 44.06 | 16.1671 | 44.6 | 16.9686 | 32.9 | 11.281 | 30.2 | 10.8144 | 7252 | #N/A | #N/A
| 46.04 | 17.3727 | 42.08 | 15.5176 | 44.96 | 16.5933 | 32 | 11.4599 | 42.8 | 16.1386 | 53.06 | 19.5896 | 48.02 | 18.354 | 46.04 | 16.6352 | 30.2 | 10.7668 | 35.6 | 12.2908 | 51.8 | 20.7435 | 44.06 | 16.2008 | 46.4 | 17.4052 | 32.9 | 11.2245 | 33.62 | 11.9199 | 7253 | #N/A | #N/A
| 46.04 | 17.1555 | 39.92 | 14.9945 | 44.06 | 16.3741 | 33.8 | 11.8931 | 44.06 | 16.444 | 51.08 | 18.6048 | 46.94 | 17.5894 | 46.04 | 16.4377 | 30.2 | 10.7668 | 35.6 | 12.2908 | 51.8 | 19.682 | 44.06 | 15.7467 | 46.04 | 17.1121 | 32.36 | 11.0662 | 32.54 | 11.5952 | 7254 | #N/A | #N/A
| 46.04 | 16.9037 | 42.08 | 15.9554 | 44.06 | 16.4142 | 33.8 | 11.8927 | 42.98 | 15.9392 | 48.92 | 17.8607 | 46.94 | 17.3374 | 46.04 | 16.4361 | 30.2 | 10.7668 | 33.8 | 11.856 | 46.4 | 17.4339 | 44.06 | 15.9705 | 46.4 | 17.4052 | 32.54 | 11.1096 | 32.54 | 11.5013 | 7255 | #N/A | #N/A
| 46.94 | 17.3737 | 41 | 15.4193 | 44.06 | 16.136 | 33.8 | 11.587 | 41 | 15.0008 | 44.96 | 17.114 | 46.94 | 17.3374 | 44.96 | 15.9828 | 32 | 11.2011 | 33.8 | 11.856 | 46.4 | 17.4339 | 42.8 | 15.3631 | 46.94 | 17.3279 | 32.9 | 11.2526 | 33.08 | 11.6628 | 7256 | #N/A | #N/A
| 46.94 | 17.0891 | 39.92 | 14.9647 | 42.08 | 15.2401 | 30.2 | 10.7139 | 39.92 | 14.7414 | 44.06 | 16.4262 | 48.02 | 17.5957 | 41 | 14.8109 | 32 | 11.1354 | 35.6 | 12.2908 | 46.4 | 17.4339 | 39.02 | 14.3761 | 46.94 | 17.3273 | 32.36 | 10.9296 | 33.8 | 11.6538 | 7257 | #N/A | #N/A
| 46.04 | 16.8703 | 41 | 15.4181 | 42.98 | 15.6789 | 32 | 11.0286 | 42.08 | 15.4862 | 46.04 | 16.6602 | 48.02 | 17.6341 | 39.02 | 14.1188 | 32 | 11.1306 | 35.96 | 12.5153 | 44.6 | 16.5713 | 39.02 | 14.3761 | 48.02 | 17.588 | 32.54 | 11.027 | 33.98 | 11.6973 | 7258 | #N/A | #N/A
| 46.04 | 16.8669 | 42.98 | 15.8983 | 42.98 | 15.6789 | 32 | 11.0801 | 42.98 | 15.8989 | 50 | 18.1134 | 48.02 | 17.6341 | 46.04 | 16.4318 | 33.08 | 11.3864 | 37.04 | 12.7697 | 46.4 | 17.0076 | 44.06 | 15.9689 | 48.02 | 17.8024 | 32.9 | 11.0868 | 34.16 | 11.7407 | 7259 | #N/A | #N/A
| 46.94 | 17.1218 | 42.98 | 16.1431 | 44.96 | 16.1659 | 33.98 | 11.8519 | 44.06 | 16.166 | 55.94 | 19.3016 | 48.02 | 17.3436 | 46.94 | 16.6541 | 33.08 | 11.3816 | 39.02 | 13.2438 | 51.8 | 18.7435 | 44.06 | 15.9694 | 48.92 | 18.022 | 33.8 | 11.386 | 34.7 | 11.9615 | 7260 | #N/A | #N/A
| 46.94 | 16.8792 | 46.04 | 16.8922 | 46.04 | 16.8655 | 35.6 | 12.3049 | 46.04 | 16.8933 | 57.92 | 19.7809 | 51.8 | 18.7243 | 48.02 | 17.1148 | 33.98 | 11.7443 | 41 | 13.7171 | 55.4 | 19.6166 | 46.04 | 16.4537 | 46.4 | 17.4052 | 35.96 | 12.0197 | 36.5 | 12.4269 | 7261 | #N/A | #N/A
| 50 | 17.8405 | 48.92 | 18.0675 | 46.04 | 16.8655 | 41 | 13.6041 | 48.02 | 17.1375 | 59 | 20.0444 | 51.08 | 18.3413 | 51.08 | 17.8639 | 37.4 | 12.5041 | 42.98 | 14.1912 | 57.2 | 19.625 | 48.02 | 16.9418 | 48.92 | 18.0351 | 40.28 | 12.9778 | 40.82 | 13.6593 | 7262 | #N/A | #N/A
| 51.08 | 18.5786 | 48.92 | 17.8594 | 50 | 17.8432 | 42.62 | 13.4932 | 48.92 | 17.6069 | 59 | 19.6072 | 53.96 | 20.0605 | 55.04 | 19.3287 | 39.02 | 12.8099 | 44.06 | 14.11 | 59 | 19.6589 | 51.98 | 18.1052 | 50 | 18.3052 | 41.18 | 13.1671 | 41 | 13.6072 | 7263 | #N/A | #N/A
| 55.04 | 20.0501 | 48.92 | 17.8679 | 51.08 | 18.1143 | 43.52 | 13.3415 | 48.02 | 17.6495 | 59 | 19.3807 | 55.94 | 20.7978 | 55.94 | 19.3015 | 41 | 13.1166 | 44.96 | 14.3235 | 60.8 | 20.0949 | 55.04 | 19.1 | 51.98 | 19.0645 | 42.8 | 13.4759 | 42.62 | 13.8135 | 7264 | #N/A | #N/A
| 55.94 | 20.5701 | 48.02 | 17.8653 | 51.08 | 18.1143 | 42.26 | 13.4003 | 48.02 | 17.8731 | 60.08 | 19.6437 | 55.94 | 20.8065 | 55.94 | 19.3096 | 42.08 | 13.5461 | 46.94 | 14.7977 | 60.8 | 20.0949 | 55.94 | 19.0802 | 53.96 | 19.7878 | 43.7 | 13.4827 | 44.6 | 14.1438 | 7265 | #N/A | #N/A
| 55.94 | 20.287 | 48.92 | 19.1428 | 53.96 | 19.0762 | 42.8 | 13.5283 | 48.92 | 18.3682 | 59 | 19.804 | 55.94 | 20.8139 | 55.04 | 19.3513 | 44.06 | 14.0235 | 46.04 | 14.2654 | 59 | 19.6589 | 53.96 | 18.4089 | 53.96 | 19.7913 | 44.06 | 13.5952 | 44.24 | 14.0569 | 7266 | #N/A | #N/A
| 55.94 | 20.2911 | 50 | 19.7213 | 53.96 | 19.0786 | 43.88 | 13.679 | 48.92 | 18.6068 | 57.02 | 19.3237 | 57.02 | 21.0845 | 57.02 | 20.0538 | 42.98 | 13.7619 | 44.96 | 13.8676 | 55.4 | 19.6166 | 53.96 | 18.6084 | 55.04 | 19.8236 | 44.06 | 13.6469 | 44.42 | 13.9581 | 7267 | #N/A | #N/A
| 57.02 | 20.5526 | 51.08 | 19.6765 | 53.96 | 19.0786 | 40.46 | 12.9602 | 48.92 | 18.6109 | 51.98 | 18.3446 | 57.02 | 21.0845 | 55.94 | 20.0647 | 33.98 | 11.9202 | 42.08 | 13.3038 | 53.6 | 19.1801 | 53.96 | 19.1074 | 55.04 | 20.3494 | 43.16 | 13.4298 | 43.34 | 13.5607 | 7268 | #N/A | #N/A
| 57.02 | 21.4045 | 50 | 19.9925 | 55.04 | 19.3436 | 32.36 | 11.3465 | 50 | 19.1646 | 46.94 | 16.6814 | 57.92 | 22.217 | 57.02 | 20.5591 | 32 | 11.4382 | 35.96 | 12.1332 | 51.8 | 18.7435 | 53.96 | 19.3258 | 55.04 | 20.3494 | 38.48 | 12.4064 | 39.38 | 12.8836 | 7269 | #N/A | #N/A
| 57.92 | 22.2273 | 51.98 | 19.6479 | 55.04 | 19.3454 | 31.28 | 10.9957 | 48.92 | 18.9066 | 44.06 | 16.1777 | 59 | 23.4883 | 57.02 | 20.8506 | 28.94 | 10.198 | 33.08 | 11.4351 | 46.4 | 17.4339 | 53.96 | 19.5977 | 55.94 | 20.8187 | 36.86 | 12.0155 | 38.12 | 12.6672 | 7270 | #N/A | #N/A
| 59 | 22.8363 | 53.06 | 19.1148 | 55.04 | 19.3454 | 30.2 | 10.6758 | 48.92 | 19.1611 | 39.02 | 14.3534 | 60.08 | 24.0728 | 57.92 | 21.633 | 26.96 | 9.3045 | 33.98 | 11.6493 | 42.8 | 16.1351 | 55.04 | 19.8618 | 55.94 | 21.1328 | 35.96 | 11.7188 | 37.04 | 12.377 | 7271 | #N/A | #N/A
| 59 | 23.1346 | 53.96 | 19.3357 | 55.04 | 19.5681 | 28.4 | 9.9611 | 51.08 | 19.1442 | 39.02 | 14.7573 | 60.98 | 24.6863 | 59 | 22.164 | 26.06 | 9.0848 | 32 | 11.0248 | 46.4 | 17.0076 | 55.04 | 20.3886 | 57.02 | 21.6678 | 35.6 | 11.5288 | 36.32 | 12.1449 | 7272 | #N/A | #N/A
| 59 | 23.1373 | 53.06 | 19.6231 | 55.04 | 20.074 | 26.6 | 9.5244 | 51.08 | 19.1442 | 41 | 15.2363 | 60.08 | 24.4686 | 60.98 | 22.6472 | 24.98 | 8.6807 | 30.92 | 10.5967 | 46.4 | 16.6073 | 57.02 | 21.436 | 57.92 | 22.5648 | 34.16 | 11.1061 | 34.88 | 11.7399 | 7273 | #N/A | #N/A
| 60.98 | 23.6252 | 53.06 | 19.6258 | 55.04 | 20.074 | 26.6 | 9.2676 | 51.98 | 19.1319 | 35.96 | 13.0366 | 60.08 | 24.4686 | 62.06 | 23.2477 | 26.06 | 8.9412 | 30.02 | 10.3789 | 44.6 | 16.5713 | 59 | 21.9204 | 57.92 | 22.5709 | 32.72 | 10.834 | 33.8 | 11.5365 | 7274 | #N/A | #N/A
| 60.98 | 23.3297 | 51.98 | 19.658 | 55.94 | 20.5872 | 24.26 | 8.4655 | 51.08 | 19.1497 | 33.08 | 12.1842 | 60.98 | 25.0391 | 60.98 | 22.9866 | 26.06 | 9.0807 | 30.02 | 10.3761 | 44.6 | 15.7958 | 59 | 21.9235 | 59 | 22.8365 | 32.18 | 10.6785 | 32 | 10.8777 | 7275 | #N/A | #N/A
| 60.98 | 23.3315 | 53.96 | 20.3927 | 57.02 | 21.1025 | 23.72 | 8.2663 | 51.98 | 19.3702 | 33.08 | 12.0021 | 60.98 | 24.7055 | 60.98 | 22.9908 | 24.98 | 8.6784 | 28.94 | 9.9851 | 44.6 | 15.7958 | 60.08 | 22.4581 | 60.08 | 23.3989 | 32.72 | 10.7096 | 32 | 10.8777 | 7276 | #N/A | #N/A
| 60.08 | 23.1132 | 55.94 | 21.1872 | 57.02 | 21.1025 | 20.3 | 6.9946 | 51.98 | 19.662 | 32 | 11.3864 | 60.98 | 24.7065 | 62.06 | 23.2552 | 23 | 7.9571 | 28.94 | 9.9821 | 42.8 | 15.7354 | 59 | 22.1962 | 60.08 | 23.3989 | 30.2 | 10.0059 | 32 | 10.8777 | 7277 | #N/A | #N/A
| 59 | 22.8528 | 55.94 | 21.4558 | 60.08 | 22.7606 | 21.38 | 7.388 | 51.08 | 19.6948 | 30.92 | 11.1256 | 60.08 | 24.4889 | 60.98 | 22.9933 | 21.92 | 7.4748 | 28.94 | 9.8304 | 46.4 | 17.0076 | 59 | 22.1987 | 59 | 23.5076 | 28.4 | 9.4561 | 32 | 10.8777 | 7278 | #N/A | #N/A
| 59 | 23.1499 | 55.94 | 21.4533 | 60.08 | 22.7598 | 20.48 | 7.0553 | 51.08 | 19.6925 | 39.92 | 14.9758 | 60.08 | 24.4879 | 60.08 | 22.7725 | 21.02 | 7.1446 | 28.04 | 9.4921 | 42.8 | 16.1351 | 59 | 22.1962 | 59 | 23.5057 | 26.96 | 9.1547 | 33.98 | 11.196 | 7279 | #N/A | #N/A
| 59 | 23.1463 | 55.04 | 21.2288 | 60.08 | 22.7598 | 20.12 | 6.9313 | 50 | 19.425 | 46.94 | 17.8491 | 60.08 | 24.4879 | 57.92 | 22.2419 | 21.02 | 7.1434 | 28.04 | 9.4905 | 50 | 18.307 | 57.92 | 21.9287 | 57.92 | 23.2368 | 26.96 | 9.109 | 33.08 | 10.9791 | 7280 | #N/A | #N/A
| 59 | 22.845 | 53.96 | 21.2956 | 60.08 | 23.0941 | 19.58 | 6.7283 | 50 | 19.4197 | 48.02 | 18.6473 | 60.08 | 23.7693 | 57.02 | 22.0203 | 19.94 | 6.883 | 28.04 | 9.49 | 50 | 18.307 | 55.94 | 21.4457 | 59 | 23.1285 | 26.78 | 8.9763 | 33.08 | 10.8521 | 7281 | #N/A | #N/A
| 60.98 | 23.3237 | 51.98 | 20.8038 | 59 | 22.8224 | 19.4 | 6.684 | 50 | 19.7257 | 50 | 19.1282 | 60.08 | 23.7628 | 57.92 | 22.2344 | 21.02 | 7.2555 | 28.94 | 9.9768 | 50 | 18.307 | 59 | 22.5165 | 60.08 | 23.7512 | 24.98 | 8.5644 | 33.98 | 11.069 | 7282 | #N/A | #N/A
| 64.04 | 24.7314 | 53.96 | 21.6275 | 59 | 22.8224 | 19.4 | 6.684 | 51.98 | 20.8026 | 51.98 | 19.5896 | 64.04 | 24.7254 | 64.04 | 24.3655 | 26.06 | 9.0741 | 33.08 | 11.5911 | 50 | 18.7614 | 62.06 | 23.2578 | 59 | 23.4832 | 26.6 | 9.0222 | 37.94 | 12.3097 | 7283 | #N/A | #N/A
| 64.94 | 24.5809 | 55.94 | 21.7632 | 59 | 22.4727 | 28.4 | 10.2203 | 53.96 | 20.679 | 53.6 | 20.1015 | 66.02 | 24.8382 | 66.92 | 25.0671 | 28.94 | 9.8924 | 39.92 | 13.5928 | 51.8 | 19.1982 | 62.96 | 23.4767 | 59 | 23.7975 | 31.1 | 10.6525 | 42.98 | 13.5247 | 7284 | #N/A | #N/A
| 66.02 | 24.5449 | 57.92 | 21.9107 | 60.98 | 22.3543 | 30.92 | 11.1578 | 55.94 | 21.1596 | 53.06 | 19.8526 | 66.92 | 25.0584 | 68 | 24.0828 | 33.08 | 11.4939 | 44.96 | 14.8119 | 53.6 | 19.6352 | 64.04 | 23.1371 | 59 | 23.4786 | 37.76 | 12.6596 | 46.04 | 13.9753 | 7285 | #N/A | #N/A
| 64.94 | 23.9349 | 59 | 21.9031 | 60.98 | 22.3543 | 36.86 | 12.2621 | 57.02 | 21.1098 | 53.06 | 20.1046 | 66.92 | 25.0584 | 69.08 | 24.3454 | 39.92 | 13.145 | 50 | 15.3533 | 53.6 | 19.6352 | 64.94 | 23.3551 | 57.92 | 22.2092 | 42.26 | 13.9953 | 44.96 | 13.8424 | 7286 | #N/A | #N/A
| 60.98 | 23.3237 | 59 | 21.9108 | 62.06 | 22.8921 | 39.74 | 13.2587 | 59 | 21.5945 | 53.96 | 20.0797 | 69.08 | 24.9439 | 68 | 24.0913 | 44.06 | 14.1471 | 51.98 | 15.5353 | 53.6 | 19.6352 | 64.94 | 23.0489 | 59 | 22.1415 | 45.68 | 14.8538 | 44.96 | 13.8424 | 7287 | #N/A | #N/A
| 62.06 | 22.9064 | 60.08 | 22.1757 | 60.98 | 22.6326 | 42.08 | 13.8885 | 57.92 | 21.3358 | 53.06 | 19.8714 | 68 | 24.6827 | 69.98 | 24.5712 | 46.94 | 14.1131 | 53.06 | 15.7974 | 53.6 | 19.1801 | 59 | 22.1866 | 57.02 | 21.3977 | 46.4 | 14.9955 | 44.96 | 13.6706 | 7288 | #N/A | #N/A
| 59 | 21.8913 | 57.02 | 21.1176 | 60.98 | 22.6326 | 44.24 | 14.3801 | 57.02 | 21.1186 | 53.96 | 20.09 | 62.06 | 23.2321 | 68 | 23.5284 | 46.94 | 14.2383 | 51.98 | 15.5377 | 51.8 | 18.7435 | 59 | 21.9174 | 57.02 | 21.3946 | 46.94 | 15.126 | 44.96 | 13.6709 | 7289 | #N/A | #N/A
| 57.02 | 21.0988 | 57.02 | 21.1198 | 57.92 | 21.8858 | 45.32 | 14.5805 | 55.94 | 20.6043 | 53.06 | 19.8714 | 57.92 | 22.2253 | 69.08 | 24.0438 | 46.04 | 14.3129 | 53.06 | 15.7992 | 51.8 | 18.7435 | 57.02 | 21.1246 | 55.04 | 20.9132 | 46.76 | 15.0504 | 44.96 | 13.7978 | 7290 | #N/A | #N/A
| 55.04 | 20.9301 | 55.04 | 20.3854 | 55.94 | 21.4042 | 42.08 | 14.3655 | 53.96 | 19.5977 | 51.98 | 19.3195 | 57.02 | 21.6769 | 60.98 | 23.3327 | 39.92 | 13.4944 | 51.08 | 15.7643 | 51.8 | 18.7435 | 55.94 | 21.1719 | 53.96 | 20.3397 | 46.58 | 15.2702 | 44.06 | 13.7385 | 7291 | #N/A | #N/A
| 53.96 | 20.9337 | 51.98 | 19.8915 | 55.94 | 21.4042 | 39.02 | 13.7822 | 51.08 | 19.1318 | 51.98 | 19.0814 | 57.02 | 21.6769 | 55.94 | 22.4021 | 37.94 | 13.2154 | 48.02 | 15.2029 | 50 | 18.307 | 53.06 | 21.0728 | 51.98 | 20.1653 | 46.58 | 15.2029 | 44.06 | 13.737 | 7292 | #N/A | #N/A
| 53.06 | 20.4387 | 50 | 18.8624 | 55.04 | 21.4953 | 30.2 | 10.9583 | 50 | 19.1567 | 51.98 | 19.0863 | 55.04 | 20.9213 | 53.96 | 21.6129 | 37.94 | 13.0126 | 44.06 | 14.9311 | 50 | 18.307 | 53.06 | 20.4656 | 51.98 | 20.1576 | 41.9 | 14.2647 | 42.98 | 13.4741 | 7293 | #N/A | #N/A
| 51.08 | 20.0569 | 47.84 | 18.568 | 48.38 | 18.5783 | 26.78 | 9.5847 | 47.66 | 18.1974 | 50.9 | 18.1241 | 51.98 | 20.4935 | 52.52 | 20.9023 | 38.48 | 12.9847 | 39.02 | 13.7434 | 50.9 | 17.6971 | 50.36 | 19.6414 | 50.36 | 19.3994 | 40.1 | 13.8296 | 39.74 | 13.2407 | 7294 | #N/A | #N/A
| 50.72 | 19.9163 | 46.76 | 18.1613 | 48.02 | 18.4408 | 25.7 | 9.1672 | 46.94 | 17.7441 | 50.54 | 17.7563 | 51.98 | 20.4944 | 51.62 | 20.3519 | 37.94 | 12.855 | 38.3 | 13.57 | 50.36 | 17.4891 | 49.28 | 19.175 | 49.64 | 19.1246 | 38.3 | 13.3639 | 39.74 | 13.3679 | 7295 | #N/A | #N/A
| 50.18 | 19.572 | 45.86 | 17.523 | 47.12 | 17.9852 | 24.8 | 8.8248 | 46.58 | 17.3475 | 50.18 | 17.5143 | 51.8 | 20.3922 | 50.18 | 19.4758 | 35.96 | 12.3456 | 37.22 | 13.2468 | 50 | 17.402 | 48.02 | 18.5717 | 48.92 | 19.0005 | 36.86 | 12.9211 | 39.92 | 13.444 | 7296 | #N/A | #N/A
| 46.58 | 17.665 | 44.78 | 16.8201 | 46.76 | 17.4492 | 29.48 | 10.4403 | 45.86 | 16.7122 | 45.5 | 15.8841 | 50.36 | 19.0986 | 45.5 | 17.1862 | 37.58 | 12.9083 | 39.2 | 14.0002 | 46.76 | 16.2463 | 44.42 | 16.6823 | 48.92 | 18.1325 | 38.48 | 13.7218 | 40.28 | 13.8476 | 7297 | #N/A | #N/A
| 42.98 | 15.9288 | 44.24 | 16.3562 | 46.22 | 16.9357 | 34.16 | 12.0654 | 44.96 | 16.1023 | 40.46 | 14.0803 | 48.38 | 17.7334 | 41.36 | 15.1941 | 39.38 | 13.4885 | 40.82 | 14.5095 | 42.8 | 14.9404 | 41.18 | 15.0156 | 49.28 | 17.4852 | 40.1 | 14.2421 | 39.92 | 13.9333 | 7298 | #N/A | #N/A
| 39.2 | 14.1863 | 43.52 | 15.8656 | 45.32 | 16.1647 | 39.2 | 13.771 | 44.24 | 15.6318 | 35.06 | 12.2262 | 45.5 | 16.2116 | 37.04 | 13.3676 | 41 | 13.8941 | 42.62 | 15.0317 | 38.84 | 13.6572 | 37.94 | 13.4996 | 49.82 | 16.8512 | 42.44 | 14.8717 | 39.38 | 13.8512 | 7299 | #N/A | #N/A
| 35.42 | 12.5868 | 43.16 | 15.5498 | 44.24 | 15.4658 | 44.06 | 15.4954 | 43.52 | 15.107 | 29.84 | 10.4492 | 43.34 | 15.0692 | 33.08 | 11.8014 | 44.06 | 14.7163 | 44.24 | 15.5437 | 34.16 | 12.2133 | 35.42 | 12.3117 | 50 | 16.2851 | 44.6 | 15.4917 | 38.84 | 13.8021 | 7300 | #N/A | #N/A
| 34.7 | 12.285 | 42.98 | 15.3215 | 43.7 | 15.1273 | 43.7 | 15.1332 | 42.98 | 14.8743 | 28.94 | 10.0948 | 42.26 | 14.74 | 32.72 | 11.7124 | 43.7 | 14.4285 | 42.98 | 14.9275 | 32.9 | 11.8101 | 34.88 | 12.0853 | 49.46 | 16.2466 | 43.52 | 14.833 | 37.94 | 13.3578 | 7301 | #N/A | #N/A
| 33.98 | 12.0117 | 41.9 | 14.8112 | 42.98 | 14.7531 | 42.8 | 14.7214 | 41.72 | 14.469 | 28.76 | 10.0499 | 41.36 | 14.4872 | 32 | 11.4729 | 43.34 | 14.1181 | 41.72 | 14.4885 | 32.36 | 11.5832 | 34.52 | 11.9655 | 46.76 | 15.6231 | 42.98 | 14.6046 | 36.86 | 12.9237 | 7302 | #N/A | #N/A
| 33.98 | 12.0739 | 41 | 14.4535 | 42.44 | 14.5868 | 42.08 | 14.4865 | 40.82 | 14.2478 | 29.66 | 10.3734 | 42.08 | 14.8941 | 31.64 | 11.3838 | 42.8 | 13.9871 | 40.64 | 14.0942 | 32 | 11.4962 | 34.52 | 11.9942 | 43.7 | 14.9769 | 42.26 | 14.3338 | 36.5 | 12.6655 | 7303 | #N/A | #N/A
| 37.58 | 13.5029 | 40.82 | 14.4064 | 42.26 | 14.5407 | 41.9 | 14.3134 | 40.82 | 14.309 | 33.98 | 12.0397 | 44.6 | 15.7469 | 33.26 | 11.999 | 42.08 | 13.8756 | 41 | 14.1155 | 32.36 | 11.6797 | 35.78 | 12.518 | 43.16 | 15.2467 | 42.08 | 14.1954 | 36.5 | 12.5314 | 7304 | #N/A | #N/A
| 42.8 | 15.0975 | 41.72 | 14.6545 | 42.98 | 14.7111 | 42.44 | 14.3437 | 41.72 | 14.5565 | 40.82 | 14.2528 | 48.02 | 16.7165 | 37.4 | 13.4283 | 41.9 | 13.8958 | 42.26 | 14.4798 | 35.96 | 12.961 | 39.38 | 13.8206 | 44.24 | 15.5395 | 42.62 | 14.2175 | 37.4 | 12.6836 | 7305 | #N/A | #N/A
| 35.06 | 12.6088 | 39.02 | 13.9686 | 42.08 | 14.4936 | 41 | 14.2618 | 39.02 | 13.97 | 32 | 11.3404 | 44.06 | 16.1006 | 32 | 11.4988 | 42.08 | 13.9064 | 39.92 | 13.8216 | 32 | 11.4331 | 33.98 | 11.9856 | 37.94 | 13.4513 | 41 | 13.7286 | 35.96 | 12.2759 | 7306 | #N/A | #N/A
| 48.02 | 18.0247 | 42.08 | 14.8748 | 42.08 | 14.4936 | 42.62 | 14.3413 | 42.98 | 14.9249 | 46.04 | 17.067 | 51.98 | 18.0154 | 37.94 | 13.8199 | 41 | 13.8088 | 44.06 | 14.9763 | 33.8 | 12.5021 | 41 | 14.5701 | 48.02 | 17.5309 | 42.08 | 13.9863 | 37.94 | 12.7499 | 7307 | #N/A | #N/A
| 55.04 | 18.3405 | 46.04 | 15.8319 | 46.04 | 15.4468 | 45.5 | 14.8733 | 46.04 | 15.6645 | 55.94 | 18.7839 | 55.94 | 18.5556 | 48.92 | 17.519 | 42.08 | 14.2728 | 46.04 | 15.4533 | 46.4 | 16.6073 | 48.92 | 17.0971 | 51.98 | 17.4073 | 44.06 | 14.4638 | 41 | 13.4866 | 7308 | #N/A | #N/A
| 55.94 | 18.3774 | 48.92 | 16.3575 | 48.02 | 15.9247 | 45.86 | 14.7665 | 48.02 | 15.9451 | 57.02 | 19.045 | 55.94 | 18.7781 | 51.98 | 17.2163 | 42.08 | 14.2711 | 48.02 | 15.7745 | 53.6 | 17.6207 | 53.06 | 17.3188 | 53.96 | 17.6787 | 46.04 | 14.9405 | 42.98 | 13.9628 | 7309 | #N/A | #N/A
| 55.94 | 18.7846 | 51.08 | 17.0469 | 48.02 | 15.9247 | 49.1 | 15.6122 | 50 | 16.2636 | 57.02 | 19.2402 | 55.94 | 18.7781 | 55.04 | 18.3483 | 42.98 | 14.4934 | 50 | 16.2514 | 55.4 | 18.4099 | 55.04 | 18.1773 | 53.96 | 17.6815 | 48.92 | 15.6364 | 42.98 | 13.9883 | 7310 | #N/A | #N/A
| 55.94 | 18.9793 | 50 | 16.4196 | 51.08 | 16.662 | 50.54 | 15.8952 | 50 | 16.2628 | 57.02 | 19.4831 | 55.94 | 19.4647 | 57.02 | 19.2467 | 42.98 | 14.4938 | 51.98 | 16.7301 | 55.4 | 18.4099 | 55.94 | 18.1872 | 55.94 | 18.3701 | 51.08 | 16.3572 | 44.96 | 14.439 | 7311 | #N/A | #N/A
| 57.92 | 19.6997 | 51.98 | 16.8992 | 51.98 | 16.88 | 52.16 | 16.3194 | 48.92 | 15.8181 | 59 | 20.429 | 57.02 | 19.9414 | 57.02 | 19.739 | 42.98 | 14.6834 | 53.06 | 16.9911 | 57.2 | 19.2229 | 57.92 | 19.2821 | 55.04 | 18.3323 | 51.98 | 16.5743 | 46.94 | 15.1049 | 7312 | #N/A | #N/A
| 57.02 | 19.4799 | 51.08 | 16.6794 | 51.98 | 16.88 | 52.88 | 16.5251 | 50 | 16.0779 | 57.02 | 20.2141 | 57.02 | 20.2089 | 57.02 | 19.9525 | 42.08 | 14.6292 | 51.98 | 16.7276 | 57.2 | 19.625 | 57.92 | 19.7158 | 55.04 | 18.7482 | 51.98 | 16.3751 | 46.04 | 14.6977 | 7313 | #N/A | #N/A
| 57.2 | 19.6086 | 50 | 16.2574 | 50 | 16.0583 | 52.16 | 16.3497 | 48.92 | 15.8149 | 57.02 | 20.443 | 55.94 | 20.1755 | 57.02 | 20.449 | 41 | 14.5671 | 51.98 | 16.5435 | 55.4 | 19.6166 | 57.92 | 20.1816 | 55.04 | 18.9858 | 51.98 | 16.2145 | 46.94 | 14.9137 | 7314 | #N/A | #N/A
| 55.04 | 19.958 | 48.02 | 15.3962 | 48.92 | 15.5968 | 49.82 | 15.6875 | 48.02 | 15.3969 | 55.94 | 20.4646 | 55.04 | 20.2404 | 55.94 | 20.4735 | 39.02 | 14.0845 | 50 | 15.8641 | 55.4 | 20.072 | 57.02 | 20.2305 | 53.96 | 18.9717 | 50 | 15.5514 | 44.96 | 14.434 | 7315 | #N/A | #N/A
| 53.96 | 19.6959 | 42.98 | 14.1776 | 48.92 | 15.5968 | 44.42 | 14.2878 | 44.96 | 14.6574 | 53.96 | 19.9838 | 55.04 | 20.2404 | 55.04 | 20.2543 | 37.04 | 13.606 | 46.94 | 15.1234 | 53.6 | 19.6352 | 53.06 | 19.5009 | 53.06 | 18.5053 | 46.94 | 14.9924 | 42.98 | 13.8042 | 7316 | #N/A | #N/A
| 53.96 | 19.6972 | 42.08 | 14.1518 | 44.96 | 14.8304 | 42.26 | 13.6163 | 42.98 | 14.1761 | 53.06 | 19.7652 | 53.06 | 20.0025 | 55.94 | 20.8246 | 37.94 | 13.8242 | 42.98 | 14.3587 | 51.8 | 19.1982 | 53.06 | 19.5023 | 53.06 | 18.5065 | 39.02 | 13.4344 | 39.92 | 13.0631 | 7317 | #N/A | #N/A
| 55.04 | 19.9587 | 37.94 | 12.9526 | 42.98 | 14.1539 | 34.52 | 11.7457 | 39.92 | 13.4339 | 53.96 | 20.2327 | 53.96 | 20.7906 | 53.96 | 20.3434 | 37.94 | 13.8232 | 39.02 | 13.5802 | 50 | 18.7614 | 51.98 | 19.2388 | 53.06 | 18.967 | 35.96 | 12.4945 | 37.94 | 12.5839 | 7318 | #N/A | #N/A
| 55.04 | 20.2449 | 37.94 | 12.9507 | 42.98 | 14.1539 | 32.72 | 11.338 | 39.92 | 13.4313 | 55.04 | 20.7999 | 55.04 | 21.0532 | 53.96 | 20.2384 | 37.04 | 13.6071 | 37.04 | 12.9182 | 53.6 | 20.1193 | 53.06 | 19.5003 | 53.96 | 19.4512 | 35.06 | 12.2753 | 37.94 | 12.5818 | 7319 | #N/A | #N/A
| 55.94 | 20.4648 | 33.98 | 11.6541 | 41 | 13.6699 | 33.08 | 11.2515 | 37.94 | 12.7924 | 55.04 | 20.7999 | 55.04 | 21.3812 | 53.06 | 20.3268 | 37.04 | 13.6071 | 33.98 | 11.8234 | 51.8 | 19.682 | 51.08 | 19.0211 | 53.06 | 19.466 | 35.06 | 12.1141 | 35.96 | 12.1023 | 7320 | #N/A | #N/A
| 55.94 | 20.7139 | 33.08 | 11.4358 | 39.92 | 13.2514 | 28.04 | 9.7396 | 35.06 | 11.9149 | 55.94 | 21.0202 | 55.04 | 21.3845 | 55.04 | 21.071 | 37.04 | 13.4064 | 32 | 11.1641 | 53.6 | 20.1193 | 48.92 | 18.4975 | 53.06 | 19.9969 | 32 | 11.3738 | 35.06 | 11.7127 | 7321 | #N/A | #N/A
| 57.02 | 21.5436 | 33.98 | 11.8324 | 39.92 | 13.2514 | 30.38 | 10.7384 | 33.98 | 11.8333 | 57.02 | 21.8752 | 55.04 | 21.3845 | 53.96 | 20.5456 | 37.04 | 13.4057 | 30.02 | 10.3783 | 53.6 | 20.6342 | 46.04 | 17.2995 | 53.96 | 20.5167 | 30.02 | 10.7127 | 33.98 | 11.451 | 7322 | #N/A | #N/A
| 57.02 | 21.8747 | 33.08 | 11.614 | 37.94 | 12.771 | 26.6 | 9.305 | 33.08 | 11.4349 | 55.94 | 21.9525 | 55.94 | 21.944 | 53.96 | 20.5494 | 37.04 | 13.4057 | 26.96 | 9.3568 | 55.4 | 21.0718 | 46.04 | 17.5718 | 53.96 | 20.5219 | 28.94 | 10.141 | 33.08 | 11.2334 | 7323 | #N/A | #N/A
| 55.94 | 21.6111 | 30.92 | 10.7668 | 37.04 | 12.7081 | 26.6 | 9.305 | 33.08 | 11.2892 | 57.92 | 23.0916 | 55.94 | 21.9465 | 53.96 | 20.8115 | 35.96 | 12.9857 | 26.96 | 9.2349 | 53.6 | 21.1815 | 50 | 19.2942 | 54.5 | 20.7577 | 26.06 | 9.3131 | 33.08 | 11.2321 | 7324 | #N/A | #N/A
| 55.94 | 21.9485 | 32 | 11.1693 | 37.04 | 12.7081 | 26.6 | 9.305 | 33.08 | 11.2876 | 57.92 | 23.2217 | 57.02 | 22.2086 | 53.96 | 21.2528 | 35.96 | 12.8005 | 28.94 | 10.025 | 55.4 | 21.6195 | 51.98 | 20.083 | 55.04 | 21.048 | 26.96 | 9.5281 | 33.08 | 11.0938 | 7325 | #N/A | #N/A
| 55.94 | 21.9527 | 28.94 | 10.1206 | 35.96 | 12.4434 | 24.8 | 8.6316 | 32 | 10.86 | 59 | 23.6675 | 57.02 | 22.8658 | 57.92 | 23.1042 | 35.96 | 12.437 | 28.94 | 10.025 | 55.4 | 22.2015 | 53.96 | 20.8315 | 55.04 | 21.3775 | 26.96 | 9.5275 | 32 | 10.6758 | 7326 | #N/A | #N/A
| 55.94 | 21.9544 | 30.02 | 10.3803 | 35.06 | 12.2245 | 23 | 7.9768 | 30.92 | 10.6481 | 57.92 | 23.4089 | 57.02 | 22.8658 | 57.02 | 23.2016 | 35.96 | 12.4363 | 24.98 | 8.7949 | 55.4 | 22.2015 | 55.04 | 21.5367 | 55.04 | 21.0527 | 26.96 | 9.3747 | 32 | 10.5496 | 7327 | #N/A | #N/A
| 57.02 | 22.5115 | 30.02 | 10.5447 | 35.06 | 12.2245 | 23 | 7.9768 | 30.02 | 10.2494 | 57.92 | 23.5387 | 57.02 | 22.8658 | 57.02 | 23.2006 | 35.06 | 11.8843 | 26.96 | 9.2723 | 55.4 | 22.2015 | 53.96 | 21.2739 | 55.04 | 21.3823 | 26.06 | 9.1577 | 32 | 10.5496 | 7328 | #N/A | #N/A
| 57.02 | 22.8753 | 30.02 | 10.544 | 33.98 | 11.8075 | 24.8 | 8.6316 | 30.92 | 10.4659 | 57.92 | 23.5387 | 57.92 | 23.7888 | 59 | 23.6825 | 35.06 | 11.4211 | 24.98 | 8.6547 | 55.4 | 22.2015 | 55.04 | 21.7667 | 50 | 19.9626 | 24.98 | 8.6371 | 30.92 | 10.2894 | 7329 | #N/A | #N/A
| 57.92 | 23.4017 | 32 | 11.0199 | 35.96 | 12.4389 | 23.72 | 8.154 | 30.92 | 10.5957 | 59 | 24.0602 | 57.92 | 24.1173 | 60.08 | 24.3333 | 33.98 | 11.1558 | 24.98 | 8.5209 | 57.2 | 23.2584 | 57.02 | 22.9055 | 49.1 | 19.2189 | 26.06 | 9.0345 | 32 | 10.5474 | 7330 | #N/A | #N/A
| 60.08 | 24.6491 | 35.96 | 12.4521 | 35.96 | 12.4389 | 28.4 | 9.998 | 35.06 | 11.901 | 60.98 | 24.8745 | 59 | 25.1497 | 60.98 | 24.8856 | 33.98 | 10.889 | 26.96 | 9.5473 | 57.2 | 23.2584 | 60.08 | 23.9632 | 53.96 | 21.753 | 32 | 11.1803 | 33.98 | 11.304 | 7331 | #N/A | #N/A
| 60.8 | 24.7655 | 42.98 | 15.0393 | 42.98 | 14.8536 | 35.96 | 12.4689 | 41 | 13.8664 | 60.8 | 24.7692 | 60.98 | 25.6358 | 60.98 | 25.0227 | 33.98 | 11.0332 | 41 | 14.0337 | 59 | 24.3546 | 60.8 | 24.7997 | 56.12 | 21.4878 | 37.04 | 12.7331 | 37.94 | 12.5649 | 7332 | #N/A | #N/A
| 62.06 | 25.5542 | 46.94 | 16.3861 | 48.02 | 16.6258 | 41.72 | 14.0876 | 44.96 | 15.3529 | 62.96 | 26.1351 | 62.6 | 27.4213 | 64.4 | 26.3505 | 35.06 | 11.2908 | 46.04 | 15.7682 | 60.8 | 25.4919 | 62.96 | 25.5323 | 57.38 | 21.693 | 42.08 | 14.1478 | 41 | 14.0003 | 7333 | #N/A | #N/A
| 62.96 | 26.1323 | 48.92 | 16.9472 | 48.02 | 16.6258 | 44.78 | 14.8274 | 50 | 17.1058 | 64.94 | 27.0645 | 62.06 | 27.2022 | 66.92 | 27.7073 | 35.06 | 11.2908 | 50 | 16.9353 | 62.6 | 25.9317 | 66.02 | 27.0654 | 57.2 | 21.5098 | 44.06 | 14.8085 | 44.06 | 14.7406 | 7334 | #N/A | #N/A
| 64.94 | 27.0638 | 48.92 | 17.0924 | 48.92 | 17.0707 | 50.72 | 16.2665 | 50 | 16.9504 | 66.92 | 28.0107 | 62.06 | 27.2022 | 66.2 | 28.3166 | 37.04 | 11.4888 | 53.06 | 17.3041 | 64.4 | 27.1132 | 68 | 28.3141 | 60.44 | 22.3473 | 48.02 | 15.7704 | 48.02 | 15.4973 | 7335 | #N/A | #N/A
| 64.94 | 27.53 | 51.8 | 17.9103 | 50 | 17.767 | 52.52 | 17.0148 | 51.08 | 17.2947 | 66.92 | 28.416 | 64.04 | 28.1876 | 69.08 | 28.9597 | 41 | 12.3352 | 55.04 | 17.7852 | 66.2 | 27.5535 | 69.98 | 28.9526 | 59.72 | 22.2336 | 51.08 | 16.6714 | 50 | 16.1802 | 7336 | #N/A | #N/A
| 64.4 | 27.0809 | 51.08 | 17.816 | 50 | 17.767 | 54.86 | 17.8801 | 53.96 | 17.7069 | 64.4 | 27.8696 | 62.06 | 27.2205 | 68 | 28.3046 | 42.98 | 12.5851 | 55.94 | 17.8124 | 68 | 28.7815 | 71.06 | 29.217 | 59 | 22.2269 | 53.06 | 17.5194 | 51.98 | 16.8496 | 7337 | #N/A | #N/A
| 64.94 | 27.5395 | 50 | 17.5555 | 50 | 17.7721 | 55.58 | 18.3361 | 53.96 | 17.5419 | 66.2 | 28.3107 | 62.96 | 27.441 | 66.92 | 28.5742 | 44.06 | 12.8454 | 55.94 | 17.8133 | 66.2 | 28.3406 | 69.98 | 28.9526 | 64.94 | 27.0584 | 53.96 | 17.95 | 51.08 | 16.6344 | 7338 | #N/A | #N/A
| 62.96 | 26.5954 | 48.92 | 17.2983 | 50 | 18.0251 | 54.14 | 18.1339 | 53.06 | 17.8851 | 64.4 | 27.8696 | 62.06 | 27.2205 | 66.92 | 28.5742 | 42.98 | 12.5847 | 55.04 | 17.7937 | 64.4 | 27.8997 | 68 | 28.7297 | 62.96 | 26.575 | 53.96 | 18.3596 | 50 | 16.5362 | 7339 | #N/A | #N/A
| 60.98 | 26.1099 | 46.04 | 16.5985 | 50 | 18.0251 | 48.74 | 16.9379 | 48.92 | 17.1065 | 60.98 | 26.5732 | 62.06 | 27.2205 | 62.06 | 26.8492 | 39.92 | 11.7305 | 48.92 | 16.3117 | 64.4 | 27.8997 | 64.94 | 27.9802 | 62.06 | 26.3571 | 51.08 | 17.8559 | 46.94 | 15.6338 | 7340 | #N/A | #N/A
| 60.08 | 25.892 | 46.94 | 17.306 | 48.02 | 17.7567 | 48.56 | 17.159 | 48.02 | 17.0819 | 60.08 | 26.3563 | 60.08 | 26.3433 | 62.06 | 26.8539 | 39.02 | 11.2292 | 39.92 | 13.94 | 60.8 | 27.0178 | 64.04 | 27.761 | 60.98 | 26.0929 | 48.92 | 17.5727 | 46.04 | 15.5775 | 7341 | #N/A | #N/A
| 60.08 | 25.8966 | 42.98 | 16.0972 | 46.94 | 16.7944 | 46.22 | 16.5519 | 44.96 | 16.3418 | 60.8 | 26.9877 | 59 | 25.6273 | 60.98 | 26.7187 | 39.02 | 10.9661 | 42.08 | 14.8231 | 59 | 25.7921 | 64.04 | 27.8999 | 60.08 | 25.8795 | 46.04 | 16.8721 | 42.08 | 14.6211 | 7342 | #N/A | #N/A
| 60.98 | 26.5795 | 46.04 | 16.8394 | 46.94 | 16.7944 | 43.88 | 15.9891 | 46.04 | 16.8445 | 60.08 | 26.4924 | 57.02 | 24.3404 | 60.08 | 25.9153 | 37.04 | 10.405 | 42.08 | 15.2089 | 59 | 25.7921 | 62.06 | 26.8864 | 60.98 | 26.5618 | 44.06 | 16.3964 | 42.98 | 15.6134 | 7343 | #N/A | #N/A
| 60.98 | 26.5818 | 44.06 | 16.3607 | 46.94 | 17.4947 | 42.8 | 15.7276 | 46.04 | 16.6033 | 60.08 | 26.3611 | 59 | 25.6284 | 60.08 | 25.9188 | 35.96 | 10.3017 | 37.04 | 13.4367 | 59 | 25.7921 | 60.98 | 26.1622 | 60.08 | 25.8818 | 42.08 | 15.9167 | 42.08 | 15.6276 | 7344 | #N/A | #N/A
| 60.98 | 26.5902 | 42.98 | 15.861 | 46.94 | 17.7636 | 42.8 | 15.9261 | 44.96 | 16.5845 | 60.08 | 26.373 | 57.92 | 24.927 | 57.02 | 23.9564 | 35.06 | 10.2728 | 37.04 | 13.4389 | 59 | 25.7921 | 60.98 | 25.7226 | 59 | 25.1817 | 39.92 | 15.1554 | 42.08 | 15.8303 | 7345 | #N/A | #N/A
| 60.98 | 26.7085 | 46.04 | 17.5769 | 46.94 | 17.7636 | 45.68 | 16.9537 | 48.02 | 17.7944 | 60.08 | 26.4924 | 57.92 | 24.927 | 55.94 | 23.4536 | 33.98 | 10.0129 | 37.04 | 13.4416 | 59 | 25.7921 | 60.98 | 25.3709 | 57.92 | 24.5681 | 42.98 | 16.3892 | 42.98 | 16.0514 | 7346 | #N/A | #N/A
| 60.98 | 26.6045 | 48.02 | 18.2878 | 46.04 | 17.5484 | 48.38 | 17.8634 | 48.02 | 18.0599 | 60.8 | 26.9877 | 57.92 | 25.0448 | 53.96 | 22.261 | 35.06 | 10.1767 | 33.98 | 12.4065 | 60.8 | 27.0178 | 60.08 | 25.1574 | 57.2 | 24.5634 | 44.96 | 17.086 | 44.96 | 16.7785 | 7347 | #N/A | #N/A
| 60.08 | 26.4882 | 46.04 | 17.5802 | 46.94 | 17.9994 | 49.64 | 18.3951 | 46.94 | 17.5325 | 60.98 | 27.0088 | 55.4 | 23.4448 | 51.8 | 21.3071 | 33.98 | 9.918 | 41 | 14.956 | 57.2 | 24.6122 | 60.8 | 25.4982 | 60.8 | 26.1805 | 44.96 | 17.1622 | 46.04 | 17.3751 | 7348 | #N/A | #N/A
| 60.08 | 25.9377 | 46.94 | 18.0316 | 46.94 | 17.9994 | 50 | 18.7901 | 48.92 | 18.2847 | 60.08 | 26.4924 | 55.94 | 23.7807 | 55.04 | 22.841 | 33.98 | 10.0147 | 42.08 | 15.6356 | 57.2 | 24.6122 | 60.08 | 26.063 | 59 | 25.74 | 48.02 | 18.3346 | 46.94 | 17.7455 | 7349 | #N/A | #N/A
| 59 | 25.7596 | 48.92 | 18.8036 | 48.92 | 18.7735 | 51.8 | 19.3894 | 50 | 18.7823 | 60.08 | 26.4924 | 55.04 | 23.223 | 51.98 | 20.771 | 33.08 | 9.9874 | 44.06 | 16.6074 | 53.6 | 22.3808 | 59 | 25.3493 | 59 | 25.0034 | 48.92 | 18.555 | 48.02 | 18.3595 | 7350 | #N/A | #N/A
| 59 | 24.9503 | 51.08 | 19.5798 | 51.08 | 19.8545 | 51.62 | 19.2999 | 50 | 18.8597 | 60.08 | 26.4924 | 55.04 | 23.223 | 55.04 | 23.2339 | 32 | 9.8182 | 44.96 | 17.1091 | 53.6 | 22.3808 | 59 | 24.9867 | 57.92 | 24.5946 | 44.6 | 17.0306 | 48.92 | 18.5098 | 7351 | #N/A | #N/A
| 60.08 | 26.4882 | 51.08 | 19.6517 | 51.08 | 19.8545 | 50 | 18.7901 | 50 | 19.1499 | 59 | 25.7638 | 53.06 | 21.9644 | 57.02 | 24.0557 | 32 | 9.932 | 51.08 | 19.3134 | 57.2 | 24.6122 | 55.94 | 23.085 | 57.92 | 24.601 | 42.98 | 16.4 | 50 | 18.8393 | 7352 | #N/A | #N/A
| 59 | 25.6919 | 51.98 | 19.8028 | 51.08 | 19.6254 | 49.1 | 18.4092 | 50 | 19.0769 | 59 | 25.7638 | 55.4 | 23.4448 | 55.94 | 23.7921 | 32 | 9.9308 | 50 | 19.2226 | 57.2 | 24.6122 | 57.92 | 24.7228 | 57.2 | 24.5634 | 42.98 | 16.3994 | 48.92 | 18.2977 | 7353 | #N/A | #N/A
| 59 | 25.6942 | 51.98 | 19.8013 | 53.06 | 20.3373 | 47.3 | 17.7884 | 48.92 | 18.8125 | 57.2 | 24.5857 | 57.92 | 24.9722 | 55.94 | 23.4536 | 30.92 | 9.7685 | 50 | 19.0511 | 57.2 | 24.6122 | 57.92 | 24.7228 | 57.2 | 23.8695 | 42.08 | 16.1801 | 48.92 | 18.2302 | 7354 | #N/A | #N/A
| 59 | 25.693 | 55.04 | 20.854 | 53.06 | 20.3373 | 52.88 | 19.5553 | 51.98 | 19.8048 | 59 | 25.6925 | 57.92 | 24.9744 | 55.94 | 23.4536 | 33.98 | 10.7372 | 53.96 | 20.2614 | 59 | 25.7921 | 59 | 25.3493 | 57.02 | 24.3886 | 46.94 | 17.8419 | 50 | 18.4911 | 7355 | #N/A | #N/A
| 60.98 | 26.6451 | 57.02 | 21.3383 | 57.02 | 21.3061 | 55.58 | 20.2631 | 55.94 | 21.0771 | 60.08 | 26.422 | 57.92 | 24.9787 | 62.06 | 27.324 | 37.94 | 11.6911 | 57.92 | 21.533 | 59 | 25.7921 | 64.04 | 27.4419 | 57.92 | 24.9748 | 50 | 18.8915 | 53.06 | 19.5142 | 7356 | #N/A | #N/A
| 60.98 | 27.0601 | 60.08 | 22.3528 | 60.08 | 22.3219 | 57.74 | 21.0326 | 59 | 21.8222 | 60.08 | 26.4924 | 60.08 | 26.4244 | 66.02 | 27.9061 | 42.08 | 12.8248 | 62.06 | 22.5477 | 60.8 | 27.0178 | 66.02 | 27.4712 | 59 | 25.6943 | 57.02 | 20.8154 | 55.94 | 20.4521 | 7357 | #N/A | #N/A
| 60.98 | 27.1081 | 62.06 | 22.8397 | 60.08 | 22.3219 | 60.98 | 21.9246 | 60.98 | 22.5751 | 60.98 | 27.1127 | 60.08 | 26.4244 | 64.94 | 27.6884 | 44.06 | 13.1648 | 64.94 | 23.8461 | 60.8 | 27.0178 | 66.2 | 28.3477 | 59 | 25.74 | 60.08 | 21.8132 | 60.98 | 22.2351 | 7358 | #N/A | #N/A
| 64.94 | 28.0786 | 64.94 | 24.2223 | 64.94 | 23.8432 | 63.5 | 22.7472 | 64.04 | 23.6574 | 60.98 | 27.1127 | 64.94 | 28.9982 | 64.94 | 27.661 | 46.04 | 13.5341 | 66.92 | 24.68 | 68 | 27.2511 | 69.08 | 29.11 | 64.04 | 26.9485 | 64.04 | 23.0957 | 62.96 | 23.0401 | 7359 | #N/A | #N/A
| 64.04 | 27.4402 | 66.02 | 24.4904 | 68 | 24.9374 | 65.3 | 23.5582 | 66.02 | 24.488 | 62.06 | 27.3491 | 64.04 | 28.7773 | 66.92 | 28.5597 | 48.92 | 14.7462 | 69.98 | 25.4326 | 68 | 28.7815 | 71.06 | 29.2041 | 64.04 | 26.9601 | 66.02 | 23.8515 | 66.02 | 24.064 | 7360 | #N/A | #N/A
| 64.04 | 27.4578 | 66.92 | 24.7138 | 68 | 24.9374 | 67.82 | 24.3945 | 66.02 | 24.494 | 62.06 | 27.3554 | 64.04 | 28.3202 | 68 | 28.4309 | 51.08 | 15.5631 | 71.06 | 25.9945 | 64.4 | 27.8997 | 71.06 | 29.6152 | 62.96 | 26.7016 | 69.08 | 24.9349 | 64.94 | 23.8026 | 7361 | #N/A | #N/A
| 64.94 | 28.0786 | 66.92 | 24.7146 | 62.06 | 24.1576 | 69.8 | 25.0457 | 66.92 | 24.3697 | 62.06 | 27.3592 | 62.96 | 28.0859 | 68 | 28.4321 | 51.98 | 15.9513 | 71.06 | 25.9972 | 62.6 | 27.4587 | 71.06 | 29.2164 | 62.96 | 26.7062 | 69.98 | 25.1571 | 66.02 | 24.0697 | 7362 | #N/A | #N/A
| 62.96 | 27.1933 | 66.02 | 25.1626 | 64.04 | 24.9575 | 68.36 | 24.9845 | 66.02 | 24.4992 | 60.98 | 27.1127 | 60.8 | 26.9802 | 64.94 | 27.6841 | 51.08 | 16.0701 | 71.06 | 26.0008 | 64.4 | 27.8997 | 69.08 | 28.7316 | 60.98 | 26.2228 | 69.08 | 25.2856 | 64.94 | 23.8074 | 7363 | #N/A | #N/A
| 62.06 | 26.9651 | 64.04 | 24.681 | 64.04 | 24.9575 | 63.5 | 23.859 | 62.96 | 24.0514 | 60.98 | 27.1127 | 60.98 | 27.0833 | 64.04 | 27.4588 | 50 | 16.1707 | 62.06 | 23.8074 | 62.6 | 27.4587 | 66.02 | 28.3767 | 60.08 | 25.9991 | 62.06 | 24.243 | 62.06 | 23.109 | 7364 | #N/A | #N/A
| 62.06 | 26.9554 | 59 | 23.4499 | 57.92 | 22.7815 | 53.78 | 20.8705 | 59 | 23.0861 | 60.08 | 26.4924 | 60.08 | 26.458 | 64.04 | 27.4527 | 48.92 | 15.7057 | 57.02 | 22.2814 | 60.8 | 27.0178 | 64.94 | 27.6998 | 60.08 | 25.9921 | 57.02 | 22.6412 | 60.98 | 22.8429 | 7365 | #N/A | #N/A
| 62.06 | 27.3728 | 55.04 | 22.4829 | 57.02 | 22.5622 | 51.98 | 20.3275 | 59 | 23.0843 | 60.98 | 27.1127 | 60.08 | 26.4568 | 62.96 | 26.7144 | 50 | 14.8782 | 57.02 | 22.2814 | 62.6 | 27.4587 | 64.94 | 27.6937 | 60.08 | 25.9817 | 55.04 | 22.16 | 60.98 | 22.8436 | 7366 | #N/A | #N/A
| 62.06 | 27.3728 | 53.96 | 21.8528 | 57.02 | 22.5622 | 51.44 | 20.1437 | 53.96 | 21.5599 | 62.06 | 27.3774 | 60.08 | 26.4852 | 64.04 | 24.3216 | 46.04 | 13.7797 | 55.04 | 21.4575 | 60.8 | 27.0178 | 64.94 | 24.9304 | 60.08 | 24.4061 | 53.96 | 21.6014 | 60.08 | 22.6276 | 7367 | #N/A | #N/A
| 62.96 | 26.6827 | 51.98 | 21.0756 | 55.04 | 22.0807 | 51.08 | 20.2173 | 51.98 | 20.7356 | 62.96 | 25.877 | 60.98 | 27.1051 | 60.08 | 22.3726 | 37.94 | 12.251 | 53.06 | 20.9757 | 59 | 25.7921 | 62.06 | 22.874 | 59 | 23.0562 | 51.98 | 21.1203 | 60.98 | 22.8469 | 7368 | #N/A | #N/A
| 60.08 | 22.0971 | 48.92 | 19.3945 | 55.04 | 22.079 | 49.1 | 19.1113 | 51.98 | 21.0797 | 60.08 | 22.6972 | 62.06 | 26.9152 | 57.02 | 20.2755 | 33.98 | 11.4308 | 51.98 | 20.7129 | 59 | 23.0783 | 59 | 21.0031 | 57.02 | 21.3319 | 51.08 | 20.5591 | 60.08 | 22.63 | 7369 | #N/A | #N/A
| 57.02 | 20.2686 | 48.92 | 19.3967 | 55.04 | 22.079 | 50 | 19.792 | 51.08 | 20.1899 | 57.02 | 21.0382 | 62.06 | 26.9152 | 53.96 | 18.126 | 32 | 10.8167 | 51.08 | 20.1672 | 57.2 | 21.5093 | 55.04 | 18.2165 | 53.96 | 17.9284 | 53.06 | 21.6886 | 59 | 22.7146 | 7370 | #N/A | #N/A
| 53.96 | 17.5612 | 46.94 | 18.6096 | 53.06 | 21.6019 | 51.8 | 20.2295 | 50 | 19.9304 | 53.96 | 18.1199 | 55.94 | 20.7663 | 51.98 | 17.4608 | 32 | 10.9514 | 48.92 | 19.0722 | 53.6 | 18.3511 | 53.06 | 17.1571 | 51.98 | 17.2365 | 51.98 | 21.1281 | 57.02 | 22.2372 | 7371 | #N/A | #N/A
| 51.98 | 17.08 | 46.04 | 18.1469 | 51.98 | 21.051 | 51.26 | 20.4943 | 48.92 | 19.4057 | 51.98 | 16.8826 | 53.06 | 17.7187 | 50 | 16.5996 | 35.06 | 12.192 | 48.02 | 18.6429 | 51.8 | 17.5385 | 50 | 16.0743 | 51.08 | 17.225 | 51.98 | 21.4292 | 57.02 | 21.8953 | 7372 | #N/A | #N/A
| 51.08 | 17.0254 | 46.94 | 18.3648 | 51.98 | 21.051 | 51.62 | 20.641 | 50 | 19.9335 | 51.08 | 16.3221 | 51.08 | 17.4165 | 48.02 | 16.118 | 35.96 | 12.5704 | 48.02 | 18.892 | 48.2 | 16.3144 | 48.92 | 15.4559 | 50 | 16.9606 | 53.06 | 21.4012 | 57.02 | 21.9018 | 7373 | #N/A | #N/A
| 50 | 16.7608 | 48.02 | 18.8815 | 53.96 | 21.8335 | 50.9 | 20.3042 | 50 | 19.6727 | 48.92 | 15.6014 | 50 | 17.3754 | 46.04 | 14.9072 | 37.94 | 13.2507 | 51.08 | 20.5095 | 46.4 | 15.5484 | 48.02 | 15.236 | 50 | 16.9592 | 51.98 | 21.147 | 57.02 | 21.9068 | 7374 | #N/A | #N/A
| 48.92 | 16.7067 | 48.92 | 19.4135 | 53.96 | 21.8397 | 50.54 | 20.1129 | 50 | 19.9438 | 46.94 | 15.3173 | 50 | 17.3712 | 44.06 | 14.2683 | 37.94 | 13.2503 | 51.98 | 20.7359 | 46.4 | 15.2382 | 46.04 | 14.9137 | 48.92 | 16.4858 | 51.08 | 20.9297 | 55.94 | 21.6486 | 7375 | #N/A | #N/A
| 48.92 | 16.7018 | 50 | 20.2747 | 53.96 | 21.8397 | 48.2 | 19.3545 | 51.08 | 20.2095 | 46.04 | 15.2776 | 50 | 17.3712 | 42.08 | 13.7866 | 39.02 | 13.697 | 53.06 | 21.3438 | 44.6 | 15.1132 | 44.06 | 14.6282 | 48.92 | 16.8703 | 50 | 20.3253 | 53.06 | 21.6507 | 7376 | #N/A | #N/A
| 48.92 | 16.8791 | 51.08 | 20.8857 | 53.06 | 21.6293 | 48.2 | 18.8385 | 51.98 | 20.7652 | 46.04 | 15.4309 | 48.92 | 17.5348 | 42.08 | 13.7837 | 39.02 | 13.6953 | 53.96 | 21.8634 | 44.6 | 15.1132 | 44.06 | 14.6255 | 48.92 | 17.0896 | 48.02 | 19.2533 | 53.06 | 21.3034 | 7377 | #N/A | #N/A
| 50 | 17.3598 | 51.08 | 20.9051 | 53.06 | 21.9978 | 49.28 | 19.6575 | 53.06 | 21.0313 | 46.04 | 15.4279 | 50 | 17.792 | 42.08 | 13.9389 | 39.92 | 13.9122 | 53.06 | 21.3523 | 41 | 14.2429 | 42.98 | 14.3617 | 48.92 | 16.8623 | 48.92 | 19.7404 | 51.98 | 21.0428 | 7378 | #N/A | #N/A
| 51.98 | 18.2698 | 53.06 | 22.0411 | 53.06 | 21.9978 | 50 | 19.792 | 53.96 | 21.5985 | 48.92 | 16.484 | 51.98 | 18.0285 | 44.96 | 14.6312 | 41 | 14.3329 | 55.94 | 23.038 | 42.8 | 14.678 | 46.94 | 15.4977 | 51.08 | 16.8886 | 51.98 | 21.1721 | 53.06 | 21.312 | 7379 | #N/A | #N/A
| 53.06 | 17.4834 | 55.04 | 22.8501 | 55.4 | 22.7776 | 53.96 | 22.1362 | 55.04 | 21.5238 | 50 | 17.1303 | 53.96 | 18.7443 | 48.02 | 15.7471 | 46.04 | 15.748 | 57.02 | 23.3135 | 46.4 | 15.879 | 50 | 16.586 | 51.98 | 17.4194 | 53.06 | 21.7441 | 53.06 | 21.6783 | 7380 | #N/A | #N/A
| 55.04 | 18.5719 | 55.04 | 22.5498 | 57.02 | 24.0434 | 57.74 | 23.0101 | 55.94 | 22.3979 | 51.98 | 17.8323 | 55.04 | 19.2554 | 50 | 16.3802 | 48.02 | 16.0282 | 60.98 | 24.2924 | 50 | 17.4791 | 53.06 | 17.702 | 51.98 | 17.5965 | 57.92 | 22.9421 | 57.92 | 23.1797 | 7381 | #N/A | #N/A
| 55.04 | 18.5719 | 57.02 | 23.3344 | 57.02 | 24.0434 | 60.62 | 24.1644 | 57.2 | 23.264 | 55.04 | 18.5733 | 55.04 | 19.2554 | 53.06 | 17.3148 | 55.04 | 17.5674 | 62.96 | 25.1888 | 51.8 | 17.9151 | 53.06 | 17.8826 | 53.06 | 17.8565 | 59 | 23.5865 | 60.98 | 24.3213 | 7382 | #N/A | #N/A
| 55.94 | 18.7915 | 57.02 | 24.1219 | 60.98 | 25.4674 | 59 | 24.3972 | 57.92 | 23.2498 | 55.04 | 18.3514 | 55.04 | 19.0072 | 53.96 | 17.7028 | 60.98 | 18.2661 | 64.94 | 26.0282 | 53.6 | 17.9742 | 53.06 | 17.8836 | 53.96 | 18.0754 | 59 | 25.0927 | 60.98 | 24.333 | 7383 | #N/A | #N/A
| 55.04 | 18.5751 | 57.02 | 24.067 | 62.06 | 26.1056 | 60.8 | 25.5374 | 57.92 | 24.0063 | 55.04 | 18.3534 | 53.96 | 18.7454 | 53.96 | 17.9121 | 62.06 | 18.2091 | 64.04 | 25.82 | 53.6 | 18.3511 | 51.98 | 17.6211 | 51.98 | 17.595 | 62.96 | 26.4371 | 60.08 | 24.8087 | 7384 | #N/A | #N/A
| 53.96 | 18.3125 | 57.92 | 24.2867 | 60.98 | 26.2255 | 61.34 | 25.8734 | 57.92 | 23.9622 | 53.96 | 17.9112 | 53.06 | 18.7759 | 53.06 | 17.6953 | 64.04 | 18.8599 | 66.92 | 26.9623 | 51.8 | 17.9151 | 51.98 | 17.6227 | 51.98 | 17.8187 | 68 | 27.2955 | 60.8 | 25.1231 | 7385 | #N/A | #N/A
| 51.98 | 17.8309 | 59 | 25.4208 | 62.96 | 26.7904 | 66.2 | 26.8566 | 57.02 | 23.7426 | 51.98 | 17.6096 | 51.08 | 18.2935 | 51.08 | 17.3947 | 62.96 | 19.3036 | 68 | 27.223 | 51.8 | 17.1852 | 51.08 | 17.6274 | 50 | 17.1152 | 66.02 | 26.3265 | 60.98 | 25.0278 | 7386 | #N/A | #N/A
| 50 | 17.3498 | 57.92 | 25.0691 | 62.06 | 26.4898 | 62.06 | 23.1828 | 55.04 | 22.5479 | 51.08 | 17.3902 | 50 | 17.7824 | 50 | 17.3544 | 62.06 | 19.0854 | 66.92 | 26.9502 | 50 | 16.7498 | 50 | 17.3639 | 48.92 | 16.8512 | 62.06 | 23.3041 | 57.92 | 23.2048 | 7387 | #N/A | #N/A
| 46.94 | 16.6072 | 55.04 | 22.5344 | 60.08 | 25.2583 | 58.1 | 21.9372 | 55.04 | 22.1791 | 48.92 | 17.0892 | 50 | 17.7824 | 46.04 | 16.1696 | 57.02 | 17.8686 | 60.08 | 23.7825 | 48.2 | 16.6672 | 48.02 | 16.8834 | 48.92 | 16.2965 | 59 | 22.5383 | 55.04 | 21.4811 | 7388 | #N/A | #N/A
| 44.96 | 16.1256 | 53.06 | 21.3872 | 55.94 | 22.7208 | 57.2 | 21.6585 | 53.6 | 21.1864 | 48.02 | 16.6465 | 48.02 | 17.5457 | 44.96 | 16.1307 | 53.06 | 17.1012 | 59 | 23.4794 | 44.6 | 15.7958 | 46.04 | 16.4023 | 48.92 | 16.4621 | 57.92 | 22.2756 | 53.96 | 20.9351 | 7389 | #N/A | #N/A
| 44.96 | 16.1251 | 53.06 | 21.3872 | 55.04 | 21.8607 | 54.68 | 20.6673 | 53.06 | 21.0737 | 48.92 | 17.0865 | 48.92 | 17.7638 | 44.06 | 15.9117 | 53.06 | 16.9151 | 57.02 | 21.6761 | 44.6 | 15.7958 | 46.04 | 16.4023 | 48.92 | 16.4621 | 57.02 | 21.7221 | 53.06 | 20.3809 | 7390 | #N/A | #N/A
| 44.06 | 15.9061 | 53.06 | 20.732 | 55.04 | 21.8607 | 53.6 | 19.8075 | 53.06 | 20.4656 | 48.92 | 17.2786 | 48.92 | 17.7633 | 42.08 | 15.4312 | 50 | 16.365 | 57.02 | 21.4034 | 42.8 | 15.3601 | 46.94 | 16.2163 | 48.92 | 16.2952 | 53.06 | 19.9257 | 50 | 18.5636 | 7391 | #N/A | #N/A
| 42.98 | 15.6446 | 53.06 | 20.4432 | 53.96 | 20.3352 | 50.54 | 18.9187 | 53.06 | 19.8999 | 48.92 | 17.2775 | 48.92 | 17.9762 | 39.02 | 14.2889 | 51.08 | 16.4406 | 55.04 | 20.0668 | 42.8 | 15.3601 | 46.94 | 16.2158 | 48.02 | 16.6293 | 53.96 | 19.8501 | 48.92 | 18.0728 | 7392 | #N/A | #N/A
| 42.08 | 15.2046 | 51.98 | 19.8826 | 53.96 | 20.3308 | 47.48 | 18.0828 | 51.98 | 19.634 | 48.92 | 17.0865 | 48.92 | 17.9768 | 37.94 | 13.655 | 51.98 | 16.105 | 53.96 | 19.5691 | 42.8 | 15.3601 | 46.04 | 15.7911 | 48.92 | 17.0713 | 53.96 | 19.8501 | 48.92 | 18.0728 | 7393 | #N/A | #N/A
| 39.92 | 14.5034 | 51.98 | 19.8704 | 53.96 | 20.3308 | 46.22 | 17.5509 | 51.98 | 19.3413 | 48.92 | 17.2813 | 48.92 | 17.9768 | 35.96 | 12.9832 | 51.08 | 15.7393 | 53.06 | 19.3494 | 43.7 | 15.7627 | 44.06 | 15.5208 | 48.92 | 16.4621 | 53.06 | 19.9215 | 48.92 | 18.0722 | 7394 | #N/A | #N/A
| 39.92 | 14.6808 | 50 | 18.8582 | 51.98 | 19.5975 | 46.58 | 17.9133 | 51.98 | 19.108 | 48.92 | 17.515 | 50 | 18.2406 | 35.96 | 12.9798 | 48.92 | 15.2192 | 53.06 | 19.0781 | 44.6 | 16.1713 | 44.96 | 15.9154 | 48.92 | 16.8477 | 51.08 | 19.4428 | 48.02 | 17.8536 | 7395 | #N/A | #N/A
| 41 | 14.9407 | 48.02 | 18.146 | 51.08 | 18.8591 | 44.6 | 17.0243 | 50 | 18.3571 | 50 | 18.0258 | 50 | 18.6018 | 37.94 | 13.819 | 50 | 15.4815 | 51.98 | 18.8173 | 42.8 | 15.7354 | 46.04 | 16.3997 | 50 | 17.3287 | 51.98 | 19.3682 | 46.94 | 17.3305 | 7396 | #N/A | #N/A
| 42.98 | 15.8344 | 46.04 | 17.3923 | 51.08 | 18.8591 | 46.4 | 17.4608 | 48.92 | 17.8732 | 50 | 18.0258 | 51.08 | 18.7644 | 39.92 | 14.9045 | 48.02 | 15.1551 | 48.92 | 17.8539 | 44.6 | 16.1713 | 48.92 | 17.289 | 50 | 17.5207 | 51.08 | 18.9131 | 46.04 | 17.371 | 7397 | #N/A | #N/A
| 46.04 | 17.0629 | 44.96 | 16.659 | 50 | 18.5937 | 44.42 | 17.017 | 48.02 | 17.4016 | 50 | 18.2915 | 51.08 | 18.8639 | 41 | 15.1697 | 46.94 | 15.4453 | 48.02 | 17.3836 | 46.4 | 17.0076 | 48.02 | 17.0704 | 50 | 17.7592 | 51.98 | 19.3648 | 44.06 | 16.6322 | 7398 | #N/A | #N/A
| 46.04 | 17.2762 | 44.06 | 16.1939 | 48.02 | 17.8392 | 47.3 | 17.6253 | 46.94 | 16.8943 | 51.08 | 18.5976 | 51.08 | 19.2774 | 44.96 | 16.5599 | 46.04 | 15.5757 | 44.96 | 16.3951 | 46.4 | 17.0076 | 48.02 | 17.3106 | 50 | 18.0069 | 50 | 18.6464 | 44.96 | 16.8495 | 7399 | #N/A | #N/A
| 48.02 | 18.0254 | 41 | 15.0249 | 48.02 | 17.8392 | 46.04 | 17.3154 | 46.04 | 16.6718 | 51.98 | 18.9899 | 51.08 | 19.2774 | 46.04 | 16.8261 | 46.94 | 15.791 | 41 | 15.0098 | 48.2 | 17.4438 | 50 | 18.0442 | 51.08 | 18.3672 | 51.08 | 18.6313 | 46.04 | 17.1142 | 7400 | #N/A | #N/A
| 50 | 18.74 | 42.08 | 15.7025 | 48.02 | 17.3581 | 45.14 | 16.8733 | 46.04 | 16.4709 | 51.98 | 18.9976 | 53.06 | 19.4791 | 46.94 | 17.2952 | 46.94 | 15.9888 | 44.96 | 16.3845 | 48.2 | 17.8704 | 51.08 | 18.5217 | 51.08 | 18.488 | 51.08 | 17.9092 | 44.6 | 16.3522 | 7401 | #N/A | #N/A
| 51.98 | 18.9882 | 42.08 | 15.6947 | 46.94 | 16.8476 | 45.68 | 16.5857 | 42.98 | 15.7212 | 53.06 | 19.2584 | 53.96 | 19.985 | 48.02 | 17.7697 | 46.04 | 15.7699 | 44.96 | 16.3762 | 48.2 | 18.3245 | 51.98 | 19.0084 | 51.98 | 18.7081 | 48.92 | 17.6201 | 44.96 | 16.3747 | 7402 | #N/A | #N/A
| 53.96 | 19.7025 | 46.94 | 17.1097 | 46.94 | 16.8476 | 48.74 | 17.4823 | 48.92 | 17.3516 | 55.04 | 19.9684 | 55.04 | 21.3933 | 51.08 | 19.0098 | 50 | 16.7215 | 50 | 17.5928 | 50 | 18.7614 | 53.96 | 19.4894 | 53.06 | 19.2354 | 51.08 | 17.6987 | 46.04 | 16.6607 | 7403 | #N/A | #N/A
| 55.94 | 21.2918 | 51.08 | 18.1119 | 51.08 | 17.8457 | 50.72 | 17.7202 | 51.08 | 17.8721 | 57.02 | 21.2895 | 57.02 | 22.5112 | 55.04 | 19.9717 | 55.94 | 19.6682 | 53.96 | 18.5522 | 53.6 | 20.1193 | 55.94 | 19.9743 | 55.04 | 20.7866 | 51.08 | 17.47 | 48.02 | 16.6878 | 7404 | #N/A | #N/A
| 57.02 | 22.219 | 53.06 | 18.3503 | 53.06 | 18.3254 | 51.98 | 17.984 | 53.06 | 18.1558 | 57.92 | 22.1031 | 57.02 | 22.8722 | 55.94 | 21.0321 | 55.94 | 19.889 | 55.04 | 18.6189 | 57.2 | 22.0574 | 57.92 | 21.5259 | 57.02 | 21.8585 | 53.96 | 17.9836 | 48.92 | 16.512 | 7405 | #N/A | #N/A
| 57.92 | 22.4466 | 55.94 | 18.8524 | 53.06 | 18.3254 | 53.96 | 18.0856 | 51.98 | 18.0862 | 60.08 | 22.9755 | 57.02 | 22.8722 | 57.02 | 21.5665 | 55.94 | 19.8813 | 55.94 | 18.4281 | 57.2 | 22.0574 | 59 | 22.06 | 57.92 | 22.0855 | 55.04 | 17.8605 | 50 | 16.5698 | 7406 | #N/A | #N/A
| 57.92 | 22.7465 | 55.04 | 18.8321 | 55.94 | 18.4228 | 55.4 | 18.076 | 53.96 | 17.7534 | 60.08 | 22.9814 | 60.08 | 24.3364 | 57.92 | 22.4597 | 55.94 | 19.1582 | 57.92 | 18.9098 | 59 | 23.0783 | 60.08 | 22.6589 | 59 | 22.696 | 55.04 | 17.1218 | 50 | 15.8505 | 7407 | #N/A | #N/A
| 59 | 23.3824 | 55.94 | 18.064 | 55.94 | 18.2134 | 56.66 | 17.8321 | 53.96 | 17.2292 | 60.08 | 23.649 | 60.08 | 24.3453 | 59 | 22.7328 | 55.94 | 18.7293 | 57.92 | 18.5302 | 57.2 | 22.6398 | 60.98 | 22.8884 | 59 | 22.9981 | 57.02 | 17.4418 | 51.98 | 16.1407 | 7408 | #N/A | #N/A
| 60.08 | 23.653 | 55.94 | 17.7079 | 55.94 | 18.2134 | 55.22 | 16.7894 | 55.04 | 17.1087 | 60.98 | 24.1899 | 60.08 | 24.353 | 59 | 23.0337 | 57.02 | 18.4159 | 57.92 | 17.6342 | 59 | 23.0783 | 62.06 | 23.5018 | 60.08 | 23.2674 | 57.02 | 16.8063 | 51.08 | 15.1744 | 7409 | #N/A | #N/A
| 59 | 23.3898 | 53.96 | 16.503 | 55.04 | 16.9314 | 55.22 | 16.1622 | 53.96 | 16.3575 | 60.98 | 24.5826 | 59 | 24.4267 | 60.08 | 23.6635 | 55.04 | 18.1087 | 57.92 | 18.1739 | 59 | 23.6973 | 60.98 | 23.5356 | 59 | 23.006 | 57.02 | 16.9403 | 50 | 15.0393 | 7410 | #N/A | #N/A
| 59 | 23.7112 | 53.06 | 15.9695 | 53.96 | 16.486 | 53.96 | 15.4858 | 51.98 | 15.7104 | 60.08 | 24.367 | 57.92 | 24.167 | 60.08 | 23.9836 | 53.06 | 17.2546 | 55.94 | 16.8242 | 57.2 | 23.2584 | 60.08 | 23.6868 | 59 | 23.3742 | 53.96 | 16.8587 | 50 | 14.9112 | 7411 | #N/A | #N/A
| 60.08 | 23.9803 | 44.96 | 14.0141 | 53.96 | 16.486 | 50.36 | 14.7733 | 50 | 15.0978 | 59 | 24.443 | 57.92 | 24.167 | 57.92 | 23.4635 | 46.94 | 15.6123 | 51.08 | 15.4816 | 57.2 | 23.2584 | 60.08 | 23.695 | 57.92 | 23.4336 | 50 | 15.7408 | 44.96 | 14.291 | 7412 | #N/A | #N/A
| 57.92 | 23.8451 | 42.98 | 13.3995 | 51.08 | 15.474 | 47.84 | 14.9122 | 46.94 | 14.0806 | 59 | 25.0256 | 57.92 | 24.9501 | 59 | 24.12 | 41 | 13.9905 | 48.92 | 14.4083 | 57.2 | 23.2584 | 59 | 23.75 | 59 | 23.7027 | 48.92 | 14.8448 | 42.98 | 13.6376 | 7413 | #N/A | #N/A
| 57.92 | 24.1838 | 44.06 | 13.6579 | 48.92 | 14.8176 | 42.26 | 13.2873 | 46.04 | 14.1386 | 59 | 25.2285 | 59 | 25.2229 | 57.92 | 24.6176 | 39.92 | 13.9148 | 46.94 | 13.7952 | 57.2 | 23.9152 | 60.08 | 24.0172 | 59 | 24.0939 | 46.94 | 14.3657 | 39.92 | 12.332 | 7414 | #N/A | #N/A
| 57.92 | 24.194 | 39.92 | 12.6577 | 48.92 | 14.8176 | 42.08 | 13.1381 | 42.08 | 13.1818 | 60.08 | 25.5047 | 60.08 | 25.9384 | 60.08 | 25.1549 | 39.02 | 13.5111 | 44.96 | 13.4502 | 59 | 25.0521 | 60.08 | 24.7581 | 57.92 | 24.1736 | 44.96 | 14.0211 | 37.94 | 11.6051 | 7415 | #N/A | #N/A
| 59 | 24.882 | 37.94 | 12.3122 | 44.96 | 13.9927 | 41.36 | 12.9894 | 37.94 | 12.1803 | 60.98 | 26.1781 | 60.08 | 26.4064 | 59 | 25.3211 | 35.96 | 12.5689 | 35.06 | 11.6085 | 57.2 | 24.6122 | 62.06 | 26.4736 | 59 | 24.8596 | 44.06 | 13.9708 | 37.04 | 11.1604 | 7416 | #N/A | #N/A
| 60.98 | 26.1832 | 37.94 | 12.1791 | 42.98 | 13.5143 | 34.34 | 11.3472 | 39.02 | 12.5741 | 62.06 | 26.9115 | 62.06 | 27.2969 | 60.08 | 25.5851 | 33.98 | 11.7447 | 33.08 | 10.9982 | 59 | 25.7921 | 60.98 | 26.2832 | 59 | 24.8735 | 42.98 | 13.7099 | 35.96 | 11.1285 | 7417 | #N/A | #N/A
| 62.96 | 27.534 | 35.06 | 11.6176 | 42.98 | 13.5143 | 32 | 10.8092 | 37.94 | 12.3123 | 62.06 | 27.3774 | 62.06 | 27.2969 | 62.06 | 26.9831 | 33.08 | 11.71 | 28.94 | 9.7268 | 60.8 | 27.0178 | 62.06 | 26.5474 | 60.98 | 26.1684 | 42.08 | 13.4933 | 35.96 | 11.5216 | 7418 | #N/A | #N/A
| 64.04 | 27.858 | 35.06 | 11.6173 | 39.92 | 12.7765 | 37.4 | 12.0866 | 37.04 | 12.0958 | 62.06 | 27.3774 | 62.06 | 27.8009 | 64.04 | 28.3647 | 33.98 | 11.9269 | 28.94 | 9.5865 | 62.6 | 27.4587 | 62.06 | 27.0136 | 60.98 | 26.1777 | 39.92 | 13.1168 | 35.96 | 11.5219 | 7419 | #N/A | #N/A
| 62.96 | 27.5933 | 33.08 | 11.1398 | 37.94 | 12.4641 | 28.4 | 9.6626 | 32 | 10.8794 | 62.6 | 28.2598 | 62.06 | 27.8652 | 64.04 | 28.7548 | 35.06 | 12.5523 | 24.98 | 8.4992 | 62.6 | 28.2919 | 64.94 | 28.6181 | 60.98 | 26.649 | 35.06 | 11.944 | 33.98 | 11.1713 | 7420 | #N/A | #N/A
| 62.96 | 28.089 | 28.04 | 9.6384 | 37.94 | 12.4641 | 26.78 | 9.153 | 30.92 | 10.7857 | 62.96 | 28.5203 | 60.98 | 27.1051 | 64.04 | 28.7628 | 35.96 | 12.7713 | 26.96 | 9.3693 | 62.6 | 28.2919 | 66.02 | 29.8077 | 60.98 | 26.6538 | 33.08 | 11.4658 | 33.98 | 11.1707 | 7421 | #N/A | #N/A
| 62.96 | 28.089 | 28.94 | 10.0091 | 37.04 | 12.2475 | 27.68 | 9.54 | 30.02 | 10.2707 | 62.96 | 28.5203 | 62.06 | 27.8652 | 62.96 | 27.5819 | 35.96 | 12.9586 | 26.06 | 8.7603 | 64.4 | 29.6172 | 64.94 | 28.5952 | 60.98 | 26.6658 | 30.92 | 10.9468 | 32 | 10.695 | 7422 | #N/A | #N/A
| 62.96 | 28.089 | 26.06 | 9.1634 | 35.96 | 11.9878 | 27.86 | 9.761 | 28.04 | 9.6422 | 62.06 | 27.873 | 60.8 | 26.9802 | 62.06 | 26.9831 | 37.04 | 13.22 | 21.92 | 7.6768 | 62.6 | 28.2919 | 64.94 | 28.6181 | 60.98 | 26.2066 | 30.02 | 10.7292 | 30.92 | 10.435 | 7423 | #N/A | #N/A
| 62.96 | 28.089 | 28.04 | 9.6404 | 35.96 | 11.9878 | 27.68 | 9.6403 | 28.94 | 9.8587 | 60.98 | 27.1127 | 60.98 | 27.0671 | 62.06 | 26.9656 | 37.04 | 13.3832 | 21.92 | 7.4384 | 60.8 | 27.0178 | 62.96 | 27.2176 | 60.08 | 25.9852 | 32 | 11.3887 | 30.92 | 10.4335 | 7424 | #N/A | #N/A
| 60.8 | 26.9832 | 28.04 | 9.792 | 37.94 | 12.7905 | 29.48 | 10.2318 | 32 | 11.0487 | 60.08 | 26.4652 | 60.98 | 27.0708 | 62.06 | 26.9831 | 37.04 | 13.3854 | 24.08 | 8.1784 | 60.8 | 27.0178 | 62.96 | 27.2339 | 60.08 | 25.5408 | 32 | 11.5484 | 30.92 | 10.5924 | 7425 | #N/A | #N/A
| 60.8 | 26.9832 | 28.94 | 10.1412 | 39.02 | 13.0495 | 32.54 | 11.4853 | 33.08 | 11.4525 | 60.08 | 26.4924 | 60.08 | 26.4852 | 60.98 | 26.2393 | 37.94 | 13.6069 | 28.04 | 9.7817 | 60.8 | 27.0178 | 62.96 | 26.7541 | 59 | 25.2778 | 35.06 | 12.6665 | 33.08 | 11.249 | 7426 | #N/A | #N/A
| 62.06 | 26.953 | 35.06 | 12.266 | 39.02 | 13.0495 | 35.6 | 12.6105 | 35.06 | 12.1107 | 60.98 | 27.1127 | 60.08 | 26.4852 | 62.06 | 26.5046 | 41 | 14.3472 | 33.08 | 11.6191 | 60.8 | 26.2324 | 62.96 | 26.7599 | 60.98 | 25.7687 | 37.04 | 13.1445 | 35.06 | 12.0473 | 7427 | #N/A | #N/A
| 62.96 | 27.579 | 39.02 | 13.4196 | 42.98 | 14.359 | 40.1 | 13.7568 | 37.04 | 12.5885 | 62.96 | 28.0721 | 60.98 | 27.1051 | 62.96 | 27.2017 | 42.98 | 15.0289 | 39.02 | 13.4074 | 62.6 | 27.4587 | 64.04 | 27.4941 | 60.08 | 25.189 | 42.08 | 14.3621 | 35.96 | 12.4835 | 7428 | #N/A | #N/A
| 64.04 | 28.3539 | 42.08 | 14.1606 | 44.96 | 15.1783 | 43.34 | 14.2501 | 39.92 | 13.6411 | 64.94 | 28.5668 | 64.94 | 28.5512 | 66.02 | 27.9558 | 42.08 | 14.9884 | 44.06 | 14.9659 | 64.4 | 27.8997 | 66.02 | 27.9831 | 64.04 | 26.9735 | 44.96 | 15.0594 | 39.02 | 13.386 | 7429 | #N/A | #N/A
| 64.04 | 27.858 | 46.04 | 15.4595 | 44.96 | 15.1783 | 46.94 | 15.4119 | 46.04 | 15.4608 | 66.02 | 28.8441 | 64.94 | 28.5512 | 68 | 28.847 | 46.94 | 16.5725 | 50 | 16.769 | 66.2 | 28.3406 | 68 | 28.8757 | 62.96 | 26.7144 | 44.96 | 15.0965 | 46.94 | 16.0233 | 7430 | #N/A | #N/A
| 66.02 | 28.8394 | 51.08 | 17.2583 | 51.08 | 17.2362 | 48.38 | 16.0435 | 48.92 | 16.5252 | 66.02 | 28.3477 | 64.4 | 28.6935 | 68 | 28.8388 | 50 | 16.9198 | 53.96 | 18.1208 | 69.8 | 30.0581 | 69.08 | 29.1516 | 66.02 | 27.9352 | 51.08 | 17.0689 | 46.94 | 16.0609 | 7431 | #N/A | #N/A
| 66.92 | 28.182 | 53.06 | 17.9229 | 53.96 | 18.3441 | 51.8 | 17.2402 | 53.96 | 18.3684 | 64.94 | 28.095 | 64.04 | 27.8594 | 66.02 | 27.9789 | 48.92 | 16.6636 | 55.04 | 18.6125 | 66.2 | 28.3406 | 68 | 28.8947 | 64.04 | 26.9735 | 53.06 | 17.9451 | 48.02 | 16.4641 | 7432 | #N/A | #N/A
| 64.94 | 28.1068 | 55.94 | 18.8497 | 53.96 | 18.3441 | 55.22 | 18.4263 | 57.02 | 19.1115 | 66.02 | 28.3477 | 64.04 | 28.3507 | 66.02 | 27.9528 | 46.04 | 16.6064 | 57.92 | 19.0872 | 66.2 | 28.3406 | 66.92 | 28.2347 | 62.96 | 26.7378 | 55.04 | 18.6532 | 48.92 | 16.6835 | 7433 | #N/A | #N/A
| 66.02 | 28.3728 | 55.04 | 18.826 | 55.94 | 18.8237 | 55.94 | 18.7902 | 55.04 | 18.4051 | 64.94 | 28.5792 | 64.04 | 29.3234 | 64.94 | 27.6884 | 44.96 | 16.3266 | 57.02 | 18.6851 | 64.4 | 27.8997 | 66.02 | 28.0154 | 62.6 | 26.6211 | 55.94 | 19.0673 | 48.92 | 16.8998 | 7434 | #N/A | #N/A
| 64.94 | 28.0786 | 53.06 | 18.3447 | 53.96 | 18.1184 | 55.58 | 18.7413 | 53.96 | 18.37 | 64.04 | 28.3854 | 62.96 | 28.5291 | 64.04 | 27.5026 | 42.98 | 16.0763 | 55.04 | 18.3864 | 64.4 | 27.8997 | 66.02 | 28.3849 | 60.98 | 26.2579 | 55.04 | 18.8493 | 48.02 | 16.6812 | 7435 | #N/A | #N/A
| 62.6 | 27.4243 | 51.98 | 18.0842 | 53.96 | 18.1184 | 51.98 | 17.8712 | 53.06 | 18.1536 | 62.96 | 28.0937 | 62.96 | 28.5291 | 62.6 | 27.4346 | 42.98 | 16.0468 | 53.06 | 17.9075 | 62.6 | 27.4587 | 64.94 | 28.1204 | 60.98 | 26.2602 | 51.98 | 18.3539 | 46.04 | 16.2056 | 7436 | #N/A | #N/A
| 62.96 | 27.5933 | 50 | 17.605 | 53.06 | 18.1277 | 47.84 | 16.9057 | 51.08 | 17.6742 | 62.6 | 27.4286 | 60.8 | 26.9802 | 62.96 | 27.2035 | 42.98 | 16.0468 | 51.08 | 17.4292 | 62.6 | 27.4587 | 64.04 | 27.5197 | 60.08 | 25.5788 | 48.02 | 17.3921 | 44.96 | 15.9435 | 7437 | #N/A | #N/A
| 62.96 | 27.5933 | 48.92 | 17.1486 | 51.08 | 17.8418 | 45.32 | 16.1828 | 51.08 | 17.8693 | 62.06 | 27.3854 | 60.8 | 26.9802 | 62.06 | 26.5339 | 44.06 | 16.3082 | 50 | 17.3924 | 60.8 | 27.0178 | 64.04 | 27.4984 | 60.08 | 25.5709 | 46.04 | 16.6712 | 44.06 | 15.7265 | 7438 | #N/A | #N/A
| 62.96 | 27.5933 | 48.92 | 17.3451 | 51.08 | 17.8418 | 44.42 | 15.89 | 50 | 17.6088 | 62.06 | 27.3774 | 60.8 | 26.9802 | 62.06 | 25.2869 | 42.98 | 16.347 | 50 | 17.3945 | 60.8 | 27.0178 | 62.06 | 25.3141 | 60.8 | 25.4433 | 41 | 15.2559 | 42.08 | 15.2483 | 7439 | #N/A | #N/A
| 62.06 | 26.5084 | 48.02 | 17.368 | 51.98 | 18.3023 | 43.7 | 15.4594 | 48.92 | 17.3472 | 60.98 | 26.6989 | 60.98 | 27.0945 | 60.8 | 24.7741 | 42.98 | 16.5517 | 48.92 | 17.133 | 60.8 | 27.0178 | 62.06 | 25.3126 | 57.2 | 23.2158 | 42.08 | 15.5163 | 42.08 | 15.0315 | 7440 | #N/A | #N/A
| 59 | 22.8168 | 48.02 | 17.1276 | 51.08 | 18.0859 | 46.22 | 16.5541 | 46.94 | 16.867 | 59 | 24.5129 | 60.98 | 27.1051 | 59 | 23.1009 | 42.98 | 16.5517 | 48.02 | 16.9161 | 59 | 25.0521 | 59 | 21.9514 | 55.4 | 22.7768 | 44.96 | 16.2153 | 41 | 14.7715 | 7441 | #N/A | #N/A
| 57.02 | 21.9904 | 48.92 | 17.5902 | 51.08 | 18.0859 | 48.92 | 17.2898 | 46.94 | 17.1114 | 59 | 24.5342 | 60.98 | 27.0858 | 57.92 | 22.561 | 42.8 | 16.2509 | 48.92 | 17.1367 | 57.2 | 21.5093 | 55.04 | 20.5992 | 55.04 | 21.1377 | 44.06 | 16.0006 | 41 | 14.9913 | 7442 | #N/A | #N/A
| 55.04 | 20.3295 | 46.94 | 17.1109 | 51.98 | 18.3098 | 47.3 | 16.7824 | 46.04 | 16.8944 | 57.02 | 21.9934 | 57.02 | 21.6308 | 53.96 | 20.0676 | 42.08 | 16.1491 | 48.92 | 17.1394 | 55.4 | 20.5565 | 51.98 | 18.8077 | 53.06 | 19.5676 | 41 | 15.2607 | 44.06 | 15.7336 | 7443 | #N/A | #N/A
| 53.06 | 19.3214 | 44.96 | 16.3913 | 51.98 | 18.3116 | 48.2 | 17.0665 | 46.04 | 16.8955 | 51.98 | 19.5818 | 55.04 | 20.8791 | 51.08 | 18.8452 | 42.08 | 16.0765 | 48.92 | 17.1421 | 51.8 | 18.7435 | 48.92 | 17.8465 | 51.98 | 19.2739 | 44.06 | 16.2011 | 44.96 | 15.9547 | 7444 | #N/A | #N/A
| 53.06 | 19.5792 | 46.04 | 16.8968 | 51.98 | 18.3116 | 46.4 | 17.4608 | 46.04 | 16.8967 | 50 | 18.3063 | 53.06 | 20.3947 | 48.02 | 17.612 | 42.08 | 16.0765 | 46.94 | 16.6641 | 50 | 18.307 | 48.92 | 17.3505 | 50 | 18.2908 | 42.08 | 15.9657 | 46.04 | 16.4047 | 7445 | #N/A | #N/A
| 51.08 | 18.1252 | 46.04 | 17.3634 | 48.92 | 17.8206 | 46.4 | 17.0327 | 46.04 | 17.1476 | 48.92 | 17.8243 | 53.06 | 19.8671 | 46.04 | 17.1277 | 41 | 15.3682 | 48.02 | 17.3598 | 48.2 | 17.4438 | 46.04 | 16.2275 | 48.92 | 17.559 | 44.06 | 16.695 | 44.06 | 16.3588 | 7446 | #N/A | #N/A
| 50 | 17.8296 | 44.96 | 17.3707 | 48.02 | 18.0851 | 42.8 | 16.1603 | 44.96 | 17.102 | 48.02 | 17.3857 | 51.98 | 20.1638 | 44.06 | 15.9566 | 39.92 | 15.1069 | 46.94 | 17.5646 | 46.4 | 16.2315 | 44.96 | 15.402 | 48.2 | 17.0184 | 39.92 | 15.1951 | 44.96 | 16.8254 | 7447 | #N/A | #N/A
| 50 | 17.8635 | 44.96 | 17.3674 | 48.02 | 18.0851 | 41 | 15.7241 | 44.96 | 17.1014 | 46.04 | 16.2417 | 51.98 | 19.8128 | 42.98 | 15.2857 | 39.02 | 14.3139 | 46.94 | 17.5628 | 46.4 | 15.879 | 44.06 | 14.8271 | 48.2 | 17.4172 | 42.08 | 16.2101 | 44.06 | 16.6349 | 7448 | #N/A | #N/A
| 48.92 | 17.6017 | 44.96 | 17.3654 | 46.94 | 17.8191 | 42.08 | 15.9096 | 44.96 | 17.0976 | 46.04 | 15.813 | 50 | 18.7876 | 42.08 | 14.8535 | 37.94 | 13.9964 | 46.04 | 17.3438 | 44.6 | 15.4435 | 44.96 | 15.0765 | 48.2 | 17.4172 | 41 | 15.73 | 42.98 | 15.8908 | 7449 | #N/A | #N/A
| 48.92 | 17.5546 | 44.06 | 17.1418 | 46.04 | 17.3277 | 39.2 | 14.5108 | 46.04 | 17.3545 | 44.96 | 15.3811 | 50 | 18.7856 | 42.08 | 14.7235 | 37.94 | 13.8759 | 44.96 | 17.0756 | 44.6 | 15.4435 | 44.96 | 15.0765 | 46.4 | 16.5824 | 37.94 | 14.3214 | 42.98 | 15.6542 | 7450 | #N/A | #N/A
| 48.92 | 17.6017 | 44.96 | 17.1232 | 46.04 | 17.3277 | 42.8 | 16.1603 | 46.04 | 17.3944 | 46.94 | 16.0237 | 51.98 | 19.5452 | 42.08 | 14.5272 | 37.94 | 13.6232 | 46.94 | 17.5509 | 44.6 | 15.1132 | 44.96 | 14.6551 | 46.94 | 16.8163 | 48.02 | 17.1413 | 42.08 | 15.4313 | 7451 | #N/A | #N/A
| 50 | 17.8117 | 44.06 | 16.395 | 46.04 | 17.3624 | 46.04 | 16.4172 | 44.06 | 16.2008 | 48.92 | 16.8921 | 51.98 | 19.2542 | 46.04 | 14.9076 | 37.94 | 13.6711 | 46.94 | 17.1204 | 46.4 | 15.879 | 48.02 | 15.7741 | 48.2 | 17.4172 | 48.02 | 17.3782 | 44.06 | 15.9475 | 7452 | #N/A | #N/A
| 51.08 | 18.3241 | 48.02 | 17.8168 | 46.94 | 16.8234 | 47.66 | 16.4014 | 46.94 | 17.1419 | 51.98 | 18.2942 | 53.06 | 19.8061 | 48.02 | 15.7662 | 37.94 | 13.8235 | 46.04 | 16.6598 | 48.2 | 16.6672 | 48.92 | 16.5139 | 50 | 17.4544 | 46.94 | 16.2667 | 44.96 | 15.5825 | 7453 | #N/A | #N/A
| 53.06 | 19.0257 | 48.02 | 17.395 | 46.94 | 16.8234 | 48.56 | 16.1415 | 48.92 | 16.7271 | 53.96 | 19.0282 | 53.06 | 19.8061 | 50 | 16.9812 | 39.92 | 14.3021 | 50 | 17.3791 | 50 | 17.8801 | 51.08 | 17.6566 | 50.54 | 17.5618 | 48.02 | 16.1466 | 44.96 | 14.9882 | 7454 | #N/A | #N/A
| 53.06 | 18.8114 | 44.06 | 16.1484 | 46.04 | 16.1872 | 48.38 | 15.6929 | 48.92 | 16.3479 | 53.96 | 19.0324 | 51.98 | 19.0823 | 51.98 | 17.8666 | 42.8 | 14.7649 | 51.08 | 16.8589 | 51.8 | 18.3163 | 51.08 | 17.6571 | 51.08 | 17.6313 | 50 | 15.5493 | 46.04 | 14.5446 | 7455 | #N/A | #N/A
| 53.06 | 18.812 | 46.94 | 16.425 | 46.04 | 16.602 | 51.8 | 16.5604 | 51.08 | 16.6727 | 53.06 | 18.5629 | 51.98 | 18.812 | 51.08 | 17.4216 | 39.92 | 14.1016 | 46.04 | 16.0134 | 51.8 | 18.3163 | 50 | 17.3961 | 48.92 | 17.3004 | 48.92 | 15.2875 | 44.96 | 14.1101 | 7456 | #N/A | #N/A
| 51.8 | 17.8997 | 46.94 | 16.6472 | 46.04 | 16.602 | 49.64 | 15.6367 | 48.92 | 16.1488 | 51.08 | 18.3282 | 51.98 | 18.3419 | 48.2 | 16.6571 | 37.94 | 13.8697 | 46.94 | 16.4096 | 50 | 17.8801 | 48.02 | 16.689 | 48.2 | 17.0184 | 48.92 | 14.972 | 44.96 | 13.9713 | 7457 | #N/A | #N/A
| 50 | 17.8635 | 46.94 | 16.4195 | 46.94 | 16.2175 | 48.02 | 15.0623 | 48.92 | 15.8073 | 51.08 | 18.3798 | 50 | 17.8143 | 48.2 | 16.6571 | 39.02 | 14.1274 | 46.94 | 16.017 | 48.2 | 17.0432 | 48.92 | 17.1335 | 46.94 | 16.2181 | 46.94 | 15.1449 | 44.06 | 13.5936 | 7458 | #N/A | #N/A
| 48.02 | 16.9062 | 46.94 | 15.6619 | 46.94 | 16.3934 | 46.76 | 14.7841 | 48.02 | 15.5859 | 50 | 17.823 | 48.2 | 17.4258 | 46.94 | 16.4224 | 35.96 | 13.1798 | 48.02 | 15.7557 | 48.2 | 17.4438 | 48.92 | 17.3782 | 46.4 | 16.2084 | 48.02 | 15.244 | 42.98 | 13.3307 | 7459 | #N/A | #N/A
| 48.02 | 16.9089 | 46.04 | 15.4396 | 46.94 | 16.3934 | 45.5 | 14.6593 | 46.94 | 15.5031 | 48.92 | 17.6039 | 48.92 | 17.5595 | 46.94 | 16.6493 | 35.96 | 12.9838 | 48.02 | 15.7516 | 46.4 | 16.6073 | 48.02 | 16.6992 | 46.04 | 16.008 | 46.94 | 14.9796 | 41 | 12.8502 | 7460 | #N/A | #N/A
| 48.02 | 16.9009 | 44.96 | 15.3694 | 46.94 | 15.6355 | 43.34 | 14.1991 | 46.94 | 15.1216 | 48.92 | 17.3186 | 48.02 | 17.3379 | 46.94 | 16.6886 | 35.96 | 12.9838 | 48.02 | 15.3707 | 46.4 | 16.6073 | 48.02 | 16.6915 | 46.94 | 16.2244 | 46.04 | 14.7601 | 41 | 12.8481 | 7461 | #N/A | #N/A
| 46.94 | 16.6446 | 44.06 | 15.1495 | 46.94 | 15.4781 | 43.16 | 13.9969 | 46.94 | 14.7811 | 48.92 | 17.3251 | 48.92 | 17.5641 | 46.04 | 16.204 | 35.96 | 12.9838 | 48.02 | 15.2119 | 46.4 | 16.2315 | 48.02 | 16.9177 | 46.4 | 16.2084 | 44.06 | 14.0978 | 41 | 13.0039 | 7462 | #N/A | #N/A
| 48.02 | 16.9057 | 44.06 | 14.954 | 46.94 | 15.4781 | 42.98 | 13.5762 | 46.04 | 14.5621 | 48.02 | 17.3385 | 48.92 | 17.8091 | 46.04 | 16.4706 | 37.04 | 13.0578 | 46.04 | 14.5524 | 46.4 | 16.6073 | 48.02 | 16.6915 | 46.94 | 16.2234 | 44.06 | 13.9529 | 41 | 13.0033 | 7463 | #N/A | #N/A
| 48.02 | 16.8977 | 44.06 | 14.7946 | 44.96 | 14.619 | 41.18 | 13.2244 | 44.06 | 14.2627 | 46.94 | 17.124 | 46.94 | 17.8022 | 44.06 | 16.6806 | 35.96 | 12.2604 | 44.06 | 13.9278 | 46.4 | 16.6073 | 46.94 | 16.6498 | 46.4 | 16.2084 | 39.92 | 12.7843 | 39.92 | 12.7411 | 7464 | #N/A | #N/A
| 48.02 | 16.9455 | 42.98 | 14.1553 | 44.96 | 14.4617 | 38.48 | 12.4873 | 44.06 | 14.4173 | 46.04 | 17.1577 | 46.04 | 17.8733 | 44.06 | 16.6806 | 35.96 | 12.1083 | 44.96 | 14.2875 | 46.4 | 16.6073 | 46.04 | 17.1765 | 46.4 | 15.8574 | 37.04 | 12.0883 | 39.92 | 12.8768 | 7465 | #N/A | #N/A
| 48.02 | 16.7192 | 42.08 | 14.1328 | 44.96 | 14.4617 | 36.5 | 11.9823 | 44.06 | 14.4155 | 46.04 | 16.6186 | 46.04 | 17.8196 | 44.06 | 16.6806 | 35.06 | 11.2972 | 44.06 | 14.2498 | 44.6 | 16.5713 | 44.96 | 16.6085 | 46.04 | 16.0492 | 35.06 | 11.6103 | 37.94 | 12.2616 | 7466 | #N/A | #N/A
| 46.94 | 16.4577 | 41 | 13.5187 | 42.98 | 14.1385 | 33.08 | 11.0498 | 42.08 | 13.9368 | 44.96 | 16.363 | 44.96 | 17.1091 | 42.98 | 16.167 | 33.98 | 10.6436 | 42.08 | 13.7709 | 44.6 | 15.7958 | 44.6 | 16.5748 | 46.4 | 16.2084 | 33.98 | 11.3488 | 37.94 | 12.2614 | 7467 | #N/A | #N/A
| 46.94 | 16.4215 | 39.92 | 12.7677 | 42.08 | 13.764 | 32.36 | 10.7716 | 37.04 | 12.382 | 44.6 | 16.1578 | 44.96 | 16.8537 | 42.98 | 15.9246 | 33.98 | 10.6431 | 42.98 | 13.9875 | 44.6 | 15.7958 | 44.06 | 16.444 | 46.04 | 16.4567 | 30.02 | 10.3935 | 35.96 | 11.5019 | 7468 | #N/A | #N/A
| 46.04 | 16.4288 | 37.94 | 12.2884 | 42.08 | 13.764 | 31.46 | 10.605 | 35.96 | 11.9758 | 44.96 | 16.4016 | 44.96 | 17.1091 | 42.08 | 15.7066 | 33.08 | 10.2988 | 41 | 13.0191 | 44.6 | 16.1713 | 44.06 | 16.444 | 46.94 | 16.6312 | 32 | 11.0354 | 35.06 | 11.2839 | 7469 | #N/A | #N/A
| 46.04 | 16.6612 | 35.96 | 11.975 | 39.02 | 12.7001 | 31.28 | 10.5876 | 35.06 | 11.9023 | 44.6 | 16.1578 | 44.96 | 17.3353 | 41 | 15.25 | 33.08 | 10.2969 | 39.02 | 12.5407 | 44.6 | 16.1713 | 46.04 | 16.8759 | 46.94 | 17.0653 | 26.96 | 9.5218 | 35.06 | 11.2833 | 7470 | #N/A | #N/A
| 46.94 | 17.0821 | 35.06 | 11.7568 | 37.94 | 12.5804 | 28.76 | 9.7278 | 35.06 | 11.7573 | 44.96 | 16.4016 | 46.04 | 17.8344 | 41 | 15.2091 | 33.08 | 10.5319 | 37.94 | 12.2782 | 46.4 | 16.6073 | 44.96 | 16.9146 | 46.04 | 17.0971 | 28.04 | 9.7808 | 33.98 | 11.1469 | 7471 | #N/A | #N/A
| 48.02 | 17.3462 | 33.98 | 11.4942 | 37.94 | 12.5804 | 29.12 | 9.7895 | 35.06 | 11.755 | 46.94 | 17.0854 | 46.04 | 17.8344 | 42.08 | 15.6637 | 33.08 | 10.4203 | 37.04 | 12.0601 | 46.4 | 16.6073 | 46.04 | 17.1765 | 46.04 | 16.8449 | 26.96 | 9.5191 | 33.98 | 11.1451 | 7472 | #N/A | #N/A
| 48.02 | 17.5906 | 33.98 | 11.4923 | 37.04 | 12.217 | 31.82 | 10.7137 | 33.98 | 11.3287 | 48.02 | 17.3437 | 46.94 | 18.0482 | 42.98 | 16.3678 | 33.08 | 10.2932 | 35.96 | 11.7974 | 46.4 | 17.4339 | 46.04 | 17.1765 | 46.04 | 16.6516 | 30.02 | 10.3876 | 33.08 | 10.9271 | 7473 | #N/A | #N/A
| 46.04 | 17.3727 | 33.98 | 11.4913 | 35.96 | 12.0976 | 28.58 | 9.6797 | 33.08 | 11.11 | 46.04 | 17.6448 | 48.02 | 18.0779 | 42.98 | 16.4188 | 33.08 | 10.4186 | 35.96 | 11.7958 | 44.6 | 16.9973 | 44.96 | 16.6621 | 44.96 | 16.1437 | 28.04 | 9.7767 | 33.08 | 10.8006 | 7474 | #N/A | #N/A
| 46.04 | 16.8543 | 35.96 | 12.2894 | 35.96 | 12.0976 | 34.16 | 11.4902 | 37.04 | 12.3714 | 46.4 | 17.4183 | 48.02 | 18.3043 | 42.98 | 15.8702 | 33.98 | 10.7446 | 39.92 | 13.0578 | 44.6 | 16.9973 | 44.6 | 16.1745 | 46.04 | 16.1796 | 33.98 | 11.6483 | 35.06 | 11.2763 | 7475 | #N/A | #N/A
| 46.94 | 17.0695 | 39.2 | 13.4947 | 41 | 13.84 | 39.92 | 12.8785 | 41 | 13.6618 | 44.96 | 17.1131 | 48.02 | 18.2996 | 42.8 | 15.7245 | 35.96 | 11.2191 | 41 | 13.4965 | 44.6 | 16.5713 | 44.96 | 15.9416 | 46.04 | 16.1776 | 39.02 | 12.7203 | 37.04 | 11.8774 | 7476 | #N/A | #N/A
| 46.94 | 17.0684 | 44.6 | 15.4394 | 42.98 | 14.4975 | 42.98 | 13.4014 | 44.06 | 14.5955 | 46.04 | 16.8512 | 48.2 | 18.3037 | 41 | 15.25 | 39.02 | 12.2409 | 44.06 | 14.3909 | 44.6 | 16.1713 | 44.96 | 15.759 | 46.04 | 16.0492 | 42.08 | 13.4587 | 39.02 | 12.3543 | 7477 | #N/A | #N/A
| 46.94 | 16.8286 | 44.06 | 15.2075 | 42.98 | 14.4975 | 45.5 | 14.1722 | 46.04 | 15.075 | 46.04 | 16.8518 | 48.92 | 18.5154 | 42.08 | 15.2327 | 37.94 | 11.982 | 48.02 | 15.5454 | 44.6 | 16.1713 | 44.96 | 15.5508 | 46.04 | 15.789 | 46.04 | 14.1179 | 41 | 12.8332 | 7478 | #N/A | #N/A
| 46.94 | 16.4129 | 44.96 | 15.1532 | 46.4 | 15.5287 | 47.12 | 14.4042 | 46.94 | 15.2964 | 46.94 | 16.6392 | 48.02 | 18.2996 | 44.06 | 15.3264 | 41 | 12.7222 | 48.92 | 15.9464 | 44.6 | 15.7958 | 44.96 | 15.6021 | 46.4 | 15.8574 | 46.94 | 14.0628 | 42.98 | 13.1876 | 7479 | #N/A | #N/A
| 48.02 | 16.4953 | 44.96 | 15.2284 | 46.04 | 15.4737 | 48.2 | 14.539 | 48.92 | 15.5825 | 46.94 | 16.2338 | 48.02 | 17.8029 | 42.98 | 14.8963 | 42.08 | 12.8403 | 48.02 | 15.5505 | 44.6 | 15.4435 | 44.96 | 15.3986 | 46.4 | 15.8574 | 48.92 | 14.2685 | 44.96 | 13.5229 | 7480 | #N/A | #N/A
| 46.94 | 16.0243 | 48.02 | 16.0947 | 46.04 | 15.4 | 49.64 | 14.8381 | 50 | 15.5085 | 46.04 | 15.8073 | 48.02 | 17.5873 | 44.06 | 15.2024 | 42.08 | 12.84 | 48.92 | 15.5749 | 44.6 | 15.4435 | 44.96 | 15.235 | 46.4 | 16.2084 | 50 | 14.806 | 46.04 | 13.7855 | 7481 | #N/A | #N/A
| 46.04 | 16.4187 | 46.94 | 15.8362 | 46.04 | 15.5986 | 50.36 | 14.5311 | 50 | 15.3662 | 46.94 | 16.0665 | 46.94 | 17.5385 | 44.06 | 14.8479 | 42.98 | 13.0588 | 48.02 | 15.7359 | 46.4 | 15.879 | 44.96 | 15.235 | 46.04 | 16.0002 | 51.08 | 15.0675 | 48.02 | 14.0157 | 7482 | #N/A | #N/A
| 46.04 | 16.8508 | 46.04 | 15.6207 | 44.06 | 15.1219 | 49.28 | 14.209 | 48.92 | 15.1072 | 46.4 | 15.8673 | 46.4 | 17.8668 | 42.98 | 14.3616 | 42.08 | 12.9882 | 46.94 | 15.2958 | 44.6 | 15.1132 | 44.96 | 15.0321 | 44.96 | 15.7369 | 51.08 | 14.9282 | 46.94 | 13.8664 | 7483 | #N/A | #N/A
| 46.04 | 16.4145 | 42.98 | 14.6886 | 44.06 | 15.1219 | 42.44 | 12.8664 | 44.96 | 13.9879 | 44.96 | 15.54 | 46.94 | 17.8041 | 39.92 | 13.4239 | 41 | 13.0104 | 39.92 | 13.405 | 44.6 | 15.7958 | 42.98 | 14.551 | 44.6 | 15.7726 | 42.98 | 13.5241 | 44.96 | 13.0535 | 7484 | #N/A | #N/A
| 46.04 | 16.466 | 37.04 | 13.097 | 42.98 | 14.8634 | 36.32 | 11.5825 | 41 | 13.199 | 44.06 | 15.5275 | 48.02 | 17.5748 | 39.92 | 13.422 | 41 | 13.0111 | 35.06 | 12.076 | 44.6 | 15.7958 | 42.98 | 14.5979 | 44.96 | 15.1628 | 37.04 | 12.2585 | 39.92 | 12.1765 | 7485 | #N/A | #N/A
| 46.94 | 16.014 | 35.96 | 12.836 | 42.98 | 15.0305 | 31.64 | 10.5277 | 39.02 | 13.046 | 44.06 | 15.5804 | 46.94 | 17.1204 | 39.92 | 13.4213 | 39.92 | 12.4667 | 30.92 | 10.7543 | 44.6 | 15.4435 | 42.98 | 14.5979 | 44.96 | 15.1611 | 35.96 | 11.9985 | 42.08 | 12.6976 | 7486 | #N/A | #N/A
| 46.04 | 15.6266 | 33.08 | 11.9621 | 42.98 | 15.0305 | 31.64 | 10.4785 | 37.04 | 13.1009 | 44.96 | 15.7423 | 46.94 | 16.402 | 39.92 | 13.2627 | 42.08 | 12.8438 | 30.02 | 10.5374 | 44.6 | 15.1132 | 42.08 | 14.3281 | 44.96 | 15.0028 | 33.08 | 11.3042 | 39.92 | 12.068 | 7487 | #N/A | #N/A
| 44.96 | 15.1703 | 33.08 | 11.7674 | 41 | 14.3876 | 28.22 | 9.6784 | 35.96 | 12.6596 | 44.96 | 15.7414 | 46.94 | 16.6826 | 39.02 | 13.0454 | 42.08 | 12.843 | 28.94 | 10.3248 | 44.6 | 15.1132 | 42.08 | 14.3285 | 44.06 | 14.7853 | 30.02 | 10.4 | 39.92 | 11.8421 | 7488 | #N/A | #N/A
| 46.04 | 15.4319 | 30.92 | 11.092 | 41 | 14.3921 | 27.86 | 9.5453 | 33.98 | 11.9886 | 44.06 | 15.1481 | 46.04 | 16.2386 | 39.02 | 13.2024 | 42.98 | 13.3305 | 26.06 | 9.3302 | 44.6 | 14.8032 | 41 | 14.0679 | 42.98 | 14.1487 | 28.94 | 10.1417 | 39.92 | 12.071 | 7489 | #N/A | #N/A
| 44.96 | 15.1738 | 32 | 11.5125 | 41 | 14.3921 | 28.04 | 9.4946 | 33.98 | 11.8344 | 42.08 | 14.3221 | 46.04 | 16.1832 | 35.96 | 12.309 | 42.98 | 13.4888 | 28.04 | 9.8079 | 44.6 | 14.8032 | 39.02 | 13.4109 | 42.98 | 14.1949 | 30.02 | 10.405 | 39.02 | 11.8564 | 7490 | #N/A | #N/A
| 44.96 | 15.369 | 32 | 11.5159 | 39.92 | 13.9442 | 27.14 | 9.3253 | 32 | 11.3595 | 41 | 14.0623 | 46.04 | 16.4116 | 33.98 | 11.8319 | 42.98 | 13.4888 | 26.96 | 9.132 | 41 | 13.9333 | 35.96 | 12.5192 | 42.98 | 14.1521 | 28.04 | 9.7954 | 35.96 | 11.3679 | 7491 | #N/A | #N/A
| 44.96 | 15.3699 | 33.08 | 11.7779 | 39.02 | 13.3914 | 26.96 | 9.2838 | 32 | 11.3616 | 42.08 | 14.4799 | 46.04 | 16.4132 | 32 | 11.0312 | 42.98 | 13.4904 | 28.04 | 9.8079 | 42.8 | 14.3682 | 35.06 | 12.3018 | 44.06 | 14.6105 | 28.04 | 9.7973 | 37.94 | 11.8469 | 7492 | #N/A | #N/A
| 44.96 | 15.3699 | 30.92 | 11.0996 | 39.02 | 13.3914 | 25.34 | 8.7078 | 30.92 | 10.921 | 42.08 | 14.4795 | 46.04 | 16.411 | 32 | 11.1749 | 42.08 | 13.5821 | 24.08 | 8.1706 | 41 | 14.2429 | 33.08 | 11.6242 | 44.06 | 14.6101 | 28.04 | 9.7976 | 37.94 | 11.9911 | 7493 | #N/A | #N/A
| 44.96 | 15.3695 | 32 | 11.3626 | 39.02 | 13.0423 | 25.16 | 8.7571 | 32 | 11.3631 | 39.92 | 13.8017 | 46.04 | 16.6053 | 32 | 11.1756 | 42.08 | 13.5831 | 24.98 | 8.4943 | 39.2 | 13.8077 | 30.92 | 10.7784 | 44.06 | 14.6097 | 26.96 | 9.5383 | 39.02 | 12.3789 | 7494 | #N/A | #N/A
| 42.98 | 14.5402 | 30.02 | 10.5631 | 39.92 | 13.082 | 24.8 | 8.6249 | 30.92 | 10.9238 | 35.96 | 12.6633 | 46.04 | 16.6037 | 30.92 | 10.9149 | 41 | 13.6578 | 24.98 | 8.6547 | 39.2 | 13.8077 | 30.02 | 10.3953 | 44.06 | 14.4137 | 26.06 | 9.1699 | 39.02 | 12.3807 | 7495 | #N/A | #N/A
| 41 | 14.2155 | 30.02 | 10.5644 | 39.92 | 13.082 | 25.16 | 8.7125 | 30.92 | 10.9258 | 33.08 | 11.6141 | 46.04 | 16.6037 | 30.92 | 10.9132 | 39.92 | 13.5591 | 24.98 | 8.5209 | 39.2 | 13.8077 | 30.02 | 10.3941 | 42.08 | 13.9774 | 26.06 | 9.0487 | 39.02 | 12.54 | 7496 | #N/A | #N/A
| 41 | 14.5778 | 30.02 | 10.4012 | 37.94 | 12.7887 | 23.72 | 8.1464 | 30.02 | 10.5668 | 37.04 | 13.1034 | 44.96 | 15.9242 | 33.08 | 11.7701 | 39.02 | 13.542 | 23 | 7.8145 | 37.4 | 13.3725 | 33.08 | 11.6217 | 44.06 | 14.4114 | 26.96 | 9.3895 | 39.92 | 12.8962 | 7497 | #N/A | #N/A
| 42.98 | 15.2638 | 30.92 | 10.7856 | 39.92 | 13.2687 | 23.72 | 8.1899 | 32 | 11.19 | 37.94 | 13.321 | 42.98 | 15.4434 | 33.98 | 11.9872 | 39.02 | 13.7245 | 24.98 | 8.6331 | 37.4 | 13.0634 | 35.96 | 12.6703 | 44.96 | 14.8249 | 26.96 | 9.3909 | 42.98 | 13.6353 | 7498 | #N/A | #N/A
| 46.94 | 16.2231 | 37.04 | 12.9423 | 39.92 | 13.2687 | 30.02 | 10.4671 | 35.96 | 12.328 | 46.94 | 16.0162 | 48.92 | 17.1064 | 35.96 | 12.6621 | 41 | 14.3628 | 33.08 | 11.6205 | 37.4 | 13.0634 | 39.02 | 13.5922 | 46.04 | 15.087 | 33.08 | 11.4651 | 46.94 | 14.913 | 7499 | #N/A | #N/A
| 50 | 16.7571 | 46.94 | 15.6758 | 48.92 | 15.98 | 36.68 | 12.3031 | 42.98 | 14.5618 | 48.92 | 16.4966 | 50 | 17.3696 | 42.98 | 14.6988 | 46.94 | 15.0821 | 42.98 | 14.7061 | 42.8 | 15.0081 | 44.96 | 15.3816 | 48.02 | 15.7475 | 37.94 | 12.9796 | 51.98 | 16.4812 | 7500 | #N/A | #N/A
| 51.08 | 17.0202 | 53.06 | 17.3529 | 55.04 | 17.6173 | 43.52 | 14.136 | 50 | 16.4186 | 50 | 16.9704 | 51.98 | 18.2861 | 48.02 | 16.1144 | 46.94 | 15.081 | 53.06 | 17.5089 | 48.2 | 16.3144 | 50 | 16.6027 | 48.92 | 16.1233 | 44.96 | 14.8754 | 57.02 | 18.0939 | 7501 | #N/A | #N/A
| 50 | 16.972 | 57.92 | 19.0953 | 55.04 | 17.6173 | 49.46 | 15.8295 | 55.04 | 18.0047 | 51.98 | 17.452 | 51.98 | 18.2861 | 50 | 16.7649 | 48.92 | 15.7234 | 62.06 | 19.9019 | 50 | 16.4188 | 50 | 16.4117 | 48.02 | 15.9092 | 51.08 | 16.3585 | 60.08 | 18.9988 | 7502 | #N/A | #N/A
| 51.98 | 17.6391 | 60.08 | 19.6255 | 53.96 | 18.5418 | 55.4 | 17.271 | 59 | 19.1787 | 51.08 | 17.4222 | 51.98 | 18.5475 | 51.08 | 17.0318 | 50 | 16.1889 | 62.96 | 20.1262 | 50 | 16.4188 | 51.98 | 17.2598 | 48.02 | 15.9135 | 55.94 | 17.7227 | 62.06 | 19.4834 | 7503 | #N/A | #N/A
| 51.08 | 17.4244 | 60.98 | 20.2706 | 57.92 | 19.0848 | 55.4 | 17.271 | 62.06 | 20.1081 | 51.08 | 17.6514 | 53.96 | 19.033 | 51.08 | 16.8694 | 48.02 | 15.7124 | 64.04 | 20.3925 | 50 | 16.7498 | 50 | 16.6168 | 50 | 16.5928 | 60.98 | 18.9454 | 62.96 | 19.7053 | 7504 | #N/A | #N/A
| 51.08 | 17.6547 | 59 | 20.0389 | 57.92 | 19.0848 | 62.96 | 19.1054 | 62.96 | 20.5575 | 50 | 17.3925 | 53.06 | 18.5692 | 51.08 | 16.8717 | 46.94 | 15.2473 | 66.02 | 20.8767 | 50 | 16.7498 | 51.98 | 17.2692 | 50 | 16.7645 | 62.06 | 19.3707 | 64.04 | 19.0541 | 7505 | #N/A | #N/A
| 51.08 | 17.6867 | 57.92 | 20.0342 | 55.04 | 16.8158 | 63.5 | 18.8882 | 64.04 | 21.0211 | 50 | 17.5885 | 51.08 | 18.0882 | 50 | 16.7795 | 46.94 | 15.2453 | 66.92 | 21.2801 | 48.2 | 16.6672 | 51.08 | 17.0515 | 48.92 | 16.712 | 62.96 | 19.5913 | 64.04 | 19.2461 | 7506 | #N/A | #N/A
| 50 | 17.4251 | 53.06 | 19.0755 | 53.06 | 16.2499 | 61.52 | 18.5998 | 64.04 | 20.8282 | 50 | 17.5885 | 50 | 17.8258 | 50 | 17.1724 | 46.04 | 14.8634 | 64.94 | 20.8038 | 48.2 | 16.6672 | 48.92 | 16.7404 | 46.94 | 16.4158 | 60.98 | 19.3144 | 60.08 | 18.2932 | 7507 | #N/A | #N/A
| 50 | 17.8313 | 50 | 18.8398 | 53.06 | 16.7854 | 54.68 | 17.431 | 57.02 | 19.5704 | 46.94 | 16.8499 | 50 | 17.8258 | 46.94 | 16.2534 | 39.92 | 13.9354 | 50 | 17.0063 | 48.2 | 17.0432 | 46.04 | 16.2265 | 48.02 | 16.9039 | 51.08 | 17.4885 | 55.04 | 16.8873 | 7508 | #N/A | #N/A
| 50 | 17.5931 | 48.92 | 18.5797 | 51.98 | 18.0821 | 43.34 | 14.6903 | 51.08 | 18.1326 | 42.98 | 15.6998 | 48.92 | 17.5693 | 42.08 | 15.2591 | 35.06 | 12.3695 | 44.06 | 15.3593 | 46.4 | 16.6073 | 42.08 | 15.2704 | 48.02 | 17.0994 | 46.04 | 15.8746 | 53.96 | 16.4769 | 7509 | #N/A | #N/A
| 42.98 | 15.4746 | 44.96 | 17.1203 | 50 | 18.3157 | 39.56 | 13.9043 | 48.02 | 16.9557 | 39.02 | 14.3371 | 48.92 | 17.8205 | 41 | 15.0007 | 32 | 11.1351 | 39.02 | 13.7773 | 41 | 14.9245 | 39.92 | 14.3593 | 46.94 | 16.8421 | 41 | 14.8686 | 51.98 | 16.3424 | 7510 | #N/A | #N/A
| 39.92 | 14.558 | 46.04 | 17.657 | 50 | 18.3157 | 36.86 | 13.0359 | 44.96 | 15.9923 | 39.02 | 14.342 | 46.04 | 16.8781 | 37.04 | 13.6563 | 30.02 | 10.6564 | 37.94 | 13.7144 | 41 | 14.9245 | 39.02 | 14.1464 | 46.94 | 16.4275 | 39.02 | 14.1799 | 51.98 | 16.156 | 7511 | #N/A | #N/A
| 39.02 | 14.3426 | 41 | 15.6992 | 48.02 | 17.3749 | 34.34 | 12.0753 | 44.06 | 16.2 | 37.04 | 13.8648 | 44.06 | 16.4011 | 37.04 | 13.6582 | 28.94 | 10.224 | 35.96 | 12.8849 | 39.2 | 14.4888 | 37.94 | 13.8879 | 46.04 | 16.2117 | 35.96 | 13.0762 | 51.98 | 16.1586 | 7512 | #N/A | #N/A
| 37.04 | 13.4892 | 39.02 | 14.5564 | 46.04 | 16.654 | 32.9 | 11.8917 | 42.08 | 15.5253 | 35.06 | 12.659 | 46.04 | 17.352 | 35.06 | 12.8199 | 28.94 | 10.0878 | 33.98 | 12.2241 | 36.5 | 13.4841 | 37.94 | 13.7216 | 44.96 | 16.374 | 33.98 | 12.4409 | 51.08 | 15.9436 | 7513 | #N/A | #N/A
| 37.04 | 13.2992 | 39.92 | 14.9945 | 46.04 | 16.654 | 30.56 | 10.8297 | 39.92 | 14.7795 | 33.98 | 12.2204 | 46.04 | 17.352 | 35.06 | 12.8247 | 28.04 | 9.7141 | 33.08 | 11.651 | 33.8 | 12.5021 | 39.02 | 14.1591 | 46.04 | 16.8835 | 33.98 | 12.4443 | 50 | 15.8746 | 7514 | #N/A | #N/A
| 37.04 | 13.4983 | 39.02 | 14.5505 | 46.94 | 17.1225 | 30.2 | 10.7733 | 39.92 | 14.7805 | 32 | 11.5476 | 44.96 | 17.3737 | 35.06 | 12.8282 | 26.96 | 9.3278 | 33.98 | 12.2241 | 33.8 | 12.5021 | 44.96 | 16.4152 | 48.02 | 17.6212 | 33.08 | 12.0437 | 48.92 | 15.4266 | 7515 | #N/A | #N/A
| 41 | 15.2499 | 39.02 | 14.3844 | 44.06 | 16.1854 | 30.2 | 10.7124 | 37.94 | 14.123 | 32 | 11.5522 | 44.06 | 17.1612 | 35.96 | 13.2466 | 26.96 | 9.6073 | 30.92 | 10.9478 | 37.4 | 13.7018 | 41 | 15.2665 | 48.02 | 17.845 | 33.08 | 12.0465 | 46.94 | 14.4856 | 7516 | #N/A | #N/A
| 39.02 | 14.3659 | 39.92 | 14.6022 | 44.06 | 16.1854 | 31.46 | 11.11 | 39.02 | 14.5678 | 35.06 | 12.8313 | 48.02 | 19.2092 | 39.92 | 14.7711 | 28.94 | 10.2201 | 30.92 | 11.1293 | 35.6 | 12.9373 | 46.04 | 17.4023 | 50 | 18.8247 | 35.06 | 12.7105 | 48.02 | 14.7473 | 7517 | #N/A | #N/A
| 51.98 | 20.1823 | 41 | 14.8681 | 48.02 | 16.3337 | 32.72 | 11.7268 | 37.94 | 13.9165 | 51.08 | 19.9632 | 48.92 | 19.6963 | 41 | 15.25 | 28.94 | 10.2211 | 28.04 | 9.8079 | 37.4 | 13.7018 | 48.92 | 18.6143 | 50 | 19.1302 | 35.96 | 13.0891 | 50 | 15.3664 | 7518 | #N/A | #N/A
| 53.06 | 20.4283 | 37.04 | 13.5292 | 46.04 | 16.2507 | 32.9 | 11.7063 | 39.02 | 14.3899 | 53.06 | 21.0518 | 53.06 | 21.3843 | 50 | 19.7437 | 28.04 | 9.8652 | 30.92 | 10.9478 | 48.2 | 18.8076 | 50 | 19.2491 | 51.98 | 20.1526 | 35.96 | 13.09 | 50 | 15.3667 | 7519 | #N/A | #N/A
| 55.4 | 22.1765 | 42.08 | 14.9206 | 46.04 | 16.2507 | 33.44 | 11.9669 | 39.92 | 14.6097 | 51.8 | 20.7231 | 53.06 | 21.3843 | 50 | 19.3812 | 26.06 | 9.2297 | 33.98 | 12.0412 | 50 | 19.759 | 50 | 19.1696 | 51.8 | 20.1615 | 35.96 | 13.2882 | 48.92 | 15.2817 | 7520 | #N/A | #N/A
| 51.98 | 20.1658 | 42.08 | 14.9206 | 48.92 | 16.5544 | 33.98 | 12.1646 | 39.92 | 14.6107 | 51.08 | 18.3911 | 51.98 | 21.4011 | 46.94 | 17.3914 | 26.06 | 9.1041 | 35.06 | 12.4999 | 50 | 18.7614 | 48.02 | 18.1584 | 50 | 18.8408 | 35.96 | 13.29 | 50 | 15.8846 | 7521 | #N/A | #N/A
| 48.92 | 18.0811 | 42.98 | 15.1378 | 50 | 16.645 | 33.8 | 12.0879 | 39.92 | 14.6102 | 50 | 17.8694 | 51.08 | 19.1048 | 44.06 | 14.8481 | 28.04 | 9.8581 | 33.98 | 12.4228 | 48.2 | 17.8704 | 46.04 | 16.2577 | 46.94 | 16.4537 | 35.96 | 13.0904 | 50 | 16.4477 | 7522 | #N/A | #N/A
| 48.92 | 18.0713 | 44.96 | 16.4361 | 50 | 16.645 | 37.4 | 13.4991 | 44.06 | 16.0233 | 48.92 | 17.6039 | 51.08 | 18.5927 | 42.98 | 13.8584 | 30.92 | 11.0032 | 39.92 | 14.593 | 46.4 | 17.4339 | 44.06 | 13.9825 | 44.96 | 14.6707 | 39.02 | 14.1991 | 51.98 | 17.2952 | 7523 | #N/A | #N/A
| 44.96 | 14.6759 | 50 | 17.6595 | 55.04 | 18.2489 | 42.8 | 15.0285 | 48.92 | 17.2008 | 46.04 | 14.9422 | 46.94 | 15.8882 | 41 | 12.2714 | 37.04 | 13.2114 | 48.92 | 17.3797 | 42.8 | 14.0415 | 42.98 | 12.9982 | 44.06 | 14.1101 | 41 | 14.8907 | 53.06 | 17.7329 | 7524 | #N/A | #N/A
| 44.06 | 13.0089 | 59 | 19.8411 | 59 | 19.3924 | 44.6 | 15.8176 | 55.94 | 19.0988 | 42.98 | 12.5254 | 44.96 | 14.8692 | 41 | 12.0486 | 44.06 | 14.9064 | 57.92 | 19.1385 | 41 | 12.5253 | 42.08 | 12.3149 | 42.98 | 13.4012 | 42.98 | 15.7818 | 55.04 | 18.8582 | 7525 | #N/A | #N/A
| 44.96 | 13.4666 | 62.06 | 21.0853 | 59 | 19.3924 | 47.66 | 16.9525 | 59 | 20.0856 | 44.06 | 12.6716 | 44.96 | 14.8692 | 39.92 | 11.3992 | 48.02 | 15.8634 | 62.06 | 20.3701 | 41 | 12.099 | 42.08 | 12.0072 | 42.08 | 12.3035 | 44.96 | 16.9602 | 53.96 | 18.8016 | 7526 | #N/A | #N/A
| 42.98 | 12.5241 | 60.08 | 20.8285 | 60.98 | 20.547 | 48.2 | 17.0665 | 59 | 20.5636 | 42.08 | 11.9185 | 44.06 | 13.1122 | 39.02 | 10.8438 | 48.92 | 16.2404 | 62.06 | 20.8161 | 41 | 11.5747 | 41 | 11.2589 | 41 | 11.93 | 46.04 | 17.717 | 53.96 | 19.3205 | 7527 | #N/A | #N/A
| 42.08 | 11.8241 | 60.08 | 21.1039 | 60.98 | 21.0213 | 50 | 17.905 | 57.92 | 20.3048 | 42.08 | 11.9167 | 42.98 | 12.7433 | 37.04 | 10.0984 | 53.96 | 16.9108 | 62.06 | 20.8173 | 39.2 | 10.8568 | 39.02 | 10.5781 | 39.02 | 10.9927 | 48.02 | 18.7293 | 53.06 | 19.3285 | 7528 | #N/A | #N/A
| 39.92 | 11.0587 | 57.92 | 20.5764 | 60.98 | 21.0213 | 51.8 | 19.3496 | 57.02 | 20.5937 | 37.94 | 10.1974 | 42.08 | 12.1006 | 35.96 | 9.6153 | 53.96 | 16.751 | 62.06 | 21.0709 | 37.4 | 10.0766 | 37.94 | 9.9972 | 37.04 | 10.779 | 50 | 19.7771 | 51.98 | 19.59 | 7529 | #N/A | #N/A
| 37.94 | 10.4407 | 57.02 | 20.5914 | 59 | 21.0437 | 51.98 | 19.3435 | 57.02 | 20.8839 | 35.06 | 9.5036 | 37.94 | 10.8226 | 35.06 | 9.3442 | 55.04 | 16.8259 | 60.98 | 21.5372 | 37.4 | 9.8074 | 35.96 | 9.563 | 35.06 | 9.8181 | 51.08 | 20.3081 | 51.98 | 19.5907 | 7530 | #N/A | #N/A
| 35.06 | 9.4442 | 55.04 | 20.9668 | 57.92 | 21.074 | 51.8 | 19.2269 | 53.96 | 21.3077 | 35.06 | 9.5026 | 35.96 | 10.0369 | 33.08 | 8.7373 | 51.08 | 17.1368 | 57.92 | 21.0823 | 33.8 | 8.9422 | 33.98 | 8.9945 | 33.98 | 9.7872 | 50 | 20.0446 | 51.08 | 19.6729 | 7531 | #N/A | #N/A
| 33.08 | 9.0871 | 53.96 | 20.7011 | 57.02 | 21.1011 | 50.36 | 19.3868 | 53.96 | 20.9713 | 32 | 8.5639 | 35.96 | 10.0369 | 30.02 | 8.0392 | 42.98 | 14.8056 | 55.94 | 20.5985 | 32 | 8.4345 | 30.92 | 8.2192 | 32 | 9.2245 | 48.02 | 18.9535 | 51.08 | 19.3424 | 7532 | #N/A | #N/A
| 32 | 8.9473 | 53.06 | 20.1658 | 55.04 | 20.614 | 50.9 | 19.1653 | 53.06 | 19.9156 | 30.92 | 8.3986 | 33.08 | 9.2067 | 28.04 | 7.6107 | 44.06 | 14.5194 | 55.94 | 20.8435 | 30.2 | 8.0019 | 30.02 | 8.089 | 30.92 | 8.9794 | 48.2 | 18.8456 | 50 | 19.0806 | 7533 | #N/A | #N/A
| 30.02 | 8.2869 | 53.06 | 19.6169 | 55.04 | 20.3586 | 50 | 18.7901 | 51.98 | 18.8494 | 28.94 | 7.8683 | 32 | 8.9455 | 26.96 | 7.3923 | 44.96 | 14.9366 | 55.04 | 20.0785 | 28.4 | 7.6444 | 28.94 | 7.78 | 30.02 | 8.7451 | 48.2 | 18.8456 | 48.92 | 18.5929 | 7534 | #N/A | #N/A
| 28.94 | 7.9216 | 51.08 | 18.4057 | 55.04 | 20.3586 | 48.2 | 17.8972 | 50 | 17.4515 | 28.94 | 8.0258 | 30.02 | 8.4011 | 26.96 | 7.3918 | 42.98 | 14.4588 | 53.96 | 19.0882 | 26.6 | 7.2118 | 28.04 | 7.7075 | 28.94 | 8.4841 | 48.02 | 18.9561 | 46.94 | 17.0897 | 7535 | #N/A | #N/A
| 28.94 | 7.9208 | 48.92 | 17.1842 | 51.08 | 17.8802 | 48.2 | 17.4688 | 48.02 | 16.7398 | 26.96 | 7.4907 | 30.02 | 8.5263 | 26.06 | 7.0845 | 42.08 | 14.0402 | 53.06 | 18.8663 | 26.6 | 7.3828 | 26.96 | 7.303 | 28.94 | 8.5029 | 46.94 | 17.1672 | 46.04 | 16.4313 | 7536 | #N/A | #N/A
| 26.96 | 7.5491 | 48.02 | 16.7293 | 48.92 | 17.3551 | 46.4 | 16.2533 | 46.94 | 16.2946 | 26.96 | 7.3909 | 28.94 | 8.2665 | 24.98 | 6.8732 | 39.92 | 13.5199 | 50 | 17.6257 | 24.8 | 6.7043 | 26.06 | 7.0868 | 28.94 | 8.6414 | 46.04 | 16.9474 | 42.98 | 14.9033 | 7537 | #N/A | #N/A
| 26.06 | 7.2741 | 46.04 | 15.8614 | 48.92 | 17.3551 | 46.4 | 15.8992 | 46.04 | 15.6925 | 26.06 | 7.2736 | 28.94 | 8.2665 | 24.08 | 6.6987 | 39.92 | 13.7215 | 48.02 | 16.3275 | 24.8 | 6.7792 | 24.98 | 6.8751 | 28.04 | 8.3358 | 44.96 | 16.4452 | 42.08 | 14.3304 | 7538 | #N/A | #N/A
| 26.06 | 7.3324 | 46.04 | 15.8564 | 46.4 | 16.2088 | 42.8 | 14.5662 | 44.96 | 15.2325 | 24.98 | 7.0726 | 26.96 | 7.8628 | 23 | 6.4918 | 39.02 | 13.505 | 46.94 | 15.8936 | 23 | 6.3466 | 24.08 | 6.7008 | 28.04 | 8.3355 | 42.98 | 14.9695 | 39.92 | 13.6014 | 7539 | #N/A | #N/A
| 26.06 | 7.3932 | 44.06 | 14.6721 | 44.96 | 15.2119 | 41.72 | 14.0534 | 42.98 | 14.2132 | 24.98 | 7.0722 | 26.96 | 7.8627 | 23 | 6.5381 | 37.94 | 13.0446 | 46.04 | 14.9401 | 23 | 6.4283 | 24.08 | 6.754 | 26.96 | 8.1636 | 42.08 | 14.5548 | 37.04 | 12.7431 | 7540 | #N/A | #N/A
| 26.06 | 7.4472 | 44.06 | 14.3128 | 44.96 | 15.2119 | 37.4 | 12.8131 | 39.02 | 13.096 | 24.98 | 7.133 | 26.06 | 7.71 | 21.92 | 6.2781 | 37.94 | 13.247 | 44.96 | 14.5197 | 23 | 6.4283 | 23 | 6.5404 | 26.96 | 8.256 | 42.08 | 14.7519 | 37.04 | 12.7441 | 7541 | #N/A | #N/A
| 26.06 | 7.6464 | 41 | 13.5734 | 44.06 | 14.4552 | 31.28 | 11.0578 | 37.94 | 12.8344 | 24.08 | 6.855 | 26.06 | 7.7901 | 21.02 | 6.1194 | 35.06 | 12.1898 | 44.96 | 14.5204 | 21.2 | 6.0846 | 23 | 6.5986 | 26.96 | 8.3361 | 42.08 | 14.5548 | 35.96 | 12.2936 | 7542 | #N/A | #N/A
| 26.06 | 7.6449 | 37.04 | 12.4328 | 41 | 13.7132 | 31.1 | 10.9836 | 37.04 | 12.7742 | 24.08 | 6.9686 | 26.06 | 7.9476 | 21.02 | 6.1186 | 33.98 | 12.0916 | 42.08 | 13.6397 | 21.2 | 6.0846 | 21.92 | 6.3381 | 26.96 | 8.4355 | 37.4 | 13.0852 | 35.06 | 11.7516 | 7543 | #N/A | #N/A
| 24.98 | 7.4486 | 35.06 | 11.8082 | 41 | 13.7132 | 27.68 | 9.7382 | 35.06 | 11.9552 | 24.08 | 7.035 | 26.06 | 7.9476 | 19.94 | 5.9194 | 39.02 | 13.8554 | 39.92 | 12.9703 | 21.2 | 6.0846 | 21.92 | 6.3988 | 28.04 | 8.7833 | 37.94 | 13.2073 | 33.98 | 11.3517 | 7544 | #N/A | #N/A
| 26.06 | 7.8584 | 33.98 | 11.5469 | 39.02 | 12.8931 | 26.6 | 9.305 | 33.08 | 11.331 | 24.08 | 7.0933 | 26.06 | 8.119 | 19.94 | 5.9188 | 35.06 | 12.5527 | 33.98 | 11.5362 | 21.2 | 6.1815 | 21.92 | 6.398 | 28.04 | 8.8924 | 32 | 11.5718 | 32 | 10.7144 | 7545 | #N/A | #N/A
| 26.96 | 8.2548 | 35.06 | 11.8058 | 39.02 | 12.8913 | 26.6 | 9.305 | 32 | 11.214 | 24.98 | 7.3818 | 26.96 | 8.6336 | 21.02 | 6.2311 | 39.02 | 14.4396 | 32 | 10.8904 | 21.2 | 6.1815 | 21.92 | 6.4509 | 28.04 | 8.9276 | 28.94 | 10.4898 | 30.92 | 10.4526 | 7546 | #N/A | #N/A
| 28.04 | 8.5938 | 37.94 | 12.8296 | 39.02 | 12.8913 | 24.8 | 8.6316 | 37.04 | 12.613 | 26.96 | 8.0018 | 28.94 | 9.2049 | 24.08 | 6.9662 | 42.08 | 15.5938 | 41 | 13.3758 | 21.2 | 6.1815 | 24.98 | 7.1859 | 30.02 | 9.4617 | 35.06 | 12.6909 | 35.06 | 11.6098 | 7547 | #N/A | #N/A
| 30.92 | 9.6836 | 42.08 | 13.8305 | 42.98 | 13.8496 | 39.02 | 13.2948 | 41 | 13.3878 | 28.94 | 8.5486 | 30.92 | 9.9084 | 26.96 | 7.7257 | 50 | 18.4361 | 42.98 | 13.8542 | 23 | 6.7198 | 28.04 | 8.0476 | 30.02 | 9.4615 | 41 | 13.585 | 37.94 | 12.3045 | 7548 | #N/A | #N/A
| 32 | 10.1066 | 44.06 | 14.127 | 44.96 | 14.3287 | 43.52 | 13.9179 | 44.06 | 13.8138 | 30.92 | 9.1118 | 33.98 | 11.0347 | 28.94 | 8.2596 | 57.02 | 20.4186 | 46.04 | 14.2813 | 26.6 | 7.7005 | 30.92 | 8.8129 | 32 | 10.1618 | 44.96 | 14.2119 | 41 | 13.0425 | 7549 | #N/A | #N/A
| 35.06 | 11.0381 | 46.94 | 14.6784 | 44.96 | 14.3287 | 47.12 | 14.4025 | 46.04 | 14.2931 | 32 | 9.372 | 33.98 | 11.0347 | 32 | 9.0695 | 57.02 | 20.6575 | 48.92 | 14.6898 | 30.2 | 8.6916 | 33.08 | 9.2589 | 32 | 10.1233 | 48.02 | 14.6496 | 44.06 | 13.783 | 7550 | #N/A | #N/A
| 35.06 | 11.0383 | 48.02 | 14.4851 | 48.92 | 14.5662 | 50 | 15.0223 | 48.02 | 14.6392 | 33.98 | 9.8489 | 35.06 | 11.4464 | 35.06 | 9.8703 | 60.08 | 21.703 | 51.08 | 14.8139 | 33.8 | 9.6938 | 35.96 | 10.0261 | 33.8 | 10.5572 | 51.08 | 15.2355 | 46.04 | 14.1035 | 7551 | #N/A | #N/A
| 35.96 | 11.2553 | 50 | 14.9653 | 50 | 14.8294 | 53.24 | 15.2449 | 51.08 | 15.2257 | 35.96 | 10.3263 | 35.96 | 11.6644 | 35.96 | 10.0233 | 60.08 | 21.7096 | 51.98 | 15.0336 | 35.6 | 10.127 | 35.96 | 10.0265 | 35.06 | 10.5786 | 51.98 | 15.0523 | 46.94 | 14.0495 | 7552 | #N/A | #N/A
| 35.96 | 11.0175 | 51.08 | 15.1064 | 50 | 14.8294 | 53.96 | 15.8108 | 51.08 | 15.2298 | 35.96 | 10.3259 | 35.06 | 11.4464 | 37.04 | 10.2828 | 60.08 | 21.9662 | 53.06 | 15.4329 | 35.6 | 9.9907 | 37.94 | 10.5027 | 35.96 | 10.9337 | 53.06 | 15.7207 | 48.02 | 14.4604 | 7553 | #N/A | #N/A
| 35.96 | 10.7996 | 51.98 | 15.3249 | 51.98 | 15.3126 | 54.68 | 15.8195 | 51.08 | 15.3876 | 37.04 | 10.6782 | 35.96 | 11.7937 | 37.94 | 10.4994 | 60.98 | 21.933 | 53.06 | 15.5766 | 37.4 | 10.4237 | 39.02 | 10.6295 | 35.06 | 10.4673 | 53.06 | 15.8784 | 48.02 | 14.3147 | 7554 | #N/A | #N/A
| 35.06 | 10.5824 | 50 | 15.1285 | 51.98 | 15.4374 | 52.16 | 15.5286 | 51.08 | 15.6946 | 35.06 | 10.2015 | 35.06 | 11.4446 | 35.96 | 9.9491 | 59 | 21.7086 | 53.06 | 15.7019 | 35.6 | 9.8653 | 37.04 | 10.1531 | 33.98 | 10.2072 | 51.08 | 15.5379 | 46.94 | 13.9148 | 7555 | #N/A | #N/A
| 33.08 | 9.9936 | 48.92 | 14.8707 | 51.98 | 15.4374 | 46.4 | 14.1412 | 50 | 15.1324 | 26.06 | 8.1142 | 35.06 | 11.4446 | 28.94 | 8.6361 | 55.94 | 20.9696 | 46.94 | 14.3821 | 33.8 | 9.6938 | 30.02 | 8.6605 | 33.98 | 10.2461 | 48.92 | 15.1887 | 44.96 | 13.5805 | 7556 | #N/A | #N/A
| 28.04 | 8.7788 | 48.92 | 14.8726 | 50 | 15.2531 | 48.2 | 14.6815 | 50 | 15.2691 | 24.08 | 7.5561 | 28.94 | 9.4261 | 26.96 | 8.2506 | 57.02 | 21.5469 | 48.02 | 14.4892 | 30.2 | 8.9751 | 28.94 | 8.4803 | 33.98 | 10.1172 | 48.92 | 15.021 | 44.96 | 13.5822 | 7557 | #N/A | #N/A
| 26.96 | 8.6279 | 50 | 14.9804 | 50 | 15.1211 | 44.42 | 13.7465 | 48.92 | 14.8762 | 21.02 | 6.7267 | 30.02 | 9.8166 | 24.98 | 7.954 | 55.04 | 21.0683 | 51.08 | 15.1054 | 26.6 | 8.2686 | 26.96 | 8.003 | 35.06 | 10.4164 | 46.04 | 14.3293 | 46.04 | 13.8452 | 7558 | #N/A | #N/A
| 24.98 | 8.1501 | 48.02 | 14.6617 | 50 | 15.1211 | 43.7 | 13.5501 | 46.94 | 14.4017 | 19.04 | 6.1618 | 28.94 | 9.556 | 23 | 7.4768 | 55.94 | 21.5639 | 50 | 14.7054 | 23 | 7.4018 | 24.98 | 7.7765 | 33.62 | 10.1524 | 46.04 | 14.3333 | 44.06 | 13.5181 | 7559 | #N/A | #N/A
| 24.98 | 8.2464 | 48.02 | 14.5085 | 48.92 | 14.8668 | 45.68 | 14.0832 | 46.94 | 14.4054 | 17.96 | 5.9896 | 26.96 | 9.0779 | 23 | 7.3761 | 55.04 | 21.3469 | 48.02 | 14.4975 | 24.8 | 7.6754 | 24.08 | 7.6407 | 32 | 9.8292 | 46.94 | 14.7236 | 44.96 | 14.0285 | 7560 | #N/A | #N/A
| 23 | 7.5636 | 48.02 | 14.8042 | 48.02 | 14.7879 | 46.94 | 14.6947 | 48.02 | 14.8047 | 15.98 | 5.4259 | 26.06 | 8.8614 | 21.92 | 7.3053 | 55.04 | 21.3493 | 46.94 | 14.5308 | 23 | 7.4018 | 23 | 7.3008 | 30.56 | 9.5706 | 46.94 | 14.877 | 44.96 | 14.0318 | 7561 | #N/A | #N/A
| 21.92 | 7.3044 | 46.94 | 14.7174 | 48.02 | 14.7879 | 45.86 | 14.5851 | 46.94 | 14.7187 | 15.98 | 5.4267 | 24.08 | 8.3859 | 19.04 | 6.5248 | 55.04 | 21.3517 | 42.98 | 13.7484 | 21.2 | 6.9684 | 21.92 | 7.1218 | 29.12 | 9.2951 | 42.08 | 13.8916 | 46.04 | 14.765 | 7562 | #N/A | #N/A
| 23 | 7.5647 | 48.02 | 15.1295 | 46.94 | 15.3978 | 45.32 | 14.7051 | 46.94 | 14.8704 | 17.96 | 5.991 | 26.06 | 8.8637 | 19.94 | 6.741 | 53.96 | 20.8187 | 42.08 | 13.866 | 19.4 | 6.5351 | 23 | 7.3818 | 27.5 | 8.9783 | 42.08 | 14.0565 | 46.04 | 14.9595 | 7563 | #N/A | #N/A
| 24.08 | 8.0311 | 46.94 | 15.219 | 50 | 16.3272 | 44.06 | 14.5676 | 46.04 | 14.8417 | 17.96 | 5.9914 | 28.04 | 9.4787 | 21.02 | 7.002 | 48.92 | 19.0242 | 50 | 16.331 | 19.4 | 6.5351 | 21.92 | 7.1222 | 26.06 | 8.728 | 41 | 13.7996 | 44.06 | 14.486 | 7564 | #N/A | #N/A
| 21.92 | 7.3044 | 46.04 | 15.206 | 50 | 16.3272 | 41.36 | 13.985 | 44.96 | 14.7449 | 17.06 | 5.6867 | 26.06 | 8.8635 | 19.94 | 6.8294 | 48.92 | 19.0264 | 42.98 | 14.6373 | 19.4 | 6.5351 | 23 | 7.4831 | 24.98 | 8.2432 | 37.94 | 13.0629 | 42.98 | 14.2277 | 7565 | #N/A | #N/A
| 21.92 | 7.3042 | 44.96 | 15.1343 | 46.94 | 15.9525 | 40.64 | 13.8477 | 42.98 | 14.4705 | 17.96 | 5.9909 | 26.96 | 9.0797 | 21.02 | 7.1994 | 48.02 | 18.8101 | 46.94 | 15.5968 | 19.4 | 6.5351 | 23 | 7.4827 | 26.06 | 8.6233 | 35.96 | 12.4247 | 42.98 | 14.2305 | 7566 | #N/A | #N/A
| 21.92 | 7.3048 | 44.96 | 15.1373 | 48.02 | 16.0169 | 41.18 | 14.1096 | 44.06 | 14.7348 | 17.06 | 5.7746 | 28.94 | 9.5572 | 21.92 | 7.417 | 48.02 | 18.813 | 46.94 | 15.599 | 21.2 | 7.1415 | 21.92 | 7.1222 | 30.02 | 10.0705 | 35.06 | 12.2089 | 42.98 | 14.2312 | 7567 | #N/A | #N/A
| 21.92 | 7.3036 | 46.04 | 15.4002 | 48.02 | 16.0169 | 41.72 | 14.2711 | 44.96 | 15.1402 | 24.08 | 7.9354 | 28.94 | 9.5572 | 19.94 | 6.8294 | 48.02 | 18.8047 | 46.94 | 15.7615 | 21.2 | 7.1415 | 23 | 7.6811 | 28.94 | 9.5515 | 35.96 | 12.7895 | 44.06 | 14.4942 | 7568 | #N/A | #N/A
| 21.92 | 7.3042 | 46.04 | 15.5624 | 46.94 | 15.7589 | 40.1 | 13.847 | 46.04 | 15.4035 | 30.02 | 10.2277 | 26.06 | 8.9999 | 24.98 | 8.3705 | 53.06 | 21.2116 | 46.94 | 15.6025 | 23 | 7.9659 | 24.08 | 7.942 | 26.06 | 8.7273 | 37.04 | 13.3977 | 44.06 | 14.4942 | 7569 | #N/A | #N/A
| 24.08 | 8.0304 | 46.94 | 15.7787 | 48.02 | 16.0183 | 42.8 | 14.6245 | 46.04 | 15.5622 | 33.98 | 11.4778 | 30.92 | 10.5727 | 26.96 | 8.8476 | 53.06 | 21.2256 | 48.92 | 16.0799 | 24.8 | 8.3997 | 26.06 | 8.5155 | 24.98 | 8.3623 | 39.92 | 14.2937 | 46.04 | 15.1386 | 7570 | #N/A | #N/A
| 32 | 10.7042 | 50 | 16.7161 | 48.02 | 16.0183 | 47.48 | 15.8169 | 51.98 | 17.586 | 39.02 | 13.016 | 37.04 | 12.8837 | 28.94 | 9.3713 | 55.04 | 21.7094 | 51.08 | 16.7608 | 30.2 | 10.1603 | 30.92 | 10.0437 | 30.92 | 10.6311 | 46.04 | 15.944 | 48.92 | 16.2312 | 7571 | #N/A | #N/A
| 39.02 | 12.8373 | 55.94 | 18.9599 | 55.04 | 18.2992 | 52.34 | 17.3572 | 55.04 | 18.742 | 39.92 | 13.6621 | 42.08 | 14.4367 | 35.06 | 11.4466 | 57.92 | 22.7622 | 55.94 | 18.3078 | 35.6 | 12.0007 | 35.96 | 12.1091 | 39.92 | 12.9038 | 57.02 | 19.9399 | 51.08 | 16.9163 | 7572 | #N/A | #N/A
| 42.98 | 14.1287 | 60.08 | 20.4064 | 59 | 19.8709 | 58.1 | 19.8517 | 57.92 | 19.6363 | 39.92 | 14.4841 | 44.06 | 14.7615 | 35.96 | 11.8558 | 62.06 | 24.0763 | 60.08 | 19.6378 | 39.2 | 13.172 | 39.92 | 13.0653 | 41 | 12.8695 | 55.94 | 19.35 | 53.06 | 17.9984 | 7573 | #N/A | #N/A
| 44.06 | 14.6611 | 57.92 | 18.6248 | 59 | 19.8709 | 59 | 18.5607 | 57.02 | 18.2062 | 41 | 14.7478 | 44.06 | 14.7615 | 42.08 | 13.7603 | 64.04 | 23.9049 | 62.06 | 20.4165 | 41 | 13.9333 | 44.96 | 14.4634 | 44.96 | 13.4174 | 57.92 | 18.0839 | 55.94 | 18.2913 | 7574 | #N/A | #N/A
| 44.06 | 14.6611 | 59 | 18.6817 | 59 | 18.5014 | 57.2 | 17.8651 | 53.96 | 17.4641 | 44.96 | 16.113 | 44.96 | 15.1398 | 46.04 | 15.6001 | 51.8 | 19.3297 | 60.08 | 19.7011 | 41 | 14.5727 | 46.04 | 15.2604 | 44.06 | 13.6684 | 55.94 | 17.7881 | 53.96 | 17.0347 | 7575 | #N/A | #N/A
| 44.06 | 15.1984 | 53.06 | 17.2372 | 55.94 | 17.9155 | 53.42 | 16.8471 | 53.06 | 17.2392 | 46.04 | 16.2417 | 44.96 | 15.3352 | 44.96 | 15.4201 | 48.02 | 17.5106 | 59 | 18.6616 | 41 | 14.5727 | 48.92 | 16.1924 | 44.06 | 14.0529 | 51.98 | 17.1513 | 51.98 | 16.7614 | 7576 | #N/A | #N/A
| 44.06 | 15.3679 | 51.98 | 15.7575 | 55.94 | 17.9155 | 55.4 | 16.7949 | 51.08 | 14.9807 | 46.94 | 16.686 | 44.96 | 15.5036 | 46.94 | 15.9902 | 46.94 | 16.3797 | 55.04 | 17.1519 | 42.8 | 15.0081 | 46.94 | 15.7137 | 44.6 | 14.459 | 51.98 | 15.6289 | 50 | 14.9549 | 7577 | #N/A | #N/A
| 42.98 | 15.6357 | 50 | 14.8579 | 51.08 | 15.1071 | 51.8 | 15.382 | 48.02 | 14.1022 | 48.02 | 16.7211 | 44.96 | 15.5845 | 46.04 | 15.6068 | 46.94 | 15.9912 | 53.96 | 16.221 | 42.8 | 15.7354 | 46.94 | 15.9109 | 44.06 | 14.585 | 50 | 14.5854 | 48.02 | 13.8402 | 7578 | #N/A | #N/A
| 42.98 | 15.8284 | 46.04 | 13.5108 | 48.02 | 13.9773 | 46.94 | 13.7541 | 46.04 | 13.3883 | 46.04 | 15.979 | 46.04 | 16.0566 | 46.04 | 15.7738 | 48.02 | 16.052 | 48.92 | 14.4418 | 44.6 | 16.1713 | 44.06 | 15.3047 | 44.6 | 15.0931 | 48.02 | 13.9949 | 44.06 | 12.7642 | 7579 | #N/A | #N/A
| 42.08 | 15.6093 | 44.06 | 13.1375 | 48.02 | 13.9773 | 43.88 | 12.948 | 44.06 | 13.0314 | 39.92 | 14.2896 | 46.04 | 16.155 | 42.98 | 14.8659 | 44.96 | 15.1474 | 46.04 | 13.3745 | 42.8 | 15.3601 | 41 | 14.3962 | 42.98 | 14.9292 | 44.96 | 13.361 | 39.92 | 11.562 | 7580 | #N/A | #N/A
| 42.08 | 15.6088 | 42.08 | 12.548 | 44.06 | 12.8903 | 41.54 | 12.1035 | 42.08 | 12.6582 | 32 | 11.4864 | 46.94 | 16.8778 | 35.06 | 12.4222 | 44.06 | 14.5362 | 44.96 | 13.0115 | 41 | 14.9245 | 35.96 | 12.8283 | 42.8 | 14.9865 | 42.08 | 12.4291 | 39.02 | 11.6599 | 7581 | #N/A | #N/A
| 42.08 | 15.6077 | 41 | 12.2838 | 42.98 | 12.6255 | 40.64 | 11.9019 | 42.08 | 12.5467 | 30.92 | 11.0699 | 46.94 | 17.0243 | 32 | 11.3322 | 42.08 | 13.5583 | 42.98 | 12.7529 | 39.2 | 14.4888 | 33.98 | 11.9744 | 37.4 | 13.3522 | 41 | 12.0667 | 35.96 | 10.8024 | 7582 | #N/A | #N/A
| 42.8 | 15.7198 | 42.08 | 12.7834 | 42.98 | 12.6255 | 40.46 | 11.8371 | 41 | 12.5256 | 28.94 | 10.4136 | 46.94 | 17.1204 | 28.94 | 10.1086 | 39.92 | 12.8655 | 41 | 12.2716 | 35.6 | 12.9373 | 32 | 11.1619 | 42.8 | 14.9865 | 41 | 12.0649 | 37.04 | 11.0604 | 7583 | #N/A | #N/A
| 39.02 | 14.4559 | 39.92 | 12.0182 | 41 | 12.3739 | 39.56 | 11.6753 | 39.92 | 12.1272 | 28.94 | 10.2717 | 48.02 | 17.6341 | 28.94 | 10.109 | 37.94 | 12.3876 | 41 | 12.2695 | 35.6 | 12.9373 | 32 | 11.0191 | 37.04 | 13.0674 | 39.92 | 11.8024 | 37.04 | 11.0587 | 7584 | #N/A | #N/A
| 42.8 | 16.1184 | 39.92 | 11.8938 | 39.92 | 12.0056 | 39.2 | 11.4576 | 39.92 | 11.7957 | 28.94 | 10.1086 | 48.2 | 17.8511 | 28.94 | 10.2731 | 37.94 | 12.2513 | 39.92 | 12.008 | 33.8 | 12.1935 | 32 | 11.1633 | 35.06 | 12.4105 | 39.02 | 11.5834 | 35.96 | 10.7038 | 7585 | #N/A | #N/A
| 42.08 | 15.7018 | 39.02 | 11.4637 | 39.92 | 12.0056 | 38.3 | 11.1166 | 39.02 | 11.3742 | 26.96 | 9.5011 | 48.02 | 17.7512 | 28.04 | 9.8927 | 37.04 | 11.8777 | 37.94 | 11.4066 | 30.2 | 10.9984 | 30.92 | 10.7594 | 37.04 | 13.4157 | 39.02 | 11.3779 | 35.96 | 10.32 | 7586 | #N/A | #N/A
| 42.98 | 16.162 | 37.04 | 10.8963 | 39.02 | 11.2605 | 35.42 | 10.4389 | 37.04 | 10.8965 | 28.04 | 9.8926 | 48.92 | 18.2371 | 26.96 | 9.5011 | 35.96 | 11.6164 | 39.02 | 11.4554 | 33.8 | 12.5021 | 32 | 11.1643 | 39.2 | 14.1155 | 37.04 | 10.7967 | 33.98 | 9.7692 | 7587 | #N/A | #N/A
| 44.96 | 16.7999 | 35.96 | 10.5312 | 37.04 | 10.783 | 35.78 | 10.4577 | 35.96 | 10.5318 | 28.94 | 10.2753 | 48.02 | 18.0213 | 28.04 | 9.8943 | 35.96 | 11.492 | 37.94 | 11.0016 | 32 | 11.4331 | 32 | 11.1338 | 39.2 | 14.4654 | 37.04 | 10.9895 | 33.08 | 9.6253 | 7588 | #N/A | #N/A
| 44.06 | 16.3363 | 35.06 | 10.3127 | 37.04 | 10.783 | 34.52 | 10.2715 | 35.96 | 10.5299 | 30.02 | 10.5366 | 48.02 | 18.0219 | 28.94 | 10.1114 | 33.98 | 10.8718 | 37.04 | 10.7008 | 35.6 | 12.9373 | 33.08 | 11.4826 | 42.8 | 15.3369 | 35.06 | 10.6235 | 32 | 9.4571 | 7589 | #N/A | #N/A
| 44.96 | 16.8041 | 33.98 | 10.0511 | 35.96 | 10.5193 | 32 | 9.753 | 35.06 | 10.3123 | 33.8 | 12.1831 | 48.92 | 18.2428 | 28.94 | 10.1136 | 33.08 | 10.6541 | 35.96 | 10.5216 | 41 | 15.2994 | 32 | 11.4042 | 44.96 | 16.1107 | 33.98 | 10.3627 | 32 | 9.5537 | 7590 | #N/A | #N/A
| 44.96 | 16.8047 | 33.98 | 10.1529 | 35.96 | 10.6208 | 32 | 9.7704 | 35.06 | 10.3108 | 37.04 | 13.8082 | 48.92 | 18.2441 | 33.08 | 11.7563 | 33.98 | 10.8721 | 35.96 | 10.5205 | 41 | 15.2994 | 33.98 | 12.0409 | 46.04 | 16.3733 | 33.98 | 10.4602 | 30.92 | 9.3774 | 7591 | #N/A | #N/A
| 46.94 | 17.5012 | 33.98 | 10.1511 | 35.96 | 10.6208 | 30.92 | 9.5457 | 35.06 | 10.4126 | 41 | 15.2858 | 48.92 | 18.2441 | 33.98 | 12.1691 | 32 | 10.3941 | 35.06 | 10.4041 | 41 | 15.2994 | 39.92 | 14.519 | 46.94 | 16.5923 | 33.08 | 10.2416 | 30.92 | 9.4817 | 7592 | #N/A | #N/A
| 48.92 | 17.7653 | 33.08 | 9.9324 | 35.06 | 10.4004 | 30.02 | 9.2901 | 33.98 | 10.1506 | 41 | 15.6843 | 48.92 | 17.9781 | 35.96 | 13.1757 | 28.94 | 9.6548 | 33.98 | 10.1427 | 42.8 | 16.1351 | 39.92 | 14.5186 | 46.94 | 16.5949 | 30.92 | 9.7192 | 30.02 | 9.2627 | 7593 | #N/A | #N/A
| 48.92 | 17.7671 | 30.92 | 9.4997 | 35.06 | 10.487 | 27.32 | 8.6203 | 33.08 | 10.0214 | 39.92 | 14.9076 | 50 | 18.24 | 35.96 | 13.1761 | 30.02 | 9.9151 | 32 | 9.6634 | 42.8 | 16.1351 | 39.92 | 14.7761 | 48.02 | 17.0469 | 26.96 | 8.6654 | 28.94 | 9.0929 | 7594 | #N/A | #N/A
| 50 | 18.0296 | 35.06 | 10.6067 | 35.06 | 10.487 | 34.16 | 10.4737 | 35.06 | 10.6072 | 46.94 | 18.096 | 50 | 18.2419 | 37.04 | 13.5044 | 30.02 | 10.1815 | 37.04 | 10.9647 | 46.4 | 17.4339 | 39.92 | 14.7761 | 48.92 | 17.2655 | 33.98 | 10.682 | 30.92 | 9.4753 | 7595 | #N/A | #N/A
| 50 | 18.0331 | 37.94 | 11.2994 | 37.94 | 11.3865 | 37.4 | 11.1565 | 37.94 | 11.3003 | 48.92 | 18.4842 | 51.08 | 18.5068 | 39.02 | 14.363 | 35.96 | 11.6129 | 39.92 | 11.8663 | 48.2 | 17.8704 | 44.06 | 16.2008 | 50 | 17.7682 | 37.04 | 11.1883 | 33.98 | 10.2108 | 7596 | #N/A | #N/A
| 51.08 | 18.2932 | 41 | 12.1349 | 41 | 12.2466 | 39.74 | 11.683 | 39.92 | 11.9981 | 50 | 18.2487 | 51.98 | 18.9924 | 44.06 | 16.1073 | 39.02 | 12.5095 | 42.08 | 12.3876 | 50 | 18.307 | 50 | 18.1366 | 50 | 17.5309 | 39.92 | 11.8832 | 35.96 | 10.5818 | 7597 | #N/A | #N/A
| 51.08 | 18.2955 | 42.98 | 12.735 | 41 | 12.2466 | 42.98 | 12.4635 | 42.98 | 12.7353 | 50 | 18.5191 | 51.98 | 18.9924 | 44.96 | 16.3286 | 39.92 | 12.7281 | 44.06 | 12.8648 | 50 | 18.307 | 51.08 | 18.3984 | 50 | 17.6111 | 44.06 | 12.8808 | 39.02 | 11.4245 | 7598 | #N/A | #N/A
| 51.8 | 18.7258 | 44.96 | 13.2143 | 44.06 | 12.9864 | 44.78 | 12.937 | 44.96 | 13.215 | 50 | 18.757 | 48.92 | 18.7735 | 44.96 | 16.5746 | 41 | 12.7102 | 46.04 | 13.3439 | 50 | 18.307 | 51.08 | 18.3984 | 50 | 17.7762 | 44.96 | 13.0999 | 39.92 | 11.6429 | 7599 | #N/A | #N/A
| 51.08 | 18.3776 | 46.04 | 13.3544 | 46.04 | 13.4661 | 46.94 | 13.4215 | 46.04 | 13.3541 | 50 | 18.8388 | 48.92 | 19.0246 | 44.06 | 16.6058 | 42.08 | 12.972 | 46.94 | 13.5635 | 50 | 18.307 | 50 | 18.2764 | 50 | 17.8535 | 46.94 | 13.5789 | 41 | 11.9047 | 7600 | #N/A | #N/A
| 51.08 | 18.525 | 46.94 | 13.5723 | 46.04 | 13.4661 | 47.12 | 13.4475 | 46.04 | 13.3559 | 50 | 18.5339 | 48.92 | 19.3347 | 44.06 | 16.6806 | 41 | 12.8382 | 48.02 | 13.7273 | 48.2 | 17.8704 | 46.94 | 18.0342 | 48.02 | 17.5498 | 46.94 | 13.4821 | 42.08 | 12.1658 | 7601 | #N/A | #N/A
| 50 | 18.5315 | 48.02 | 13.9572 | 46.94 | 13.5635 | 47.84 | 13.6593 | 46.94 | 13.6971 | 48.92 | 18.5022 | 48.92 | 19.0289 | 42.08 | 15.9489 | 39.92 | 12.5785 | 48.92 | 13.9447 | 48.2 | 18.3245 | 46.04 | 17.6651 | 46.94 | 17.7701 | 46.94 | 13.5812 | 42.98 | 12.3835 | 7602 | #N/A | #N/A
| 48.02 | 18.0498 | 46.04 | 13.358 | 46.94 | 13.5646 | 45.32 | 13.1898 | 46.94 | 13.6988 | 48.02 | 18.5696 | 48.02 | 18.8145 | 39.2 | 14.4786 | 39.92 | 12.5785 | 46.94 | 13.5671 | 48.2 | 18.3245 | 46.04 | 17.3944 | 46.04 | 17.2857 | 44.06 | 13.0111 | 41 | 12.0009 | 7603 | #N/A | #N/A
| 46.4 | 17.8685 | 42.98 | 12.7441 | 46.94 | 13.5646 | 41.18 | 12.1924 | 44.06 | 13.0048 | 48.02 | 18.6473 | 48.02 | 18.8145 | 39.02 | 14.4854 | 37.94 | 12.2594 | 44.96 | 13.0905 | 46.4 | 17.8877 | 42.08 | 15.6535 | 46.04 | 17.0715 | 42.08 | 12.6419 | 39.92 | 11.6488 | 7604 | #N/A | #N/A
| 46.94 | 17.787 | 42.08 | 12.5272 | 44.96 | 13.3169 | 39.38 | 11.9031 | 42.98 | 12.746 | 48.02 | 18.6473 | 46.94 | 18.303 | 39.02 | 14.4839 | 37.94 | 12.1008 | 42.08 | 12.5185 | 46.4 | 17.8877 | 42.08 | 15.5256 | 46.94 | 16.8696 | 37.94 | 11.6445 | 37.94 | 11.3816 | 7605 | #N/A | #N/A
| 46.94 | 17.5209 | 41 | 12.5101 | 42.98 | 12.8416 | 36.86 | 11.2983 | 41 | 12.3765 | 48.02 | 18.0515 | 46.94 | 18.0161 | 39.02 | 14.4834 | 37.04 | 12.0404 | 39.92 | 11.9994 | 44.6 | 16.9973 | 42.08 | 15.4608 | 46.94 | 16.8021 | 33.98 | 10.8262 | 37.94 | 11.484 | 7606 | #N/A | #N/A
| 46.94 | 17.3072 | 42.08 | 12.6366 | 42.98 | 12.8416 | 37.04 | 11.3629 | 41 | 12.5114 | 46.04 | 17.8775 | 46.94 | 18.0187 | 39.02 | 14.4829 | 33.8 | 11.9432 | 41 | 12.2606 | 42.8 | 16.5608 | 42.98 | 16.1098 | 46.94 | 16.6106 | 35.06 | 10.9529 | 37.04 | 11.2675 | 7607 | #N/A | #N/A
| 46.94 | 17.0587 | 39.92 | 12.2523 | 42.98 | 13.1179 | 36.68 | 11.2355 | 39.92 | 12.2531 | 44.96 | 17.3828 | 46.94 | 17.523 | 39.02 | 14.4829 | 33.98 | 11.9548 | 37.04 | 11.307 | 42.8 | 16.5608 | 44.06 | 16.6964 | 48.2 | 17.0184 | 33.08 | 10.6116 | 35.06 | 10.7917 | 7608 | #N/A | #N/A
| 46.94 | 17.0598 | 39.92 | 12.3954 | 42.08 | 12.9017 | 33.98 | 10.5856 | 39.02 | 12.1789 | 44.96 | 17.1131 | 44.06 | 16.3632 | 39.92 | 14.9254 | 33.08 | 11.8992 | 37.04 | 11.4152 | 44.6 | 16.9973 | 42.98 | 16.1822 | 48.2 | 17.0184 | 30.92 | 10.0918 | 37.04 | 11.3982 | 7609 | #N/A | #N/A
| 48.02 | 17.5738 | 39.92 | 12.3968 | 42.08 | 12.9017 | 35.06 | 10.9541 | 39.92 | 12.3982 | 44.96 | 16.8324 | 44.06 | 16.3632 | 39.92 | 14.9275 | 33.08 | 11.8992 | 37.94 | 11.6326 | 42.8 | 16.5608 | 42.98 | 16.1149 | 48.02 | 16.8764 | 30.02 | 10.0172 | 37.04 | 11.3992 | 7610 | #N/A | #N/A
| 48.02 | 17.5738 | 41 | 12.7811 | 41 | 12.7673 | 33.8 | 10.6953 | 39.92 | 12.5221 | 44.96 | 17.1131 | 48.02 | 18.2896 | 39.02 | 14.4884 | 32 | 11.6384 | 41 | 12.3724 | 42.8 | 16.5608 | 42.8 | 16.1386 | 48.02 | 17.1313 | 33.08 | 10.7553 | 37.94 | 11.4896 | 7611 | #N/A | #N/A
| 48.02 | 17.3836 | 42.08 | 13.0425 | 42.08 | 13.0296 | 35.78 | 11.2411 | 42.08 | 13.0442 | 44.06 | 16.8333 | 48.02 | 18.354 | 39.02 | 14.4894 | 32 | 11.6384 | 41 | 12.3739 | 42.8 | 16.1351 | 42.98 | 16.1822 | 48.2 | 17.8419 | 33.98 | 10.9737 | 37.94 | 11.4901 | 7612 | #N/A | #N/A
| 48.02 | 17.1409 | 42.98 | 13.2592 | 42.08 | 13.0296 | 39.2 | 12.0665 | 41 | 12.9371 | 44.06 | 16.6166 | 48.02 | 17.7912 | 39.02 | 14.4889 | 32 | 11.6384 | 42.08 | 12.634 | 42.8 | 16.1351 | 44.96 | 17.0622 | 46.04 | 16.5901 | 35.96 | 11.5748 | 39.02 | 11.7509 | 7613 | #N/A | #N/A
| 46.04 | 16.6061 | 42.98 | 13.261 | 44.96 | 13.6017 | 40.64 | 12.3237 | 41 | 12.938 | 44.96 | 16.8347 | 48.02 | 17.7924 | 39.92 | 14.9301 | 32 | 11.6384 | 41 | 12.3749 | 44.6 | 16.5713 | 44.6 | 17.001 | 46.04 | 16.3984 | 35.96 | 11.5751 | 39.02 | 11.7518 | 7614 | #N/A | #N/A
| 46.04 | 16.4108 | 42.98 | 13.2604 | 44.96 | 13.602 | 39.2 | 12.0673 | 42.08 | 13.1991 | 44.96 | 16.8959 | 46.94 | 17.3129 | 39.92 | 14.9296 | 32 | 11.6384 | 37.04 | 11.4197 | 44.6 | 16.5713 | 44.96 | 16.9146 | 46.04 | 16.3963 | 35.96 | 11.5757 | 39.92 | 11.8673 | 7615 | #N/A | #N/A
| 46.04 | 16.4097 | 44.06 | 13.5209 | 44.96 | 13.602 | 37.94 | 11.8096 | 42.08 | 13.1991 | 46.04 | 16.6033 | 46.94 | 17.3129 | 39.02 | 14.4859 | 32 | 11.4768 | 35.06 | 11.2169 | 44.6 | 16.1713 | 44.96 | 16.6621 | 44.96 | 15.7311 | 37.94 | 11.9304 | 39.92 | 11.9685 | 7616 | #N/A | #N/A
| 46.04 | 16.6612 | 44.06 | 13.5203 | 46.04 | 13.7213 | 38.12 | 11.8763 | 44.06 | 13.6765 | 46.04 | 16.468 | 46.4 | 16.5904 | 39.92 | 14.7022 | 30.92 | 11.0248 | 42.08 | 12.91 | 44.6 | 16.1713 | 42.98 | 15.4553 | 44.6 | 15.422 | 37.94 | 11.9301 | 39.92 | 12.095 | 7617 | #N/A | #N/A
| 44.06 | 15.9864 | 44.06 | 13.6744 | 46.04 | 13.9841 | 38.48 | 11.9387 | 44.96 | 13.8933 | 46.04 | 16.6632 | 46.04 | 16.8374 | 39.92 | 14.7626 | 30.92 | 10.8762 | 42.08 | 12.7685 | 42.8 | 15.7354 | 42.98 | 15.1231 | 44.06 | 14.6031 | 37.94 | 11.9298 | 39.92 | 12.3461 | 7618 | #N/A | #N/A
| 46.4 | 16.2171 | 44.96 | 13.8894 | 46.04 | 13.9841 | 37.58 | 11.8633 | 44.96 | 14.0258 | 44.96 | 16.2064 | 46.04 | 16.6598 | 39.02 | 14.5447 | 32 | 11.2836 | 44.06 | 13.3858 | 42.8 | 15.0081 | 42.98 | 14.9531 | 44.06 | 14.7816 | 39.92 | 12.684 | 41 | 13.0368 | 7619 | #N/A | #N/A
| 46.4 | 16.2171 | 48.02 | 15.0753 | 48.92 | 15.2764 | 43.88 | 13.4813 | 48.02 | 15.2598 | 46.04 | 15.9989 | 46.94 | 16.3949 | 39.92 | 14.5159 | 30.92 | 10.7112 | 48.02 | 14.6159 | 44.6 | 15.1132 | 44.96 | 15.0204 | 44.96 | 14.9987 | 46.94 | 14.5112 | 44.06 | 13.9108 | 7620 | #N/A | #N/A
| 46.94 | 15.8393 | 51.98 | 16.573 | 53.06 | 16.8159 | 48.56 | 15.0113 | 51.98 | 16.7591 | 44.96 | 15.5874 | 46.94 | 16.2146 | 42.08 | 15.0391 | 32 | 10.6706 | 53.96 | 16.4971 | 44.6 | 15.1132 | 46.04 | 15.0995 | 44.96 | 14.4661 | 51.98 | 16.5868 | 46.94 | 14.7782 | 7621 | #N/A | #N/A
| 46.04 | 15.2736 | 53.96 | 17.2378 | 53.06 | 16.8159 | 54.86 | 17.248 | 53.06 | 17.0218 | 46.04 | 15.6229 | 46.94 | 16.2146 | 44.06 | 15.3106 | 32 | 10.265 | 55.94 | 17.1619 | 46.4 | 15.5484 | 44.96 | 14.6422 | 44.96 | 14.9995 | 53.06 | 16.6506 | 50 | 15.519 | 7622 | #N/A | #N/A
| 46.94 | 15.3122 | 55.94 | 17.7207 | 55.04 | 17.3009 | 56.48 | 17.4124 | 55.04 | 17.3192 | 46.04 | 15.4313 | 46.94 | 15.8427 | 42.98 | 15.0526 | 33.08 | 10.663 | 57.92 | 17.6438 | 44.6 | 14.8032 | 46.04 | 15.2843 | 46.04 | 15.0827 | 57.02 | 17.6113 | 51.98 | 16.1509 | 7623 | #N/A | #N/A
| 46.04 | 15.2757 | 57.02 | 17.8007 | 57.92 | 18.0005 | 58.28 | 17.693 | 57.92 | 18.2025 | 46.04 | 15.276 | 46.94 | 15.8436 | 44.96 | 15.0145 | 35.06 | 11.1412 | 60.08 | 18.1685 | 44.6 | 14.8032 | 44.6 | 15.1158 | 44.96 | 15.0024 | 59 | 17.4316 | 53.96 | 16.6311 | 7624 | #N/A | #N/A
| 46.04 | 15.2773 | 59 | 18.2812 | 57.92 | 18.0005 | 60.62 | 17.9333 | 59 | 18.0807 | 46.94 | 15.3137 | 46.04 | 15.4321 | 44.06 | 14.9548 | 33.98 | 10.8809 | 60.98 | 18.3873 | 44.6 | 14.8032 | 44.96 | 15.0765 | 44.96 | 14.8229 | 60.98 | 17.7749 | 55.04 | 16.5671 | 7625 | #N/A | #N/A
| 44.96 | 14.8346 | 59 | 18.2804 | 60.08 | 18.166 | 61.16 | 17.8423 | 60.08 | 18.183 | 44.96 | 15.0166 | 44.96 | 15.3661 | 44.6 | 15.1045 | 35.06 | 11.0028 | 60.98 | 18.3877 | 44.6 | 14.8032 | 44.96 | 15.0258 | 44.06 | 14.4099 | 60.98 | 17.7749 | 55.04 | 16.268 | 7626 | #N/A | #N/A
| 44.96 | 15.015 | 57.92 | 17.6593 | 59 | 17.9044 | 58.46 | 17.1107 | 57.92 | 17.4769 | 44.06 | 14.6174 | 44.06 | 15.1484 | 42.98 | 14.5868 | 33.98 | 10.633 | 59 | 17.7252 | 42.8 | 14.3682 | 44.06 | 14.2713 | 44.06 | 14.7857 | 57.92 | 17.0361 | 53.96 | 16.007 | 7627 | #N/A | #N/A
| 44.96 | 15.1699 | 53.06 | 16.6441 | 59 | 17.9044 | 50.9 | 15.3919 | 53.96 | 16.7036 | 44.06 | 14.6162 | 44.06 | 15.1484 | 42.08 | 13.9408 | 32 | 10.0291 | 55.04 | 16.7674 | 42.8 | 14.0415 | 42.98 | 14.0102 | 44.06 | 14.7849 | 53.06 | 15.8629 | 50 | 15.0513 | 7628 | #N/A | #N/A
| 44.96 | 15.0134 | 50 | 15.7448 | 53.96 | 17.0423 | 44.24 | 13.8379 | 51.98 | 16.3842 | 42.98 | 14.354 | 42.98 | 14.6901 | 41 | 13.6795 | 32 | 10.1519 | 42.98 | 13.8545 | 42.8 | 14.3682 | 42.98 | 14.167 | 44.06 | 14.6042 | 44.06 | 14.4838 | 48.92 | 14.7907 | 7629 | #N/A | #N/A
| 44.06 | 14.7954 | 46.94 | 15.1645 | 55.94 | 17.1624 | 42.44 | 13.1938 | 48.92 | 15.645 | 42.98 | 14.6932 | 42.08 | 14.4729 | 39.92 | 13.419 | 32 | 10.2599 | 37.94 | 12.4914 | 42.8 | 14.678 | 42.98 | 14.1674 | 44.06 | 14.4088 | 37.94 | 12.5167 | 48.02 | 14.4459 | 7630 | #N/A | #N/A
| 44.06 | 14.4195 | 51.08 | 16.1646 | 55.94 | 17.1624 | 36.68 | 11.9344 | 46.94 | 15.0075 | 42.98 | 14.5371 | 42.98 | 15.0529 | 39.92 | 13.4198 | 30.92 | 9.9984 | 35.06 | 11.7969 | 42.8 | 14.3682 | 42.98 | 14.1674 | 44.06 | 14.4092 | 37.04 | 12.2999 | 46.04 | 13.9696 | 7631 | #N/A | #N/A
| 44.06 | 14.6151 | 48.92 | 15.4847 | 51.98 | 16.0244 | 35.78 | 11.7981 | 48.92 | 15.6458 | 42.98 | 14.1585 | 44.06 | 15.1488 | 39.02 | 13.2009 | 30.02 | 9.7803 | 35.06 | 11.9423 | 42.8 | 14.0415 | 42.98 | 14.0094 | 44.06 | 14.252 | 35.96 | 11.8711 | 44.06 | 13.3466 | 7632 | #N/A | #N/A
| 44.06 | 14.4192 | 46.04 | 14.6068 | 51.98 | 15.5775 | 30.74 | 10.2965 | 44.96 | 14.69 | 42.98 | 14.3544 | 44.06 | 14.9542 | 39.02 | 12.8646 | 28.94 | 9.2847 | 28.94 | 9.8687 | 42.8 | 14.0415 | 41 | 13.6884 | 44.06 | 14.2523 | 32 | 10.9169 | 44.96 | 13.3134 | 7633 | #N/A | #N/A
| 44.96 | 15.015 | 46.04 | 14.4605 | 51.98 | 15.5775 | 30.56 | 10.2046 | 44.96 | 14.3481 | 42.98 | 14.1585 | 44.06 | 14.9542 | 37.94 | 12.785 | 28.04 | 9.067 | 30.92 | 10.3468 | 42.8 | 14.0415 | 41 | 13.8865 | 42.98 | 14.3444 | 30.02 | 10.1517 | 46.04 | 13.4475 | 7634 | #N/A | #N/A
| 44.06 | 14.7975 | 46.04 | 14.0037 | 46.04 | 14.4456 | 29.48 | 10.1715 | 42.98 | 13.7249 | 42.98 | 14.1589 | 44.96 | 15.3652 | 37.04 | 12.5669 | 28.04 | 8.9668 | 30.02 | 10.1297 | 42.8 | 14.0415 | 41 | 14.0679 | 42.98 | 14.1487 | 28.94 | 9.7677 | 44.96 | 13.0844 | 7635 | #N/A | #N/A
| 44.06 | 14.7966 | 42.98 | 13.4197 | 44.06 | 13.666 | 26.6 | 9.1045 | 42.98 | 13.556 | 42.08 | 14.4748 | 44.06 | 15.523 | 37.04 | 12.5672 | 26.96 | 8.7057 | 30.92 | 10.2241 | 42.8 | 14.0415 | 41 | 14.0679 | 42.08 | 13.5949 | 24.98 | 8.8118 | 44.96 | 13.0846 | 7636 | #N/A | #N/A
| 44.06 | 14.6155 | 44.06 | 13.5259 | 44.06 | 13.666 | 25.7 | 8.7733 | 39.92 | 12.8167 | 42.08 | 14.4748 | 44.06 | 15.523 | 37.04 | 12.7241 | 26.06 | 8.587 | 26.96 | 9.1287 | 42.8 | 14.3682 | 42.98 | 14.0109 | 42.98 | 14.3448 | 26.06 | 9.0722 | 44.06 | 12.8679 | 7637 | #N/A | #N/A
| 42.08 | 13.9424 | 41 | 12.7878 | 44.06 | 13.5121 | 24.98 | 8.6223 | 42.08 | 13.0506 | 42.08 | 14.3204 | 42.98 | 14.8877 | 37.04 | 12.7248 | 24.08 | 8.0102 | 26.06 | 8.9117 | 42.8 | 14.0415 | 41 | 13.5335 | 42.98 | 14.346 | 26.06 | 9.0722 | 44.06 | 12.751 | 7638 | #N/A | #N/A
| 42.08 | 14.1386 | 42.98 | 13.1422 | 42.08 | 13.0348 | 23.36 | 8.0781 | 39.92 | 12.5294 | 41 | 13.6821 | 42.08 | 14.6695 | 35.96 | 12.4644 | 24.08 | 8.0086 | 26.06 | 8.6715 | 41 | 13.6068 | 41 | 13.5335 | 42.44 | 14.2145 | 24.98 | 8.8124 | 44.06 | 12.7512 | 7639 | #N/A | #N/A
| 44.06 | 15.0021 | 39.02 | 12.1873 | 42.08 | 13.0348 | 21.92 | 7.5464 | 39.92 | 12.4057 | 39.02 | 13.2027 | 42.08 | 14.6695 | 33.98 | 11.8286 | 24.98 | 8.1104 | 19.94 | 6.865 | 39.2 | 13.172 | 37.94 | 12.7931 | 42.08 | 14.1266 | 24.98 | 8.671 | 44.06 | 12.5501 | 7640 | #N/A | #N/A
| 42.98 | 14.5352 | 37.94 | 11.7853 | 42.08 | 12.9125 | 19.76 | 6.7454 | 37.94 | 11.9283 | 39.02 | 13.2012 | 42.08 | 14.6673 | 33.08 | 11.4292 | 24.08 | 7.8925 | 23 | 7.8119 | 39.2 | 13.172 | 35.06 | 12.0969 | 42.08 | 14.1262 | 23 | 7.9522 | 44.06 | 12.4652 | 7641 | #N/A | #N/A
| 42.98 | 14.5831 | 33.98 | 10.9706 | 39.92 | 12.5123 | 21.02 | 7.1749 | 37.94 | 11.7866 | 37.94 | 12.9385 | 42.08 | 15.0409 | 33.08 | 11.4288 | 23 | 7.6312 | 23 | 7.8106 | 39.2 | 13.172 | 35.06 | 12.2525 | 42.08 | 14.305 | 21.92 | 7.6903 | 42.98 | 12.204 | 7642 | #N/A | #N/A
| 44.96 | 15.3618 | 41 | 13.2406 | 39.92 | 12.5123 | 27.5 | 9.3663 | 41 | 12.6636 | 42.98 | 14.1552 | 44.96 | 15.9166 | 37.04 | 12.5647 | 26.06 | 8.48 | 32 | 11.0556 | 35.6 | 12.0007 | 39.92 | 13.6224 | 42.98 | 14.5221 | 28.04 | 9.6701 | 44.96 | 12.5817 | 7643 | #N/A | #N/A
| 44.96 | 15.3614 | 50 | 14.6893 | 53.96 | 18.3639 | 40.1 | 12.7299 | 48.02 | 14.214 | 44.96 | 14.8301 | 46.04 | 16.4011 | 42.08 | 13.9378 | 26.96 | 8.5819 | 48.92 | 15.6266 | 42.8 | 14.0415 | 44.96 | 14.4858 | 42.98 | 14.3409 | 39.02 | 12.7757 | 48.92 | 13.4403 | 7644 | #N/A | #N/A
| 46.94 | 15.8398 | 55.94 | 15.8783 | 55.94 | 15.7442 | 50.9 | 14.9618 | 53.06 | 15.4296 | 46.94 | 15.6468 | 46.04 | 16.1766 | 44.06 | 14.4172 | 30.02 | 9.123 | 57.02 | 16.0067 | 42.8 | 14.3682 | 44.06 | 14.2684 | 44.96 | 14.8189 | 48.02 | 14.7788 | 51.98 | 14.1766 | 7645 | #N/A | #N/A
| 46.04 | 15.431 | 59 | 16.3933 | 55.94 | 15.7442 | 56.12 | 15.6287 | 57.02 | 16.1406 | 46.94 | 15.7001 | 46.04 | 16.1766 | 46.04 | 14.7414 | 33.08 | 9.7767 | 60.08 | 16.5325 | 44.6 | 14.8032 | 46.04 | 14.7491 | 44.96 | 14.6258 | 55.04 | 15.5474 | 55.04 | 14.9133 | 7646 | #N/A | #N/A
| 46.94 | 15.6985 | 60.98 | 16.8716 | 60.98 | 17.0851 | 58.46 | 16.3703 | 60.08 | 16.8787 | 48.92 | 15.7954 | 46.94 | 16.6274 | 46.04 | 14.7458 | 33.98 | 9.8984 | 62.96 | 17.2274 | 44.6 | 14.8032 | 46.94 | 15.1284 | 44.96 | 14.8268 | 60.08 | 16.663 | 57.02 | 15.4841 | 7647 | #N/A | #N/A
| 46.94 | 15.6551 | 62.96 | 17.3492 | 64.04 | 17.6989 | 61.88 | 17.115 | 62.96 | 17.3493 | 46.04 | 15.2826 | 44.96 | 16.1511 | 46.94 | 14.7842 | 33.98 | 9.8991 | 66.92 | 17.9863 | 44.6 | 14.4762 | 46.94 | 15.1303 | 44.06 | 14.7919 | 62.06 | 17.026 | 57.92 | 15.7991 | 7648 | #N/A | #N/A
| 46.04 | 15.4392 | 64.94 | 17.6209 | 64.04 | 17.6989 | 63.5 | 17.4281 | 64.04 | 17.6106 | 46.04 | 15.2834 | 44.96 | 15.9288 | 46.94 | 14.966 | 35.96 | 10.2849 | 68 | 18.0681 | 44.6 | 14.4762 | 46.04 | 14.7556 | 44.6 | 14.7845 | 64.94 | 17.2521 | 57.92 | 15.7993 | 7649 | #N/A | #N/A
| 44.96 | 15.2197 | 64.94 | 17.4328 | 64.94 | 17.4246 | 62.96 | 17.2602 | 62.96 | 17.236 | 46.04 | 15.1022 | 44.96 | 15.9283 | 44.96 | 14.4901 | 35.96 | 10.2847 | 66.92 | 17.6442 | 42.8 | 14.3682 | 42.98 | 14.0167 | 42.08 | 13.9377 | 64.04 | 17.5033 | 57.92 | 15.701 | 7650 | #N/A | #N/A
| 44.06 | 15.1554 | 60.98 | 16.5621 | 62.06 | 16.9177 | 58.46 | 16.2325 | 60.08 | 16.5415 | 44.96 | 15.0241 | 42.8 | 15.7184 | 41 | 13.5326 | 33.98 | 9.9942 | 64.04 | 17.2929 | 42.8 | 14.3682 | 42.08 | 13.8012 | 41 | 13.5209 | 59 | 16.6289 | 55.94 | 15.2241 | 7651 | #N/A | #N/A
| 42.98 | 14.8932 | 55.04 | 15.539 | 62.06 | 19.1227 | 49.1 | 14.0758 | 55.94 | 15.7573 | 42.08 | 14.3275 | 42.08 | 15.4573 | 37.04 | 12.3958 | 32 | 9.6 | 50 | 14.5492 | 42.8 | 14.3682 | 39.02 | 13.063 | 35.96 | 11.9802 | 51.98 | 14.9366 | 51.98 | 14.2709 | 7652 | #N/A | #N/A
| 42.08 | 14.6751 | 57.02 | 15.8013 | 62.06 | 19.8842 | 41.36 | 12.641 | 53.06 | 15.4301 | 41 | 14.2214 | 42.08 | 15.7004 | 33.08 | 11.2949 | 30.92 | 9.3387 | 44.96 | 13.8847 | 39.2 | 13.8077 | 33.98 | 11.6639 | 30.92 | 10.7633 | 46.04 | 13.8904 | 51.08 | 13.9604 | 7653 | #N/A | #N/A
| 41 | 14.2219 | 53.96 | 15.276 | 55.94 | 15.8666 | 41.9 | 13.3004 | 50 | 14.6913 | 39.02 | 13.9385 | 39.02 | 14.4918 | 30.92 | 10.7751 | 28.94 | 8.9654 | 42.08 | 13.188 | 37.4 | 13.0634 | 33.08 | 11.3044 | 28.94 | 9.839 | 46.04 | 14.1679 | 50 | 13.7925 | 7654 | #N/A | #N/A
| 39.02 | 13.7445 | 53.06 | 14.9593 | 55.94 | 15.8666 | 40.46 | 12.8986 | 48.02 | 14.2129 | 35.96 | 12.8502 | 41 | 15.2824 | 28.94 | 10.1326 | 24.98 | 8.1013 | 39.02 | 12.8935 | 35.6 | 12.6284 | 30.92 | 10.6185 | 28.04 | 9.6231 | 44.06 | 13.69 | 48.92 | 13.7155 | 7655 | #N/A | #N/A
| 37.04 | 13.1106 | 48.92 | 14.1839 | 55.94 | 16.1079 | 41.72 | 13.3663 | 48.92 | 14.4286 | 32 | 11.5175 | 41 | 15.2439 | 28.04 | 9.784 | 21.92 | 7.3635 | 37.94 | 12.4874 | 33.8 | 12.1935 | 30.92 | 10.6191 | 30.92 | 10.7669 | 39.92 | 12.6889 | 51.08 | 14.2359 | 7656 | #N/A | #N/A
| 39.02 | 13.9423 | 48.02 | 14.3519 | 50 | 15.5393 | 39.74 | 12.9467 | 46.94 | 13.9515 | 32 | 11.3631 | 41 | 15.392 | 28.94 | 10.1366 | 21.02 | 7.057 | 39.92 | 13.1097 | 35.6 | 12.6284 | 30.02 | 10.4041 | 33.08 | 11.6132 | 39.92 | 12.9939 | 48.02 | 13.8169 | 7657 | #N/A | #N/A
| 39.02 | 13.7531 | 46.94 | 14.091 | 50 | 15.5393 | 39.02 | 13.1334 | 46.94 | 13.951 | 42.08 | 15.2479 | 41 | 15.392 | 26.96 | 9.5295 | 19.94 | 6.7972 | 41 | 13.7121 | 35.6 | 12.9373 | 30.02 | 10.4076 | 35.06 | 12.4479 | 39.92 | 13.3238 | 50 | 14.3961 | 7658 | #N/A | #N/A
| 37.94 | 13.4924 | 44.06 | 14.3028 | 50 | 15.5393 | 40.64 | 13.401 | 44.96 | 14.1943 | 42.08 | 15.0684 | 42.98 | 15.8805 | 28.04 | 9.9232 | 19.94 | 6.6942 | 42.98 | 14.1893 | 35.6 | 12.6284 | 33.08 | 11.3126 | 35.06 | 12.2535 | 41 | 13.2538 | 46.94 | 13.8985 | 7659 | #N/A | #N/A
| 39.2 | 14.4742 | 48.02 | 14.476 | 51.98 | 15.5729 | 37.22 | 12.5148 | 44.06 | 13.6759 | 42.98 | 15.4678 | 42.98 | 15.8843 | 32 | 11.5285 | 19.94 | 6.6937 | 39.92 | 13.4531 | 35.6 | 12.9373 | 33.08 | 11.6395 | 33.98 | 11.9941 | 37.94 | 12.5164 | 44.96 | 13.4221 | 7660 | #N/A | #N/A
| 41 | 14.8379 | 44.96 | 14.0236 | 51.98 | 15.5729 | 38.3 | 12.9926 | 44.06 | 13.3987 | 44.06 | 15.7328 | 44.06 | 16.1465 | 33.98 | 12.3875 | 21.02 | 7.057 | 41 | 13.3709 | 37.4 | 13.7018 | 41 | 14.4466 | 35.96 | 12.8513 | 39.92 | 13.3238 | 48.02 | 14.0484 | 7661 | #N/A | #N/A
| 42.08 | 15.2567 | 42.98 | 13.8613 | 50 | 15.3951 | 37.94 | 12.6017 | 42.98 | 13.2595 | 44.96 | 15.9579 | 44.06 | 15.9575 | 35.06 | 12.8116 | 19.04 | 6.4765 | 42.08 | 14.172 | 41 | 14.9245 | 39.92 | 14.3603 | 39.02 | 13.9461 | 39.02 | 12.7794 | 48.92 | 13.8251 | 7662 | #N/A | #N/A
| 42.98 | 15.4771 | 44.06 | 14.1206 | 48.02 | 16.1361 | 38.48 | 12.9123 | 42.98 | 13.7151 | 44.96 | 15.7777 | 44.96 | 16.1803 | 35.96 | 13.2247 | 21.02 | 7.0568 | 41 | 13.907 | 41 | 14.9245 | 44.06 | 15.7543 | 42.08 | 14.8585 | 37.94 | 12.6644 | 44.96 | 13.8347 | 7663 | #N/A | #N/A
| 42.98 | 15.7042 | 42.98 | 14.5799 | 48.02 | 16.1361 | 40.82 | 13.2945 | 42.98 | 14.0431 | 46.04 | 16.2417 | 44.96 | 16.1803 | 37.04 | 13.4878 | 19.04 | 6.579 | 42.08 | 14.3521 | 42.8 | 15.3601 | 44.06 | 15.5757 | 44.06 | 15.7282 | 39.92 | 12.9966 | 46.04 | 14.0938 | 7664 | #N/A | #N/A
| 42.98 | 15.7085 | 44.06 | 14.8405 | 46.94 | 16.4341 | 42.26 | 13.8236 | 42.98 | 14.0412 | 44.96 | 16.1905 | 46.94 | 16.8581 | 44.06 | 15.9774 | 24.08 | 7.9973 | 42.98 | 14.5709 | 42.8 | 15.3601 | 44.96 | 15.7989 | 44.96 | 15.9502 | 42.08 | 14.0044 | 46.94 | 14.4704 | 7665 | #N/A | #N/A
| 46.04 | 16.4523 | 44.96 | 14.6773 | 48.92 | 15.9992 | 42.62 | 14.0994 | 42.08 | 14.7178 | 48.02 | 16.936 | 46.04 | 16.6439 | 46.94 | 16.8771 | 24.98 | 8.2145 | 44.06 | 15.1851 | 42.8 | 15.3601 | 44.96 | 15.9846 | 46.04 | 16.2183 | 41 | 13.4013 | 50 | 14.7755 | 7666 | #N/A | #N/A
| 48.02 | 16.9345 | 46.94 | 15.3527 | 48.92 | 15.9992 | 43.7 | 14.2333 | 44.06 | 15.1962 | 48.92 | 17.3518 | 48.02 | 17.1258 | 48.02 | 17.3836 | 26.96 | 8.6913 | 46.94 | 15.8785 | 44.6 | 16.1713 | 46.94 | 16.466 | 46.94 | 16.4439 | 44.06 | 13.994 | 48.02 | 14.0462 | 7667 | #N/A | #N/A
| 48.92 | 17.1589 | 48.02 | 16.7146 | 50 | 16.0784 | 46.22 | 14.6897 | 46.94 | 16.2712 | 50 | 17.8612 | 48.92 | 17.8441 | 48.92 | 17.6047 | 28.94 | 9.1676 | 51.98 | 16.9044 | 46.4 | 16.6073 | 48.02 | 16.9595 | 48.02 | 16.9307 | 44.96 | 14.5427 | 46.94 | 14.0383 | 7668 | #N/A | #N/A
| 48.92 | 17.6026 | 50 | 18.3283 | 51.08 | 17.2544 | 48.02 | 15.0668 | 48.92 | 17.3555 | 51.08 | 18.382 | 48.92 | 18.0669 | 50 | 18.1273 | 30.92 | 9.744 | 53.06 | 17.1665 | 48.2 | 17.0432 | 48.92 | 17.1839 | 48.02 | 17.3727 | 46.94 | 14.8387 | 46.94 | 14.312 | 7669 | #N/A | #N/A
| 48.92 | 18.0817 | 51.98 | 19.8568 | 51.08 | 17.2544 | 48.2 | 15.057 | 50 | 18.3318 | 50 | 19.1428 | 48.92 | 18.0669 | 50 | 18.8603 | 35.06 | 10.7443 | 53.06 | 18.5941 | 48.2 | 17.4438 | 50 | 17.6502 | 48.02 | 17.6322 | 46.04 | 15.7109 | 46.04 | 14.9099 | 7670 | #N/A | #N/A
| 51.08 | 18.8942 | 53.06 | 20.439 | 51.98 | 20.1499 | 45.14 | 16.5292 | 51.08 | 18.8706 | 48.2 | 18.7898 | 50 | 19.7129 | 48.92 | 18.9011 | 37.04 | 10.9201 | 51.98 | 19.856 | 48.2 | 18.3245 | 51.08 | 18.6432 | 48.02 | 18.1357 | 44.96 | 15.6246 | 46.04 | 15.6399 | 7671 | #N/A | #N/A
| 48.92 | 18.8633 | 51.98 | 20.1857 | 53.06 | 20.4178 | 44.6 | 16.5965 | 51.98 | 19.3311 | 48.92 | 19.4246 | 50 | 19.9491 | 48.92 | 18.8694 | 37.04 | 11.0126 | 51.8 | 19.6599 | 48.2 | 18.8076 | 48.02 | 18.4186 | 48.02 | 18.6656 | 42.98 | 16.4765 | 44.06 | 15.9475 | 7672 | #N/A | #N/A
| 48.92 | 19.4218 | 51.08 | 20.2293 | 53.06 | 20.4178 | 44.6 | 16.5965 | 51.08 | 19.657 | 50 | 19.7399 | 50 | 20.28 | 48.92 | 19.1188 | 37.94 | 11.3447 | 50 | 19.3731 | 48.2 | 18.8076 | 48.92 | 19.1871 | 48.02 | 18.9288 | 44.06 | 16.8321 | 42.98 | 16.1225 | 7673 | #N/A | #N/A
| 51.08 | 20.2887 | 51.08 | 20.5611 | 51.08 | 20.2009 | 44.6 | 17.0243 | 50 | 19.711 | 51.98 | 21.1105 | 50 | 20.28 | 48.2 | 19.306 | 37.04 | 11.2278 | 51.98 | 20.4307 | 48.2 | 19.3214 | 48.92 | 19.1378 | 48.2 | 18.7748 | 44.06 | 16.9439 | 42.98 | 16.3735 | 7674 | #N/A | #N/A
| 51.98 | 20.7639 | 51.08 | 20.9237 | 51.08 | 20.2009 | 46.4 | 17.9165 | 50 | 19.7106 | 55.94 | 23.0558 | 53.96 | 22.5671 | 48.92 | 19.1793 | 37.04 | 11.3553 | 51.8 | 20.1729 | 48.2 | 19.3214 | 50 | 19.4001 | 48.2 | 19.2862 | 44.06 | 17.2157 | 44.06 | 17.1206 | 7675 | #N/A | #N/A
| 51.08 | 20.2137 | 51.08 | 20.9298 | 51.08 | 20.5526 | 46.4 | 17.9165 | 50 | 19.7106 | 48.92 | 19.4246 | 53.96 | 22.3396 | 48.92 | 19.1188 | 37.04 | 11.3546 | 51.98 | 20.7618 | 48.2 | 19.3214 | 50 | 19.7106 | 48.2 | 19.2862 | 44.96 | 17.434 | 46.04 | 17.9095 | 7676 | #N/A | #N/A
| 48.92 | 19.4218 | 51.98 | 21.4562 | 53.06 | 22.0186 | 48.2 | 18.6845 | 50 | 19.9783 | 48.2 | 18.7898 | 48.02 | 19.2594 | 44.06 | 16.8978 | 37.04 | 11.2298 | 53.06 | 21.3683 | 46.4 | 18.3704 | 48.02 | 18.6691 | 48.2 | 18.7748 | 46.4 | 17.9232 | 46.04 | 17.9157 | 7677 | #N/A | #N/A
| 46.94 | 18.1529 | 51.98 | 21.4689 | 53.06 | 22.0186 | 48.2 | 18.8385 | 50 | 20.0051 | 46.94 | 18.385 | 48.02 | 19.2609 | 44.96 | 16.6901 | 37.04 | 11.3557 | 53.96 | 21.8835 | 44.6 | 17.4508 | 48.02 | 18.6691 | 48.2 | 18.7748 | 46.04 | 18.2623 | 46.94 | 18.3804 | 7678 | #N/A | #N/A
| 46.04 | 16.9504 | 51.98 | 21.4207 | 53.96 | 22.6076 | 46.4 | 18.4014 | 51.08 | 20.5731 | 48.92 | 19.1152 | 46.94 | 18.1401 | 42.08 | 15.5492 | 37.94 | 11.5743 | 55.94 | 23.05 | 44.6 | 16.5713 | 44.96 | 16.9146 | 46.4 | 17.4052 | 46.94 | 18.488 | 46.94 | 18.683 | 7679 | #N/A | #N/A
| 44.06 | 16.2239 | 53.96 | 22.5881 | 53.96 | 22.554 | 46.94 | 18.3828 | 51.08 | 20.5731 | 44.96 | 16.6825 | 46.04 | 17.6867 | 42.98 | 15.7667 | 37.04 | 11.4661 | 55.94 | 23.1195 | 42.8 | 16.1351 | 44.06 | 16.2411 | 44.96 | 16.6814 | 46.94 | 18.74 | 46.94 | 18.6853 | 7680 | #N/A | #N/A
| 44.06 | 16.4704 | 55.94 | 23.8033 | 53.96 | 22.554 | 46.4 | 18.4014 | 51.08 | 20.9177 | 46.04 | 16.5035 | 46.04 | 17.4164 | 42.08 | 15.3211 | 37.04 | 11.6041 | 55.04 | 22.8305 | 42.8 | 16.1351 | 44.06 | 16.0451 | 44.96 | 16.9354 | 46.94 | 18.6912 | 46.94 | 18.6382 | 7681 | #N/A | #N/A
| 44.06 | 16.2273 | 55.94 | 23.8033 | 53.96 | 22.6213 | 47.66 | 18.7167 | 51.08 | 20.9177 | 44.96 | 16.0143 | 46.04 | 17.4164 | 42.08 | 15.1395 | 37.04 | 11.6073 | 55.94 | 23.05 | 41 | 15.2994 | 42.98 | 15.7841 | 46.04 | 16.6516 | 48.02 | 19.0114 | 46.94 | 18.6942 | 7682 | #N/A | #N/A
| 42.98 | 15.5403 | 55.94 | 23.8033 | 53.96 | 22.554 | 48.2 | 18.8385 | 50 | 20.3104 | 46.04 | 16.0925 | 44.96 | 16.4378 | 42.08 | 14.9273 | 35.06 | 11.3994 | 57.02 | 23.7063 | 41 | 14.9245 | 42.08 | 15.3368 | 44.96 | 16.2393 | 48.02 | 19.0145 | 46.94 | 18.3389 | 7683 | #N/A | #N/A
| 42.98 | 15.356 | 55.94 | 23.8033 | 53.96 | 22.554 | 47.84 | 18.7633 | 50 | 20.3104 | 44.06 | 15.4015 | 44.96 | 16.0142 | 41 | 14.2977 | 33.98 | 11.1414 | 57.02 | 24.0445 | 41 | 14.9245 | 41 | 14.8927 | 44.06 | 15.7938 | 48.02 | 19.0182 | 46.94 | 18.6382 | 7684 | #N/A | #N/A
| 42.08 | 14.9241 | 55.94 | 23.8033 | 53.96 | 22.6378 | 47.84 | 18.6636 | 50 | 20.3104 | 42.98 | 14.6114 | 44.06 | 15.3981 | 39.92 | 13.6913 | 35.06 | 11.5589 | 57.02 | 24.0445 | 41 | 14.5727 | 41 | 14.506 | 44.06 | 15.6088 | 48.02 | 18.9535 | 46.94 | 18.6382 | 7685 | #N/A | #N/A
| 41 | 14.2947 | 55.94 | 23.8033 | 53.06 | 22.1053 | 48.2 | 18.8385 | 53.06 | 22.0653 | 42.98 | 14.4259 | 42.98 | 14.9654 | 39.92 | 13.4896 | 33.8 | 11.6355 | 57.02 | 23.7063 | 39.2 | 13.8077 | 39.92 | 14.0459 | 44.06 | 15.6083 | 48.02 | 19.0197 | 48.02 | 18.9002 | 7686 | #N/A | #N/A
| 39.92 | 13.8726 | 55.94 | 23.8033 | 53.06 | 22.0186 | 46.4 | 17.9165 | 55.94 | 23.8184 | 42.08 | 14.0071 | 42.08 | 14.5485 | 39.92 | 13.4888 | 32 | 11.6384 | 55.94 | 23.4427 | 39.2 | 13.4983 | 39.02 | 13.6674 | 44.6 | 15.422 | 48.02 | 19.2653 | 46.94 | 18.7062 | 7687 | #N/A | #N/A
| 39.92 | 13.686 | 55.04 | 23.2449 | 53.06 | 22.1063 | 46.4 | 17.9165 | 53.06 | 22.0653 | 42.08 | 14.0044 | 42.08 | 14.5485 | 39.02 | 13.1093 | 32 | 11.6384 | 53.96 | 22.2508 | 39.2 | 13.4983 | 39.92 | 13.6974 | 42.98 | 14.6037 | 48.02 | 19.2653 | 46.94 | 18.6382 | 7688 | #N/A | #N/A
| 39.92 | 13.6832 | 55.04 | 23.2449 | 51.98 | 21.3889 | 46.4 | 18.4014 | 51.98 | 21.4338 | 41 | 13.7408 | 42.08 | 14.3843 | 39.02 | 12.9239 | 32 | 11.6384 | 53.06 | 21.4532 | 39.2 | 13.4983 | 39.92 | 13.4939 | 42.08 | 14.1989 | 48.02 | 19.3327 | 46.94 | 18.6382 | 7689 | #N/A | #N/A
| 39.92 | 13.4796 | 53.06 | 22.0517 | 51.98 | 20.8285 | 46.4 | 18.4014 | 51.08 | 20.9177 | 41 | 13.5782 | 42.98 | 14.4147 | 37.94 | 12.6585 | 33.08 | 11.8992 | 51.08 | 20.2118 | 37.4 | 12.7373 | 39.92 | 13.1476 | 42.08 | 13.9774 | 48.92 | 19.1721 | 46.94 | 18.6382 | 7690 | #N/A | #N/A
| 41 | 13.5776 | 53.06 | 22.1454 | 51.98 | 20.8285 | 48.02 | 19.0049 | 51.08 | 20.9177 | 41 | 13.3924 | 42.08 | 13.995 | 39.92 | 12.9869 | 35.06 | 12.5796 | 51.98 | 20.4307 | 39.2 | 13.172 | 41 | 13.2575 | 41 | 13.7306 | 48.92 | 18.9775 | 46.94 | 18.6382 | 7691 | #N/A | #N/A
| 41 | 13.3939 | 53.06 | 21.7746 | 51.08 | 20.8742 | 48.56 | 18.8334 | 51.98 | 21.4338 | 42.08 | 13.651 | 42.08 | 13.9927 | 41 | 13.077 | 35.06 | 12.777 | 51.98 | 20.234 | 41 | 13.3043 | 39.92 | 12.826 | 41 | 13.7283 | 48.92 | 18.9209 | 46.04 | 18.1208 | 7692 | #N/A | #N/A
| 42.98 | 13.8712 | 51.98 | 20.8617 | 51.08 | 20.2709 | 50.54 | 19.0681 | 51.98 | 21.4338 | 42.98 | 13.5532 | 42.08 | 14.1903 | 41 | 12.7872 | 35.96 | 12.9838 | 53.06 | 20.4264 | 41 | 13.0242 | 42.98 | 13.5638 | 41 | 13.5674 | 51.08 | 19.4991 | 46.04 | 18.1208 | 7693 | #N/A | #N/A
| 44.06 | 13.9857 | 51.98 | 20.866 | 51.08 | 20.2709 | 51.98 | 19.3718 | 53.06 | 21.3998 | 44.06 | 13.6799 | 42.08 | 14.1903 | 42.98 | 13.2653 | 35.96 | 13.1447 | 53.06 | 20.4264 | 41 | 13.0242 | 44.06 | 13.8247 | 42.08 | 13.8286 | 53.06 | 19.6872 | 46.04 | 17.8798 | 7694 | #N/A | #N/A
| 44.96 | 14.203 | 51.8 | 20.7362 | 51.8 | 21.2852 | 52.34 | 18.9959 | 53.06 | 21.3998 | 44.96 | 13.898 | 44.96 | 14.6881 | 44.06 | 13.5267 | 37.04 | 13.4362 | 53.6 | 20.0972 | 42.8 | 13.4585 | 44.06 | 13.5352 | 42.98 | 14.0456 | 51.98 | 19.1882 | 48.02 | 18.4196 | 7695 | #N/A | #N/A
| 44.96 | 14.034 | 53.96 | 21.3486 | 53.06 | 21.4351 | 52.34 | 18.8141 | 53.06 | 21.1334 | 44.96 | 13.7438 | 44.96 | 14.529 | 44.06 | 13.4037 | 37.04 | 13.4057 | 53.96 | 20.1492 | 42.8 | 13.1991 | 44.96 | 13.7529 | 42.98 | 13.8637 | 53.06 | 19.1735 | 48.02 | 18.3595 | 7696 | #N/A | #N/A
| 46.04 | 14.1602 | 53.06 | 20.7108 | 53.06 | 21.4351 | 52.16 | 18.6797 | 53.96 | 21.2739 | 46.04 | 14.0031 | 44.96 | 14.3463 | 46.04 | 13.8809 | 37.94 | 13.9964 | 55.04 | 20.1165 | 44.6 | 13.6332 | 44.96 | 13.4862 | 42.98 | 13.549 | 53.06 | 19.1703 | 48.92 | 18.2977 | 7697 | #N/A | #N/A
| 44.96 | 13.7433 | 53.96 | 20.7339 | 53.96 | 21.6464 | 53.06 | 18.9824 | 53.96 | 20.739 | 46.04 | 13.737 | 44.96 | 14.029 | 46.04 | 13.7378 | 37.94 | 14.0552 | 53.96 | 19.6149 | 44.6 | 13.6332 | 44.96 | 13.3491 | 42.98 | 13.7164 | 55.04 | 19.6065 | 48.02 | 17.3831 | 7698 | #N/A | #N/A
| 42.98 | 12.9975 | 53.96 | 20.7308 | 53.96 | 21.2961 | 53.6 | 18.6876 | 53.96 | 20.735 | 44.96 | 13.3388 | 44.06 | 13.6755 | 44.06 | 13.0151 | 39.2 | 14.5897 | 53.96 | 19.6116 | 42.8 | 12.7374 | 44.06 | 12.8976 | 42.08 | 13.1936 | 55.04 | 19.4235 | 48.02 | 17.3825 | 7699 | #N/A | #N/A
| 41 | 12.3836 | 53.06 | 19.9427 | 53.96 | 21.2961 | 50 | 17.5717 | 53.06 | 20.1435 | 42.98 | 12.8595 | 44.06 | 13.6755 | 39.92 | 11.8912 | 39.02 | 14.4727 | 53.06 | 18.8983 | 41 | 12.3037 | 41 | 11.9458 | 42.08 | 13.0357 | 51.98 | 18.4233 | 46.94 | 17.1176 | 7700 | #N/A | #N/A
| 41 | 12.1508 | 53.06 | 19.6466 | 51.8 | 19.65 | 45.32 | 16.3974 | 53.06 | 19.8931 | 42.08 | 12.4098 | 42.98 | 13.1329 | 37.04 | 11.1959 | 39.92 | 14.9522 | 51.98 | 18.5943 | 39.2 | 11.4764 | 37.94 | 11.3207 | 42.08 | 12.9122 | 50 | 17.6939 | 46.94 | 17.0806 | 7701 | #N/A | #N/A
| 39.02 | 11.6721 | 51.98 | 19.3304 | 51.98 | 19.639 | 44.96 | 15.9643 | 51.08 | 19.1649 | 39.92 | 12.2528 | 42.08 | 13.192 | 37.04 | 11.3183 | 39.02 | 14.7371 | 51.08 | 18.3761 | 37.4 | 11.0429 | 35.96 | 10.8431 | 41 | 12.5102 | 42.98 | 16.2354 | 46.04 | 16.4561 | 7702 | #N/A | #N/A
| 37.04 | 11.0967 | 51.08 | 19.1576 | 51.98 | 19.639 | 46.4 | 16.3483 | 50 | 18.6655 | 39.02 | 11.9017 | 41 | 12.6543 | 35.96 | 11.0574 | 39.02 | 14.7361 | 46.94 | 17.1523 | 35.6 | 10.798 | 35.06 | 10.7242 | 41 | 12.2678 | 39.02 | 14.8322 | 44.6 | 15.9642 | 7703 | #N/A | #N/A
| 35.96 | 11.0572 | 48.02 | 18.1746 | 51.08 | 19.9711 | 45.32 | 15.829 | 50 | 18.8958 | 37.94 | 11.6402 | 41 | 12.5123 | 33.98 | 10.4571 | 42.98 | 16.1345 | 44.06 | 16.2055 | 35.6 | 11.0023 | 33.98 | 10.4631 | 39.92 | 12.0068 | 37.94 | 14.1553 | 44.06 | 15.9703 | 7704 | #N/A | #N/A
| 37.04 | 11.3196 | 48.2 | 18.3186 | 51.98 | 19.8762 | 40.82 | 14.564 | 50 | 18.8597 | 37.04 | 11.3181 | 39.92 | 12.0116 | 33.08 | 10.1442 | 42.08 | 14.8916 | 48.02 | 17.4058 | 33.8 | 10.5685 | 32 | 9.987 | 39.92 | 11.8845 | 37.94 | 14.3362 | 44.06 | 15.9475 | 7705 | #N/A | #N/A
| 37.94 | 11.4128 | 48.92 | 18.3542 | 51.8 | 19.1683 | 38.84 | 14.2933 | 51.08 | 18.888 | 35.96 | 10.9344 | 39.92 | 12.0116 | 32 | 9.8829 | 39.02 | 13.7807 | 48.02 | 17.4064 | 33.8 | 10.3644 | 30.92 | 9.7273 | 39.02 | 11.8976 | 44.06 | 16.045 | 41 | 14.8168 | 7706 | #N/A | #N/A
| 37.04 | 11.3179 | 50 | 18.6163 | 51.08 | 19.6254 | 35.6 | 13.287 | 50 | 17.8835 | 35.96 | 10.8356 | 37.94 | 11.4102 | 32 | 9.8829 | 37.94 | 13.0725 | 48.02 | 17.1622 | 30.2 | 9.4972 | 28.04 | 9.0329 | 37.94 | 11.4077 | 35.96 | 13.4584 | 42.08 | 15.2982 | 7707 | #N/A | #N/A
| 33.08 | 10.0291 | 48.02 | 17.4223 | 50 | 19.1415 | 35.6 | 12.9565 | 48.02 | 17.1818 | 33.98 | 10.3575 | 37.04 | 11.4221 | 30.02 | 9.4042 | 37.94 | 12.9106 | 48.92 | 17.3786 | 28.4 | 9.0635 | 30.02 | 9.5095 | 37.04 | 11.312 | 33.8 | 12.5257 | 41 | 14.8153 | 7708 | #N/A | #N/A
| 32 | 9.678 | 46.04 | 16.9413 | 50 | 19.1415 | 32 | 11.7764 | 44.96 | 16.6817 | 35.06 | 10.5039 | 35.96 | 11.053 | 30.02 | 9.4042 | 37.04 | 12.3584 | 46.94 | 16.7008 | 26.6 | 8.6299 | 28.04 | 9.0302 | 35.96 | 10.9281 | 35.06 | 13.0596 | 39.92 | 14.5538 | 7709 | #N/A | #N/A
| 32 | 9.6797 | 44.06 | 16.4619 | 46.94 | 17.8741 | 32 | 11.7764 | 44.96 | 16.9345 | 28.04 | 8.8144 | 37.04 | 11.1922 | 28.04 | 9.0255 | 35.96 | 11.9268 | 44.06 | 15.777 | 28.4 | 9.0635 | 24.98 | 8.2948 | 35.96 | 10.8318 | 33.98 | 12.6013 | 39.02 | 14.3348 | 7710 | #N/A | #N/A
| 30.92 | 9.7201 | 46.04 | 17.191 | 48.02 | 17.6436 | 30.2 | 10.7124 | 44.96 | 16.9339 | 24.98 | 8.1907 | 33.98 | 10.4556 | 24.98 | 8.4125 | 33.98 | 10.7491 | 44.96 | 16.219 | 26.6 | 8.6299 | 24.98 | 8.2959 | 35.96 | 11.0532 | 33.08 | 12.2298 | 39.92 | 14.5513 | 7711 | #N/A | #N/A
| 28.04 | 9.149 | 46.04 | 17.1904 | 46.94 | 17.3817 | 30.2 | 10.7124 | 46.04 | 16.9393 | 21.92 | 7.2521 | 33.98 | 10.4556 | 23 | 7.8123 | 30.92 | 9.7005 | 46.04 | 16.4806 | 26.6 | 8.6299 | 24.08 | 7.9803 | 37.04 | 11.5541 | 41 | 15.2926 | 39.92 | 14.3726 | 7712 | #N/A | #N/A
| 28.04 | 9.0246 | 46.04 | 17.1675 | 48.02 | 17.855 | 28.4 | 9.998 | 46.94 | 17.1419 | 19.94 | 6.5907 | 33.08 | 10.7416 | 21.92 | 7.3433 | 30.02 | 9.2735 | 46.94 | 16.6926 | 26.6 | 8.6299 | 24.98 | 8.1971 | 35.06 | 11.0755 | 37.94 | 14.1377 | 39.92 | 14.3712 | 7713 | #N/A | #N/A
| 28.4 | 9.057 | 46.04 | 17.1675 | 48.2 | 17.8424 | 27.86 | 9.8644 | 48.02 | 17.4037 | 21.92 | 7.2517 | 33.98 | 10.818 | 23 | 7.8123 | 28.04 | 8.7947 | 46.94 | 16.6894 | 24.8 | 8.1963 | 24.08 | 7.8683 | 35.06 | 10.8346 | 35.96 | 13.4476 | 39.92 | 14.3655 | 7714 | #N/A | #N/A
| 26.6 | 8.6233 | 46.94 | 17.6034 | 48.02 | 17.8493 | 33.26 | 12.1041 | 48.02 | 17.6566 | 33.08 | 10.8656 | 41 | 12.9275 | 28.94 | 9.8694 | 26.96 | 8.5325 | 48.02 | 16.9478 | 26.6 | 8.8334 | 30.92 | 9.9558 | 39.02 | 11.7885 | 37.04 | 13.9125 | 41 | 14.8011 | 7715 | #N/A | #N/A
| 33.8 | 11.2777 | 50 | 18.6163 | 50 | 18.5927 | 43.16 | 16.5748 | 50 | 17.8791 | 44.06 | 14.1171 | 46.04 | 14.4473 | 35.96 | 11.718 | 26.96 | 8.6075 | 50 | 17.6189 | 35.6 | 11.4626 | 35.96 | 11.0661 | 41 | 12.7723 | 50 | 18.1537 | 42.98 | 15.2797 | 7716 | #N/A | #N/A
| 42.8 | 12.5262 | 51.98 | 18.8274 | 51.08 | 18.8512 | 49.28 | 17.433 | 50 | 17.8835 | 48.02 | 15.799 | 50 | 16.6287 | 42.08 | 13.0421 | 26.06 | 8.3908 | 51.8 | 18.2984 | 41 | 11.7355 | 39.92 | 11.7986 | 42.98 | 12.7457 | 53.06 | 18.6401 | 48.02 | 16.8995 | 7717 | #N/A | #N/A
| 44.6 | 12.9598 | 53.96 | 19.3102 | 51.08 | 18.8512 | 53.78 | 18.444 | 53.96 | 19.0884 | 51.08 | 16.8988 | 50 | 16.6287 | 44.96 | 14.5257 | 26.06 | 7.6308 | 53.06 | 18.3606 | 42.8 | 12.7374 | 44.96 | 13.4825 | 44.06 | 12.7866 | 55.04 | 18.8745 | 48.92 | 17.1227 | 7718 | #N/A | #N/A
| 44.96 | 14.8844 | 57.02 | 20.3254 | 55.94 | 19.546 | 55.76 | 18.886 | 55.04 | 19.3515 | 50 | 16.8142 | 51.98 | 18.1043 | 46.94 | 15.3677 | 24.98 | 7.2388 | 55.94 | 19.3021 | 46.4 | 14.9109 | 46.04 | 14.4699 | 44.96 | 13.2284 | 55.94 | 19.0942 | 48.02 | 16.7083 | 7719 | #N/A | #N/A
| 46.04 | 15.4917 | 57.02 | 20.0563 | 55.94 | 19.5484 | 57.02 | 19.0027 | 55.94 | 19.3181 | 51.98 | 17.9216 | 51.08 | 18.388 | 46.94 | 15.914 | 24.98 | 7.1189 | 57.02 | 19.5662 | 48.2 | 15.9836 | 48.02 | 15.4439 | 44.96 | 13.8927 | 55.94 | 19.097 | 50 | 16.971 | 7720 | #N/A | #N/A
| 48.02 | 16.7402 | 57.02 | 19.8374 | 55.94 | 19.5484 | 57.92 | 19.0731 | 55.94 | 19.3198 | 51.98 | 18.1234 | 51.98 | 19.3335 | 48.02 | 16.5611 | 26.96 | 7.595 | 55.94 | 19.3039 | 48.2 | 16.6672 | 48.02 | 16.1886 | 44.96 | 15.2269 | 57.02 | 19.1618 | 50 | 16.9762 | 7721 | #N/A | #N/A
| 51.08 | 18.6266 | 57.02 | 19.8325 | 55.94 | 19.2924 | 56.84 | 19.1513 | 55.04 | 19.1 | 53.06 | 18.8909 | 53.06 | 19.8953 | 51.08 | 17.9172 | 26.96 | 7.5336 | 57.02 | 19.3192 | 46.4 | 16.2315 | 48.02 | 16.577 | 46.04 | 16.0715 | 55.94 | 18.8986 | 51.08 | 17.2311 | 7722 | #N/A | #N/A
| 51.08 | 18.633 | 53.96 | 19.0874 | 55.04 | 19.0707 | 54.68 | 18.3575 | 53.06 | 18.6184 | 53.06 | 19.3872 | 51.98 | 19.8901 | 51.98 | 18.6425 | 26.06 | 7.2681 | 55.04 | 18.6399 | 50 | 17.8801 | 46.94 | 16.5076 | 46.04 | 16.4867 | 53.96 | 18.4159 | 51.08 | 17.2281 | 7723 | #N/A | #N/A
| 51.98 | 19.3648 | 51.08 | 18.1323 | 55.04 | 19.0707 | 50.72 | 17.3546 | 51.98 | 18.1194 | 53.96 | 20.3892 | 51.98 | 19.8901 | 53.06 | 19.3998 | 24.08 | 6.7362 | 51.98 | 17.8956 | 50 | 18.307 | 46.94 | 16.9377 | 48.02 | 17.8824 | 51.08 | 17.7116 | 48.92 | 16.5272 | 7724 | #N/A | #N/A
| 51.98 | 19.6065 | 50 | 17.6223 | 51.08 | 18.1027 | 46.76 | 16.1775 | 48.02 | 17.1447 | 55.04 | 20.6023 | 51.98 | 20.8147 | 53.96 | 19.859 | 24.08 | 6.6916 | 50 | 17.4128 | 50 | 18.7614 | 51.98 | 19.1567 | 48.92 | 18.376 | 48.92 | 17.3832 | 46.94 | 16.2207 | 7725 | #N/A | #N/A
| 53.06 | 20.4922 | 46.94 | 16.8805 | 48.92 | 17.578 | 44.6 | 15.5825 | 46.94 | 16.6866 | 55.94 | 21.7996 | 53.06 | 21.0835 | 55.04 | 20.6732 | 23 | 6.4313 | 50 | 17.1857 | 53.6 | 20.1193 | 53.96 | 20.1747 | 51.08 | 19.4319 | 48.02 | 17.1658 | 44.96 | 15.5666 | 7726 | #N/A | #N/A
| 53.96 | 21.3231 | 44.96 | 16.2029 | 48.92 | 17.578 | 46.22 | 16.1148 | 46.04 | 16.466 | 57.02 | 22.4168 | 53.96 | 21.6575 | 55.94 | 21.481 | 23 | 6.4745 | 48.02 | 16.7037 | 55.4 | 21.0718 | 55.04 | 21.0093 | 51.98 | 19.9099 | 42.98 | 15.745 | 42.98 | 15.0868 | 7727 | #N/A | #N/A
| 53.96 | 21.6807 | 44.96 | 16.2003 | 46.94 | 17.3441 | 45.32 | 15.8941 | 44.96 | 15.9763 | 57.02 | 23.4211 | 53.96 | 21.9651 | 55.04 | 21.6126 | 21.92 | 6.2148 | 46.94 | 16.4402 | 55.4 | 21.6195 | 53.96 | 21.3668 | 51.98 | 20.4996 | 42.08 | 15.2984 | 42.08 | 14.8689 | 7728 | #N/A | #N/A
| 55.94 | 22.8455 | 42.08 | 15.2766 | 46.04 | 17.1247 | 44.78 | 15.6568 | 44.06 | 15.758 | 57.92 | 22.9537 | 55.04 | 22.9303 | 55.94 | 21.8393 | 21.92 | 6.214 | 44.06 | 15.5612 | 55.4 | 22.2015 | 55.04 | 21.9867 | 53.06 | 21.4599 | 42.08 | 15.2963 | 42.08 | 14.867 | 7729 | #N/A | #N/A
| 57.92 | 22.6628 | 42.08 | 15.5023 | 46.04 | 17.1247 | 42.62 | 14.9598 | 42.98 | 15.3138 | 57.02 | 23.1161 | 55.04 | 22.9303 | 55.94 | 22.079 | 21.02 | 5.997 | 44.06 | 15.5602 | 57.2 | 22.6398 | 55.94 | 22.1009 | 53.6 | 21.7229 | 39.02 | 14.3726 | 41 | 14.6065 | 7730 | #N/A | #N/A
| 57.02 | 22.7513 | 41 | 15.0147 | 44.96 | 16.6112 | 41.36 | 14.6225 | 42.08 | 15.0945 | 57.92 | 23.6653 | 55.94 | 23.562 | 53.96 | 22.0217 | 19.94 | 5.7369 | 42.98 | 15.2983 | 57.2 | 22.6398 | 55.04 | 22.1791 | 55.4 | 22.1615 | 39.02 | 14.3722 | 39.92 | 14.1428 | 7731 | #N/A | #N/A
| 55.94 | 22.5047 | 39.92 | 14.5708 | 44.06 | 16.1509 | 41.72 | 14.7082 | 42.08 | 15.2766 | 59 | 24.3449 | 57.02 | 23.842 | 57.02 | 23.4783 | 19.94 | 5.7914 | 42.98 | 15.2964 | 57.2 | 23.2584 | 57.02 | 23.1792 | 55.04 | 22.271 | 35.96 | 13.4221 | 39.02 | 13.9259 | 7732 | #N/A | #N/A
| 57.92 | 23.6916 | 39.02 | 14.1397 | 44.06 | 16.1509 | 41.18 | 14.5425 | 42.08 | 15.2746 | 60.08 | 24.618 | 57.02 | 23.8513 | 59 | 23.9753 | 19.94 | 5.7908 | 39.92 | 14.344 | 59 | 23.6973 | 57.92 | 23.5678 | 55.4 | 22.1615 | 37.94 | 13.8992 | 39.02 | 14.1258 | 7733 | #N/A | #N/A
| 57.02 | 23.487 | 37.94 | 13.8779 | 42.98 | 15.8848 | 39.2 | 13.8657 | 39.92 | 14.5679 | 60.08 | 24.9794 | 57.92 | 24.0877 | 60.98 | 24.8748 | 19.94 | 5.8379 | 37.94 | 13.6957 | 60.8 | 24.7939 | 60.98 | 24.314 | 59 | 23.6548 | 35.06 | 13.0328 | 39.02 | 14.1244 | 7734 | #N/A | #N/A
| 57.02 | 23.3158 | 39.02 | 14.3486 | 42.98 | 15.8848 | 38.48 | 13.6582 | 39.92 | 14.5654 | 60.98 | 25.6405 | 57.02 | 23.8762 | 62.06 | 25.4974 | 21.02 | 6.1566 | 39.02 | 14.1253 | 60.8 | 24.7939 | 64.04 | 26.0053 | 57.92 | 23.706 | 33.08 | 12.1985 | 39.02 | 13.9218 | 7735 | #N/A | #N/A
| 59 | 24.3954 | 37.04 | 13.6602 | 42.98 | 15.8848 | 37.22 | 13.1943 | 39.02 | 14.3491 | 62.06 | 25.9135 | 57.02 | 23.8762 | 62.06 | 25.2864 | 21.02 | 6.0958 | 30.92 | 10.9478 | 62.6 | 25.9317 | 64.04 | 26.0141 | 57.92 | 24.1155 | 33.08 | 12.1968 | 37.94 | 13.6605 | 7736 | #N/A | #N/A
| 62.06 | 25.495 | 37.94 | 14.0882 | 42.98 | 15.6911 | 35.78 | 12.7542 | 37.04 | 13.6593 | 60.98 | 25.6584 | 57.92 | 24.4605 | 60.98 | 25.4432 | 19.94 | 5.8952 | 30.02 | 10.7305 | 62.6 | 25.9317 | 62.06 | 25.9736 | 60.98 | 25.222 | 33.08 | 12.1963 | 37.94 | 13.6605 | 7737 | #N/A | #N/A
| 60.08 | 24.7942 | 39.02 | 14.3481 | 42.98 | 15.8832 | 38.66 | 13.635 | 39.92 | 14.5659 | 60.8 | 25.4655 | 57.02 | 24.2525 | 59 | 25.2091 | 19.04 | 5.6775 | 32 | 11.3902 | 60.8 | 25.4919 | 60.8 | 25.4982 | 57.2 | 23.8695 | 30.92 | 11.3204 | 37.94 | 13.6578 | 7738 | #N/A | #N/A
| 59 | 24.9503 | 42.98 | 15.71 | 42.98 | 15.8832 | 40.1 | 14.4121 | 42.98 | 15.7121 | 60.08 | 25.5797 | 55.94 | 23.9973 | 59 | 25.0309 | 21.02 | 6.215 | 37.04 | 13.6429 | 59 | 25.7921 | 60.98 | 25.728 | 57.2 | 23.8695 | 30.02 | 10.9439 | 42.08 | 14.8594 | 7739 | #N/A | #N/A
| 59 | 24.9503 | 48.02 | 17.1237 | 48.92 | 17.318 | 45.86 | 15.8054 | 48.02 | 17.1258 | 59 | 25.0256 | 57.02 | 24.4638 | 59 | 24.3347 | 24.08 | 6.8872 | 48.92 | 16.9068 | 59 | 25.7921 | 60.98 | 25.7359 | 57.92 | 24.2492 | 42.98 | 15.3234 | 48.02 | 16.4675 | 7740 | #N/A | #N/A
| 59 | 24.9503 | 53.06 | 18.3447 | 53.06 | 18.1267 | 50.72 | 16.8445 | 51.98 | 18.0818 | 57.92 | 24.6902 | 57.92 | 25.2877 | 59 | 24.5392 | 26.96 | 7.5798 | 53.06 | 17.9091 | 59 | 25.0521 | 60.98 | 25.745 | 57.2 | 23.8695 | 46.94 | 16.282 | 53.06 | 17.5099 | 7741 | #N/A | #N/A
| 59 | 24.9503 | 55.94 | 19.0446 | 53.06 | 18.1267 | 53.96 | 17.7665 | 57.02 | 19.1088 | 59 | 25.2163 | 57.92 | 25.2877 | 59 | 24.5392 | 26.96 | 7.5796 | 57.02 | 19.0974 | 57.2 | 24.6122 | 60.08 | 25.1004 | 57.02 | 23.9503 | 51.98 | 17.503 | 55.94 | 18.2076 | 7742 | #N/A | #N/A
| 59 | 24.5305 | 59 | 20.036 | 57.92 | 19.5068 | 56.48 | 18.4859 | 59 | 19.7884 | 59 | 24.5342 | 59 | 25.0191 | 57.92 | 23.9367 | 28.94 | 8.0567 | 60.08 | 19.8428 | 57.2 | 24.6122 | 60.08 | 24.8292 | 57.2 | 23.8695 | 55.94 | 18.4657 | 57.92 | 18.6899 | 7743 | #N/A | #N/A
| 59 | 22.8168 | 60.98 | 20.7712 | 60.08 | 20.276 | 61.16 | 19.3452 | 60.98 | 20.273 | 55.94 | 20.7391 | 59 | 24.9477 | 53.06 | 19.0809 | 30.02 | 8.2568 | 62.06 | 20.5213 | 55.4 | 21.6195 | 51.08 | 18.6168 | 53.96 | 20.5121 | 59 | 19.209 | 60.98 | 19.4316 | 7744 | #N/A | #N/A
| 55.04 | 19.5558 | 62.96 | 21.2549 | 60.08 | 20.276 | 63.32 | 19.5443 | 62.06 | 20.5375 | 53.96 | 19.0781 | 53.96 | 20.3354 | 50 | 16.5384 | 30.02 | 8.2095 | 62.96 | 20.5468 | 51.8 | 18.3163 | 51.98 | 17.2336 | 51.8 | 19.1677 | 60.98 | 19.8765 | 60.98 | 19.4344 | 7745 | #N/A | #N/A
| 51.08 | 16.6309 | 62.96 | 21.0015 | 62.96 | 20.977 | 63.14 | 19.376 | 62.96 | 20.7555 | 50 | 16.3643 | 51.98 | 18.3419 | 48.02 | 15.3377 | 30.02 | 8.1118 | 62.96 | 20.7421 | 50 | 17.1028 | 48.92 | 15.5676 | 48.92 | 16.4663 | 62.06 | 20.1384 | 62.06 | 19.6949 | 7746 | #N/A | #N/A
| 48.02 | 15.4922 | 60.08 | 20.3024 | 60.98 | 20.2537 | 62.6 | 19.0189 | 60.98 | 20.2758 | 48.02 | 15.4884 | 48.92 | 16.4555 | 46.04 | 14.8514 | 28.94 | 7.8522 | 62.06 | 20.5236 | 48.2 | 15.6731 | 46.94 | 14.7449 | 46.94 | 15.7754 | 62.06 | 20.3675 | 60.08 | 19.216 | 7747 | #N/A | #N/A
| 44.96 | 14.3985 | 55.04 | 19.3323 | 60.98 | 20.2537 | 51.98 | 17.2967 | 57.02 | 19.5617 | 46.04 | 14.6559 | 48.92 | 16.4555 | 42.98 | 13.6004 | 23 | 6.8185 | 48.92 | 16.9191 | 44.6 | 14.1732 | 44.06 | 13.8722 | 44.96 | 14.7409 | 51.08 | 18.1469 | 57.02 | 18.4752 | 7748 | #N/A | #N/A
| 42.98 | 13.9124 | 50 | 18.1085 | 53.06 | 19.0424 | 44.06 | 15.3809 | 51.98 | 18.0951 | 44.06 | 14.1705 | 44.96 | 14.9345 | 41 | 13.1163 | 26.06 | 7.3062 | 44.96 | 15.9593 | 42.8 | 13.4585 | 42.08 | 13.3871 | 42.98 | 14.0934 | 46.94 | 16.8992 | 53.06 | 17.6914 | 7749 | #N/A | #N/A
| 41 | 13.1119 | 42.98 | 15.9117 | 53.06 | 19.5401 | 39.2 | 13.9694 | 50 | 17.6155 | 42.98 | 13.587 | 44.06 | 14.7104 | 39.92 | 12.8514 | 24.98 | 7.1073 | 39.92 | 14.3463 | 41 | 13.0242 | 41 | 13.1212 | 42.08 | 13.8703 | 42.08 | 15.7221 | 55.04 | 17.7917 | 7750 | #N/A | #N/A
| 41 | 13.1086 | 42.08 | 15.6919 | 53.06 | 19.5401 | 37.4 | 13.4674 | 46.94 | 16.6781 | 42.08 | 13.5364 | 42.08 | 13.8667 | 39.92 | 12.5568 | 26.06 | 7.4311 | 39.92 | 14.1769 | 39.2 | 12.5899 | 41 | 12.9821 | 41 | 13.4213 | 39.92 | 14.7745 | 55.04 | 17.7917 | 7751 | #N/A | #N/A
| 39.92 | 12.5539 | 42.08 | 15.693 | 50 | 18.5655 | 36.14 | 12.8771 | 44.96 | 16.1986 | 41 | 12.812 | 41 | 13.7618 | 39.02 | 12.2132 | 26.06 | 7.4858 | 39.02 | 14.129 | 39.2 | 12.3309 | 39.92 | 12.4388 | 41 | 13.2702 | 37.94 | 14.2948 | 55.94 | 17.6569 | 7752 | #N/A | #N/A
| 39.92 | 12.427 | 39.92 | 14.9738 | 50 | 18.7958 | 34.88 | 12.5421 | 44.06 | 15.9801 | 41 | 12.8096 | 41 | 13.2677 | 37.94 | 12.0748 | 26.96 | 7.6469 | 33.98 | 12.2074 | 39.2 | 12.0913 | 39.02 | 12.2192 | 41 | 13.2671 | 37.04 | 13.8955 | 55.04 | 17.6292 | 7753 | #N/A | #N/A
| 39.02 | 12.3315 | 44.96 | 16.631 | 50 | 18.7958 | 35.42 | 12.7652 | 42.98 | 15.9127 | 41 | 12.8081 | 41 | 13.2677 | 37.94 | 12.0733 | 24.98 | 7.7538 | 35.96 | 12.7026 | 37.4 | 11.8967 | 39.02 | 12.2175 | 39.92 | 12.8348 | 35.96 | 13.4226 | 53.06 | 17.3144 | 7754 | #N/A | #N/A
| 37.94 | 12.2248 | 44.06 | 16.4147 | 50 | 18.5649 | 32 | 11.7559 | 42.08 | 15.2735 | 39.92 | 12.5461 | 41 | 13.095 | 37.94 | 12.0715 | 24.98 | 7.6621 | 32 | 11.548 | 37.4 | 11.8967 | 37.04 | 11.7386 | 39.02 | 12.4812 | 33.98 | 12.5783 | 51.08 | 17.0391 | 7755 | #N/A | #N/A
| 37.94 | 12.2236 | 42.98 | 15.9122 | 48.02 | 17.8173 | 32 | 11.7764 | 41 | 15.0121 | 39.92 | 12.544 | 39.92 | 12.8318 | 37.04 | 11.8514 | 28.94 | 8.389 | 35.96 | 12.8851 | 37.4 | 11.8967 | 37.04 | 11.8604 | 39.02 | 12.4791 | 33.98 | 12.5813 | 48.92 | 16.6943 | 7756 | #N/A | #N/A
| 37.94 | 12.2202 | 41 | 15.238 | 48.02 | 17.8173 | 30.2 | 10.7124 | 42.08 | 15.2735 | 41 | 12.6782 | 41 | 13.0902 | 37.04 | 11.8491 | 28.94 | 8.3901 | 30.02 | 10.912 | 37.4 | 11.8967 | 37.04 | 11.8571 | 37.94 | 12.2151 | 35.06 | 12.8411 | 48.02 | 16.4777 | 7757 | #N/A | #N/A
| 37.94 | 12.0636 | 42.98 | 15.716 | 46.04 | 17.3358 | 32 | 11.7764 | 39.02 | 14.1421 | 39.92 | 12.5405 | 41 | 12.9539 | 37.04 | 11.7235 | 30.02 | 8.7175 | 30.92 | 11.1293 | 37.4 | 11.8967 | 37.04 | 11.8562 | 39.02 | 12.4741 | 33.08 | 12.2253 | 46.94 | 16.2163 | 7758 | #N/A | #N/A
| 37.04 | 11.8445 | 42.08 | 15.5001 | 44.96 | 16.61 | 30.2 | 10.7124 | 42.08 | 15.2746 | 39.92 | 12.6919 | 41 | 13.0866 | 37.04 | 11.7213 | 28.94 | 8.5425 | 33.08 | 11.651 | 37.4 | 11.8967 | 35.06 | 11.3757 | 39.02 | 12.0528 | 30.92 | 11.304 | 46.04 | 16.0017 | 7759 | #N/A | #N/A
| 37.04 | 11.8409 | 41 | 15.2429 | 44.96 | 16.61 | 32 | 11.1468 | 39.92 | 14.5733 | 37.94 | 11.9335 | 41 | 13.0866 | 37.04 | 11.5765 | 28.94 | 8.6165 | 30.92 | 11.1293 | 35.6 | 11.4626 | 35.96 | 11.466 | 39.02 | 12.3148 | 32 | 11.7633 | 44.06 | 15.5242 | 7760 | #N/A | #N/A
| 37.04 | 11.3317 | 39.02 | 14.5379 | 44.06 | 16.3959 | 26.6 | 9.305 | 35.96 | 13.2377 | 37.94 | 11.9313 | 37.94 | 12.054 | 46.04 | 13.7447 | 26.06 | 8.1124 | 30.92 | 11.1293 | 37.4 | 11.4361 | 35.06 | 10.8621 | 37.04 | 11.9886 | 30.92 | 11.3036 | 44.06 | 15.5237 | 7761 | #N/A | #N/A
| 35.96 | 11.1761 | 39.02 | 14.5363 | 44.06 | 16.1531 | 27.5 | 9.6893 | 37.94 | 13.8851 | 37.04 | 11.3273 | 37.94 | 12.2042 | 44.06 | 12.5933 | 26.96 | 8.329 | 28.94 | 10.3248 | 35.6 | 11.2234 | 35.96 | 11.0763 | 37.04 | 11.7085 | 30.02 | 10.9286 | 44.06 | 15.5247 | 7762 | #N/A | #N/A
| 37.04 | 10.9912 | 44.06 | 16.4216 | 44.06 | 16.1531 | 31.46 | 11.3063 | 39.92 | 14.7548 | 37.94 | 11.0122 | 37.94 | 11.7822 | 46.94 | 13.1809 | 28.04 | 8.674 | 35.96 | 13.0286 | 35.6 | 10.798 | 37.04 | 10.7206 | 37.04 | 11.4302 | 35.06 | 12.8459 | 46.04 | 16.2235 | 7763 | #N/A | #N/A
| 37.94 | 10.9307 | 48.02 | 17.6357 | 48.2 | 17.8424 | 39.92 | 14.6364 | 48.02 | 17.3841 | 37.94 | 11.2042 | 39.92 | 11.5903 | 46.94 | 13.4874 | 33.98 | 10.1048 | 44.6 | 15.7801 | 35.6 | 10.4354 | 39.02 | 11.2791 | 37.94 | 11.2039 | 42.08 | 15.127 | 48.02 | 16.8936 | 7764 | #N/A | #N/A
| 39.92 | 11.489 | 48.02 | 17.8653 | 48.2 | 18.2944 | 47.48 | 16.5792 | 51.08 | 18.1292 | 39.92 | 11.7937 | 39.92 | 11.7923 | 48.92 | 14.0628 | 35.06 | 10.5637 | 50 | 18.2876 | 37.4 | 10.8688 | 39.92 | 11.4947 | 39.02 | 11.5755 | 48.02 | 16.5688 | 50 | 17.3755 | 7765 | #N/A | #N/A
| 39.92 | 11.5922 | 53.06 | 19.883 | 48.92 | 18.8471 | 53.24 | 18.2075 | 53.96 | 19.0854 | 41 | 11.9406 | 39.92 | 11.7923 | 51.08 | 14.3704 | 35.96 | 10.6885 | 53.06 | 19.3428 | 39.2 | 11.3021 | 41 | 11.7545 | 39.02 | 11.372 | 53.96 | 18.1971 | 51.98 | 18.0966 | 7766 | #N/A | #N/A
| 41 | 11.8521 | 53.96 | 20.1131 | 50 | 19.3707 | 57.74 | 19.626 | 57.02 | 20.3283 | 39.92 | 11.6802 | 41 | 12.2743 | 51.08 | 14.37 | 35.96 | 10.4994 | 55.04 | 20.0682 | 41 | 11.7355 | 42.98 | 12.2312 | 42.08 | 12.199 | 57.92 | 19.5936 | 55.04 | 19.3014 | 7767 | #N/A | #N/A
| 41 | 11.8517 | 53.96 | 20.1223 | 50 | 19.6899 | 61.16 | 20.6717 | 57.92 | 20.558 | 41 | 12.0528 | 41 | 12.2738 | 51.08 | 14.3694 | 35.96 | 10.4999 | 55.04 | 20.0764 | 41 | 11.7355 | 42.08 | 12.0138 | 41 | 11.9389 | 59 | 20.1095 | 55.04 | 19.0572 | 7768 | #N/A | #N/A
| 41 | 11.9408 | 53.06 | 19.619 | 50 | 19.6899 | 62.6 | 21.0266 | 57.92 | 20.7984 | 41 | 12.0519 | 41 | 12.3797 | 53.96 | 15.1766 | 37.94 | 10.9774 | 55.94 | 20.3011 | 39.2 | 11.3021 | 41 | 11.857 | 41 | 11.9378 | 62.96 | 21.3329 | 57.92 | 19.7587 | 7769 | #N/A | #N/A
| 41 | 12.0524 | 51.98 | 19.3574 | 48.92 | 19.1252 | 62.06 | 20.9 | 57.02 | 20.5827 | 42.98 | 12.6269 | 39.92 | 12.1178 | 53.96 | 15.2751 | 35.06 | 10.4741 | 55.04 | 20.0854 | 39.2 | 11.4764 | 42.08 | 12.2065 | 41 | 12.1477 | 62.06 | 21.121 | 57.02 | 19.5468 | 7770 | #N/A | #N/A
| 39.92 | 11.8885 | 48.92 | 18.3863 | 48.92 | 18.8517 | 59.36 | 20.2096 | 51.98 | 19.3654 | 41 | 12.148 | 39.92 | 12.2498 | 53.06 | 15.0564 | 32 | 10.0438 | 50 | 18.6325 | 39.2 | 11.4764 | 39.92 | 11.7981 | 39.92 | 11.8861 | 60.08 | 20.8675 | 55.04 | 19.0688 | 7771 | #N/A | #N/A
| 39.02 | 11.7932 | 48.02 | 18.369 | 48.02 | 18.6633 | 48.74 | 17.5542 | 48.02 | 18.175 | 39.92 | 11.8866 | 39.92 | 12.2498 | 50 | 14.4422 | 30.92 | 9.7825 | 48.92 | 18.3397 | 37.4 | 11.2317 | 39.02 | 11.679 | 39.92 | 12.1141 | 50 | 18.9375 | 53.06 | 18.5944 | 7772 | #N/A | #N/A
| 37.04 | 11.422 | 46.94 | 18.1069 | 46.94 | 18.6193 | 43.7 | 15.8243 | 46.94 | 17.8835 | 42.98 | 12.8534 | 42.98 | 13.127 | 35.96 | 11.0564 | 30.02 | 9.3472 | 48.02 | 18.3934 | 39.2 | 11.8699 | 37.04 | 11.3235 | 39.92 | 12.1128 | 44.96 | 16.9868 | 50 | 18.5985 | 7773 | #N/A | #N/A
| 39.02 | 12.0324 | 48.02 | 18.9575 | 46.94 | 18.664 | 40.64 | 14.8259 | 46.94 | 18.1544 | 44.06 | 13.2459 | 44.96 | 13.8786 | 51.98 | 15.1579 | 28.94 | 9.0843 | 48.02 | 18.354 | 39.2 | 11.8699 | 37.04 | 11.4296 | 39.92 | 12.5086 | 41 | 15.5282 | 46.04 | 17.4186 | 7774 | #N/A | #N/A
| 41 | 12.6478 | 48.02 | 18.9082 | 46.94 | 18.664 | 47.3 | 17.385 | 46.94 | 18.1599 | 44.06 | 13.5075 | 44.06 | 13.792 | 55.04 | 16.035 | 26.06 | 8.194 | 46.94 | 18.1422 | 41 | 12.5253 | 37.94 | 11.6438 | 41 | 12.9198 | 44.96 | 16.9943 | 44.96 | 17.1137 | 7775 | #N/A | #N/A
| 39.02 | 12.2908 | 48.02 | 18.9082 | 46.94 | 18.6796 | 44.6 | 16.6489 | 46.94 | 18.4603 | 44.06 | 13.7924 | 44.96 | 14.1735 | 55.94 | 16.374 | 24.98 | 7.6617 | 46.94 | 18.0918 | 41 | 12.765 | 35.96 | 11.2995 | 41 | 13.216 | 46.94 | 18.4401 | 44.06 | 17.1206 | 7776 | #N/A | #N/A
| 42.08 | 13.1799 | 46.94 | 18.6458 | 46.04 | 18.219 | 44.6 | 16.5965 | 46.94 | 18.1751 | 46.04 | 14.4356 | 44.06 | 14.4402 | 46.04 | 14.1376 | 23 | 7.2764 | 46.94 | 18.1581 | 41 | 12.765 | 37.94 | 12.0388 | 42.08 | 13.6371 | 48.02 | 19.0265 | 42.98 | 16.6962 | 7777 | #N/A | #N/A
| 39.02 | 12.5731 | 46.94 | 18.6458 | 46.04 | 18.219 | 47.12 | 18.0689 | 46.94 | 18.4733 | 46.94 | 14.6512 | 44.06 | 14.4402 | 57.92 | 17.0019 | 24.08 | 7.6322 | 46.94 | 18.0918 | 41 | 12.765 | 39.02 | 12.4509 | 42.08 | 13.6166 | 46.4 | 18.4085 | 42.98 | 16.6342 | 7778 | #N/A | #N/A
| 44.06 | 13.9558 | 46.94 | 18.6458 | 46.04 | 18.1521 | 46.4 | 17.9165 | 46.94 | 18.4835 | 46.04 | 14.4319 | 46.94 | 14.6468 | 57.92 | 16.8472 | 24.98 | 7.8487 | 46.04 | 17.8733 | 42.8 | 13.4585 | 41 | 13.062 | 42.08 | 13.6166 | 46.4 | 18.4085 | 42.98 | 16.6342 | 7779 | #N/A | #N/A
| 41 | 13.2152 | 46.94 | 18.6458 | 46.04 | 18.1521 | 46.4 | 17.9165 | 46.04 | 18.1883 | 46.04 | 14.7582 | 46.94 | 15.6662 | 55.04 | 16.1514 | 24.08 | 7.6311 | 46.94 | 18.0918 | 42.8 | 13.4585 | 41 | 12.9273 | 42.98 | 14.0151 | 46.94 | 18.6912 | 42.98 | 16.3735 | 7780 | #N/A | #N/A
| 39.02 | 12.57 | 46.94 | 18.6458 | 46.04 | 18.2443 | 46.4 | 17.9165 | 46.04 | 18.1883 | 44.06 | 14.4358 | 46.04 | 15.2905 | 39.02 | 12.2867 | 24.98 | 7.6594 | 46.04 | 17.8733 | 41 | 13.0242 | 39.92 | 12.6652 | 42.98 | 14.0125 | 48.02 | 19.079 | 42.98 | 16.6342 | 7781 | #N/A | #N/A
| 35.96 | 11.6986 | 46.94 | 18.6458 | 44.96 | 17.7103 | 46.4 | 17.9165 | 46.4 | 18.3747 | 42.98 | 14.372 | 46.04 | 15.4459 | 50 | 14.9358 | 23 | 7.1094 | 44.96 | 17.4858 | 41 | 13.0242 | 37.04 | 11.9702 | 42.98 | 14.0114 | 46.04 | 18.2216 | 42.8 | 16.33 | 7782 | #N/A | #N/A
| 30.92 | 10.4824 | 46.4 | 18.364 | 44.96 | 17.7278 | 46.4 | 17.9165 | 46.04 | 18.1883 | 44.06 | 14.4361 | 46.94 | 15.664 | 37.04 | 11.81 | 23 | 7.0252 | 44.96 | 17.2281 | 39.2 | 12.8698 | 35.06 | 11.4922 | 42.08 | 13.6132 | 41 | 15.2896 | 42.08 | 16.1557 | 7783 | #N/A | #N/A
| 30.02 | 10.2659 | 46.94 | 18.6458 | 44.96 | 17.7278 | 37.4 | 13.3916 | 46.04 | 18.1883 | 46.04 | 14.7571 | 46.94 | 15.664 | 33.98 | 11.072 | 23 | 6.9573 | 46.94 | 18.2303 | 35.6 | 11.7213 | 33.98 | 11.2326 | 44.06 | 14.8085 | 37.94 | 14.0156 | 42.08 | 16.4163 | 7784 | #N/A | #N/A
| 44.96 | 15.0342 | 48.02 | 19.218 | 46.94 | 18.6193 | 37.4 | 13.7224 | 46.94 | 18.4068 | 48.92 | 15.4522 | 48.92 | 16.8961 | 48.02 | 14.9118 | 23 | 6.9556 | 48.02 | 18.6429 | 35.6 | 12.3026 | 41 | 13.7119 | 46.04 | 15.4442 | 37.4 | 13.7271 | 42.08 | 16.1557 | 7785 | #N/A | #N/A
| 46.94 | 15.5107 | 48.92 | 19.7039 | 48.2 | 19.2868 | 37.4 | 13.7224 | 48.02 | 18.9191 | 50 | 16.6019 | 50 | 17.3802 | 57.92 | 17.6286 | 21.92 | 6.6945 | 48.02 | 18.6429 | 44.6 | 15.1132 | 41 | 13.7108 | 46.04 | 15.6377 | 37.04 | 13.3411 | 41 | 15.6434 | 7786 | #N/A | #N/A
| 51.08 | 16.8614 | 50 | 20.2983 | 48.02 | 19.3614 | 37.4 | 13.0811 | 48.92 | 19.4482 | 53.06 | 17.5085 | 53.06 | 18.5537 | 52.88 | 16.5684 | 23 | 7.1013 | 44.06 | 16.3041 | 48.2 | 16.3144 | 44.96 | 14.5065 | 48.92 | 16.3325 | 37.4 | 13.3959 | 37.94 | 14.0617 | 7787 | #N/A | #N/A
| 53.96 | 18.5364 | 46.04 | 17.8162 | 44.06 | 16.6654 | 38.3 | 13.1715 | 50 | 19.7106 | 55.04 | 18.3762 | 55.04 | 19.0312 | 48.02 | 15.5906 | 24.98 | 7.7401 | 42.08 | 15.5055 | 51.8 | 17.5385 | 51.08 | 16.1417 | 50 | 16.7969 | 37.94 | 13.0893 | 33.98 | 12.1696 | 7788 | #N/A | #N/A
| 55.94 | 19.0189 | 42.8 | 15.7305 | 41 | 14.9411 | 37.4 | 13.0811 | 46.04 | 17.6651 | 57.02 | 18.8561 | 55.94 | 19.4986 | 55.94 | 18.4212 | 26.06 | 7.9083 | 42.08 | 14.6167 | 53.6 | 18.3511 | 55.04 | 17.6397 | 53.06 | 18.1161 | 37.04 | 12.5245 | 35.06 | 12.4303 | 7789 | #N/A | #N/A
| 57.02 | 19.5252 | 42.08 | 15.5176 | 41 | 14.9411 | 39.2 | 13.1883 | 42.08 | 15.299 | 57.92 | 19.4972 | 55.94 | 19.4986 | 66.92 | 20.9757 | 26.96 | 8.0508 | 44.06 | 14.9361 | 55.4 | 19.1888 | 57.02 | 18.3186 | 55.94 | 19.2553 | 39.02 | 13.3546 | 35.06 | 12.4303 | 7790 | #N/A | #N/A
| 57.92 | 19.7485 | 42.98 | 14.8587 | 42.98 | 14.6738 | 39.2 | 13.1883 | 42.08 | 14.8456 | 57.92 | 19.5022 | 57.92 | 20.7043 | 57.02 | 18.4807 | 26.96 | 8.1228 | 44.06 | 14.66 | 57.2 | 19.2229 | 57.92 | 18.3439 | 55.94 | 19.5133 | 42.08 | 14.2987 | 37.04 | 12.4821 | 7791 | #N/A | #N/A
| 57.92 | 20.0031 | 44.6 | 14.7996 | 42.98 | 14.3934 | 41.9 | 13.8532 | 42.8 | 14.6806 | 57.92 | 20.2161 | 57.92 | 20.9963 | 57.92 | 19.0949 | 26.96 | 8.3077 | 44.06 | 14.1982 | 57.2 | 19.625 | 59 | 18.6085 | 55.94 | 19.7342 | 41 | 14.0373 | 37.04 | 12.4818 | 7792 | #N/A | #N/A
| 57.02 | 20.2752 | 44.06 | 14.5642 | 42.98 | 14.2829 | 41 | 13.6229 | 42.98 | 14.5114 | 57.02 | 20.271 | 57.02 | 21.0302 | 57.02 | 19.1065 | 26.96 | 8.4105 | 44.06 | 14.3847 | 57.2 | 19.625 | 57.92 | 18.9288 | 55.94 | 19.7373 | 39.92 | 13.7759 | 37.04 | 12.4818 | 7793 | #N/A | #N/A
| 55.94 | 20.2468 | 42.98 | 14.3029 | 42.98 | 14.2825 | 41 | 13.6229 | 42.08 | 14.0877 | 55.94 | 20.0116 | 55.94 | 20.7707 | 55.04 | 18.8221 | 30.02 | 8.4291 | 42.98 | 14.1239 | 57.2 | 20.0531 | 57.92 | 19.1115 | 55.04 | 19.7868 | 39.2 | 13.8311 | 35.6 | 12.4289 | 7794 | #N/A | #N/A
| 55.04 | 19.7934 | 42.08 | 14.083 | 42.08 | 13.9008 | 37.4 | 13.0811 | 41 | 14.0304 | 55.04 | 20.0247 | 55.04 | 20.8594 | 55.04 | 18.8216 | 28.04 | 7.8966 | 42.08 | 13.7171 | 55.4 | 19.6166 | 55.94 | 19.2971 | 53.06 | 19.305 | 37.04 | 12.9982 | 35.06 | 12.2663 | 7795 | #N/A | #N/A
| 53.96 | 19.7675 | 41 | 14.0233 | 42.08 | 13.9008 | 37.4 | 13.0811 | 39.92 | 13.7664 | 55.04 | 19.5251 | 55.04 | 20.8594 | 53.96 | 18.5633 | 26.06 | 7.3565 | 39.92 | 13.541 | 53.6 | 19.1801 | 55.04 | 18.838 | 53.06 | 19.307 | 35.96 | 12.3782 | 33.08 | 11.7886 | 7796 | #N/A | #N/A
| 53.96 | 19.5352 | 39.92 | 13.5575 | 39.92 | 13.4559 | 33.8 | 12.2113 | 39.2 | 13.1743 | 55.04 | 19.7945 | 53.96 | 20.2903 | 53.96 | 18.8058 | 24.98 | 7.0951 | 39.02 | 13.4421 | 53.6 | 19.1801 | 53.96 | 18.5758 | 53.06 | 19.3057 | 33.98 | 11.9646 | 33.08 | 11.6001 | 7797 | #N/A | #N/A
| 53.96 | 19.7689 | 37.94 | 12.7299 | 37.94 | 12.3921 | 33.8 | 11.3008 | 35.96 | 12.6014 | 55.04 | 19.7964 | 53.96 | 20.2925 | 53.96 | 19.2737 | 24.08 | 7.0637 | 37.94 | 12.8248 | 53.6 | 19.1801 | 55.04 | 19.083 | 53.06 | 19.0394 | 33.08 | 11.5604 | 30.02 | 10.3028 | 7798 | #N/A | #N/A
| 55.94 | 20.019 | 35.06 | 11.8853 | 37.94 | 12.3921 | 33.26 | 10.814 | 35.96 | 12.5192 | 55.94 | 20.2486 | 55.04 | 20.5571 | 55.04 | 19.5375 | 23 | 6.8635 | 35.96 | 12.3466 | 53.6 | 19.6352 | 55.94 | 19.7731 | 53.06 | 19.3076 | 33.08 | 10.8212 | 30.02 | 10.4004 | 7799 | #N/A | #N/A
| 55.94 | 20.0183 | 33.98 | 11.6232 | 35.96 | 11.7769 | 32 | 10.1455 | 33.08 | 11.8235 | 57.02 | 20.7988 | 55.94 | 21.0857 | 57.02 | 20.0171 | 24.08 | 7.198 | 35.06 | 11.4055 | 55.4 | 19.6166 | 57.02 | 19.8157 | 53.96 | 19.5273 | 32 | 10.4167 | 28.04 | 9.6376 | 7800 | #N/A | #N/A
| 55.94 | 20.7871 | 33.08 | 11.5546 | 33.98 | 11.1429 | 32.54 | 10.2338 | 32 | 11.1469 | 57.02 | 21.9517 | 55.94 | 21.6798 | 55.94 | 20.5471 | 24.08 | 7.3463 | 33.98 | 11.1453 | 57.2 | 20.9937 | 57.02 | 20.0344 | 53.96 | 20.0474 | 32 | 10.17 | 28.04 | 9.353 | 7801 | #N/A | #N/A
| 57.02 | 20.7991 | 32 | 10.9742 | 33.98 | 11.1429 | 32 | 10.1455 | 32 | 11.1487 | 57.02 | 21.9525 | 55.94 | 21.6798 | 55.94 | 21.104 | 23 | 7.0868 | 33.08 | 10.8034 | 57.2 | 21.5093 | 57.02 | 20.5361 | 53.06 | 20.0727 | 32 | 10.2796 | 28.04 | 9.1641 | 7802 | #N/A | #N/A
| 55.94 | 21.0929 | 32 | 11.1448 | 32 | 10.892 | 32.36 | 10.0884 | 30.92 | 10.7156 | 57.02 | 22.2969 | 55.94 | 22.3165 | 55.04 | 20.8844 | 24.08 | 7.3459 | 33.08 | 10.6602 | 57.2 | 21.5093 | 55.94 | 20.5629 | 53.06 | 20.379 | 32 | 10.2794 | 26.96 | 9.034 | 7803 | #N/A | #N/A
| 55.04 | 21.1417 | 32 | 10.8371 | 30.92 | 10.6314 | 32.18 | 9.9451 | 30.92 | 10.58 | 57.02 | 22.3003 | 55.04 | 22.0999 | 55.04 | 20.8875 | 24.08 | 7.2638 | 32 | 10.6667 | 55.4 | 21.6195 | 55.04 | 20.5955 | 53.06 | 20.3806 | 32 | 10.2788 | 28.04 | 9.0132 | 7804 | #N/A | #N/A
| 55.94 | 22.0351 | 32 | 10.679 | 30.92 | 10.8661 | 32 | 9.8619 | 32 | 10.5569 | 55.94 | 22.3352 | 55.04 | 22.4691 | 53.06 | 20.6747 | 23 | 7.0039 | 32 | 10.5415 | 55.4 | 21.6195 | 53.96 | 20.3346 | 53.96 | 20.8687 | 30.92 | 10.0172 | 28.04 | 9.0132 | 7805 | #N/A | #N/A
| 53.96 | 21.2148 | 32 | 10.5526 | 32 | 10.8185 | 31.64 | 9.7744 | 30.92 | 10.4194 | 55.04 | 22.4859 | 55.94 | 22.695 | 55.04 | 21.4887 | 21.02 | 6.5276 | 33.08 | 10.4117 | 55.4 | 22.2015 | 55.04 | 21.1757 | 53.96 | 21.1991 | 30.92 | 9.906 | 26.96 | 8.6793 | 7806 | #N/A | #N/A
| 53.06 | 21.3398 | 30.92 | 10.1469 | 32 | 10.5371 | 31.46 | 9.7303 | 30.92 | 10.1491 | 57.02 | 23.2862 | 55.94 | 23.0122 | 53.96 | 21.5706 | 17.06 | 5.575 | 33.08 | 10.2859 | 55.4 | 22.2015 | 55.04 | 21.8538 | 53.96 | 21.5418 | 28.94 | 9.9444 | 26.06 | 8.638 | 7807 | #N/A | #N/A
| 51.98 | 21.0803 | 32 | 10.2691 | 32 | 10.5371 | 32 | 10.1455 | 30.92 | 10.2915 | 57.02 | 23.2919 | 55.94 | 23.0122 | 53.96 | 21.8714 | 15.98 | 5.3155 | 32 | 10.1494 | 55.4 | 22.2015 | 55.04 | 22.1528 | 55.04 | 22.1038 | 28.94 | 10.0516 | 24.98 | 8.5052 | 7808 | #N/A | #N/A
| 55.04 | 22.4991 | 30.02 | 10.195 | 30.92 | 10.6882 | 32 | 10.1455 | 30.02 | 10.0733 | 57.02 | 23.6977 | 53.96 | 22.228 | 53.06 | 21.674 | 14 | 4.8398 | 32 | 10.1476 | 53.6 | 21.7631 | 55.94 | 22.7673 | 53.96 | 21.8487 | 30.92 | 9.9032 | 24.98 | 8.378 | 7809 | #N/A | #N/A
| 53.96 | 21.8781 | 30.92 | 10.2858 | 32 | 10.6059 | 30.92 | 9.4857 | 30.92 | 10.0077 | 57.92 | 24.2638 | 53.96 | 22.5513 | 53.96 | 22.254 | 14 | 4.8395 | 33.08 | 10.4067 | 51.8 | 21.3246 | 53.96 | 21.916 | 53.6 | 21.7229 | 30.92 | 9.9018 | 26.96 | 8.6366 | 7810 | #N/A | #N/A
| 57.02 | 23.3144 | 33.08 | 10.4155 | 32 | 10.3894 | 32 | 9.7515 | 32 | 10.2665 | 59 | 24.5316 | 55.94 | 23.039 | 53.96 | 21.8933 | 15.98 | 5.3986 | 33.98 | 10.4975 | 55.4 | 22.8196 | 55.04 | 22.5479 | 55.04 | 22.4936 | 30.92 | 9.7741 | 26.96 | 8.5783 | 7811 | #N/A | #N/A
| 57.92 | 23.5367 | 33.98 | 10.5059 | 33.98 | 10.4942 | 32.72 | 9.9345 | 33.08 | 10.4165 | 59 | 24.9514 | 55.04 | 22.8262 | 53.06 | 21.674 | 21.02 | 6.612 | 33.98 | 10.3964 | 59 | 24.3546 | 55.04 | 22.5479 | 53.6 | 21.7229 | 32 | 10.2684 | 28.04 | 8.8383 | 7812 | #N/A | #N/A
| 57.02 | 23.3158 | 35.06 | 10.7649 | 35.06 | 10.8782 | 32 | 9.7515 | 33.98 | 10.5066 | 57.02 | 24.4703 | 55.04 | 23.2285 | 53.06 | 21.674 | 24.08 | 7.3495 | 37.04 | 11.1329 | 53.6 | 22.3808 | 55.04 | 22.5479 | 53.6 | 22.3378 | 32 | 10.0322 | 28.94 | 9.0539 | 7813 | #N/A | #N/A
| 55.4 | 22.7929 | 35.96 | 10.982 | 35.06 | 10.8782 | 33.8 | 10.1849 | 35.06 | 10.7668 | 53.96 | 22.2564 | 55.04 | 23.2285 | 53.6 | 21.7456 | 26.96 | 7.9624 | 35.96 | 10.7584 | 53.6 | 22.3808 | 55.04 | 22.5479 | 53.6 | 21.7229 | 33.08 | 10.2919 | 30.92 | 9.4214 | 7814 | #N/A | #N/A
| 53.96 | 22.2531 | 37.04 | 11.1418 | 37.94 | 11.4477 | 34.88 | 10.435 | 35.96 | 10.8832 | 53.06 | 22.0371 | 55.94 | 23.8063 | 53.96 | 22.261 | 30.02 | 8.7008 | 39.02 | 11.4631 | 53.6 | 22.3808 | 55.04 | 22.5728 | 53.6 | 22.3378 | 33.08 | 10.4173 | 30.02 | 9.1177 | 7815 | #N/A | #N/A
| 53.96 | 22.2531 | 37.94 | 11.2435 | 37.94 | 11.1419 | 35.6 | 10.6184 | 37.04 | 11.1431 | 53.06 | 22.0371 | 57.02 | 24.4638 | 53.06 | 21.674 | 33.98 | 9.5896 | 39.02 | 11.4036 | 53.6 | 22.3808 | 53.96 | 21.9516 | 53.6 | 21.7229 | 33.98 | 10.5083 | 30.02 | 9.2042 | 7816 | #N/A | #N/A
| 53.06 | 21.6664 | 37.04 | 11.0257 | 37.94 | 11.1419 | 35.24 | 10.4845 | 35.96 | 10.767 | 53.06 | 22.0371 | 53.06 | 22.0824 | 53.6 | 21.7456 | 37.04 | 10.2509 | 37.94 | 11.0378 | 51.8 | 21.3246 | 53.96 | 21.916 | 51.98 | 21.1303 | 33.08 | 10.5251 | 30.92 | 9.4198 | 7817 | #N/A | #N/A
| 51.98 | 21.1669 | 35.96 | 10.6721 | 37.04 | 10.9223 | 35.06 | 10.3185 | 35.96 | 10.6739 | 53.06 | 22.0371 | 53.06 | 22.0314 | 53.06 | 21.674 | 37.94 | 10.5449 | 37.04 | 10.9239 | 51.8 | 21.3246 | 53.06 | 21.3998 | 51.98 | 21.0926 | 33.08 | 10.1886 | 30.02 | 9.1144 | 7818 | #N/A | #N/A
| 53.06 | 21.3703 | 35.06 | 10.4535 | 35.06 | 10.5342 | 33.8 | 10.0477 | 35.06 | 10.4551 | 53.06 | 22.0371 | 53.06 | 22.0984 | 46.94 | 18.1346 | 37.04 | 10.2519 | 35.96 | 10.6622 | 51.8 | 21.3246 | 51.98 | 20.4598 | 51.8 | 21.2844 | 32 | 10.0265 | 30.02 | 9.1129 | 7819 | #N/A | #N/A
| 48.02 | 18.69 | 35.06 | 10.3469 | 35.06 | 10.5342 | 32.36 | 9.769 | 33.98 | 10.1934 | 51.08 | 20.8914 | 53.06 | 22.0984 | 46.94 | 17.8985 | 35.06 | 10.7582 | 35.06 | 10.4438 | 50 | 20.3055 | 48.02 | 18.1456 | 46.4 | 18.3375 | 32 | 9.811 | 28.94 | 8.8513 | 7820 | #N/A | #N/A
| 46.94 | 18.0935 | 33.08 | 9.9738 | 33.98 | 10.3856 | 32 | 9.3117 | 33.98 | 10.1926 | 46.94 | 18.096 | 46.94 | 18.6787 | 46.4 | 17.4214 | 35.96 | 10.5637 | 33.98 | 10.1823 | 46.4 | 17.8877 | 46.94 | 17.6127 | 46.04 | 17.6644 | 30.92 | 9.7635 | 28.04 | 8.7195 | 7821 | #N/A | #N/A
| 44.96 | 16.8936 | 33.08 | 10.064 | 33.98 | 10.1796 | 32 | 9.5769 | 33.08 | 9.974 | 46.04 | 17.6448 | 46.04 | 17.8733 | 44.06 | 16.2045 | 33.98 | 11.0114 | 33.08 | 10.0554 | 44.6 | 16.9973 | 46.04 | 17.1765 | 44.6 | 16.9686 | 32 | 9.9226 | 28.04 | 8.7181 | 7822 | #N/A | #N/A
| 44.96 | 16.3995 | 32 | 9.7115 | 33.98 | 10.1796 | 32 | 9.7515 | 32 | 9.6084 | 44.96 | 16.6441 | 44.6 | 17.4299 | 41 | 14.1186 | 35.06 | 11.2731 | 32 | 9.7032 | 42.8 | 16.1351 | 41 | 14.2879 | 42.8 | 15.3369 | 32 | 9.9217 | 26.96 | 8.565 | 7823 | #N/A | #N/A
| 42.08 | 14.7195 | 30.92 | 9.4499 | 33.08 | 10.0507 | 31.46 | 9.6017 | 30.92 | 9.4506 | 42.98 | 15.5009 | 44.96 | 16.6405 | 39.92 | 13.3129 | 35.96 | 11.7716 | 32 | 9.7927 | 39.2 | 14.1373 | 41 | 14.1263 | 42.08 | 14.7241 | 32 | 9.921 | 26.96 | 8.5646 | 7824 | #N/A | #N/A
| 42.08 | 14.3768 | 30.92 | 9.4489 | 32 | 9.6989 | 31.64 | 9.5909 | 30.92 | 9.4504 | 41 | 13.5704 | 42.08 | 15.0981 | 37.94 | 12.8329 | 37.94 | 12.1105 | 32 | 9.7914 | 39.2 | 13.8077 | 41 | 14.2775 | 42.8 | 14.6579 | 30.92 | 9.7591 | 26.96 | 8.563 | 7825 | #N/A | #N/A
| 41 | 13.9283 | 30.92 | 9.4477 | 32 | 9.6989 | 31.1 | 9.4421 | 30.02 | 9.3236 | 39.02 | 13.2481 | 41 | 14.638 | 37.94 | 12.8295 | 35.96 | 12.0978 | 32 | 9.9042 | 39.2 | 13.8077 | 39.92 | 13.8582 | 41 | 13.721 | 30.92 | 9.883 | 26.96 | 8.3688 | 7826 | #N/A | #N/A
| 41 | 13.9216 | 30.92 | 9.4477 | 32 | 9.6977 | 31.46 | 9.6351 | 30.92 | 9.5397 | 39.92 | 13.4613 | 41 | 14.2291 | 39.02 | 12.9062 | 35.06 | 12.7395 | 30.92 | 9.5302 | 37.4 | 13.3725 | 39.92 | 13.6747 | 39.92 | 13.2984 | 32 | 10.0177 | 26.96 | 8.4544 | 7827 | #N/A | #N/A
| 41 | 13.5648 | 32 | 9.7072 | 33.08 | 10.0477 | 31.46 | 9.6714 | 30.92 | 9.5393 | 39.92 | 13.1207 | 39.92 | 13.8413 | 37.94 | 12.4989 | 35.06 | 12.5539 | 32 | 9.7895 | 37.4 | 12.7373 | 37.94 | 12.3396 | 39.02 | 12.8973 | 32 | 10.0165 | 26.96 | 8.4536 | 7828 | #N/A | #N/A
| 39.02 | 13.2449 | 32 | 9.7968 | 33.08 | 10.0477 | 31.28 | 9.6265 | 32 | 9.9117 | 39.02 | 12.902 | 39.02 | 13.2439 | 35.96 | 11.8518 | 35.06 | 12.5527 | 30.92 | 9.5286 | 35.6 | 12.0007 | 35.96 | 11.8603 | 37.94 | 12.4901 | 32 | 10.0158 | 26.96 | 8.4528 | 7829 | #N/A | #N/A
| 37.94 | 12.1943 | 32 | 9.9103 | 33.08 | 10.1597 | 31.64 | 9.6758 | 32 | 9.9112 | 37.04 | 12.1105 | 39.02 | 13.0856 | 33.98 | 11.2394 | 35.06 | 12.5527 | 33.08 | 10.0486 | 33.8 | 11.287 | 35.96 | 11.4489 | 37.94 | 12.3228 | 30.92 | 9.7544 | 26.96 | 8.5604 | 7830 | #N/A | #N/A
| 35.06 | 11.4976 | 32 | 9.9099 | 33.08 | 10.1592 | 31.28 | 9.5701 | 30.92 | 9.6504 | 35.96 | 11.7131 | 37.94 | 12.6366 | 33.08 | 10.6043 | 35.06 | 12.5796 | 32 | 9.7878 | 33.8 | 11.0285 | 33.98 | 10.9698 | 37.04 | 11.9702 | 30.92 | 9.6537 | 26.06 | 8.3417 | 7831 | #N/A | #N/A
| 35.06 | 11.3429 | 30.92 | 9.6482 | 33.08 | 10.1592 | 31.1 | 9.4725 | 30.92 | 9.6495 | 35.06 | 11.2197 | 37.94 | 12.6366 | 33.08 | 10.4695 | 35.06 | 12.7395 | 30.92 | 9.5262 | 30.2 | 10.1603 | 32 | 10.4918 | 35.96 | 11.7078 | 30.92 | 9.5386 | 26.06 | 8.2327 | 7832 | #N/A | #N/A
| 33.08 | 10.7412 | 30.92 | 9.6462 | 32 | 9.8957 | 30.74 | 9.4015 | 30.92 | 9.6482 | 33.98 | 10.8178 | 35.96 | 12.0105 | 32 | 10.2075 | 35.96 | 12.9569 | 30.92 | 9.5244 | 30.2 | 10.1603 | 30.92 | 10.2283 | 35.96 | 11.552 | 30.92 | 9.6506 | 26.96 | 8.3625 | 7833 | #N/A | #N/A
| 32 | 10.6031 | 30.92 | 9.6439 | 32 | 9.8938 | 29.84 | 9.1649 | 30.92 | 9.6457 | 33.08 | 10.5995 | 35.06 | 11.7912 | 30.02 | 9.7307 | 35.6 | 13.0252 | 32 | 9.6928 | 30.2 | 9.9216 | 30.02 | 9.8705 | 35.06 | 11.213 | 30.92 | 9.6488 | 26.96 | 8.3623 | 7834 | #N/A | #N/A
| 35.06 | 11.3397 | 33.08 | 10.1625 | 33.08 | 10.1517 | 31.28 | 9.5631 | 33.08 | 10.1645 | 35.06 | 11.0761 | 35.96 | 11.7082 | 32 | 10.2065 | 37.04 | 13.5736 | 33.98 | 10.1676 | 30.2 | 9.9216 | 33.08 | 10.7489 | 35.96 | 11.289 | 30.92 | 9.6469 | 28.04 | 8.6194 | 7835 | #N/A | #N/A
| 37.04 | 11.9719 | 35.96 | 10.953 | 35.06 | 10.6263 | 33.8 | 10.1861 | 35.06 | 10.738 | 37.04 | 11.6958 | 37.94 | 12.3203 | 35.06 | 10.8378 | 37.94 | 13.9964 | 35.96 | 10.732 | 32 | 10.3556 | 35.96 | 11.1686 | 35.96 | 11.1556 | 33.08 | 10.1649 | 30.02 | 9.179 | 7836 | #N/A | #N/A
| 37.94 | 12.0346 | 37.94 | 11.428 | 37.94 | 11.4163 | 35.78 | 10.7536 | 35.96 | 10.9528 | 39.02 | 11.8975 | 37.94 | 12.4844 | 37.04 | 11.1912 | 37.94 | 13.9964 | 39.02 | 11.4676 | 33.8 | 10.5685 | 37.04 | 11.3213 | 37.04 | 11.5507 | 35.06 | 10.5254 | 30.92 | 9.3933 | 7837 | #N/A | #N/A
| 39.02 | 12.1734 | 39.02 | 11.8115 | 37.94 | 11.4163 | 37.58 | 11.2247 | 39.02 | 11.8129 | 39.02 | 11.7907 | 37.94 | 12.4844 | 37.94 | 11.4089 | 46.04 | 16.9932 | 41 | 12.0573 | 35.6 | 11.0023 | 39.02 | 11.5776 | 37.94 | 11.9078 | 35.06 | 10.7368 | 33.08 | 10.0196 | 7838 | #N/A | #N/A
| 39.02 | 12.0332 | 42.08 | 12.6572 | 41 | 12.2774 | 37.58 | 11.2628 | 39.92 | 12.1371 | 39.02 | 11.7921 | 39.92 | 12.7984 | 39.92 | 11.8873 | 50 | 17.2818 | 42.08 | 12.4164 | 37.4 | 11.4361 | 41 | 12.1537 | 39.02 | 12.0278 | 37.94 | 11.5552 | 33.98 | 10.3285 | 7839 | #N/A | #N/A
| 41 | 12.6533 | 42.98 | 13.0086 | 42.08 | 12.5372 | 39.92 | 11.885 | 41 | 12.3961 | 39.92 | 12.2512 | 39.92 | 12.799 | 41 | 12.2722 | 55.04 | 18.7338 | 42.98 | 12.7565 | 39.2 | 11.6653 | 42.08 | 12.203 | 39.02 | 11.7878 | 37.94 | 11.4295 | 33.98 | 10.4444 | 7840 | #N/A | #N/A
| 42.08 | 12.6386 | 42.98 | 13.0078 | 42.08 | 12.5372 | 37.58 | 11.2613 | 42.08 | 12.7919 | 39.92 | 12.3931 | 39.92 | 12.5132 | 42.08 | 12.4096 | 53.96 | 18.4709 | 42.98 | 12.7548 | 39.2 | 11.6653 | 44.06 | 12.7939 | 39.92 | 12.1121 | 37.04 | 11.2117 | 35.06 | 10.7033 | 7841 | #N/A | #N/A
| 42.08 | 12.5315 | 42.08 | 12.7876 | 42.08 | 12.6412 | 37.22 | 11.1145 | 41 | 12.3929 | 39.92 | 12.5162 | 41 | 13.0619 | 42.08 | 12.41 | 53.06 | 18.7014 | 42.08 | 12.5358 | 41 | 12.3037 | 42.98 | 12.3304 | 39.92 | 12.1126 | 37.04 | 11.1106 | 33.98 | 10.4412 | 7842 | #N/A | #N/A
| 39.92 | 12.2534 | 39.02 | 11.9116 | 41 | 12.2707 | 35.6 | 10.6287 | 39.02 | 11.9129 | 37.94 | 11.9165 | 37.94 | 12.6352 | 39.92 | 11.8898 | 50 | 17.5153 | 39.92 | 11.8898 | 39.2 | 11.8699 | 41 | 12.156 | 37.94 | 11.6363 | 35.06 | 10.7306 | 32 | 9.8459 | 7843 | #N/A | #N/A
| 33.98 | 10.9608 | 37.94 | 11.6488 | 41 | 12.2707 | 34.88 | 10.4907 | 37.04 | 11.3266 | 32 | 10.4835 | 37.94 | 12.6352 | 35.06 | 11.0827 | 46.94 | 16.9711 | 37.04 | 11.1933 | 37.4 | 11.6574 | 33.98 | 10.5878 | 30.02 | 10.0006 | 33.98 | 10.4691 | 30.92 | 9.5842 | 7844 | #N/A | #N/A
| 28.94 | 9.6054 | 37.94 | 11.6473 | 37.94 | 11.6353 | 34.34 | 10.4157 | 37.04 | 11.4311 | 28.94 | 9.6062 | 35.96 | 12.1572 | 30.02 | 9.8679 | 44.06 | 16.0751 | 35.96 | 10.9306 | 32 | 10.3556 | 30.02 | 9.8742 | 28.04 | 9.3827 | 33.98 | 10.5907 | 30.92 | 9.5822 | 7845 | #N/A | #N/A
| 28.04 | 9.389 | 35.96 | 11.0613 | 35.96 | 11.0498 | 33.98 | 10.4242 | 35.96 | 11.062 | 26.06 | 8.6716 | 35.06 | 11.9409 | 28.04 | 9.5311 | 44.96 | 15.8812 | 35.06 | 10.7126 | 28.4 | 9.7262 | 28.94 | 9.6141 | 28.04 | 9.3835 | 33.08 | 10.3719 | 30.02 | 9.2716 | 7846 | #N/A | #N/A
| 28.04 | 9.3882 | 35.06 | 10.7201 | 35.96 | 10.9258 | 32.9 | 9.9736 | 35.06 | 10.7215 | 24.08 | 8.3002 | 35.06 | 11.9402 | 28.04 | 9.6523 | 42.08 | 14.9696 | 33.98 | 10.4513 | 24.8 | 8.6198 | 28.94 | 9.7547 | 37.94 | 11.6366 | 33.08 | 10.2475 | 30.02 | 9.2708 | 7847 | #N/A | #N/A
| 26.96 | 9.1281 | 33.98 | 10.459 | 35.06 | 10.6113 | 30.92 | 9.4246 | 33.98 | 10.4604 | 21.92 | 7.5509 | 35.06 | 11.7959 | 28.94 | 9.8694 | 39.92 | 14.4497 | 35.06 | 10.5007 | 26.6 | 9.2921 | 30.02 | 10.2913 | 39.92 | 12.0068 | 32 | 9.8888 | 28.94 | 9.0107 | 7848 | #N/A | #N/A
| 28.04 | 9.5286 | 33.98 | 10.4594 | 33.98 | 10.3504 | 31.1 | 9.5206 | 33.98 | 10.4597 | 24.98 | 8.5166 | 33.98 | 11.5348 | 28.94 | 9.8685 | 42.08 | 14.8015 | 33.08 | 10.0239 | 26.6 | 9.2921 | 30.02 | 10.2904 | 39.92 | 11.8838 | 32 | 9.888 | 28.04 | 8.7944 | 7849 | #N/A | #N/A
| 28.04 | 9.5272 | 33.08 | 10.3644 | 33.98 | 10.3504 | 29.12 | 9.026 | 33.98 | 10.5827 | 26.06 | 8.91 | 33.98 | 11.5348 | 26.06 | 9.0514 | 41 | 14.3454 | 33.08 | 10.023 | 26.6 | 9.2921 | 28.94 | 9.8757 | 37.94 | 11.3081 | 30.92 | 9.7255 | 28.04 | 8.7938 | 7850 | #N/A | #N/A
| 30.92 | 10.3444 | 33.08 | 10.3644 | 33.98 | 10.4474 | 28.94 | 9.0187 | 33.08 | 10.3652 | 24.98 | 8.2875 | 37.04 | 12.105 | 28.04 | 9.6512 | 42.98 | 14.6665 | 32 | 9.7629 | 26.6 | 9.2921 | 28.04 | 9.5366 | 37.94 | 11.641 | 30.02 | 9.6317 | 28.04 | 8.7936 | 7851 | #N/A | #N/A
| 28.94 | 9.7446 | 33.08 | 10.3639 | 33.98 | 10.5686 | 31.1 | 9.5926 | 33.98 | 10.5818 | 24.98 | 8.287 | 35.06 | 11.3407 | 26.06 | 9.0523 | 42.08 | 14.4542 | 33.08 | 10.1343 | 26.6 | 9.0538 | 26.96 | 9.136 | 37.04 | 12.2688 | 32 | 9.9844 | 28.04 | 8.793 | 7852 | #N/A | #N/A
| 30.02 | 9.7297 | 33.98 | 10.6865 | 33.98 | 10.5686 | 31.46 | 9.6608 | 33.98 | 10.5803 | 24.98 | 8.4089 | 35.06 | 11.4935 | 26.96 | 9.2679 | 42.08 | 14.6184 | 33.98 | 10.4477 | 28.4 | 9.2672 | 26.06 | 8.7837 | 37.04 | 11.552 | 32 | 9.9837 | 28.94 | 9.0202 | 7853 | #N/A | #N/A
| 26.96 | 8.8866 | 33.08 | 10.3617 | 33.98 | 10.5674 | 30.74 | 9.3955 | 33.98 | 10.5794 | 24.08 | 8.0704 | 35.06 | 11.3404 | 24.98 | 8.5174 | 44.6 | 15.5366 | 35.06 | 10.7079 | 24.8 | 8.3997 | 26.06 | 8.6776 | 35.96 | 11.1581 | 30.92 | 9.7228 | 28.04 | 8.7914 | 7854 | #N/A | #N/A
| 26.06 | 8.776 | 33.08 | 10.3603 | 33.98 | 10.4438 | 28.76 | 8.9174 | 33.08 | 10.2388 | 24.08 | 7.9722 | 33.98 | 11.0803 | 26.06 | 8.9116 | 46.94 | 17.7498 | 33.98 | 10.3483 | 28.4 | 9.2672 | 26.06 | 8.9182 | 35.96 | 11.4322 | 30.92 | 9.7219 | 28.4 | 8.9455 | 7855 | #N/A | #N/A
| 26.06 | 8.7752 | 33.08 | 10.3591 | 33.98 | 10.4438 | 27.86 | 8.6642 | 33.08 | 10.3587 | 23 | 7.7116 | 33.98 | 11.0803 | 24.98 | 8.5169 | 46.94 | 18.0092 | 33.08 | 10.1302 | 28.4 | 9.4877 | 26.96 | 9.0006 | 35.96 | 11.8396 | 30.02 | 9.5042 | 26.96 | 8.4224 | 7856 | #N/A | #N/A
| 24.98 | 8.4075 | 33.08 | 10.3577 | 33.08 | 10.2245 | 28.94 | 8.9237 | 33.08 | 10.3585 | 23 | 7.7112 | 35.06 | 11.3387 | 26.06 | 8.91 | 46.94 | 18.0092 | 33.08 | 10.1292 | 26.6 | 9.0538 | 26.06 | 8.9166 | 37.04 | 12.0986 | 30.02 | 9.5028 | 26.96 | 8.4368 | 7857 | #N/A | #N/A
| 24.98 | 8.5132 | 33.08 | 10.3567 | 33.08 | 10.3453 | 28.22 | 8.8202 | 32 | 10.097 | 23 | 7.7101 | 35.96 | 11.7069 | 24.98 | 8.6484 | 48.02 | 18.8047 | 33.08 | 10.1285 | 23 | 7.9659 | 26.06 | 8.782 | 37.94 | 12.6375 | 28.94 | 9.2418 | 26.06 | 8.2202 | 7858 | #N/A | #N/A
| 33.08 | 11.6385 | 33.98 | 10.6798 | 33.08 | 10.3453 | 30.02 | 9.307 | 33.08 | 10.4625 | 32 | 11.1959 | 41 | 13.3674 | 30.92 | 10.793 | 57.02 | 22.8293 | 33.98 | 10.3443 | 24.8 | 8.6198 | 30.92 | 10.6352 | 39.92 | 12.9583 | 30.92 | 9.7172 | 26.96 | 8.4196 | 7859 | #N/A | #N/A
| 41 | 13.2252 | 35.96 | 11.1563 | 35.96 | 11.0379 | 32 | 9.8572 | 35.06 | 10.9394 | 42.98 | 13.8483 | 44.06 | 14.2887 | 35.96 | 12.4947 | 57.02 | 23.2054 | 35.96 | 10.918 | 35.6 | 12.3026 | 37.04 | 12.2801 | 42.08 | 13.625 | 32 | 9.9758 | 28.94 | 9.0011 | 7860 | #N/A | #N/A
| 44.96 | 14.1814 | 37.94 | 11.632 | 37.04 | 11.2972 | 34.16 | 10.3397 | 37.04 | 11.4159 | 46.04 | 14.4413 | 46.04 | 14.7661 | 42.08 | 13.3203 | 62.96 | 26.1551 | 39.02 | 11.6548 | 41 | 13.3043 | 42.98 | 13.412 | 44.06 | 14.1027 | 33.98 | 10.3547 | 30.2 | 9.3788 | 7861 | #N/A | #N/A
| 46.94 | 14.8059 | 41 | 12.504 | 37.04 | 11.2972 | 36.5 | 10.8867 | 39.02 | 11.8933 | 46.94 | 14.8051 | 46.04 | 14.7661 | 44.96 | 13.8832 | 62.96 | 26.5252 | 41 | 12.2549 | 44.6 | 13.8928 | 44.96 | 14.0249 | 44.96 | 14.5024 | 35.96 | 10.8336 | 33.08 | 10.0903 | 7862 | #N/A | #N/A
| 48.02 | 15.2512 | 44.06 | 13.3829 | 42.08 | 12.6195 | 38.66 | 11.4459 | 42.08 | 12.7649 | 48.02 | 15.2503 | 48.02 | 15.9443 | 46.94 | 14.3627 | 64.94 | 26.3337 | 44.06 | 13.1 | 44.6 | 13.8928 | 46.94 | 14.5045 | 44.96 | 14.5043 | 37.94 | 11.312 | 35.06 | 10.5682 | 7863 | #N/A | #N/A
| 48.02 | 15.2526 | 44.06 | 13.3831 | 44.06 | 13.2308 | 41 | 12.0865 | 42.98 | 13.1235 | 48.02 | 15.0686 | 48.92 | 16.529 | 50 | 14.9486 | 66.92 | 26.8308 | 44.06 | 13.1002 | 46.4 | 14.6078 | 48.92 | 14.8505 | 46.04 | 14.767 | 41 | 12.2712 | 37.04 | 11.1611 | 7864 | #N/A | #N/A
| 48.92 | 15.4715 | 44.96 | 13.7214 | 44.06 | 13.2308 | 42.8 | 12.599 | 42.98 | 13.1222 | 48.02 | 15.2533 | 48.92 | 16.742 | 48.02 | 14.9286 | 68 | 26.3437 | 46.04 | 13.7105 | 48.2 | 14.7614 | 50 | 15.1125 | 46.94 | 15.3434 | 41 | 12.3777 | 39.02 | 11.6365 | 7865 | #N/A | #N/A
| 48.02 | 15.6126 | 42.98 | 13.2407 | 44.06 | 13.367 | 42.44 | 12.5936 | 41 | 12.642 | 46.94 | 15.1525 | 48.92 | 16.7435 | 46.94 | 14.9972 | 66.92 | 26.0898 | 46.04 | 13.7084 | 48.2 | 15.0423 | 48.92 | 15.3016 | 48.02 | 15.6111 | 41 | 12.3764 | 39.02 | 11.7366 | 7866 | #N/A | #N/A
| 46.04 | 14.7766 | 39.92 | 12.5007 | 42.98 | 13.1052 | 39.56 | 11.9407 | 39.92 | 12.3799 | 44.96 | 14.6742 | 46.04 | 16.0459 | 44.96 | 14.678 | 66.02 | 25.8614 | 44.06 | 13.2301 | 46.4 | 14.6078 | 46.94 | 14.6776 | 46.04 | 14.9297 | 37.94 | 11.6392 | 37.04 | 11.2582 | 7867 | #N/A | #N/A
| 42.98 | 14.5762 | 35.96 | 11.4231 | 42.98 | 13.1052 | 35.78 | 10.9863 | 37.94 | 11.9019 | 42.98 | 14.3933 | 46.04 | 16.0459 | 42.08 | 13.9823 | 66.02 | 25.8533 | 41 | 12.4905 | 41 | 13.9333 | 44.06 | 14.3116 | 44.96 | 14.8653 | 37.04 | 11.4199 | 33.98 | 10.5204 | 7868 | #N/A | #N/A
| 44.96 | 15.2112 | 35.96 | 11.4206 | 39.02 | 12.1465 | 32.36 | 10.0591 | 35.96 | 11.4226 | 44.96 | 15.5772 | 46.04 | 16.4504 | 42.08 | 13.9808 | 64.94 | 25.58 | 35.06 | 11.0572 | 39.2 | 13.4983 | 42.08 | 14.1896 | 44.96 | 15.4001 | 35.06 | 10.9407 | 33.08 | 10.3009 | 7869 | #N/A | #N/A
| 46.04 | 16.0476 | 35.06 | 11.3234 | 37.94 | 11.8847 | 28.94 | 9.2345 | 35.06 | 11.2037 | 46.04 | 16.048 | 46.94 | 16.8625 | 35.06 | 12.1266 | 64.04 | 25.3516 | 37.94 | 11.7489 | 37.4 | 13.0634 | 42.08 | 14.1888 | 44.96 | 15.5672 | 30.92 | 9.942 | 30.92 | 9.9068 | 7870 | #N/A | #N/A
| 46.04 | 16.6503 | 33.08 | 10.7224 | 37.94 | 11.8847 | 27.32 | 8.8048 | 33.98 | 10.9411 | 46.94 | 16.6739 | 46.04 | 17.1373 | 33.98 | 11.8661 | 64.04 | 24.6351 | 33.98 | 10.6606 | 35.6 | 12.6284 | 37.94 | 13.188 | 44.96 | 15.7762 | 28.94 | 9.598 | 30.92 | 9.9071 | 7871 | #N/A | #N/A
| 46.94 | 16.87 | 32 | 10.4617 | 35.96 | 11.4048 | 26.6 | 8.5926 | 30.92 | 10.2025 | 46.94 | 16.871 | 46.94 | 17.5753 | 33.98 | 12.0256 | 64.04 | 24.6314 | 28.04 | 9.1231 | 37.4 | 13.3725 | 39.02 | 13.792 | 46.04 | 16.6424 | 26.06 | 8.7704 | 30.02 | 9.6894 | 7872 | #N/A | #N/A
| 48.02 | 17.6286 | 32 | 10.4606 | 35.06 | 11.1872 | 24.98 | 8.2202 | 30.92 | 10.2014 | 48.02 | 17.1343 | 46.94 | 17.5772 | 33.08 | 11.6513 | 64.04 | 24.6304 | 33.98 | 10.7927 | 39.2 | 14.1373 | 37.94 | 13.533 | 46.94 | 17.3633 | 26.06 | 8.7701 | 30.02 | 9.6889 | 7873 | #N/A | #N/A
| 48.02 | 17.6322 | 32 | 10.5806 | 35.06 | 11.1872 | 23.36 | 7.8284 | 30.02 | 9.983 | 48.02 | 17.3796 | 46.94 | 17.5772 | 30.92 | 10.9502 | 64.04 | 24.6239 | 33.08 | 10.5729 | 39.2 | 14.4888 | 37.04 | 13.3172 | 46.94 | 17.3587 | 26.06 | 8.9007 | 28.94 | 9.3004 | 7874 | #N/A | #N/A
| 46.94 | 17.3734 | 30.92 | 10.3179 | 33.08 | 10.8268 | 25.52 | 8.5706 | 30.02 | 10.1021 | 48.92 | 17.6001 | 48.02 | 18.3468 | 30.92 | 11.133 | 62.96 | 24.3527 | 28.94 | 9.4412 | 41 | 15.2994 | 33.98 | 12.2392 | 46.94 | 17.3623 | 28.04 | 9.6385 | 28.94 | 9.4256 | 7875 | #N/A | #N/A
| 48.02 | 17.6377 | 30.92 | 10.3173 | 33.08 | 10.8265 | 27.14 | 9.0695 | 30.92 | 10.3186 | 50 | 18.1176 | 48.92 | 18.5688 | 30.92 | 10.9534 | 62.06 | 24.13 | 21.92 | 7.4271 | 39.2 | 14.4888 | 33.98 | 12.0427 | 46.04 | 17.1465 | 28.94 | 9.8564 | 28.94 | 9.4589 | 7876 | #N/A | #N/A
| 48.92 | 18.076 | 30.02 | 9.9794 | 33.08 | 10.8265 | 27.68 | 9.3598 | 28.94 | 9.7202 | 48.92 | 17.8582 | 48.92 | 18.5708 | 30.92 | 10.9544 | 60.98 | 23.8625 | 26.06 | 8.747 | 41 | 15.2994 | 35.06 | 13.0376 | 46.94 | 17.583 | 30.92 | 10.2144 | 28.94 | 9.4589 | 7877 | #N/A | #N/A
| 48.02 | 17.8602 | 30.02 | 9.9807 | 33.08 | 11.1103 | 29.3 | 9.6579 | 30.02 | 10.1024 | 48.92 | 17.6083 | 48.92 | 18.8654 | 30.02 | 10.7382 | 59 | 22.7175 | 30.92 | 10.1906 | 42.8 | 16.1351 | 35.96 | 13.059 | 46.04 | 17.3672 | 30.92 | 10.2125 | 28.94 | 9.5376 | 7878 | #N/A | #N/A
| 44.96 | 16.6515 | 30.92 | 10.3562 | 33.98 | 11.4934 | 32 | 10.3673 | 30.92 | 10.32 | 48.92 | 17.6106 | 48.92 | 18.8675 | 28.94 | 10.1671 | 57.92 | 21.8326 | 30.92 | 10.3105 | 37.4 | 13.7018 | 33.08 | 11.8295 | 46.04 | 17.3618 | 30.92 | 10.2514 | 28.94 | 9.5348 | 7879 | #N/A | #N/A
| 46.94 | 17.3862 | 32 | 10.729 | 33.98 | 11.4934 | 30.74 | 10.2614 | 30.92 | 10.3183 | 48.02 | 17.6479 | 48.92 | 18.8675 | 32 | 11.4027 | 57.92 | 21.2505 | 33.08 | 10.9812 | 33.8 | 12.5021 | 33.08 | 12.0298 | 44.96 | 17.1102 | 32 | 10.5929 | 28.94 | 9.5333 | 7880 | #N/A | #N/A
| 48.02 | 17.8704 | 33.08 | 10.9895 | 35.06 | 11.7973 | 32 | 10.6072 | 32 | 10.6211 | 48.02 | 17.6522 | 48.02 | 18.6547 | 30.02 | 10.5979 | 57.02 | 18.2562 | 33.8 | 11.277 | 39.2 | 14.8635 | 32 | 11.4129 | 46.94 | 17.8637 | 32 | 10.7458 | 30.02 | 9.7926 | 7881 | #N/A | #N/A
| 39.92 | 14.7728 | 33.08 | 11.1645 | 35.06 | 11.7482 | 31.46 | 10.4114 | 32 | 10.6211 | 46.04 | 17.1732 | 48.02 | 18.6582 | 28.94 | 10.1706 | 53.96 | 16.7908 | 33.98 | 11.241 | 37.4 | 14.0531 | 33.98 | 12.2394 | 46.04 | 17.3773 | 32 | 10.6352 | 30.2 | 9.7842 | 7882 | #N/A | #N/A
| 44.96 | 17.1293 | 33.98 | 11.3354 | 35.06 | 11.7482 | 32 | 10.6072 | 32 | 10.6211 | 51.08 | 19.1185 | 48.92 | 19.4357 | 33.98 | 12.2411 | 51.98 | 16.1202 | 33.98 | 11.1962 | 33.8 | 12.5021 | 32 | 11.5626 | 48.92 | 18.5625 | 33.08 | 11.0042 | 30.02 | 9.9294 | 7883 | #N/A | #N/A
| 53.06 | 19.8928 | 35.6 | 11.9976 | 35.96 | 11.9658 | 33.62 | 11.0052 | 33.8 | 11.2889 | 53.06 | 19.6026 | 51.98 | 20.451 | 48.02 | 17.8821 | 51.08 | 16.4551 | 35.96 | 11.6742 | 44.6 | 17.4508 | 48.02 | 17.6783 | 51.08 | 19.1098 | 33.08 | 11.0502 | 30.02 | 9.969 | 7884 | #N/A | #N/A
| 55.04 | 20.3787 | 37.04 | 12.384 | 37.04 | 12.3692 | 35.78 | 11.6289 | 35.06 | 11.598 | 55.94 | 20.597 | 51.98 | 20.7864 | 53.96 | 19.5995 | 53.06 | 16.0531 | 37.04 | 12.067 | 53.6 | 20.1193 | 53.06 | 19.3953 | 51.98 | 19.6218 | 35.06 | 11.5279 | 30.92 | 10.3316 | 7885 | #N/A | #N/A
| 55.04 | 20.637 | 37.94 | 12.9405 | 37.04 | 12.3692 | 37.4 | 12.1693 | 35.6 | 12.0028 | 57.02 | 21.1171 | 51.98 | 20.7864 | 55.94 | 20.086 | 51.98 | 15.6545 | 39.02 | 12.71 | 55.4 | 20.072 | 57.02 | 20.0903 | 55.04 | 20.6245 | 37.04 | 12.0967 | 33.98 | 11.196 | 7886 | #N/A | #N/A
| 55.94 | 20.8654 | 39.92 | 13.796 | 39.92 | 13.4049 | 39.2 | 12.6036 | 37.04 | 12.5682 | 57.02 | 21.1268 | 55.04 | 21.5511 | 57.02 | 20.3568 | 51.98 | 15.3706 | 41 | 13.3363 | 57.2 | 20.5089 | 57.92 | 20.0984 | 55.04 | 20.6341 | 37.94 | 12.3155 | 35.06 | 11.5739 | 7887 | #N/A | #N/A
| 55.94 | 21.1855 | 44.06 | 15.1518 | 42.08 | 14.3045 | 39.2 | 12.8847 | 37.04 | 12.6213 | 57.02 | 21.132 | 55.04 | 21.9021 | 57.02 | 20.3622 | 51.98 | 15.3715 | 42.98 | 13.9955 | 57.2 | 20.0531 | 59 | 20.1088 | 55.94 | 20.8588 | 37.94 | 12.4846 | 35.96 | 11.9297 | 7888 | #N/A | #N/A
| 55.94 | 20.8782 | 44.96 | 15.5391 | 42.08 | 14.3045 | 41 | 13.3191 | 39.92 | 13.8023 | 57.02 | 21.1388 | 55.04 | 21.5654 | 55.94 | 19.8308 | 51.98 | 15.3712 | 44.06 | 14.4156 | 57.2 | 20.9937 | 59 | 20.5906 | 55.04 | 20.6476 | 39.02 | 12.8919 | 35.96 | 11.9317 | 7889 | #N/A | #N/A
| 55.94 | 20.6283 | 44.06 | 15.3223 | 42.98 | 14.8745 | 40.46 | 13.1781 | 41 | 14.2211 | 55.04 | 20.6599 | 53.96 | 21.3042 | 55.04 | 19.3963 | 50 | 14.8916 | 44.96 | 14.83 | 55.4 | 20.5565 | 57.02 | 19.6378 | 53.96 | 20.3873 | 39.02 | 12.8919 | 35.96 | 11.9313 | 7890 | #N/A | #N/A
| 53.06 | 19.9338 | 44.06 | 15.3773 | 42.98 | 15.0402 | 39.2 | 12.8847 | 39.92 | 13.6228 | 53.06 | 20.184 | 51.08 | 20.6058 | 51.98 | 18.6567 | 48.92 | 14.6298 | 44.06 | 14.7923 | 53.6 | 19.6352 | 53.96 | 18.651 | 51.08 | 19.1477 | 39.02 | 13.1171 | 35.96 | 12.1441 | 7891 | #N/A | #N/A
| 51.08 | 19.4499 | 42.08 | 14.6752 | 42.98 | 15.0402 | 39.2 | 13.516 | 39.2 | 13.8103 | 51.08 | 20.0136 | 51.08 | 20.6058 | 48.92 | 18.133 | 44.06 | 13.7377 | 42.08 | 14.3145 | 50 | 18.7614 | 51.08 | 18.197 | 50 | 19.1768 | 37.04 | 13.1824 | 35.6 | 12.1169 | 7892 | #N/A | #N/A
| 51.08 | 19.7008 | 42.08 | 14.8983 | 44.06 | 16.1049 | 37.4 | 13.0811 | 37.94 | 13.5377 | 51.08 | 20.282 | 50 | 20.343 | 48.92 | 18.6388 | 37.04 | 12.3496 | 41 | 14.2088 | 50 | 19.2448 | 50 | 18.4095 | 50 | 19.4271 | 35.96 | 12.9213 | 35.06 | 12.033 | 7893 | #N/A | #N/A
| 50 | 19.4384 | 41 | 14.637 | 42.8 | 15.7108 | 37.4 | 13.3916 | 37.94 | 13.5377 | 51.98 | 20.4992 | 48.92 | 19.7476 | 48.02 | 18.186 | 32 | 11.131 | 41 | 14.2084 | 50 | 19.2448 | 50 | 18.6836 | 50 | 19.4264 | 35.96 | 12.6899 | 33.98 | 11.9591 | 7894 | #N/A | #N/A
| 51.08 | 20.0146 | 39.02 | 14.4896 | 42.98 | 15.6504 | 37.4 | 13.7224 | 37.04 | 13.2629 | 51.08 | 20.0152 | 50 | 20.28 | 50 | 18.6645 | 33.08 | 11.3884 | 41 | 14.4571 | 50 | 19.759 | 50 | 18.6829 | 49.46 | 19.1938 | 35.96 | 12.6911 | 33.08 | 11.7886 | 7895 | #N/A | #N/A
| 50 | 19.4399 | 37.94 | 14.2287 | 41 | 15.2364 | 37.4 | 13.7224 | 35.96 | 13.0018 | 51.08 | 20.0136 | 46.94 | 18.6907 | 50 | 18.3944 | 32 | 11.1248 | 39.92 | 14.5753 | 50 | 19.759 | 48.92 | 17.9274 | 48.92 | 18.9129 | 35.96 | 12.6899 | 33.08 | 11.7886 | 7896 | #N/A | #N/A
| 50 | 19.4429 | 37.4 | 14.0486 | 39.92 | 14.9109 | 37.22 | 13.5927 | 35.96 | 13.2553 | 51.08 | 19.7036 | 51.08 | 20.9596 | 48.92 | 17.9141 | 42.98 | 13.4638 | 39.02 | 14.2998 | 48.2 | 18.8076 | 50 | 17.9352 | 48.92 | 18.6246 | 35.96 | 12.7373 | 33.08 | 11.9524 | 7897 | #N/A | #N/A
| 50 | 19.4421 | 37.94 | 14.2302 | 39.92 | 14.9109 | 37.4 | 13.7224 | 35.96 | 13.2553 | 51.98 | 19.6712 | 51.08 | 20.9596 | 50 | 17.9212 | 41 | 12.983 | 39.02 | 14.3575 | 48.2 | 18.3245 | 50 | 17.9358 | 48.92 | 18.3301 | 35.96 | 12.6891 | 33.08 | 11.9524 | 7898 | #N/A | #N/A
| 50 | 18.6662 | 37.94 | 14.289 | 39.92 | 14.912 | 37.4 | 13.7224 | 35.96 | 13.2553 | 51.08 | 19.4533 | 51.98 | 20.8358 | 50 | 17.9206 | 39.02 | 12.5043 | 39.92 | 14.7568 | 48.2 | 18.3245 | 50 | 17.9358 | 48.92 | 18.2252 | 35.96 | 12.6907 | 33.08 | 12.1574 | 7899 | #N/A | #N/A
| 50 | 18.1769 | 37.94 | 14.2317 | 39.92 | 14.913 | 36.86 | 13.5379 | 35.6 | 13.2693 | 51.98 | 19.6748 | 51.98 | 20.5041 | 48.92 | 17.6601 | 39.02 | 12.638 | 39.92 | 14.7568 | 48.2 | 17.8704 | 48.92 | 17.6758 | 48.92 | 18.1218 | 35.96 | 12.7373 | 33.98 | 12.5639 | 7900 | #N/A | #N/A
| 50 | 17.9192 | 39.02 | 14.4936 | 39.92 | 14.913 | 37.4 | 13.7224 | 35.96 | 13.4248 | 50 | 18.6639 | 51.98 | 20.2332 | 48.92 | 17.4137 | 37.94 | 12.547 | 39.92 | 14.699 | 48.2 | 17.8704 | 48.92 | 17.4277 | 48.92 | 18.0605 | 37.04 | 13.1337 | 33.98 | 12.5639 | 7901 | #N/A | #N/A
| 50 | 17.4755 | 39.02 | 14.5505 | 41 | 15.1757 | 37.4 | 13.7224 | 35.96 | 13.3667 | 50 | 18.1705 | 50 | 19.188 | 48.02 | 16.9979 | 37.94 | 12.374 | 39.92 | 14.7568 | 46.4 | 17.0076 | 48.92 | 17.0001 | 48.92 | 17.9001 | 35.96 | 12.8718 | 35.06 | 12.9367 | 7902 | #N/A | #N/A
| 48.92 | 16.9848 | 39.02 | 14.4936 | 39.92 | 14.9748 | 37.4 | 13.7224 | 35.96 | 13.3658 | 48.02 | 16.9935 | 48.92 | 18.3984 | 48.02 | 16.7672 | 37.94 | 12.3737 | 39.92 | 14.7568 | 46.4 | 16.6073 | 48.92 | 16.8136 | 48.92 | 17.6443 | 35.96 | 12.7373 | 33.98 | 12.5639 | 7903 | #N/A | #N/A
| 50 | 17.0613 | 37.94 | 14.2287 | 39.92 | 14.913 | 37.4 | 13.7224 | 35.96 | 13.4248 | 48.92 | 17.2077 | 48.92 | 18.1228 | 48.02 | 16.5818 | 37.04 | 12.1567 | 39.92 | 14.7568 | 42.8 | 15.7354 | 48.92 | 16.5995 | 48.92 | 17.3992 | 37.04 | 12.9982 | 35.06 | 12.9878 | 7904 | #N/A | #N/A
| 50 | 16.8448 | 37.94 | 14.289 | 39.92 | 14.9083 | 37.4 | 13.7224 | 35.96 | 13.4248 | 48.92 | 16.9762 | 48.92 | 17.8992 | 48.02 | 16.3655 | 35.96 | 11.8968 | 39.92 | 14.7568 | 46.4 | 16.2315 | 48.02 | 16.2072 | 48.92 | 16.9716 | 37.4 | 13.0852 | 35.96 | 13.408 | 7905 | #N/A | #N/A
| 48.92 | 16.5796 | 37.94 | 14.289 | 39.92 | 14.9748 | 37.4 | 13.7224 | 35.96 | 13.4248 | 48.02 | 16.3583 | 48.92 | 17.3944 | 46.94 | 15.3865 | 33.98 | 11.5873 | 39.2 | 14.4729 | 46.4 | 16.2315 | 48.02 | 16.0048 | 48.92 | 16.7842 | 37.04 | 12.1018 | 35.96 | 13.2051 | 7906 | #N/A | #N/A
| 48.02 | 16.1885 | 37.94 | 14.2276 | 39.92 | 14.9073 | 37.4 | 13.7224 | 37.04 | 13.6238 | 48.02 | 15.8272 | 48.92 | 17.1961 | 46.04 | 14.9657 | 35.06 | 11.8448 | 39.92 | 14.9173 | 46.4 | 15.879 | 46.94 | 15.3983 | 48.02 | 16.3178 | 37.04 | 12.7985 | 35.06 | 12.9878 | 7907 | #N/A | #N/A
| 50 | 16.3077 | 39.02 | 14.7129 | 39.92 | 15.1008 | 37.4 | 13.7224 | 37.4 | 13.7047 | 48.02 | 15.4386 | 48.92 | 16.3981 | 46.94 | 15.18 | 35.96 | 12.0673 | 42.08 | 15.441 | 46.4 | 15.2382 | 48.02 | 15.4525 | 48.02 | 15.9789 | 37.04 | 12.7985 | 35.06 | 12.9878 | 7908 | #N/A | #N/A
| 50 | 15.7602 | 39.02 | 14.7765 | 42.08 | 15.8639 | 39.2 | 14.5108 | 37.04 | 13.6861 | 48.92 | 15.8548 | 48.92 | 16.0396 | 48.02 | 15.2796 | 35.96 | 11.901 | 42.98 | 15.8531 | 48.2 | 15.6731 | 48.92 | 15.3236 | 48.92 | 16.0359 | 37.94 | 14.3214 | 35.06 | 12.9878 | 7909 | #N/A | #N/A
| 50 | 15.5769 | 41 | 15.6322 | 42.08 | 15.8639 | 39.74 | 14.7702 | 39.02 | 14.4957 | 50 | 15.9162 | 48.92 | 16.0396 | 48.02 | 15.0969 | 35.96 | 12.0978 | 44.6 | 16.9779 | 48.2 | 15.3456 | 50 | 15.5858 | 50 | 16.113 | 37.94 | 14.3214 | 35.96 | 13.3571 | 7910 | #N/A | #N/A
| 48.92 | 15.3161 | 42.98 | 16.5814 | 44.96 | 17.3695 | 41 | 15.2697 | 39.02 | 14.7845 | 50 | 15.4266 | 51.08 | 16.5631 | 48.02 | 14.491 | 32 | 11.8125 | 46.04 | 17.3711 | 48.2 | 15.3456 | 50 | 15.2691 | 50 | 15.7542 | 39.92 | 15.2244 | 37.04 | 13.8441 | 7911 | #N/A | #N/A
| 51.08 | 15.6902 | 42.98 | 16.4255 | 46.94 | 18.0187 | 41 | 15.7241 | 39.2 | 14.8667 | 48.92 | 14.8605 | 48.92 | 15.4944 | 48.02 | 14.491 | 32 | 11.6144 | 48.02 | 18.1213 | 48.2 | 14.7614 | 50 | 15.1336 | 46.94 | 15.3719 | 39.92 | 15.1719 | 37.94 | 14.0617 | 7912 | #N/A | #N/A
| 50 | 15.2571 | 44.06 | 16.9048 | 46.94 | 18.0187 | 41.54 | 15.7204 | 41 | 15.4055 | 48.92 | 14.5797 | 48.92 | 15.3071 | 46.94 | 14.1036 | 32 | 11.6384 | 48.02 | 18.354 | 48.2 | 14.7614 | 48.92 | 14.59 | 46.94 | 15.3694 | 39.92 | 15.2244 | 39.02 | 14.5406 | 7913 | #N/A | #N/A
| 48.92 | 14.8575 | 46.94 | 18.051 | 46.94 | 18.3707 | 41 | 15.7241 | 41 | 15.4595 | 46.04 | 13.7413 | 48.02 | 14.9414 | 44.96 | 13.3466 | 32 | 11.6222 | 48.02 | 18.354 | 48.2 | 14.5014 | 46.94 | 14.1094 | 46.94 | 14.4971 | 41 | 15.73 | 39.92 | 15.1803 | 7914 | #N/A | #N/A
| 44.96 | 13.7486 | 46.94 | 18.3963 | 46.94 | 18.6193 | 42.44 | 16.188 | 39.92 | 15.1467 | 42.98 | 12.8683 | 44.06 | 13.9852 | 41 | 12.3928 | 32 | 11.6384 | 48.92 | 18.5725 | 44.6 | 13.3931 | 44.06 | 13.1367 | 44.06 | 13.4012 | 42.08 | 16.2452 | 41 | 15.5928 | 7915 | #N/A | #N/A
| 42.08 | 12.9283 | 46.94 | 18.3963 | 46.94 | 18.3107 | 42.8 | 16.1603 | 39.92 | 15.1467 | 42.08 | 12.7852 | 44.06 | 13.9852 | 39.92 | 12.1305 | 32 | 11.6384 | 48.02 | 18.354 | 41 | 12.5253 | 42.08 | 12.5504 | 44.06 | 13.5241 | 42.08 | 16.2452 | 41 | 15.6434 | 7916 | #N/A | #N/A
| 41 | 12.5236 | 46.94 | 18.3963 | 46.4 | 17.8574 | 42.08 | 16.0153 | 39.92 | 15.1439 | 41 | 12.3865 | 42.08 | 13.334 | 39.02 | 11.9118 | 32 | 11.6384 | 46.04 | 17.5857 | 39.2 | 12.0913 | 39.02 | 11.8108 | 42.98 | 13.2615 | 42.08 | 16.1891 | 41 | 15.6434 | 7917 | #N/A | #N/A
| 41 | 12.5206 | 42.08 | 16.1563 | 44.06 | 16.8244 | 41.9 | 15.928 | 39.92 | 15.1979 | 39.92 | 12.1239 | 41 | 12.9357 | 39.02 | 11.9093 | 32 | 11.6384 | 44.96 | 17.1091 | 39.2 | 11.8699 | 39.02 | 11.9172 | 42.08 | 12.9184 | 42.08 | 16.1885 | 42.08 | 15.9047 | 7918 | #N/A | #N/A
| 39.92 | 12.2595 | 41 | 15.6937 | 44.06 | 16.8244 | 41.9 | 15.9303 | 39.92 | 15.1979 | 39.92 | 12.2581 | 41 | 12.9348 | 37.94 | 11.6485 | 30.92 | 11.2162 | 44.06 | 16.6738 | 37.4 | 11.4361 | 37.94 | 11.6556 | 41 | 12.6565 | 42.08 | 16.2452 | 41 | 15.6434 | 7919 | #N/A | #N/A
| 39.02 | 12.042 | 41 | 15.6937 | 44.06 | 16.8821 | 42.8 | 16.1603 | 39.92 | 15.1979 | 39.02 | 12.3055 | 39.92 | 12.5214 | 37.04 | 11.5653 | 30.02 | 10.8131 | 44.06 | 16.6738 | 37.4 | 11.4361 | 37.94 | 11.7901 | 39.02 | 12.0373 | 41 | 15.73 | 41 | 15.6434 | 7920 | #N/A | #N/A
| 39.02 | 12.042 | 41 | 15.6937 | 44.06 | 16.8294 | 41.54 | 15.8065 | 39.92 | 15.1979 | 39.92 | 12.522 | 39.92 | 12.8083 | 37.94 | 11.7828 | 30.02 | 10.6647 | 42.98 | 16.1141 | 37.4 | 11.6574 | 37.94 | 11.7896 | 39.02 | 12.1777 | 41 | 15.73 | 39.92 | 15.1358 | 7921 | #N/A | #N/A
| 39.02 | 12.1817 | 41 | 15.6937 | 44.06 | 16.8294 | 40.64 | 15.3853 | 39.02 | 14.7388 | 39.92 | 12.5211 | 39.92 | 12.8083 | 37.04 | 11.5648 | 28.94 | 10.2336 | 42.98 | 16.412 | 37.4 | 11.6574 | 37.94 | 11.6543 | 39.02 | 12.1774 | 39.92 | 15.2244 | 39.02 | 14.7288 | 7922 | #N/A | #N/A
| 37.94 | 11.7816 | 41 | 15.6937 | 42.98 | 16.6201 | 41 | 15.7241 | 39.02 | 14.7845 | 37.94 | 12.0445 | 41 | 13.3817 | 35.96 | 11.305 | 28.94 | 10.2336 | 42.98 | 16.412 | 37.4 | 11.6574 | 37.04 | 11.5731 | 37.94 | 11.9178 | 37.94 | 14.2804 | 39.02 | 14.7288 | 7923 | #N/A | #N/A
| 37.94 | 11.9232 | 39.92 | 15.1896 | 42.08 | 15.9342 | 39.2 | 14.8871 | 37.4 | 14.0561 | 37.94 | 12.1997 | 39.02 | 12.9058 | 35.96 | 11.3063 | 28.94 | 10.1028 | 42.98 | 16.412 | 37.4 | 11.6574 | 35.96 | 11.3141 | 37.94 | 11.9194 | 37.94 | 14.3214 | 39.02 | 14.5061 | 7924 | #N/A | #N/A
| 35.96 | 11.5693 | 39.92 | 15.1896 | 41 | 15.6306 | 39.2 | 14.8871 | 37.94 | 14.2968 | 37.04 | 11.8291 | 39.92 | 13.3058 | 35.06 | 11.2312 | 28.94 | 10.0974 | 42.08 | 15.7004 | 35.6 | 11.2234 | 35.96 | 11.4564 | 39.02 | 12.3037 | 37.94 | 14.3214 | 37.94 | 14.0286 | 7925 | #N/A | #N/A
| 35.96 | 11.7258 | 39.92 | 15.1896 | 39.92 | 15.1308 | 39.2 | 14.8871 | 37.04 | 13.8601 | 39.92 | 12.5258 | 39.02 | 13.0899 | 33.98 | 10.973 | 28.04 | 9.8839 | 41 | 15.2085 | 37.4 | 11.8967 | 35.06 | 11.2414 | 39.02 | 12.4589 | 37.94 | 14.3214 | 37.94 | 13.855 | 7926 | #N/A | #N/A
| 35.06 | 11.5083 | 39.02 | 14.7765 | 39.92 | 15.1313 | 39.2 | 14.8871 | 35.96 | 13.4248 | 39.02 | 12.5969 | 39.02 | 13.0914 | 33.08 | 10.7556 | 28.04 | 9.7262 | 39.92 | 14.9824 | 35.6 | 11.4626 | 35.06 | 11.364 | 39.02 | 12.5917 | 37.04 | 13.9207 | 37.04 | 13.6385 | 7927 | #N/A | #N/A
| 37.94 | 12.3357 | 37.94 | 14.289 | 39.92 | 15.1313 | 37.4 | 14.0752 | 35.96 | 13.4248 | 41 | 12.9398 | 39.02 | 13.0914 | 37.04 | 11.8323 | 28.04 | 9.7239 | 39.92 | 14.9824 | 37.4 | 11.8967 | 33.98 | 11.1023 | 39.02 | 12.7588 | 37.94 | 14.3214 | 35.06 | 12.9586 | 7928 | #N/A | #N/A
| 39.02 | 12.5954 | 37.04 | 13.8605 | 39.02 | 14.7568 | 37.4 | 14.0752 | 35.96 | 13.3901 | 42.08 | 13.1988 | 42.08 | 13.8271 | 35.06 | 11.2309 | 28.04 | 9.7233 | 39.02 | 14.5389 | 37.4 | 12.1556 | 35.06 | 11.3616 | 39.02 | 12.7565 | 35.96 | 13.4476 | 35.96 | 13.1778 | 7929 | #N/A | #N/A
| 37.04 | 12.1154 | 37.04 | 13.8895 | 39.02 | 14.7229 | 37.4 | 14.0752 | 35.96 | 13.391 | 41 | 13.3839 | 42.08 | 13.8249 | 37.04 | 11.8294 | 28.04 | 9.7209 | 39.02 | 14.5389 | 35.6 | 11.7213 | 37.04 | 11.8371 | 39.02 | 12.5876 | 35.06 | 13.0596 | 35.96 | 13.0161 | 7930 | #N/A | #N/A
| 39.92 | 12.9776 | 35.96 | 13.4177 | 39.02 | 14.7229 | 37.58 | 14.0467 | 35.96 | 13.3934 | 44.06 | 14.4626 | 44.06 | 14.4602 | 37.94 | 12.1991 | 28.04 | 9.7188 | 39.02 | 14.3575 | 37.4 | 12.1556 | 37.94 | 12.2075 | 39.92 | 13.2988 | 35.96 | 13.4476 | 37.04 | 13.4387 | 7931 | #N/A | #N/A
| 42.08 | 13.4983 | 35.96 | 13.4177 | 39.02 | 14.5316 | 38.12 | 14.2877 | 35.06 | 13.0073 | 44.06 | 14.1199 | 46.04 | 15.1363 | 41 | 12.9367 | 28.04 | 9.7171 | 39.02 | 14.5389 | 39.2 | 12.5899 | 39.92 | 12.6848 | 41 | 13.3765 | 37.04 | 13.9207 | 39.92 | 14.512 | 7932 | #N/A | #N/A
| 44.06 | 13.9759 | 37.94 | 14.289 | 39.92 | 14.7171 | 39.2 | 14.8871 | 37.04 | 13.8635 | 46.04 | 14.5983 | 46.94 | 15.3534 | 44.96 | 14.0261 | 28.04 | 9.7147 | 41 | 15.2439 | 42.8 | 13.7388 | 42.98 | 13.4233 | 42.08 | 13.8201 | 37.94 | 14.3214 | 42.98 | 15.2505 | 7933 | #N/A | #N/A
| 48.02 | 14.9348 | 37.94 | 14.289 | 39.92 | 14.7171 | 41 | 15.3229 | 37.04 | 13.897 | 44.96 | 14.1937 | 46.94 | 15.3534 | 46.94 | 14.3722 | 28.04 | 9.5901 | 42.98 | 15.6954 | 44.6 | 14.1732 | 46.04 | 14.4662 | 44.06 | 14.3009 | 37.94 | 14.3214 | 42.98 | 15.0797 | 7934 | #N/A | #N/A
| 48.92 | 14.4309 | 39.92 | 14.9945 | 42.08 | 15.9342 | 41 | 15.7241 | 42.08 | 15.4963 | 48.02 | 14.631 | 46.94 | 14.9986 | 48.02 | 14.3536 | 28.04 | 9.5987 | 44.6 | 16.1544 | 46.4 | 14.3271 | 46.94 | 14.2251 | 46.04 | 14.5962 | 39.92 | 15.2244 | 44.06 | 14.7896 | 7935 | #N/A | #N/A
| 48.92 | 14.6961 | 42.08 | 15.7128 | 44.06 | 15.9776 | 41 | 15.7241 | 42.08 | 15.5256 | 48.02 | 14.3528 | 48.02 | 14.9303 | 46.94 | 14.0929 | 28.04 | 9.7159 | 46.94 | 16.6668 | 46.4 | 13.8271 | 46.94 | 14.1007 | 46.94 | 14.6666 | 42.98 | 16.1826 | 44.96 | 15.3629 | 7936 | #N/A | #N/A
| 48.02 | 14.3548 | 42.98 | 15.9183 | 46.04 | 16.8741 | 42.98 | 16.608 | 42.98 | 15.7436 | 48.02 | 14.3519 | 48.02 | 14.9299 | 46.94 | 13.9508 | 28.94 | 9.809 | 48.02 | 16.9327 | 46.4 | 13.8271 | 48.02 | 14.3606 | 46.94 | 14.3634 | 44.96 | 16.6664 | 42.98 | 14.8874 | 7937 | #N/A | #N/A
| 46.94 | 13.9485 | 42.98 | 15.9178 | 44.96 | 16.3904 | 42.44 | 15.4216 | 42.98 | 15.7436 | 46.94 | 14.212 | 46.04 | 14.2803 | 46.94 | 14.0895 | 28.94 | 9.8087 | 48.2 | 16.6515 | 46.4 | 13.8271 | 46.94 | 14.097 | 44.96 | 13.8829 | 44.06 | 16.2272 | 42.98 | 14.7234 | 7938 | #N/A | #N/A
| 44.96 | 13.4674 | 42.08 | 15.5039 | 44.96 | 16.3734 | 41.72 | 15.0639 | 42.08 | 15.5076 | 44.96 | 13.7304 | 44.96 | 14.0168 | 44.06 | 13.1153 | 28.04 | 9.5912 | 46.04 | 16.0429 | 44.6 | 13.1712 | 44.96 | 13.3397 | 44.06 | 13.9627 | 44.96 | 16.0205 | 39.92 | 14.1464 | 7939 | #N/A | #N/A
| 42.98 | 12.9863 | 41 | 15.0299 | 44.96 | 16.3734 | 41 | 14.9464 | 42.08 | 15.7014 | 42.98 | 13.1266 | 44.96 | 14.0168 | 42.08 | 12.5284 | 26.96 | 9.1947 | 44.96 | 15.7952 | 42.8 | 12.7374 | 42.98 | 12.752 | 42.98 | 13.843 | 42.98 | 15.358 | 37.04 | 13.2864 | 7940 | #N/A | #N/A
| 42.08 | 12.6306 | 41 | 15.2418 | 44.06 | 16.4142 | 39.2 | 14.5108 | 42.08 | 15.7008 | 42.08 | 12.9045 | 44.06 | 13.6584 | 39.92 | 12.0031 | 26.96 | 9.1947 | 44.06 | 15.7435 | 39.2 | 11.8699 | 41 | 12.2703 | 41 | 12.9141 | 41 | 14.4961 | 37.04 | 13.2873 | 7941 | #N/A | #N/A
| 39.92 | 12.107 | 41 | 15.2439 | 42.98 | 15.8937 | 40.82 | 14.2631 | 42.08 | 15.7211 | 42.08 | 12.5205 | 42.98 | 13.1174 | 39.92 | 11.8778 | 26.96 | 9.3286 | 44.06 | 15.5637 | 39.2 | 11.8699 | 37.94 | 11.4065 | 39.02 | 12.5635 | 39.2 | 14.1625 | 35.96 | 13.042 | 7942 | #N/A | #N/A
| 39.92 | 12.2371 | 39.92 | 14.9819 | 42.98 | 15.8937 | 41 | 14.2618 | 41 | 15.4595 | 41 | 12.1346 | 42.08 | 13.0198 | 37.94 | 11.3978 | 26.96 | 9.3384 | 42.08 | 15.2657 | 37.4 | 11.4361 | 35.96 | 11.0487 | 37.94 | 11.8929 | 35.06 | 12.842 | 35.96 | 13.042 | 7943 | #N/A | #N/A
| 39.02 | 12.2793 | 39.92 | 14.9945 | 42.08 | 15.4833 | 34.88 | 12.4217 | 41 | 15.245 | 39.02 | 11.6562 | 41 | 12.6352 | 35.96 | 10.62 | 26.96 | 9.3384 | 39.92 | 14.3524 | 37.4 | 11.4361 | 33.08 | 10.23 | 37.04 | 11.5343 | 32 | 11.7629 | 35.96 | 12.8403 | 7944 | #N/A | #N/A
| 37.04 | 11.5383 | 41 | 15.2493 | 42.08 | 15.498 | 32 | 11.4496 | 41 | 15.2641 | 37.94 | 11.1842 | 39.02 | 12.871 | 33.98 | 10.039 | 26.96 | 9.4634 | 41 | 14.6263 | 32 | 9.9308 | 32 | 9.9675 | 35.06 | 11.0533 | 30.02 | 10.9301 | 35.96 | 12.842 | 7945 | #N/A | #N/A
| 35.96 | 11.2754 | 39.92 | 14.763 | 42.08 | 15.4865 | 29.48 | 10.5254 | 39.02 | 14.3629 | 35.06 | 10.6976 | 39.02 | 12.871 | 32 | 9.561 | 26.06 | 9.2464 | 41 | 14.6263 | 32 | 9.9308 | 30.02 | 9.3915 | 33.98 | 10.6585 | 30.02 | 10.9293 | 35.06 | 12.6256 | 7946 | #N/A | #N/A
| 33.98 | 10.7968 | 37.94 | 14.1045 | 39.92 | 14.5601 | 30.92 | 11.148 | 37.04 | 13.6759 | 32 | 10.08 | 35.96 | 11.6852 | 28.94 | 8.9252 | 26.06 | 9.2464 | 39.02 | 13.9702 | 30.2 | 9.4972 | 28.94 | 9.1296 | 33.08 | 10.4695 | 28.04 | 10.1238 | 33.98 | 12.1611 | 7947 | #N/A | #N/A
| 33.08 | 10.445 | 39.02 | 14.3644 | 39.02 | 14.3418 | 29.3 | 10.4566 | 37.04 | 13.5057 | 28.94 | 9.2196 | 35.06 | 11.4657 | 28.04 | 8.795 | 26.06 | 9.1214 | 37.04 | 13.2959 | 28.4 | 9.0635 | 28.04 | 8.711 | 30.92 | 9.6898 | 28.04 | 10.1235 | 35.06 | 12.626 | 7948 | #N/A | #N/A
| 33.08 | 10.3352 | 39.02 | 14.3686 | 39.02 | 14.3418 | 29.12 | 10.4125 | 37.04 | 13.5043 | 28.94 | 9.3375 | 33.98 | 11.0496 | 26.96 | 8.5317 | 26.06 | 9.1214 | 39.02 | 13.7729 | 26.6 | 8.442 | 26.06 | 8.0488 | 30.92 | 9.5917 | 26.96 | 9.5613 | 33.98 | 12.1599 | 7949 | #N/A | #N/A
| 32 | 9.9522 | 39.02 | 13.9841 | 39.02 | 13.9628 | 28.58 | 10.1132 | 37.04 | 13.3084 | 28.94 | 9.1189 | 33.08 | 10.7104 | 26.06 | 8.1242 | 26.06 | 9.1103 | 37.94 | 13.3559 | 24.8 | 8.0085 | 26.06 | 8.0476 | 30.02 | 9.3732 | 26.96 | 9.6952 | 33.98 | 12.1696 | 7950 | #N/A | #N/A
| 30.92 | 9.4828 | 39.02 | 13.7889 | 37.94 | 13.1691 | 30.02 | 10.745 | 37.04 | 12.7718 | 28.04 | 8.7009 | 32 | 10.4481 | 24.98 | 7.782 | 26.6 | 9.108 | 35.96 | 12.6955 | 24.8 | 7.8352 | 24.98 | 7.6936 | 30.2 | 9.6895 | 26.96 | 9.561 | 33.98 | 12.0057 | 7951 | #N/A | #N/A
| 30.92 | 9.6887 | 37.94 | 12.9889 | 37.94 | 13.1691 | 28.4 | 10.0676 | 37.04 | 12.4311 | 28.04 | 8.5167 | 32 | 10.4481 | 24.08 | 7.471 | 26.06 | 9.1214 | 37.04 | 12.7585 | 24.8 | 7.8352 | 24.08 | 7.4759 | 30.92 | 9.9088 | 26.96 | 9.5607 | 33.08 | 11.6001 | 7952 | #N/A | #N/A
| 30.02 | 9.5905 | 35.96 | 12.1693 | 37.04 | 12.595 | 28.4 | 10.0673 | 35.06 | 11.952 | 26.06 | 8.2209 | 30.02 | 9.5899 | 24.08 | 7.47 | 26.06 | 9.1077 | 35.96 | 12.3387 | 23 | 7.2421 | 24.08 | 7.4745 | 30.92 | 10.039 | 28.04 | 9.9545 | 32 | 11.1799 | 7953 | #N/A | #N/A
| 26.96 | 8.7304 | 35.06 | 11.9502 | 37.04 | 12.2677 | 20.48 | 7.0227 | 35.06 | 11.8052 | 24.98 | 8.0472 | 28.04 | 9.2157 | 23 | 7.3008 | 26.06 | 8.9629 | 35.06 | 11.9388 | 23 | 7.2421 | 24.08 | 7.5659 | 32 | 10.2973 | 26.96 | 9.5597 | 32 | 11.0062 | 7954 | #N/A | #N/A
| 32 | 10.709 | 35.96 | 12.1661 | 37.04 | 12.2677 | 23.18 | 8.0296 | 35.96 | 12.0211 | 30.02 | 9.5863 | 35.06 | 11.5777 | 26.06 | 8.1164 | 26.06 | 8.9616 | 37.04 | 12.4161 | 23 | 7.4018 | 28.04 | 8.5983 | 33.8 | 10.7771 | 30.92 | 11.1429 | 33.08 | 11.1284 | 7955 | #N/A | #N/A
| 37.04 | 11.6533 | 37.94 | 12.6438 | 39.02 | 12.8886 | 33.08 | 12.0468 | 37.94 | 12.6445 | 35.06 | 11.1758 | 37.94 | 12.4353 | 30.02 | 9.2594 | 26.06 | 8.8237 | 39.02 | 12.7477 | 28.4 | 8.8755 | 30.92 | 9.4808 | 35.06 | 11.0307 | 37.94 | 13.1947 | 35.06 | 11.4465 | 7956 | #N/A | #N/A
| 39.02 | 12.2512 | 41 | 13.5646 | 39.02 | 12.7427 | 38.48 | 14.2744 | 39.02 | 12.7586 | 37.04 | 11.9245 | 39.92 | 13.0551 | 35.06 | 10.8006 | 26.96 | 9.0393 | 42.08 | 13.4864 | 32 | 10.1348 | 33.98 | 10.6521 | 35.6 | 11.4491 | 41 | 13.7347 | 35.96 | 11.6622 | 7957 | #N/A | #N/A
| 39.02 | 12.4039 | 44.06 | 14.305 | 39.02 | 12.7427 | 41.36 | 13.7233 | 42.08 | 13.6443 | 39.02 | 12.2531 | 39.92 | 13.0551 | 37.04 | 11.386 | 26.96 | 8.8058 | 44.06 | 13.799 | 37.4 | 11.6574 | 37.94 | 11.6085 | 37.94 | 11.9857 | 42.08 | 13.9967 | 37.94 | 12.1413 | 7958 | #N/A | #N/A
| 39.92 | 12.7543 | 44.96 | 14.5242 | 44.06 | 13.963 | 42.62 | 13.8142 | 42.08 | 13.4999 | 39.92 | 12.9195 | 41 | 13.5005 | 37.94 | 11.7369 | 28.04 | 9.2085 | 44.96 | 13.8834 | 39.2 | 12.3309 | 41 | 12.3486 | 39.02 | 12.3993 | 42.98 | 13.874 | 39.92 | 12.7783 | 7959 | #N/A | #N/A
| 41 | 13.3255 | 44.06 | 13.8116 | 44.96 | 14.1819 | 43.52 | 13.9743 | 42.98 | 13.7185 | 42.08 | 13.4435 | 42.08 | 13.9189 | 41 | 12.2376 | 28.04 | 8.9682 | 46.94 | 14.4975 | 39.2 | 12.3309 | 41 | 12.2436 | 39.92 | 12.803 | 42.98 | 14.0605 | 39.92 | 12.7808 | 7960 | #N/A | #N/A
| 41 | 13.3276 | 46.04 | 14.6039 | 44.96 | 14.1819 | 43.34 | 13.8731 | 42.98 | 13.5516 | 42.08 | 13.4451 | 42.08 | 13.9212 | 42.08 | 13.1513 | 28.04 | 8.9679 | 48.02 | 14.6248 | 41 | 13.0242 | 42.08 | 12.5061 | 41 | 13.1778 | 42.98 | 14.0601 | 39.02 | 12.7018 | 7961 | #N/A | #N/A
| 41 | 13.5067 | 44.06 | 13.6768 | 44.06 | 13.7965 | 42.44 | 13.5119 | 42.08 | 13.3331 | 42.98 | 13.8062 | 42.08 | 14.116 | 42.08 | 13.2835 | 26.96 | 8.7068 | 44.96 | 13.8844 | 41 | 13.3043 | 42.08 | 13.0074 | 41 | 13.2309 | 42.08 | 13.8413 | 37.94 | 12.3019 | 7962 | #N/A | #N/A
| 42.08 | 13.9262 | 41 | 13.2389 | 42.98 | 13.5349 | 41 | 13.3059 | 41 | 12.938 | 41 | 13.1857 | 41 | 13.5047 | 41 | 13.1887 | 26.06 | 8.2838 | 42.98 | 13.5393 | 39.2 | 12.8698 | 41 | 13.0315 | 39.92 | 13.2414 | 37.94 | 13.5404 | 37.04 | 11.9246 | 7963 | #N/A | #N/A
| 42.08 | 13.7697 | 39.92 | 12.6756 | 42.98 | 13.5349 | 37.4 | 13.0811 | 39.92 | 12.6765 | 41 | 13.5088 | 41 | 13.5047 | 37.94 | 12.4508 | 24.98 | 7.9184 | 42.08 | 13.1874 | 37.4 | 12.4352 | 39.02 | 12.7195 | 39.92 | 13.5928 | 33.98 | 12.4227 | 35.96 | 11.5374 | 7964 | #N/A | #N/A
| 42.98 | 14.1455 | 39.02 | 12.4573 | 41 | 12.9216 | 33.8 | 11.7428 | 39.02 | 12.4588 | 42.08 | 14.4594 | 42.98 | 14.1405 | 35.96 | 11.9746 | 23 | 7.3572 | 39.02 | 12.4476 | 37.4 | 12.4352 | 37.94 | 12.4612 | 41 | 13.6602 | 33.08 | 12.0206 | 35.96 | 11.6628 | 7965 | #N/A | #N/A
| 44.06 | 14.9403 | 37.04 | 11.9787 | 39.92 | 12.6595 | 28.4 | 9.9552 | 37.04 | 11.979 | 44.96 | 15.7268 | 44.06 | 15.1278 | 35.06 | 11.7599 | 23 | 7.4392 | 37.94 | 12.1862 | 37.4 | 12.7373 | 39.02 | 13.0478 | 42.08 | 14.2988 | 30.02 | 10.9242 | 33.08 | 11.2627 | 7966 | #N/A | #N/A
| 46.04 | 16.1703 | 35.06 | 11.4998 | 39.92 | 12.6595 | 28.76 | 10.2049 | 35.96 | 11.7179 | 48.02 | 17.0655 | 46.04 | 16.1635 | 41 | 14.5675 | 23 | 7.439 | 37.94 | 12.1852 | 39.2 | 13.8077 | 39.02 | 13.7386 | 44.06 | 15.2942 | 28.94 | 10.4814 | 32 | 10.8649 | 7967 | #N/A | #N/A
| 48.02 | 17.3096 | 35.06 | 11.5001 | 37.94 | 12.1812 | 25.88 | 9.0676 | 35.06 | 11.5004 | 48.92 | 17.8561 | 46.94 | 17.2868 | 44.06 | 15.9238 | 23 | 7.4388 | 35.96 | 11.7079 | 41 | 14.5727 | 42.08 | 15.0533 | 44.96 | 16.1258 | 30.02 | 10.7424 | 30.92 | 10.4463 | 7968 | #N/A | #N/A
| 48.2 | 17.4272 | 33.98 | 11.2392 | 37.04 | 12.0964 | 23 | 7.9768 | 33.08 | 11.0234 | 51.08 | 18.5193 | 48.02 | 18.0347 | 50 | 18.2946 | 23 | 7.4573 | 35.06 | 11.4901 | 42.8 | 15.7354 | 46.94 | 17.0745 | 46.04 | 17.0751 | 26.96 | 9.6914 | 32 | 10.7078 | 7969 | #N/A | #N/A
| 50 | 18.5328 | 33.08 | 11.0215 | 37.04 | 12.0964 | 21.2 | 7.339 | 33.98 | 11.2396 | 51.08 | 19.0238 | 48.02 | 18.0347 | 51.08 | 19.0338 | 23 | 7.4573 | 28.94 | 9.7381 | 44.6 | 16.5713 | 50 | 18.2894 | 48.02 | 18.0431 | 24.98 | 8.9258 | 30.92 | 10.32 | 7970 | #N/A | #N/A
| 50 | 18.7732 | 33.98 | 11.0845 | 35.96 | 11.7011 | 23.36 | 8.0706 | 33.08 | 10.8681 | 51.98 | 19.5397 | 50 | 19.0476 | 51.08 | 19.1044 | 21.92 | 7.1766 | 26.96 | 9.1203 | 48.2 | 17.8704 | 51.08 | 19.0605 | 48.02 | 18.0514 | 26.06 | 9.3381 | 30.92 | 10.3191 | 7971 | #N/A | #N/A
| 51.08 | 19.0421 | 33.08 | 10.8666 | 35.06 | 11.4825 | 21.56 | 7.3925 | 33.08 | 10.8675 | 53.06 | 20.0558 | 48.92 | 19.0418 | 51.08 | 19.3372 | 19.04 | 6.4008 | 26.96 | 9.119 | 48.2 | 18.3245 | 51.98 | 19.5759 | 48.92 | 18.5088 | 24.98 | 8.8024 | 30.02 | 10.1017 | 7972 | #N/A | #N/A
| 51.08 | 19.3332 | 32 | 10.4831 | 35.06 | 11.4825 | 20.84 | 7.1611 | 35.06 | 11.3451 | 53.06 | 20.369 | 50 | 19.6152 | 53.6 | 20.619 | 17.06 | 5.6661 | 26.06 | 9.0416 | 50 | 19.2448 | 53.06 | 20.0896 | 50 | 19.0617 | 24.98 | 8.8007 | 28.94 | 9.6947 | 7973 | #N/A | #N/A
| 51.98 | 19.8081 | 33.08 | 10.7441 | 35.06 | 11.6148 | 19.04 | 6.495 | 35.06 | 11.223 | 53.96 | 20.8591 | 51.08 | 19.8861 | 53.06 | 20.4348 | 12.92 | 4.5216 | 28.94 | 9.8577 | 50 | 19.2448 | 53.96 | 20.6732 | 51.08 | 19.5799 | 24.08 | 8.5829 | 28.94 | 9.6945 | 7974 | #N/A | #N/A
| 53.06 | 20.3882 | 33.98 | 10.96 | 35.06 | 11.6135 | 21.74 | 7.4726 | 35.06 | 11.2216 | 55.04 | 21.46 | 51.08 | 20.157 | 55.04 | 21.5156 | 14 | 4.9292 | 33.08 | 11.0076 | 53.6 | 20.6342 | 53.96 | 21.2313 | 51.8 | 19.6493 | 21.92 | 7.7875 | 28.04 | 9.4763 | 7975 | #N/A | #N/A
| 53.96 | 20.8798 | 32 | 10.4806 | 35.06 | 11.6135 | 19.76 | 6.7528 | 33.98 | 10.9595 | 55.94 | 22.3228 | 51.08 | 20.157 | 55.04 | 21.5156 | 15.98 | 5.477 | 33.08 | 11.0061 | 53.6 | 21.1815 | 55.94 | 21.7229 | 51.8 | 20.1615 | 23 | 8.0468 | 28.04 | 9.4749 | 7976 | #N/A | #N/A
| 55.04 | 21.5086 | 30.92 | 10.2174 | 33.98 | 11.2158 | 19.4 | 6.6483 | 33.08 | 10.6 | 55.04 | 22.1521 | 53.96 | 21.8351 | 55.94 | 22.0493 | 17.06 | 5.8264 | 32 | 10.4696 | 55.4 | 22.2015 | 55.94 | 21.7557 | 53.06 | 20.9867 | 21.92 | 7.7855 | 28.04 | 9.3356 | 7977 | #N/A | #N/A
| 53.96 | 21.5599 | 30.92 | 10.0761 | 33.98 | 11.2152 | 18.32 | 6.2846 | 32 | 10.3378 | 55.04 | 22.1133 | 53.96 | 22.2059 | 55.04 | 21.4912 | 12.92 | 4.5196 | 30.92 | 10.0685 | 55.4 | 22.2015 | 55.94 | 21.7557 | 51.98 | 20.728 | 21.92 | 7.6767 | 28.04 | 9.2252 | 7978 | #N/A | #N/A
| 55.94 | 22.0463 | 33.08 | 10.8576 | 33.98 | 11.2152 | 21.02 | 7.2378 | 33.98 | 10.9543 | 55.94 | 22.7015 | 55.94 | 23.0064 | 53.96 | 21.2528 | 12.92 | 4.5845 | 35.06 | 11.3272 | 55.4 | 22.2015 | 55.04 | 20.9131 | 53.06 | 20.9907 | 24.08 | 8.5763 | 30.02 | 9.8107 | 7979 | #N/A | #N/A
| 57.92 | 22.1883 | 37.04 | 11.8119 | 37.04 | 11.7992 | 30.38 | 10.8713 | 35.96 | 11.4311 | 57.92 | 22.1814 | 57.02 | 23.2745 | 55.94 | 20.2682 | 15.98 | 5.4025 | 37.94 | 12.0201 | 55.4 | 21.6195 | 55.04 | 20.3544 | 53.96 | 20.6191 | 30.92 | 10.9447 | 32 | 10.4236 | 7980 | #N/A | #N/A
| 59 | 21.2963 | 39.02 | 12.1665 | 39.02 | 12.2748 | 36.32 | 12.0165 | 37.94 | 11.9074 | 57.92 | 21.0287 | 57.92 | 23.185 | 55.04 | 19.814 | 23 | 7.3483 | 39.92 | 12.4965 | 55.4 | 21.0718 | 55.04 | 20.3544 | 53.96 | 20.3246 | 37.94 | 12.8226 | 33.98 | 10.7618 | 7981 | #N/A | #N/A
| 55.94 | 20.558 | 39.92 | 12.5067 | 39.02 | 12.2748 | 40.82 | 12.8874 | 39.92 | 12.5073 | 55.94 | 20.5535 | 57.92 | 23.185 | 55.94 | 19.7678 | 26.06 | 8.0851 | 42.08 | 13.0189 | 53.6 | 20.1193 | 55.94 | 20.0537 | 53.06 | 20.0967 | 41 | 13.5625 | 37.04 | 11.3898 | 7982 | #N/A | #N/A
| 55.04 | 20.3437 | 42.98 | 13.3992 | 42.98 | 13.2334 | 34.88 | 11.4826 | 42.08 | 13.1833 | 53.96 | 19.7876 | 55.94 | 21.7094 | 57.02 | 19.318 | 28.04 | 8.563 | 44.06 | 13.4976 | 53.6 | 20.1193 | 60.08 | 20.793 | 53.96 | 20.0753 | 44.96 | 14.3379 | 39.92 | 11.8572 | 7983 | #N/A | #N/A
| 59 | 21.3077 | 44.06 | 13.6609 | 44.96 | 13.8649 | 44.24 | 13.8499 | 44.06 | 13.509 | 55.94 | 20.271 | 55.94 | 21.7127 | 60.08 | 19.8654 | 28.04 | 8.6468 | 46.04 | 13.8547 | 57.2 | 20.9937 | 62.06 | 19.9487 | 53.96 | 20.0721 | 46.94 | 14.5045 | 41 | 12.1174 | 7984 | #N/A | #N/A
| 60.98 | 20.7742 | 44.96 | 13.7266 | 44.96 | 13.8649 | 46.22 | 14.441 | 44.96 | 13.7272 | 57.02 | 20.8208 | 55.04 | 20.8952 | 62.06 | 18.6499 | 28.94 | 8.7812 | 46.94 | 13.9328 | 59 | 20.4897 | 62.06 | 18.8203 | 57.92 | 20.2377 | 48.02 | 14.767 | 42.98 | 12.5953 | 7985 | #N/A | #N/A
| 60.98 | 19.2857 | 46.04 | 13.9862 | 46.04 | 13.9732 | 46.58 | 14.5824 | 44.96 | 13.7266 | 55.94 | 20.2656 | 53.96 | 20.6303 | 60.98 | 18.7454 | 28.94 | 8.8644 | 48.02 | 14.1918 | 60.8 | 19.0299 | 60.98 | 18.7553 | 55.04 | 18.8224 | 48.02 | 14.7651 | 42.08 | 12.479 | 7986 | #N/A | #N/A
| 57.02 | 17.9659 | 42.98 | 13.2474 | 44.96 | 13.5904 | 45.5 | 14.3518 | 44.06 | 13.387 | 53.96 | 19.5468 | 51.98 | 20.1405 | 57.02 | 17.0949 | 28.04 | 8.4696 | 44.96 | 13.4538 | 59 | 18.2829 | 57.02 | 16.9339 | 53.06 | 17.7328 | 46.04 | 14.289 | 39.02 | 12.2624 | 7987 | #N/A | #N/A
| 53.96 | 17.0363 | 41 | 12.7686 | 44.96 | 13.5904 | 38.12 | 12.6573 | 39.92 | 12.3879 | 53.96 | 16.8372 | 51.98 | 20.1405 | 53.06 | 15.9651 | 21.92 | 7.2786 | 37.04 | 11.5437 | 55.4 | 16.4986 | 53.06 | 15.9729 | 48.02 | 16.2901 | 35.96 | 12.1686 | 37.04 | 11.7847 | 7988 | #N/A | #N/A
| 48.2 | 16.301 | 35.96 | 11.5514 | 44.06 | 13.3717 | 30.92 | 10.5817 | 37.04 | 11.8145 | 51.98 | 16.1945 | 51.08 | 17.2474 | 50 | 15.0884 | 21.92 | 7.0921 | 30.92 | 9.9341 | 51.8 | 15.63 | 51.08 | 15.4904 | 46.94 | 15.6588 | 33.08 | 11.3261 | 35.96 | 11.5234 | 7989 | #N/A | #N/A
| 48.02 | 16.326 | 30.92 | 10.2128 | 42.98 | 13.2311 | 28.58 | 9.9108 | 35.06 | 11.6209 | 50 | 15.3838 | 46.94 | 16.4152 | 48.02 | 14.4525 | 21.92 | 7.0925 | 28.94 | 9.5878 | 50 | 15.1957 | 48.02 | 15.4325 | 46.04 | 15.278 | 30.92 | 10.8028 | 33.98 | 11.0451 | 7990 | #N/A | #N/A
| 46.94 | 15.3226 | 28.94 | 9.7339 | 42.98 | 13.2311 | 23.18 | 7.979 | 30.92 | 10.3345 | 46.94 | 15.1235 | 46.04 | 15.803 | 44.96 | 13.5888 | 26.06 | 8.1731 | 28.94 | 9.4539 | 46.4 | 14.9109 | 44.06 | 14.0979 | 44.96 | 14.6356 | 26.96 | 9.5482 | 35.06 | 11.4295 | 7991 | #N/A | #N/A
| 46.04 | 14.747 | 28.94 | 9.7331 | 42.08 | 13.1649 | 26.42 | 9.0689 | 32 | 10.5941 | 44.06 | 14.4244 | 46.04 | 15.4377 | 42.98 | 13.516 | 26.96 | 8.4943 | 24.98 | 8.2725 | 42.8 | 13.7388 | 42.08 | 13.3052 | 44.06 | 14.2595 | 28.04 | 9.9408 | 33.98 | 11.1713 | 7992 | #N/A | #N/A
| 44.96 | 14.4858 | 26.96 | 9.2568 | 39.02 | 12.4255 | 23.54 | 8.127 | 28.04 | 9.6394 | 42.08 | 13.6064 | 44.96 | 15.0181 | 42.08 | 13.2982 | 28.94 | 9.0638 | 24.98 | 8.4989 | 42.8 | 13.4585 | 39.92 | 12.7822 | 42.98 | 13.6714 | 26.06 | 9.329 | 30.92 | 10.4311 | 7993 | #N/A | #N/A
| 44.06 | 13.6416 | 28.04 | 9.6355 | 39.02 | 12.4255 | 24.44 | 8.4763 | 28.94 | 10.0062 | 41 | 13.3436 | 44.96 | 15.0181 | 39.92 | 12.6428 | 30.02 | 9.4386 | 23 | 7.9148 | 41 | 12.765 | 41 | 12.7583 | 42.08 | 13.1539 | 26.06 | 9.177 | 33.98 | 11.1692 | 7994 | #N/A | #N/A
| 42.98 | 13.6778 | 24.98 | 8.6378 | 37.94 | 12.2953 | 25.16 | 8.6728 | 28.04 | 9.6374 | 39.92 | 12.9379 | 42.98 | 14.0005 | 37.94 | 12.0114 | 30.92 | 9.881 | 24.98 | 8.392 | 39.2 | 12.3309 | 37.94 | 11.8973 | 41 | 13.0256 | 28.04 | 9.9399 | 35.06 | 11.725 | 7995 | #N/A | #N/A
| 41 | 12.9004 | 26.06 | 8.8972 | 37.04 | 12.2432 | 27.14 | 9.4592 | 28.04 | 9.7891 | 39.92 | 12.4877 | 42.08 | 13.6018 | 35.96 | 11.4126 | 33.08 | 10.6485 | 24.98 | 8.3915 | 37.4 | 11.8967 | 37.04 | 11.5395 | 39.92 | 12.9285 | 28.04 | 10.1065 | 33.98 | 11.6357 | 7996 | #N/A | #N/A
| 41 | 13.3399 | 26.96 | 9.3748 | 37.04 | 12.2432 | 28.04 | 9.7544 | 26.96 | 9.3766 | 37.94 | 11.8873 | 39.92 | 13.2587 | 35.06 | 11.0548 | 35.06 | 11.5481 | 26.06 | 8.8906 | 37.4 | 11.8967 | 35.96 | 11.0378 | 39.92 | 13.2514 | 28.94 | 10.326 | 35.06 | 12.0473 | 7997 | #N/A | #N/A
| 39.92 | 13.4164 | 28.94 | 10.1381 | 35.96 | 12.4633 | 30.02 | 10.5542 | 28.94 | 10.1389 | 35.96 | 11.5309 | 39.92 | 13.7932 | 35.06 | 10.6943 | 35.96 | 11.9023 | 28.94 | 9.8454 | 37.4 | 11.8967 | 33.98 | 10.5607 | 41 | 14.0435 | 30.92 | 10.9482 | 35.96 | 12.6137 | 7998 | #N/A | #N/A
| 39.92 | 13.7918 | 30.02 | 10.5637 | 35.96 | 12.6602 | 31.64 | 11.089 | 30.02 | 10.3997 | 35.06 | 11.5974 | 39.92 | 14.1395 | 33.08 | 10.3387 | 37.94 | 12.5517 | 30.02 | 10.2579 | 37.4 | 12.4352 | 33.08 | 10.4501 | 41 | 13.1876 | 32 | 11.3898 | 35.96 | 12.6129 | 7999 | #N/A | #N/A
| 39.02 | 12.8622 | 32 | 11.0416 | 35.96 | 12.6602 | 32.18 | 11.3699 | 30.92 | 10.9265 | 32 | 11.0239 | 39.92 | 14.1395 | 30.92 | 9.8172 | 39.92 | 12.8603 | 30.92 | 10.4753 | 39.2 | 13.4983 | 30.92 | 9.93 | 39.92 | 12.4782 | 32 | 11.3916 | 37.04 | 13.0783 | 8000 | #N/A | #N/A
| 37.94 | 12.2896 | 33.08 | 11.6248 | 37.94 | 13.3174 | 32 | 11.4215 | 32 | 11.0424 | 26.06 | 9.02 | 35.96 | 12.4544 | 28.04 | 9.1218 | 41 | 13.291 | 33.08 | 11.4372 | 37.4 | 12.4352 | 30.92 | 10.2008 | 39.92 | 12.7609 | 32 | 11.4534 | 35.06 | 12.2347 | 8001 | #N/A | #N/A
| 30.02 | 9.974 | 35.06 | 12.4579 | 39.92 | 14.1461 | 32 | 11.4496 | 33.08 | 11.6286 | 28.94 | 9.835 | 33.98 | 11.4968 | 26.06 | 8.6442 | 41 | 13.292 | 33.98 | 11.9923 | 35.6 | 11.7213 | 28.04 | 9.2325 | 37.94 | 12.1503 | 32 | 11.422 | 35.06 | 12.3973 | 8002 | #N/A | #N/A
| 35.06 | 11.9004 | 37.04 | 13.2732 | 39.92 | 14.1461 | 32 | 11.4496 | 35.06 | 12.4608 | 30.02 | 10.3757 | 42.08 | 14.3063 | 28.94 | 9.8331 | 41 | 13.439 | 37.04 | 12.9281 | 28.4 | 9.7262 | 32 | 10.3181 | 41 | 13.3256 | 33.08 | 11.8421 | 35.96 | 12.6475 | 8003 | #N/A | #N/A
| 44.06 | 14.4083 | 46.94 | 16.8439 | 44.06 | 15.7063 | 34.34 | 12.2483 | 35.96 | 12.8609 | 44.06 | 14.6048 | 44.06 | 14.7832 | 35.06 | 10.9166 | 39.92 | 13.3639 | 42.08 | 14.3299 | 35.6 | 12.3026 | 35.06 | 11.3164 | 42.98 | 13.8544 | 33.98 | 12.4147 | 35.06 | 12.4303 | 8004 | #N/A | #N/A
| 44.96 | 14.6272 | 48.02 | 16.9146 | 44.96 | 15.9287 | 35.78 | 12.8471 | 35.96 | 12.9011 | 46.04 | 15.0843 | 44.96 | 15.0012 | 39.92 | 12.4826 | 37.94 | 13.0477 | 44.06 | 15.1628 | 41 | 13.6068 | 39.92 | 12.642 | 44.06 | 14.0651 | 35.06 | 12.6761 | 35.06 | 12.6354 | 8005 | #N/A | #N/A
| 44.96 | 14.827 | 46.94 | 17.0912 | 44.96 | 15.9287 | 37.4 | 13.6931 | 37.94 | 13.8634 | 46.04 | 15.2693 | 44.96 | 15.0012 | 41 | 13.0304 | 41 | 13.7919 | 44.96 | 15.7593 | 44.6 | 14.4762 | 44.06 | 13.9425 | 44.06 | 14.2491 | 35.6 | 13.2918 | 37.04 | 13.3028 | 8006 | #N/A | #N/A
| 44.96 | 15.0618 | 46.94 | 17.1333 | 44.06 | 16.6241 | 38.48 | 14.2415 | 37.94 | 14.1148 | 44.96 | 15.0634 | 44.96 | 15.1641 | 44.96 | 14.6395 | 42.08 | 14.2562 | 44.96 | 16.8537 | 44.6 | 14.8032 | 44.96 | 14.3073 | 44.06 | 14.6042 | 35.96 | 13.4264 | 37.04 | 13.6422 | 8007 | #N/A | #N/A
| 44.96 | 15.0618 | 46.04 | 17.6554 | 44.96 | 17.332 | 40.1 | 15.0895 | 39.92 | 15.1979 | 46.94 | 15.542 | 46.04 | 15.6237 | 44.96 | 15.0191 | 42.98 | 14.4753 | 46.94 | 17.8255 | 44.6 | 14.8032 | 46.94 | 15.1284 | 44.6 | 15.0931 | 35.96 | 13.4476 | 37.04 | 13.6689 | 8008 | #N/A | #N/A
| 46.04 | 15.4809 | 46.94 | 18.3963 | 44.96 | 17.332 | 41 | 15.7241 | 46.04 | 17.6651 | 46.94 | 15.6563 | 46.04 | 15.7951 | 46.04 | 15.2876 | 42.98 | 14.4769 | 46.94 | 17.8592 | 44.6 | 14.8032 | 46.94 | 15.3297 | 44.96 | 15.0078 | 37.94 | 14.3139 | 42.08 | 16.1374 | 8009 | #N/A | #N/A
| 44.96 | 15.1811 | 48.02 | 18.9082 | 48.92 | 19.3837 | 42.8 | 16.1559 | 46.94 | 18.117 | 46.94 | 15.8514 | 44.96 | 15.7486 | 46.94 | 15.8554 | 42.98 | 14.4785 | 50 | 19.353 | 44.6 | 15.1132 | 46.04 | 15.4517 | 44.6 | 15.0931 | 39.02 | 14.8088 | 44.96 | 17.6034 | 8010 | #N/A | #N/A
| 44.96 | 15.3749 | 48.92 | 19.4226 | 50 | 19.9204 | 53.6 | 21.8007 | 48.92 | 19.4286 | 46.94 | 15.8967 | 44.96 | 15.9283 | 46.94 | 16.0279 | 39.02 | 13.5226 | 51.08 | 20.1987 | 44.6 | 15.1132 | 46.04 | 15.6527 | 42.98 | 14.6922 | 41 | 15.7379 | 44.6 | 17.6745 | 8011 | #N/A | #N/A
| 44.06 | 15.1984 | 50 | 19.9655 | 50 | 19.9204 | 53.6 | 21.8007 | 50 | 19.9763 | 46.04 | 16.0596 | 44.96 | 15.9283 | 46.94 | 16.0316 | 39.02 | 13.5242 | 51.98 | 20.7618 | 42.8 | 15.0081 | 44.96 | 15.5616 | 42.8 | 14.6579 | 42.98 | 16.6957 | 46.04 | 18.1208 | 8012 | #N/A | #N/A
| 46.4 | 16.2171 | 51.08 | 20.9185 | 51.98 | 21.4 | 53.6 | 21.8007 | 51.98 | 20.7984 | 48.02 | 16.2901 | 46.94 | 16.6364 | 44.96 | 15.5559 | 39.92 | 13.9268 | 55.94 | 22.7498 | 42.8 | 15.0081 | 44.06 | 15.1798 | 44.6 | 15.422 | 42.98 | 16.682 | 48.92 | 19.6972 | 8013 | #N/A | #N/A
| 46.22 | 16.5128 | 55.04 | 23.2558 | 55.76 | 23.5424 | 50.36 | 20.4284 | 53.42 | 22.153 | 47.66 | 16.8648 | 46.22 | 17.1555 | 46.04 | 16.4001 | 37.58 | 13.3281 | 58.28 | 24.1479 | 41.36 | 14.9394 | 41.18 | 14.5216 | 44.6 | 15.8105 | 44.42 | 17.3959 | 55.04 | 22.993 | 8014 | #N/A | #N/A
| 46.58 | 16.8375 | 56.3 | 24.0411 | 56.48 | 24.0657 | 49.64 | 19.9747 | 51.8 | 21.2169 | 48.74 | 17.5665 | 46.04 | 17.2868 | 46.94 | 16.9326 | 38.12 | 13.4904 | 58.82 | 24.6222 | 41.36 | 15.0847 | 42.08 | 14.9462 | 44.96 | 16.0476 | 44.24 | 17.3056 | 55.58 | 23.3227 | 8015 | #N/A | #N/A
| 46.76 | 17.129 | 55.76 | 23.702 | 57.38 | 24.5605 | 48.2 | 19.2487 | 49.82 | 20.1048 | 49.46 | 18.1705 | 45.68 | 17.5147 | 48.2 | 17.5754 | 38.66 | 13.6534 | 59 | 24.7359 | 42.44 | 15.5712 | 43.7 | 15.6632 | 45.32 | 16.3665 | 43.7 | 17.0366 | 55.58 | 23.2555 | 8016 | #N/A | #N/A
| 42.98 | 15.2625 | 54.32 | 22.8055 | 49.28 | 18.6608 | 47.3 | 18.8739 | 45.5 | 17.3911 | 44.24 | 15.3585 | 42.26 | 15.4494 | 51.62 | 19.5125 | 42.8 | 15.4131 | 50.54 | 18.8211 | 40.64 | 14.9473 | 48.02 | 17.8994 | 48.02 | 18.0388 | 42.98 | 16.6842 | 55.58 | 23.0497 | 8017 | #N/A | #N/A
| 38.48 | 13.1039 | 51.8 | 21.3168 | 41.18 | 14.1092 | 46.04 | 18.2146 | 40.82 | 14.8701 | 37.76 | 12.4733 | 38.48 | 13.5425 | 54.32 | 21.2807 | 45.32 | 16.7714 | 41.72 | 14.2103 | 37.94 | 13.9355 | 50.9 | 19.917 | 50.36 | 19.6914 | 41.9 | 16.1615 | 54.86 | 22.4912 | 8018 | #N/A | #N/A
| 34.88 | 11.506 | 48.74 | 19.6061 | 32.9 | 10.3144 | 44.6 | 17.4797 | 37.58 | 13.333 | 30.56 | 9.754 | 35.06 | 11.8534 | 56.3 | 22.838 | 48.02 | 18.1764 | 32.72 | 10.2535 | 34.7 | 12.7197 | 53.42 | 21.6638 | 52.16 | 21.1895 | 40.64 | 15.5631 | 53.6 | 21.6978 | 8019 | #N/A | #N/A
| 31.46 | 10.1021 | 46.22 | 18.2708 | 24.26 | 7.1518 | 43.16 | 16.7639 | 33.8 | 11.7222 | 24.08 | 7.4486 | 32 | 10.437 | 57.92 | 24.2143 | 50.54 | 19.6245 | 23 | 6.8505 | 31.82 | 11.6479 | 55.76 | 23.3129 | 53.06 | 22.0238 | 39.2 | 14.8951 | 51.98 | 20.8329 | 8020 | #N/A | #N/A
| 32.36 | 10.4297 | 44.24 | 17.2646 | 23.72 | 7.0217 | 41.9 | 16.1525 | 32.18 | 11.3014 | 23.54 | 7.4571 | 32.72 | 10.7546 | 56.84 | 23.6732 | 50 | 19.4392 | 21.74 | 6.5961 | 32.36 | 11.7784 | 54.5 | 22.5456 | 51.26 | 20.9812 | 38.3 | 14.4841 | 50.54 | 20.0393 | 8021 | #N/A | #N/A
| 32.36 | 10.498 | 42.8 | 16.5552 | 23.36 | 6.9467 | 41.36 | 15.8947 | 31.64 | 11.2016 | 21.92 | 7.0824 | 33.8 | 11.1401 | 55.58 | 22.9086 | 48.92 | 18.974 | 20.12 | 6.2439 | 33.62 | 12.2104 | 52.88 | 21.5961 | 49.64 | 20.0688 | 37.76 | 14.2407 | 49.28 | 19.4123 | 8022 | #N/A | #N/A
| 31.64 | 10.2541 | 41.72 | 16.035 | 23 | 6.8857 | 41.18 | 15.8092 | 31.46 | 11.159 | 21.02 | 6.8655 | 34.52 | 11.4425 | 54.68 | 22.3741 | 47.48 | 18.4764 | 19.04 | 6.0226 | 35.06 | 12.681 | 51.98 | 21.1356 | 48.2 | 19.2862 | 37.4 | 14.0802 | 48.02 | 18.8984 | 8023 | #N/A | #N/A
| 31.46 | 10.1423 | 41.54 | 15.9501 | 23.36 | 6.9845 | 41.18 | 15.8092 | 32.18 | 11.4564 | 20.84 | 6.8872 | 34.7 | 11.5416 | 53.78 | 21.9084 | 46.04 | 17.8381 | 19.4 | 6.1637 | 36.5 | 13.2514 | 51.62 | 20.8724 | 48.2 | 19.1814 | 38.12 | 14.3994 | 48.02 | 18.7463 | 8024 | #N/A | #N/A
| 32.18 | 10.3832 | 41.72 | 16.0359 | 24.26 | 7.2644 | 41.18 | 15.8092 | 33.8 | 12.0728 | 23.18 | 7.6806 | 35.78 | 11.9709 | 53.42 | 21.7578 | 44.78 | 17.3465 | 20.66 | 6.5096 | 38.48 | 13.8955 | 51.26 | 20.7275 | 48.2 | 19.1814 | 38.84 | 14.7252 | 48.02 | 18.742 | 8025 | #N/A | #N/A
| 30.92 | 9.9457 | 41 | 15.6937 | 23 | 6.927 | 41.54 | 15.938 | 32 | 11.3823 | 17.96 | 6.0192 | 35.06 | 11.6256 | 53.96 | 21.8929 | 44.96 | 17.5293 | 17.96 | 5.7755 | 36.86 | 13.437 | 51.98 | 21.1321 | 48.2 | 19.2862 | 37.94 | 14.3214 | 46.04 | 18.1208 | 8026 | #N/A | #N/A
| 32 | 10.3395 | 42.08 | 16.2107 | 24.08 | 7.1812 | 41 | 15.7241 | 33.98 | 12.217 | 23 | 7.7103 | 35.06 | 11.8021 | 51.98 | 21.11 | 42.98 | 16.5517 | 21.92 | 6.8872 | 38.66 | 14.2503 | 51.08 | 20.5661 | 48.2 | 18.7748 | 39.92 | 15.2124 | 48.92 | 18.8178 | 8027 | #N/A | #N/A
| 37.04 | 12.1045 | 42.98 | 16.6429 | 26.96 | 8.0204 | 41 | 15.7241 | 37.04 | 13.2967 | 33.8 | 11.2789 | 37.94 | 12.8248 | 53.96 | 22.2503 | 44.96 | 17.5293 | 24.98 | 7.6237 | 42.26 | 14.9807 | 51.8 | 21.3298 | 48.2 | 19.2862 | 39.92 | 15.2244 | 48.92 | 19.1004 | 8028 | #N/A | #N/A
| 37.94 | 12.1972 | 44.96 | 17.6089 | 28.94 | 8.6569 | 42.8 | 16.5879 | 42.98 | 15.7207 | 35.96 | 12.0126 | 39.92 | 13.2936 | 57.02 | 23.3042 | 48.02 | 18.5091 | 30.02 | 9.0133 | 44.6 | 15.7958 | 51.08 | 20.9177 | 48.2 | 19.2862 | 41 | 15.73 | 50 | 19.366 | 8029 | #N/A | #N/A
| 39.92 | 12.8036 | 44.96 | 17.6263 | 28.94 | 8.6569 | 42.8 | 16.5879 | 46.04 | 17.1603 | 35.96 | 12.0162 | 39.92 | 13.2936 | 57.02 | 22.9961 | 48.02 | 18.5004 | 32 | 9.678 | 46.4 | 16.3418 | 50 | 19.9643 | 50 | 19.2121 | 42.08 | 16.2452 | 48.92 | 19.1019 | 8030 | #N/A | #N/A
| 39.92 | 12.9725 | 46.94 | 18.3963 | 32 | 9.8769 | 44.6 | 17.4797 | 46.94 | 18.1146 | 39.02 | 12.9009 | 42.08 | 13.8204 | 57.02 | 23.0069 | 48.02 | 18.5081 | 33.08 | 10.2381 | 50 | 20.3055 | 48.02 | 19.2294 | 48.2 | 18.7748 | 42.98 | 16.6779 | 51.08 | 19.3357 | 8031 | #N/A | #N/A
| 39.02 | 12.5912 | 46.04 | 17.8884 | 33.08 | 10.2373 | 46.4 | 17.9165 | 48.92 | 19.1378 | 39.02 | 13.0863 | 41 | 13.7217 | 55.04 | 22.1564 | 48.92 | 19.0293 | 33.98 | 10.5803 | 50 | 20.3055 | 48.02 | 19.2294 | 48.92 | 18.838 | 44.06 | 17.2113 | 50 | 19.0739 | 8032 | #N/A | #N/A
| 39.02 | 12.9042 | 46.04 | 18.1778 | 33.08 | 10.2373 | 46.4 | 18.4014 | 55.94 | 22.8072 | 39.92 | 13.3062 | 41 | 13.7221 | 51.98 | 20.1611 | 51.08 | 19.2614 | 33.98 | 10.5806 | 48.2 | 19.3214 | 48.02 | 18.6691 | 48.92 | 18.5533 | 44.06 | 17.2157 | 50 | 19.0806 | 8033 | #N/A | #N/A
| 39.02 | 12.9017 | 46.4 | 18.364 | 33.08 | 10.3579 | 46.76 | 18.5393 | 55.94 | 22.8289 | 39.02 | 13.0848 | 41 | 14.1016 | 50 | 19.2306 | 51.08 | 19.5592 | 33.98 | 10.819 | 48.2 | 19.3214 | 48.2 | 18.3285 | 48.2 | 18.2939 | 44.96 | 17.6687 | 46.94 | 18.3389 | 8034 | #N/A | #N/A
| 37.94 | 12.9834 | 46.94 | 18.3963 | 33.08 | 10.3608 | 46.4 | 18.4014 | 55.94 | 23.085 | 39.02 | 13.4472 | 41 | 13.9205 | 48.92 | 18.8694 | 51.08 | 19.2761 | 33.08 | 10.7482 | 48.2 | 18.8076 | 46.94 | 18.1084 | 46.94 | 18.3606 | 44.96 | 17.6684 | 44.96 | 17.6181 | 8035 | #N/A | #N/A
| 37.94 | 12.984 | 46.04 | 18.1674 | 33.08 | 10.3608 | 50 | 20.3409 | 57.2 | 23.264 | 37.94 | 13.3664 | 41 | 13.9199 | 48.92 | 18.8694 | 51.98 | 19.2312 | 32 | 10.3471 | 48.2 | 18.3245 | 46.94 | 18.117 | 46.94 | 18.3592 | 44.96 | 17.6684 | 42.98 | 16.6339 | 8036 | #N/A | #N/A
| 37.94 | 13.5335 | 46.04 | 18.1696 | 33.98 | 11.5366 | 47.84 | 19.1693 | 60.08 | 24.9298 | 37.04 | 13.1489 | 41 | 14.6399 | 48.2 | 18.3112 | 50 | 18.7738 | 33.08 | 11.0238 | 46.4 | 17.8877 | 46.94 | 18.1139 | 48.02 | 18.8779 | 46.94 | 18.6912 | 42.98 | 16.6365 | 8037 | #N/A | #N/A
| 37.04 | 13.3047 | 46.94 | 18.3938 | 35.96 | 12.4992 | 48.2 | 19.3545 | 59 | 24.6766 | 37.94 | 13.7198 | 41 | 14.6263 | 48.92 | 18.5892 | 48.92 | 18.5126 | 33.08 | 11.3241 | 46.4 | 18.3704 | 46.94 | 18.41 | 48.02 | 18.8764 | 48.92 | 19.484 | 42.98 | 16.6383 | 8038 | #N/A | #N/A
| 35.96 | 12.8862 | 46.94 | 18.3995 | 35.96 | 12.7039 | 46.4 | 18.4014 | 57.92 | 24.4225 | 39.02 | 14.1503 | 41 | 14.6263 | 48.92 | 18.8832 | 48.02 | 18.02 | 35.96 | 12.5047 | 48.2 | 18.8076 | 48.02 | 18.6795 | 48.02 | 18.8882 | 48.02 | 19.2653 | 42.98 | 16.6342 | 8039 | #N/A | #N/A
| 35.06 | 12.4861 | 46.94 | 18.6572 | 37.94 | 13.3578 | 46.4 | 18.4014 | 57.92 | 24.3018 | 39.92 | 14.5784 | 42.08 | 15.2798 | 50 | 19.1498 | 48.02 | 17.7727 | 35.96 | 12.5047 | 48.2 | 18.8076 | 48.02 | 18.6809 | 48.92 | 19.1054 | 46.94 | 18.6912 | 42.98 | 16.6471 | 8040 | #N/A | #N/A
| 37.94 | 13.7544 | 48.02 | 19.2361 | 37.94 | 13.3578 | 46.4 | 18.4014 | 60.8 | 26.2391 | 39.92 | 14.8055 | 42.08 | 15.2798 | 50 | 19.4112 | 46.94 | 17.5111 | 35.06 | 12.2873 | 48.2 | 19.3214 | 48.02 | 18.688 | 48.92 | 19.1179 | 46.94 | 18.6912 | 44.06 | 16.8957 | 8041 | #N/A | #N/A
| 39.02 | 14.1904 | 48.02 | 19.2524 | 37.04 | 12.9783 | 46.4 | 18.4014 | 60.98 | 26.2832 | 41 | 15.068 | 42.08 | 15.5519 | 50 | 19.2306 | 46.04 | 17.0833 | 35.96 | 12.5047 | 45.5 | 17.9068 | 48.02 | 18.9543 | 48.92 | 19.4367 | 46.04 | 18.2216 | 44.06 | 17.1206 | 8042 | #N/A | #N/A
| 39.2 | 14.4742 | 48.92 | 19.4368 | 37.4 | 13.3525 | 46.4 | 18.4014 | 62.06 | 27.0136 | 41 | 15.0215 | 42.98 | 15.9184 | 50 | 19.3812 | 44.96 | 16.774 | 35.96 | 12.5047 | 42.8 | 16.3873 | 48.92 | 19.1886 | 48.92 | 19.4568 | 44.6 | 17.4864 | 44.06 | 17.1206 | 8043 | #N/A | #N/A
| 41 | 14.8379 | 48.92 | 19.4368 | 37.4 | 13.3525 | 46.4 | 18.4014 | 62.96 | 27.6353 | 41 | 15.2473 | 44.06 | 16.4223 | 50 | 19.6909 | 46.94 | 17.3183 | 37.04 | 12.7656 | 41.9 | 15.5953 | 48.92 | 19.5192 | 48.92 | 19.477 | 44.96 | 17.6684 | 44.06 | 17.1835 | 8044 | #N/A | #N/A
| 41 | 14.8379 | 48.92 | 19.4368 | 39.02 | 13.8113 | 46.4 | 18.4014 | 62.96 | 27.6353 | 42.08 | 15.7804 | 44.06 | 16.4223 | 51.08 | 20.2205 | 46.04 | 17.3823 | 39.02 | 13.6643 | 39.2 | 14.5987 | 50 | 19.7943 | 50 | 20.0179 | 44.96 | 17.6684 | 44.06 | 17.1936 | 8045 | #N/A | #N/A
| 41 | 14.9067 | 48.92 | 19.7039 | 41 | 14.2995 | 46.4 | 18.4014 | 62.96 | 28.1327 | 42.08 | 15.5894 | 44.06 | 16.4223 | 51.98 | 20.771 | 46.04 | 17.3849 | 39.92 | 14.0463 | 39.02 | 14.3374 | 50 | 19.9783 | 51.8 | 20.7059 | 44.96 | 17.6684 | 44.06 | 17.2149 | 8046 | #N/A | #N/A
| 41 | 14.9118 | 48.92 | 19.7039 | 41 | 14.4995 | 46.4 | 18.4014 | 64.04 | 28.3975 | 42.08 | 15.5089 | 44.06 | 16.2722 | 57.92 | 24.2754 | 46.04 | 17.1247 | 39.92 | 14 | 38.66 | 13.7737 | 51.08 | 20.9177 | 53.6 | 21.7229 | 44.96 | 17.6684 | 44.6 | 17.2059 | 8047 | #N/A | #N/A
| 42.08 | 15.3577 | 51.08 | 20.9051 | 41 | 14.4995 | 44.6 | 17.4797 | 64.04 | 27.8999 | 42.08 | 15.5089 | 44.06 | 16.2722 | 60.08 | 25.5851 | 44.96 | 17.0314 | 39.92 | 14.2481 | 37.76 | 13.3336 | 57.92 | 24.7228 | 55.4 | 23.4301 | 46.94 | 18.2481 | 44.96 | 17.6181 | 8048 | #N/A | #N/A
| 42.98 | 15.8082 | 51.98 | 21.4207 | 41 | 14.5514 | 46.4 | 18.4014 | 62.96 | 27.2339 | 42.98 | 16.01 | 44.96 | 16.7385 | 60.98 | 26.4538 | 44.06 | 17.1324 | 39.92 | 14.1959 | 37.4 | 12.9961 | 60.98 | 26.4836 | 55.4 | 23.4301 | 46.94 | 18.1489 | 44.96 | 17.6181 | 8049 | #N/A | #N/A
| 42.98 | 15.8065 | 50 | 20.2983 | 41 | 14.6196 | 41.9 | 16.0252 | 62.96 | 26.7676 | 42.98 | 16.2549 | 44.96 | 16.9962 | 60.98 | 25.8052 | 44.96 | 17.2535 | 41 | 14.2611 | 60.8 | 27.0178 | 60.8 | 25.4982 | 57.2 | 24.5634 | 42.98 | 16.7711 | 44.06 | 16.6349 | 8050 | #N/A | #N/A
| 44.06 | 16.2638 | 46.4 | 18.364 | 42.08 | 14.934 | 45.32 | 17.5134 | 62.06 | 26.0974 | 42.98 | 16.1642 | 46.04 | 17.2557 | 57.02 | 23.3239 | 46.94 | 17.3323 | 41 | 14.4571 | 59 | 25.0521 | 60.08 | 25.2506 | 55.04 | 22.9814 | 42.08 | 16.2452 | 42.98 | 16.4651 | 8051 | #N/A | #N/A
| 44.06 | 16.1815 | 48.02 | 18.7798 | 42.08 | 15.1435 | 50 | 18.7841 | 60.98 | 25.9761 | 44.06 | 16.4259 | 46.94 | 17.6902 | 55.04 | 21.0354 | 48.02 | 17.3401 | 42.08 | 14.8876 | 57.2 | 23.9152 | 53.06 | 20.2619 | 51.8 | 20.7059 | 51.08 | 19.2445 | 46.94 | 17.6842 | 8052 | #N/A | #N/A
| 44.96 | 16.7279 | 50 | 18.9575 | 39.02 | 13.7761 | 52.88 | 19.158 | 60.8 | 25.4982 | 44.06 | 16.7698 | 46.94 | 17.6909 | 55.94 | 20.6738 | 48.02 | 17.2668 | 39.92 | 14.2443 | 55.4 | 21.6195 | 53.96 | 19.92 | 53.06 | 20.8007 | 53.06 | 19.206 | 48.92 | 18.1604 | 8053 | #N/A | #N/A
| 44.96 | 16.7315 | 53.06 | 19.4638 | 39.02 | 14.0177 | 52.7 | 17.8805 | 62.6 | 25.9379 | 44.06 | 16.773 | 46.94 | 17.6909 | 57.92 | 20.3487 | 46.04 | 15.9548 | 37.94 | 13.411 | 55.4 | 21.0718 | 55.94 | 19.8866 | 55.04 | 21.01 | 53.96 | 18.4952 | 48.2 | 17.637 | 8054 | #N/A | #N/A
| 44.96 | 16.6419 | 55.94 | 20.1648 | 37.94 | 13.515 | 53.96 | 18.1112 | 62.06 | 26.0974 | 44.06 | 16.6776 | 46.4 | 17.8668 | 59 | 20.3904 | 46.04 | 15.4683 | 39.02 | 13.6751 | 57.2 | 20.5089 | 55.04 | 19.1891 | 55.04 | 20.695 | 55.04 | 18.3392 | 48.2 | 16.8346 | 8055 | #N/A | #N/A
| 44.06 | 16.4238 | 55.04 | 19.1896 | 41 | 14.8297 | 51.26 | 17.3447 | 62.06 | 24.403 | 44.06 | 16.7812 | 46.04 | 17.4868 | 59 | 20.1346 | 44.96 | 15.2078 | 42.08 | 14.8876 | 57.2 | 20.0531 | 57.92 | 19.6404 | 55.04 | 20.1491 | 53.96 | 18.0148 | 46.94 | 16.1259 | 8056 | #N/A | #N/A
| 44.06 | 16.2765 | 55.94 | 18.3258 | 41 | 14.8922 | 51.26 | 16.7293 | 62.06 | 23.7237 | 44.06 | 16.7818 | 46.04 | 17.4862 | 59 | 19.4565 | 44.06 | 15.102 | 41 | 14.6873 | 57.2 | 19.625 | 57.02 | 18.9903 | 55.94 | 20.6606 | 51.08 | 16.6244 | 48.02 | 16.0116 | 8057 | #N/A | #N/A
| 44.06 | 16.5224 | 51.98 | 17.1903 | 37.94 | 13.5693 | 49.28 | 16.0896 | 60.98 | 20.3812 | 42.98 | 16.2633 | 46.04 | 17.4882 | 57.92 | 19.4218 | 42.08 | 14.8714 | 37.94 | 13.4184 | 57.2 | 19.625 | 55.94 | 18.3235 | 55.04 | 19.9071 | 48.92 | 16.1005 | 46.04 | 15.5293 | 8058 | #N/A | #N/A
| 44.06 | 16.5253 | 51.08 | 16.7679 | 35.96 | 12.7461 | 47.84 | 15.7993 | 57.02 | 18.9866 | 42.98 | 16.1642 | 46.04 | 17.4901 | 55.04 | 18.3044 | 42.08 | 14.4622 | 35.96 | 12.554 | 55.4 | 18.787 | 51.08 | 17.1437 | 51.98 | 18.1647 | 48.92 | 15.911 | 44.06 | 15.0476 | 8059 | #N/A | #N/A
| 44.06 | 16.5277 | 48.92 | 16.242 | 35.96 | 12.7461 | 45.86 | 15.8142 | 53.96 | 17.4677 | 42.98 | 16.1642 | 46.04 | 17.4901 | 51.98 | 17.3431 | 42.08 | 14.4622 | 35.96 | 12.3954 | 51.8 | 17.9151 | 50 | 16.705 | 50 | 17.481 | 46.94 | 15.7767 | 42.98 | 14.9007 | 8060 | #N/A | #N/A
| 44.06 | 16.4238 | 46.94 | 15.6011 | 33.98 | 12.0209 | 45.68 | 15.5958 | 51.98 | 16.0865 | 42.98 | 16.1642 | 46.4 | 17.4144 | 51.08 | 16.7508 | 41 | 14.2013 | 33.98 | 11.5414 | 50 | 16.7498 | 50 | 16.3419 | 50 | 17.2484 | 46.04 | 15.556 | 42.08 | 14.5199 | 8061 | #N/A | #N/A
| 44.06 | 16.5265 | 46.04 | 15.3827 | 32 | 11.0587 | 44.96 | 15.3204 | 48.92 | 16.0783 | 42.98 | 16.1642 | 46.04 | 17.767 | 50 | 16.3274 | 41 | 13.8433 | 32 | 10.9374 | 50 | 16.4188 | 48.92 | 16.0778 | 50 | 17.2468 | 44.06 | 15.0737 | 39.92 | 14.2069 | 8062 | #N/A | #N/A
| 44.06 | 16.2886 | 46.04 | 15.3805 | 32 | 11.0999 | 43.16 | 14.2036 | 48.02 | 15.8563 | 42.98 | 16.1642 | 46.04 | 17.7772 | 50 | 16.3244 | 41 | 13.678 | 30.92 | 10.5428 | 48.2 | 15.6731 | 48.02 | 15.8572 | 48.92 | 16.5854 | 42.98 | 14.2613 | 39.92 | 13.8484 | 8063 | #N/A | #N/A
| 44.06 | 16.1815 | 44.96 | 14.9303 | 30.02 | 10.1681 | 42.08 | 13.7232 | 46.94 | 15.405 | 42.98 | 16.1642 | 46.94 | 17.9978 | 48.02 | 16.3718 | 41 | 13.6772 | 30.92 | 10.3906 | 48.2 | 15.9836 | 46.94 | 15.594 | 48.02 | 16.3652 | 42.08 | 13.8813 | 39.02 | 13.0662 | 8064 | #N/A | #N/A
| 42.98 | 16.0339 | 44.06 | 14.5098 | 28.94 | 9.8678 | 40.28 | 13.2584 | 44.96 | 14.5619 | 42.98 | 16.1642 | 46.94 | 18.2473 | 46.94 | 15.5786 | 39.92 | 13.4158 | 30.02 | 10.0103 | 46.4 | 15.5484 | 44.96 | 14.7259 | 46.94 | 15.9281 | 35.06 | 12.5463 | 37.94 | 12.8027 | 8065 | #N/A | #N/A
| 42.98 | 15.9198 | 42.98 | 14.2473 | 28.94 | 9.9067 | 41 | 13.37 | 44.96 | 14.3744 | 42.98 | 15.9219 | 46.94 | 18.2473 | 44.96 | 14.7115 | 39.92 | 13.4142 | 30.92 | 10.3496 | 46.4 | 17.4339 | 42.98 | 14.0844 | 44.96 | 15.4463 | 33.98 | 11.922 | 37.04 | 12.4326 | 8066 | #N/A | #N/A
| 44.06 | 16.3066 | 41 | 13.6059 | 30.02 | 10.1738 | 37.4 | 12.4715 | 44.06 | 14.1553 | 42.98 | 15.9219 | 48.2 | 18.7854 | 44.06 | 14.4928 | 39.92 | 13.2269 | 30.92 | 10.3496 | 42.8 | 14.3682 | 42.08 | 13.6808 | 44.96 | 15.0884 | 37.04 | 12.8218 | 37.04 | 12.4311 | 8067 | #N/A | #N/A
| 44.6 | 16.1558 | 41 | 13.6048 | 30.02 | 10.1283 | 35.24 | 11.9782 | 42.98 | 13.7456 | 42.8 | 15.7218 | 48.02 | 18.6429 | 42.08 | 14.0134 | 39.92 | 13.2262 | 30.92 | 10.3496 | 42.8 | 14.0415 | 39.92 | 13.1586 | 44.06 | 14.8691 | 33.98 | 12.0819 | 35.96 | 12.1703 | 8068 | #N/A | #N/A
| 42.98 | 15.7248 | 39.02 | 13.124 | 30.02 | 10.1747 | 34.52 | 11.687 | 41 | 12.806 | 42.08 | 15.5089 | 46.94 | 18.0232 | 41 | 13.7493 | 39.92 | 13.2247 | 30.92 | 10.3496 | 41 | 13.9333 | 37.94 | 12.8616 | 44.06 | 14.867 | 30.92 | 11.1812 | 35.96 | 12.1685 | 8069 | #N/A | #N/A
| 42.8 | 15.3456 | 35.96 | 12.3838 | 30.02 | 10.1283 | 32.36 | 11.1359 | 39.02 | 12.2027 | 39.92 | 14.5784 | 44.96 | 17.0425 | 41 | 13.589 | 39.92 | 13.2229 | 30.92 | 10.2273 | 41 | 13.9333 | 37.04 | 12.8021 | 42.98 | 14.6037 | 28.04 | 9.9844 | 35.06 | 11.9493 | 8070 | #N/A | #N/A
| 42.08 | 15.2811 | 37.94 | 13.0211 | 30.02 | 10.055 | 34.16 | 11.6832 | 37.94 | 11.9401 | 37.94 | 13.8256 | 44.6 | 16.1544 | 41 | 13.5886 | 39.02 | 13.005 | 30.92 | 10.2273 | 41 | 13.6068 | 37.94 | 12.8594 | 42.08 | 14.5433 | 30.02 | 10.4608 | 35.06 | 11.949 | 8071 | #N/A | #N/A
| 39.92 | 14.5766 | 37.94 | 13.0195 | 30.02 | 10.055 | 31.1 | 10.7168 | 35.96 | 11.4612 | 37.04 | 13.4084 | 42.98 | 16.0564 | 39.92 | 13.1429 | 39.02 | 13.0046 | 30.92 | 10.3496 | 39.2 | 13.172 | 37.94 | 12.6742 | 42.08 | 14.5415 | 30.02 | 10.6284 | 33.98 | 11.5122 | 8072 | #N/A | #N/A
| 37.04 | 13.4095 | 39.02 | 13.2785 | 30.02 | 10.1283 | 30.2 | 10.3374 | 35.06 | 11.2433 | 35.06 | 12.5818 | 42.08 | 15.5055 | 39.92 | 13.1415 | 39.92 | 13.407 | 30.92 | 10.3496 | 39.2 | 13.172 | 37.04 | 12.4554 | 42.08 | 14.5393 | 35.96 | 12.5523 | 33.98 | 11.5102 | 8073 | #N/A | #N/A
| 37.04 | 13.1472 | 37.94 | 13.0168 | 30.92 | 10.4984 | 29.48 | 10.1376 | 33.98 | 10.9818 | 35.06 | 12.4876 | 37.94 | 13.8289 | 39.92 | 13.1408 | 39.92 | 13.3886 | 30.92 | 10.3496 | 39.2 | 13.172 | 35.96 | 12.194 | 42.08 | 14.3801 | 30.02 | 10.6263 | 33.98 | 11.5102 | 8074 | #N/A | #N/A
| 33.98 | 12.1168 | 39.02 | 13.2761 | 30.92 | 10.5573 | 34.34 | 11.9017 | 35.06 | 11.2417 | 33.08 | 12.0092 | 35.6 | 12.9235 | 42.08 | 13.8442 | 39.92 | 13.4051 | 32 | 10.7633 | 37.4 | 12.7373 | 37.94 | 12.8549 | 42.98 | 14.596 | 32 | 11.4326 | 35.06 | 11.9426 | 8075 | #N/A | #N/A
| 35.6 | 12.2917 | 42.98 | 14.4316 | 32 | 10.892 | 37.76 | 13.0461 | 37.94 | 12.0583 | 30.92 | 11.1317 | 35.06 | 12.4851 | 44.06 | 14.4819 | 42.08 | 13.9261 | 32 | 10.8966 | 41 | 13.6068 | 42.08 | 13.8536 | 44.06 | 15.0146 | 37.94 | 13.2277 | 37.04 | 12.4198 | 8076 | #N/A | #N/A
| 35.06 | 12.4861 | 46.04 | 15.3563 | 32 | 10.8382 | 42.08 | 14.0239 | 39.92 | 12.6904 | 30.92 | 10.95 | 35.6 | 12.6156 | 46.04 | 14.9599 | 42.08 | 13.9246 | 33.08 | 11.2218 | 44.6 | 14.8032 | 44.96 | 14.7094 | 46.04 | 15.6904 | 42.98 | 14.4455 | 41 | 13.5258 | 8077 | #N/A | #N/A
| 33.98 | 12.0273 | 48.92 | 16.0546 | 32 | 10.9572 | 45.68 | 14.9621 | 42.08 | 13.213 | 30.92 | 10.95 | 35.06 | 12.5783 | 48.92 | 15.8576 | 42.98 | 14.1441 | 33.08 | 11.1572 | 46.4 | 15.2382 | 48.02 | 15.451 | 48.02 | 15.9757 | 48.02 | 15.6661 | 42.08 | 13.7882 | 8078 | #N/A | #N/A
| 33.8 | 11.857 | 50 | 16.3179 | 33.08 | 11.3194 | 47.66 | 15.28 | 41 | 12.798 | 32 | 11.2108 | 33.98 | 12.119 | 51.08 | 16.1821 | 44.06 | 14.4059 | 33.8 | 11.5554 | 48.2 | 15.6731 | 48.92 | 15.5107 | 50 | 16.4563 | 48.02 | 15.4668 | 42.08 | 13.7897 | 8079 | #N/A | #N/A
| 33.08 | 11.7435 | 48.92 | 15.8741 | 33.8 | 11.2725 | 48.2 | 15.2853 | 42.08 | 13.2149 | 33.08 | 11.4715 | 33.98 | 12.0264 | 51.08 | 16.1833 | 44.96 | 14.2874 | 33.98 | 11.5414 | 50 | 16.1081 | 50 | 15.9332 | 48.92 | 16.1973 | 50 | 16.149 | 42.08 | 13.7908 | 8080 | #N/A | #N/A
| 33.08 | 11.4702 | 48.92 | 15.8749 | 33.98 | 11.4427 | 50.54 | 15.5809 | 42.08 | 13.3499 | 33.08 | 11.6534 | 33.08 | 11.7379 | 50 | 15.9236 | 46.04 | 14.2382 | 35.06 | 11.8021 | 50 | 16.1081 | 48.02 | 15.2952 | 51.08 | 16.9184 | 48.02 | 14.9746 | 42.08 | 13.7915 | 8081 | #N/A | #N/A
| 33.08 | 11.4702 | 50 | 15.9346 | 33.98 | 11.5366 | 48.02 | 14.6926 | 42.08 | 13.3492 | 33.98 | 11.8707 | 33.08 | 11.651 | 50 | 15.7623 | 44.96 | 13.819 | 35.6 | 11.7113 | 48.2 | 15.3456 | 48.02 | 15.2945 | 48.92 | 16.1973 | 46.94 | 14.5429 | 42.98 | 13.8571 | 8082 | #N/A | #N/A
| 33.98 | 11.7669 | 48.02 | 15.6562 | 33.08 | 11.1526 | 46.58 | 14.2907 | 41 | 12.9528 | 33.8 | 11.5575 | 35.06 | 12.21 | 48.02 | 15.2837 | 42.98 | 13.4977 | 35.96 | 11.2189 | 46.4 | 14.9109 | 48.02 | 15.1092 | 48.02 | 15.9793 | 46.94 | 14.5429 | 42.98 | 13.5418 | 8083 | #N/A | #N/A
| 33.08 | 11.5451 | 46.04 | 14.9755 | 35.06 | 11.2795 | 43.52 | 13.6597 | 39.92 | 12.8235 | 35.06 | 11.5652 | 35.06 | 12.21 | 46.94 | 15.0214 | 42.08 | 13.4182 | 35.96 | 11.1675 | 44.6 | 14.4762 | 44.96 | 14.3694 | 48.02 | 15.9775 | 46.04 | 14.4947 | 41 | 12.9036 | 8084 | #N/A | #N/A
| 33.08 | 11.325 | 42.98 | 14.0762 | 35.06 | 10.7599 | 44.6 | 14.1728 | 39.02 | 12.605 | 35.06 | 11.281 | 35.06 | 12.0169 | 42.98 | 14.2245 | 42.08 | 13.5901 | 35.06 | 10.9972 | 42.8 | 14.0415 | 42.98 | 13.891 | 46.94 | 15.5577 | 44.06 | 14.1634 | 39.02 | 12.4267 | 8085 | #N/A | #N/A
| 33.08 | 10.9283 | 44.06 | 14.1529 | 33.98 | 10.6236 | 42.62 | 13.6946 | 37.94 | 12.2087 | 33.98 | 10.874 | 35.06 | 11.5594 | 42.98 | 13.8814 | 41 | 13.3288 | 33.98 | 10.6266 | 41 | 13.9333 | 39.92 | 13.0057 | 46.04 | 15.156 | 41 | 13.6089 | 39.02 | 12.5872 | 8086 | #N/A | #N/A
| 33.08 | 10.9262 | 41 | 13.4148 | 33.98 | 10.6236 | 40.28 | 13.1302 | 39.02 | 12.4686 | 33.98 | 10.7349 | 35.06 | 11.4007 | 44.96 | 14.214 | 41 | 13.3302 | 32 | 9.9233 | 41 | 13.9333 | 42.08 | 13.5281 | 46.04 | 15.1572 | 37.94 | 12.8699 | 37.94 | 12.4674 | 8087 | #N/A | #N/A
| 30.92 | 10.1357 | 42.08 | 13.6766 | 33.08 | 10.1805 | 38.48 | 12.6968 | 39.02 | 12.6012 | 33.08 | 10.4092 | 35.06 | 11.2748 | 42.98 | 13.7361 | 41 | 13.1597 | 30.92 | 9.5485 | 41 | 13.6068 | 42.08 | 13.3593 | 44.96 | 14.6979 | 33.98 | 11.9145 | 37.04 | 12.251 | 8088 | #N/A | #N/A
| 30.92 | 9.9986 | 41 | 13.6007 | 33.08 | 10.1807 | 40.46 | 13.2933 | 39.02 | 12.7674 | 33.08 | 10.409 | 33.98 | 10.8709 | 42.98 | 14.0672 | 39.2 | 13.2467 | 30.02 | 9.3315 | 42.8 | 13.7388 | 37.94 | 12.3606 | 44.06 | 14.6803 | 39.92 | 13.5107 | 35.96 | 11.9896 | 8089 | #N/A | #N/A
| 30.02 | 9.6713 | 41 | 13.5999 | 33.08 | 10.1807 | 41.36 | 13.3344 | 37.94 | 12.6491 | 32 | 10.1467 | 33.98 | 10.8709 | 42.98 | 14.2261 | 37.94 | 12.5755 | 28.94 | 9.0705 | 41 | 13.3043 | 39.92 | 13.007 | 44.06 | 14.6803 | 42.08 | 13.6858 | 35.96 | 11.9889 | 8090 | #N/A | #N/A
| 30.02 | 9.67 | 42.08 | 13.8611 | 32 | 9.8041 | 41 | 13.1611 | 37.94 | 12.648 | 33.08 | 10.4055 | 33.98 | 10.8671 | 42.08 | 13.8506 | 37.04 | 12.3584 | 23 | 7.443 | 41 | 13.6068 | 39.92 | 13.1547 | 44.06 | 14.8657 | 42.08 | 13.5383 | 35.96 | 11.9903 | 8091 | #N/A | #N/A
| 30.02 | 9.6671 | 39.92 | 13.8519 | 35.06 | 10.6541 | 39.92 | 12.8706 | 37.94 | 12.1982 | 33.08 | 10.5117 | 33.98 | 10.8641 | 42.98 | 14.0676 | 35.96 | 11.801 | 24.08 | 7.7015 | 41 | 13.6068 | 39.92 | 13.1547 | 42.98 | 14.4201 | 39.92 | 13.347 | 37.04 | 12.2487 | 8092 | #N/A | #N/A
| 30.02 | 9.6661 | 39.02 | 12.9335 | 35.06 | 10.6541 | 38.84 | 12.3935 | 37.04 | 11.7023 | 32 | 10.1417 | 33.08 | 10.6463 | 42.08 | 13.6655 | 35.96 | 11.6416 | 21.92 | 7.1804 | 41 | 13.6068 | 39.92 | 13.1532 | 42.44 | 14.3797 | 39.02 | 12.6281 | 37.04 | 11.9482 | 8093 | #N/A | #N/A
| 28.94 | 9.2806 | 37.94 | 13.0168 | 32 | 9.7095 | 37.58 | 11.8874 | 33.98 | 10.9625 | 32 | 10.0172 | 32 | 10.385 | 41 | 13.2578 | 35.96 | 11.7985 | 19.94 | 6.5254 | 41 | 13.3043 | 39.92 | 13.0063 | 42.08 | 14.384 | 39.02 | 12.4935 | 35.06 | 11.343 | 8094 | #N/A | #N/A
| 28.94 | 9.2797 | 37.04 | 12.4558 | 32 | 9.8007 | 38.12 | 12.0422 | 33.08 | 10.6039 | 30.92 | 9.7556 | 32 | 10.385 | 39.92 | 12.8286 | 35.96 | 11.7982 | 19.94 | 6.6199 | 39.2 | 12.8698 | 37.04 | 12.3105 | 42.8 | 14.0243 | 39.02 | 12.4938 | 33.98 | 11.0834 | 8095 | #N/A | #N/A
| 28.94 | 9.279 | 37.04 | 12.3082 | 32 | 9.8007 | 38.48 | 12.1767 | 33.08 | 10.3618 | 28.04 | 9.1864 | 32 | 10.385 | 39.02 | 12.4741 | 35.06 | 11.5793 | 21.02 | 6.8801 | 37.4 | 12.4352 | 37.04 | 12.1405 | 42.08 | 13.8413 | 39.02 | 12.4919 | 33.98 | 11.0822 | 8096 | #N/A | #N/A
| 30.02 | 9.6626 | 37.04 | 12.1379 | 33.08 | 9.8637 | 38.3 | 12.1312 | 30.92 | 9.8408 | 30.92 | 9.9866 | 33.08 | 10.7853 | 39.02 | 12.4732 | 35.06 | 11.5771 | 21.92 | 7.1787 | 37.4 | 12.1556 | 37.04 | 12.1389 | 41.54 | 13.708 | 37.94 | 12.0731 | 33.98 | 11.0808 | 8097 | #N/A | #N/A
| 30.02 | 9.6599 | 37.04 | 12.1356 | 30.02 | 9.23 | 37.4 | 11.9626 | 32 | 10.3402 | 28.94 | 9.5094 | 33.08 | 10.6405 | 39.02 | 12.3169 | 35.06 | 11.4172 | 21.92 | 7.2819 | 35.6 | 11.7213 | 35.96 | 11.7415 | 41 | 13.5748 | 37.94 | 12.2255 | 33.98 | 11.0772 | 8098 | #N/A | #N/A
| 30.02 | 9.7695 | 39.02 | 12.6109 | 30.02 | 9.23 | 37.04 | 11.9249 | 33.08 | 10.7386 | 26.06 | 8.8141 | 33.08 | 10.9072 | 39.92 | 12.6866 | 35.96 | 11.6324 | 23 | 7.6327 | 37.4 | 12.1556 | 37.94 | 12.2176 | 42.08 | 13.8338 | 37.94 | 12.2227 | 33.98 | 11.0764 | 8099 | #N/A | #N/A
| 33.08 | 10.7857 | 41 | 13.2562 | 32 | 10.1355 | 40.28 | 12.6542 | 37.04 | 11.9687 | 33.08 | 10.7853 | 39.02 | 12.8008 | 42.98 | 13.4233 | 35.96 | 11.6306 | 28.94 | 9.6448 | 39.2 | 12.5899 | 41 | 12.9534 | 42.98 | 14.2082 | 39.92 | 12.6988 | 35.96 | 11.5512 | 8100 | #N/A | #N/A
| 35.06 | 11.2632 | 42.98 | 13.7321 | 33.98 | 10.7208 | 43.52 | 13.4839 | 41 | 13.0566 | 37.04 | 12.3256 | 42.08 | 14.033 | 44.96 | 13.8992 | 37.04 | 12.0461 | 33.98 | 11.0026 | 41 | 13.0242 | 42.98 | 13.4298 | 44.06 | 14.4676 | 41 | 12.9562 | 37.94 | 12.0263 | 8101 | #N/A | #N/A
| 37.04 | 12.0227 | 44.06 | 13.8235 | 33.98 | 10.7208 | 42.98 | 13.4585 | 44.06 | 13.7969 | 37.94 | 12.6921 | 42.08 | 14.033 | 46.04 | 14.1604 | 37.04 | 11.8892 | 37.04 | 12.0213 | 42.8 | 13.1991 | 44.06 | 13.6904 | 44.96 | 14.6841 | 41 | 13.0909 | 39.92 | 12.5032 | 8102 | #N/A | #N/A
| 37.04 | 12.3298 | 44.06 | 13.8232 | 37.04 | 12.0195 | 41.9 | 13.042 | 46.04 | 14.2775 | 39.02 | 13.1398 | 42.08 | 14.4236 | 46.04 | 14.1597 | 37.04 | 12.0461 | 37.04 | 12.0238 | 44.6 | 13.6332 | 46.04 | 14.168 | 46.04 | 14.944 | 42.08 | 13.217 | 39.02 | 12.2854 | 8103 | #N/A | #N/A
| 37.04 | 12.3305 | 44.06 | 13.8225 | 37.94 | 12.3743 | 42.62 | 13.2156 | 48.92 | 14.9749 | 39.02 | 13.1421 | 42.08 | 14.4258 | 48.02 | 14.6383 | 39.02 | 12.098 | 37.94 | 12.3785 | 44.6 | 13.6332 | 46.04 | 14.168 | 46.04 | 14.7851 | 42.08 | 13.0624 | 37.04 | 11.8077 | 8104 | #N/A | #N/A
| 37.94 | 12.6976 | 44.06 | 13.6873 | 37.94 | 12.3743 | 42.26 | 13.18 | 48.02 | 14.6247 | 39.02 | 13.2464 | 41 | 14.1673 | 46.04 | 14.1597 | 39.02 | 12.0977 | 39.02 | 12.6405 | 44.6 | 13.6332 | 44.06 | 13.5346 | 44.06 | 14.1231 | 42.08 | 13.0627 | 37.04 | 11.6613 | 8105 | #N/A | #N/A
| 37.94 | 12.6979 | 44.06 | 13.5317 | 37.94 | 12.3753 | 41.9 | 12.8441 | 50 | 14.9482 | 39.02 | 13.2464 | 39.2 | 13.4856 | 46.04 | 14.0037 | 37.94 | 11.9792 | 39.02 | 12.8108 | 42.8 | 13.1991 | 42.98 | 13.1494 | 44.06 | 14.1213 | 41 | 12.5345 | 37.04 | 11.6596 | 8106 | #N/A | #N/A
| 37.94 | 12.8829 | 42.08 | 13.0515 | 37.94 | 12.5459 | 41 | 12.5536 | 48.02 | 14.4713 | 37.94 | 13.0447 | 39.2 | 13.4856 | 44.06 | 13.5229 | 37.04 | 11.2437 | 37.04 | 12.4805 | 42.8 | 13.1991 | 42.08 | 12.9302 | 44.06 | 14.1192 | 41 | 12.5324 | 37.04 | 11.658 | 8107 | #N/A | #N/A
| 35.96 | 12.4042 | 39.92 | 12.6808 | 37.94 | 12.5459 | 40.1 | 12.2423 | 46.04 | 13.9929 | 37.04 | 12.768 | 39.92 | 13.721 | 41 | 12.7813 | 35.96 | 11.2158 | 37.04 | 12.4797 | 42.8 | 12.9592 | 39.92 | 12.2645 | 44.06 | 13.8026 | 39.02 | 12.0522 | 35.96 | 11.395 | 8108 | #N/A | #N/A
| 33.08 | 11.5234 | 39.02 | 12.1837 | 37.94 | 12.5439 | 37.94 | 11.6089 | 42.98 | 13.2534 | 35.96 | 12.5071 | 39.02 | 13.6248 | 39.92 | 12.5171 | 35.96 | 11.4934 | 35.96 | 12.2179 | 41 | 12.5253 | 39.92 | 12.4029 | 42.98 | 13.7063 | 39.02 | 12.3136 | 35.96 | 11.1421 | 8109 | #N/A | #N/A
| 33.98 | 11.9249 | 37.94 | 11.7792 | 37.94 | 12.5439 | 38.3 | 12.1115 | 42.98 | 13.2528 | 37.94 | 12.882 | 35.96 | 12.7623 | 39.92 | 12.5153 | 35.06 | 11.1312 | 35.96 | 12.2179 | 39.2 | 12.3309 | 39.02 | 12.0414 | 42.08 | 13.318 | 37.04 | 12.1224 | 33.98 | 10.6624 | 8110 | #N/A | #N/A
| 33.98 | 12.0857 | 37.04 | 11.7015 | 37.94 | 12.5439 | 37.22 | 11.9512 | 42.08 | 13.189 | 39.02 | 13.088 | 37.04 | 12.9636 | 39.02 | 12.2968 | 35.06 | 10.8851 | 37.04 | 12.3311 | 37.4 | 11.6574 | 37.94 | 11.78 | 41 | 13.0561 | 37.04 | 11.989 | 32 | 10.0581 | 8111 | #N/A | #N/A
| 33.98 | 12.0873 | 37.04 | 11.7017 | 39.02 | 12.8056 | 36.14 | 11.5651 | 42.98 | 13.2525 | 37.94 | 12.8835 | 39.92 | 13.8424 | 39.02 | 12.2962 | 33.98 | 10.6247 | 35.96 | 12.0714 | 37.4 | 11.6574 | 35.96 | 11.3022 | 39.92 | 12.7952 | 37.04 | 11.5704 | 32 | 10.0581 | 8112 | #N/A | #N/A
| 35.96 | 12.5656 | 35.96 | 11.4408 | 39.02 | 12.8053 | 34.16 | 10.7831 | 42.98 | 13.2525 | 35.96 | 12.2197 | 39.92 | 13.4614 | 39.02 | 12.1744 | 33.08 | 10.4072 | 35.06 | 11.6841 | 35.6 | 11.2234 | 35.96 | 11.1678 | 39.92 | 12.7939 | 35.96 | 11.0675 | 32 | 10.0583 | 8113 | #N/A | #N/A
| 35.06 | 12.1873 | 35.06 | 11.2229 | 39.02 | 12.8053 | 32.18 | 10.1112 | 42.08 | 13.0361 | 37.04 | 12.6654 | 39.92 | 13.5198 | 37.04 | 11.555 | 32 | 10.1463 | 35.06 | 11.8534 | 35.6 | 11.2234 | 35.06 | 10.9506 | 39.02 | 12.5761 | 33.08 | 10.3722 | 30.92 | 9.7976 | 8114 | #N/A | #N/A
| 35.96 | 12.4062 | 33.08 | 10.6036 | 37.94 | 12.5452 | 32 | 10.1716 | 41 | 12.6536 | 37.04 | 12.6662 | 37.94 | 12.8812 | 35.96 | 11.2923 | 30.92 | 9.7604 | 33.98 | 11.4238 | 33.8 | 10.5685 | 33.98 | 10.8227 | 39.02 | 12.5745 | 32 | 10.1098 | 28.94 | 9.4459 | 8115 | #N/A | #N/A
| 35.96 | 12.2213 | 33.98 | 10.6848 | 37.94 | 12.5452 | 34.7 | 10.7367 | 42.08 | 12.9143 | 32 | 11.1169 | 37.94 | 13.0423 | 33.98 | 10.8131 | 30.92 | 9.5451 | 30.02 | 10.1774 | 32 | 10.3556 | 33.08 | 10.6042 | 39.02 | 12.7391 | 28.04 | 9.2616 | 28.94 | 9.4442 | 8116 | #N/A | #N/A
| 33.98 | 11.5943 | 32 | 10.2053 | 37.94 | 12.5452 | 34.7 | 10.6137 | 42.98 | 13.1321 | 30.02 | 10.4685 | 39.02 | 13.3016 | 33.08 | 10.5941 | 30.92 | 9.453 | 28.04 | 9.3924 | 32 | 10.3556 | 32 | 10.2074 | 39.02 | 12.5704 | 28.04 | 9.2596 | 28.94 | 9.3156 | 8117 | #N/A | #N/A
| 33.08 | 11.376 | 32 | 10.2046 | 37.04 | 12.3266 | 34.7 | 10.4958 | 42.08 | 12.7759 | 28.94 | 9.9164 | 35.96 | 12.401 | 30.92 | 10.0725 | 32 | 9.8029 | 28.94 | 9.6094 | 32 | 10.3556 | 30.92 | 9.9461 | 37.94 | 12.1761 | 26.06 | 8.915 | 28.04 | 8.8813 | 8118 | #N/A | #N/A
| 32 | 11.1152 | 30.92 | 9.9425 | 37.04 | 12.3259 | 34.7 | 10.3851 | 42.08 | 13.0407 | 28.94 | 10.2066 | 33.08 | 11.5203 | 32 | 10.1983 | 32 | 9.8027 | 28.04 | 9.3924 | 32 | 10.3556 | 30.02 | 9.6216 | 37.94 | 12.1746 | 28.04 | 9.5324 | 28.94 | 9.098 | 8119 | #N/A | #N/A
| 33.08 | 11.3739 | 30.92 | 9.9423 | 37.04 | 12.3259 | 34.52 | 10.3236 | 39.92 | 12.675 | 28.04 | 9.8528 | 33.08 | 11.5203 | 30.92 | 9.9384 | 30.92 | 9.5426 | 26.06 | 8.7084 | 32 | 10.1348 | 30.02 | 9.4989 | 37.94 | 12.1734 | 30.02 | 9.8698 | 28.94 | 9.0056 | 8120 | #N/A | #N/A
| 33.08 | 11.3711 | 30.02 | 9.6184 | 37.04 | 12.3211 | 33.98 | 10.2848 | 42.08 | 13.3299 | 35.06 | 12.5411 | 33.98 | 11.9179 | 30.92 | 9.9374 | 30.92 | 9.5424 | 26.96 | 9.132 | 30.2 | 9.4972 | 28.94 | 9.2378 | 37.94 | 12.1725 | 30.92 | 9.7228 | 30.02 | 9.1588 | 8121 | #N/A | #N/A
| 33.08 | 11.3684 | 30.02 | 9.6174 | 37.04 | 12.1495 | 33.8 | 10.2408 | 44.06 | 14.1202 | 35.06 | 12.337 | 35.06 | 12.3349 | 30.92 | 9.8309 | 30.02 | 9.3253 | 26.06 | 8.6745 | 28.4 | 9.0635 | 28.04 | 9.0202 | 37.04 | 11.68 | 26.06 | 8.5516 | 28.94 | 9.0048 | 8122 | #N/A | #N/A
| 35.06 | 11.9906 | 33.08 | 10.3532 | 37.04 | 12.1495 | 33.8 | 10.2952 | 44.06 | 14.3017 | 37.94 | 13.0304 | 37.94 | 13.4136 | 35.06 | 11.067 | 30.92 | 9.5403 | 26.06 | 8.8115 | 30.2 | 9.4972 | 32 | 10.0954 | 37.04 | 11.5384 | 24.98 | 8.518 | 28.94 | 9.0202 | 8123 | #N/A | #N/A
| 39.02 | 13.1301 | 35.06 | 10.9366 | 39.92 | 13.0101 | 34.7 | 10.5689 | 46.04 | 14.9366 | 39.92 | 13.3462 | 41 | 14.1508 | 37.04 | 11.41 | 30.92 | 9.6527 | 28.04 | 9.3924 | 33.8 | 10.3644 | 35.96 | 10.9266 | 37.04 | 11.6775 | 33.98 | 10.457 | 30.02 | 9.3546 | 8124 | #N/A | #N/A
| 41 | 13.6068 | 37.04 | 11.4126 | 42.08 | 13.6773 | 35.78 | 10.8678 | 48.02 | 15.4164 | 39.02 | 13.1258 | 42.98 | 14.6269 | 37.04 | 11.3024 | 30.92 | 9.6762 | 41 | 13.2739 | 35.6 | 10.798 | 37.04 | 11.1861 | 37.04 | 11.7978 | 35.96 | 10.8353 | 30.92 | 9.5702 | 8125 | #N/A | #N/A
| 42.98 | 14.0862 | 37.94 | 11.5248 | 42.08 | 13.6773 | 37.94 | 11.4288 | 51.98 | 16.0354 | 42.08 | 13.6813 | 42.98 | 14.6269 | 39.02 | 11.7809 | 32 | 9.9117 | 42.98 | 13.5817 | 37.4 | 11.4361 | 35.96 | 10.8292 | 37.04 | 11.6772 | 37.94 | 11.5341 | 32 | 9.8121 | 8126 | #N/A | #N/A
| 44.06 | 14.0145 | 39.92 | 12.1092 | 44.06 | 13.8388 | 39.38 | 11.7565 | 55.04 | 16.6317 | 42.98 | 13.8982 | 44.96 | 14.7197 | 39.92 | 12.1047 | 32 | 9.976 | 44.06 | 13.842 | 37.4 | 11.2317 | 39.02 | 11.5667 | 37.04 | 11.7984 | 39.02 | 11.7955 | 33.98 | 10.308 | 8127 | #N/A | #N/A
| 44.96 | 14.061 | 41 | 12.1401 | 44.96 | 13.9197 | 40.1 | 11.9307 | 55.04 | 16.9651 | 44.06 | 14.0106 | 44.96 | 14.559 | 41 | 12.2588 | 33.08 | 10.2724 | 44.06 | 13.55 | 39.2 | 11.6653 | 39.02 | 11.5672 | 39.02 | 12.155 | 41 | 12.2731 | 35.06 | 10.5689 | 8128 | #N/A | #N/A
| 44.96 | 13.9233 | 42.08 | 12.4003 | 44.96 | 13.9197 | 40.46 | 11.9394 | 57.02 | 17.2603 | 44.06 | 13.7048 | 44.96 | 14.3727 | 42.08 | 12.519 | 33.08 | 10.1733 | 42.98 | 13.1625 | 39.2 | 11.6653 | 41 | 12.1417 | 39.92 | 12.3712 | 41 | 12.1502 | 35.96 | 10.587 | 8129 | #N/A | #N/A
| 42.98 | 13.2864 | 41 | 12.0415 | 42.98 | 13.1565 | 41 | 12.1275 | 57.02 | 17.261 | 42.98 | 13.1614 | 44.06 | 13.8351 | 42.08 | 12.3957 | 32 | 9.9132 | 42.08 | 12.9434 | 39.2 | 11.6653 | 41 | 11.9305 | 39.02 | 12.0142 | 41 | 12.2728 | 35.96 | 10.586 | 8130 | #N/A | #N/A
| 42.08 | 13.0657 | 37.94 | 11.4011 | 42.98 | 13.1531 | 38.66 | 11.5847 | 53.96 | 16.7061 | 42.08 | 12.9401 | 44.06 | 13.6729 | 41 | 12.1353 | 30.92 | 9.6542 | 42.08 | 12.9389 | 39.2 | 11.6653 | 37.94 | 11.3057 | 39.02 | 12.0137 | 37.94 | 11.5362 | 35.06 | 10.4754 | 8131 | #N/A | #N/A
| 41 | 12.678 | 33.98 | 10.3496 | 42.98 | 13.1531 | 34.34 | 10.4643 | 53.96 | 16.7069 | 41 | 12.3987 | 42.08 | 13.2186 | 35.06 | 10.8262 | 28.04 | 8.9607 | 41 | 12.2891 | 35.6 | 10.798 | 32 | 9.8751 | 39.02 | 11.881 | 33.98 | 10.5814 | 33.08 | 9.9986 | 8132 | #N/A | #N/A
| 41 | 12.3965 | 32 | 9.9697 | 39.92 | 11.8007 | 27.32 | 8.6779 | 51.98 | 16.045 | 39.92 | 12.0259 | 41 | 12.6717 | 30.02 | 9.6111 | 24.98 | 8.2227 | 39.02 | 11.6851 | 30.2 | 9.4972 | 28.94 | 9.1367 | 39.92 | 12.0974 | 28.04 | 9.3892 | 32 | 9.7384 | 8133 | #N/A | #N/A
| 39.92 | 11.8028 | 32 | 9.9682 | 39.02 | 11.4688 | 25.88 | 8.3868 | 51.08 | 16.7153 | 39.02 | 11.6826 | 41 | 12.5267 | 28.04 | 9.0113 | 24.08 | 8.0058 | 37.04 | 10.9037 | 26.6 | 8.6299 | 26.06 | 8.4423 | 39.02 | 12.0127 | 28.04 | 9.1482 | 30.02 | 9.2611 | 8134 | #N/A | #N/A
| 37.94 | 11.1209 | 30.02 | 9.4902 | 39.02 | 11.4688 | 26.42 | 8.4979 | 51.08 | 17.2965 | 37.04 | 10.9018 | 39.02 | 11.4691 | 26.06 | 8.655 | 21.92 | 7.3728 | 35.96 | 10.6412 | 23 | 7.575 | 24.98 | 8.0696 | 39.02 | 12.2723 | 26.06 | 8.7775 | 30.02 | 9.2607 | 8135 | #N/A | #N/A
| 35.96 | 10.5384 | 28.04 | 9.0134 | 35.96 | 10.6376 | 22.82 | 7.504 | 51.08 | 17.4801 | 35.96 | 10.6401 | 37.04 | 10.9001 | 24.08 | 8.0574 | 21.02 | 7.0667 | 35.06 | 10.4229 | 24.8 | 8.1963 | 24.08 | 7.8533 | 39.02 | 12.2725 | 24.98 | 8.5187 | 28.04 | 8.8777 | 8136 | #N/A | #N/A
| 33.98 | 10.0595 | 28.94 | 9.2323 | 35.06 | 10.5087 | 26.42 | 8.7168 | 50 | 17.4444 | 35.06 | 10.4211 | 35.96 | 10.7279 | 24.98 | 8.2742 | 21.92 | 7.3764 | 33.98 | 10.0576 | 23 | 7.7626 | 23 | 7.5942 | 37.94 | 12.1659 | 26.06 | 8.7805 | 28.04 | 8.8784 | 8137 | #N/A | #N/A
| 33.08 | 9.9444 | 24.98 | 8.1819 | 35.06 | 10.5087 | 25.34 | 8.3557 | 48.02 | 17.1593 | 33.98 | 10.2494 | 35.96 | 10.7279 | 26.06 | 8.6571 | 23 | 7.7505 | 33.08 | 9.9415 | 26.6 | 8.6299 | 24.08 | 7.9669 | 37.94 | 12.6098 | 24.98 | 8.6542 | 28.04 | 8.8786 | 8138 | #N/A | #N/A
| 33.08 | 9.8389 | 26.06 | 8.5395 | 33.08 | 9.6589 | 27.14 | 8.9126 | 48.02 | 16.9654 | 33.98 | 10.2471 | 35.06 | 10.5071 | 26.96 | 8.8752 | 24.98 | 8.2295 | 32 | 9.4946 | 26.6 | 8.8334 | 26.06 | 8.5423 | 37.04 | 12.3939 | 26.96 | 9.133 | 26.96 | 8.6203 | 8139 | #N/A | #N/A
| 32 | 9.5768 | 26.96 | 8.8794 | 32 | 9.3972 | 26.6 | 8.7841 | 46.94 | 16.7055 | 33.08 | 10.0289 | 33.98 | 10.3574 | 28.04 | 9.2433 | 26.96 | 8.7087 | 30.92 | 9.1388 | 28.4 | 9.2672 | 24.98 | 8.5117 | 37.94 | 12.6112 | 26.96 | 9.2753 | 26.96 | 8.622 | 8140 | #N/A | #N/A
| 30.92 | 9.3145 | 26.96 | 8.8808 | 32 | 9.3972 | 26.6 | 8.9565 | 46.94 | 16.711 | 32 | 9.6767 | 33.08 | 10.1382 | 30.02 | 9.7198 | 28.04 | 8.9697 | 28.94 | 8.6607 | 30.2 | 9.701 | 26.96 | 8.9892 | 37.94 | 12.7935 | 28.04 | 9.6603 | 26.96 | 8.7378 | 8141 | #N/A | #N/A
| 30.02 | 9.0965 | 26.96 | 8.9881 | 32 | 9.488 | 28.04 | 9.3268 | 46.04 | 16.4936 | 32 | 9.6752 | 33.08 | 10.1367 | 28.94 | 9.595 | 28.94 | 9.0709 | 28.04 | 8.5368 | 28.4 | 9.4877 | 26.96 | 9.1239 | 35.6 | 11.9847 | 28.94 | 9.7535 | 26.96 | 8.7391 | 8142 | #N/A | #N/A
| 30.02 | 9.0958 | 26.96 | 8.9883 | 30.92 | 9.2276 | 27.86 | 9.352 | 46.04 | 16.493 | 32 | 9.764 | 32 | 9.9727 | 30.02 | 10.1169 | 30.02 | 9.3345 | 28.04 | 8.5365 | 28.4 | 9.4877 | 28.04 | 9.3863 | 32 | 11.0375 | 28.94 | 9.7552 | 26.96 | 8.6226 | 8143 | #N/A | #N/A
| 30.02 | 9.095 | 28.04 | 9.3815 | 30.92 | 9.2276 | 28.4 | 9.4994 | 46.04 | 16.6926 | 32 | 9.8747 | 32 | 9.9727 | 30.02 | 10.1175 | 28.94 | 9.2997 | 28.04 | 8.5352 | 30.2 | 10.1603 | 28.94 | 9.7407 | 35.06 | 12.0979 | 30.02 | 10.0192 | 26.96 | 8.7411 | 8144 | #N/A | #N/A
| 30.02 | 9.0937 | 28.94 | 9.6029 | 30.92 | 9.2256 | 28.4 | 9.739 | 44.96 | 16.2309 | 32 | 9.8732 | 32 | 9.983 | 30.92 | 10.4909 | 26.96 | 9.4634 | 28.04 | 8.535 | 30.2 | 10.4184 | 28.94 | 9.8664 | 35.96 | 12.3174 | 28.94 | 9.8972 | 26.96 | 8.8547 | 8145 | #N/A | #N/A
| 30.92 | 9.413 | 28.4 | 9.7235 | 30.02 | 9.0902 | 28.4 | 9.998 | 42.98 | 15.7568 | 33.08 | 10.2307 | 33.08 | 10.352 | 32 | 10.9002 | 28.04 | 9.5987 | 28.94 | 8.8326 | 32 | 11.1317 | 30.92 | 10.633 | 37.04 | 12.5823 | 28.04 | 9.9687 | 26.06 | 9.0149 | 8146 | #N/A | #N/A
| 33.08 | 10.1332 | 28.94 | 10.1655 | 30.02 | 9.0902 | 28.58 | 10.0572 | 41 | 15.058 | 35.06 | 10.8285 | 35.06 | 10.934 | 33.98 | 12.0145 | 28.94 | 9.9407 | 30.02 | 9.1942 | 33.8 | 12.1935 | 33.08 | 11.8046 | 37.04 | 12.7402 | 28.04 | 9.9687 | 26.06 | 9.1605 | 8147 | #N/A | #N/A
| 33.98 | 10.446 | 30.02 | 10.7385 | 32 | 9.7573 | 29.12 | 10.2706 | 41 | 15.0622 | 37.04 | 11.4113 | 35.96 | 11.2836 | 37.4 | 13.6923 | 30.92 | 10.7112 | 33.08 | 10.132 | 35.6 | 12.9373 | 33.98 | 12.405 | 37.4 | 13.0445 | 28.04 | 10.1368 | 26.06 | 9.2871 | 8148 | #N/A | #N/A
| 35.96 | 10.9231 | 30.92 | 10.9558 | 33.98 | 10.347 | 30.2 | 10.7124 | 41 | 15.2641 | 37.94 | 11.6287 | 37.94 | 11.9003 | 37.94 | 13.7221 | 30.2 | 10.7668 | 33.98 | 10.447 | 37.4 | 13.7018 | 35.96 | 13.059 | 37.04 | 13.278 | 28.94 | 10.354 | 26.96 | 9.504 | 8149 | #N/A | #N/A
| 37.94 | 11.4031 | 32 | 11.5568 | 33.98 | 10.347 | 30.2 | 10.7124 | 39.92 | 14.7761 | 37.94 | 11.6317 | 37.94 | 11.9003 | 42.8 | 15.7245 | 32 | 11.1424 | 35.06 | 10.7084 | 39.2 | 14.4888 | 37.4 | 13.7047 | 37.4 | 13.68 | 28.94 | 10.354 | 28.04 | 9.9231 | 8150 | #N/A | #N/A
| 37.94 | 11.5269 | 33.08 | 12.0158 | 35.96 | 11.0481 | 32 | 11.1468 | 37.94 | 13.9567 | 39.92 | 12.3853 | 42.08 | 13.6246 | 44.06 | 16.4279 | 33.08 | 11.4035 | 35.96 | 10.9277 | 40.46 | 15.0536 | 37.94 | 13.9038 | 39.2 | 13.7874 | 30.92 | 10.9748 | 28.94 | 10.2781 | 8151 | #N/A | #N/A
| 39.02 | 12.1717 | 37.4 | 13.6976 | 35.96 | 10.927 | 31.82 | 11.2201 | 35.96 | 13.1153 | 41 | 13.3706 | 42.08 | 13.809 | 44.06 | 16.432 | 33.98 | 11.9561 | 37.04 | 11.1902 | 41.54 | 15.5474 | 39.92 | 14.7758 | 39.2 | 14.4654 | 32 | 11.5791 | 28.94 | 10.2781 | 8152 | #N/A | #N/A
| 41 | 13.0601 | 37.94 | 14.1073 | 35.96 | 10.927 | 32.72 | 11.5904 | 35.06 | 12.7505 | 42.08 | 13.815 | 42.98 | 14.3847 | 44.06 | 16.4288 | 35.06 | 12.2154 | 37.94 | 11.5328 | 42.8 | 16.1351 | 39.92 | 15.0025 | 41 | 15.2373 | 33.98 | 12.2589 | 33.98 | 12.1696 | 8153 | #N/A | #N/A
| 41 | 13.5576 | 39.02 | 14.5505 | 37.04 | 11.3171 | 33.8 | 12.2113 | 33.98 | 12.4225 | 44.06 | 15.1893 | 44.06 | 14.9876 | 44.06 | 16.4288 | 39.02 | 13.1713 | 37.04 | 11.7031 | 42.8 | 16.1351 | 42.08 | 15.5256 | 41 | 15.2743 | 35.06 | 12.6998 | 35.06 | 12.4303 | 8154 | #N/A | #N/A
| 42.08 | 14.3603 | 37.94 | 14.1073 | 33.98 | 10.9612 | 34.16 | 12.1572 | 33.98 | 12.2394 | 46.04 | 16.0524 | 44.96 | 15.7845 | 42.98 | 15.5034 | 39.02 | 13.1689 | 35.96 | 11.8522 | 42.8 | 16.1351 | 41 | 15.0375 | 42.8 | 15.7103 | 35.96 | 13.0723 | 33.98 | 12.0048 | 8155 | #N/A | #N/A
| 44.96 | 15.7957 | 37.04 | 13.5096 | 33.08 | 11.1487 | 33.62 | 12.093 | 33.08 | 12.0219 | 48.02 | 16.5351 | 44.96 | 15.7845 | 37.04 | 13.5005 | 39.02 | 12.9787 | 35.06 | 11.9474 | 39.2 | 14.4888 | 37.04 | 13.5165 | 41 | 14.827 | 33.98 | 12.5923 | 33.08 | 11.7849 | 8156 | #N/A | #N/A
| 46.94 | 16.687 | 33.98 | 12.4171 | 33.98 | 11.6816 | 33.62 | 12.0574 | 33.98 | 12.3186 | 48.92 | 17.3591 | 48.02 | 17.3754 | 33.98 | 12.2244 | 39.02 | 12.9849 | 35.06 | 12.1291 | 37.4 | 13.7018 | 33.98 | 12.4176 | 41 | 14.9011 | 37.04 | 13.3299 | 33.08 | 11.7823 | 8157 | #N/A | #N/A
| 48.02 | 17.1468 | 32 | 11.7538 | 35.96 | 12.4992 | 33.44 | 12.0135 | 33.98 | 12.2394 | 48.92 | 17.8564 | 48.02 | 17.8486 | 33.08 | 12.0112 | 37.94 | 12.7177 | 35.06 | 11.9472 | 35.6 | 12.9373 | 33.08 | 12.0177 | 39.92 | 14.1869 | 33.98 | 12.5901 | 33.98 | 11.8112 | 8158 | #N/A | #N/A
| 48.92 | 17.6084 | 33.98 | 12.2323 | 37.04 | 12.76 | 34.52 | 12.1427 | 35.06 | 12.5004 | 50 | 17.8659 | 48.02 | 18.119 | 30.92 | 10.9518 | 37.94 | 12.9014 | 35.06 | 11.9465 | 35.6 | 12.9373 | 33.98 | 12.2339 | 41 | 14.4477 | 33.98 | 12.5879 | 32 | 11.3325 | 8159 | #N/A | #N/A
| 48.02 | 15.9616 | 33.98 | 12.2302 | 35.96 | 12.1567 | 37.22 | 12.9563 | 35.06 | 12.5775 | 48.92 | 16.9372 | 48.02 | 18.121 | 35.96 | 12.6997 | 37.94 | 12.9106 | 32 | 11.0599 | 35.6 | 12.9373 | 33.98 | 12.0338 | 42.98 | 14.9267 | 33.98 | 12.4261 | 32 | 11.3289 | 8160 | #N/A | #N/A
| 46.04 | 14.9391 | 33.98 | 12.2278 | 33.98 | 11.5366 | 36.86 | 12.6736 | 35.06 | 12.5004 | 46.94 | 15.6951 | 48.02 | 16.714 | 35.06 | 12.1247 | 37.04 | 12.6934 | 32 | 10.8426 | 35.6 | 12.6284 | 33.98 | 12.0327 | 42.98 | 14.9239 | 32 | 11.7641 | 33.98 | 11.8061 | 8161 | #N/A | #N/A
| 42.08 | 13.8188 | 33.08 | 11.8117 | 33.98 | 11.5284 | 34.16 | 11.773 | 35.06 | 12.5703 | 44.06 | 14.115 | 48.02 | 16.714 | 37.94 | 12.9776 | 35.96 | 12.4186 | 33.98 | 11.5414 | 35.6 | 12.6284 | 33.98 | 12.0315 | 42.08 | 14.7053 | 30.92 | 11.3036 | 32 | 11.1785 | 8162 | #N/A | #N/A
| 35.96 | 11.8442 | 33.08 | 11.811 | 33.08 | 10.7316 | 32 | 11.0184 | 35.06 | 12.366 | 39.92 | 13.1116 | 42.08 | 14.1709 | 37.94 | 12.8188 | 35.96 | 12.4327 | 30.92 | 10.2139 | 35.6 | 12.6284 | 33.08 | 11.6549 | 42.08 | 14.508 | 35.96 | 12.7192 | 32 | 11.1778 | 8163 | #N/A | #N/A
| 35.96 | 11.853 | 33.08 | 11.65 | 32 | 10.4687 | 29.48 | 10.1378 | 33.98 | 11.8824 | 35.96 | 11.707 | 37.04 | 12.4116 | 37.94 | 12.8163 | 35.96 | 12.4148 | 33.08 | 10.4597 | 35.6 | 12.6284 | 33.08 | 11.6519 | 42.08 | 14.347 | 35.96 | 12.5186 | 32 | 11.175 | 8164 | #N/A | #N/A
| 35.06 | 11.4882 | 32 | 11.3848 | 32 | 10.4687 | 28.76 | 10.1763 | 33.98 | 11.6057 | 33.98 | 10.811 | 35.6 | 11.9899 | 37.94 | 12.8118 | 37.04 | 12.6729 | 30.92 | 9.9359 | 35.6 | 12.6284 | 30.92 | 10.9445 | 42.8 | 14.6579 | 37.94 | 13.1927 | 32 | 11.1723 | 8165 | #N/A | #N/A
| 33.8 | 11.0201 | 30.92 | 10.9399 | 30.92 | 9.8243 | 26.6 | 9.305 | 33.98 | 11.297 | 33.08 | 10.4578 | 35.06 | 11.6148 | 37.94 | 12.8118 | 35.96 | 12.4327 | 28.94 | 9.3505 | 33.8 | 11.8679 | 28.04 | 9.8196 | 41 | 14.2226 | 33.98 | 12.0358 | 30.92 | 10.7389 | 8166 | #N/A | #N/A
| 35.06 | 11.3489 | 30.92 | 10.9378 | 30.02 | 9.1864 | 26.6 | 9.305 | 33.98 | 11.0986 | 32 | 10.3287 | 33.98 | 11.5414 | 35.96 | 12.151 | 35.96 | 12.4096 | 28.94 | 9.2269 | 33.8 | 11.8679 | 26.96 | 9.5591 | 40.46 | 13.8344 | 30.02 | 10.7389 | 30.92 | 10.7379 | 8167 | #N/A | #N/A
| 33.08 | 10.3668 | 30.92 | 10.9382 | 30.02 | 9.1864 | 27.14 | 9.5424 | 32 | 10.3928 | 30.92 | 9.933 | 33.98 | 11.3523 | 35.06 | 11.932 | 35.06 | 12.2154 | 28.04 | 8.9108 | 33.8 | 11.8679 | 30.92 | 10.796 | 39.92 | 13.4371 | 28.94 | 10.4765 | 30.02 | 10.5196 | 8168 | #N/A | #N/A
| 32 | 9.9633 | 28.94 | 10.3143 | 28.04 | 8.5233 | 26.78 | 9.4046 | 32 | 10.2538 | 30.92 | 9.8242 | 33.98 | 11.0876 | 33.98 | 11.6691 | 30.2 | 10.4823 | 26.06 | 8.232 | 32 | 11.4331 | 28.94 | 10.1502 | 39.92 | 13.2771 | 26.96 | 9.553 | 30.02 | 10.3801 | 8169 | #N/A | #N/A
| 30.92 | 9.6036 | 28.04 | 9.9291 | 28.04 | 8.5217 | 24.8 | 8.6316 | 30.92 | 9.9922 | 28.94 | 9.3447 | 32 | 10.3206 | 33.08 | 11.4505 | 28.04 | 9.8803 | 26.06 | 8.0474 | 32 | 11.1317 | 30.02 | 10.4104 | 39.92 | 13.2764 | 26.06 | 9.2027 | 28.04 | 9.7448 | 8170 | #N/A | #N/A
| 32 | 9.7508 | 32 | 11.3757 | 28.04 | 8.5217 | 23 | 7.9768 | 30.92 | 9.9901 | 30.92 | 9.601 | 30.92 | 9.8189 | 35.06 | 12.1098 | 26.96 | 9.3179 | 26.96 | 8.2627 | 30.2 | 10.6972 | 30.92 | 10.9379 | 39.92 | 13.6284 | 26.96 | 9.6841 | 30.02 | 10.3795 | 8171 | #N/A | #N/A
| 33.08 | 10.0097 | 35.06 | 12.2728 | 30.02 | 8.9025 | 31.1 | 11.1731 | 32 | 10.3855 | 32 | 9.7483 | 32 | 10.106 | 39.92 | 13.2842 | 30.92 | 11.0303 | 30.02 | 9.0788 | 33.8 | 11.8679 | 35.96 | 12.4937 | 42.08 | 13.7962 | 33.98 | 12.2279 | 37.04 | 11.9139 | 8172 | #N/A | #N/A
| 33.08 | 10.1203 | 39.02 | 13.2275 | 30.92 | 9.1186 | 37.4 | 13.7215 | 33.08 | 10.5097 | 33.08 | 10.0076 | 33.98 | 10.7927 | 42.98 | 14.0206 | 37.04 | 12.8246 | 32 | 9.4739 | 39.2 | 13.172 | 39.92 | 13.4483 | 42.08 | 13.9512 | 42.08 | 14.5258 | 37.94 | 12.4237 | 8173 | #N/A | #N/A
| 33.98 | 10.2252 | 41 | 13.5502 | 30.92 | 9.1186 | 42.26 | 13.9968 | 33.08 | 10.6458 | 33.98 | 10.2244 | 33.98 | 10.7927 | 44.06 | 14.1024 | 39.92 | 13.0305 | 33.08 | 9.8152 | 41 | 13.6068 | 42.98 | 13.8494 | 42.98 | 14.1698 | 44.96 | 14.3439 | 39.02 | 12.3905 | 8174 | #N/A | #N/A
| 33.98 | 10.1364 | 42.08 | 13.4865 | 33.98 | 9.9487 | 43.34 | 13.7789 | 32 | 10.2499 | 33.98 | 10.1364 | 35.06 | 10.9201 | 44.96 | 14.1782 | 41 | 13.2968 | 33.98 | 9.9511 | 42.8 | 14.0415 | 42.98 | 13.5401 | 42.98 | 14.3699 | 44.96 | 14.0332 | 39.02 | 12.3953 | 8175 | #N/A | #N/A
| 35.06 | 10.2946 | 44.06 | 14.1126 | 33.98 | 9.9489 | 42.62 | 13.4932 | 33.08 | 10.5102 | 35.06 | 10.3966 | 35.06 | 10.8145 | 46.04 | 14.4406 | 42.08 | 13.559 | 35.06 | 10.2116 | 42.8 | 14.0415 | 44.06 | 13.6695 | 42.8 | 14.3495 | 44.06 | 13.6827 | 39.92 | 12.7711 | 8176 | #N/A | #N/A
| 35.06 | 10.2942 | 42.98 | 13.8518 | 33.98 | 9.9489 | 42.8 | 13.798 | 33.98 | 10.7269 | 35.96 | 10.5111 | 35.06 | 10.5956 | 44.96 | 14.1799 | 42.08 | 13.3923 | 35.96 | 10.3346 | 42.8 | 13.7388 | 42.08 | 13.4929 | 42.8 | 14.0243 | 42.98 | 13.5606 | 39.02 | 12.6933 | 8177 | #N/A | #N/A
| 35.06 | 10.293 | 42.08 | 13.4912 | 33.98 | 9.7661 | 42.08 | 13.5666 | 33.98 | 10.8625 | 35.96 | 10.3352 | 35.06 | 10.4828 | 44.06 | 13.964 | 42.08 | 13.5659 | 35.06 | 10.1168 | 41.9 | 13.6699 | 41 | 13.0646 | 42.8 | 14.0243 | 42.08 | 13.3441 | 37.94 | 12.2969 | 8178 | #N/A | #N/A
| 33.98 | 10.0315 | 39.02 | 12.8989 | 33.98 | 9.6133 | 38.84 | 12.788 | 33.98 | 10.8609 | 33.98 | 9.8574 | 33.08 | 10.0043 | 42.08 | 13.6348 | 41 | 13.1364 | 33.08 | 9.5502 | 41 | 13.6068 | 39.02 | 12.757 | 39.92 | 13.636 | 41 | 13.4017 | 37.04 | 12.0837 | 8179 | #N/A | #N/A
| 32 | 9.3794 | 37.94 | 12.6399 | 33.98 | 9.6133 | 36.5 | 12.1086 | 33.98 | 10.7233 | 30.02 | 8.903 | 33.08 | 10.0043 | 39.92 | 12.9691 | 39.02 | 12.6588 | 32 | 9.2892 | 37.4 | 12.7373 | 35.96 | 12.1669 | 39.2 | 13.4795 | 39.92 | 13.141 | 35.96 | 11.8233 | 8180 | #N/A | #N/A
| 30.92 | 9.1181 | 37.04 | 12.4223 | 32 | 9.1345 | 36.86 | 12.2513 | 33.98 | 10.8579 | 30.92 | 9.211 | 30.02 | 9.376 | 39.02 | 12.8967 | 39.02 | 12.6572 | 30.92 | 8.9575 | 37.4 | 12.7373 | 35.06 | 12.1308 | 37.4 | 12.72 | 37.94 | 12.845 | 35.96 | 11.8218 | 8181 | #N/A | #N/A
| 30.02 | 8.9003 | 33.98 | 11.8768 | 30.92 | 8.9541 | 38.84 | 12.6733 | 33.08 | 10.5043 | 30.02 | 8.9929 | 33.08 | 9.912 | 37.94 | 12.8188 | 37.94 | 12.3963 | 28.04 | 8.1827 | 37.4 | 13.0634 | 35.06 | 12.1432 | 41 | 13.9145 | 37.04 | 12.7867 | 35.06 | 11.6051 | 8182 | #N/A | #N/A
| 30.92 | 9.0276 | 37.04 | 12.7633 | 30.92 | 8.9541 | 38.48 | 12.5573 | 33.08 | 10.503 | 30.02 | 8.8992 | 32 | 9.4683 | 35.96 | 12.4985 | 37.94 | 12.395 | 24.08 | 7.3095 | 37.4 | 13.0634 | 35.96 | 12.5192 | 41 | 13.901 | 37.04 | 12.786 | 35.06 | 11.6045 | 8183 | #N/A | #N/A
| 28.94 | 8.5507 | 37.04 | 12.96 | 28.94 | 8.4762 | 38.48 | 12.5573 | 32 | 10.2417 | 28.94 | 8.3993 | 30.92 | 9.2884 | 37.04 | 12.77 | 37.04 | 12.1793 | 19.94 | 6.2325 | 39.2 | 13.4983 | 35.96 | 12.5192 | 39.92 | 13.4409 | 35.96 | 12.5259 | 35.06 | 11.6042 | 8184 | #N/A | #N/A
| 30.02 | 8.8098 | 37.04 | 12.962 | 28.04 | 8.3289 | 37.94 | 12.3475 | 30.92 | 9.873 | 28.04 | 8.2625 | 30.02 | 8.8092 | 39.02 | 13.2396 | 37.04 | 12.1812 | 19.04 | 6.0954 | 39.2 | 13.4983 | 35.96 | 12.8886 | 39.92 | 13.6408 | 35.96 | 12.5294 | 33.98 | 11.3469 | 8185 | #N/A | #N/A
| 28.04 | 8.4208 | 37.04 | 12.9644 | 28.04 | 8.3289 | 37.58 | 12.3168 | 30.02 | 9.5309 | 26.96 | 8.0723 | 30.02 | 8.8092 | 39.02 | 13.4466 | 37.04 | 12.1868 | 17.06 | 5.4747 | 39.2 | 13.4983 | 37.94 | 13.1856 | 41 | 13.9034 | 37.04 | 12.6325 | 33.08 | 11.2696 | 8186 | #N/A | #N/A
| 26.96 | 8.1607 | 37.04 | 12.9677 | 26.96 | 7.9985 | 37.4 | 12.1693 | 28.94 | 9.2704 | 26.06 | 7.8554 | 30.02 | 8.9892 | 39.2 | 13.4901 | 37.04 | 12.1871 | 15.08 | 4.8669 | 39.2 | 13.4983 | 39.02 | 13.2528 | 39.92 | 13.6448 | 35.96 | 12.5377 | 33.08 | 11.2745 | 8187 | #N/A | #N/A
| 26.96 | 8.253 | 35.96 | 12.8923 | 26.96 | 7.9981 | 35.6 | 12.319 | 28.04 | 8.9557 | 26.96 | 8.0017 | 30.02 | 9.1706 | 39.02 | 13.4466 | 35.06 | 11.8807 | 15.08 | 4.9248 | 39.2 | 13.4983 | 39.02 | 13.4555 | 41 | 13.9145 | 33.8 | 12.5257 | 33.08 | 11.4495 | 8188 | #N/A | #N/A
| 26.96 | 8.2515 | 35.96 | 12.8906 | 26.96 | 7.9981 | 35.6 | 12.6462 | 28.04 | 8.9546 | 24.98 | 7.5242 | 28.94 | 8.9978 | 39.92 | 14.0047 | 33.08 | 11.7375 | 14 | 4.5398 | 39.2 | 13.8077 | 39.02 | 13.6375 | 41 | 13.9103 | 33.08 | 12.2253 | 32 | 11.3396 | 8189 | #N/A | #N/A
| 24.98 | 7.5942 | 35.96 | 12.8936 | 24.98 | 7.5204 | 32 | 11.7764 | 26.96 | 8.6949 | 24.08 | 7.3072 | 28.94 | 8.9084 | 37.4 | 13.3636 | 33.08 | 11.7375 | 12.92 | 4.2269 | 39.2 | 13.8719 | 37.94 | 13.5377 | 41 | 14.094 | 33.08 | 12.2253 | 30.92 | 11.079 | 8190 | #N/A | #N/A
| 24.98 | 7.5936 | 35.96 | 12.7128 | 24.08 | 7.3037 | 32 | 11.7764 | 26.96 | 8.5811 | 21.92 | 6.7873 | 28.04 | 8.6915 | 37.94 | 13.5261 | 33.08 | 11.7375 | 12.92 | 4.2266 | 39.2 | 13.9698 | 37.94 | 13.7342 | 39.92 | 14.1897 | 33.08 | 12.2253 | 30.92 | 11.2674 | 8191 | #N/A | #N/A
| 24.98 | 7.5232 | 35.96 | 12.7119 | 24.08 | 7.3037 | 32 | 11.7764 | 26.96 | 8.5804 | 21.02 | 6.5704 | 28.04 | 8.6915 | 39.02 | 13.9886 | 33.08 | 11.8992 | 10.94 | 3.6324 | 39.2 | 14.0697 | 39.02 | 13.9988 | 39.92 | 14.192 | 33.08 | 12.2253 | 32 | 11.5602 | 8192 | #N/A | #N/A
| 23 | 6.9661 | 35.96 | 12.8947 | 24.08 | 7.3033 | 32 | 11.7764 | 26.06 | 8.3626 | 14 | 4.6642 | 26.06 | 8.3016 | 37.94 | 13.892 | 33.08 | 11.7358 | 12.02 | 3.9492 | 39.2 | 14.1373 | 39.02 | 13.9954 | 41 | 14.4477 | 33.08 | 12.2192 | 30.92 | 11.2674 | 8193 | #N/A | #N/A
| 21.92 | 6.7054 | 35.06 | 12.8319 | 24.08 | 7.3021 | 32 | 11.7764 | 26.06 | 8.3618 | 12.02 | 4.1293 | 23 | 7.2945 | 37.94 | 13.893 | 33.08 | 11.8942 | 10.94 | 3.5856 | 41 | 14.9245 | 39.2 | 14.1401 | 39.92 | 14.5671 | 33.08 | 12.2253 | 30.92 | 11.2674 | 8194 | #N/A | #N/A
| 26.06 | 7.7807 | 35.6 | 12.9333 | 24.08 | 7.3021 | 32.54 | 11.7976 | 26.96 | 8.6929 | 17.96 | 5.9015 | 26.06 | 8.5042 | 39.02 | 14.3579 | 33.98 | 12.1107 | 14 | 4.6042 | 41 | 14.9245 | 39.02 | 14.1651 | 39.2 | 14.4654 | 33.08 | 12.2253 | 32 | 11.6918 | 8195 | #N/A | #N/A
| 30.92 | 8.8695 | 35.06 | 12.8347 | 26.06 | 8.0275 | 33.44 | 12.2359 | 28.04 | 8.9518 | 30.02 | 9.3627 | 33.08 | 10.1946 | 39.92 | 14.7556 | 35.06 | 12.5732 | 21.02 | 6.8166 | 41 | 14.9245 | 39.02 | 14.3761 | 42.8 | 15.3369 | 33.98 | 12.5901 | 32 | 11.528 | 8196 | #N/A | #N/A
| 32 | 8.9923 | 35.06 | 12.8347 | 30.02 | 8.7314 | 35.6 | 13.0706 | 30.2 | 9.4985 | 32 | 9.6415 | 33.08 | 9.9887 | 39.92 | 14.7626 | 35.96 | 12.7869 | 28.04 | 8.8868 | 41 | 14.9245 | 41 | 15.2535 | 42.8 | 15.3369 | 33.98 | 12.6013 | 33.08 | 11.9524 | 8197 | #N/A | #N/A
| 33.08 | 9.2525 | 37.04 | 13.8798 | 30.02 | 8.7314 | 37.58 | 13.5556 | 30.02 | 9.5279 | 33.98 | 10.4146 | 33.08 | 9.9887 | 41 | 15.25 | 35.96 | 12.9838 | 33.08 | 9.6292 | 42.8 | 15.7354 | 41 | 15.3026 | 42.08 | 15.6818 | 35.96 | 13.4373 | 33.98 | 12.3747 | 8198 | #N/A | #N/A
| 33.08 | 9.9047 | 39.02 | 14.5451 | 33.98 | 9.6064 | 38.48 | 13.8088 | 30.92 | 9.8707 | 35.96 | 11.0144 | 33.98 | 10.4145 | 42.98 | 15.9246 | 37.04 | 13.2447 | 35.06 | 9.804 | 42.8 | 15.7354 | 41 | 15.2641 | 42.8 | 15.7103 | 37.94 | 13.9187 | 35.06 | 12.8179 | 8199 | #N/A | #N/A
| 35.06 | 10.5818 | 39.02 | 14.5482 | 35.96 | 10.0199 | 39.02 | 13.9412 | 30.92 | 9.871 | 37.04 | 11.3816 | 35.06 | 10.9024 | 44.06 | 15.9911 | 37.4 | 13.4601 | 35.96 | 10.0861 | 42.8 | 15.7354 | 42.08 | 15.5256 | 42.8 | 15.7103 | 37.94 | 13.7561 | 35.96 | 13.042 | 8200 | #N/A | #N/A
| 35.06 | 10.9049 | 39.2 | 14.4843 | 35.96 | 10.0199 | 39.74 | 14.2494 | 30.92 | 9.8705 | 37.04 | 11.6522 | 35.96 | 11.2516 | 44.06 | 15.9911 | 39.92 | 14.3004 | 35.96 | 10.326 | 42.8 | 15.7354 | 42.98 | 15.7436 | 42.8 | 15.7103 | 39.02 | 14.395 | 37.94 | 13.6809 | 8201 | #N/A | #N/A
| 35.96 | 11.3929 | 39.02 | 14.5477 | 35.96 | 10.417 | 39.92 | 14.3579 | 30.02 | 9.6541 | 37.04 | 11.6532 | 35.06 | 11.1727 | 44.06 | 15.9871 | 39.92 | 13.5506 | 37.04 | 10.9502 | 42.8 | 15.7354 | 42.08 | 15.5256 | 44.6 | 16.1464 | 39.02 | 14.5732 | 37.94 | 13.6782 | 8202 | #N/A | #N/A
| 35.96 | 11.5126 | 39.2 | 14.4843 | 35.96 | 10.8943 | 40.1 | 14.4686 | 30.02 | 9.6546 | 37.04 | 11.9242 | 35.06 | 11.2923 | 44.06 | 15.9833 | 39.02 | 13.1713 | 35.96 | 10.801 | 42.8 | 15.7354 | 42.8 | 15.7386 | 42.8 | 15.7103 | 39.92 | 14.7889 | 37.94 | 13.8786 | 8203 | #N/A | #N/A
| 37.04 | 11.9242 | 39.02 | 14.5505 | 35.96 | 10.8943 | 39.56 | 14.3352 | 30.02 | 9.6521 | 37.94 | 12.2725 | 35.06 | 11.2923 | 42.08 | 15.2856 | 37.04 | 12.498 | 33.98 | 10.4202 | 42.8 | 15.7354 | 39.92 | 14.7761 | 42.8 | 15.7103 | 39.02 | 14.5828 | 37.04 | 13.466 | 8204 | #N/A | #N/A
| 37.94 | 12.2725 | 37.4 | 14.0486 | 35.96 | 11.1218 | 39.2 | 14.1578 | 30.02 | 9.5272 | 39.02 | 12.8407 | 37.94 | 12.5754 | 39.02 | 14.3494 | 35.96 | 12.088 | 33.98 | 10.5426 | 41 | 15.2994 | 39.02 | 14.5446 | 42.8 | 15.7103 | 35.96 | 13.4312 | 35.06 | 12.8247 | 8205 | #N/A | #N/A
| 39.02 | 12.6998 | 37.04 | 13.6673 | 35.96 | 11.3937 | 32.9 | 11.8807 | 28.94 | 9.1679 | 39.92 | 13.3947 | 39.92 | 13.2339 | 39.92 | 14.7469 | 33.08 | 11.3939 | 35.06 | 11.041 | 41 | 15.2994 | 39.02 | 14.542 | 42.8 | 15.3369 | 35.06 | 13.0596 | 35.06 | 12.8247 | 8206 | #N/A | #N/A
| 39.92 | 13.2416 | 35.6 | 13.2622 | 35.96 | 11.3937 | 32 | 11.7764 | 28.94 | 9.2677 | 42.08 | 14.2936 | 39.92 | 13.3923 | 39.92 | 14.748 | 32 | 11.1303 | 33.98 | 10.7824 | 39.2 | 14.8635 | 39.02 | 14.543 | 42.98 | 15.4754 | 33.08 | 12.2253 | 33.98 | 12.3747 | 8207 | #N/A | #N/A
| 41 | 13.856 | 35.06 | 13.0307 | 35.96 | 11.6681 | 30.2 | 10.7124 | 28.04 | 9.0515 | 42.98 | 14.6693 | 42.08 | 14.2911 | 39.92 | 14.7626 | 30.02 | 10.6553 | 35.96 | 11.6718 | 41 | 15.2994 | 39.02 | 14.5582 | 42.98 | 15.4759 | 30.92 | 11.3204 | 33.98 | 12.3747 | 8208 | #N/A | #N/A
| 42.98 | 14.5162 | 33.08 | 12.0158 | 37.94 | 12.5878 | 30.2 | 10.7026 | 28.04 | 9.0508 | 44.96 | 15.3434 | 42.98 | 14.859 | 39.02 | 14.363 | 28.94 | 10.2256 | 39.02 | 12.709 | 39.2 | 14.8635 | 37.94 | 13.9038 | 42.98 | 15.2964 | 32 | 11.7805 | 33.98 | 12.364 | 8209 | #N/A | #N/A
| 44.06 | 15.1267 | 33.08 | 12.1932 | 37.94 | 12.5878 | 30.02 | 10.776 | 28.04 | 9.1753 | 44.96 | 15.3429 | 42.98 | 14.859 | 39.02 | 14.1526 | 30.92 | 11.0198 | 39.92 | 13.0701 | 39.2 | 14.8635 | 35.06 | 12.8297 | 42.8 | 14.9865 | 30.92 | 11.3204 | 33.98 | 12.1611 | 8210 | #N/A | #N/A
| 44.06 | 15.2977 | 33.98 | 12.4161 | 41 | 13.5104 | 30.2 | 10.7124 | 28.04 | 9.1769 | 44.96 | 15.5148 | 44.96 | 15.8936 | 35.06 | 12.6723 | 30.2 | 10.7668 | 41 | 13.513 | 37.4 | 13.7018 | 33.98 | 12.4225 | 41 | 14.551 | 30.92 | 11.3204 | 33.08 | 11.9451 | 8211 | #N/A | #N/A
| 44.06 | 15.2986 | 33.08 | 12.1985 | 42.98 | 14.3432 | 30.2 | 10.7124 | 26.96 | 9.3034 | 46.04 | 15.9848 | 44.96 | 16.1212 | 33.08 | 11.8051 | 30.92 | 11.0303 | 44.06 | 14.6078 | 37.4 | 14.0531 | 32 | 11.5626 | 41 | 14.0902 | 30.02 | 10.9439 | 33.08 | 11.9463 | 8212 | #N/A | #N/A
| 42.98 | 15.2478 | 33.08 | 12.1949 | 42.98 | 14.3432 | 28.4 | 10.2779 | 26.6 | 9.2939 | 46.94 | 16.8038 | 46.04 | 16.8147 | 35.06 | 12.6645 | 28.94 | 10.2269 | 42.08 | 14.1301 | 35.6 | 12.9373 | 33.98 | 12.4151 | 41 | 14.091 | 30.02 | 10.9439 | 33.08 | 11.7838 | 8213 | #N/A | #N/A
| 42.98 | 15.433 | 32 | 11.5539 | 42.08 | 14.4642 | 28.4 | 9.998 | 26.96 | 9.283 | 48.02 | 17.5582 | 46.04 | 17.0703 | 33.08 | 11.8133 | 28.04 | 10.0115 | 39.92 | 13.6098 | 35.6 | 12.9373 | 33.98 | 12.4155 | 41 | 14.2491 | 28.4 | 10.2814 | 33.08 | 11.7849 | 8214 | #N/A | #N/A
| 42.98 | 15.6571 | 32 | 11.7542 | 44.06 | 15.3067 | 26.6 | 9.5638 | 28.04 | 9.2877 | 48.92 | 18.2603 | 46.94 | 17.5071 | 33.98 | 12.2287 | 26.96 | 9.3342 | 42.98 | 14.8814 | 35.6 | 12.9373 | 33.08 | 11.8235 | 41 | 14.094 | 28.94 | 10.5002 | 32 | 11.3365 | 8215 | #N/A | #N/A
| 46.94 | 17.2983 | 33.08 | 12.0144 | 44.06 | 15.3067 | 28.4 | 10.2779 | 28.04 | 9.1608 | 50 | 18.755 | 46.94 | 17.5071 | 32 | 11.3944 | 26.96 | 9.4634 | 42.98 | 15.0515 | 32 | 11.7585 | 32 | 11.5626 | 42.08 | 14.3542 | 28.94 | 10.5002 | 30.02 | 10.7089 | 8216 | #N/A | #N/A
| 46.94 | 17.3042 | 33.08 | 11.8175 | 42.98 | 15.2552 | 30.2 | 10.7124 | 28.04 | 9.0376 | 50 | 19.0456 | 48.92 | 18.2601 | 30.92 | 10.9488 | 28.04 | 9.8803 | 41 | 14.5748 | 32 | 11.7585 | 30.02 | 10.926 | 42.08 | 13.9746 | 26.96 | 9.7081 | 30.02 | 10.862 | 8217 | #N/A | #N/A
| 48.02 | 18.0478 | 33.08 | 11.8194 | 44.06 | 15.752 | 30.38 | 10.9001 | 28.4 | 9.0649 | 50 | 19.5996 | 48.92 | 18.4927 | 30.92 | 10.9518 | 28.94 | 10.4042 | 39.02 | 13.7823 | 30.2 | 10.9984 | 28.94 | 10.3377 | 41 | 13.7136 | 26.96 | 9.7081 | 30.02 | 10.862 | 8218 | #N/A | #N/A
| 48.02 | 18.2813 | 32 | 11.757 | 42.08 | 14.8309 | 30.2 | 10.7124 | 28.04 | 9.055 | 50 | 19.7399 | 51.08 | 19.3064 | 30.02 | 10.5894 | 28.94 | 10.4042 | 39.92 | 14.365 | 30.2 | 10.6972 | 28.04 | 9.8196 | 41 | 13.9131 | 26.06 | 9.1996 | 30.02 | 10.711 | 8219 | #N/A | #N/A
| 48.92 | 18.7884 | 35.06 | 12.4969 | 44.96 | 16.5762 | 31.1 | 11.261 | 28.4 | 9.2687 | 50 | 19.954 | 51.08 | 19.3071 | 33.98 | 12.2269 | 30.02 | 10.8131 | 41 | 14.8367 | 30.2 | 10.9984 | 30.02 | 10.7439 | 42.98 | 14.7322 | 26.96 | 9.7081 | 30.92 | 11.0796 | 8220 | #N/A | #N/A
| 50 | 19.3039 | 37.94 | 13.7317 | 44.96 | 16.8836 | 32 | 11.7764 | 28.04 | 9.1769 | 51.08 | 20.2167 | 50 | 19.292 | 42.08 | 15.2858 | 30.92 | 11.2162 | 41 | 15.0183 | 35.6 | 13.2664 | 35.96 | 13.2546 | 44.06 | 14.9938 | 30.92 | 11.3204 | 32 | 11.5293 | 8221 | #N/A | #N/A
| 51.08 | 19.9469 | 41 | 14.4787 | 46.04 | 17.0929 | 32 | 11.7764 | 30.92 | 9.9801 | 53.6 | 21.1611 | 50 | 19.292 | 42.98 | 15.3282 | 37.04 | 12.0555 | 42.98 | 15.7235 | 42.8 | 15.3601 | 41 | 14.6492 | 44.06 | 15.3661 | 32 | 11.7805 | 33.98 | 12.0128 | 8222 | #N/A | #N/A
| 51.98 | 20.377 | 42.08 | 14.5495 | 48.02 | 18.1122 | 33.8 | 12.5213 | 30.02 | 9.6573 | 53.06 | 21.313 | 51.08 | 19.8808 | 44.96 | 15.9965 | 37.04 | 11.7754 | 50 | 19.1238 | 44.6 | 15.7958 | 42.08 | 14.9171 | 44.96 | 15.2242 | 35.06 | 13.0691 | 35.06 | 12.2781 | 8223 | #N/A | #N/A
| 51.08 | 19.9053 | 42.98 | 13.8853 | 53.96 | 21.208 | 35.6 | 13.287 | 30.02 | 9.5146 | 53.06 | 21.3241 | 51.08 | 19.8929 | 44.96 | 15.4393 | 37.94 | 12.1211 | 55.04 | 21.175 | 44.6 | 15.7958 | 42.08 | 14.3977 | 44.06 | 15.2091 | 37.94 | 13.7716 | 35.06 | 12.0925 | 8224 | #N/A | #N/A
| 53.96 | 21.2074 | 42.08 | 13.8529 | 53.96 | 21.208 | 38.66 | 13.2001 | 30.02 | 9.5146 | 53.06 | 21.3735 | 51.08 | 19.8974 | 44.06 | 14.8656 | 35.96 | 11.644 | 57.02 | 22.3326 | 44.6 | 15.7958 | 42.98 | 14.432 | 44.96 | 15.0747 | 42.08 | 14.2309 | 35.96 | 12.3107 | 8225 | #N/A | #N/A
| 51.08 | 19.9244 | 42.08 | 13.5216 | 55.94 | 22.0556 | 39.92 | 13.5687 | 30.02 | 9.4163 | 51.98 | 20.7417 | 50 | 19.6447 | 42.98 | 14.221 | 35.96 | 11.6425 | 57.02 | 22.3326 | 42.8 | 15.0081 | 42.08 | 14.0137 | 44.06 | 14.6721 | 41 | 13.2756 | 35.96 | 11.9846 | 8226 | #N/A | #N/A
| 53.06 | 20.6953 | 39.92 | 13.0006 | 55.94 | 22.0626 | 37.58 | 12.5629 | 30.02 | 9.3179 | 53.06 | 21.3735 | 51.08 | 20.1869 | 42.08 | 13.8435 | 35.06 | 10.9057 | 57.92 | 22.8482 | 42.8 | 14.3682 | 39.92 | 13.4915 | 42.98 | 14.2121 | 37.94 | 12.3665 | 33.98 | 11.5062 | 8227 | #N/A | #N/A
| 51.98 | 20.4327 | 37.94 | 12.3528 | 55.94 | 22.0626 | 37.04 | 11.9569 | 28.94 | 9.0571 | 53.06 | 21.3735 | 51.08 | 20.1869 | 39.02 | 12.9203 | 33.98 | 10.4177 | 57.92 | 22.8595 | 41 | 13.3043 | 37.94 | 12.8523 | 42.08 | 13.506 | 35.96 | 12.0558 | 33.98 | 11.6783 | 8228 | #N/A | #N/A
| 53.96 | 21.5895 | 37.94 | 12.0624 | 55.04 | 21.8386 | 36.14 | 11.5616 | 28.04 | 8.8399 | 55.04 | 22.1521 | 51.98 | 20.4192 | 35.06 | 11.8176 | 33.98 | 10.417 | 57.92 | 22.8675 | 39.2 | 13.172 | 35.06 | 11.9721 | 41 | 13.076 | 35.96 | 11.7507 | 33.08 | 11.4495 | 8229 | #N/A | #N/A
| 53.96 | 21.5895 | 35.96 | 11.4612 | 55.94 | 22.3537 | 35.6 | 11.2624 | 28.04 | 8.8391 | 55.04 | 22.5197 | 51.98 | 20.7598 | 33.98 | 11.3875 | 33.08 | 10.299 | 57.92 | 22.8482 | 37.4 | 12.7373 | 35.06 | 11.971 | 41 | 13.5715 | 35.96 | 11.4704 | 30.92 | 10.1936 | 8230 | #N/A | #N/A
| 55.04 | 21.8525 | 35.96 | 11.076 | 55.94 | 22.0867 | 34.7 | 10.613 | 26.96 | 8.4877 | 55.94 | 23.0558 | 53.06 | 21.3713 | 37.04 | 11.9909 | 32 | 9.9384 | 57.02 | 22.629 | 37.4 | 12.7373 | 33.98 | 11.5634 | 39.92 | 12.5269 | 32 | 10.6385 | 30.92 | 9.9431 | 8231 | #N/A | #N/A
| 55.94 | 23.0524 | 33.98 | 10.475 | 55.94 | 22.4062 | 33.26 | 10.0749 | 26.06 | 8.1663 | 57.02 | 23.7123 | 53.06 | 21.0367 | 35.96 | 11.7303 | 30.92 | 9.3661 | 59 | 23.4794 | 37.4 | 12.4352 | 33.98 | 11.2614 | 39.92 | 12.2631 | 33.98 | 10.3828 | 30.02 | 9.4968 | 8232 | #N/A | #N/A
| 55.04 | 22.5164 | 33.98 | 10.475 | 55.94 | 22.3537 | 31.46 | 9.4654 | 24.98 | 8.0087 | 57.02 | 24.0507 | 55.4 | 22.7906 | 35.96 | 11.3111 | 30.92 | 9.0937 | 59 | 23.7964 | 35.6 | 11.7213 | 33.08 | 10.7659 | 39.02 | 12.0453 | 30.92 | 9.5315 | 30.02 | 9.2864 | 8233 | #N/A | #N/A
| 55.04 | 22.1933 | 33.08 | 10.1588 | 59 | 23.8546 | 32.36 | 9.6646 | 24.08 | 7.7907 | 57.02 | 24.0507 | 55.04 | 22.1695 | 35.06 | 10.9581 | 30.92 | 9.0932 | 60.98 | 24.2793 | 33.8 | 11.0285 | 32 | 10.2282 | 37.04 | 11.708 | 30.92 | 9.5315 | 28.94 | 8.8341 | 8234 | #N/A | #N/A
| 55.04 | 22.5164 | 33.08 | 9.9558 | 60.08 | 24.1328 | 31.1 | 9.4651 | 23 | 7.5328 | 57.02 | 24.1035 | 53.96 | 21.9162 | 33.98 | 10.3691 | 30.92 | 9.0934 | 62.06 | 25.021 | 33.8 | 10.5685 | 30.02 | 9.5205 | 35.96 | 11.1721 | 32 | 9.7013 | 28.94 | 8.7368 | 8235 | #N/A | #N/A
| 55.94 | 22.7357 | 32 | 9.6955 | 60.08 | 24.0467 | 30.38 | 9.2231 | 23 | 7.532 | 57.02 | 23.7123 | 53.96 | 21.8835 | 33.08 | 10.2505 | 30.02 | 8.8777 | 60.98 | 24.3587 | 33.8 | 10.3644 | 30.92 | 9.5252 | 35.06 | 10.9544 | 32 | 9.5147 | 28.04 | 8.5201 | 8236 | #N/A | #N/A
| 57.02 | 23.3158 | 32 | 9.6949 | 60.08 | 24.1299 | 30.56 | 9.1331 | 24.08 | 7.7829 | 55.94 | 23.4946 | 53.96 | 21.8835 | 33.98 | 10.2556 | 30.02 | 9.0651 | 60.08 | 23.8174 | 32 | 9.7425 | 30.02 | 9.2173 | 35.06 | 10.8464 | 32 | 9.514 | 28.04 | 8.5188 | 8237 | #N/A | #N/A
| 57.02 | 23.3745 | 32 | 9.6943 | 59 | 23.6555 | 30.56 | 9.1975 | 21.92 | 7.2627 | 55.94 | 23.0558 | 53.06 | 21.4016 | 33.08 | 10.038 | 30.02 | 9.2538 | 60.08 | 23.7427 | 32 | 9.7425 | 30.02 | 9.2165 | 35.06 | 10.7227 | 32 | 9.7909 | 26.96 | 8.2588 | 8238 | #N/A | #N/A
| 55.4 | 22.7929 | 30.92 | 9.4346 | 57.92 | 22.9086 | 30.02 | 9.2571 | 21.02 | 7.146 | 55.94 | 23.0558 | 53.06 | 21.3683 | 33.08 | 10.151 | 30.02 | 9.3461 | 60.08 | 23.4444 | 32 | 9.7425 | 28.94 | 8.9567 | 33.98 | 10.3642 | 30.92 | 9.644 | 26.96 | 8.2593 | 8239 | #N/A | #N/A
| 55.94 | 22.7357 | 32 | 9.6941 | 57.92 | 22.9086 | 29.3 | 9.1561 | 21.02 | 7.1448 | 55.04 | 22.5197 | 53.06 | 21.4025 | 33.08 | 10.1499 | 30.02 | 9.4595 | 59 | 23.1114 | 32 | 9.7425 | 28.94 | 8.9557 | 33.98 | 10.4618 | 30.92 | 9.7422 | 26.06 | 8.1399 | 8240 | #N/A | #N/A
| 57.92 | 23.5852 | 30.92 | 9.4322 | 57.92 | 22.6021 | 30.02 | 9.503 | 24.08 | 7.9943 | 55.94 | 23.096 | 53.96 | 21.9144 | 32 | 9.9871 | 28.94 | 9.4254 | 59 | 23.1759 | 32 | 9.9308 | 28.94 | 9.045 | 33.98 | 10.5842 | 30.92 | 9.7413 | 26.06 | 8.3303 | 8241 | #N/A | #N/A
| 57.92 | 23.5852 | 30.92 | 9.5208 | 57.92 | 22.5977 | 32 | 9.9406 | 24.08 | 8.093 | 55.4 | 22.7964 | 53.96 | 21.8835 | 32 | 9.888 | 26.96 | 8.0627 | 59 | 22.8147 | 32 | 9.9308 | 28.04 | 8.8268 | 33.98 | 10.6893 | 30.92 | 9.7392 | 26.96 | 8.6366 | 8242 | #N/A | #N/A
| 55.04 | 22.1897 | 32 | 9.779 | 57.92 | 22.5977 | 29.84 | 8.8313 | 24.08 | 7.9945 | 55.04 | 22.8364 | 53.06 | 21.393 | 33.08 | 10.1457 | 26.06 | 7.8449 | 59 | 23.1695 | 32 | 9.9308 | 30.02 | 9.4153 | 33.98 | 10.6881 | 30.02 | 9.0314 | 26.96 | 8.5436 | 8243 | #N/A | #N/A
| 53.96 | 21.5895 | 33.08 | 9.948 | 60.08 | 23.4186 | 31.28 | 9.1767 | 24.98 | 8.3103 | 53.96 | 22.2564 | 53.6 | 21.7359 | 35.06 | 10.7198 | 26.96 | 8.0603 | 60.98 | 23.6464 | 33.8 | 10.3644 | 33.08 | 10.1515 | 35.06 | 10.9469 | 30.92 | 9.2469 | 28.04 | 8.3452 | 8244 | #N/A | #N/A
| 53.96 | 21.9193 | 35.06 | 10.2376 | 60.98 | 23.6352 | 32.9 | 9.4928 | 28.94 | 9.388 | 55.94 | 23.4774 | 53.6 | 21.7359 | 37.04 | 10.8956 | 26.96 | 8.0594 | 62.06 | 23.9051 | 33.8 | 10.3644 | 35.06 | 10.6274 | 35.96 | 11.0551 | 32 | 9.3207 | 28.94 | 8.6349 | 8245 | #N/A | #N/A
| 55.4 | 22.1765 | 33.98 | 9.883 | 60.98 | 23.6352 | 32.54 | 9.4206 | 30.92 | 9.7447 | 55.94 | 23.4487 | 53.06 | 21.3886 | 37.94 | 11.0088 | 28.04 | 8.3192 | 62.96 | 24.1289 | 35.6 | 10.6094 | 35.96 | 10.5376 | 35.96 | 10.9327 | 32 | 9.5884 | 28.94 | 8.408 | 8246 | #N/A | #N/A
| 55.04 | 22.1488 | 33.08 | 9.5768 | 62.96 | 24.1331 | 33.08 | 9.4666 | 32 | 10.1308 | 55.94 | 23.0558 | 51.8 | 20.7451 | 37.94 | 10.833 | 28.04 | 8.392 | 64.04 | 24.4048 | 37.4 | 10.8688 | 37.04 | 10.6214 | 37.04 | 10.9824 | 32 | 9.6926 | 28.94 | 8.4087 | 8247 | #N/A | #N/A
| 55.04 | 22.1488 | 35.96 | 10.2701 | 62.06 | 23.6139 | 32.54 | 9.3367 | 33.08 | 10.4997 | 55.94 | 23.0558 | 51.98 | 20.7956 | 37.94 | 10.743 | 28.04 | 8.3189 | 62.06 | 23.9233 | 37.4 | 10.7081 | 37.04 | 10.5313 | 37.04 | 10.9828 | 35.06 | 10.1493 | 30.02 | 8.6685 | 8248 | #N/A | #N/A
| 55.94 | 22.7849 | 35.06 | 9.8985 | 62.06 | 23.6139 | 34.34 | 9.7557 | 33.98 | 10.9962 | 55.04 | 22.5595 | 51.98 | 20.7914 | 37.94 | 10.7425 | 28.04 | 7.9622 | 60.08 | 23.3745 | 37.4 | 10.4237 | 35.96 | 10.1989 | 37.04 | 10.8926 | 35.06 | 10.2424 | 30.02 | 8.6683 | 8249 | #N/A | #N/A
| 55.04 | 22.1488 | 33.98 | 9.572 | 59 | 23.1573 | 32.9 | 9.3409 | 35.06 | 11.5356 | 57.02 | 23.7123 | 51.98 | 20.4558 | 37.04 | 10.5249 | 28.04 | 8.0307 | 59 | 23.5362 | 35.6 | 10.127 | 35.06 | 9.8985 | 35.96 | 10.5275 | 33.08 | 9.5064 | 28.94 | 8.3299 | 8250 | #N/A | #N/A
| 55.04 | 22.1488 | 32 | 9.0943 | 57.92 | 22.895 | 30.2 | 8.4605 | 33.98 | 11.4095 | 55.04 | 22.8364 | 53.06 | 21.0484 | 35.06 | 10.0467 | 26.96 | 7.7698 | 57.92 | 22.9018 | 35.6 | 10.127 | 33.08 | 9.3555 | 35.06 | 10.3088 | 30.02 | 8.6867 | 28.04 | 8.0502 | 8251 | #N/A | #N/A
| 53.96 | 21.6211 | 30.92 | 8.7579 | 57.92 | 22.895 | 27.68 | 7.9691 | 33.08 | 11.3608 | 55.04 | 22.5197 | 53.06 | 21.0484 | 33.08 | 9.5684 | 24.98 | 7.292 | 57.92 | 22.6008 | 32 | 9.2607 | 32 | 9.1592 | 33.98 | 10.0468 | 28.04 | 8.0686 | 26.06 | 7.5022 | 8252 | #N/A | #N/A
| 53.96 | 21.8857 | 26.96 | 7.8785 | 57.02 | 22.3576 | 26.42 | 7.6052 | 33.98 | 11.5774 | 53.96 | 22.2564 | 51.8 | 20.7334 | 32 | 9.3069 | 24.98 | 7.2218 | 57.02 | 22.3633 | 30.2 | 8.8275 | 30.02 | 8.7634 | 33.98 | 10.045 | 26.96 | 7.8826 | 24.08 | 7.0952 | 8253 | #N/A | #N/A
| 53.96 | 21.8857 | 28.04 | 8.0626 | 57.02 | 22.3208 | 25.88 | 7.4404 | 33.08 | 11.1907 | 53.96 | 21.8992 | 51.98 | 20.7647 | 30.92 | 8.9739 | 24.98 | 7.2207 | 57.02 | 22.0105 | 30.2 | 8.8275 | 28.94 | 8.42 | 33.08 | 9.7446 | 26.96 | 7.7472 | 23 | 6.7648 | 8254 | #N/A | #N/A
| 53.96 | 21.8857 | 28.04 | 8.1359 | 57.02 | 22.0033 | 25.88 | 7.3534 | 33.08 | 11.3591 | 53.96 | 21.8889 | 51.98 | 20.7618 | 30.02 | 8.6742 | 24.08 | 7.0039 | 53.96 | 20.0857 | 30.2 | 8.6916 | 28.94 | 8.2196 | 32 | 9.5643 | 26.96 | 7.8061 | 23 | 6.764 | 8255 | #N/A | #N/A
| 53.06 | 21.0321 | 26.06 | 7.6591 | 48.92 | 16.9268 | 25.52 | 7.3201 | 33.08 | 11.1911 | 53.96 | 21.8889 | 51.08 | 20.2099 | 28.04 | 8.1971 | 24.08 | 7.0038 | 48.02 | 16.7156 | 28.4 | 8.2585 | 26.96 | 7.8019 | 30.92 | 9.3034 | 26.06 | 7.5302 | 21.92 | 6.4478 | 8256 | #N/A | #N/A
| 53.06 | 21.0267 | 24.98 | 7.3242 | 46.04 | 16.0405 | 24.26 | 7.0167 | 32 | 10.9305 | 53.96 | 21.2487 | 50 | 19.9491 | 28.94 | 8.3481 | 23 | 6.6887 | 44.96 | 15.785 | 26.6 | 7.8255 | 26.96 | 7.742 | 30.02 | 9.0049 | 24.98 | 7.2698 | 21.92 | 6.4471 | 8257 | #N/A | #N/A
| 46.04 | 17.3727 | 24.08 | 7.048 | 46.04 | 16.0405 | 21.02 | 6.2592 | 32 | 10.9302 | 46.94 | 18.096 | 50 | 19.6775 | 28.04 | 8.1315 | 21.92 | 6.3657 | 44.06 | 15.5607 | 26.6 | 7.7005 | 24.98 | 7.2654 | 30.02 | 9.0857 | 24.08 | 7.1864 | 21.02 | 6.2304 | 8258 | #N/A | #N/A
| 44.96 | 16.623 | 24.98 | 7.1963 | 44.96 | 15.7883 | 21.2 | 6.2695 | 32 | 10.9292 | 44.06 | 16.4047 | 46.04 | 17.6408 | 26.96 | 7.7968 | 19.94 | 5.9526 | 42.08 | 14.7007 | 24.8 | 7.1527 | 24.98 | 7.1432 | 28.94 | 8.7435 | 21.92 | 6.8137 | 19.94 | 5.8461 | 8259 | #N/A | #N/A
| 42.98 | 15.9012 | 23 | 6.7203 | 42.08 | 14.5161 | 19.76 | 6.0006 | 32 | 10.9285 | 44.06 | 16.4259 | 44.96 | 16.87 | 26.06 | 7.5209 | 19.94 | 6.0758 | 41 | 14.558 | 23 | 6.7198 | 24.08 | 6.8648 | 28.04 | 8.5265 | 21.92 | 6.7314 | 19.04 | 5.6296 | 8260 | #N/A | #N/A
| 42.08 | 15.4873 | 23 | 6.6658 | 41 | 14.2372 | 19.94 | 5.9983 | 32 | 11.095 | 42.08 | 15.5089 | 44.96 | 16.8921 | 24.98 | 7.2608 | 19.04 | 5.8588 | 41 | 14.4571 | 24.8 | 7.0471 | 23 | 6.6664 | 26.96 | 8.0841 | 21.02 | 6.5957 | 17.96 | 5.3213 | 8261 | #N/A | #N/A
| 42.08 | 15.5069 | 21.92 | 6.4594 | 37.04 | 12.7602 | 20.12 | 6.0192 | 30.92 | 10.6653 | 41 | 15.0215 | 42.98 | 15.7235 | 23 | 6.7162 | 17.96 | 5.5297 | 39.02 | 13.6248 | 23 | 6.6143 | 21.92 | 6.4062 | 26.96 | 8.0836 | 19.94 | 6.2536 | 17.06 | 5.1044 | 8262 | #N/A | #N/A
| 39.92 | 14.5766 | 21.02 | 6.2421 | 35.96 | 12.3413 | 17.06 | 5.3155 | 32 | 11.092 | 39.92 | 14.368 | 42.08 | 15.5055 | 23 | 6.7158 | 17.96 | 5.4118 | 35.96 | 12.5047 | 23 | 6.7198 | 21.02 | 6.1892 | 26.06 | 7.9543 | 19.94 | 6.2532 | 17.06 | 5.1043 | 8263 | #N/A | #N/A
| 39.92 | 14.3662 | 19.94 | 5.9823 | 33.98 | 11.5115 | 15.62 | 4.9467 | 32 | 11.0899 | 39.02 | 14.3606 | 41 | 14.9904 | 21.02 | 6.2391 | 17.96 | 5.4115 | 35.06 | 12.1292 | 21.2 | 6.1815 | 19.94 | 5.9292 | 26.06 | 8.047 | 17.96 | 5.6373 | 15.98 | 4.8443 | 8264 | #N/A | #N/A
| 35.96 | 12.8862 | 19.04 | 5.7647 | 33.08 | 11.1526 | 13.28 | 4.451 | 33.08 | 11.4923 | 35.06 | 12.4876 | 39.92 | 14.5753 | 21.02 | 6.2384 | 17.96 | 5.3517 | 33.98 | 11.6866 | 21.2 | 6.2869 | 19.94 | 5.9823 | 24.98 | 7.7859 | 19.04 | 5.8375 | 15.98 | 4.8436 | 8265 | #N/A | #N/A
| 33.8 | 11.857 | 19.04 | 5.8316 | 33.08 | 11.3194 | 14.54 | 4.708 | 33.08 | 11.4891 | 33.8 | 11.8584 | 37.04 | 13.3036 | 21.02 | 6.1842 | 17.96 | 5.4103 | 33.08 | 11.3241 | 21.2 | 6.2869 | 19.94 | 5.9278 | 26.06 | 8.1255 | 19.04 | 5.8366 | 15.08 | 4.6266 | 8266 | #N/A | #N/A
| 33.98 | 11.8693 | 21.02 | 6.3072 | 32 | 10.8616 | 16.7 | 5.3192 | 35.06 | 11.9647 | 33.08 | 11.8114 | 35.96 | 12.8851 | 23 | 6.7131 | 17.96 | 5.4097 | 32 | 10.8966 | 21.2 | 6.2869 | 21.02 | 6.2406 | 24.98 | 7.6025 | 21.02 | 6.5104 | 15.98 | 4.8422 | 8267 | #N/A | #N/A
| 33.8 | 11.857 | 23 | 6.783 | 33.08 | 11.3194 | 21.56 | 6.4874 | 39.02 | 13.0997 | 33.08 | 11.8114 | 35.6 | 12.2908 | 24.98 | 7.189 | 19.94 | 5.885 | 32 | 11.0635 | 23 | 6.7198 | 23 | 6.7163 | 24.98 | 7.6904 | 21.92 | 6.5872 | 17.06 | 5.1016 | 8268 | #N/A | #N/A
| 33.08 | 11.652 | 24.98 | 7.1915 | 33.08 | 11.1175 | 22.28 | 6.4812 | 41 | 13.7326 | 32 | 11.1725 | 33.8 | 11.856 | 26.06 | 7.3947 | 21.02 | 6.085 | 33.08 | 11.3241 | 23 | 6.6143 | 24.08 | 6.9219 | 26.06 | 7.9495 | 23 | 6.8463 | 17.06 | 5.1013 | 8269 | #N/A | #N/A
| 32 | 11.3911 | 26.06 | 7.452 | 33.08 | 11.1175 | 24.08 | 6.8838 | 42.08 | 13.504 | 32 | 11.2108 | 33.98 | 11.9863 | 28.04 | 7.8104 | 23 | 6.5141 | 33.08 | 11.0238 | 26.6 | 7.4799 | 26.06 | 7.3375 | 26.06 | 7.9503 | 24.98 | 7.3235 | 19.94 | 5.7939 | 8270 | #N/A | #N/A
| 32 | 11.2094 | 28.94 | 8.1454 | 35.06 | 11.3151 | 26.78 | 7.5035 | 42.08 | 13.2016 | 30.92 | 10.95 | 33.08 | 11.651 | 30.02 | 8.3489 | 23 | 6.5148 | 32 | 10.6101 | 26.6 | 7.4799 | 26.96 | 7.5544 | 26.96 | 8.2607 | 28.04 | 7.9335 | 21.92 | 6.1717 | 8271 | #N/A | #N/A
| 32 | 11.2094 | 28.94 | 8.0919 | 33.98 | 10.797 | 29.3 | 8.0809 | 42.08 | 13.3338 | 30.92 | 10.8049 | 33.08 | 11.6154 | 28.94 | 8.0279 | 24.98 | 7.0388 | 35.06 | 11.3217 | 28.4 | 7.8155 | 28.04 | 7.8143 | 26.96 | 8.1686 | 28.94 | 8.1504 | 21.92 | 6.1721 | 8272 | #N/A | #N/A
| 33.08 | 11.325 | 28.94 | 8.0918 | 33.98 | 10.797 | 31.1 | 8.5635 | 42.08 | 13.3303 | 32 | 11.0656 | 33.8 | 11.856 | 30.02 | 8.2292 | 24.98 | 7.0983 | 33.98 | 10.8008 | 28.4 | 7.8155 | 28.04 | 7.7559 | 28.04 | 8.4282 | 30.02 | 8.3561 | 24.08 | 6.735 | 8273 | #N/A | #N/A
| 33.08 | 10.9963 | 28.94 | 8.091 | 35.06 | 10.3984 | 30.74 | 8.466 | 42.98 | 13.7134 | 33.08 | 11.0258 | 35.6 | 12.2908 | 30.92 | 8.445 | 24.98 | 7.0979 | 35.06 | 10.9273 | 26.6 | 7.3828 | 28.04 | 7.7553 | 28.94 | 8.6442 | 30.02 | 8.4095 | 24.98 | 6.9509 | 8274 | #N/A | #N/A
| 32 | 10.7339 | 26.96 | 7.5523 | 33.98 | 10.435 | 28.04 | 7.867 | 42.08 | 13.3255 | 30.92 | 10.3219 | 33.08 | 11.4341 | 28.94 | 8.0879 | 24.08 | 6.9984 | 33.08 | 10.3432 | 26.6 | 7.3828 | 26.96 | 7.4948 | 28.94 | 8.5546 | 28.04 | 7.9325 | 24.08 | 6.7338 | 8275 | #N/A | #N/A
| 28.04 | 9.5042 | 21.92 | 6.4008 | 33.98 | 10.435 | 24.62 | 7.1082 | 39.92 | 12.6668 | 28.94 | 9.8421 | 33.08 | 11.4341 | 26.96 | 7.611 | 21.92 | 6.6068 | 30.92 | 9.9255 | 24.8 | 6.95 | 24.08 | 6.8015 | 28.94 | 8.5535 | 26.06 | 7.5231 | 21.02 | 6.0525 | 8276 | #N/A | #N/A
| 28.94 | 9.8402 | 23 | 6.7128 | 33.08 | 10.2148 | 22.64 | 6.6535 | 37.94 | 12.1867 | 26.96 | 9.241 | 30.02 | 10.2495 | 24.98 | 7.1341 | 21.92 | 6.5462 | 28.94 | 9.4478 | 24.8 | 6.95 | 21.92 | 6.3396 | 28.94 | 8.4012 | 21.02 | 6.3102 | 19.94 | 5.84 | 8277 | #N/A | #N/A
| 26.96 | 9.1005 | 21.92 | 6.3989 | 33.08 | 10.2133 | 20.66 | 6.2106 | 37.94 | 12.1852 | 30.02 | 9.7055 | 30.92 | 10.3133 | 24.98 | 7.254 | 21.02 | 6.3891 | 30.02 | 9.6 | 23 | 6.6143 | 19.04 | 5.7612 | 28.94 | 8.4807 | 19.04 | 6.0309 | 19.94 | 5.7915 | 8278 | #N/A | #N/A
| 30.02 | 9.8367 | 19.94 | 5.8612 | 33.08 | 10.2133 | 18.68 | 5.7452 | 35.96 | 11.7045 | 30.02 | 9.8369 | 32 | 10.5721 | 21.02 | 6.3591 | 21.92 | 6.605 | 26.06 | 8.5238 | 21.2 | 6.2869 | 19.04 | 5.7605 | 28.04 | 8.5142 | 17.96 | 5.9218 | 17.96 | 5.3152 | 8279 | #N/A | #N/A
| 28.04 | 9.3596 | 19.04 | 5.7054 | 30.92 | 9.8127 | 15.62 | 4.986 | 33.08 | 10.8574 | 33.98 | 11.0523 | 33.08 | 10.8323 | 19.94 | 6.1722 | 21.02 | 6.4633 | 26.06 | 8.5234 | 19.4 | 5.7487 | 17.06 | 5.2839 | 26.96 | 8.1607 | 15.98 | 5.5333 | 17.96 | 5.4229 | 8280 | #N/A | #N/A
| 28.94 | 9.576 | 17.06 | 5.282 | 32 | 10.1778 | 14.18 | 4.6624 | 30.92 | 10.3354 | 35.06 | 11.1904 | 32 | 10.5712 | 19.94 | 6.0396 | 19.04 | 6.0527 | 28.04 | 9.1207 | 19.4 | 5.7487 | 15.98 | 5.0233 | 26.96 | 8.0716 | 15.08 | 5.0768 | 17.06 | 5.2693 | 8281 | #N/A | #N/A
| 28.04 | 9.3568 | 15.08 | 4.8052 | 32 | 10.1778 | 12.92 | 4.3247 | 28.94 | 9.857 | 33.98 | 10.789 | 32 | 10.5712 | 17.06 | 5.4048 | 17.06 | 5.5102 | 26.96 | 8.8586 | 17.6 | 5.4212 | 12.92 | 4.2339 | 26.96 | 8.0709 | 10.94 | 4.0158 | 17.96 | 5.5406 | 8282 | #N/A | #N/A
| 30.92 | 10.1881 | 15.08 | 4.8054 | 32 | 9.9473 | 11.3 | 3.9351 | 28.04 | 9.6379 | 33.08 | 10.5699 | 33.08 | 10.7082 | 14 | 4.7419 | 15.98 | 5.3156 | 23 | 7.486 | 14 | 4.5554 | 12.92 | 4.287 | 26.96 | 8.159 | 12.02 | 4.2755 | 15.98 | 5.0645 | 8283 | #N/A | #N/A
| 30.02 | 9.6972 | 14 | 4.6122 | 32 | 9.5482 | 9.68 | 3.4379 | 30.92 | 10.4848 | 32 | 10.306 | 33.98 | 10.5454 | 14 | 4.6686 | 17.96 | 5.8739 | 26.96 | 8.5261 | 12.2 | 4.1226 | 12.92 | 4.3539 | 26.96 | 8.159 | 10.94 | 4.0153 | 15.98 | 5.1336 | 8284 | #N/A | #N/A
| 28.94 | 9.327 | 12.92 | 4.2853 | 32 | 9.5482 | 10.04 | 3.5659 | 28.94 | 10.0069 | 30.92 | 9.4767 | 33.08 | 10.1076 | 14 | 4.668 | 17.96 | 5.8736 | 28.94 | 8.7282 | 10.4 | 3.6897 | 12.02 | 4.0698 | 26.96 | 8.158 | 10.04 | 3.7249 | 17.06 | 5.393 | 8285 | #N/A | #N/A
| 28.04 | 8.6943 | 12.02 | 4.0685 | 28.94 | 8.5449 | 10.22 | 3.6411 | 28.94 | 9.8541 | 28.94 | 8.6354 | 32 | 9.6472 | 12.92 | 4.4079 | 17.96 | 5.8727 | 26.96 | 8.1583 | 10.4 | 3.6897 | 10.94 | 3.8098 | 26.96 | 8.2497 | 8.96 | 3.406 | 17.06 | 5.453 | 8286 | #N/A | #N/A
| 26.96 | 8.4321 | 12.92 | 4.3512 | 28.04 | 8.2563 | 7.16 | 2.6959 | 26.96 | 9.2553 | 26.96 | 8.1571 | 30.02 | 9.0668 | 12.02 | 4.0665 | 17.96 | 5.9003 | 26.06 | 7.9396 | 12.2 | 4.1226 | 10.04 | 3.593 | 26.96 | 8.2492 | 8.06 | 3.0692 | 17.06 | 5.4528 | 8287 | #N/A | #N/A
| 24.98 | 7.8512 | 12.92 | 4.2842 | 28.04 | 8.2563 | 9.86 | 3.5222 | 26.96 | 9.3763 | 26.96 | 8.2471 | 30.02 | 9.0668 | 12.92 | 4.349 | 19.04 | 6.2038 | 24.98 | 7.5897 | 14 | 4.5554 | 10.04 | 3.479 | 26.96 | 8.249 | 8.06 | 3.1894 | 17.06 | 5.4522 | 8288 | #N/A | #N/A
| 24.98 | 7.8492 | 10.94 | 3.8079 | 26.96 | 7.8483 | 9.5 | 3.4031 | 24.98 | 8.6372 | 26.06 | 7.9362 | 28.94 | 8.8021 | 12.02 | 4.0655 | 19.04 | 6.2329 | 24.98 | 7.4375 | 8.6 | 3.1519 | 10.04 | 3.5393 | 26.96 | 8.3283 | 8.06 | 3.0681 | 17.96 | 5.7441 | 8289 | #N/A | #N/A
| 26.06 | 8.1076 | 12.02 | 4.1913 | 26.06 | 7.4991 | 8.24 | 3.0291 | 26.96 | 9.3746 | 26.06 | 7.8466 | 28.04 | 8.5829 | 12.02 | 4.0115 | 15.08 | 5.1773 | 21.02 | 6.4831 | 10.4 | 3.6897 | 10.94 | 3.7548 | 26.96 | 8.4277 | 8.06 | 3.0674 | 17.06 | 5.4507 | 8290 | #N/A | #N/A
| 26.96 | 8.4226 | 15.08 | 4.9999 | 26.06 | 7.4991 | 9.86 | 3.5199 | 28.04 | 9.9198 | 26.06 | 7.8446 | 28.94 | 8.7976 | 14 | 4.6647 | 15.98 | 5.3935 | 21.02 | 6.7175 | 10.4 | 3.5847 | 14 | 4.6679 | 28.94 | 8.9909 | 10.04 | 3.6631 | 17.96 | 5.7423 | 8291 | #N/A | #N/A
| 28.94 | 8.538 | 19.94 | 6.4701 | 28.04 | 7.9733 | 17.24 | 5.8741 | 33.08 | 11.6268 | 26.96 | 7.9903 | 30.02 | 9.244 | 21.92 | 7.2168 | 19.94 | 6.5065 | 26.96 | 7.9895 | 19.4 | 6.3756 | 21.92 | 6.9479 | 30.92 | 9.4664 | 17.06 | 5.786 | 21.92 | 6.9159 | 8292 | #N/A | #N/A
| 30.02 | 8.9752 | 24.98 | 7.6827 | 30.02 | 8.5065 | 22.82 | 7.3278 | 39.02 | 13.2199 | 28.04 | 8.3195 | 30.02 | 9.3901 | 30.02 | 9.0655 | 23 | 7.2425 | 28.94 | 8.4646 | 24.8 | 7.5281 | 26.96 | 8.3335 | 32 | 9.5375 | 21.92 | 7.1292 | 24.98 | 7.5789 | 8293 | #N/A | #N/A
| 30.92 | 9.1929 | 28.94 | 8.6367 | 30.02 | 8.5065 | 27.86 | 8.5098 | 42.98 | 14.5602 | 28.94 | 8.4669 | 30.02 | 9.3901 | 33.08 | 9.542 | 26.96 | 8.0353 | 30.02 | 8.7254 | 30.2 | 8.6916 | 30.92 | 9.1144 | 32 | 9.4577 | 26.06 | 8.2284 | 24.98 | 7.4965 | 8294 | #N/A | #N/A
| 30.92 | 9.2732 | 32 | 9.3752 | 30.92 | 8.7967 | 29.66 | 8.8509 | 46.04 | 15.3056 | 28.94 | 8.6244 | 32 | 9.7209 | 33.98 | 9.7598 | 30.02 | 8.6912 | 32 | 9.2717 | 32 | 9.2607 | 33.08 | 9.4769 | 33.98 | 10.1174 | 28.94 | 8.9249 | 28.04 | 8.0307 | 8295 | #N/A | #N/A
| 32 | 9.4537 | 33.98 | 9.7649 | 32 | 9.0569 | 31.1 | 8.981 | 48.02 | 15.9473 | 30.92 | 9.3739 | 33.08 | 10.0909 | 35.96 | 10.0869 | 30.92 | 8.7682 | 32 | 9.2721 | 32 | 9.2607 | 33.98 | 9.6952 | 33.98 | 10.018 | 30.92 | 9.2198 | 28.94 | 8.1789 | 8296 | #N/A | #N/A
| 33.08 | 9.7939 | 35.06 | 9.9552 | 32 | 9.0569 | 31.82 | 9.1688 | 50 | 16.625 | 30.92 | 9.3743 | 33.08 | 10.0911 | 35.06 | 9.8712 | 32 | 9.0288 | 33.08 | 9.6202 | 33.8 | 9.6938 | 33.98 | 9.4766 | 33.98 | 10.0187 | 32 | 9.4808 | 28.94 | 8.1239 | 8297 | #N/A | #N/A
| 32 | 9.533 | 33.98 | 9.615 | 32 | 9.1208 | 32 | 9.1859 | 50 | 16.795 | 30.92 | 9.3733 | 33.08 | 10.0903 | 33.98 | 9.6921 | 32 | 9.1706 | 32 | 9.4521 | 32 | 9.5687 | 33.08 | 9.3343 | 33.08 | 9.6296 | 30.92 | 9.2219 | 28.94 | 8.3863 | 8298 | #N/A | #N/A
| 30.92 | 9.2723 | 33.08 | 9.3987 | 32 | 9.2001 | 30.56 | 8.909 | 48.92 | 16.5333 | 28.94 | 8.7958 | 32 | 9.8297 | 33.08 | 9.8084 | 30.02 | 8.6293 | 32 | 9.272 | 32 | 9.5687 | 32 | 9.3789 | 33.08 | 9.8029 | 30.02 | 9.0058 | 28.04 | 8.2374 | 8299 | #N/A | #N/A
| 28.04 | 8.6785 | 32 | 9.1392 | 32 | 9.2001 | 30.56 | 8.952 | 46.04 | 15.6655 | 26.06 | 8.2019 | 32 | 9.8297 | 32 | 9.5487 | 30.02 | 8.8491 | 26.96 | 8.6152 | 32 | 9.5687 | 30.92 | 9.2936 | 32 | 9.5438 | 30.02 | 9.0054 | 28.04 | 8.1702 | 8300 | #N/A | #N/A
| 24.98 | 7.8408 | 32 | 9.2193 | 32 | 9.2688 | 30.56 | 8.9665 | 44.96 | 15.4038 | 21.02 | 6.9874 | 26.96 | 8.8289 | 32 | 9.5487 | 26.96 | 8.688 | 24.98 | 8.0277 | 30.2 | 9.309 | 30.92 | 9.2119 | 33.98 | 10.0198 | 30.02 | 9.0872 | 26.96 | 7.9769 | 8301 | #N/A | #N/A
| 24.08 | 7.811 | 33.08 | 9.5502 | 30.92 | 9.0957 | 29.84 | 9.4033 | 44.06 | 15.3547 | 19.04 | 6.3309 | 28.04 | 8.7636 | 30.92 | 9.4788 | 26.96 | 8.6891 | 26.06 | 8.397 | 32 | 9.7425 | 30.92 | 9.2121 | 33.98 | 9.9392 | 28.94 | 9.7275 | 26.96 | 7.9775 | 8302 | #N/A | #N/A
| 21.02 | 6.987 | 33.08 | 9.5507 | 30.92 | 9.0957 | 30.2 | 9.7118 | 42.98 | 15.0916 | 17.96 | 5.9797 | 24.98 | 8.0273 | 33.08 | 10.1113 | 26.96 | 8.7898 | 24.98 | 8.1369 | 32 | 9.7425 | 33.08 | 10.005 | 32 | 10.435 | 28.04 | 9.634 | 26.06 | 8.1899 | 8303 | #N/A | #N/A
| 21.02 | 6.9876 | 32 | 9.3807 | 30.02 | 9.1517 | 28.4 | 9.4994 | 42.98 | 15.3005 | 15.98 | 5.417 | 24.08 | 7.7235 | 35.06 | 11.1853 | 26.96 | 8.7916 | 24.08 | 7.8113 | 32 | 10.8527 | 30.92 | 9.4866 | 32 | 10.5808 | 26.6 | 9.567 | 26.06 | 8.503 | 8304 | #N/A | #N/A
| 19.94 | 6.7281 | 32 | 9.8581 | 28.94 | 8.8923 | 28.4 | 9.739 | 39.92 | 14.3494 | 15.98 | 5.4168 | 24.08 | 7.8117 | 33.8 | 11.2806 | 26.6 | 8.8832 | 23 | 7.4648 | 30.2 | 10.6972 | 30.92 | 9.8181 | 33.08 | 11.2658 | 26.96 | 9.574 | 24.98 | 8.3448 | 8305 | #N/A | #N/A
| 19.94 | 6.549 | 32 | 10.1836 | 28.94 | 8.8923 | 28.4 | 9.739 | 37.94 | 13.7029 | 15.98 | 5.3484 | 24.08 | 7.8117 | 33.98 | 11.8726 | 26.06 | 8.7316 | 21.92 | 7.0249 | 32 | 11.4331 | 30.92 | 10.4701 | 33.8 | 11.5502 | 26.96 | 9.7081 | 24.98 | 8.5052 | 8306 | #N/A | #N/A
| 19.04 | 6.3333 | 30.92 | 10.2336 | 28.94 | 8.9806 | 28.4 | 9.998 | 37.04 | 13.4843 | 15.08 | 5.0535 | 21.92 | 7.4029 | 33.98 | 12.2287 | 26.06 | 8.8409 | 21.92 | 7.1057 | 32 | 11.4331 | 32 | 11.0762 | 33.08 | 11.7507 | 28.04 | 10.1368 | 24.98 | 8.6159 | 8307 | #N/A | #N/A
| 19.04 | 6.3343 | 30.02 | 10.6978 | 28.04 | 8.6773 | 28.4 | 9.998 | 35.6 | 13.2693 | 15.98 | 5.4197 | 24.08 | 7.924 | 33.98 | 12.2287 | 26.96 | 9.0577 | 21.02 | 6.8101 | 33.44 | 12.0393 | 30.92 | 10.9612 | 35.06 | 12.6089 | 28.04 | 10.1368 | 26.06 | 9.0149 | 8308 | #N/A | #N/A
| 19.94 | 6.6311 | 30.92 | 11.1378 | 28.04 | 8.6773 | 28.4 | 9.998 | 35.06 | 13.0376 | 21.02 | 7.0796 | 30.02 | 9.8062 | 33.08 | 11.7747 | 26.96 | 9.0577 | 21.02 | 6.7188 | 34.88 | 12.6375 | 30.92 | 11.3018 | 35.06 | 12.6122 | 28.94 | 10.5002 | 24.98 | 8.9002 | 8309 | #N/A | #N/A
| 21.02 | 6.8918 | 30.92 | 11.1378 | 28.94 | 8.9832 | 30.2 | 10.4323 | 33.08 | 12.2049 | 23 | 7.666 | 32 | 10.4213 | 33.8 | 12.1852 | 26.96 | 9.1947 | 21.02 | 6.8115 | 36.32 | 13.2405 | 32 | 11.5626 | 35.6 | 12.9169 | 28.94 | 10.5002 | 24.98 | 8.9002 | 8310 | #N/A | #N/A
| 21.02 | 6.993 | 32 | 11.7548 | 30.02 | 9.4503 | 28.4 | 9.998 | 35.06 | 12.8414 | 24.08 | 8.0238 | 35.06 | 11.5609 | 33.98 | 12.2287 | 28.04 | 9.7237 | 21.02 | 6.8129 | 37.76 | 13.8574 | 33.08 | 11.8235 | 35.6 | 12.9169 | 28.04 | 10.1368 | 26.06 | 9.1605 | 8311 | #N/A | #N/A
| 21.02 | 7.0821 | 33.08 | 12.1985 | 30.02 | 9.4503 | 30.2 | 10.7124 | 32 | 11.7609 | 30.02 | 9.9501 | 35.06 | 11.5609 | 35.06 | 12.6723 | 30.02 | 10.3578 | 19.94 | 6.4629 | 39.2 | 14.4888 | 33.98 | 12.4225 | 39.02 | 14.5064 | 28.04 | 10.1295 | 26.06 | 9.2871 | 8312 | #N/A | #N/A
| 30.02 | 9.9515 | 37.94 | 14.1073 | 33.08 | 10.6847 | 30.2 | 10.7124 | 33.08 | 12.0219 | 35.06 | 11.7333 | 37.94 | 12.425 | 39.02 | 14.363 | 30.92 | 10.8851 | 21.02 | 6.8159 | 39.2 | 14.4888 | 35.96 | 13.2553 | 41 | 15.2743 | 28.94 | 10.5002 | 26.96 | 9.6627 | 8313 | #N/A | #N/A
| 37.94 | 12.4294 | 41 | 15.26 | 33.08 | 10.6863 | 30.2 | 10.7124 | 30.92 | 11.1434 | 37.94 | 12.5728 | 39.92 | 13.382 | 41 | 15.2546 | 30.92 | 11.0303 | 19.94 | 6.4651 | 41 | 15.2994 | 39.2 | 14.4918 | 42.8 | 16.1083 | 28.94 | 10.5002 | 28.04 | 10.0611 | 8314 | #N/A | #N/A
| 39.02 | 13.0129 | 42.98 | 16.4429 | 33.08 | 10.6863 | 32 | 11.586 | 32 | 11.7609 | 39.92 | 13.5813 | 42.08 | 14.4359 | 42.08 | 15.7066 | 30.92 | 11.0303 | 21.92 | 7.1145 | 41 | 15.2994 | 41 | 15.4755 | 44.6 | 16.9686 | 30.92 | 11.3204 | 30.02 | 10.862 | 8315 | #N/A | #N/A
| 42.08 | 14.2843 | 42.98 | 16.4255 | 35.96 | 11.9476 | 32 | 11.7764 | 33.08 | 12.2049 | 42.08 | 14.4411 | 44.96 | 15.4922 | 42.08 | 15.7066 | 32 | 11.2909 | 26.96 | 8.9492 | 41 | 15.2994 | 41 | 15.4595 | 46.4 | 18.3375 | 32 | 11.7805 | 32 | 11.528 | 8316 | #N/A | #N/A
| 42.98 | 14.8517 | 42.98 | 16.6429 | 37.94 | 12.5692 | 32 | 11.7764 | 35.96 | 13.2553 | 44.06 | 15.4888 | 46.04 | 15.9645 | 44.06 | 16.6806 | 33.08 | 11.754 | 33.08 | 11.2601 | 53.6 | 21.7631 | 41 | 15.7023 | 48.02 | 18.9155 | 32 | 11.7805 | 32 | 11.6918 | 8317 | #N/A | #N/A
| 44.96 | 15.7057 | 41 | 15.2946 | 37.94 | 12.5692 | 32 | 11.7764 | 39.2 | 14.4918 | 46.04 | 16.3719 | 46.04 | 15.9645 | 46.94 | 18.1346 | 33.98 | 11.9728 | 35.06 | 12.1292 | 53.6 | 21.7631 | 44.06 | 16.6964 | 48.02 | 18.6728 | 32 | 11.7805 | 37.04 | 13.6689 | 8318 | #N/A | #N/A
| 46.94 | 16.3731 | 39.92 | 15.0365 | 41 | 13.6501 | 34.88 | 12.8042 | 41 | 14.9275 | 46.94 | 16.7903 | 48.92 | 17.266 | 48.92 | 18.58 | 35.06 | 12.3999 | 37.04 | 12.6074 | 53.6 | 21.7631 | 44.96 | 17.403 | 48.02 | 18.6792 | 33.08 | 12.2253 | 37.94 | 13.6834 | 8319 | #N/A | #N/A
| 48.02 | 17.0526 | 41 | 15.0691 | 41 | 14.0279 | 35.6 | 12.9565 | 42.98 | 15.6941 | 48.92 | 17.2738 | 48.92 | 17.7597 | 48.92 | 18.3904 | 39.02 | 13.56 | 41 | 13.6596 | 48.2 | 18.8076 | 46.94 | 17.8835 | 48.2 | 18.7748 | 37.04 | 13.7342 | 37.94 | 13.6834 | 8320 | #N/A | #N/A
| 46.94 | 16.7975 | 41 | 15.256 | 41 | 14.0279 | 35.6 | 12.9565 | 42.08 | 15.7211 | 48.92 | 17.7699 | 50 | 18.2413 | 48.02 | 18.1285 | 39.02 | 13.3565 | 39.92 | 13.5983 | 46.4 | 18.3704 | 46.04 | 17.3944 | 46.94 | 17.4033 | 39.02 | 14.1878 | 37.4 | 13.5199 | 8321 | #N/A | #N/A
| 46.94 | 16.8792 | 41 | 15.0665 | 42.08 | 14.6448 | 36.68 | 13.4047 | 44.06 | 16.6964 | 48.02 | 17.7667 | 48.02 | 17.7617 | 46.04 | 16.5029 | 39.02 | 13.3333 | 41 | 14.0419 | 46.4 | 17.4339 | 44.96 | 16.2231 | 44.6 | 16.5446 | 39.92 | 14.4318 | 37.04 | 13.3312 | 8322 | #N/A | #N/A
| 46.4 | 17.416 | 41 | 15.0299 | 44.06 | 15.5001 | 38.48 | 13.772 | 44.96 | 17.403 | 46.94 | 17.376 | 48.02 | 18.0314 | 44.6 | 15.7857 | 39.02 | 13.1935 | 39.02 | 13.5658 | 44.6 | 16.5713 | 42.98 | 15.5169 | 44.6 | 16.1464 | 39.92 | 14.2588 | 37.04 | 13.1381 | 8323 | #N/A | #N/A
| 48.2 | 17.8526 | 37.94 | 13.7585 | 44.06 | 15.5001 | 33.8 | 12.1975 | 46.04 | 17.6651 | 46.04 | 17.1577 | 48.02 | 18.0314 | 42.98 | 15.3215 | 39.02 | 13.0065 | 39.02 | 13.6248 | 42.8 | 15.7354 | 39.02 | 14.0192 | 44.6 | 15.7726 | 35.06 | 12.8849 | 35.06 | 12.6605 | 8324 | #N/A | #N/A
| 48.2 | 18.3054 | 37.04 | 13.5403 | 44.6 | 16.1469 | 31.82 | 11.4247 | 46.04 | 17.6651 | 48.02 | 18.2784 | 48.92 | 18.4901 | 35.96 | 12.7273 | 39.02 | 13.1908 | 37.94 | 13.3638 | 39.2 | 14.4888 | 33.98 | 12.26 | 42.98 | 15.1244 | 30.92 | 11.3204 | 33.98 | 12.1918 | 8325 | #N/A | #N/A
| 48.02 | 18.0491 | 35.96 | 13.0782 | 44.96 | 16.5608 | 31.28 | 11.0446 | 46.04 | 17.8985 | 48.02 | 18.2824 | 48.92 | 18.4967 | 32 | 11.4086 | 35.96 | 12.5945 | 37.94 | 13.4685 | 37.4 | 13.7018 | 32 | 11.5626 | 42.08 | 14.9008 | 28.94 | 10.5002 | 33.08 | 11.8064 | 8326 | #N/A | #N/A
| 48.92 | 18.5044 | 35.06 | 12.5148 | 44.96 | 16.5608 | 36.32 | 12.7299 | 46.04 | 17.6651 | 48.92 | 18.8659 | 48.92 | 18.788 | 30.02 | 10.6 | 37.04 | 12.1969 | 37.94 | 13.5212 | 35.6 | 12.9373 | 30.02 | 10.7439 | 42.08 | 14.8999 | 28.94 | 10.5002 | 33.98 | 12.1858 | 8327 | #N/A | #N/A
| 48.92 | 18.5104 | 35.06 | 12.6982 | 44.96 | 16.6324 | 37.58 | 12.5287 | 44.96 | 17.383 | 48.92 | 18.8659 | 48.92 | 18.7978 | 30.02 | 10.5979 | 35.6 | 11.7847 | 37.94 | 13.5212 | 35.6 | 12.9373 | 30.92 | 11.1434 | 41 | 14.8475 | 35.96 | 12.3844 | 33.98 | 12.1696 | 8328 | #N/A | #N/A
| 50 | 19.1711 | 35.06 | 12.5111 | 46.04 | 17.1455 | 37.04 | 11.9001 | 39.92 | 14.9872 | 50 | 19.3239 | 50 | 19.3173 | 35.96 | 12.713 | 35.96 | 11.7902 | 39.02 | 13.7823 | 39.2 | 14.1373 | 35.96 | 12.9098 | 42.08 | 15.1054 | 37.04 | 12.141 | 32 | 11.1966 | 8329 | #N/A | #N/A
| 50 | 19.1256 | 33.98 | 12.0469 | 46.04 | 17.0917 | 35.42 | 11.3577 | 39.02 | 14.5456 | 51.08 | 19.9036 | 50 | 19.3173 | 39.02 | 13.6328 | 35.96 | 11.3638 | 37.94 | 13.5212 | 39.2 | 13.8077 | 35.96 | 12.7221 | 41 | 14.2635 | 37.04 | 11.7271 | 33.08 | 10.9847 | 8330 | #N/A | #N/A
| 50 | 19.1918 | 35.06 | 12.147 | 46.94 | 17.5807 | 34.34 | 10.9082 | 37.94 | 14.2857 | 51.08 | 20.2167 | 50 | 19.647 | 39.02 | 13.0922 | 35.06 | 11.0092 | 39.02 | 13.9782 | 37.4 | 13.3725 | 35.96 | 12.5218 | 39.92 | 13.6598 | 35.06 | 11.1064 | 32 | 10.5966 | 8331 | #N/A | #N/A
| 51.08 | 19.9252 | 33.98 | 11.557 | 46.94 | 17.5516 | 31.82 | 10.5356 | 37.94 | 14.2883 | 51.08 | 20.2167 | 51.08 | 20.2118 | 35.96 | 12.1695 | 35.06 | 10.8976 | 39.02 | 13.9782 | 37.4 | 12.7373 | 35.06 | 11.817 | 39.02 | 13.2438 | 35.06 | 10.969 | 32 | 10.4492 | 8332 | #N/A | #N/A
| 51.98 | 20.4275 | 32 | 10.7744 | 46.94 | 17.5516 | 35.6 | 11.0936 | 37.94 | 14.1148 | 51.98 | 20.7669 | 51.08 | 20.2118 | 35.96 | 12.0203 | 33.98 | 10.7436 | 41 | 14.6263 | 37.4 | 12.4352 | 35.06 | 11.5121 | 39.02 | 13.0806 | 32 | 10.5049 | 30.92 | 10.0458 | 8333 | #N/A | #N/A
| 51.98 | 20.78 | 33.98 | 11.2484 | 48.02 | 18.3445 | 36.32 | 11.333 | 37.94 | 14.1148 | 51.98 | 21.1105 | 51.98 | 20.773 | 35.06 | 11.6324 | 33.98 | 10.7403 | 48.02 | 18.1213 | 35.6 | 12.0007 | 33.98 | 11.0947 | 39.02 | 12.8963 | 35.06 | 10.9644 | 30.92 | 9.9329 | 8334 | #N/A | #N/A
| 53.06 | 21.4142 | 33.98 | 11.0924 | 48.92 | 18.8748 | 35.6 | 11.2482 | 37.94 | 14.2968 | 51.98 | 21.1544 | 51.98 | 20.7618 | 33.98 | 11.0838 | 33.08 | 10.5214 | 48.92 | 18.3397 | 35.6 | 11.7213 | 33.98 | 10.9692 | 39.02 | 12.7491 | 33.98 | 10.8365 | 30.92 | 9.9304 | 8335 | #N/A | #N/A
| 53.06 | 21.4325 | 33.98 | 10.9666 | 48.92 | 18.8748 | 34.52 | 10.8732 | 37.94 | 14.2955 | 51.98 | 21.1727 | 53.06 | 21.4033 | 33.08 | 10.6019 | 32 | 10.3968 | 53.96 | 20.9123 | 33.8 | 11.287 | 32 | 10.3491 | 37.94 | 12.319 | 32 | 10.3584 | 30.92 | 9.8018 | 8336 | #N/A | #N/A
| 53.06 | 21.4369 | 33.08 | 10.7474 | 50 | 19.3629 | 32.36 | 10.3057 | 37.94 | 14.2965 | 53.06 | 21.7459 | 53.96 | 21.8835 | 28.04 | 9.2502 | 32 | 10.3949 | 53.96 | 21.2438 | 33.8 | 11.0285 | 30.02 | 9.8686 | 37.94 | 12.3152 | 33.08 | 10.6166 | 30.02 | 9.5823 | 8337 | #N/A | #N/A
| 55.04 | 22.6071 | 32 | 10.3433 | 51.08 | 19.9345 | 28.4 | 9.1396 | 39.02 | 14.5575 | 53.96 | 22.6668 | 55.04 | 23.223 | 30.02 | 9.8579 | 30.92 | 9.9961 | 57.92 | 23.2161 | 33.8 | 11.0285 | 28.94 | 9.4714 | 39.02 | 12.4385 | 32 | 10.3534 | 30.02 | 9.479 | 8338 | #N/A | #N/A
| 55.04 | 22.5164 | 30.02 | 9.7291 | 53.06 | 20.7639 | 26.78 | 8.8289 | 37.94 | 14.2971 | 57.2 | 23.8904 | 53.96 | 22.2508 | 30.92 | 10.2112 | 32 | 10.2553 | 59 | 23.4794 | 33.8 | 10.7895 | 30.92 | 10.0793 | 37.94 | 12.3066 | 32 | 10.3513 | 28.94 | 9.3178 | 8339 | #N/A | #N/A
| 57.92 | 24.3977 | 35.06 | 11.2163 | 51.98 | 20.5247 | 32.9 | 10.4741 | 39.02 | 14.7843 | 57.92 | 24.6902 | 55.94 | 23.4427 | 35.96 | 11.8328 | 32 | 10.2525 | 59 | 24.3296 | 35.6 | 11.4626 | 35.06 | 11.2166 | 37.94 | 12.1716 | 33.08 | 10.7506 | 30.92 | 9.6919 | 8340 | #N/A | #N/A
| 57.92 | 24.2667 | 37.94 | 11.9096 | 51.08 | 19.9345 | 36.5 | 11.4783 | 41 | 15.4609 | 57.92 | 25.0516 | 55.94 | 23.4427 | 39.92 | 12.6545 | 33.98 | 10.7311 | 60.08 | 24.4531 | 37.4 | 11.8967 | 37.94 | 11.7695 | 39.92 | 12.6481 | 35.96 | 11.3043 | 33.08 | 10.2112 | 8341 | #N/A | #N/A
| 55.94 | 23.2226 | 39.92 | 12.2473 | 51.98 | 20.5426 | 38.12 | 11.8725 | 42.08 | 15.9641 | 57.02 | 24.0507 | 55.04 | 22.6535 | 41 | 12.764 | 35.06 | 10.8849 | 60.08 | 24.4531 | 39.2 | 12.0913 | 39.02 | 11.8968 | 40.46 | 12.6512 | 37.94 | 11.6507 | 35.06 | 10.7905 | 8342 | #N/A | #N/A
| 55.94 | 22.7357 | 41 | 12.1444 | 53.96 | 21.7376 | 39.56 | 12.1267 | 44.06 | 17.1847 | 57.02 | 24.0507 | 55.04 | 22.9946 | 42.08 | 12.6295 | 35.96 | 11.1026 | 62.06 | 25.6954 | 39.2 | 12.0913 | 42.08 | 12.5286 | 41 | 12.6352 | 39.02 | 12.1861 | 35.06 | 10.6902 | 8343 | #N/A | #N/A
| 53.96 | 22.426 | 42.08 | 12.1937 | 53.96 | 21.8713 | 38.84 | 12.166 | 46.94 | 18.4068 | 55.94 | 23.6322 | 53.6 | 22.3517 | 42.98 | 12.7388 | 37.04 | 11.2386 | 57.92 | 23.5329 | 41 | 12.3037 | 41 | 12.1449 | 41 | 12.6352 | 39.02 | 12.0466 | 35.96 | 11.1349 | 8344 | #N/A | #N/A
| 53.06 | 21.5398 | 41 | 11.8441 | 57.02 | 23.1715 | 40.82 | 12.5488 | 50 | 19.2491 | 55.94 | 23.4487 | 53.96 | 22.2508 | 42.08 | 12.7651 | 37.94 | 11.356 | 57.02 | 22.9968 | 41 | 12.3037 | 41 | 12.0474 | 39.92 | 12.3748 | 39.92 | 12.1297 | 35.96 | 11.0093 | 8345 | #N/A | #N/A
| 51.98 | 20.9299 | 39.92 | 11.6739 | 53.96 | 21.5756 | 38.48 | 12.0083 | 51.08 | 19.9829 | 55.94 | 23.4487 | 51.8 | 21.2974 | 41 | 12.5037 | 37.04 | 11.24 | 57.92 | 23.2161 | 41 | 12.099 | 39.92 | 11.8851 | 39.02 | 12.1586 | 39.02 | 12.0487 | 35.6 | 10.8737 | 8346 | #N/A | #N/A
| 53.06 | 21.5506 | 39.02 | 11.57 | 57.02 | 23.5174 | 37.04 | 11.683 | 51.98 | 18.6206 | 55.4 | 22.7964 | 53.06 | 21.6642 | 39.02 | 12.2884 | 35.96 | 10.9789 | 60.08 | 24.4531 | 39.2 | 11.6653 | 37.94 | 11.532 | 35.96 | 11.4206 | 37.94 | 11.7857 | 35.96 | 11.2456 | 8347 | #N/A | #N/A
| 51.98 | 20.7639 | 37.94 | 11.5291 | 57.02 | 23.5174 | 35.24 | 11.2972 | 50 | 17.8821 | 55.04 | 22.8364 | 53.06 | 21.8396 | 37.94 | 12.0254 | 35.06 | 10.7617 | 60.98 | 25.2644 | 37.4 | 11.6574 | 37.04 | 11.5528 | 35.96 | 11.4176 | 37.04 | 11.3268 | 33.98 | 10.6578 | 8348 | #N/A | #N/A
| 53.6 | 21.738 | 37.94 | 11.9116 | 59 | 24.5138 | 35.24 | 11.2044 | 48.02 | 16.9633 | 55.94 | 23.4487 | 53.6 | 21.7359 | 37.94 | 12.1796 | 33.98 | 10.7398 | 60.98 | 25.0115 | 37.4 | 11.8967 | 37.04 | 11.6946 | 37.94 | 12.3032 | 37.04 | 11.4363 | 33.08 | 10.4425 | 8349 | #N/A | #N/A
| 53.96 | 21.8857 | 37.94 | 12.0361 | 59 | 24.7903 | 35.24 | 11.1836 | 46.04 | 16.0718 | 55.04 | 22.8364 | 53.06 | 21.8646 | 35.06 | 11.6194 | 35.06 | 10.6655 | 62.06 | 25.5534 | 35.6 | 11.4626 | 35.96 | 11.558 | 39.02 | 12.566 | 35.96 | 11.3132 | 33.08 | 10.4452 | 8350 | #N/A | #N/A
| 53.06 | 21.3703 | 39.02 | 12.4527 | 59 | 24.7903 | 36.14 | 11.3542 | 44.96 | 15.4281 | 55.04 | 22.8364 | 51.98 | 21.1052 | 35.06 | 11.6232 | 35.06 | 10.6666 | 62.06 | 25.2752 | 35.6 | 11.7213 | 35.96 | 11.5612 | 39.92 | 12.9526 | 35.06 | 11.0971 | 32 | 10.2967 | 8351 | #N/A | #N/A
| 53.06 | 21.3703 | 37.94 | 12.3256 | 57.92 | 23.4652 | 35.78 | 11.2924 | 42.08 | 14.53 | 53.96 | 22.5729 | 53.96 | 22.2508 | 33.08 | 11.3137 | 33.98 | 10.5069 | 60.8 | 24.1074 | 35.6 | 12.0007 | 35.06 | 11.4995 | 39.92 | 13.1004 | 35.96 | 11.3154 | 32 | 10.2979 | 8352 | #N/A | #N/A
| 53.96 | 21.8857 | 37.94 | 12.1952 | 57.92 | 23.2034 | 35.42 | 11.2999 | 39.92 | 13.6656 | 53.06 | 21.6697 | 53.06 | 21.6642 | 30.92 | 10.795 | 33.08 | 10.9388 | 59 | 23.1114 | 37.4 | 12.7373 | 32 | 10.7638 | 39.92 | 13.2819 | 33.98 | 11.1026 | 32 | 10.4385 | 8353 | #N/A | #N/A
| 51.98 | 20.4327 | 37.94 | 12.1958 | 57.92 | 22.78 | 34.88 | 11.3427 | 39.02 | 13.2509 | 51.98 | 20.4355 | 51.08 | 20.7286 | 33.08 | 11.4637 | 30.92 | 10.7112 | 57.02 | 21.0225 | 35.6 | 12.3026 | 32 | 10.8983 | 39.92 | 13.64 | 35.06 | 11.0995 | 33.08 | 10.6984 | 8354 | #N/A | #N/A
| 50 | 18.6034 | 37.94 | 12.3303 | 55.04 | 19.9948 | 34.52 | 11.2069 | 37.04 | 12.6141 | 51.08 | 19.6401 | 50 | 19.2758 | 35.06 | 12.1218 | 30.92 | 10.8819 | 55.04 | 19.7193 | 37.4 | 13.0634 | 35.6 | 12.0028 | 42.08 | 14.6957 | 33.98 | 10.9809 | 33.08 | 10.8453 | 8355 | #N/A | #N/A
| 50 | 18.4788 | 37.04 | 12.116 | 53.96 | 19.2836 | 33.98 | 11.1278 | 35.96 | 12.1686 | 50 | 18.2508 | 48.92 | 18.5725 | 35.06 | 12.2917 | 30.92 | 10.8819 | 55.04 | 19.3363 | 37.4 | 13.0634 | 33.98 | 11.6999 | 42.98 | 15.0867 | 32 | 10.7825 | 33.08 | 10.702 | 8356 | #N/A | #N/A
| 48.92 | 17.4855 | 37.04 | 12.1173 | 53.06 | 18.7481 | 33.98 | 11.2588 | 35.06 | 11.9517 | 48.02 | 17.7662 | 48.92 | 18.5725 | 33.98 | 11.865 | 30.92 | 10.8773 | 53.06 | 18.3606 | 39.2 | 13.8077 | 33.08 | 11.6574 | 42.8 | 14.6579 | 33.98 | 11.7106 | 30.2 | 10.526 | 8357 | #N/A | #N/A
| 48.02 | 17.1409 | 37.94 | 12.2028 | 46.04 | 14.8582 | 33.8 | 11.2176 | 33.98 | 11.5456 | 48.02 | 17.3857 | 48.02 | 17.2509 | 33.08 | 11.651 | 32 | 11.1378 | 46.94 | 15.4442 | 39.2 | 13.4983 | 33.08 | 11.4786 | 41 | 14.091 | 30.92 | 10.8276 | 30.92 | 10.9286 | 8358 | #N/A | #N/A
| 46.04 | 16.0578 | 37.94 | 12.3386 | 44.96 | 14.5934 | 30.56 | 10.4624 | 35.06 | 11.8093 | 44.06 | 15.2856 | 46.04 | 15.8458 | 33.98 | 11.8698 | 33.08 | 11.0921 | 46.04 | 14.8572 | 35.6 | 12.6284 | 33.08 | 11.6615 | 41 | 13.5895 | 30.92 | 10.8279 | 30.02 | 10.5377 | 8359 | #N/A | #N/A
| 44.06 | 14.9226 | 35.96 | 12.0285 | 44.96 | 14.5934 | 30.2 | 10.4299 | 35.06 | 11.9562 | 44.06 | 15.0787 | 44.96 | 15.8877 | 33.98 | 12.0307 | 32 | 10.6784 | 46.04 | 14.853 | 35.6 | 12.6284 | 35.6 | 12.0028 | 41 | 13.5567 | 30.02 | 10.6114 | 28.94 | 10.1402 | 8360 | #N/A | #N/A
| 44.06 | 14.9169 | 33.98 | 11.5516 | 44.96 | 14.3984 | 32 | 10.8665 | 35.06 | 11.8066 | 44.06 | 14.9124 | 44.96 | 15.6597 | 33.98 | 12.2309 | 28.94 | 9.8149 | 46.04 | 14.6613 | 35.6 | 12.9373 | 33.98 | 12.0409 | 39.2 | 13.1547 | 28.94 | 10.3508 | 30.02 | 10.4012 | 8361 | #N/A | #N/A
| 42.98 | 14.465 | 33.08 | 11.334 | 46.04 | 14.6556 | 32 | 11.1468 | 35.06 | 11.8093 | 44.06 | 14.7204 | 44.96 | 15.4804 | 33.08 | 11.3298 | 30.02 | 10.0744 | 46.04 | 14.6573 | 35.6 | 12.9373 | 33.98 | 11.3873 | 39.2 | 13.1547 | 28.04 | 9.965 | 30.02 | 10.2426 | 8362 | #N/A | #N/A
| 44.06 | 14.7205 | 33.08 | 11.334 | 46.04 | 14.6556 | 26.24 | 9.1906 | 35.06 | 11.9513 | 44.96 | 14.9325 | 44.96 | 15.2746 | 35.96 | 12.0233 | 32 | 10.4093 | 46.04 | 14.3333 | 35.6 | 12.3026 | 33.08 | 11.1691 | 39.2 | 13.4795 | 26.06 | 9.3524 | 30.02 | 10.1149 | 8363 | #N/A | #N/A
| 46.04 | 14.8306 | 35.96 | 12.1749 | 46.94 | 14.2526 | 26.24 | 9.1906 | 35.96 | 12.1637 | 46.04 | 14.9874 | 46.04 | 15.1856 | 37.94 | 12.6454 | 28.94 | 9.0791 | 46.94 | 14.2534 | 35.6 | 12.0007 | 35.96 | 12.0312 | 39.02 | 13.0803 | 26.96 | 9.7081 | 32 | 10.4456 | 8364 | #N/A | #N/A
| 48.02 | 14.6666 | 39.92 | 12.8161 | 46.94 | 14.2481 | 35.78 | 11.4143 | 35.96 | 12.1781 | 46.94 | 15.2001 | 48.02 | 15.6591 | 41 | 13.0702 | 28.94 | 8.8871 | 48.02 | 14.6668 | 37.4 | 12.4352 | 39.02 | 12.4668 | 39.92 | 12.9693 | 33.98 | 10.9829 | 33.08 | 10.4549 | 8365 | #N/A | #N/A
| 48.92 | 14.7252 | 41 | 12.5259 | 46.94 | 14.2481 | 36.14 | 11.2716 | 37.04 | 12.4353 | 48.02 | 15.2977 | 48.02 | 15.6591 | 42.98 | 13.4172 | 28.04 | 8.3217 | 48.92 | 14.7262 | 39.2 | 12.5899 | 41 | 12.528 | 42.08 | 13.326 | 35.06 | 10.9685 | 33.98 | 10.7838 | 8366 | #N/A | #N/A
| 48.02 | 14.6625 | 41 | 12.2862 | 48.02 | 14.5059 | 35.24 | 10.9032 | 37.04 | 12.6213 | 48.02 | 15.4567 | 48.02 | 15.9992 | 44.06 | 13.527 | 30.02 | 8.6486 | 50 | 14.8609 | 41 | 12.5253 | 42.98 | 13.0086 | 42.08 | 13.4971 | 33.98 | 10.6015 | 33.98 | 10.4453 | 8367 | #N/A | #N/A
| 48.02 | 14.7958 | 41 | 12.0645 | 48.92 | 14.7206 | 36.5 | 11.1242 | 35.6 | 12.3048 | 46.94 | 15.739 | 46.94 | 15.7358 | 44.96 | 13.6219 | 30.02 | 8.5118 | 48.92 | 14.5984 | 42.8 | 12.9592 | 44.06 | 13.4124 | 42.08 | 13.1976 | 33.98 | 10.6022 | 33.08 | 9.9125 | 8368 | #N/A | #N/A
| 48.02 | 14.9638 | 39.92 | 11.3181 | 48.92 | 14.7206 | 34.34 | 10.3515 | 35.96 | 12.7179 | 48.02 | 15.4516 | 46.94 | 15.5734 | 44.96 | 13.4803 | 30.02 | 8.5123 | 50 | 14.8557 | 42.8 | 13.1991 | 42.98 | 12.7665 | 42.08 | 13.0447 | 35.06 | 10.527 | 32 | 9.4698 | 8369 | #N/A | #N/A
| 48.02 | 14.4991 | 37.94 | 10.4543 | 46.94 | 13.8336 | 34.88 | 10.1083 | 35.06 | 12.6991 | 46.94 | 14.5256 | 46.94 | 15.1831 | 42.08 | 12.4176 | 28.04 | 7.7872 | 48.02 | 14.2318 | 42.8 | 13.1991 | 41 | 12.0649 | 41 | 12.6596 | 33.98 | 9.9884 | 32 | 8.881 | 8370 | #N/A | #N/A
| 46.94 | 14.1119 | 35.96 | 9.6244 | 46.04 | 13.7485 | 32 | 9.3544 | 35.06 | 12.6956 | 46.04 | 14.1706 | 44.96 | 14.7013 | 39.02 | 11.3778 | 24.98 | 7.004 | 46.04 | 13.7504 | 41 | 12.3037 | 37.94 | 11.1223 | 39.92 | 12.1221 | 33.08 | 9.5141 | 30.02 | 8.5317 | 8371 | #N/A | #N/A
| 44.06 | 13.5362 | 33.08 | 8.7464 | 46.04 | 13.7485 | 27.5 | 8.1291 | 35.06 | 12.5165 | 44.96 | 13.7506 | 44.96 | 14.7013 | 35.06 | 10.6245 | 21.92 | 6.3158 | 44.06 | 13.0253 | 37.4 | 10.8688 | 35.06 | 10.2408 | 37.94 | 11.4122 | 28.94 | 8.4361 | 28.04 | 8.0563 | 8372 | #N/A | #N/A
| 44.96 | 13.4834 | 30.02 | 8.0108 | 42.08 | 12.5401 | 25.16 | 7.5116 | 35.6 | 12.6308 | 44.06 | 13.4046 | 44.06 | 13.8167 | 33.08 | 10.1481 | 15.98 | 4.9484 | 42.98 | 12.6358 | 35.6 | 10.6094 | 32 | 9.5045 | 35.96 | 10.7241 | 24.98 | 7.6369 | 26.06 | 7.6415 | 8373 | #N/A | #N/A
| 42.98 | 12.8666 | 28.94 | 7.8393 | 39.92 | 11.6816 | 22.82 | 6.8836 | 33.98 | 12.2543 | 42.98 | 13.1413 | 44.06 | 13.678 | 28.04 | 9.0327 | 12.02 | 3.9971 | 41 | 12.2786 | 32 | 9.7425 | 28.94 | 8.8503 | 35.06 | 9.9766 | 21.02 | 6.7742 | 24.98 | 7.4593 | 8374 | #N/A | #N/A
| 41 | 12.0555 | 28.04 | 7.6663 | 39.92 | 11.6816 | 23 | 7.0331 | 33.98 | 12.0547 | 41 | 12.6594 | 42.98 | 13.1365 | 28.04 | 9.1555 | 10.94 | 3.6782 | 39.02 | 11.4634 | 30.2 | 9.309 | 28.04 | 8.634 | 35.06 | 10.2327 | 19.94 | 6.6102 | 24.08 | 7.244 | 8375 | #N/A | #N/A
| 39.02 | 11.1874 | 26.06 | 7.1907 | 37.04 | 10.5242 | 19.22 | 6.1948 | 33.08 | 11.6774 | 39.02 | 11.5743 | 41 | 12.7775 | 24.98 | 8.1982 | 17.06 | 5.2751 | 37.94 | 10.9259 | 28.4 | 9.0635 | 24.98 | 8.0906 | 33.98 | 10.0545 | 19.04 | 6.3955 | 21.02 | 6.5093 | 8376 | #N/A | #N/A
| 37.04 | 10.7907 | 24.08 | 6.8167 | 35.96 | 10.0432 | 19.4 | 6.2975 | 32 | 11.414 | 37.94 | 11.0056 | 39.02 | 11.5716 | 24.98 | 8.2971 | 17.96 | 5.5478 | 37.04 | 10.3695 | 26.6 | 8.6299 | 24.08 | 7.8755 | 30.92 | 9.6246 | 17.96 | 6.137 | 21.02 | 6.5783 | 8377 | #N/A | #N/A
| 35.96 | 10.6312 | 24.98 | 7.0337 | 35.96 | 10.0432 | 24.44 | 7.6964 | 32 | 11.0831 | 35.96 | 10.9298 | 39.02 | 11.5716 | 24.08 | 7.9849 | 19.04 | 5.9393 | 35.96 | 10.0418 | 26.6 | 8.6299 | 24.98 | 8.0939 | 33.08 | 10.2444 | 21.92 | 7.2774 | 23 | 7.1404 | 8378 | #N/A | #N/A
| 35.06 | 10.1334 | 24.08 | 7.1237 | 33.98 | 9.4298 | 27.14 | 8.3154 | 33.98 | 11.1029 | 35.06 | 10.4115 | 37.04 | 11.3101 | 26.06 | 8.4636 | 19.04 | 6.0174 | 33.98 | 9.49 | 24.8 | 8.0085 | 21.92 | 7.2692 | 33.08 | 10.1487 | 26.96 | 8.3064 | 24.98 | 7.6184 | 8379 | #N/A | #N/A
| 33.98 | 9.7827 | 26.06 | 7.6011 | 33.98 | 9.488 | 27.14 | 8.1788 | 33.08 | 10.7614 | 33.98 | 9.9649 | 35.06 | 10.3065 | 30.02 | 9.3062 | 24.98 | 7.4478 | 33.98 | 9.4892 | 24.8 | 8.1963 | 24.08 | 7.8805 | 35.06 | 10.6279 | 28.94 | 8.5988 | 26.96 | 8.0109 | 8380 | #N/A | #N/A
| 33.08 | 9.4931 | 30.02 | 9.0369 | 33.98 | 9.488 | 28.04 | 8.2674 | 33.08 | 10.4822 | 33.08 | 9.8278 | 33.98 | 9.9622 | 33.08 | 9.9541 | 24.08 | 7.1553 | 33.98 | 9.4282 | 24.8 | 8.1963 | 26.96 | 8.6889 | 35.96 | 11.1754 | 28.94 | 8.4441 | 26.06 | 7.7275 | 8381 | #N/A | #N/A
| 32 | 9.1499 | 30.02 | 8.9432 | 33.08 | 9.0876 | 27.86 | 8.4466 | 33.98 | 9.9781 | 33.08 | 9.6505 | 33.98 | 10.0421 | 33.08 | 9.5108 | 24.08 | 7.0242 | 33.08 | 9.2108 | 33.8 | 10.1759 | 28.94 | 8.9631 | 33.98 | 10.2574 | 28.94 | 8.5289 | 24.98 | 7.5372 | 8382 | #N/A | #N/A
| 32 | 9.1488 | 30.02 | 8.8548 | 33.08 | 9.1408 | 24.98 | 7.59 | 33.08 | 9.5762 | 32 | 9.5643 | 33.08 | 9.7423 | 33.08 | 9.4297 | 23 | 6.5842 | 33.98 | 9.5601 | 33.8 | 9.6938 | 30.02 | 8.9433 | 33.98 | 10.0647 | 26.96 | 7.8281 | 24.08 | 7.2544 | 8383 | #N/A | #N/A
| 32 | 9.2301 | 28.94 | 8.6866 | 33.08 | 9.1408 | 26.24 | 7.5024 | 32 | 9.4044 | 32 | 9.5645 | 33.08 | 9.7423 | 33.08 | 9.3666 | 23 | 6.765 | 33.08 | 9.3428 | 30.2 | 8.9751 | 30.92 | 8.9163 | 33.08 | 9.9544 | 26.06 | 7.5514 | 24.08 | 6.9866 | 8384 | #N/A | #N/A
| 30.02 | 8.8233 | 28.04 | 8.3073 | 32 | 8.88 | 24.62 | 7.1459 | 30.92 | 8.8988 | 32 | 9.5635 | 32 | 9.6651 | 33.08 | 9.3679 | 19.94 | 6.2265 | 32 | 9.1473 | 30.2 | 9.1353 | 30.92 | 8.7762 | 33.08 | 9.6752 | 24.98 | 7.4275 | 23 | 6.6618 | 8385 | #N/A | #N/A
| 30.92 | 9.1285 | 28.04 | 8.0826 | 32 | 8.947 | 24.44 | 7.1595 | 30.02 | 8.6813 | 32 | 9.6648 | 32 | 9.6638 | 30.92 | 8.5258 | 17.96 | 5.1738 | 32 | 9.1465 | 32 | 9.1246 | 28.94 | 8.1156 | 32 | 9.4164 | 24.08 | 7.1343 | 21.92 | 6.3402 | 8386 | #N/A | #N/A
| 32 | 9.4805 | 26.96 | 7.762 | 32 | 8.947 | 24.8 | 7.3988 | 30.02 | 8.6151 | 32 | 9.7526 | 33.08 | 10.0116 | 28.94 | 8.1117 | 17.06 | 4.7235 | 32 | 9.2262 | 30.2 | 8.3454 | 28.04 | 7.8359 | 30.92 | 9.0658 | 21.92 | 7.0863 | 19.04 | 5.9009 | 8387 | #N/A | #N/A
| 33.98 | 9.9568 | 26.06 | 7.3585 | 32 | 9.0783 | 21.74 | 5.9985 | 30.92 | 8.7557 | 33.08 | 10.123 | 35.06 | 10.5991 | 30.02 | 8.3716 | 17.06 | 4.6877 | 33.08 | 9.4855 | 30.2 | 8.3454 | 28.94 | 8.115 | 30.92 | 8.9931 | 21.92 | 6.0725 | 19.04 | 5.5976 | 8388 | #N/A | #N/A
| 33.98 | 9.9559 | 26.96 | 7.201 | 32 | 9.0779 | 22.82 | 6.0619 | 32 | 9.0143 | 33.08 | 10.1226 | 35.06 | 10.8173 | 28.94 | 8.3703 | 17.06 | 4.8708 | 33.98 | 9.7019 | 28.4 | 7.9126 | 26.06 | 7.4768 | 28.04 | 8.5566 | 21.92 | 5.8812 | 19.04 | 5.144 | 8389 | #N/A | #N/A
| 33.98 | 9.957 | 26.06 | 6.9055 | 32 | 9.0779 | 22.46 | 6.2012 | 33.08 | 9.3483 | 33.08 | 10.1234 | 35.06 | 10.8173 | 28.04 | 7.6713 | 17.06 | 5.05 | 33.98 | 9.7021 | 28.4 | 8.0184 | 28.04 | 7.4971 | 28.04 | 7.9485 | 21.92 | 6.2038 | 19.94 | 5.389 | 8390 | #N/A | #N/A
| 33.98 | 10.0392 | 26.96 | 7.2821 | 33.08 | 9.2643 | 20.66 | 5.7996 | 33.98 | 9.6302 | 33.98 | 10.3422 | 35.96 | 11.1435 | 28.04 | 7.2543 | 17.06 | 4.8704 | 35.06 | 9.963 | 24.8 | 6.95 | 26.96 | 6.9424 | 28.94 | 8.0481 | 21.02 | 5.9443 | 19.04 | 5.209 | 8391 | #N/A | #N/A
| 33.98 | 10.0403 | 26.06 | 6.985 | 33.98 | 9.4819 | 21.92 | 5.9496 | 33.08 | 9.348 | 33.98 | 10.343 | 35.06 | 11.0606 | 26.06 | 6.8727 | 17.06 | 4.5718 | 35.06 | 9.9639 | 26.6 | 6.847 | 26.06 | 6.8396 | 26.96 | 7.5121 | 17.96 | 5.4709 | 17.96 | 4.9132 | 8392 | #N/A | #N/A
| 33.98 | 9.9586 | 21.2 | 6.4004 | 33.98 | 9.4819 | 21.2 | 5.6605 | 33.08 | 9.2726 | 33.98 | 10.3435 | 35.96 | 11.1447 | 26.06 | 6.8372 | 17.06 | 4.4973 | 35.96 | 10.1804 | 26.6 | 6.9477 | 26.06 | 6.8392 | 26.96 | 7.464 | 19.04 | 5.2573 | 15.98 | 4.3171 | 8393 | #N/A | #N/A
| 35.06 | 10.2994 | 21.02 | 6.6744 | 35.06 | 9.8147 | 19.4 | 5.1209 | 32 | 8.884 | 33.98 | 10.342 | 35.96 | 11.1437 | 24.08 | 6.3013 | 15.98 | 4.312 | 35.96 | 10.1791 | 23 | 6.0303 | 21.92 | 6.0684 | 26.06 | 7.3528 | 17.96 | 4.8336 | 17.06 | 4.5264 | 8394 | #N/A | #N/A
| 33.08 | 9.7405 | 21.02 | 5.6234 | 33.98 | 9.6201 | 18.14 | 4.9078 | 30.92 | 8.6909 | 33.08 | 10.0133 | 35.06 | 10.9268 | 21.92 | 5.6797 | 15.08 | 4.5285 | 35.06 | 10.0338 | 21.2 | 5.598 | 19.94 | 5.3077 | 23 | 6.6767 | 17.96 | 4.9276 | 15.08 | 3.9845 | 8395 | #N/A | #N/A
| 32 | 9.4808 | 19.04 | 4.9888 | 33.98 | 9.6201 | 18.14 | 5.1226 | 28.94 | 8.2134 | 32 | 9.7532 | 35.06 | 10.9268 | 21.02 | 5.4192 | 14 | 4.4128 | 32 | 9.3866 | 19.4 | 5.1656 | 19.04 | 4.9888 | 23 | 6.3614 | 17.96 | 5.1563 | 14 | 3.8197 | 8396 | #N/A | #N/A
| 32 | 9.4801 | 17.96 | 4.8315 | 33.98 | 9.7011 | 18.32 | 5.2498 | 28.04 | 7.928 | 32 | 9.7532 | 33.98 | 10.5599 | 19.94 | 5.229 | 14 | 4.473 | 32 | 9.663 | 17.6 | 4.7332 | 17.96 | 4.7292 | 21.02 | 5.8847 | 17.96 | 5.3019 | 14 | 3.9596 | 8397 | #N/A | #N/A
| 30.92 | 9.2202 | 19.04 | 5.2945 | 33.98 | 9.7719 | 18.5 | 5.3767 | 26.96 | 7.493 | 32 | 9.753 | 33.98 | 10.6655 | 19.94 | 5.4287 | 15.08 | 4.7326 | 30.02 | 9.4839 | 19.4 | 5.0739 | 17.96 | 4.8059 | 21.02 | 5.8844 | 19.04 | 5.5613 | 14 | 4.1912 | 8398 | #N/A | #N/A
| 30.92 | 9.404 | 19.04 | 5.5059 | 33.98 | 9.7719 | 19.4 | 5.7536 | 24.98 | 7.1365 | 32 | 9.7534 | 35.06 | 10.6006 | 21.02 | 5.7668 | 15.08 | 4.7959 | 30.92 | 9.4922 | 19.4 | 5.2181 | 19.04 | 5.2146 | 21.02 | 5.9763 | 17.06 | 5.5124 | 14 | 4.3819 | 8399 | #N/A | #N/A
| 30.92 | 9.3026 | 19.04 | 5.7275 | 33.08 | 9.4839 | 17.6 | 5.3208 | 24.08 | 6.7998 | 33.08 | 10.1256 | 35.06 | 10.6012 | 21.02 | 5.8018 | 15.08 | 4.3141 | 30.02 | 9.3867 | 19.4 | 5.4066 | 19.04 | 5.2935 | 21.02 | 6.136 | 15.98 | 5.562 | 15.08 | 4.541 | 8400 | #N/A | #N/A
| 32 | 9.4824 | 19.04 | 5.5576 | 33.08 | 9.4041 | 17.78 | 5.2015 | 23 | 6.3981 | 33.98 | 10.2317 | 35.06 | 10.6031 | 21.02 | 6.0766 | 10.94 | 3.1278 | 30.92 | 9.7019 | 19.4 | 5.4066 | 19.04 | 5.373 | 21.92 | 6.414 | 17.96 | 5.4709 | 14 | 4.23 | 8401 | #N/A | #N/A
| 32 | 9.7553 | 15.98 | 4.4129 | 33.08 | 9.4041 | 15.8 | 4.4171 | 21.02 | 5.9636 | 33.98 | 10.2325 | 35.06 | 10.6031 | 19.94 | 6.1199 | 6.98 | 2.0978 | 30.02 | 9.3879 | 19.4 | 5.6519 | 19.04 | 5.5568 | 21.92 | 6.5354 | 15.98 | 4.6375 | 12.92 | 3.5821 | 8402 | #N/A | #N/A
| 33.98 | 10.4435 | 12.02 | 3.3486 | 32 | 9.0807 | 12.74 | 3.5134 | 19.94 | 5.7036 | 33.98 | 10.2339 | 35.06 | 10.702 | 19.94 | 5.7149 | 3.92 | 1.2783 | 30.92 | 9.9329 | 19.4 | 5.854 | 19.04 | 5.1827 | 21.02 | 6.0748 | 15.08 | 4.4246 | 10.94 | 3.106 | 8403 | #N/A | #N/A
| 33.08 | 10.4554 | 8.06 | 2.3054 | 30.92 | 8.9673 | 10.58 | 2.9346 | 19.04 | 5.487 | 33.08 | 10.1294 | 33.98 | 10.5644 | 19.04 | 5.0618 | 1.94 | 0.78253 | 32 | 10.0872 | 19.4 | 5.4814 | 17.06 | 4.5369 | 17.06 | 5.1792 | 10.04 | 2.8739 | 6.08 | 1.8434 | 8404 | #N/A | #N/A
| 33.08 | 10.3488 | 6.08 | 1.8076 | 30.92 | 8.9673 | 8.42 | 2.4153 | 17.96 | 5.1851 | 33.08 | 10.1297 | 33.08 | 10.7482 | 17.06 | 4.5347 | 1.04 | 0.56609 | 32 | 9.8673 | 17.6 | 4.6416 | 14 | 3.6731 | 14 | 4.1925 | 8.06 | 2.3977 | 3.92 | 1.2634 | 8405 | #N/A | #N/A
| 33.98 | 10.6743 | 5 | 1.5478 | 30.92 | 8.8867 | 6.8 | 2.0098 | 17.06 | 5.0631 | 33.08 | 10.3523 | 30.02 | 10.5855 | 15.08 | 4.0808 | -0.04 | 0.34396 | 32 | 9.8688 | 15.8 | 4.253 | 10.04 | 2.7587 | 12.02 | 3.7153 | 6.08 | 1.8992 | 1.94 | 0.78762 | 8406 | #N/A | #N/A
| 33.08 | 10.7318 | 3.02 | 1.0719 | 32 | 9.0834 | 5.72 | 1.7394 | 15.98 | 4.8035 | 32 | 10.4895 | 32 | 11.2086 | 12.92 | 3.4897 | -0.04 | 0.3657 | 33.08 | 9.8276 | 12.2 | 3.3049 | 8.06 | 2.2303 | 10.94 | 3.4162 | 5 | 1.6393 | 1.04 | 0.55521 | 8407 | #N/A | #N/A
| 33.08 | 10.6082 | 3.02 | 1.093 | 32 | 9.0834 | 4.82 | 1.5616 | 15.08 | 4.5864 | 30.92 | 10.638 | 32 | 11.3666 | 10.94 | 3.0135 | -0.94 | 0.14918 | 33.08 | 9.828 | 8.6 | 2.4042 | 6.98 | 1.9705 | 10.04 | 3.1992 | 5 | 1.6612 | -0.04 | 0.33168 | 8408 | #N/A | #N/A
| 30.92 | 10.8036 | 1.94 | 0.83312 | 28.4 | 8.866 | 4.82 | 1.5298 | 15.08 | 4.5331 | 32 | 11.1973 | 32 | 11.3902 | 10.04 | 2.7778 | -0.94 | 0.14889 | 32 | 9.4873 | 8.6 | 2.4042 | 6.08 | 1.7694 | 10.04 | 3.2356 | 5 | 1.6887 | -0.94 | 0.11518 | 8409 | #N/A | #N/A
| 32 | 11.0643 | 1.94 | 0.83269 | 26.96 | 8.7654 | 4.1 | 1.3311 | 14 | 4.2733 | 33.08 | 11.6534 | 35.06 | 12.472 | 8.06 | 2.3448 | -0.94 | 0.14834 | 28.94 | 9.3685 | 6.8 | 1.939 | 5 | 1.5095 | 8.96 | 2.8583 | 3.92 | 1.4288 | -0.04 | 0.34865 | 8410 | #N/A | #N/A
| 33.8 | 11.857 | 3.02 | 1.1102 | 26.96 | 8.8752 | 4.64 | 1.5374 | 15.08 | 4.5324 | 33.08 | 11.8035 | 35.6 | 12.9235 | 8.96 | 2.5854 | -0.94 | 0.16737 | 28.94 | 9.4754 | 6.8 | 1.939 | 6.08 | 1.7879 | 8.6 | 2.9626 | 3.02 | 1.2118 | 1.04 | 0.60738 | 8411 | #N/A | #N/A
| 33.08 | 11.652 | 3.92 | 1.3071 | 28.94 | 9.739 | 7.16 | 2.0944 | 15.98 | 4.7069 | 33.08 | 11.8114 | 35.6 | 12.9235 | 10.94 | 3.0114 | 1.94 | 0.85882 | 30.02 | 10.0043 | 6.8 | 1.939 | 8.06 | 2.2631 | 8.6 | 2.8818 | 8.06 | 2.4222 | 3.02 | 1.105 | 8412 | #N/A | #N/A
| 33.98 | 12.0273 | 6.08 | 1.8041 | 28.94 | 9.7458 | 9.5 | 2.7 | 17.96 | 5.2247 | 35.96 | 13.0452 | 37.04 | 13.3036 | 14 | 3.746 | 3.92 | 1.3341 | 30.92 | 10.2273 | 8.6 | 2.3712 | 10.04 | 2.7033 | 10.22 | 3.2963 | 8.96 | 2.6627 | 5 | 1.5577 | 8413 | #N/A | #N/A
| 33.98 | 12.0273 | 8.96 | 2.4956 | 30.02 | 10.1241 | 14 | 3.8985 | 19.04 | 5.4427 | 37.04 | 13.3063 | 37.04 | 13.5032 | 14 | 3.7457 | 8.06 | 2.3527 | 30.92 | 10.3496 | 10.4 | 2.8034 | 12.02 | 3.2136 | 12.02 | 3.7549 | 12.92 | 3.7062 | 8.06 | 2.3344 | 8414 | #N/A | #N/A
| 35.96 | 12.8862 | 10.04 | 2.7378 | 28.94 | 9.7458 | 17.6 | 4.8479 | 21.92 | 6.2308 | 37.94 | 13.8889 | 41 | 15.0486 | 17.06 | 4.5298 | 12.02 | 3.4649 | 32 | 10.7633 | 12.2 | 3.2687 | 12.92 | 3.4296 | 12.92 | 3.9706 | 15.98 | 4.6279 | 10.94 | 3.0507 | 8415 | #N/A | #N/A
| 37.04 | 13.5004 | 12.02 | 3.252 | 30.02 | 10.1283 | 19.76 | 5.5514 | 23 | 6.4909 | 39.92 | 14.7961 | 42.8 | 15.7184 | 19.94 | 5.3544 | 14 | 4.0061 | 32 | 10.6101 | 14 | 3.7372 | 15.98 | 4.2033 | 14 | 4.1796 | 17.96 | 5.2334 | 12.92 | 3.6298 | 8416 | #N/A | #N/A
| 39.02 | 14.1484 | 15.08 | 3.987 | 30.02 | 10.1389 | 21.02 | 5.9014 | 24.08 | 6.916 | 41 | 15.2473 | 42.98 | 16.4662 | 21.02 | 5.7158 | 15.08 | 4.3449 | 30.92 | 10.3496 | 15.8 | 4.2093 | 17.96 | 4.7474 | 15.98 | 4.5421 | 19.94 | 5.7095 | 15.08 | 4.2442 | 8417 | #N/A | #N/A
| 39.92 | 14.5766 | 17.06 | 4.5309 | 32 | 10.892 | 19.94 | 5.658 | 24.08 | 7.2348 | 41 | 15.2473 | 44.6 | 16.9779 | 21.92 | 5.9716 | 15.98 | 4.6801 | 32 | 10.7633 | 19.4 | 5.1656 | 19.94 | 5.2978 | 17.06 | 4.8798 | 19.04 | 5.5927 | 15.98 | 4.53 | 8418 | #N/A | #N/A
| 39.92 | 14.7581 | 15.98 | 4.3215 | 33.98 | 11.6816 | 18.5 | 5.4153 | 24.08 | 6.9702 | 39.92 | 14.76 | 44.06 | 16.738 | 21.02 | 5.8332 | 14 | 4.2042 | 33.08 | 11.3241 | 19.4 | 5.2181 | 17.96 | 4.9142 | 17.96 | 5.1337 | 19.94 | 5.8088 | 15.08 | 4.3907 | 8419 | #N/A | #N/A
| 42.08 | 15.5654 | 15.08 | 4.105 | 35.96 | 12.7263 | 17.24 | 5.0676 | 23 | 6.7101 | 39.92 | 14.9857 | 44.06 | 16.738 | 19.04 | 5.4429 | 12.92 | 3.9443 | 35.06 | 12.1292 | 17.6 | 4.9057 | 17.06 | 4.765 | 19.94 | 5.6987 | 17.96 | 5.2861 | 14 | 4.2152 | 8420 | #N/A | #N/A
| 42.8 | 15.7198 | 14 | 4.0293 | 37.94 | 13.3578 | 16.16 | 4.7993 | 24.08 | 6.9166 | 41 | 15.4422 | 44.96 | 17.4608 | 17.06 | 5.0613 | 8.96 | 2.9929 | 35.96 | 12.5047 | 15.8 | 4.6162 | 14 | 4.1038 | 19.94 | 5.7972 | 15.08 | 4.6399 | 14 | 4.215 | 8421 | #N/A | #N/A
| 42.08 | 15.5069 | 15.08 | 4.3628 | 37.04 | 13.1402 | 14.72 | 4.5151 | 23 | 6.5392 | 41 | 15.4422 | 44.96 | 17.4615 | 15.08 | 4.5851 | 6.98 | 2.5164 | 35.96 | 12.7026 | 15.8 | 4.6976 | 15.98 | 4.6612 | 21.02 | 6.1752 | 12.92 | 4.1204 | 12.92 | 4.0048 | 8422 | #N/A | #N/A
| 42.98 | 15.985 | 15.08 | 4.5872 | 37.94 | 13.5528 | 14.72 | 4.5429 | 24.08 | 6.8571 | 42.8 | 15.7218 | 44.96 | 17.1091 | 10.94 | 3.6359 | 10.94 | 3.5171 | 35.96 | 12.7026 | 14 | 4.3537 | 12.02 | 3.8519 | 21.92 | 6.5695 | 10.94 | 3.7025 | 12.02 | 3.8319 | 8423 | #N/A | #N/A
| 42.98 | 15.9198 | 15.98 | 4.8041 | 33.98 | 11.8631 | 12.38 | 3.9996 | 23 | 6.6603 | 42.08 | 15.7038 | 44.96 | 17.4689 | 12.02 | 4.0142 | 10.94 | 3.5178 | 35.06 | 12.1292 | 12.2 | 3.921 | 10.94 | 3.593 | 23 | 6.9029 | 10.94 | 3.7641 | 12.02 | 3.8325 | 8424 | #N/A | #N/A
| 42.98 | 15.9198 | 17.96 | 5.3262 | 33.08 | 11.3194 | 16.7 | 5.1387 | 23 | 6.7999 | 42.8 | 16.1205 | 44.96 | 17.1943 | 12.92 | 4.2842 | 10.94 | 3.5612 | 33.08 | 11.3241 | 12.2 | 3.921 | 12.02 | 3.8987 | 23 | 6.903 | 15.08 | 5.0788 | 12.92 | 4.0496 | 8425 | #N/A | #N/A
| 42.08 | 15.7018 | 19.04 | 5.7056 | 32 | 10.9224 | 16.7 | 5.3532 | 24.08 | 7.3948 | 42.08 | 15.7038 | 44.96 | 17.1091 | 15.98 | 5.1461 | 12.02 | 3.8746 | 32 | 10.8966 | 12.2 | 4.1226 | 14 | 4.5476 | 26.06 | 7.9426 | 15.08 | 5.0785 | 14 | 4.3636 | 8426 | #N/A | #N/A
| 42.08 | 15.5758 | 19.94 | 5.9754 | 30.92 | 10.3727 | 17.24 | 5.5977 | 26.06 | 8.4624 | 42.08 | 15.7038 | 44.06 | 16.6738 | 17.06 | 5.5436 | 12.92 | 4.1389 | 32 | 10.7633 | 14 | 4.7941 | 15.98 | 5.0913 | 26.96 | 8.1597 | 15.98 | 5.296 | 15.08 | 4.6715 | 8427 | #N/A | #N/A
| 41 | 15.2453 | 19.94 | 6.3909 | 30.92 | 10.5256 | 18.68 | 5.9579 | 21.02 | 7.1357 | 39.02 | 14.6039 | 42.98 | 16.412 | 19.04 | 6.1012 | 14 | 4.3984 | 32 | 10.7912 | 17.6 | 5.7955 | 19.04 | 5.9599 | 28.04 | 8.5126 | 17.96 | 5.7724 | 15.98 | 5.0118 | 8428 | #N/A | #N/A
| 41 | 15.0761 | 21.02 | 6.5801 | 30.92 | 10.5256 | 19.4 | 6.2357 | 19.4 | 6.7093 | 37.04 | 13.6712 | 42.98 | 15.9853 | 21.02 | 6.828 | 14 | 4.5915 | 32 | 10.7633 | 21.2 | 6.8089 | 21.02 | 6.6511 | 28.04 | 8.6938 | 17.96 | 5.8767 | 17.06 | 5.2709 | 8429 | #N/A | #N/A
| 39.92 | 14.5766 | 21.92 | 6.7967 | 30.92 | 10.3675 | 19.4 | 6.3833 | 19.04 | 6.5589 | 35.06 | 12.6702 | 42.08 | 15.7004 | 21.92 | 7.0726 | 15.08 | 5.0575 | 32 | 10.7865 | 23 | 7.9659 | 21.92 | 6.9832 | 26.06 | 8.7379 | 17.96 | 6.2155 | 17.06 | 5.4764 | 8430 | #N/A | #N/A
| 39.02 | 14.0306 | 21.92 | 6.891 | 30.92 | 10.3672 | 19.4 | 6.5435 | 17.96 | 6.1207 | 33.98 | 12.2689 | 39.2 | 14.4729 | 24.8 | 8.1916 | 17.06 | 5.667 | 30.92 | 10.5027 | 24.8 | 8.6198 | 23 | 7.9118 | 26.6 | 9.2784 | 19.04 | 6.6691 | 17.06 | 5.8497 | 8431 | #N/A | #N/A
| 39.02 | 13.7834 | 21.2 | 7.5299 | 30.92 | 10.3672 | 19.4 | 6.5435 | 17.96 | 6.1242 | 33.08 | 11.8114 | 39.92 | 14.818 | 24.08 | 8.0774 | 17.06 | 5.6837 | 32 | 10.8426 | 24.8 | 8.6198 | 24.08 | 8.2818 | 26.6 | 9.2784 | 19.94 | 6.8859 | 17.06 | 5.8722 | 8432 | #N/A | #N/A
| 37.94 | 13.5223 | 23 | 7.9426 | 30.92 | 10.3642 | 21.2 | 7.1507 | 17.06 | 5.8095 | 32 | 11.3925 | 39.02 | 14.1921 | 24.98 | 8.417 | 17.96 | 5.9003 | 32 | 10.7633 | 26.6 | 9.2921 | 24.98 | 8.6648 | 28.4 | 9.9692 | 17.96 | 6.409 | 17.06 | 5.8722 | 8433 | #N/A | #N/A
| 33.98 | 12.0589 | 24.98 | 8.634 | 32 | 10.7772 | 21.2 | 7.1507 | 17.96 | 6.0301 | 32 | 11.123 | 37.04 | 13.4992 | 24.98 | 8.5238 | 19.94 | 6.4495 | 32 | 10.7633 | 26.6 | 9.2921 | 24.98 | 8.6648 | 28.4 | 9.9692 | 19.04 | 6.6691 | 17.06 | 5.8722 | 8434 | #N/A | #N/A
| 35.96 | 12.7036 | 24.98 | 8.6607 | 32 | 10.7772 | 21.2 | 7.1507 | 17.96 | 6.1242 | 32 | 11.2108 | 35.06 | 12.7001 | 26.06 | 8.9181 | 19.94 | 6.7208 | 33.08 | 11.1753 | 28.4 | 9.9841 | 26.06 | 9.1885 | 30.2 | 10.6811 | 19.04 | 6.6691 | 17.06 | 5.8722 | 8435 | #N/A | #N/A
| 33.98 | 11.8947 | 24.98 | 8.642 | 33.08 | 10.882 | 22.82 | 7.816 | 19.04 | 6.3807 | 32 | 11.2108 | 35.96 | 12.9147 | 28.04 | 9.536 | 19.94 | 6.8258 | 33.98 | 11.3915 | 32 | 11.2795 | 28.04 | 9.8196 | 30.2 | 10.6811 | 19.04 | 6.7821 | 17.96 | 6.1861 | 8436 | #N/A | #N/A
| 33.98 | 11.7102 | 24.98 | 8.6607 | 35.96 | 11.5764 | 22.82 | 7.8176 | 19.04 | 6.3842 | 33.08 | 11.6534 | 35.96 | 12.7026 | 37.94 | 13.7221 | 21.92 | 7.5026 | 35.06 | 11.5174 | 33.8 | 12.1935 | 32 | 11.4042 | 33.8 | 12.1745 | 19.04 | 6.6691 | 19.94 | 6.8434 | 8437 | #N/A | #N/A
| 35.06 | 11.9483 | 26.96 | 9.4011 | 35.96 | 11.5764 | 23.36 | 8.0143 | 19.04 | 6.4663 | 35.96 | 12.0423 | 35.96 | 12.7284 | 37.94 | 13.8913 | 23 | 7.8647 | 35.96 | 11.7373 | 33.8 | 12.1935 | 33.08 | 12.0219 | 35.6 | 12.9169 | 19.94 | 6.9989 | 21.02 | 7.2067 | 8438 | #N/A | #N/A
| 35.96 | 12.0202 | 32 | 11.5568 | 37.94 | 11.794 | 23 | 7.9768 | 19.04 | 6.3842 | 35.96 | 11.8759 | 35.06 | 12.1554 | 41 | 15.0241 | 24.08 | 8.2546 | 37.04 | 12.0001 | 37.4 | 13.0634 | 35.06 | 12.8414 | 37.4 | 13.68 | 19.94 | 6.9989 | 21.92 | 7.5397 | 8439 | #N/A | #N/A
| 37.94 | 12.5244 | 33.98 | 12.4161 | 37.94 | 11.7953 | 23 | 7.9768 | 19.94 | 6.6829 | 39.02 | 12.6153 | 35.96 | 12.1896 | 41 | 15.25 | 24.98 | 8.4714 | 37.94 | 12.2188 | 41 | 15.2994 | 33.08 | 12.2049 | 39.2 | 14.4654 | 21.92 | 7.5743 | 23 | 7.9012 | 8440 | #N/A | #N/A
| 37.04 | 11.98 | 32 | 11.5568 | 37.94 | 11.7953 | 23 | 7.9768 | 21.02 | 7.1357 | 37.94 | 11.9417 | 35.96 | 11.8749 | 41 | 15.25 | 26.96 | 9.063 | 37.94 | 12.1964 | 42.8 | 16.1351 | 35.06 | 13.0376 | 42.8 | 16.1083 | 24.08 | 8.3273 | 24.08 | 8.3991 | 8441 | #N/A | #N/A
| 37.94 | 11.8003 | 32 | 11.5568 | 37.04 | 11.6992 | 24.26 | 8.2201 | 21.02 | 7.046 | 37.94 | 11.9411 | 37.94 | 12.2178 | 42.98 | 16.167 | 28.04 | 9.3179 | 37.94 | 12.33 | 46.4 | 18.3704 | 35.96 | 13.2553 | 46.4 | 17.8569 | 24.08 | 8.4608 | 28.04 | 9.9289 | 8442 | #N/A | #N/A
| 37.04 | 11.5817 | 32 | 11.4297 | 37.04 | 11.4423 | 24.8 | 8.4105 | 21.92 | 7.3525 | 35.06 | 11.368 | 35.06 | 11.2434 | 39.2 | 14.4786 | 28.94 | 9.8156 | 35.96 | 11.5856 | 44.6 | 17.4508 | 35.06 | 12.85 | 42.8 | 16.532 | 24.98 | 8.6778 | 28.94 | 10.2843 | 8443 | #N/A | #N/A
| 35.96 | 11.462 | 30.02 | 10.745 | 37.04 | 11.4423 | 25.7 | 8.738 | 21.92 | 7.3525 | 35.06 | 11.3677 | 35.06 | 11.2434 | 37.94 | 13.8949 | 30.02 | 10.2011 | 35.06 | 11.5217 | 42.8 | 16.1351 | 35.06 | 12.8455 | 39.02 | 14.5312 | 24.98 | 8.8192 | 28.94 | 10.2826 | 8444 | #N/A | #N/A
| 35.96 | 11.4434 | 28.94 | 10.3367 | 35.06 | 11.2403 | 24.8 | 8.4105 | 23 | 7.4108 | 35.06 | 11.1016 | 33.98 | 11.6866 | 37.94 | 13.893 | 30.02 | 10.3633 | 35.06 | 11.5205 | 41 | 15.2994 | 35.06 | 12.6855 | 39.02 | 14.1401 | 26.06 | 9.0796 | 28.94 | 10.2781 | 8445 | #N/A | #N/A
| 33.8 | 11.0201 | 28.94 | 10.3325 | 33.08 | 10.0416 | 26.6 | 9.0656 | 23 | 7.41 | 33.98 | 10.9803 | 35.06 | 11.5186 | 39.02 | 13.9804 | 30.92 | 10.5791 | 33.08 | 10.764 | 39.2 | 14.4888 | 35.06 | 12.8389 | 37.94 | 13.7101 | 26.6 | 9.3079 | 28.94 | 10.279 | 8446 | #N/A | #N/A
| 30.92 | 10.3503 | 28.04 | 9.8154 | 33.08 | 10.0416 | 26.6 | 9.0656 | 23 | 7.3267 | 33.08 | 10.6223 | 33.08 | 10.8856 | 39.2 | 14.1278 | 30.92 | 10.7166 | 30.92 | 9.8581 | 39.2 | 14.4888 | 35.96 | 13.059 | 39.02 | 14.1401 | 26.06 | 9.0796 | 28.94 | 10.2781 | 8447 | #N/A | #N/A
| 30.92 | 9.5243 | 28.94 | 10.1653 | 30.02 | 8.6882 | 26.6 | 9.0656 | 24.08 | 7.6667 | 32 | 9.8963 | 33.08 | 10.4865 | 39.02 | 14.363 | 32 | 11.1424 | 30.02 | 8.8438 | 41 | 15.2994 | 35.96 | 13.059 | 42.8 | 15.7103 | 26.96 | 9.4197 | 30.92 | 11.0789 | 8448 | #N/A | #N/A
| 30.02 | 8.8456 | 30.02 | 10.5937 | 28.04 | 7.7663 | 28.4 | 9.739 | 24.08 | 7.5835 | 28.94 | 8.4301 | 32 | 9.5062 | 39.02 | 14.3594 | 33.08 | 11.7375 | 26.96 | 7.8867 | 41 | 15.2994 | 35.96 | 13.2553 | 42.08 | 15.692 | 26.96 | 9.7081 | 30.92 | 11.079 | 8449 | #N/A | #N/A
| 26.96 | 8.0358 | 32 | 11.3986 | 28.04 | 7.7663 | 28.4 | 9.998 | 24.08 | 7.6645 | 26.96 | 8.0342 | 32 | 9.5062 | 39.02 | 14.363 | 35.96 | 12.8109 | 26.06 | 7.5344 | 39.2 | 14.8635 | 37.04 | 13.6861 | 42.8 | 15.7103 | 28.04 | 10.1373 | 32 | 11.6955 | 8450 | #N/A | #N/A
| 26.06 | 7.7368 | 33.08 | 12.0158 | 24.08 | 7.2968 | 29.84 | 10.5716 | 24.98 | 7.7998 | 26.06 | 7.595 | 28.04 | 8.2121 | 39.02 | 14.363 | 35.96 | 12.797 | 24.08 | 6.873 | 41 | 15.6989 | 39.92 | 15.0025 | 42.98 | 16.4057 | 28.04 | 10.1368 | 33.08 | 11.9524 | 8451 | #N/A | #N/A
| 24.08 | 6.8748 | 33.98 | 12.5736 | 23 | 6.7964 | 32 | 11.5173 | 24.08 | 7.5836 | 24.08 | 6.8142 | 26.96 | 7.8113 | 46.94 | 17.8695 | 37.04 | 13.4057 | 21.92 | 6.1934 | 46.4 | 18.3704 | 41 | 15.4595 | 44.06 | 16.8856 | 28.94 | 10.5035 | 33.98 | 12.3747 | 8452 | #N/A | #N/A
| 21.92 | 6.295 | 37.04 | 13.6789 | 23 | 6.7394 | 33.8 | 12.2113 | 24.08 | 7.4897 | 21.92 | 6.1927 | 24.08 | 6.7125 | 46.94 | 17.8665 | 37.94 | 14.0211 | 21.92 | 6.1012 | 48.2 | 18.8076 | 42.98 | 16.4346 | 46.4 | 17.8569 | 28.4 | 10.2814 | 35.06 | 12.8247 | 8453 | #N/A | #N/A
| 19.94 | 5.675 | 37.04 | 13.6789 | 19.04 | 5.3244 | 35.6 | 12.6462 | 24.98 | 7.7058 | 21.02 | 6.1978 | 21.92 | 6.1927 | 48.92 | 19.1302 | 39.92 | 14.7181 | 17.96 | 5.0652 | 48.2 | 18.8076 | 46.94 | 18.117 | 46.4 | 17.8569 | 32 | 11.7805 | 35.06 | 12.9878 | 8454 | #N/A | #N/A
| 17.96 | 5.1981 | 39.02 | 14.7765 | 17.96 | 5.0289 | 35.6 | 12.9565 | 24.08 | 7.5831 | 17.06 | 4.8931 | 19.94 | 5.7163 | 51.08 | 20.2401 | 39.92 | 14.6903 | 17.06 | 4.8483 | 51.8 | 20.7435 | 48.92 | 19.1558 | 48.2 | 18.7748 | 32 | 11.5813 | 37.94 | 14.2796 | 8455 | #N/A | #N/A
| 15.98 | 4.5542 | 39.02 | 14.7765 | 17.96 | 5.0289 | 36.32 | 13.4894 | 24.08 | 7.5822 | 15.98 | 4.5885 | 19.94 | 5.7163 | 51.98 | 20.4395 | 42.8 | 15.8432 | 15.98 | 4.5878 | 53.6 | 21.7631 | 50 | 20.0066 | 50 | 19.9649 | 33.08 | 11.8421 | 39.02 | 14.7612 | 8456 | #N/A | #N/A
| 15.08 | 4.3721 | 44.06 | 17.2222 | 17.06 | 4.7329 | 35.6 | 13.287 | 24.98 | 7.6155 | 15.98 | 4.6703 | 17.96 | 5.2378 | 53.06 | 21.0337 | 48.02 | 17.995 | 15.08 | 4.3706 | 51.8 | 21.3246 | 51.08 | 20.5731 | 51.8 | 20.7059 | 33.08 | 11.6828 | 39.02 | 14.7288 | 8457 | #N/A | #N/A
| 15.08 | 4.3361 | 44.06 | 17.1749 | 15.08 | 4.2263 | 35.6 | 12.9565 | 24.08 | 7.6621 | 15.98 | 4.7178 | 17.96 | 5.29 | 53.06 | 21.3777 | 46.94 | 17.5111 | 15.08 | 4.3347 | 53.6 | 22.3808 | 51.08 | 20.5731 | 51.8 | 20.7059 | 33.08 | 12.0414 | 42.08 | 16.1557 | 8458 | #N/A | #N/A
| 15.98 | 4.5865 | 48.92 | 19.7717 | 15.08 | 4.2263 | 33.8 | 12.5213 | 24.08 | 7.5801 | 17.06 | 5.0189 | 19.94 | 5.87 | 57.02 | 23.3768 | 44.06 | 16.3082 | 15.08 | 4.3685 | 55.4 | 22.8196 | 55.04 | 22.9185 | 51.8 | 20.7059 | 33.08 | 12.0414 | 46.04 | 18.4201 | 8459 | #N/A | #N/A
| 17.96 | 5.1056 | 48.92 | 19.7677 | 15.98 | 4.4711 | 39.02 | 14.766 | 24.98 | 7.7955 | 17.96 | 5.2344 | 21.02 | 6.2443 | 59 | 24.2544 | 42.98 | 16.2945 | 17.06 | 4.8089 | 57.2 | 24.6122 | 57.92 | 24.0225 | 51.8 | 20.7059 | 42.08 | 14.2159 | 48.2 | 19.5771 | 8460 | #N/A | #N/A
| 21.02 | 5.97 | 51.98 | 21.4207 | 17.96 | 5.0243 | 44.42 | 17.388 | 26.96 | 8.0181 | 19.94 | 5.8097 | 21.02 | 6.1892 | 59 | 24.2474 | 42.8 | 16.2509 | 19.04 | 5.3636 | 59 | 25.0521 | 59 | 24.2769 | 55.94 | 23.081 | 37.94 | 13.3999 | 48.92 | 19.6972 | 8461 | #N/A | #N/A
| 21.92 | 6.0959 | 53.96 | 22.2711 | 17.96 | 5.0243 | 45.86 | 18.1228 | 26.96 | 8.0186 | 21.92 | 6.4065 | 21.02 | 6.1892 | 59 | 24.3347 | 42.98 | 16.5517 | 21.02 | 5.8777 | 60.8 | 25.4919 | 57.92 | 24.0215 | 55.4 | 22.7768 | 46.94 | 18.7453 | 48.92 | 19.752 | 8462 | #N/A | #N/A
| 23 | 6.4037 | 55.94 | 22.7537 | 21.02 | 5.8388 | 46.76 | 18.5358 | 26.96 | 8.0192 | 21.92 | 6.3443 | 24.08 | 7.1063 | 57.92 | 23.6012 | 44.06 | 17.0354 | 21.92 | 6.0941 | 59 | 25.0521 | 57.92 | 23.5678 | 55.04 | 22.877 | 46.94 | 18.6912 | 50 | 20.0141 | 8463 | #N/A | #N/A
| 24.98 | 6.922 | 55.94 | 23.071 | 23 | 6.3147 | 46.76 | 18.5863 | 28.04 | 8.2791 | 24.08 | 6.9785 | 24.98 | 7.3222 | 57.02 | 23.3758 | 48.92 | 19.0231 | 24.08 | 6.6619 | 59 | 25.0521 | 57.02 | 23.4014 | 53.96 | 22.2929 | 50 | 20.4057 | 51.08 | 20.273 | 8464 | #N/A | #N/A
| 24.98 | 6.9217 | 57.02 | 23.017 | 23 | 6.3147 | 46.04 | 18.1892 | 28.94 | 8.4139 | 23 | 6.603 | 24.98 | 7.2626 | 57.02 | 23.0457 | 37.04 | 12.8553 | 24.98 | 6.8777 | 59 | 24.3546 | 55.94 | 22.81 | 53.6 | 21.7229 | 42.08 | 15.1556 | 51.08 | 20.2214 | 8465 | #N/A | #N/A
| 24.08 | 6.7042 | 57.02 | 23.017 | 24.98 | 6.8763 | 37.4 | 14.0752 | 30.02 | 8.7546 | 24.08 | 6.8614 | 24.98 | 7.2607 | 57.02 | 23.0069 | 35.6 | 11.7847 | 26.06 | 7.1369 | 55.4 | 22.8196 | 55.94 | 22.7673 | 51.8 | 20.7059 | 39.92 | 14.0373 | 51.08 | 20.2214 | 8466 | #N/A | #N/A
| 23 | 6.497 | 48.02 | 16.7436 | 24.08 | 6.6591 | 38.3 | 12.0661 | 30.02 | 8.6724 | 23 | 6.7162 | 24.08 | 7.0436 | 55.94 | 22.7436 | 33.08 | 10.5214 | 24.98 | 6.9188 | 55.4 | 22.8196 | 55.94 | 22.4213 | 51.08 | 20.5535 | 37.94 | 12.0555 | 37.94 | 13.5201 | 8467 | #N/A | #N/A
| 21.92 | 6.2367 | 44.6 | 15.4394 | 24.08 | 6.6591 | 36.32 | 11.1487 | 26.96 | 7.8704 | 21.92 | 6.4559 | 24.08 | 7.0436 | 48.92 | 18.0767 | 32 | 10.0208 | 23 | 6.442 | 55.4 | 22.8196 | 55.04 | 22.1791 | 48.2 | 18.2939 | 35.96 | 11.0644 | 35.96 | 12.2948 | 8468 | #N/A | #N/A
| 21.92 | 6.1832 | 44.06 | 14.6559 | 23 | 6.3502 | 34.7 | 10.5148 | 24.08 | 7.1768 | 21.92 | 6.3402 | 23 | 6.8413 | 44.96 | 15.0655 | 30.02 | 9.0464 | 21.92 | 6.0531 | 48.2 | 17.8704 | 44.06 | 14.859 | 46.4 | 15.8574 | 33.98 | 10.2483 | 33.98 | 10.3157 | 8469 | #N/A | #N/A
| 21.02 | 6.0194 | 41 | 13.5513 | 21.92 | 6.0082 | 32.9 | 9.7918 | 24.08 | 7.3212 | 21.92 | 6.2811 | 23 | 6.7824 | 42.98 | 13.2441 | 28.94 | 8.6883 | 21.02 | 5.8747 | 44.6 | 14.8032 | 42.08 | 12.7694 | 44.06 | 14.4326 | 33.08 | 9.9396 | 32 | 9.8329 | 8470 | #N/A | #N/A
| 19.94 | 5.6643 | 39.02 | 12.739 | 21.92 | 6.0082 | 32.18 | 9.5011 | 21.02 | 6.5036 | 21.02 | 6.0646 | 24.08 | 7.0414 | 41 | 12.2564 | 28.04 | 8.3778 | 21.02 | 5.8746 | 42.8 | 13.7388 | 39.92 | 12.245 | 42.08 | 13.9482 | 32 | 9.5723 | 30.92 | 9.3718 | 8471 | #N/A | #N/A
| 19.94 | 5.616 | 37.04 | 10.6044 | 21.92 | 6.0899 | 31.1 | 9.1767 | 19.94 | 6.1795 | 21.02 | 6.1223 | 24.08 | 7.0411 | 39.02 | 11.6544 | 26.96 | 7.9602 | 19.94 | 5.6629 | 41 | 12.5253 | 37.94 | 11.7622 | 39.92 | 13.4189 | 30.02 | 9.1958 | 30.02 | 8.8063 | 8472 | #N/A | #N/A
| 19.94 | 5.6639 | 35.06 | 9.818 | 19.94 | 5.6138 | 28.76 | 8.5812 | 17.06 | 5.6313 | 19.94 | 5.8623 | 23 | 6.7809 | 37.94 | 11.1804 | 26.06 | 7.5399 | 19.94 | 5.6627 | 39.2 | 12.0913 | 37.04 | 11.1786 | 41 | 12.4846 | 28.94 | 8.7493 | 28.04 | 8.1001 | 8473 | #N/A | #N/A
| 19.04 | 5.4475 | 33.08 | 8.9642 | 19.94 | 5.6138 | 28.22 | 8.1857 | 15.98 | 5.2259 | 19.94 | 5.8623 | 23 | 6.7809 | 35.96 | 10.51 | 23 | 6.2049 | 19.04 | 5.4883 | 37.4 | 11.4361 | 35.06 | 10.4891 | 37.94 | 11.1719 | 26.96 | 7.8709 | 26.06 | 7.5606 | 8474 | #N/A | #N/A
| 19.04 | 5.4899 | 30.92 | 8.3968 | 19.94 | 5.6617 | 26.06 | 7.1109 | 17.06 | 5.5496 | 19.94 | 5.9237 | 23 | 6.781 | 33.98 | 9.8561 | 21.02 | 5.7695 | 17.96 | 5.2817 | 35.6 | 10.6094 | 33.08 | 9.7371 | 35.96 | 10.6928 | 24.98 | 7.1385 | 24.98 | 6.9475 | 8475 | #N/A | #N/A
| 19.04 | 5.4477 | 30.92 | 8.5005 | 19.94 | 5.6135 | 24.98 | 6.644 | 15.08 | 5.009 | 19.94 | 5.9237 | 23 | 6.8401 | 32 | 8.8727 | 19.94 | 5.6769 | 17.96 | 5.2816 | 33.8 | 10.1759 | 32 | 8.9436 | 35.06 | 10.2831 | 24.08 | 6.7021 | 24.08 | 6.5519 | 8476 | #N/A | #N/A
| 19.04 | 5.3988 | 30.02 | 8.3973 | 19.94 | 5.6135 | 23.72 | 6.353 | 12.92 | 4.4152 | 19.94 | 5.9232 | 23 | 6.8391 | 30.92 | 8.6117 | 17.96 | 5.2427 | 17.96 | 5.281 | 32 | 9.1246 | 30.92 | 8.6823 | 35.06 | 10.2807 | 21.92 | 5.9339 | 23 | 6.3367 | 8477 | #N/A | #N/A
| 19.04 | 5.3988 | 28.94 | 8.3997 | 19.04 | 5.3963 | 21.92 | 6.0435 | 10.94 | 3.8797 | 19.94 | 5.9232 | 23 | 6.8386 | 30.92 | 8.6108 | 17.06 | 4.983 | 17.96 | 5.1855 | 32 | 8.9994 | 28.94 | 8.3374 | 33.98 | 10.2082 | 19.94 | 5.5758 | 21.92 | 5.954 | 8478 | #N/A | #N/A
| 19.04 | 5.4466 | 26.96 | 8.16 | 17.96 | 5.1365 | 19.94 | 5.6692 | 12.02 | 4.1395 | 19.94 | 5.8615 | 23 | 6.8386 | 30.02 | 8.3937 | 15.08 | 4.4189 | 19.04 | 5.3968 | 30.2 | 8.6916 | 30.02 | 8.464 | 33.98 | 10.4136 | 19.04 | 5.4452 | 21.02 | 5.8144 | 8479 | #N/A | #N/A
| 17.96 | 5.2816 | 23 | 6.9036 | 17.96 | 5.1365 | 19.58 | 5.5898 | 6.98 | 2.7464 | 19.94 | 5.8611 | 23 | 6.8386 | 30.02 | 8.3921 | 14 | 4.1971 | 17.96 | 5.1369 | 28.4 | 8.2585 | 28.94 | 8.2025 | 32 | 10.0544 | 19.04 | 5.4858 | 19.94 | 5.6877 | 8480 | #N/A | #N/A
| 19.04 | 5.5868 | 21.02 | 6.2266 | 17.96 | 5.0972 | 18.86 | 5.3742 | 10.04 | 3.5957 | 19.94 | 5.8023 | 21.02 | 6.2347 | 28.94 | 8.1986 | 12.92 | 3.8975 | 17.96 | 5.1365 | 28.4 | 8.2585 | 28.04 | 8.2613 | 30.02 | 9.4538 | 17.96 | 5.2775 | 19.04 | 5.5131 | 8481 | #N/A | #N/A
| 19.94 | 5.9218 | 19.94 | 5.7943 | 17.96 | 5.1346 | 17.6 | 5.0866 | 6.98 | 2.6877 | 19.04 | 5.5858 | 19.94 | 5.9743 | 28.94 | 8.3276 | 12.92 | 3.8962 | 17.06 | 4.9194 | 28.4 | 8.2585 | 26.06 | 7.7027 | 28.04 | 8.5801 | 17.96 | 5.3225 | 17.06 | 5.1384 | 8482 | #N/A | #N/A
| 19.94 | 5.974 | 19.04 | 5.3893 | 17.96 | 5.1346 | 16.88 | 4.8659 | 8.06 | 3.1192 | 19.04 | 5.5845 | 21.2 | 6.3974 | 28.04 | 8.2542 | 12.02 | 3.7181 | 19.04 | 5.4426 | 28.4 | 8.7019 | 24.08 | 7.3041 | 26.96 | 8.5051 | 15.98 | 4.8462 | 15.98 | 4.8307 | 8483 | #N/A | #N/A
| 21.02 | 6.432 | 17.96 | 5.0478 | 19.04 | 5.4827 | 16.7 | 4.7766 | 14 | 4.8101 | 21.02 | 6.1181 | 21.92 | 6.5742 | 26.06 | 7.6963 | 12.92 | 3.9821 | 21.02 | 5.9596 | 26.6 | 8.1086 | 23 | 6.53 | 26.96 | 8.6134 | 15.98 | 4.7466 | 15.98 | 4.8289 | 8484 | #N/A | #N/A
| 23 | 7.0518 | 17.96 | 5.0129 | 21.02 | 6.0567 | 18.5 | 5.2929 | 19.04 | 6.1739 | 23 | 6.7078 | 23 | 7.051 | 24.98 | 7.2402 | 15.08 | 4.37 | 24.08 | 6.7936 | 24.8 | 7.0471 | 21.92 | 6.1708 | 26.6 | 8.6193 | 17.96 | 5.1325 | 17.06 | 5.0342 | 8485 | #N/A | #N/A
| 23 | 7.1475 | 19.94 | 5.4892 | 21.02 | 6.0567 | 20.12 | 5.84 | 23 | 7.1278 | 24.98 | 7.251 | 23 | 7.051 | 26.06 | 7.123 | 15.98 | 4.5868 | 26.06 | 7.3889 | 23 | 6.8346 | 24.08 | 6.7892 | 28.04 | 9.0878 | 19.94 | 5.609 | 19.4 | 5.5944 | 8486 | #N/A | #N/A
| 26.06 | 8.1204 | 23 | 6.1856 | 26.96 | 7.7244 | 21.38 | 6.1066 | 24.98 | 7.6054 | 26.06 | 7.5696 | 26.06 | 8.2204 | 26.96 | 7.4337 | 17.06 | 4.8465 | 28.04 | 7.9187 | 26.6 | 7.9612 | 26.06 | 7.4372 | 28.4 | 9.7125 | 21.92 | 6.0473 | 19.94 | 5.5956 | 8487 | #N/A | #N/A
| 26.96 | 8.3367 | 24.08 | 6.4076 | 30.02 | 8.5189 | 20.48 | 5.787 | 28.04 | 8.4318 | 28.04 | 8.046 | 26.96 | 8.5251 | 28.94 | 8.0139 | 17.96 | 5.1075 | 30.92 | 8.7371 | 28.4 | 8.7019 | 26.06 | 7.5628 | 28.4 | 9.7125 | 21.02 | 5.9175 | 21.92 | 5.9908 | 8488 | #N/A | #N/A
| 28.4 | 8.8694 | 23 | 6.1186 | 30.02 | 8.5189 | 21.92 | 6.0544 | 30.02 | 9.0014 | 28.94 | 8.3992 | 28.04 | 8.8942 | 28.04 | 7.9783 | 17.96 | 5.0636 | 33.08 | 9.3939 | 26.6 | 8.442 | 26.06 | 7.7802 | 30.02 | 9.802 | 21.02 | 6.0118 | 21.02 | 5.8104 | 8489 | #N/A | #N/A
| 30.02 | 9.172 | 21.92 | 5.8589 | 33.08 | 9.391 | 22.28 | 6.1112 | 28.94 | 8.6484 | 30.02 | 8.6585 | 28.4 | 8.8689 | 28.04 | 8.0357 | 17.96 | 5.1075 | 33.98 | 9.6097 | 26.6 | 8.6299 | 24.98 | 7.5196 | 28.94 | 9.5394 | 21.92 | 6.2282 | 21.02 | 5.8551 | 8490 | #N/A | #N/A
| 30.02 | 9.0696 | 19.94 | 5.4891 | 32 | 9.1302 | 21.2 | 5.9115 | 30.02 | 9.0012 | 28.94 | 8.478 | 28.04 | 8.5919 | 26.96 | 7.8486 | 17.06 | 4.8471 | 33.08 | 9.3921 | 26.6 | 8.6299 | 24.08 | 7.3026 | 28.4 | 9.7125 | 21.02 | 6.0575 | 19.94 | 5.5503 | 8491 | #N/A | #N/A
| 28.94 | 8.8078 | 19.94 | 5.4891 | 32 | 9.1302 | 18.86 | 5.4563 | 28.94 | 8.8222 | 26.06 | 7.7835 | 28.04 | 8.5919 | 26.06 | 7.5005 | 12.92 | 3.9838 | 30.02 | 8.6546 | 24.8 | 8.1963 | 24.08 | 7.1585 | 28.4 | 9.7125 | 19.04 | 5.5358 | 19.04 | 5.2985 | 8492 | #N/A | #N/A
| 26.06 | 7.941 | 17.96 | 5.218 | 30.02 | 8.6518 | 15.08 | 4.7371 | 28.04 | 8.7072 | 21.02 | 6.4895 | 28.04 | 8.6905 | 24.98 | 7.2406 | 8.96 | 3.0742 | 28.04 | 8.1771 | 26.6 | 8.8334 | 24.08 | 7.1943 | 28.94 | 9.7945 | 15.08 | 4.7483 | 17.96 | 5.0746 | 8493 | #N/A | #N/A
| 24.98 | 7.5919 | 17.06 | 5.1574 | 28.94 | 8.3904 | 11.84 | 3.8404 | 28.04 | 8.7083 | 24.98 | 7.5918 | 24.98 | 7.7711 | 24.08 | 6.9052 | 8.06 | 2.8151 | 26.06 | 7.78 | 24.8 | 8.3997 | 23 | 6.7316 | 28.4 | 9.7125 | 12.92 | 4.1678 | 17.06 | 4.9031 | 8494 | #N/A | #N/A
| 23 | 7.1153 | 19.04 | 5.576 | 28.94 | 8.3904 | 10.22 | 3.4886 | 28.04 | 8.7089 | 24.98 | 7.6792 | 28.94 | 8.9055 | 24.08 | 6.7874 | 6.08 | 2.2908 | 26.06 | 7.6989 | 24.8 | 8.3997 | 23 | 6.7016 | 30.02 | 9.9371 | 12.02 | 3.8937 | 15.98 | 4.5986 | 8495 | #N/A | #N/A
| 24.08 | 7.4623 | 19.04 | 5.4099 | 26.96 | 7.9132 | 7.52 | 2.7479 | 28.04 | 8.7985 | 26.06 | 8.0307 | 30.02 | 9.3632 | 24.08 | 6.7876 | 6.08 | 2.3396 | 24.98 | 7.4388 | 24.8 | 8.6198 | 23 | 6.7686 | 30.02 | 9.9384 | 10.04 | 3.418 | 15.08 | 4.3471 | 8496 | #N/A | #N/A
| 30.92 | 9.9018 | 19.94 | 5.5675 | 26.06 | 7.6964 | 6.62 | 2.532 | 24.98 | 7.9729 | 24.98 | 7.6784 | 30.02 | 9.5797 | 24.08 | 6.8453 | 5 | 1.9933 | 24.08 | 7.2219 | 24.8 | 8.1963 | 24.08 | 7.1598 | 30.92 | 10.2751 | 8.06 | 2.9422 | 14 | 4.047 | 8497 | #N/A | #N/A
| 30.92 | 9.9011 | 17.06 | 4.8952 | 26.06 | 7.6964 | 6.26 | 2.3936 | 21.92 | 7.2364 | 24.08 | 7.553 | 30.02 | 9.5797 | 24.08 | 6.8454 | 3.92 | 1.7335 | 21.92 | 6.7017 | 24.8 | 8.1963 | 23 | 6.9345 | 30.2 | 10.1467 | 5 | 2.0666 | 14 | 3.9431 | 8498 | #N/A | #N/A
| 30.92 | 10.1706 | 19.04 | 5.3517 | 24.08 | 7.1556 | 4.28 | 1.8613 | 19.04 | 6.4419 | 21.02 | 6.7246 | 30.02 | 9.8153 | 24.8 | 6.948 | 3.92 | 1.6902 | 17.96 | 5.6853 | 24.8 | 8.1963 | 23 | 6.7693 | 30.02 | 10.2087 | 5 | 2.0668 | 14 | 3.9432 | 8499 | #N/A | #N/A
| 33.08 | 11.0246 | 19.04 | 5.4374 | 23 | 6.8954 | 3.92 | 1.7672 | 23 | 7.5863 | 23 | 7.4732 | 30.92 | 10.4385 | 23 | 6.5287 | 1.94 | 1.2146 | 19.94 | 6.1615 | 24.8 | 8.1963 | 23 | 6.6497 | 30.02 | 10.2093 | 5 | 2.0671 | 15.08 | 4.2687 | 8500 | #N/A | #N/A
| 33.08 | 10.7489 | 17.96 | 5.1776 | 23 | 6.8954 | 1.4 | 1.0387 | 19.94 | 6.5779 | 23 | 7.5596 | 32 | 10.7633 | 23 | 6.5285 | 1.94 | 1.215 | 19.04 | 6.0074 | 23 | 7.575 | 21.92 | 6.4428 | 30.2 | 10.4035 | 1.94 | 1.2845 | 14 | 4.0477 | 8501 | #N/A | #N/A
| 33.08 | 10.8077 | 15.8 | 4.6968 | 23 | 6.9577 | 1.04 | 0.93274 | 24.08 | 7.8476 | 21.02 | 6.9953 | 32 | 10.8426 | 23 | 6.6474 | 3.02 | 1.475 | 17.96 | 5.6836 | 23 | 7.2421 | 21.92 | 6.5102 | 28.94 | 10.0792 | -0.04 | 0.72798 | 12.92 | 3.7502 | 8502 | #N/A | #N/A
| 33.08 | 10.8074 | 15.08 | 4.6032 | 23 | 6.9578 | 0.32 | 0.73401 | 23 | 7.4996 | 21.92 | 7.4086 | 30.92 | 10.2861 | 21.92 | 6.4418 | 1.94 | 1.1807 | 15.98 | 5.0771 | 23 | 7.2421 | 21.02 | 6.3531 | 28.04 | 9.5858 | 1.04 | 0.98757 | 12.92 | 3.7507 | 8503 | #N/A | #N/A
| 33.08 | 10.8072 | 15.98 | 4.8195 | 23 | 6.9578 | -0.4 | 0.53638 | 21.92 | 7.2401 | 17.96 | 6.1574 | 30.92 | 10.2861 | 21.02 | 6.2253 | 1.94 | 1.1805 | 15.98 | 5.2078 | 23 | 7.4018 | 21.02 | 6.2952 | 26.06 | 8.8522 | -0.04 | 0.69375 | 12.92 | 3.7893 | 8504 | #N/A | #N/A
| 33.08 | 10.8069 | 15.98 | 4.7971 | 21.92 | 6.6985 | -0.76 | 0.43799 | 21.92 | 7.2407 | 17.06 | 5.7695 | 30.92 | 10.3496 | 21.02 | 6.1116 | 1.04 | 0.92473 | 17.06 | 5.4675 | 23 | 7.4018 | 21.02 | 6.3237 | 24.08 | 8.1404 | 1.04 | 0.988 | 15.08 | 4.3083 | 8505 | #N/A | #N/A
| 33.08 | 10.8064 | 15.98 | 4.8195 | 21.92 | 6.698 | -0.22 | 0.58612 | 21.92 | 7.2416 | 17.06 | 5.7691 | 32 | 10.6953 | 21.92 | 6.3285 | 1.04 | 0.92486 | 15.98 | 5.1346 | 23 | 7.4018 | 21.02 | 6.2554 | 24.08 | 8.1413 | 1.04 | 0.98807 | 14 | 4.0645 | 8506 | #N/A | #N/A
| 30.92 | 10.2843 | 15.98 | 4.7981 | 21.92 | 6.698 | -1.12 | 0.34003 | 19.94 | 6.6829 | 24.98 | 8.4644 | 33.08 | 11.0853 | 21.02 | 6.1732 | 1.04 | 0.92518 | 17.96 | 5.747 | 23 | 7.4018 | 21.02 | 6.229 | 26.96 | 9.208 | 1.04 | 0.98842 | 14 | 4.1259 | 8507 | #N/A | #N/A
| 33.98 | 11.1716 | 15.98 | 4.8195 | 24.98 | 7.5832 | 4.46 | 1.9069 | 23 | 7.5762 | 28.94 | 9.9558 | 37.04 | 12.2033 | 24.08 | 7.0872 | 3.02 | 1.4764 | 23 | 7.196 | 23 | 7.4018 | 23 | 6.7722 | 28.4 | 9.9692 | 5 | 2.0216 | 19.94 | 5.4766 | 8508 | #N/A | #N/A
| 35.96 | 11.6484 | 19.04 | 5.5014 | 28.94 | 8.6232 | 9.5 | 3.1927 | 26.06 | 8.4389 | 33.98 | 11.4646 | 37.94 | 12.4195 | 26.96 | 7.9976 | 8.96 | 3.0358 | 26.6 | 8.2625 | 26.6 | 8.6299 | 26.06 | 7.7047 | 37.04 | 12.8726 | 8.96 | 3.0217 | 21.02 | 5.8582 | 8509 | #N/A | #N/A
| 37.94 | 12.1295 | 23 | 6.5541 | 28.94 | 8.6232 | 14.36 | 4.4709 | 28.04 | 9.1383 | 33.98 | 11.5435 | 37.94 | 12.4195 | 32 | 9.4634 | 15.08 | 4.6513 | 28.04 | 8.6259 | 30.2 | 9.9216 | 28.94 | 8.6383 | 35.6 | 11.9847 | 12.92 | 4.0167 | 24.08 | 7.0772 | 8510 | #N/A | #N/A
| 37.04 | 12.0449 | 30.02 | 8.8996 | 33.8 | 9.9934 | 18.68 | 5.4104 | 30.92 | 10.0756 | 35.96 | 11.7206 | 37.94 | 12.4247 | 32 | 9.6848 | 19.04 | 5.5041 | 32 | 9.7723 | 35.6 | 11.7213 | 33.98 | 10.427 | 35.6 | 12.2852 | 19.04 | 5.4891 | 24.08 | 7.3943 | 8511 | #N/A | #N/A
| 37.04 | 12.0471 | 30.92 | 9.3237 | 33.08 | 10.142 | 23 | 6.5228 | 30.92 | 10.2175 | 35.96 | 11.7864 | 37.94 | 12.4973 | 35.96 | 11.0217 | 23 | 6.5593 | 33.98 | 10.6372 | 39.2 | 12.3309 | 35.06 | 10.8111 | 37.04 | 12.3587 | 21.92 | 6.2825 | 26.06 | 8.1043 | 8512 | #N/A | #N/A
| 37.04 | 12.0486 | 33.8 | 10.1741 | 33.08 | 10.1919 | 25.88 | 7.2352 | 33.98 | 10.8167 | 35.96 | 11.788 | 39.02 | 12.758 | 37.04 | 11.5233 | 26.06 | 7.4183 | 35.96 | 11.2483 | 39.2 | 12.3309 | 35.06 | 10.8141 | 37.04 | 12.2213 | 24.98 | 6.9197 | 28.04 | 8.5826 | 8513 | #N/A | #N/A
| 35.96 | 11.7194 | 33.08 | 10.0067 | 33.98 | 10.6366 | 28.76 | 7.958 | 33.98 | 10.9758 | 35.06 | 11.4403 | 37.04 | 12.28 | 37.4 | 11.8909 | 26.96 | 7.6362 | 35.96 | 11.3876 | 37.4 | 12.1556 | 35.06 | 11.0545 | 37.04 | 12.3672 | 24.98 | 6.9742 | 28.04 | 8.9799 | 8514 | #N/A | #N/A
| 33.98 | 11.1816 | 32 | 9.777 | 33.98 | 10.7683 | 25.7 | 7.253 | 32 | 10.9087 | 33.98 | 11.313 | 35.06 | 11.7354 | 35.96 | 11.8112 | 28.04 | 7.8346 | 35.96 | 11.3876 | 37.4 | 12.1556 | 35.06 | 11.2362 | 35.06 | 11.8922 | 24.08 | 6.8056 | 28.04 | 9.1148 | 8515 | #N/A | #N/A
| 33.08 | 10.9654 | 30.92 | 9.8216 | 33.98 | 10.7683 | 21.02 | 6.1696 | 30.02 | 10.7439 | 33.8 | 11.2789 | 35.06 | 11.7354 | 35.06 | 11.5962 | 28.04 | 7.7768 | 33.98 | 10.9107 | 35.6 | 11.7213 | 32 | 10.4604 | 37.04 | 12.2294 | 21.02 | 6.1297 | 26.96 | 8.8547 | 8516 | #N/A | #N/A
| 30.92 | 10.4434 | 30.92 | 9.9584 | 33.08 | 10.5531 | 22.1 | 6.5734 | 30.92 | 10.9612 | 28.94 | 9.6967 | 33.08 | 11.1572 | 32 | 10.4569 | 26.06 | 7.4246 | 32 | 10.2972 | 35.6 | 12.0007 | 30.92 | 10.3248 | 37.04 | 12.376 | 21.92 | 6.4093 | 26.96 | 8.8547 | 8517 | #N/A | #N/A
| 32 | 10.7641 | 33.98 | 11.0655 | 33.98 | 11.0835 | 21.56 | 6.6437 | 30.92 | 11.1219 | 28.94 | 9.8176 | 33.8 | 11.5554 | 30.92 | 10.0603 | 21.92 | 6.6137 | 30.92 | 10.0867 | 37.4 | 12.7373 | 32 | 10.7749 | 37.04 | 12.5627 | 19.94 | 6.1158 | 26.06 | 8.514 | 8518 | #N/A | #N/A
| 28.94 | 9.8185 | 33.8 | 11.2841 | 33.98 | 11.0281 | 24.8 | 7.7132 | 30.92 | 11.1434 | 28.94 | 9.8196 | 35.96 | 11.9562 | 30.02 | 9.8475 | 21.02 | 6.2143 | 32 | 10.5566 | 37.4 | 12.7373 | 30.92 | 10.5144 | 37.04 | 12.7239 | 19.04 | 6.0399 | 26.06 | 8.4009 | 8519 | #N/A | #N/A
| 30.92 | 10.4473 | 33.8 | 11.2841 | 33.98 | 11.0306 | 24.08 | 7.3472 | 24.8 | 8.8597 | 28.94 | 9.8198 | 35.96 | 11.9555 | 33.08 | 11.328 | 24.08 | 6.8877 | 33.08 | 10.8179 | 37.4 | 13.0634 | 32 | 10.7486 | 39.02 | 13.4009 | 19.04 | 6.0405 | 26.96 | 8.6366 | 8520 | #N/A | #N/A
| 32 | 10.839 | 33.08 | 11.0075 | 33.08 | 10.8664 | 24.98 | 7.58 | 26.96 | 9.4056 | 30.02 | 10.363 | 35.96 | 12.1647 | 32 | 10.9002 | 23 | 6.6924 | 30.92 | 10.2273 | 35.6 | 12.3026 | 33.08 | 11.4539 | 39.2 | 13.7874 | 24.98 | 7.3313 | 26.96 | 8.6366 | 8521 | #N/A | #N/A
| 35.96 | 12.1044 | 32 | 10.7703 | 33.98 | 11.032 | 25.34 | 7.64 | 21.92 | 7.686 | 37.04 | 12.8943 | 37.04 | 12.5384 | 33.08 | 11.328 | 21.02 | 6.2718 | 30.2 | 10.1511 | 33.8 | 12.1935 | 33.08 | 11.4826 | 37.94 | 13.4796 | 26.96 | 7.9495 | 26.06 | 7.7767 | 8522 | #N/A | #N/A
| 37.04 | 12.7032 | 33.08 | 11.0169 | 33.08 | 10.8664 | 27.86 | 8.0743 | 21.02 | 7.4623 | 39.02 | 13.6275 | 37.94 | 12.9174 | 35.96 | 12.3508 | 17.96 | 5.6057 | 28.04 | 9.217 | 33.8 | 11.8679 | 33.08 | 11.4826 | 35.6 | 12.6095 | 26.96 | 7.9498 | 26.06 | 7.7779 | 8523 | #N/A | #N/A
| 37.94 | 13.1181 | 33.08 | 10.2392 | 32 | 10.5607 | 27.86 | 8.1532 | 24.08 | 8.4425 | 39.92 | 13.9316 | 39.02 | 13.375 | 37.04 | 12.5923 | 15.08 | 4.9738 | 26.06 | 8.6366 | 35.6 | 12.6284 | 35.06 | 11.9423 | 37.4 | 13.3522 | 26.96 | 8.0331 | 26.96 | 7.9953 | 8524 | #N/A | #N/A
| 37.94 | 13.1821 | 32 | 9.6792 | 32 | 10.5607 | 26.42 | 7.8067 | 24.98 | 8.6589 | 39.02 | 13.7851 | 39.92 | 13.7731 | 35.96 | 12.3311 | 15.98 | 5.2664 | 24.08 | 7.9428 | 35.6 | 12.9373 | 33.98 | 11.6812 | 37.04 | 12.5834 | 21.02 | 6.765 | 26.06 | 7.7791 | 8525 | #N/A | #N/A
| 39.02 | 13.5611 | 32 | 9.577 | 32 | 10.5626 | 22.28 | 6.785 | 24.98 | 8.6597 | 30.02 | 10.7327 | 41 | 14.1913 | 33.98 | 11.5283 | 17.06 | 5.5265 | 23 | 7.4851 | 37.4 | 13.0634 | 33.08 | 11.1532 | 37.04 | 12.4039 | 17.06 | 5.6513 | 24.08 | 7.3029 | 8526 | #N/A | #N/A
| 37.94 | 13.3648 | 28.94 | 8.8403 | 33.08 | 10.7038 | 16.7 | 5.4301 | 26.96 | 9.283 | 30.92 | 10.95 | 41 | 14.3886 | 33.08 | 10.7384 | 15.08 | 5.0504 | 26.06 | 8.4221 | 33.8 | 11.8679 | 32 | 10.3446 | 35.96 | 11.7005 | 15.08 | 5.0935 | 24.08 | 7.3037 | 8527 | #N/A | #N/A
| 37.04 | 12.7666 | 26.96 | 8.2815 | 33.08 | 10.7038 | 14.72 | 4.9406 | 28.04 | 9.817 | 28.04 | 9.8098 | 41 | 14.3886 | 30.92 | 9.7146 | 15.08 | 5.05 | 28.94 | 9.4407 | 33.8 | 11.287 | 28.04 | 9.1495 | 35.06 | 11.3312 | 10.04 | 3.7415 | 23 | 7.0442 | 8528 | #N/A | #N/A
| 35.06 | 11.8029 | 24.98 | 7.8045 | 32 | 10.3075 | 11.12 | 3.9174 | 28.04 | 9.9514 | 26.06 | 9.0571 | 42.08 | 15.0981 | 28.04 | 8.9223 | 17.96 | 5.9637 | 24.98 | 8.2603 | 30.2 | 9.9216 | 26.06 | 8.4512 | 35.06 | 11.0681 | 10.04 | 3.6817 | 23 | 7.0435 | 8529 | #N/A | #N/A
| 28.04 | 9.6141 | 24.98 | 7.8039 | 30.92 | 10.0487 | 10.94 | 3.8729 | 28.94 | 10.3368 | 28.04 | 9.6143 | 41 | 14.9454 | 24.08 | 7.7664 | 19.94 | 6.6258 | 24.08 | 7.8375 | 28.4 | 9.4877 | 24.98 | 8.2878 | 35.06 | 10.8277 | 8.96 | 3.353 | 21.92 | 6.7828 | 8530 | #N/A | #N/A
| 30.02 | 10.5419 | 26.96 | 8.3612 | 30.92 | 10.0487 | 9.68 | 3.4708 | 30.02 | 10.7461 | 28.04 | 9.6568 | 39.2 | 13.7939 | 26.06 | 8.4429 | 28.04 | 8.7626 | 28.04 | 9.2255 | 28.4 | 9.2672 | 24.08 | 7.9718 | 35.06 | 11.0663 | 8.96 | 3.3522 | 24.08 | 7.386 | 8531 | #N/A | #N/A
| 39.02 | 13.3874 | 30.92 | 9.3148 | 33.98 | 10.9257 | 17.6 | 5.8195 | 30.02 | 10.7439 | 37.94 | 13.6554 | 39.02 | 13.7823 | 33.08 | 10.2305 | 30.92 | 9.5464 | 32 | 10.5723 | 28.4 | 9.4877 | 30.02 | 9.4016 | 35.96 | 11.4217 | 12.92 | 4.5059 | 28.04 | 8.5042 | 8532 | #N/A | #N/A
| 39.92 | 14.0011 | 35.06 | 10.5042 | 35.06 | 11.188 | 26.78 | 8.2412 | 30.02 | 10.7439 | 41 | 14.6293 | 42.08 | 14.8876 | 37.04 | 11.086 | 32 | 9.9202 | 35.96 | 11.5283 | 32 | 9.9308 | 30.92 | 9.4163 | 35.96 | 11.4217 | 19.94 | 6.4125 | 30.92 | 9.3789 | 8533 | #N/A | #N/A
| 41 | 14.4582 | 39.02 | 11.5724 | 35.06 | 11.188 | 33.26 | 10.0049 | 32 | 11.4042 | 42.08 | 14.525 | 44.06 | 15.5075 | 39.02 | 11.663 | 32 | 10.0367 | 39.02 | 12.1501 | 37.4 | 11.2317 | 37.04 | 10.9815 | 39.02 | 12.284 | 28.04 | 8.6287 | 33.98 | 10.3152 | 8534 | #N/A | #N/A
| 44.96 | 14.8378 | 42.08 | 12.4089 | 42.08 | 13.1607 | 36.14 | 10.8077 | 32 | 11.4042 | 44.96 | 15.5357 | 44.96 | 15.7952 | 41 | 12.1407 | 33.08 | 10.2968 | 42.08 | 12.8904 | 39.2 | 11.6653 | 37.94 | 11.3122 | 39.92 | 12.3806 | 37.04 | 11.3244 | 35.06 | 10.5754 | 8535 | #N/A | #N/A
| 44.06 | 14.6239 | 44.06 | 13.0099 | 42.98 | 13.1077 | 37.94 | 11.4576 | 32 | 11.4042 | 46.04 | 15.8003 | 46.04 | 16.1856 | 39.02 | 11.6646 | 33.08 | 10.4057 | 44.06 | 13.3709 | 39.2 | 11.6653 | 39.02 | 11.5732 | 39.92 | 12.38 | 37.94 | 11.5425 | 35.06 | 10.5752 | 8536 | #N/A | #N/A
| 44.06 | 14.6267 | 44.96 | 13.103 | 42.98 | 13.1077 | 38.66 | 11.6923 | 33.8 | 11.8701 | 44.96 | 15.3729 | 44.96 | 15.9262 | 39.92 | 11.8816 | 33.08 | 10.2802 | 44.96 | 13.5896 | 39.2 | 11.6653 | 39.02 | 11.5728 | 39.92 | 12.3795 | 39.02 | 11.6791 | 35.96 | 10.9078 | 8537 | #N/A | #N/A
| 42.98 | 14.705 | 44.06 | 12.7862 | 44.06 | 13.4927 | 34.88 | 10.9521 | 33.98 | 11.9056 | 44.96 | 15.3738 | 44.06 | 15.7089 | 39.02 | 11.6632 | 33.98 | 10.621 | 44.96 | 13.5904 | 39.2 | 11.8699 | 37.94 | 11.4094 | 39.02 | 12.1616 | 39.02 | 11.8003 | 35.06 | 10.6891 | 8538 | #N/A | #N/A
| 42.08 | 14.1502 | 41 | 12.1451 | 42.98 | 13.2337 | 33.8 | 10.4367 | 33.98 | 12.0652 | 42.98 | 14.8959 | 44.06 | 15.7109 | 37.04 | 11.1848 | 33.98 | 10.4947 | 42.98 | 13.2354 | 37.4 | 11.4361 | 35.96 | 10.931 | 39.02 | 12.2817 | 35.06 | 10.8454 | 32 | 9.9517 | 8539 | #N/A | #N/A
| 39.92 | 13.4331 | 37.04 | 11.1894 | 42.98 | 13.2337 | 31.28 | 9.8086 | 30.92 | 10.9861 | 41 | 14.589 | 44.06 | 15.7109 | 35.06 | 10.8297 | 28.94 | 9.2806 | 41 | 12.7599 | 35.6 | 11.0023 | 32 | 9.9759 | 37.94 | 12.1725 | 30.02 | 9.5065 | 32 | 9.9508 | 8540 | #N/A | #N/A
| 39.02 | 13.5971 | 35.96 | 11.1575 | 42.98 | 13.2368 | 27.68 | 8.8243 | 30.92 | 11.1696 | 42.08 | 15.0634 | 42.98 | 15.4585 | 35.06 | 10.8276 | 28.04 | 9.0643 | 41 | 12.7628 | 33.8 | 10.7895 | 28.94 | 9.2366 | 37.94 | 12.1701 | 26.96 | 8.7695 | 30.92 | 9.6899 | 8541 | #N/A | #N/A
| 39.02 | 13.5992 | 33.98 | 10.6798 | 42.98 | 13.3905 | 24.98 | 8.1732 | 33.08 | 11.8529 | 41 | 14.5955 | 44.06 | 15.9464 | 30.92 | 9.8295 | 24.98 | 8.2273 | 35.96 | 11.5469 | 33.8 | 10.7895 | 30.02 | 9.497 | 37.94 | 12.1695 | 24.98 | 8.2912 | 28.94 | 9.2116 | 8542 | #N/A | #N/A
| 37.94 | 12.9571 | 33.08 | 10.4614 | 42.98 | 13.3905 | 25.7 | 8.5013 | 33.08 | 11.856 | 42.08 | 15.0644 | 44.06 | 15.9448 | 26.96 | 8.7528 | 21.92 | 7.3759 | 37.94 | 12.0241 | 32 | 10.1348 | 28.94 | 9.236 | 37.04 | 12.0841 | 24.98 | 8.4126 | 28.04 | 8.9943 | 8543 | #N/A | #N/A
| 39.92 | 13.6322 | 32 | 10.2006 | 39.92 | 12.4993 | 24.62 | 8.1428 | 33.08 | 11.858 | 42.08 | 14.6863 | 44.06 | 15.9437 | 33.08 | 10.3481 | 23 | 7.7496 | 37.94 | 12.0233 | 30.2 | 9.701 | 28.94 | 9.2346 | 37.04 | 11.7967 | 26.96 | 8.8901 | 28.94 | 9.2118 | 8544 | #N/A | #N/A
| 37.94 | 13.1557 | 30.92 | 9.94 | 39.92 | 12.499 | 23.54 | 7.9016 | 33.98 | 12.0774 | 42.08 | 14.4916 | 42.08 | 14.8515 | 30.92 | 9.8271 | 23 | 7.7499 | 37.04 | 11.685 | 33.8 | 10.7895 | 30.02 | 9.6171 | 35.96 | 11.5371 | 24.08 | 8.1955 | 28.04 | 8.994 | 8545 | #N/A | #N/A
| 39.02 | 13.2217 | 32 | 10.1994 | 39.92 | 12.499 | 22.28 | 7.5224 | 33.98 | 12.0781 | 42.08 | 14.4938 | 42.08 | 14.8515 | 28.94 | 9.3497 | 24.08 | 8.1105 | 30.92 | 10.0698 | 33.8 | 10.7895 | 30.92 | 9.8325 | 35.96 | 11.687 | 23 | 7.8142 | 26.96 | 8.7347 | 8546 | #N/A | #N/A
| 39.02 | 13.0647 | 30.92 | 9.8341 | 37.94 | 12.1755 | 23.54 | 7.8651 | 33.08 | 11.5172 | 42.08 | 14.4959 | 42.98 | 14.7113 | 28.04 | 9.2406 | 24.08 | 8.111 | 35.96 | 11.5488 | 32 | 10.3556 | 26.96 | 8.8806 | 35.96 | 11.6894 | 21.92 | 7.5549 | 26.96 | 8.7362 | 8547 | #N/A | #N/A
| 37.04 | 12.4076 | 30.02 | 9.6177 | 35.96 | 11.5462 | 21.56 | 7.3128 | 33.08 | 11.3704 | 42.08 | 14.6935 | 42.98 | 14.908 | 26.06 | 8.659 | 24.98 | 8.3291 | 35.96 | 11.5494 | 30.2 | 9.701 | 24.08 | 8.0658 | 37.04 | 11.9511 | 23 | 7.9395 | 26.06 | 8.5202 | 8548 | #N/A | #N/A
| 32 | 10.8807 | 30.92 | 9.8353 | 35.96 | 11.5462 | 24.26 | 8.1595 | 30.92 | 10.6783 | 41 | 14.4323 | 42.08 | 14.693 | 26.06 | 8.6593 | 26.06 | 8.5902 | 28.94 | 9.5951 | 26.6 | 8.8334 | 24.98 | 8.4052 | 37.04 | 12.0838 | 24.08 | 8.3073 | 28.04 | 8.8817 | 8549 | #N/A | #N/A
| 35.06 | 11.9317 | 30.02 | 9.7259 | 35.96 | 11.8326 | 25.52 | 8.6097 | 32 | 11.1091 | 41 | 14.4342 | 41 | 14.4327 | 24.98 | 8.3999 | 28.04 | 9.0675 | 28.04 | 9.2459 | 24.8 | 8.3997 | 24.98 | 8.4049 | 35.06 | 11.474 | 24.98 | 8.6594 | 28.94 | 9.1001 | 8550 | #N/A | #N/A
| 33.08 | 11.1436 | 30.02 | 9.7281 | 35.96 | 11.6996 | 26.42 | 8.9156 | 30.02 | 10.329 | 41 | 14.436 | 42.08 | 15.0726 | 28.04 | 9.3769 | 28.04 | 9.2085 | 26.06 | 8.6626 | 24.8 | 8.3997 | 28.04 | 9.384 | 35.96 | 11.6927 | 26.06 | 8.9211 | 28.04 | 8.8836 | 8551 | #N/A | #N/A
| 30.92 | 10.4882 | 30.92 | 10.218 | 35.96 | 11.6996 | 25.88 | 8.7651 | 28.04 | 9.6953 | 41 | 14.604 | 42.08 | 15.0726 | 28.94 | 9.7344 | 26.96 | 9.3384 | 26.96 | 8.7579 | 26.6 | 9.0538 | 28.94 | 9.6012 | 37.04 | 12.0869 | 26.06 | 8.9226 | 28.04 | 8.8843 | 8552 | #N/A | #N/A
| 33.08 | 11.1426 | 32 | 10.6001 | 35.96 | 11.8326 | 25.88 | 8.7659 | 30.92 | 10.5446 | 39.92 | 14.3422 | 41 | 14.8083 | 28.94 | 9.7354 | 26.96 | 9.1846 | 24.98 | 8.1829 | 28.4 | 9.7262 | 30.02 | 9.8621 | 37.94 | 12.3041 | 26.06 | 8.924 | 26.96 | 8.626 | 8553 | #N/A | #N/A
| 35.96 | 12.1493 | 30.92 | 10.3427 | 37.94 | 12.476 | 26.24 | 8.8534 | 28.04 | 9.6938 | 39.92 | 14.1747 | 41 | 14.8107 | 28.94 | 9.7376 | 28.04 | 9.4454 | 26.06 | 8.5518 | 28.4 | 9.7262 | 30.02 | 9.7307 | 37.94 | 12.3057 | 26.06 | 8.9248 | 26.96 | 8.6268 | 8554 | #N/A | #N/A
| 35.96 | 12.3279 | 32 | 10.6055 | 37.94 | 12.476 | 27.5 | 9.1134 | 28.94 | 10.0647 | 42.08 | 14.8624 | 42.08 | 15.4732 | 30.92 | 10.4909 | 28.04 | 9.5987 | 26.96 | 8.9843 | 30.2 | 10.1603 | 33.08 | 10.6039 | 39.02 | 12.7344 | 26.96 | 9.1441 | 28.04 | 8.887 | 8555 | #N/A | #N/A
| 42.08 | 14.1602 | 33.98 | 11.0816 | 42.08 | 13.9573 | 28.94 | 9.5529 | 30.92 | 10.5412 | 46.04 | 16.0292 | 46.04 | 16.6251 | 33.98 | 11.6751 | 30.02 | 10.4941 | 37.04 | 12.5863 | 33.8 | 11.5662 | 35.06 | 11.498 | 37.94 | 12.7993 | 28.04 | 9.6701 | 30.92 | 9.7995 | 8556 | #N/A | #N/A
| 46.94 | 15.6768 | 35.06 | 11.3547 | 44.96 | 14.6557 | 29.84 | 9.7485 | 35.06 | 11.8425 | 48.92 | 16.7287 | 48.02 | 17.107 | 37.04 | 12.5985 | 30.02 | 10.4941 | 46.04 | 14.9205 | 37.4 | 13.3725 | 35.96 | 12.163 | 39.92 | 13.8174 | 28.94 | 9.6237 | 30.92 | 10.1858 | 8557 | #N/A | #N/A
| 51.08 | 16.6831 | 35.06 | 11.3547 | 44.96 | 14.6557 | 31.28 | 10.1651 | 37.94 | 12.6863 | 50 | 16.7847 | 48.02 | 17.107 | 37.04 | 12.7609 | 30.92 | 10.7112 | 51.08 | 16.5231 | 41 | 14.9245 | 37.94 | 13.368 | 41 | 14.6057 | 30.92 | 9.9682 | 30.92 | 10.4585 | 8558 | #N/A | #N/A
| 53.06 | 17.1662 | 32 | 11.2165 | 51.98 | 16.7432 | 33.62 | 10.7795 | 41 | 13.6108 | 51.98 | 17.2675 | 50 | 17.5984 | 41 | 14.261 | 32 | 10.9705 | 53.96 | 17.2268 | 41 | 14.9245 | 39.92 | 13.6747 | 42.08 | 15.2631 | 32 | 10.6327 | 35.6 | 11.828 | 8559 | #N/A | #N/A
| 51.98 | 17.2767 | 33.08 | 12.0158 | 53.96 | 17.2282 | 36.14 | 11.4587 | 44.06 | 14.165 | 53.96 | 17.7537 | 48.92 | 17.3422 | 42.08 | 15.2889 | 33.98 | 11.4491 | 57.02 | 17.9734 | 41 | 14.9245 | 39.02 | 13.6407 | 41 | 14.8967 | 35.06 | 11.2497 | 35.06 | 11.7538 | 8560 | #N/A | #N/A
| 51.08 | 16.8925 | 35.96 | 12.8991 | 53.96 | 17.2282 | 38.84 | 12.3599 | 42.98 | 13.7542 | 50 | 17.1925 | 48.92 | 17.5878 | 41 | 14.8475 | 35.06 | 11.7095 | 57.92 | 18.1952 | 41 | 15.2994 | 39.02 | 13.997 | 39.92 | 14.5679 | 37.04 | 11.8516 | 37.04 | 12.4076 | 8561 | #N/A | #N/A
| 48.02 | 16.3257 | 35.06 | 12.6811 | 55.94 | 17.7159 | 39.74 | 12.5749 | 42.08 | 13.3625 | 48.92 | 16.751 | 46.04 | 16.6506 | 42.08 | 15.1114 | 35.96 | 11.9268 | 57.92 | 18.1982 | 41 | 15.2994 | 39.02 | 14.0007 | 39.92 | 14.7491 | 39.92 | 12.8349 | 37.94 | 12.0255 | 8562 | #N/A | #N/A
| 44.96 | 15.4159 | 33.98 | 12.2363 | 53.96 | 17.2389 | 38.12 | 12.3125 | 42.08 | 12.9437 | 46.94 | 17.1184 | 44.06 | 16.1715 | 42.08 | 15.1109 | 35.96 | 11.9268 | 55.94 | 17.7208 | 41.9 | 15.5174 | 39.02 | 14.0002 | 39.92 | 14.7491 | 39.02 | 12.6148 | 35.96 | 11.3999 | 8563 | #N/A | #N/A
| 44.06 | 15.5808 | 33.08 | 12.0172 | 53.96 | 17.2389 | 38.3 | 12.3537 | 39.92 | 12.6975 | 46.94 | 17.1225 | 44.06 | 16.1715 | 39.92 | 13.8495 | 35.06 | 11.875 | 50 | 16.1051 | 42.8 | 15.7354 | 37.94 | 13.3807 | 42.08 | 15.2721 | 39.02 | 12.7807 | 33.98 | 11.0663 | 8564 | #N/A | #N/A
| 46.04 | 16.2468 | 28.94 | 10.3317 | 51.08 | 16.546 | 37.58 | 12.3155 | 37.94 | 12.2164 | 48.02 | 16.5401 | 44.06 | 16.4226 | 37.94 | 12.6462 | 35.06 | 11.7011 | 51.08 | 16.5485 | 42.8 | 15.7354 | 35.96 | 12.5183 | 41 | 14.2545 | 39.02 | 12.778 | 33.8 | 11.1268 | 8565 | #N/A | #N/A
| 46.94 | 16.0726 | 32 | 11.2142 | 51.98 | 16.7666 | 36.5 | 11.9423 | 37.04 | 12.1295 | 48.92 | 16.5482 | 44.06 | 16.4261 | 37.94 | 12.1966 | 35.06 | 11.6981 | 50 | 16.2891 | 41 | 14.9245 | 35.06 | 11.9566 | 39.92 | 13.4556 | 37.94 | 12.5144 | 33.08 | 10.8521 | 8566 | #N/A | #N/A
| 50 | 16.451 | 32 | 11.2125 | 51.98 | 16.7666 | 36.14 | 11.7734 | 35.96 | 11.7313 | 46.94 | 16.2827 | 46.94 | 17.3804 | 37.04 | 11.9777 | 33.98 | 11.4347 | 50 | 16.1088 | 35.6 | 12.3026 | 33.98 | 11.3809 | 39.92 | 13.4556 | 37.04 | 12.2948 | 32 | 10.7108 | 8567 | #N/A | #N/A
| 44.96 | 15.2358 | 32 | 11.2108 | 51.98 | 16.3892 | 36.14 | 11.9602 | 35.96 | 11.4511 | 48.92 | 16.0315 | 46.94 | 16.8893 | 35.96 | 11.7156 | 33.98 | 11.4318 | 51.08 | 16.1728 | 35.6 | 12.0007 | 33.08 | 11.0292 | 39.02 | 13.436 | 37.04 | 12.2928 | 32 | 10.709 | 8568 | #N/A | #N/A
| 44.96 | 15.4329 | 32 | 11.0629 | 51.98 | 16.2291 | 35.96 | 11.8045 | 35.06 | 11.091 | 48.02 | 16.1697 | 46.04 | 16.9171 | 35.06 | 11.496 | 33.98 | 11.4289 | 53.06 | 16.3091 | 33.8 | 11.287 | 32 | 10.7659 | 39.02 | 13.436 | 37.04 | 12.4356 | 33.08 | 10.9663 | 8569 | #N/A | #N/A
| 44.96 | 15.0769 | 32 | 11.0596 | 51.98 | 16.2291 | 35.6 | 11.6878 | 35.96 | 11.17 | 48.02 | 15.8135 | 46.04 | 16.9171 | 33.98 | 11.2324 | 33.98 | 11.4492 | 50 | 15.5685 | 33.8 | 11.287 | 32 | 10.7632 | 39.02 | 13.436 | 37.04 | 12.2868 | 33.08 | 10.9645 | 8570 | #N/A | #N/A
| 42.08 | 14.3824 | 32 | 11.0569 | 50 | 15.564 | 34.7 | 11.4675 | 33.98 | 10.5839 | 46.94 | 15.3714 | 46.94 | 16.6964 | 33.98 | 11.23 | 35.06 | 11.7097 | 37.94 | 12.342 | 33.8 | 11.287 | 32 | 10.761 | 39.02 | 13.2382 | 37.04 | 12.2827 | 30.92 | 10.4421 | 8571 | #N/A | #N/A
| 42.98 | 14.5974 | 35.06 | 11.937 | 48.02 | 15.0831 | 36.14 | 11.7863 | 33.98 | 10.4588 | 46.94 | 15.5524 | 46.04 | 16.2512 | 35.06 | 11.6194 | 35.06 | 11.5466 | 33.08 | 11.0341 | 32 | 10.8527 | 32 | 10.7565 | 39.02 | 13.2382 | 37.04 | 12.281 | 32 | 10.5725 | 8572 | #N/A | #N/A
| 42.08 | 14.3751 | 33.98 | 11.6707 | 48.02 | 15.0831 | 37.04 | 11.948 | 33.08 | 10.1417 | 44.96 | 15.4249 | 46.04 | 15.8546 | 35.06 | 11.6153 | 35.06 | 10.9842 | 33.98 | 11.2454 | 32 | 10.8527 | 33.98 | 11.2305 | 39.02 | 13.0565 | 37.94 | 12.3271 | 32 | 10.5699 | 8573 | #N/A | #N/A
| 37.94 | 12.9888 | 33.98 | 11.6669 | 44.96 | 14.3333 | 34.88 | 11.1046 | 33.08 | 10.1383 | 44.06 | 15.2036 | 44.96 | 15.8009 | 35.96 | 11.6962 | 35.06 | 10.9822 | 33.98 | 11.2421 | 32 | 10.8527 | 32 | 10.7495 | 39.02 | 12.8723 | 37.04 | 11.8211 | 33.08 | 10.8268 | 8574 | #N/A | #N/A
| 44.06 | 14.465 | 33.08 | 11.0048 | 44.06 | 13.968 | 34.52 | 10.7695 | 32 | 9.8766 | 42.98 | 14.7433 | 44.06 | 15.2002 | 33.98 | 11.0643 | 33.98 | 10.8574 | 32 | 10.7619 | 32 | 10.8527 | 35.06 | 11.6174 | 39.02 | 12.7244 | 37.04 | 11.6976 | 33.08 | 10.8521 | 8575 | #N/A | #N/A
| 42.08 | 14.1836 | 30.92 | 10.4823 | 44.06 | 13.968 | 33.98 | 10.5758 | 30.92 | 9.6132 | 39.92 | 13.4617 | 44.06 | 15.2002 | 32 | 10.5842 | 33.08 | 10.5039 | 37.94 | 12.4927 | 33.8 | 11.287 | 35.06 | 11.4829 | 39.02 | 12.7211 | 35.06 | 11.0795 | 30.92 | 10.3038 | 8576 | #N/A | #N/A
| 42.08 | 14.1779 | 32 | 10.7407 | 41 | 12.6468 | 27.86 | 8.9966 | 30.92 | 9.61 | 37.94 | 12.8214 | 39.92 | 13.8375 | 28.04 | 9.3671 | 33.98 | 10.7187 | 37.94 | 12.0354 | 32 | 10.8527 | 33.98 | 11.0676 | 37.94 | 12.2937 | 35.06 | 10.9422 | 30.02 | 9.9398 | 8577 | #N/A | #N/A
| 41 | 13.5565 | 30.02 | 10.2606 | 39.92 | 12.2437 | 23 | 7.6865 | 30.92 | 9.6076 | 39.02 | 12.8964 | 39.92 | 13.8341 | 26.06 | 8.754 | 33.98 | 10.7172 | 39.92 | 12.2475 | 32 | 10.5944 | 28.04 | 9.3707 | 37.94 | 12.4542 | 33.08 | 10.4623 | 28.94 | 9.677 | 8578 | #N/A | #N/A
| 42.08 | 13.4875 | 30.92 | 10.4739 | 39.92 | 12.2437 | 26.24 | 8.6225 | 30.02 | 9.2749 | 39.02 | 13.0738 | 41 | 14.0893 | 32 | 10.7262 | 33.98 | 11.1558 | 39.02 | 12.0281 | 28.4 | 9.7262 | 26.96 | 9.1075 | 39.02 | 12.5462 | 33.08 | 10.7346 | 30.02 | 9.6877 | 8579 | #N/A | #N/A
| 42.08 | 13.3172 | 35.06 | 11.6016 | 39.92 | 12.1036 | 34.34 | 11.0326 | 30.92 | 9.4895 | 42.08 | 13.3165 | 42.98 | 14.3823 | 37.04 | 12.0721 | 35.06 | 11.4161 | 41 | 12.501 | 32 | 10.8527 | 33.98 | 11.2103 | 39.02 | 13.0308 | 30.92 | 10.2112 | 33.08 | 10.4234 | 8580 | #N/A | #N/A
| 41 | 13.2195 | 39.02 | 12.5556 | 42.08 | 12.623 | 39.2 | 12.4008 | 30.92 | 9.4877 | 41 | 12.9199 | 42.98 | 14.1813 | 41 | 12.8929 | 35.96 | 11.5077 | 42.08 | 12.6265 | 37.4 | 12.1556 | 39.02 | 12.5563 | 39.92 | 12.9236 | 39.02 | 12.2848 | 35.06 | 10.8978 | 8581 | #N/A | #N/A
| 42.08 | 13.4825 | 41 | 12.9028 | 42.08 | 12.623 | 41.54 | 12.9146 | 33.08 | 10.0099 | 42.08 | 13.0291 | 42.98 | 14.1813 | 42.98 | 13.2212 | 35.96 | 11.5077 | 44.06 | 12.9976 | 39.2 | 12.8698 | 41 | 12.6297 | 42.08 | 13.4456 | 39.92 | 12.6546 | 37.04 | 11.4851 | 8582 | #N/A | #N/A
| 42.98 | 13.5341 | 42.98 | 13.3814 | 44.96 | 13.2125 | 43.34 | 13.3747 | 33.98 | 10.1387 | 42.98 | 13.2476 | 42.08 | 13.809 | 44.06 | 13.3614 | 39.02 | 12.2052 | 44.96 | 13.0932 | 41 | 12.765 | 42.98 | 13.1084 | 42.98 | 13.4993 | 42.08 | 12.9018 | 39.02 | 12.1011 | 8583 | #N/A | #N/A
| 42.98 | 13.4004 | 44.06 | 13.4917 | 46.04 | 13.3509 | 44.6 | 13.5801 | 35.06 | 10.398 | 44.06 | 13.3853 | 42.08 | 13.8098 | 44.96 | 13.8535 | 41 | 12.4056 | 46.94 | 13.4727 | 42.8 | 13.1991 | 44.96 | 13.4477 | 44.06 | 13.9265 | 42.08 | 12.9023 | 39.92 | 12.3188 | 8584 | #N/A | #N/A
| 42.98 | 13.4007 | 44.96 | 13.8605 | 46.04 | 13.3509 | 44.24 | 13.4446 | 35.06 | 10.397 | 44.96 | 13.7257 | 42.98 | 13.8454 | 46.04 | 14.2456 | 41 | 12.4053 | 48.02 | 13.6201 | 42.8 | 13.1991 | 44.96 | 13.4469 | 44.06 | 13.9259 | 42.98 | 13.1198 | 39.92 | 12.1808 | 8585 | #N/A | #N/A
| 42.98 | 13.5309 | 44.96 | 13.7068 | 46.04 | 13.0495 | 43.16 | 13.0659 | 35.96 | 10.512 | 44.96 | 13.6001 | 42.08 | 13.6243 | 46.04 | 14.1117 | 41 | 12.2974 | 48.02 | 13.529 | 42.8 | 13.1991 | 44.96 | 13.7073 | 44.96 | 14.2848 | 42.98 | 12.9791 | 39.92 | 12.1801 | 8586 | #N/A | #N/A
| 41 | 12.9191 | 42.98 | 13.3811 | 44.96 | 12.7884 | 39.92 | 12.3079 | 35.96 | 10.5112 | 39.92 | 12.6587 | 39.92 | 13.1014 | 44.06 | 13.6337 | 39.02 | 11.8188 | 46.04 | 12.9482 | 42.8 | 13.7388 | 42.08 | 13.012 | 39.92 | 13.2467 | 41 | 12.5011 | 37.94 | 11.5929 | 8587 | #N/A | #N/A
| 37.94 | 12.1778 | 39.02 | 12.2733 | 44.96 | 12.7884 | 34.52 | 10.8456 | 32 | 9.7479 | 33.08 | 10.5912 | 39.92 | 13.1014 | 37.94 | 12.1558 | 30.92 | 9.9752 | 42.98 | 12.1285 | 39.2 | 13.4983 | 37.04 | 11.674 | 37.94 | 12.9236 | 37.04 | 11.545 | 35.96 | 11.1148 | 8588 | #N/A | #N/A
| 33.08 | 10.8521 | 39.02 | 12.2717 | 42.08 | 11.9895 | 34.88 | 10.7816 | 30.02 | 9.2697 | 26.96 | 8.9822 | 37.04 | 12.4012 | 37.94 | 12.5946 | 26.96 | 8.7887 | 33.08 | 10.1283 | 39.2 | 13.4983 | 33.98 | 10.9346 | 39.92 | 13.3997 | 30.92 | 10.2087 | 33.98 | 10.6365 | 8589 | #N/A | #N/A
| 30.02 | 9.9901 | 37.04 | 11.793 | 41 | 11.6468 | 33.8 | 10.5631 | 30.92 | 9.487 | 26.06 | 8.6573 | 37.04 | 12.3981 | 35.96 | 11.9716 | 21.92 | 7.2725 | 30.92 | 9.6073 | 39.2 | 13.4983 | 33.08 | 10.7165 | 39.92 | 13.3986 | 30.92 | 10.2095 | 33.08 | 10.294 | 8590 | #N/A | #N/A
| 26.96 | 8.9788 | 37.04 | 11.6718 | 41 | 11.6468 | 32 | 10.2164 | 28.04 | 9.0004 | 21.92 | 7.3285 | 32 | 11.0363 | 37.04 | 12.3763 | 21.92 | 7.2723 | 28.94 | 9.1291 | 37.4 | 13.0634 | 32 | 10.5773 | 39.02 | 13.3765 | 28.04 | 9.6363 | 33.98 | 10.5112 | 8591 | #N/A | #N/A
| 28.04 | 9.372 | 35.06 | 11.1949 | 39.02 | 11.2501 | 31.82 | 10.3302 | 32 | 9.7477 | 21.92 | 7.4396 | 30.92 | 10.6099 | 35.06 | 11.7547 | 21.92 | 7.3634 | 28.04 | 9.008 | 37.4 | 13.0634 | 32 | 10.7291 | 39.02 | 13.1808 | 30.02 | 9.9925 | 35.06 | 10.7719 | 8592 | #N/A | #N/A
| 26.96 | 8.9776 | 35.96 | 11.2736 | 37.04 | 10.7726 | 32.36 | 10.4835 | 30.92 | 9.5993 | 21.02 | 7.0226 | 33.98 | 11.8375 | 35.96 | 11.9726 | 24.08 | 7.9967 | 24.98 | 8.0613 | 37.4 | 13.0634 | 32 | 10.7291 | 39.92 | 13.3997 | 33.98 | 11.0701 | 35.06 | 10.8983 | 8593 | #N/A | #N/A
| 33.98 | 11.5141 | 35.96 | 11.413 | 37.04 | 10.7726 | 32.9 | 10.6854 | 28.94 | 9.2183 | 28.94 | 9.3497 | 33.98 | 11.8375 | 39.92 | 13.0733 | 23 | 7.7379 | 24.98 | 8.0601 | 39.2 | 13.4983 | 32 | 10.8616 | 39.92 | 13.3993 | 33.98 | 10.9494 | 35.06 | 10.8985 | 8594 | #N/A | #N/A
| 37.04 | 12.2537 | 37.04 | 11.6748 | 35.06 | 10.2955 | 34.34 | 11.0116 | 28.94 | 9.1222 | 32 | 10.0864 | 35.06 | 12.0976 | 41 | 13.3354 | 24.08 | 8.0982 | 24.08 | 7.845 | 41 | 13.9333 | 33.98 | 11.2094 | 39.92 | 13.246 | 35.06 | 11.3336 | 35.96 | 11.1172 | 8595 | #N/A | #N/A
| 33.98 | 11.3503 | 37.04 | 11.6759 | 33.98 | 10.0355 | 33.08 | 10.707 | 33.08 | 10.446 | 30.92 | 9.828 | 33.98 | 11.6586 | 41 | 13.3367 | 24.98 | 8.4393 | 23 | 7.4961 | 39.2 | 13.4983 | 33.08 | 10.9935 | 39.92 | 13.4031 | 33.98 | 11.074 | 35.96 | 11.1182 | 8596 | #N/A | #N/A
| 33.08 | 10.9996 | 37.94 | 11.8923 | 33.98 | 10.0355 | 33.08 | 10.7097 | 35.06 | 11.4697 | 30.92 | 9.9332 | 33.98 | 11.659 | 41 | 13.3374 | 26.06 | 8.7021 | 21.92 | 7.1337 | 39.2 | 13.8077 | 33.98 | 11.3418 | 41 | 13.8589 | 33.08 | 10.7363 | 35.96 | 11.1184 | 8597 | #N/A | #N/A
| 33.08 | 10.9999 | 37.04 | 11.6772 | 33.08 | 9.8183 | 31.46 | 10.2748 | 35.06 | 11.7668 | 30.02 | 9.8488 | 32 | 10.7377 | 39.02 | 12.8601 | 32 | 10.2445 | 23 | 7.3945 | 41 | 14.2429 | 35.06 | 11.7697 | 41 | 13.8612 | 30.02 | 10.0004 | 35.06 | 10.7779 | 8598 | #N/A | #N/A
| 30.92 | 10.3262 | 35.06 | 11.202 | 32 | 9.6605 | 33.26 | 10.853 | 32 | 11.0289 | 26.96 | 8.979 | 32 | 10.8708 | 37.94 | 12.7832 | 33.98 | 10.6157 | 23 | 7.4962 | 41 | 13.9333 | 37.04 | 12.2499 | 41 | 13.8632 | 30.02 | 10.124 | 35.96 | 10.8957 | 8599 | #N/A | #N/A
| 26.96 | 9.2495 | 37.04 | 11.9559 | 32 | 9.6605 | 35.78 | 11.5129 | 32 | 11.0305 | 30.92 | 10.6103 | 32 | 10.8708 | 39.92 | 13.4201 | 37.04 | 11.1313 | 23 | 7.4961 | 41 | 13.9333 | 37.94 | 12.614 | 42.08 | 14.3079 | 33.08 | 11.0174 | 35.06 | 10.7807 | 8600 | #N/A | #N/A
| 28.94 | 9.8461 | 37.04 | 12.2551 | 32 | 9.5582 | 35.96 | 11.6596 | 33.98 | 11.8344 | 21.92 | 7.5341 | 30.92 | 10.323 | 42.08 | 14.4787 | 37.04 | 11.1326 | 24.98 | 8.0612 | 41 | 14.5727 | 39.92 | 13.4328 | 42.98 | 15.0431 | 33.98 | 11.3702 | 33.98 | 10.6482 | 8601 | #N/A | #N/A
| 26.96 | 9.1082 | 37.94 | 12.4766 | 32 | 9.6602 | 36.32 | 11.9862 | 30.02 | 10.3904 | 19.94 | 6.9607 | 30.02 | 10.2573 | 42.08 | 14.6737 | 39.92 | 11.6196 | 26.06 | 8.4327 | 39.2 | 14.1373 | 41 | 14.2293 | 42.08 | 14.83 | 33.98 | 11.3702 | 33.98 | 11.0425 | 8602 | #N/A | #N/A
| 26.96 | 9.107 | 39.92 | 12.9532 | 32 | 9.6602 | 37.4 | 12.4502 | 30.92 | 10.7728 | 23 | 7.9145 | 33.08 | 11.2907 | 42.98 | 15.269 | 41 | 13.1188 | 26.96 | 8.8651 | 41 | 14.9245 | 42.08 | 14.6878 | 42.98 | 15.6595 | 37.04 | 12.4223 | 35.06 | 11.5866 | 8603 | #N/A | #N/A
| 37.94 | 13.1406 | 42.08 | 14.159 | 35.06 | 10.4829 | 37.4 | 12.4502 | 35.06 | 12.2532 | 37.94 | 12.9453 | 41 | 13.879 | 48.02 | 17.3328 | 37.04 | 12.5072 | 33.98 | 10.662 | 44.6 | 16.1713 | 42.98 | 15.2858 | 44.96 | 16.3344 | 37.04 | 12.4554 | 35.06 | 11.8979 | 8604 | #N/A | #N/A
| 41 | 13.5269 | 42.08 | 14.696 | 35.96 | 10.9083 | 35.6 | 12.6462 | 42.08 | 14.6788 | 42.08 | 13.788 | 42.08 | 13.9426 | 48.92 | 18.0194 | 33.98 | 11.7687 | 37.04 | 11.2933 | 48.2 | 17.8704 | 46.94 | 17.09 | 46.04 | 16.9269 | 35.06 | 13.0596 | 35.06 | 12.0777 | 8605 | #N/A | #N/A
| 42.08 | 13.6092 | 42.08 | 15.2659 | 35.96 | 10.9083 | 35.6 | 12.6462 | 51.98 | 18.7652 | 42.98 | 14.0072 | 42.08 | 13.9426 | 48.92 | 18.347 | 35.06 | 12.5621 | 41 | 12.4895 | 48.2 | 17.8704 | 46.94 | 17.5715 | 46.94 | 17.5373 | 35.06 | 13.0596 | 35.06 | 12.8247 | 8606 | #N/A | #N/A
| 44.06 | 14.1212 | 42.08 | 15.6936 | 41 | 12.4874 | 36.32 | 13.2712 | 51.08 | 18.8243 | 42.08 | 13.7923 | 42.98 | 14.1641 | 48.02 | 18.3615 | 35.06 | 12.7663 | 42.98 | 13.23 | 48.2 | 18.3245 | 46.94 | 17.6127 | 46.94 | 17.8204 | 35.06 | 13.0596 | 37.4 | 13.8604 | 8607 | #N/A | #N/A
| 42.98 | 13.6864 | 42.98 | 16.1628 | 42.08 | 13.164 | 37.4 | 13.7224 | 51.98 | 19.2803 | 44.06 | 14.3052 | 42.98 | 14.166 | 48.02 | 18.6508 | 35.06 | 12.7663 | 44.06 | 13.3723 | 48.2 | 18.8076 | 46.94 | 17.8835 | 46.04 | 17.848 | 35.96 | 13.4476 | 37.04 | 13.6689 | 8608 | #N/A | #N/A
| 42.08 | 13.6148 | 42.8 | 16.5552 | 42.08 | 13.164 | 37.4 | 13.7224 | 51.08 | 19.0666 | 41 | 13.5348 | 42.08 | 13.9501 | 44.96 | 16.8989 | 35.96 | 12.9838 | 44.96 | 13.3164 | 46.4 | 17.9819 | 42.98 | 16.4346 | 46.4 | 17.8569 | 39.92 | 14.7874 | 37.94 | 13.8864 | 8609 | #N/A | #N/A
| 39.92 | 13.0919 | 42.98 | 16.4228 | 39.92 | 12.7762 | 41.36 | 15.0892 | 50 | 18.8058 | 41 | 13.6912 | 41 | 13.6881 | 42.98 | 15.9246 | 35.96 | 12.9838 | 44.06 | 13.2327 | 44.6 | 17.2205 | 42.08 | 15.7211 | 42.8 | 16.532 | 41 | 15.272 | 37.94 | 13.8809 | 8610 | #N/A | #N/A
| 39.02 | 12.8739 | 42.98 | 15.9256 | 37.94 | 12.2984 | 38.66 | 14.2158 | 50 | 18.7653 | 37.04 | 12.5774 | 39.02 | 13.2102 | 44.06 | 16.171 | 41 | 14.3431 | 42.08 | 12.7556 | 42.8 | 16.4735 | 42.08 | 15.7075 | 44.06 | 16.6524 | 39.92 | 15.0068 | 39.02 | 14.1362 | 8611 | #N/A | #N/A
| 33.98 | 11.3481 | 41 | 15.2477 | 37.94 | 12.2984 | 39.2 | 14.3785 | 51.08 | 19.4122 | 33.98 | 11.514 | 39.02 | 13.2102 | 42.08 | 15.4946 | 39.92 | 13.9182 | 35.06 | 11.202 | 41 | 15.6989 | 39.92 | 14.7604 | 42.98 | 16.1354 | 39.92 | 14.7756 | 37.94 | 13.6677 | 8612 | #N/A | #N/A
| 30.02 | 10.108 | 39.92 | 14.7558 | 37.94 | 12.7876 | 41.72 | 14.412 | 51.98 | 19.8811 | 30.02 | 10.2607 | 30.92 | 10.6074 | 39.92 | 14.7392 | 39.02 | 13.6987 | 32 | 10.3244 | 39.2 | 14.8635 | 37.04 | 13.6674 | 42.98 | 16.1319 | 42.08 | 14.7312 | 37.94 | 13.6834 | 8613 | #N/A | #N/A
| 28.94 | 9.7261 | 37.94 | 13.8813 | 37.04 | 12.5684 | 41 | 13.9509 | 51.98 | 19.8811 | 26.06 | 8.8936 | 30.02 | 10.3905 | 39.92 | 14.5569 | 39.02 | 13.536 | 30.92 | 10.063 | 39.2 | 14.4888 | 39.02 | 14.1421 | 42.98 | 15.8871 | 42.08 | 14.5595 | 37.04 | 13.0949 | 8614 | #N/A | #N/A
| 28.04 | 9.5075 | 35.96 | 13.0342 | 37.04 | 12.5684 | 41 | 13.9509 | 51.98 | 20.1563 | 26.06 | 8.892 | 30.02 | 10.5538 | 37.94 | 13.6954 | 39.02 | 13.3333 | 30.92 | 10.2012 | 39.2 | 14.4888 | 35.06 | 12.8175 | 42.08 | 15.4716 | 41 | 14.1394 | 37.04 | 13.089 | 8615 | #N/A | #N/A
| 28.04 | 9.5075 | 37.04 | 13.487 | 35.06 | 11.7643 | 40.28 | 13.7115 | 51.98 | 20.1919 | 28.04 | 9.6302 | 28.94 | 10.128 | 39.02 | 13.9548 | 39.02 | 13.3333 | 30.92 | 10.0612 | 37.4 | 13.7018 | 37.04 | 13.4879 | 42.08 | 15.2432 | 39.92 | 13.8439 | 37.04 | 12.7184 | 8616 | #N/A | #N/A
| 30.02 | 10.2566 | 37.94 | 13.6997 | 37.04 | 12.3856 | 40.1 | 13.4676 | 51.08 | 19.9732 | 30.02 | 10.5556 | 30.92 | 10.7694 | 37.04 | 13.2756 | 37.94 | 12.876 | 30.02 | 9.9823 | 37.4 | 13.7018 | 35.96 | 12.8705 | 42.98 | 15.2772 | 39.92 | 13.694 | 35.96 | 12.2669 | 8617 | #N/A | #N/A
| 28.94 | 9.9969 | 37.94 | 13.6965 | 37.04 | 12.3856 | 39.2 | 13.2808 | 51.98 | 20.7768 | 30.02 | 10.5553 | 30.92 | 10.7694 | 35.96 | 12.8553 | 37.94 | 12.8727 | 30.02 | 9.8435 | 37.4 | 13.7018 | 35.96 | 12.8676 | 42.98 | 15.2723 | 39.92 | 13.694 | 35.96 | 12.2647 | 8618 | #N/A | #N/A
| 28.04 | 9.5086 | 37.04 | 13.1265 | 35.06 | 11.7659 | 38.84 | 13.0333 | 51.98 | 20.7851 | 28.04 | 9.6568 | 33.08 | 11.6165 | 35.06 | 12.455 | 37.94 | 12.6875 | 28.94 | 9.5844 | 35.6 | 12.9373 | 33.98 | 12.2054 | 42.08 | 14.8444 | 39.92 | 13.694 | 35.06 | 11.8975 | 8619 | #N/A | #N/A
| 26.06 | 9.0306 | 35.96 | 12.6822 | 35.96 | 11.9822 | 37.58 | 12.6372 | 51.08 | 20.5844 | 33.08 | 11.7762 | 32 | 11.3564 | 35.96 | 12.6709 | 37.94 | 12.6858 | 28.94 | 9.5841 | 35.6 | 12.6284 | 35.06 | 12.4644 | 41 | 14.5808 | 39.92 | 13.4544 | 33.98 | 11.6364 | 8620 | #N/A | #N/A
| 26.96 | 9.107 | 35.06 | 12.4619 | 35.96 | 11.9822 | 37.58 | 12.4867 | 51.8 | 20.7483 | 33.98 | 11.9917 | 30.02 | 10.6967 | 35.96 | 12.6685 | 37.04 | 12.6499 | 26.96 | 8.8663 | 35.6 | 12.6284 | 35.96 | 12.6798 | 39.92 | 14.148 | 39.92 | 13.4521 | 35.06 | 11.8951 | 8621 | #N/A | #N/A
| 28.94 | 9.8433 | 33.08 | 11.7847 | 35.06 | 11.5956 | 37.94 | 12.6894 | 51.98 | 20.7921 | 33.98 | 12.1868 | 30.92 | 10.9123 | 35.96 | 12.6657 | 37.04 | 12.6488 | 28.94 | 9.5805 | 33.8 | 12.1935 | 35.06 | 12.2634 | 39.92 | 14.1453 | 39.92 | 13.4509 | 33.98 | 11.4611 | 8622 | #N/A | #N/A
| 28.94 | 9.993 | 32 | 11.3662 | 35.06 | 11.5934 | 36.14 | 12.1659 | 53.96 | 21.916 | 35.96 | 12.999 | 33.08 | 11.7685 | 37.04 | 12.7305 | 37.04 | 12.4644 | 30.02 | 10.0996 | 33.8 | 12.1935 | 35.96 | 12.4801 | 39.92 | 13.9515 | 39.02 | 13.2332 | 33.98 | 11.4621 | 8623 | #N/A | #N/A
| 30.92 | 10.601 | 32 | 11.1847 | 35.06 | 11.5934 | 33.44 | 11.2872 | 57.02 | 23.3484 | 37.04 | 13.4516 | 33.08 | 11.7685 | 35.96 | 12.3126 | 37.04 | 12.463 | 30.92 | 10.315 | 32 | 11.4331 | 35.06 | 12.1042 | 39.92 | 13.9502 | 39.02 | 13.0742 | 33.98 | 11.4601 | 8624 | #N/A | #N/A
| 30.92 | 10.7643 | 30.92 | 10.7786 | 35.96 | 11.8072 | 29.12 | 10.107 | 57.02 | 23.7426 | 35.96 | 12.9934 | 33.08 | 11.6086 | 33.08 | 11.4346 | 35.96 | 12.2014 | 30.92 | 10.464 | 32 | 11.4331 | 33.98 | 11.6611 | 39.02 | 13.73 | 39.02 | 13.072 | 33.98 | 11.4581 | 8625 | #N/A | #N/A
| 30.92 | 10.7617 | 30.92 | 10.776 | 35.06 | 11.3043 | 26.06 | 9.041 | 59 | 24.5655 | 35.96 | 12.9899 | 33.98 | 11.9787 | 33.08 | 11.4319 | 35.96 | 12.2465 | 30.92 | 10.3102 | 30.2 | 10.6972 | 33.98 | 11.6587 | 39.02 | 13.5727 | 37.94 | 12.8073 | 33.08 | 11.1015 | 8626 | #N/A | #N/A
| 32 | 11.1626 | 33.98 | 11.8349 | 35.06 | 11.3043 | 24.62 | 8.5289 | 57.92 | 24.3018 | 37.94 | 13.6589 | 37.04 | 13.0901 | 35.96 | 12.4595 | 35.96 | 12.0471 | 30.92 | 10.3088 | 30.2 | 10.9984 | 35.06 | 12.0955 | 39.92 | 13.7849 | 39.02 | 13.0651 | 33.98 | 11.3148 | 8627 | #N/A | #N/A
| 39.02 | 13.7226 | 39.02 | 13.0481 | 37.94 | 12.4424 | 34.16 | 11.8837 | 59 | 24.5655 | 39.92 | 14.1352 | 41 | 14.5613 | 39.92 | 13.6064 | 37.04 | 12.1356 | 35.96 | 11.9695 | 35.6 | 12.6284 | 37.94 | 12.9436 | 42.08 | 14.3038 | 41 | 13.5382 | 35.96 | 11.9249 | 8628 | #N/A | #N/A
| 44.06 | 14.6037 | 42.08 | 13.9383 | 39.02 | 12.7005 | 42.26 | 13.653 | 62.06 | 26.0974 | 44.06 | 14.7846 | 44.96 | 15.5171 | 42.98 | 14.3414 | 39.02 | 12.4737 | 41 | 13.3274 | 39.2 | 13.8077 | 41 | 13.679 | 42.98 | 14.5155 | 41 | 13.2086 | 37.94 | 12.261 | 8629 | #N/A | #N/A
| 44.06 | 14.2525 | 42.08 | 13.2877 | 39.02 | 12.7005 | 43.7 | 13.6351 | 60.98 | 26.2832 | 44.96 | 14.6267 | 44.96 | 15.5171 | 44.96 | 14.4665 | 35.6 | 11.5209 | 44.06 | 14.2469 | 41 | 14.2429 | 42.98 | 13.9983 | 44.06 | 14.3972 | 44.06 | 13.7778 | 39.92 | 12.579 | 8630 | #N/A | #N/A
| 42.98 | 13.9913 | 41 | 11.8226 | 39.92 | 13.2978 | 44.78 | 13.7133 | 60.98 | 26.2832 | 44.96 | 14.8238 | 44.96 | 14.8225 | 46.94 | 14.7642 | 37.04 | 11.3296 | 42.98 | 14.0421 | 44.6 | 14.4762 | 46.04 | 14.4112 | 44.06 | 13.3475 | 44.06 | 13.7784 | 39.02 | 12.091 | 8631 | #N/A | #N/A
| 42.08 | 13.4491 | 41 | 11.6373 | 39.2 | 12.8541 | 44.6 | 13.6457 | 57.92 | 24.415 | 44.06 | 14.6052 | 44.06 | 14.6027 | 48.02 | 14.7143 | 37.04 | 10.9926 | 42.08 | 13.5892 | 44.6 | 14.1732 | 44.96 | 13.5769 | 42.98 | 12.8134 | 42.98 | 12.8348 | 37.94 | 11.1495 | 8632 | #N/A | #N/A
| 42.08 | 13.5904 | 39.92 | 11.1936 | 39.92 | 12.918 | 42.98 | 12.7862 | 57.02 | 23.4495 | 42.98 | 14.203 | 42.08 | 13.7706 | 46.94 | 14.0458 | 37.04 | 10.9906 | 41 | 13.1827 | 44.6 | 13.6332 | 42.98 | 12.1971 | 41 | 12.2295 | 42.98 | 12.8333 | 37.94 | 10.8628 | 8633 | #N/A | #N/A
| 39.2 | 12.8598 | 39.02 | 10.9051 | 37.04 | 11.9242 | 40.82 | 12.0397 | 55.94 | 22.7673 | 41 | 13.666 | 39.92 | 13.2464 | 46.04 | 13.118 | 35.06 | 9.7572 | 39.02 | 12.5388 | 42.8 | 12.1689 | 41 | 11.1639 | 39.92 | 11.9662 | 41 | 12.3528 | 37.04 | 10.0046 | 8634 | #N/A | #N/A
| 37.4 | 12.1464 | 37.04 | 10.3459 | 35.96 | 11.392 | 37.76 | 10.4864 | 53.96 | 22.2847 | 37.94 | 12.5891 | 37.94 | 12.587 | 42.08 | 11.4198 | 33.08 | 9.2804 | 37.04 | 11.7783 | 41 | 11.1642 | 39.02 | 10.9059 | 39.02 | 11.3307 | 39.02 | 11.3479 | 33.98 | 9.2079 | 8635 | #N/A | #N/A
| 33.98 | 11.1916 | 32 | 9.2128 | 35.96 | 11.392 | 33.8 | 9.3174 | 51.98 | 20.8841 | 37.04 | 12.4276 | 37.94 | 12.587 | 37.04 | 10.4241 | 30.92 | 8.5153 | 37.04 | 11.8257 | 37.4 | 10.4237 | 35.06 | 9.8065 | 37.94 | 11.3639 | 35.96 | 9.9538 | 32 | 8.8543 | 8636 | #N/A | #N/A
| 30.92 | 10.1808 | 30.92 | 8.8716 | 35.96 | 11.5611 | 31.28 | 8.8739 | 53.06 | 21.5081 | 35.96 | 12.0214 | 33.98 | 11.3205 | 35.06 | 9.9462 | 28.04 | 7.8841 | 32 | 10.4389 | 33.8 | 9.6938 | 33.08 | 9.4736 | 37.94 | 11.4824 | 33.98 | 9.476 | 30.02 | 8.3142 | 8637 | #N/A | #N/A
| 28.94 | 9.5645 | 28.04 | 8.1128 | 35.06 | 11.344 | 31.1 | 8.9179 | 53.6 | 21.7683 | 32 | 10.8444 | 33.08 | 11.1028 | 33.08 | 9.4687 | 26.96 | 7.5021 | 30.92 | 10.0404 | 33.8 | 9.6938 | 32 | 9.2124 | 37.94 | 11.7164 | 30.02 | 8.899 | 28.94 | 8.1166 | 8638 | #N/A | #N/A
| 28.04 | 9.3478 | 24.98 | 7.3752 | 33.98 | 11.0317 | 29.12 | 8.4541 | 53.06 | 21.0549 | 32 | 10.7133 | 30.02 | 10.083 | 32 | 9.2773 | 24.98 | 7.1461 | 30.02 | 9.9607 | 32 | 9.2607 | 30.02 | 8.6539 | 37.94 | 11.5827 | 28.04 | 8.4213 | 26.96 | 7.6396 | 8639 | #N/A | #N/A
| 28.04 | 9.3483 | 26.96 | 7.7194 | 35.06 | 11.4427 | 28.58 | 8.1254 | 51.08 | 19.4122 | 32 | 11.0089 | 32 | 10.8434 | 30.92 | 8.9457 | 24.08 | 6.8669 | 33.08 | 10.9696 | 30.2 | 8.8275 | 28.94 | 8.4732 | 37.04 | 10.9332 | 26.96 | 8.0723 | 26.06 | 7.4226 | 8640 | #N/A | #N/A
| 28.94 | 9.7023 | 26.06 | 7.5016 | 35.96 | 11.6589 | 26.06 | 7.5773 | 46.94 | 16.7647 | 33.08 | 11.268 | 33.08 | 11.2649 | 28.94 | 8.4678 | 21.92 | 6.5303 | 33.98 | 11.3165 | 30.2 | 8.8275 | 28.94 | 8.472 | 35.96 | 10.8766 | 26.06 | 7.9422 | 24.98 | 7.1617 | 8641 | #N/A | #N/A
| 30.02 | 10.2343 | 24.98 | 7.1745 | 35.96 | 11.6589 | 25.52 | 7.4586 | 46.94 | 16.2928 | 35.06 | 12.0679 | 33.08 | 11.2649 | 28.04 | 8.2505 | 21.02 | 6.3725 | 35.06 | 11.5793 | 28.4 | 8.5419 | 28.04 | 8.2544 | 35.06 | 10.6581 | 26.96 | 7.8555 | 24.08 | 6.9449 | 8642 | #N/A | #N/A
| 32 | 10.8457 | 21.02 | 6.346 | 35.96 | 11.6634 | 23.9 | 6.9864 | 41 | 12.9793 | 35.06 | 12.0711 | 35.96 | 12.2865 | 28.04 | 8.1069 | 17.96 | 5.7108 | 33.98 | 11.4847 | 28.4 | 8.5419 | 26.96 | 7.994 | 35.06 | 10.7774 | 24.98 | 7.523 | 24.08 | 6.8223 | 8643 | #N/A | #N/A
| 32 | 10.8461 | 21.92 | 6.5047 | 35.96 | 11.6637 | 22.64 | 6.6166 | 39.02 | 12.3439 | 32 | 11.0106 | 35.96 | 12.1079 | 26.96 | 7.8465 | 15.98 | 5.2343 | 33.98 | 11.3218 | 26.6 | 8.2686 | 26.96 | 7.9938 | 33.98 | 10.5165 | 24.98 | 7.3788 | 23 | 6.5628 | 8644 | #N/A | #N/A
| 30.92 | 10.5867 | 19.94 | 6.1574 | 35.96 | 11.6637 | 19.04 | 5.772 | 37.04 | 11.7392 | 32 | 11.0115 | 33.08 | 11.2692 | 26.06 | 7.6294 | 15.08 | 5.0178 | 35.06 | 11.5839 | 26.6 | 8.2686 | 26.06 | 7.8461 | 33.98 | 10.618 | 24.08 | 7.0885 | 21.92 | 6.3025 | 8645 | #N/A | #N/A
| 30.02 | 10.2396 | 19.04 | 5.8675 | 35.96 | 11.7994 | 17.24 | 5.4774 | 35.06 | 11.3843 | 32 | 11.1571 | 33.98 | 11.6319 | 26.06 | 7.6283 | 15.98 | 5.101 | 35.06 | 11.7513 | 32 | 10.1348 | 24.98 | 7.6725 | 33.08 | 10.4004 | 23 | 6.7701 | 21.02 | 6.1446 | 8646 | #N/A | #N/A
| 33.08 | 11.1116 | 19.94 | 6.0269 | 35.96 | 11.8013 | 18.32 | 5.7015 | 33.98 | 10.8577 | 35.96 | 12.6447 | 37.94 | 13.1191 | 24.98 | 7.4319 | 14 | 4.5576 | 35.06 | 11.5889 | 32 | 10.1348 | 24.08 | 7.5474 | 33.08 | 10.4001 | 21.02 | 6.294 | 19.94 | 5.8859 | 8647 | #N/A | #N/A
| 37.94 | 13.1252 | 19.94 | 5.9611 | 35.96 | 11.8013 | 15.98 | 5.1036 | 33.98 | 10.7212 | 37.04 | 13.089 | 37.94 | 13.1191 | 24.08 | 7.2962 | 15.08 | 4.9452 | 37.04 | 12.2334 | 30.2 | 9.701 | 24.08 | 7.7289 | 32 | 10.1408 | 19.94 | 5.9675 | 19.94 | 5.7789 | 8648 | #N/A | #N/A
| 37.94 | 13.1252 | 19.04 | 5.8109 | 37.04 | 12.3726 | 11.12 | 3.8454 | 33.08 | 10.3947 | 39.02 | 13.5672 | 39.02 | 13.5637 | 24.08 | 7.3652 | 17.06 | 5.2405 | 37.04 | 12.3775 | 30.2 | 9.701 | 28.94 | 9.1927 | 32 | 10.2711 | 17.96 | 5.6163 | 19.04 | 5.5085 | 8649 | #N/A | #N/A
| 39.02 | 13.5677 | 19.94 | 6.0843 | 35.96 | 12.3413 | 13.46 | 4.4738 | 32 | 10.133 | 41 | 14.3968 | 39.92 | 14.1306 | 21.92 | 6.845 | 17.06 | 5.1785 | 37.04 | 12.5592 | 28.4 | 9.2672 | 21.02 | 6.9912 | 32 | 10.2698 | 17.06 | 5.3988 | 19.04 | 5.4652 | 8650 | #N/A | #N/A
| 39.92 | 13.9436 | 21.92 | 6.6336 | 37.04 | 12.7099 | 12.92 | 4.3557 | 30.92 | 9.872 | 42.08 | 14.8274 | 42.08 | 14.6543 | 24.98 | 7.7595 | 23 | 6.3566 | 37.94 | 12.8248 | 24.8 | 8.1963 | 21.92 | 7.295 | 33.08 | 10.7859 | 19.04 | 5.875 | 19.94 | 5.6814 | 8651 | #N/A | #N/A
| 41 | 14.3978 | 26.06 | 7.8423 | 39.92 | 13.7845 | 19.76 | 5.9889 | 32 | 10.1305 | 44.06 | 15.5148 | 42.98 | 15.0408 | 30.02 | 9.1531 | 24.98 | 6.7938 | 39.02 | 13.2439 | 28.4 | 9.4877 | 33.08 | 10.6809 | 35.96 | 11.4791 | 21.92 | 6.5094 | 23 | 6.514 | 8652 | #N/A | #N/A
| 42.08 | 14.8289 | 30.02 | 9.0542 | 39.92 | 13.9938 | 24.44 | 7.0704 | 33.08 | 10.3891 | 44.96 | 16.1375 | 44.06 | 15.6912 | 35.06 | 10.779 | 28.04 | 7.9354 | 42.98 | 14.6892 | 35.6 | 11.4626 | 35.96 | 11.3753 | 37.04 | 11.7404 | 24.98 | 7.1263 | 24.98 | 7.3426 | 8653 | #N/A | #N/A
| 42.08 | 14.8368 | 32 | 9.7225 | 41 | 14.3979 | 27.32 | 7.8556 | 32 | 10.0044 | 46.04 | 16.5995 | 44.06 | 15.6912 | 37.94 | 11.8487 | 30.02 | 8.8333 | 46.94 | 16.4061 | 37.4 | 11.8967 | 35.96 | 11.4532 | 37.4 | 11.8833 | 26.96 | 7.7238 | 26.96 | 8.045 | 8654 | #N/A | #N/A
| 44.06 | 15.7132 | 35.6 | 11.46 | 46.94 | 16.6327 | 30.92 | 8.9675 | 32 | 9.7928 | 48.02 | 17.579 | 44.96 | 16.5819 | 39.02 | 12.2331 | 32 | 9.5786 | 48.92 | 17.1197 | 37.4 | 11.8967 | 37.04 | 11.5052 | 37.04 | 11.7475 | 28.94 | 8.436 | 28.94 | 8.969 | 8655 | #N/A | #N/A
| 44.96 | 16.164 | 35.96 | 11.503 | 48.92 | 17.1547 | 33.8 | 9.8548 | 33.98 | 10.3849 | 48.92 | 17.8044 | 46.04 | 16.8505 | 37.94 | 12.1998 | 32 | 9.5821 | 51.98 | 18.0642 | 37.4 | 11.8967 | 37.94 | 11.8633 | 37.94 | 12.1176 | 30.02 | 8.8121 | 32 | 9.9134 | 8656 | #N/A | #N/A
| 48.02 | 17.1012 | 37.4 | 11.8942 | 48.92 | 17.1235 | 35.24 | 10.8723 | 33.98 | 10.1802 | 48.92 | 17.8561 | 46.04 | 16.8563 | 39.02 | 12.5214 | 32 | 10.113 | 53.06 | 18.3606 | 37.4 | 12.1556 | 39.02 | 12.1274 | 37.94 | 12.1208 | 30.2 | 9.1455 | 33.08 | 10.1774 | 8657 | #N/A | #N/A
| 48.92 | 17.5672 | 37.4 | 12.1527 | 51.08 | 17.8506 | 35.6 | 11.2262 | 33.98 | 10.1792 | 48.02 | 17.8099 | 46.94 | 17.0773 | 39.02 | 12.5245 | 30.92 | 10.2929 | 53.06 | 18.3375 | 37.4 | 12.1556 | 37.04 | 11.7725 | 37.04 | 12.0379 | 30.92 | 9.5301 | 32 | 9.9666 | 8658 | #N/A | #N/A
| 48.02 | 17.3531 | 37.04 | 12.12 | 51.98 | 18.0698 | 31.82 | 10.5327 | 32 | 9.5967 | 48.02 | 17.8553 | 46.04 | 17.1108 | 39.02 | 12.7617 | 30.92 | 10.418 | 53.06 | 18.5767 | 37.4 | 12.1556 | 37.04 | 11.8367 | 37.4 | 12.4193 | 30.02 | 9.6496 | 30.92 | 10.276 | 8659 | #N/A | #N/A
| 48.02 | 17.8231 | 37.04 | 11.932 | 51.98 | 18.0698 | 32 | 10.6072 | 30.92 | 9.335 | 48.02 | 18.0883 | 46.04 | 17.1108 | 39.02 | 13.0898 | 33.08 | 11.0468 | 53.06 | 18.5802 | 37.4 | 12.4352 | 35.96 | 11.8643 | 37.94 | 12.5692 | 30.02 | 10.1049 | 30.02 | 10.2415 | 8660 | #N/A | #N/A
| 46.94 | 17.5643 | 37.04 | 12.12 | 51.98 | 18.3127 | 30.56 | 10.2365 | 30.92 | 9.3333 | 48.02 | 18.3205 | 46.04 | 17.3326 | 39.92 | 13.4657 | 33.08 | 11.3557 | 53.06 | 18.5802 | 37.4 | 12.7373 | 37.4 | 12.4373 | 37.4 | 12.72 | 30.02 | 10.3121 | 30.92 | 10.5654 | 8661 | #N/A | #N/A
| 48.92 | 18.5467 | 37.04 | 12.3826 | 51.98 | 18.3133 | 30.2 | 10.1731 | 30.02 | 9.2185 | 48.02 | 18.6473 | 46.04 | 17.337 | 42.08 | 14.8172 | 35.6 | 12.3777 | 51.08 | 18.1003 | 39.2 | 13.4983 | 37.94 | 12.9361 | 39.02 | 13.3718 | 30.02 | 10.6146 | 30.92 | 10.9286 | 8662 | #N/A | #N/A
| 50 | 18.8088 | 37.04 | 12.7258 | 51.98 | 18.3133 | 30.56 | 10.8714 | 30.02 | 9.2173 | 50 | 19.3776 | 46.04 | 17.6052 | 42.98 | 15.5034 | 37.04 | 13.2016 | 50 | 17.5961 | 39.2 | 13.8077 | 39.02 | 13.7373 | 39.92 | 13.9309 | 30.92 | 11.3204 | 32 | 11.528 | 8663 | #N/A | #N/A
| 48.92 | 18.3141 | 37.04 | 12.9727 | 50 | 17.8339 | 31.46 | 11.2794 | 30.02 | 9.2159 | 50 | 18.8032 | 46.04 | 17.6078 | 42.98 | 15.9246 | 42.08 | 14.9595 | 48.92 | 17.3345 | 41 | 14.9245 | 39.92 | 14.213 | 42.08 | 15.0302 | 33.08 | 11.8421 | 33.98 | 12.3747 | 8664 | #N/A | #N/A
| 46.94 | 17.351 | 37.04 | 13.6789 | 50 | 17.8351 | 32 | 11.7764 | 28.94 | 8.9551 | 48.92 | 18.3113 | 46.94 | 18.0918 | 46.04 | 17.3781 | 44.96 | 16.0657 | 42.98 | 15.2969 | 42.8 | 16.1351 | 42.08 | 15.7211 | 42.8 | 15.3369 | 33.98 | 12.2589 | 35.96 | 13.408 | 8665 | #N/A | #N/A
| 46.04 | 17.1346 | 39.92 | 14.9945 | 50 | 17.8351 | 37.04 | 13.7122 | 28.94 | 8.9531 | 48.02 | 18.0962 | 48.02 | 18.6094 | 50 | 19.2306 | 48.02 | 17.4951 | 42.98 | 15.2973 | 48.2 | 17.8704 | 46.04 | 17.6651 | 44.96 | 16.8394 | 37.04 | 12.9982 | 39.92 | 14.9464 | 8666 | #N/A | #N/A
| 44.96 | 16.6236 | 44.06 | 17.1601 | 48.92 | 17.334 | 37.4 | 14.0752 | 28.94 | 8.8484 | 48.02 | 17.8298 | 46.94 | 17.8346 | 50 | 19.3812 | 50 | 18.2465 | 44.96 | 16.1851 | 50 | 19.2448 | 50 | 19.6704 | 46.4 | 17.4052 | 42.08 | 14.0017 | 42.08 | 16.1557 | 8667 | #N/A | #N/A
| 44.06 | 16.4078 | 46.04 | 17.8884 | 50 | 17.5945 | 42.8 | 16.1603 | 26.96 | 8.3704 | 46.94 | 17.5685 | 46.04 | 17.6156 | 53.96 | 21.5706 | 50 | 18.4823 | 44.96 | 16.1851 | 53.6 | 21.1815 | 53.06 | 21.3778 | 51.98 | 20.7313 | 42.08 | 14.0159 | 44.06 | 17.1206 | 8668 | #N/A | #N/A
| 39.02 | 14.1316 | 51.8 | 20.7362 | 50 | 17.5945 | 46.4 | 17.9162 | 28.04 | 8.6282 | 44.96 | 16.8695 | 44.96 | 17.0825 | 55.94 | 22.3591 | 50 | 18.4946 | 35.6 | 12.6156 | 53.6 | 21.7631 | 53.96 | 21.6189 | 53.06 | 21.0023 | 46.4 | 15.2597 | 48.02 | 18.6007 | 8669 | #N/A | #N/A
| 37.94 | 13.7181 | 53.06 | 21.0428 | 48.02 | 16.691 | 46.4 | 18.4014 | 26.96 | 8.469 | 42.98 | 16.1401 | 44.96 | 16.8664 | 55.04 | 22.1564 | 48.92 | 18.4893 | 35.06 | 12.2873 | 55.4 | 22.2015 | 55.4 | 22.2067 | 53.06 | 21.3699 | 48.92 | 15.8761 | 51.08 | 19.9006 | 8670 | #N/A | #N/A
| 46.04 | 16.4469 | 55.94 | 22.1419 | 46.94 | 16.0372 | 48.2 | 18.8385 | 26.06 | 8.1475 | 41 | 15.4186 | 44.06 | 16.6494 | 55.94 | 22.3868 | 48.02 | 18.0291 | 33.08 | 11.3241 | 55.4 | 22.8196 | 55.04 | 21.8818 | 53.06 | 21.3794 | 48.92 | 15.8685 | 51.8 | 19.9192 | 8671 | #N/A | #N/A
| 42.98 | 15.4797 | 57.02 | 22.7194 | 46.94 | 16.0372 | 50 | 19.792 | 24.98 | 7.8856 | 41 | 15.4164 | 44.06 | 16.6494 | 55.94 | 22.079 | 46.94 | 17.7333 | 30.92 | 10.4886 | 57.2 | 23.2584 | 55.4 | 22.2067 | 53.6 | 21.144 | 50 | 15.7837 | 50 | 19.675 | 8672 | #N/A | #N/A
| 44.06 | 15.7386 | 57.02 | 22.7258 | 44.96 | 15.1913 | 48.2 | 18.8385 | 24.98 | 7.9857 | 39.92 | 14.9571 | 39.92 | 14.7568 | 57.02 | 22.3419 | 48.92 | 18.5316 | 30.92 | 10.5027 | 55.4 | 22.2015 | 57.02 | 22.3639 | 51.8 | 20.7059 | 48.92 | 15.8685 | 48.92 | 19.4161 | 8673 | #N/A | #N/A
| 44.06 | 15.3444 | 55.94 | 22.4653 | 44.06 | 14.8139 | 50 | 19.2756 | 24.08 | 7.7662 | 39.02 | 14.3332 | 41 | 14.9904 | 55.94 | 22.1176 | 48.92 | 18.2518 | 32 | 10.878 | 55.4 | 22.2015 | 55.94 | 22.1484 | 51.98 | 20.4674 | 48.92 | 15.8914 | 50 | 19.6866 | 8674 | #N/A | #N/A
| 44.06 | 15.1726 | 57.02 | 22.4296 | 44.06 | 14.8139 | 50.36 | 19.5012 | 24.98 | 8.0699 | 41 | 14.807 | 42.08 | 15.4732 | 55.94 | 22.1211 | 48.92 | 18.2132 | 32 | 10.8749 | 55.4 | 22.2015 | 53.96 | 21.669 | 51.8 | 20.1615 | 50 | 15.6041 | 50 | 19.6874 | 8675 | #N/A | #N/A
| 44.96 | 15.3848 | 57.02 | 22.079 | 44.96 | 15.0235 | 50.9 | 19.6346 | 28.04 | 8.9165 | 44.96 | 15.7585 | 44.96 | 16.1632 | 55.94 | 22.122 | 46.94 | 17.5111 | 42.08 | 14.6835 | 53.6 | 21.7631 | 53.96 | 21.669 | 51.8 | 20.7059 | 51.08 | 17.5314 | 51.08 | 19.9006 | 8676 | #N/A | #N/A
| 46.94 | 15.8633 | 57.02 | 22.0756 | 46.94 | 15.5022 | 51.62 | 19.9128 | 30.92 | 9.6081 | 46.04 | 15.6427 | 46.04 | 15.8105 | 55.04 | 21.9046 | 48.92 | 17.7663 | 46.94 | 15.5072 | 51.8 | 20.7435 | 55.04 | 21.932 | 51.8 | 20.7059 | 51.98 | 19.9568 | 50 | 19.125 | 8677 | #N/A | #N/A
| 48.02 | 15.9318 | 57.2 | 20.9875 | 46.94 | 15.5022 | 53.06 | 20.1705 | 33.08 | 10.2251 | 46.94 | 15.8636 | 46.04 | 15.8105 | 55.04 | 22.2144 | 46.04 | 16.1984 | 50 | 15.8694 | 51.8 | 20.7435 | 55.94 | 22.1009 | 53.6 | 21.7229 | 53.06 | 19.9741 | 50 | 19.135 | 8678 | #N/A | #N/A
| 48.92 | 16.1516 | 57.02 | 20.6247 | 48.92 | 15.1201 | 53.78 | 19.6618 | 35.06 | 10.7034 | 48.02 | 15.933 | 46.94 | 16.0348 | 55.04 | 21.9309 | 44.96 | 14.7895 | 48.92 | 15.4507 | 50 | 20.3055 | 55.04 | 21.8818 | 51.08 | 20.2718 | 51.98 | 19.1848 | 50 | 18.8393 | 8679 | #N/A | #N/A
| 48.02 | 15.7768 | 57.92 | 20.3349 | 50 | 15.2159 | 54.14 | 19.0349 | 37.04 | 11.1809 | 48.92 | 15.993 | 48.02 | 16.1256 | 55.04 | 22.1564 | 42.98 | 13.9584 | 51.08 | 15.7927 | 55.4 | 22.8196 | 53.96 | 21.6189 | 50 | 19.7239 | 53.6 | 18.3795 | 48.92 | 17.8609 | 8680 | #N/A | #N/A
| 48.02 | 15.5948 | 55.94 | 18.9299 | 50 | 15.2159 | 51.44 | 16.8115 | 37.94 | 11.3973 | 48.92 | 15.8118 | 48.02 | 15.9316 | 55.94 | 21.7347 | 42.08 | 13.5873 | 51.98 | 15.865 | 55.4 | 22.8196 | 53.96 | 21.2739 | 51.98 | 20.4924 | 50 | 16.7012 | 48.92 | 17.8112 | 8681 | #N/A | #N/A
| 46.94 | 15.3334 | 53.96 | 16.8959 | 50 | 14.9289 | 48.2 | 15.5445 | 37.94 | 11.2977 | 48.92 | 15.612 | 46.94 | 15.6687 | 57.92 | 21.6804 | 39.02 | 12.3797 | 50 | 15.2181 | 50 | 20.3055 | 57.02 | 19.6348 | 51.98 | 20.218 | 50 | 16.3385 | 48.02 | 15.5879 | 8682 | #N/A | #N/A
| 42.98 | 14.3741 | 50 | 15.5917 | 48.92 | 14.8203 | 44.6 | 14.415 | 35.96 | 10.8195 | 46.94 | 14.9755 | 44.06 | 14.9711 | 57.02 | 20.0903 | 37.04 | 11.7742 | 46.94 | 14.4797 | 50 | 19.759 | 53.96 | 18.643 | 48.92 | 18.1077 | 44.06 | 14.35 | 42.98 | 13.684 | 8683 | #N/A | #N/A
| 35.96 | 12.1417 | 46.94 | 14.6999 | 48.92 | 14.8203 | 39.56 | 12.8681 | 33.08 | 10.1239 | 42.08 | 13.9574 | 44.06 | 14.9711 | 53.96 | 18.8651 | 35.96 | 11.6401 | 44.96 | 13.9994 | 50 | 19.2448 | 51.08 | 17.3247 | 48.02 | 16.7433 | 39.92 | 13.0149 | 39.02 | 12.4251 | 8684 | #N/A | #N/A
| 33.08 | 11.4443 | 44.06 | 13.8306 | 46.04 | 14.2552 | 38.3 | 12.3402 | 32 | 9.862 | 33.98 | 11.5173 | 39.02 | 13.9429 | 50 | 16.4645 | 35.96 | 11.6331 | 41 | 12.9101 | 46.4 | 17.8877 | 48.02 | 15.4514 | 46.04 | 15.8619 | 37.94 | 12.3656 | 35.96 | 11.5567 | 8685 | #N/A | #N/A
| 28.94 | 10.0017 | 41 | 13.089 | 44.96 | 13.9937 | 37.76 | 12.1299 | 32 | 9.862 | 33.98 | 11.3493 | 37.04 | 13.2668 | 46.94 | 15.1773 | 35.06 | 11.151 | 41 | 12.9083 | 46.4 | 16.2315 | 44.06 | 14.1464 | 44.96 | 15.0713 | 37.94 | 12.3636 | 33.98 | 10.9323 | 8686 | #N/A | #N/A
| 28.94 | 9.8504 | 39.92 | 12.8271 | 44.96 | 13.9937 | 37.58 | 12.0318 | 28.04 | 9.0039 | 35.06 | 11.9205 | 37.04 | 13.2668 | 44.06 | 14.3187 | 35.6 | 11.2769 | 39.02 | 12.4319 | 44.6 | 15.1132 | 42.08 | 13.3515 | 42.98 | 14.2071 | 37.04 | 12.1439 | 33.08 | 10.8584 | 8687 | #N/A | #N/A
| 30.02 | 10.1121 | 39.92 | 12.8251 | 42.08 | 13.1679 | 37.22 | 11.843 | 30.02 | 9.3842 | 33.08 | 11.4439 | 37.94 | 13.4874 | 41 | 13.0802 | 35.06 | 11.1482 | 30.92 | 10.2054 | 41 | 13.6068 | 39.02 | 12.4751 | 42.08 | 14.1859 | 37.04 | 12.0075 | 33.08 | 10.8578 | 8688 | #N/A | #N/A
| 26.96 | 9.1137 | 39.92 | 12.9938 | 39.92 | 12.6483 | 37.22 | 11.6975 | 30.92 | 9.6012 | 35.96 | 12.1395 | 37.04 | 12.9329 | 39.02 | 12.4676 | 33.98 | 10.8882 | 33.08 | 10.8488 | 39.2 | 12.8698 | 37.04 | 11.8438 | 41 | 13.7271 | 37.04 | 12.0072 | 33.08 | 10.7119 | 8689 | #N/A | #N/A
| 26.06 | 8.6592 | 39.02 | 12.7762 | 39.92 | 12.6483 | 37.04 | 11.7021 | 30.92 | 9.6002 | 30.92 | 10.4821 | 37.04 | 12.9329 | 37.94 | 12.2068 | 33.98 | 11.032 | 28.94 | 9.4576 | 37.4 | 12.1556 | 35.06 | 11.3654 | 41 | 13.9253 | 37.04 | 11.8522 | 33.08 | 10.5724 | 8690 | #N/A | #N/A
| 26.06 | 8.7666 | 39.02 | 12.7765 | 37.94 | 12.0192 | 37.4 | 11.6718 | 30.02 | 9.4818 | 33.08 | 11.4484 | 35.06 | 12.1045 | 37.04 | 11.9893 | 33.98 | 11.0305 | 30.02 | 9.7179 | 35.6 | 11.7213 | 35.06 | 11.3654 | 39.92 | 13.4666 | 37.04 | 11.8525 | 33.08 | 10.5729 | 8691 | #N/A | #N/A
| 28.04 | 9.5168 | 37.94 | 12.5162 | 37.94 | 12.0192 | 37.04 | 11.6316 | 28.04 | 9.0048 | 37.04 | 12.4041 | 32 | 11.0416 | 35.96 | 11.5754 | 33.98 | 11.0305 | 28.94 | 9.4574 | 33.8 | 11.0285 | 33.98 | 11.1055 | 39.92 | 13.3084 | 37.04 | 11.8531 | 33.08 | 10.5729 | 8692 | #N/A | #N/A
| 33.98 | 11.2222 | 37.94 | 12.5145 | 37.94 | 12.0192 | 37.22 | 11.5588 | 30.02 | 9.6039 | 35.96 | 11.8309 | 35.06 | 11.9228 | 35.06 | 11.2326 | 33.08 | 10.8135 | 28.04 | 9.2392 | 33.8 | 11.0285 | 35.06 | 11.3634 | 39.92 | 13.3043 | 37.04 | 11.8519 | 33.08 | 10.5719 | 8693 | #N/A | #N/A
| 33.98 | 11.2197 | 37.94 | 12.3444 | 35.96 | 11.4162 | 36.14 | 11.2088 | 30.92 | 9.9269 | 35.06 | 11.6118 | 35.06 | 11.9218 | 35.96 | 11.4485 | 33.08 | 10.6705 | 28.04 | 9.1318 | 30.2 | 10.1603 | 35.06 | 11.3616 | 39.02 | 13.0854 | 35.96 | 11.467 | 33.08 | 10.5714 | 8694 | #N/A | #N/A
| 37.94 | 12.3074 | 37.04 | 12.126 | 35.96 | 11.414 | 36.68 | 11.382 | 30.92 | 10.0611 | 33.08 | 11.0008 | 33.98 | 11.5156 | 35.96 | 11.5704 | 33.08 | 10.6694 | 26.96 | 8.8694 | 32 | 10.5944 | 35.06 | 11.3613 | 39.02 | 13.0847 | 35.96 | 11.4661 | 33.08 | 10.4589 | 8695 | #N/A | #N/A
| 37.04 | 12.0909 | 37.04 | 12.124 | 35.96 | 11.414 | 35.96 | 11.1838 | 30.92 | 10.3237 | 33.98 | 11.2176 | 33.98 | 11.5156 | 37.04 | 11.8291 | 33.8 | 11.0869 | 26.06 | 8.5312 | 33.8 | 11.287 | 35.96 | 11.4539 | 39.02 | 12.9015 | 35.96 | 11.4633 | 33.08 | 10.4564 | 8696 | #N/A | #N/A
| 39.02 | 12.5665 | 37.04 | 11.9876 | 35.96 | 11.2733 | 34.52 | 10.8131 | 30.92 | 10.4758 | 33.08 | 10.8463 | 37.04 | 12.397 | 37.94 | 11.922 | 32 | 10.5485 | 24.08 | 7.956 | 33.8 | 11.287 | 35.96 | 11.5749 | 39.92 | 13.116 | 35.06 | 11.1027 | 33.08 | 10.5656 | 8697 | #N/A | #N/A
| 37.94 | 12.1697 | 37.04 | 12.1192 | 37.04 | 11.3983 | 34.34 | 10.8791 | 33.8 | 11.2889 | 32 | 10.461 | 37.04 | 12.3922 | 37.94 | 11.9192 | 32 | 10.4027 | 26.06 | 8.5283 | 35.6 | 11.7213 | 35.96 | 11.4497 | 39.92 | 12.5144 | 33.98 | 10.9809 | 32 | 10.3069 | 8698 | #N/A | #N/A
| 39.02 | 12.5602 | 37.04 | 12.1179 | 37.04 | 11.3983 | 34.88 | 10.9617 | 33.98 | 11.5541 | 30.92 | 10.2 | 37.94 | 12.6074 | 37.94 | 11.9173 | 30.92 | 10.418 | 26.96 | 8.8651 | 35.6 | 11.7213 | 35.96 | 11.5705 | 39.02 | 12.5815 | 35.06 | 11.0976 | 32 | 10.3069 | 8699 | #N/A | #N/A
| 41 | 13.2013 | 37.04 | 12.2821 | 37.94 | 11.6132 | 36.14 | 11.1553 | 35.96 | 12.4782 | 37.04 | 11.9489 | 39.02 | 13.2034 | 39.02 | 12.1752 | 32 | 10.2627 | 33.98 | 11.3385 | 35.6 | 11.7213 | 37.94 | 12.0454 | 39.92 | 13.108 | 35.96 | 11.3135 | 32 | 10.0614 | 8700 | #N/A | #N/A
| 42.98 | 13.8245 | 39.02 | 12.3033 | 39.92 | 12.091 | 35.6 | 11.013 | 39.92 | 14.1654 | 39.92 | 12.6425 | 42.08 | 13.9426 | 41 | 12.5108 | 32 | 10.272 | 39.92 | 12.3666 | 37.4 | 11.8967 | 39.92 | 12.3993 | 39.02 | 12.2912 | 35.96 | 11.3106 | 33.08 | 10.3203 | 8701 | #N/A | #N/A
| 42.98 | 13.8258 | 39.92 | 12.0153 | 39.92 | 12.091 | 36.5 | 11.3702 | 41 | 14.4742 | 42.08 | 13.4651 | 42.08 | 13.9426 | 39.92 | 12.009 | 32 | 10.272 | 42.98 | 13.1058 | 39.2 | 12.3309 | 39.92 | 11.8928 | 39.02 | 12.1696 | 35.96 | 11.4516 | 33.98 | 10.3187 | 8702 | #N/A | #N/A
| 44.06 | 14.0911 | 39.92 | 11.8926 | 44.06 | 13.092 | 38.66 | 11.7395 | 39.92 | 14.213 | 44.06 | 13.9447 | 44.06 | 14.6237 | 42.08 | 12.773 | 33.08 | 10.4111 | 44.06 | 13.0955 | 39.2 | 11.8699 | 41 | 11.9427 | 41 | 12.6479 | 35.96 | 11.3111 | 35.96 | 10.7964 | 8703 | #N/A | #N/A
| 44.06 | 14.0924 | 41 | 12.0537 | 42.08 | 12.8904 | 37.04 | 11.1844 | 44.06 | 15.5653 | 44.06 | 13.9474 | 44.96 | 14.6459 | 41 | 12.1478 | 33.08 | 10.2862 | 46.94 | 13.7924 | 41 | 12.099 | 39.02 | 11.375 | 41 | 12.5068 | 35.96 | 11.1771 | 33.98 | 10.2266 | 8704 | #N/A | #N/A
| 42.98 | 13.8313 | 39.02 | 11.4633 | 42.08 | 12.8904 | 37.4 | 11.2702 | 44.96 | 15.9686 | 42.98 | 13.8316 | 44.06 | 14.2712 | 41 | 12.0488 | 33.98 | 10.5025 | 46.04 | 13.5765 | 39.2 | 11.4764 | 39.02 | 11.4646 | 41 | 12.2647 | 37.04 | 11.3292 | 33.98 | 10.2258 | 8705 | #N/A | #N/A
| 42.08 | 13.6141 | 39.92 | 11.6788 | 41 | 12.7526 | 36.86 | 11.0603 | 46.94 | 16.4551 | 42.08 | 13.6147 | 42.08 | 13.9501 | 41 | 11.8443 | 33.08 | 10.2846 | 44.96 | 13.2097 | 39.2 | 11.4764 | 39.02 | 11.2695 | 39.92 | 12.003 | 35.96 | 11.067 | 33.08 | 10.0081 | 8706 | #N/A | #N/A
| 39.92 | 13.0929 | 37.94 | 11.2003 | 39.92 | 12.6441 | 35.96 | 10.9012 | 48.02 | 16.535 | 39.92 | 13.0928 | 39.92 | 13.2713 | 39.92 | 11.673 | 32 | 10.0231 | 44.06 | 12.993 | 37.4 | 10.8688 | 37.94 | 11.0081 | 39.02 | 11.7842 | 35.96 | 11.0661 | 33.08 | 10.0069 | 8707 | #N/A | #N/A
| 37.04 | 12.3976 | 35.96 | 10.8337 | 39.92 | 12.6441 | 34.52 | 10.4372 | 44.06 | 15.3646 | 37.04 | 12.2546 | 39.92 | 13.2713 | 37.04 | 10.9779 | 30.92 | 9.7618 | 39.02 | 12.1586 | 35.6 | 10.4354 | 35.06 | 10.4163 | 39.02 | 11.562 | 33.98 | 10.464 | 30.92 | 9.4854 | 8708 | #N/A | #N/A
| 37.04 | 12.399 | 33.98 | 10.2427 | 39.92 | 13.0882 | 33.98 | 10.3435 | 41 | 14.4543 | 35.96 | 11.9949 | 37.04 | 12.5769 | 33.08 | 10.1347 | 30.92 | 9.7609 | 39.92 | 12.4982 | 33.8 | 10.002 | 33.98 | 10.2443 | 39.02 | 11.7801 | 33.98 | 10.4627 | 30.92 | 9.5769 | 8709 | #N/A | #N/A
| 37.94 | 12.7984 | 33.08 | 10.0249 | 39.92 | 13.0885 | 33.62 | 10.181 | 39.92 | 14.1931 | 37.04 | 12.5817 | 39.02 | 13.2144 | 28.94 | 9.2328 | 30.92 | 9.7595 | 41 | 12.9114 | 30.2 | 9.309 | 28.04 | 8.8123 | 39.02 | 12.0189 | 33.98 | 10.3636 | 30.92 | 9.4829 | 8710 | #N/A | #N/A
| 37.94 | 12.798 | 28.94 | 9.0261 | 39.92 | 13.0885 | 31.46 | 9.66 | 41 | 14.6239 | 37.04 | 12.5817 | 39.02 | 13.2144 | 26.96 | 8.7542 | 30.02 | 9.543 | 39.02 | 12.8758 | 26.6 | 8.442 | 26.06 | 8.3342 | 39.02 | 11.8834 | 33.08 | 10.2447 | 30.92 | 9.5744 | 8711 | #N/A | #N/A
| 37.94 | 12.9544 | 30.02 | 9.2856 | 39.02 | 13.2093 | 29.48 | 9.2017 | 41 | 14.6253 | 37.04 | 13.1155 | 39.92 | 13.6272 | 28.04 | 9.1361 | 30.02 | 9.5432 | 37.94 | 13.1504 | 24.8 | 8.1963 | 24.98 | 8.1852 | 37.94 | 11.6224 | 33.98 | 10.4618 | 30.02 | 9.3577 | 8712 | #N/A | #N/A
| 37.94 | 13.1529 | 26.06 | 8.5413 | 39.02 | 13.4057 | 27.68 | 9.0434 | 41 | 14.6244 | 37.94 | 13.6855 | 39.92 | 13.967 | 26.96 | 8.8759 | 30.02 | 9.543 | 37.94 | 13.3316 | 24.8 | 8.1963 | 26.06 | 8.4453 | 37.94 | 11.5158 | 32 | 9.9846 | 28.04 | 8.8813 | 8713 | #N/A | #N/A
| 37.94 | 13.4929 | 26.96 | 8.88 | 39.02 | 13.4057 | 27.14 | 8.8517 | 41 | 14.6253 | 37.94 | 13.6895 | 39.92 | 13.967 | 26.06 | 8.6588 | 30.02 | 9.6674 | 37.94 | 13.3362 | 26.6 | 8.6299 | 24.98 | 8.1852 | 37.94 | 11.5156 | 30.02 | 9.6308 | 28.04 | 8.8809 | 8714 | #N/A | #N/A
| 37.94 | 13.6933 | 24.98 | 8.2807 | 39.02 | 13.215 | 27.14 | 8.7743 | 42.08 | 13.9808 | 37.94 | 13.8627 | 39.92 | 14.1706 | 24.98 | 8.399 | 30.02 | 9.7783 | 37.94 | 13.3383 | 23 | 7.7626 | 24.08 | 8.0664 | 37.04 | 11.4057 | 28.04 | 9.1553 | 26.96 | 8.6218 | 8715 | #N/A | #N/A
| 37.94 | 13.6969 | 24.98 | 8.4034 | 37.94 | 13.1535 | 24.8 | 8.2113 | 41 | 13.5609 | 39.02 | 14.3381 | 39.92 | 14.5509 | 24.98 | 8.4006 | 30.02 | 9.5474 | 37.94 | 13.3429 | 21.2 | 7.329 | 23 | 7.8074 | 37.04 | 11.4062 | 26.06 | 8.7864 | 26.96 | 8.5306 | 8716 | #N/A | #N/A
| 39.02 | 14.1269 | 26.06 | 8.6646 | 37.94 | 13.1535 | 24.62 | 8.1103 | 39.92 | 12.9722 | 39.02 | 14.3606 | 41 | 14.8147 | 26.06 | 8.7671 | 28.94 | 9.1878 | 37.94 | 13.3638 | 23 | 7.7626 | 24.08 | 8.0673 | 30.92 | 10.0645 | 24.98 | 8.4202 | 28.04 | 8.7914 | 8717 | #N/A | #N/A
| 39.02 | 14.1484 | 24.98 | 8.4051 | 37.94 | 13.515 | 23.72 | 7.9316 | 37.94 | 11.7758 | 39.02 | 14.3606 | 41 | 15.2439 | 24.08 | 8.1842 | 26.96 | 8.7107 | 37.94 | 13.3638 | 23 | 7.7626 | 24.08 | 8.068 | 30.02 | 9.9874 | 24.98 | 8.419 | 28.04 | 8.7908 | 8718 | #N/A | #N/A
| 39.02 | 14.1484 | 24.08 | 8.1889 | 37.94 | 13.3578 | 23.54 | 7.9496 | 35.96 | 11.2969 | 37.94 | 14.0992 | 39.2 | 14.4729 | 24.08 | 8.0635 | 28.04 | 8.8599 | 37.94 | 13.3638 | 23 | 7.7626 | 23 | 7.7113 | 28.94 | 9.728 | 24.08 | 8.2052 | 26.06 | 8.4081 | 8719 | #N/A | #N/A
| 39.02 | 14.1484 | 24.08 | 8.2972 | 37.04 | 12.9336 | 23.72 | 7.976 | 35.96 | 11.161 | 39.02 | 14.3606 | 39.92 | 14.7386 | 23 | 7.8044 | 28.94 | 8.9867 | 37.94 | 13.3638 | 23 | 7.7626 | 23 | 7.7125 | 28.04 | 9.3725 | 24.08 | 8.315 | 26.06 | 8.3177 | 8720 | #N/A | #N/A
| 39.02 | 14.3587 | 24.98 | 8.5166 | 39.02 | 13.7554 | 23.54 | 7.9138 | 35.06 | 10.2274 | 39.02 | 14.5422 | 39.92 | 14.9824 | 24.08 | 8.0671 | 28.94 | 8.9877 | 37.94 | 13.3638 | 23 | 7.7626 | 21.92 | 7.4546 | 33.08 | 11.1351 | 24.98 | 8.5334 | 26.06 | 8.4123 | 8721 | #N/A | #N/A
| 39.02 | 14.1345 | 26.06 | 8.9113 | 39.92 | 14.1696 | 25.52 | 8.7063 | 33.08 | 9.5661 | 39.02 | 14.3606 | 39.2 | 14.4729 | 24.08 | 8.2968 | 28.94 | 8.9875 | 37.94 | 13.3638 | 24.8 | 8.6198 | 23 | 7.8139 | 35.06 | 11.484 | 26.06 | 8.7945 | 26.96 | 8.6298 | 8722 | #N/A | #N/A
| 37.94 | 13.7181 | 26.96 | 9.129 | 39.92 | 14.1696 | 27.14 | 9.1426 | 33.08 | 9.4935 | 39.02 | 14.3474 | 39.02 | 14.1319 | 26.06 | 8.9087 | 30.02 | 9.2508 | 39.92 | 14.1959 | 26.6 | 9.0538 | 26.06 | 8.781 | 37.04 | 11.9623 | 26.96 | 9.1467 | 28.04 | 8.8965 | 8723 | #N/A | #N/A
| 37.94 | 13.7181 | 30.92 | 10.6329 | 39.02 | 13.7761 | 28.04 | 9.3859 | 35.06 | 9.8865 | 37.94 | 13.8889 | 39.02 | 14.1473 | 30.02 | 10.413 | 30.92 | 9.6766 | 39.92 | 14 | 30.2 | 10.4184 | 30.92 | 10.5032 | 37.94 | 12.312 | 28.04 | 9.4115 | 28.04 | 8.8926 | 8724 | #N/A | #N/A
| 37.94 | 13.7181 | 35.96 | 12.1679 | 37.94 | 13.3578 | 32 | 10.2098 | 35.96 | 10.1842 | 39.2 | 14.4761 | 39.2 | 14.4729 | 33.98 | 11.8676 | 30.02 | 9.5598 | 39.92 | 14 | 33.8 | 11.8679 | 35.06 | 11.6392 | 39.92 | 12.9616 | 28.94 | 9.6319 | 28.04 | 8.8947 | 8725 | #N/A | #N/A
| 39.02 | 13.9793 | 37.94 | 12.505 | 37.94 | 13.3382 | 32 | 10.6072 | 33.98 | 9.5603 | 39.2 | 14.4761 | 39.92 | 14.5637 | 39.92 | 13.8495 | 28.04 | 9.5987 | 39.02 | 13.6248 | 39.2 | 13.4983 | 37.04 | 12.4388 | 41 | 13.3737 | 30.02 | 9.8927 | 28.4 | 9.14 | 8726 | #N/A | #N/A
| 39.02 | 13.9793 | 39.92 | 13.3212 | 37.94 | 13.3578 | 32 | 11.1468 | 33.08 | 9.2696 | 39.02 | 14.3559 | 39.2 | 14.4729 | 42.98 | 14.5968 | 30.02 | 10.0759 | 37.94 | 13.3638 | 39.2 | 13.4983 | 39.02 | 13.1056 | 42.08 | 13.9819 | 28.94 | 10.0516 | 28.04 | 9.353 | 8727 | #N/A | #N/A
| 37.94 | 13.7181 | 39.02 | 13.6343 | 37.94 | 13.3578 | 32 | 11.4496 | 33.08 | 9.088 | 39.02 | 14.3606 | 39.2 | 14.4729 | 42.08 | 14.5272 | 28.94 | 10.0974 | 37.04 | 12.9636 | 41 | 13.9333 | 37.4 | 13.3751 | 41 | 14.2737 | 28.94 | 10.1859 | 28.04 | 9.9231 | 8728 | #N/A | #N/A
| 37.04 | 13.3022 | 37.94 | 13.7603 | 37.94 | 13.3462 | 32 | 11.7764 | 33.08 | 8.9666 | 37.94 | 13.8889 | 37.94 | 13.886 | 41 | 14.8816 | 30.02 | 10.4941 | 37.94 | 13.1811 | 41 | 14.5727 | 37.94 | 13.5377 | 41 | 14.551 | 30.02 | 10.7949 | 28.94 | 10.2781 | 8729 | #N/A | #N/A
| 37.94 | 13.5199 | 37.94 | 13.8967 | 39.02 | 13.6189 | 32 | 11.7764 | 30.92 | 8.3994 | 37.94 | 13.8889 | 39.02 | 14.1473 | 41 | 15.0727 | 30.02 | 10.6647 | 39.02 | 13.6208 | 41 | 14.9245 | 39.02 | 13.9954 | 42.08 | 15.5406 | 30.92 | 11.1612 | 30.2 | 10.8144 | 8730 | #N/A | #N/A
| 37.94 | 13.5264 | 39.92 | 14.7684 | 37.4 | 13.0448 | 32 | 11.7764 | 30.02 | 8.1287 | 37.94 | 13.8889 | 39.02 | 14.1473 | 42.08 | 15.5116 | 32 | 11.2909 | 39.02 | 13.4421 | 41 | 15.2994 | 39.92 | 14.7761 | 42.08 | 15.7486 | 32 | 11.5813 | 30.92 | 11.2674 | 8731 | #N/A | #N/A
| 39.02 | 13.9818 | 42.08 | 15.5176 | 37.94 | 13.1683 | 33.8 | 12.2113 | 28.04 | 7.609 | 39.02 | 14.1503 | 39.02 | 14.3607 | 42.98 | 15.9246 | 30.92 | 11.2162 | 37.94 | 13.1811 | 40.64 | 15.1353 | 41 | 15.2641 | 42.8 | 16.1083 | 32 | 11.7805 | 32 | 11.5602 | 8732 | #N/A | #N/A
| 39.02 | 13.9874 | 42.08 | 16.2073 | 37.94 | 13.3578 | 32 | 11.7764 | 26.06 | 7.1749 | 39.02 | 14.3606 | 39.92 | 14.5855 | 44.06 | 16.4288 | 30.92 | 11.2162 | 37.94 | 13.1811 | 40.1 | 14.8911 | 42.08 | 16.0678 | 42.8 | 16.1083 | 33.08 | 12.2253 | 32 | 11.6918 | 8733 | #N/A | #N/A
| 39.02 | 13.9793 | 42.98 | 16.4255 | 39.02 | 13.6189 | 32 | 11.7764 | 24.98 | 6.9147 | 39.02 | 14.3606 | 41 | 14.8509 | 44.96 | 16.8989 | 30.92 | 11.0303 | 37.94 | 13.3638 | 39.56 | 14.649 | 44.06 | 16.8212 | 44.06 | 17.0113 | 33.08 | 12.2253 | 32 | 11.528 | 8734 | #N/A | #N/A
| 39.92 | 14.3662 | 42.08 | 15.9554 | 39.02 | 13.7742 | 32 | 11.7764 | 24.08 | 6.6978 | 39.02 | 14.3606 | 41 | 15.0367 | 44.96 | 17.1161 | 30.92 | 11.0303 | 39.02 | 13.6248 | 39.02 | 14.3374 | 44.96 | 17.1325 | 46.04 | 17.7879 | 33.08 | 12.1033 | 33.08 | 11.9524 | 8735 | #N/A | #N/A
| 39.2 | 14.4742 | 37.94 | 14.289 | 37.04 | 12.9578 | 32 | 11.7764 | 23 | 6.491 | 39.92 | 14.76 | 42.8 | 15.7184 | 37.04 | 13.3085 | 30.02 | 10.8131 | 39.02 | 13.6248 | 38.48 | 13.9972 | 35.6 | 12.9399 | 46.4 | 17.8569 | 32 | 11.7805 | 33.08 | 11.7886 | 8736 | #N/A | #N/A
| 39.92 | 14.5766 | 33.98 | 12.4161 | 39.2 | 14.1159 | 32 | 11.7764 | 23 | 6.5364 | 39.92 | 14.9857 | 42.08 | 15.5055 | 37.04 | 13.3085 | 33.08 | 11.4576 | 39.02 | 13.7823 | 37.94 | 13.6982 | 35.06 | 12.6835 | 39.2 | 14.4654 | 30.92 | 11.3204 | 32 | 11.528 | 8737 | #N/A | #N/A
| 41 | 15.0196 | 33.08 | 12.1985 | 39.02 | 13.9719 | 28.4 | 10.2779 | 23 | 6.5368 | 41 | 15.2473 | 44.06 | 16.2084 | 37.04 | 13.3085 | 32 | 11.0252 | 39.02 | 13.7823 | 37.4 | 13.3725 | 35.06 | 12.6835 | 39.02 | 14.2516 | 30.92 | 11.3204 | 32 | 11.3396 | 8738 | #N/A | #N/A
| 41 | 15.0196 | 33.98 | 12.4161 | 39.92 | 14.1894 | 33.26 | 11.1984 | 23 | 6.5956 | 42.08 | 15.7038 | 44.96 | 16.9359 | 35.96 | 12.8899 | 32 | 11.0293 | 39.92 | 14 | 35.6 | 12.9373 | 35.06 | 12.6835 | 39.2 | 14.1155 | 33.98 | 11.4587 | 30.92 | 10.8205 | 8739 | #N/A | #N/A
| 42.08 | 15.5069 | 33.98 | 12.3279 | 41 | 14.8297 | 32.36 | 10.9825 | 21.92 | 6.3358 | 42.08 | 15.7038 | 44.96 | 17.166 | 35.96 | 12.4225 | 32 | 10.9716 | 41 | 14.4571 | 35.6 | 12.6284 | 33.98 | 11.9576 | 37.4 | 13.3522 | 33.98 | 11.6319 | 30.92 | 10.7555 | 8740 | #N/A | #N/A
| 42.98 | 15.9198 | 33.98 | 12.1239 | 41 | 14.8484 | 32 | 10.8665 | 21.92 | 6.3963 | 42.08 | 15.946 | 44.96 | 17.1091 | 35.06 | 12.0176 | 32 | 10.9164 | 42.08 | 14.8876 | 33.8 | 11.8679 | 33.98 | 11.6206 | 37.4 | 13.0445 | 33.98 | 11.5703 | 30.02 | 10.4004 | 8741 | #N/A | #N/A
| 44.06 | 16.4769 | 33.98 | 11.9597 | 42.08 | 15.3018 | 32 | 10.8665 | 21.92 | 6.3963 | 42.98 | 16.4793 | 46.04 | 17.6408 | 35.96 | 12.0857 | 32 | 10.653 | 42.98 | 15.316 | 33.8 | 11.5662 | 33.08 | 11.2309 | 35.96 | 12.4175 | 33.98 | 11.457 | 30.02 | 10.5385 | 8742 | #N/A | #N/A
| 44.6 | 16.5547 | 33.98 | 11.9581 | 42.8 | 15.7108 | 33.26 | 11.1176 | 21.92 | 6.3969 | 42.98 | 16.4158 | 48.02 | 18.6429 | 35.96 | 12.2321 | 32 | 10.8352 | 42.98 | 15.316 | 33.8 | 11.5662 | 33.08 | 11.4003 | 35.96 | 12.4152 | 33.98 | 11.3202 | 30.02 | 10.5385 | 8743 | #N/A | #N/A
| 46.04 | 17.3727 | 33.98 | 11.7693 | 42.98 | 15.752 | 33.26 | 11.0369 | 21.92 | 6.4502 | 42.98 | 16.4924 | 51.08 | 20.3079 | 35.96 | 11.9123 | 32 | 10.6032 | 44.06 | 16.0321 | 33.8 | 11.5662 | 33.08 | 11.2278 | 35.06 | 12.1947 | 33.98 | 11.1623 | 28.94 | 10.2002 | 8744 | #N/A | #N/A
| 46.04 | 17.6424 | 33.08 | 11.4006 | 44.06 | 16.0228 | 30.74 | 10.2998 | 21.02 | 6.2338 | 42.98 | 16.4158 | 50 | 19.9491 | 33.98 | 11.4308 | 32 | 10.6014 | 44.06 | 15.9851 | 33.8 | 11.5662 | 33.08 | 11.0887 | 35.96 | 12.2234 | 30.02 | 10.2051 | 28.04 | 9.6903 | 8745 | #N/A | #N/A
| 48.02 | 18.6446 | 33.08 | 11.3978 | 44.06 | 15.9776 | 30.56 | 10.3299 | 21.02 | 6.234 | 46.04 | 18.1663 | 48.92 | 19.42 | 33.98 | 11.2932 | 32 | 10.454 | 44.06 | 15.9851 | 33.8 | 11.287 | 32 | 10.8259 | 35.06 | 11.8552 | 30.02 | 10.203 | 28.04 | 9.6879 | 8746 | #N/A | #N/A
| 48.02 | 18.6446 | 33.08 | 11.3944 | 44.06 | 16.2254 | 31.1 | 10.3836 | 21.92 | 6.517 | 42.8 | 16.5452 | 48.02 | 18.9892 | 35.06 | 11.3956 | 30.92 | 10.339 | 44.96 | 16.2031 | 33.8 | 11.0285 | 33.08 | 10.9274 | 35.96 | 12.069 | 28.04 | 9.599 | 28.04 | 9.538 | 8747 | #N/A | #N/A
| 48.02 | 18.8937 | 35.06 | 11.6981 | 44.06 | 16.2311 | 32 | 10.6497 | 26.06 | 7.4454 | 42.98 | 16.4924 | 44.6 | 17.4299 | 37.04 | 11.8714 | 30.92 | 10.2929 | 39.92 | 14.2429 | 35.6 | 11.4626 | 35.06 | 11.4025 | 37.04 | 12.3277 | 32 | 10.8346 | 28.94 | 9.9018 | 8748 | #N/A | #N/A
| 48.02 | 18.3556 | 35.96 | 11.913 | 39.92 | 14.408 | 33.8 | 11.318 | 26.96 | 7.7295 | 42.8 | 16.5452 | 44.6 | 16.9779 | 39.02 | 12.3475 | 32 | 10.653 | 39.92 | 14 | 37.4 | 12.1556 | 37.04 | 11.8783 | 39.02 | 12.6333 | 33.98 | 11.6179 | 30.02 | 10.1609 | 8749 | #N/A | #N/A
| 46.4 | 17.416 | 37.04 | 12.3433 | 39.92 | 14.408 | 35.06 | 11.5949 | 28.04 | 7.924 | 44.6 | 16.9817 | 44.06 | 16.9682 | 41 | 12.8245 | 32 | 10.5532 | 39.02 | 13.8313 | 39.2 | 12.3309 | 39.92 | 12.448 | 39.92 | 12.7144 | 35.96 | 11.788 | 32 | 10.767 | 8750 | #N/A | #N/A
| 46.04 | 17.3727 | 37.94 | 12.3911 | 39.02 | 14.0304 | 36.68 | 11.7263 | 30.92 | 8.6858 | 42.08 | 15.7764 | 44.6 | 16.9779 | 42.98 | 13.303 | 32 | 10.4093 | 39.92 | 14.0544 | 41 | 12.765 | 39.92 | 12.305 | 42.08 | 13.2362 | 37.04 | 11.7659 | 33.08 | 11.027 | 8751 | #N/A | #N/A
| 44.96 | 16.4791 | 37.94 | 12.3908 | 39.02 | 13.8314 | 37.4 | 11.669 | 33.08 | 9.2071 | 41 | 15.319 | 44.06 | 16.7586 | 42.08 | 12.6809 | 32 | 9.8499 | 39.92 | 14.054 | 41 | 12.765 | 39.92 | 12.168 | 42.08 | 13.08 | 35.96 | 11.4666 | 33.08 | 10.8521 | 8752 | #N/A | #N/A
| 42.08 | 15.3561 | 37.04 | 12.12 | 39.02 | 13.8314 | 32 | 11.1468 | 33.98 | 9.425 | 41 | 15.0928 | 42.08 | 15.7004 | 42.08 | 12.446 | 30.92 | 9.5884 | 39.02 | 13.6795 | 41 | 12.3037 | 39.92 | 11.9319 | 41 | 12.6942 | 33.98 | 11.5703 | 30.02 | 10.4004 | 8753 | #N/A | #N/A
| 41 | 14.8379 | 35.06 | 11.9553 | 37.94 | 13.411 | 35.6 | 11.4753 | 35.06 | 9.7454 | 41 | 15.0886 | 42.08 | 15.7769 | 42.08 | 12.4439 | 32 | 9.846 | 37.94 | 13.4149 | 41 | 12.3037 | 39.02 | 11.7129 | 39.92 | 12.5548 | 33.08 | 11.4995 | 30.92 | 10.1858 | 8754 | #N/A | #N/A
| 39.92 | 14.3662 | 35.96 | 10.9737 | 37.94 | 13.4106 | 34.34 | 10.6696 | 35.06 | 9.8216 | 39.92 | 14.6405 | 41 | 15.3128 | 39.92 | 12.154 | 30.02 | 9.0821 | 37.94 | 13.4166 | 39.2 | 11.6653 | 35.96 | 11.3437 | 37.94 | 12.0754 | 35.06 | 10.7621 | 30.02 | 9.5173 | 8755 | #N/A | #N/A
| 39.2 | 14.4742 | 35.06 | 10.6547 | 37.94 | 13.4106 | 32.36 | 9.9689 | 35.06 | 10.4993 | 39.02 | 14.4237 | 41 | 15.3128 | 37.04 | 11.5921 | 28.94 | 8.8871 | 37.94 | 13.2304 | 37.4 | 11.4361 | 35.96 | 11.0954 | 37.04 | 11.5886 | 33.08 | 10.2825 | 28.04 | 8.8256 | 8756 | #N/A | #N/A
| 39.02 | 14.2084 | 33.08 | 10.1743 | 37.94 | 13.4093 | 31.28 | 9.7243 | 35.96 | 11.4308 | 39.2 | 14.4761 | 39.92 | 14.8212 | 35.96 | 11.0845 | 26.96 | 8.1512 | 39.02 | 13.6248 | 35.6 | 11.2234 | 33.98 | 10.6148 | 35.96 | 11.1886 | 33.08 | 10.1796 | 26.96 | 8.563 | 8757 | #N/A | #N/A
| 39.02 | 14.2084 | 32 | 9.9112 | 39.02 | 13.6189 | 30.92 | 9.3955 | 35.96 | 11.5572 | 39.92 | 14.425 | 41 | 15.0795 | 35.06 | 10.74 | 26.06 | 7.8582 | 39.02 | 13.4421 | 35.6 | 10.798 | 33.98 | 10.0782 | 35.96 | 10.9538 | 30.92 | 9.4499 | 26.96 | 8.56 | 8758 | #N/A | #N/A
| 39.92 | 14.4242 | 32 | 9.7036 | 39.02 | 13.6713 | 29.12 | 8.8254 | 37.04 | 12.2744 | 39.02 | 14.1503 | 41 | 15.0785 | 35.06 | 10.6379 | 26.06 | 7.9299 | 39.02 | 13.6248 | 33.8 | 10.3644 | 33.08 | 9.9633 | 35.06 | 10.7342 | 30.02 | 9.0432 | 24.98 | 7.6959 | 8759 | #N/A | #N/A
| 39.2 | 14.1237 | 30.92 | 9.4404 | 39.02 | 13.6717 | 28.22 | 8.673 | 37.94 | 12.8219 | 39.02 | 14.1503 | 39.92 | 14.6308 | 35.06 | 10.3269 | 24.98 | 7.5957 | 39.02 | 13.6769 | 33.8 | 10.3644 | 33.08 | 9.8567 | 33.98 | 10.3721 | 28.94 | 8.9689 | 24.08 | 7.477 | 8760 | #N/A | #N/A
| 37.94 | 13.5758 | 30.02 | 9.1175 | 39.02 | 13.6189 | 27.68 | 8.4746 | 39.02 | 13.244 | 39.02 | 14.3606 | 39.92 | 14.5753 | 33.98 | 9.9825 | 24.08 | 7.4506 | 39.02 | 13.4931 | 33.8 | 10.1759 | 30.92 | 8.9936 | 33.08 | 9.8454 | 28.04 | 8.6458 | 23 | 7.2151 | 8761 | #N/A | #N/A
| 39.02 | 14.0376 | 28.94 | 8.855 | 39.92 | 13.8919 | 26.96 | 8.2993 | 39.02 | 13.2466 | 42.98 | 15.1645 | 39.92 | 14.6308 | 33.08 | 9.8464 | 24.08 | 7.3754 | 39.02 | 13.6795 | 32 | 9.2607 | 30.02 | 8.8474 | 32 | 9.6869 | 28.04 | 8.7476 | 21.92 | 6.953 | 8762 | #N/A | #N/A
| 41 | 14.3198 | 28.04 | 8.5539 | 39.92 | 13.8949 | 27.68 | 8.487 | 39.92 | 13.469 | 42.98 | 14.7962 | 42.98 | 15.1635 | 32 | 9.5023 | 23 | 7.114 | 39.92 | 13.8988 | 30.2 | 8.9751 | 28.94 | 8.6761 | 32 | 9.6855 | 28.04 | 8.836 | 21.02 | 6.735 | 8763 | #N/A | #N/A

## MRD
Overview
The MRD will be populated using customer information from the "User Inputs and Savings" tab and equipment from the "MRD Equipment List" tab. Reviewing engineers must ensure that the equipment asssociated with the savings calculation are appropriate for the project, reflect provided Sequence of Operation, and align with ECM Data tab. Document will print excluding this overview section.
Minimum Requirements Document (MRD)
Customer |  | 0
Facility |  | 0
Measure |  | This measure involves the installation of new variable speed driven kitchen hood fan(s) at the project site.
This document specifies the agreed upon minimum equipment specifications and operational requirements of the proposed system. These requirements shall address the criteria necessary to be met to achieve the demand and energy savings estimated in the engineering analysis for this project. Yes/No checkboxes are intended for use as post-installation inspection record (check one).
EQUIPMENT: Provide a list of equipment or materials installed as part of this project. Include equipment counts, HP, kW, efficiency and capacity ratings, rating conditions, location of controls hardware, etc.
|  |  |  | Project Design Intent |  |  |  | Post Inspection Findings
|  |  |  | Supply/Exhaust Fan IDs | Supply/Exhaust Fan IDs | Supply/Exhaust Fan IDs | Supply/Exhaust Fan IDs
Yes | q | No | q
Yes | q | No | q
Yes | q | No | q
Yes | q | No | q
SEQUENCES OF OPERATION: Provide a description of equipment operating sequences, setpoints, operating schedules, balancing requirements (flow, velocity, head, etc) or any other required operating parameters. Describe requirements separately.
Yes | q | No | q | The kichen hood(s) shall operate per the designed fan schedule, turning on and off at the prescribed times.
Yes | q | No | q | The kichen hood(s) shall modulate their respective fan speeds and static pressures to meet the airflow demand.
DOCUMENTATION: List written documentation required to train, verify, operate, or maintain the equipment being installed or controlled. This may include specification sheets, test reports, construction drawings, etc.
Yes | q | No | q | For each kitchen hood, provide the cut sheet highlighting the air flow rate, horsepower, and total static pressure.
Yes | q | No | q | For each kitchen hood, provide the flow rate, horsepower and static pressure set point from installation drawings and/or as pictured on site via date stamped photo.
Yes | q | No | q | Itemized invoice detailing equipment and labor costs.
POST INSTALLATION VERIFICATION: Provide a list of controls and monitoring capabilities required to verify proper system operation. Trends should document operational sequences, set points and scheduling of equipment as described in TA Study.
Yes | q | No | q | Compare documentation provided in above Documentation section to parameters (outside air flow, demand, installation quantity) of kitchen hood(s) installed on site. List any deviations from documentation to the right.
Yes | q | No | q | To confirm the fan schedule: Demonstrate, via changing the fan scheduling at the BMS front end or similar, that the associated fan speeds and signals change modulating up or down accordingly.
Yes | q | No | q | To confirm fan speed and airflow modulation: Demonstrate via changing the airflow set point or static pressure set points at the BMS front end or similar, the associated fan signal and speeds change to modulate.
The preapproved incentive is subject to the Companies' Post-Installation inspection of final specifications, drawings and operation of the proposed equipment. In the event the proposed system is altered from the above description, notify the Company of the change prior to the equipment purchase and installation as the change in design and operation may impact the incentive.
|  |  | Pre-Installation |  |  |  | Post Installation
|  |  | Signature |  |  | Date | Signature |  | Date
Customer
Technical Representative