212973338 | Central HP <5.4 tons | HEIL | HRCU-A-CB (Split System: Heat Pump with Remote Outdoor Unit-Air-Source) | DLCURAH18ABK |  |  | EA*4X30L14A* | *96VSN0601412B* | 17400 | 16.5 | 8.5 | 18000 | 18900 | 105% | 2.28 | 0 | 10.5 |  |  |  | No | R-410A | 1.45 | Residential & Commercial | Ducted CEE Tier 1
212973358 | Central HP <5.4 tons | HEIL | HRCU-A-CB (Split System: Heat Pump with Remote Outdoor Unit-Air-Source) | DLCURAH18ABK |  |  | EN(A,D)4X18L14** | *96VSN0601412B* | 17300 | 16 | 8.5 | 18500 | 19800 | 107% | 2.38 | 0 | 10.5 |  |  |  | No | R-410A | 1.4417 | Residential & Commercial | Ducted CEE Tier 1
210473186 | Central HP <5.4 tons | AIRQUEST | HRCU-A-CB (Split System: Heat Pump with Remote Outdoor Unit-Air-Source) | HVH825GKA3* |  |  | EA*4X43L21A*+WALLCON | *96CTN0801714A* | 24400 | 16.5 | 8.1 | 21200 | 16700 | 78.77% | 2.02 | 0 | 11 |  |  |  | No | R-410A | 2.0333 | Residential & Commercial | Ducted CEE Tier 1
210472988 | Central HP <5.4 tons | AIRQUEST | HRCU-A-CB (Split System: Heat Pump with Remote Outdoor Unit-Air-Source) | HVH825GKA3* |  |  | EA*4X42L24A*+WALLCON | *95CSU0802120A* | 23800 | 17 | 8.1 | 21400 | 16600 | 77.57% | 1.96 | 0 | 11 |  |  |  | No | R-410A | 1.9833 | Residential & Commercial | Ducted CEE Tier 1
214397664 | Central HP <5.4 tons | COLEMAN | HRCU-A-CB (Split System: Heat Pump with Remote Outdoor Unit-Air-Source) | HH836E2S11 |  |  | CTF36C5CDS1 | TM8E080C16MP11 | 33800 | 18 | 8.5 | 31400 | 25600 | 81.53% | 2 | 0 | 11 |  |  |  | No | R-454B | 2.8167 | Residential & Commercial | Ducted CEE Tier 1
214397812 | Central HP <5.4 tons | COLEMAN | HRCU-A-CB (Split System: Heat Pump with Remote Outdoor Unit-Air-Source) | HH836E2S11 |  |  | CTF48C5CFS1 | TMLE080C20MP11 | 34600 | 17 | 8.5 | 32800 | 25800 | 78.66% | 2 | 0 | 11 |  |  |  | No | R-454B | 2.8833 | Residential & Commercial | Ducted CEE Tier 1
214609151 | Central HP <5.4 tons | COLEMAN | HRCU-A-CB (Split System: Heat Pump with Remote Outdoor Unit-Air-Source) | HH836E2S11 |  |  | CTF48C5CFS1 | Z9ES080C16SMPS1 | 34000 | 19 | 9 | 32600 | 25800 | 79.14% | 2 | 0 | 11 |  |  |  | No | R-454B | 2.8333 | Residential & Commercial | Ducted CEE Tier 1
214396401 | Central HP <5.4 tons | COLEMAN | HRCU-A-CB (Split System: Heat Pump with Remote Outdoor Unit-Air-Source) | HH836E2S11 |  |  | CTF36C5CDS1 | TM9V100C20MP12 | 34600 | 18 | 8.5 | 33000 | 27200 | 82.42% | 2 | 0 | 10 |  |  |  | No | R-454B | 2.8833 | Residential & Commercial | Ducted CEE Tier 1
214396840 | Central HP <5.4 tons | COLEMAN | HRCU-A-CB (Split System: Heat Pump with Remote Outdoor Unit-Air-Source) | HH836E2S11 |  |  | CTF36B5CDS1 | TM9V060B12MP12 | 33000 | 17 | 8.5 | 31000 | 25200 | 81.29% | 2 | 0 | 11 |  |  |  | No | R-454B | 2.75 | Residential & Commercial | Ducted CEE Tier 1
214396857 | Central HP <5.4 tons | COLEMAN | HRCU-A-CB (Split System: Heat Pump with Remote Outdoor Unit-Air-Source) | HH836E2S11 |  |  | CTM36C5CDS1 | TM8V100C16MP12 | 34000 | 18 | 8.5 | 32000 | 26200 | 81.88% | 2 | 0 | 11 |  |  |  | No | R-454B | 2.8333 | Residential & Commercial | Ducted CEE Tier 1
214396815 | Central HP <5.4 tons | COLEMAN | HRCU-A-CB (Split System: Heat Pump with Remote Outdoor Unit-Air-Source) | HH836E2S11 |  |  | CTF36C5CDS1 | TL8E080C16UH11 | 34200 | 18 | 8.5 | 32200 | 26400 | 81.99% | 2 | 0 | 11 |  |  |  | No | R-454B | 2.85 | Residential & Commercial | Ducted CEE Tier 1
214396966 | Central HP <5.4 tons | COLEMAN | HRCU-A-CB (Split System: Heat Pump with Remote Outdoor Unit-Air-Source) | HH836E2S11 |  |  | CTF48C5CFS1 | TM8V100C16MP12 | 33400 | 18 | 9 | 31600 | 25400 | 80.38% | 2 | 0 | 11 |  |  |  | No | R-454B | 2.7833 | Residential & Commercial | Ducted CEE Tier 1
215667587 | Central HP <5.4 tons | DAY & NIGHT | HRCU-A-CB (Split System: Heat Pump with Remote Outdoor Unit-Air-Source) | C5H0V24*K*AAA* |  |  | EA*5X36M17A*+WALLCON | *80CSU0601716A* | 23200 | 17 | 9 | 23600 | 16600 | 70.34% | 1.98 | 0 | 10 |  |  |  | No | R-454B | 1.9333 | Residential & Commercial | Ducted CEE Tier 1
215667671 | Central HP <5.4 tons | DAY & NIGHT | HRCU-A-CB (Split System: Heat Pump with Remote Outdoor Unit-Air-Source) | C5H0V24*K*AAA* |  |  | EA*5X36M17A*+WALLCON | *97CMN0601714B* | 23000 | 17 | 9 | 23800 | 16700 | 70.17% | 1.98 | 0 | 10 |  |  |  | No | R-454B | 1.9167 | Residential & Commercial | Ducted CEE Tier 1
213076579 | Central HP <5.4 tons | DAY & NIGHT | HRCU-A-CB (Split System: Heat Pump with Remote Outdoor Unit-Air-Source) | DLCURAH36ABK |  |  | EN(A,D,W)4X48L21** | *80VTL0701716B* | 35600 | 16 | 8.1 | 38500 | 35000 | 90.91% | 1.98 | 0 | 10 |  |  |  | No | R-410A | 2.9667 | Residential & Commercial | Ducted CEE Tier 1
213076781 | Central HP <5.4 tons | DAY & NIGHT | HRCU-A-CB (Split System: Heat Pump with Remote Outdoor Unit-Air-Source) | DLCURAH36ABK |  |  | EA*4X43L21A* | *80VTL1102122B* | 36600 | 16 | 8.5 | 38000 | 34800 | 91.58% | 2.06 | 0 | 10 |  |  |  | No | R-410A | 3.05 | Residential & Commercial | Ducted CEE Tier 1
213077150 | Central HP <5.4 tons | DAY & NIGHT | HRCU-A-CB (Split System: Heat Pump with Remote Outdoor Unit-Air-Source) | DLCURAH36ABK |  |  | EA*4X37L21A* | *96VSN1002120B* | 36200 | 16 | 8.5 | 38000 | 34800 | 91.58% | 2.04 | 0 | 10 |  |  |  | No | R-410A | 3.0167 | Residential & Commercial | Ducted CEE Tier 1
213077568 | Central HP <5.4 tons | DAY & NIGHT | HRCU-A-CB (Split System: Heat Pump with Remote Outdoor Unit-Air-Source) | DLCURAH36ABK |  |  | EN(A,D,W)4X48L21** | *96VTN0802120B* | 35600 | 16.5 | 8.1 | 38500 | 34800 | 90.39% | 1.98 | 0 | 10 |  |  |  | No | R-410A | 2.9667 | Residential & Commercial | Ducted CEE Tier 1
213078251 | Central HP <5.4 tons | DAY & NIGHT | HRCU-A-CB (Split System: Heat Pump with Remote Outdoor Unit-Air-Source) | DLCURAH36ABK |  |  | EN(A,D)4X48L24** | *80MS(N,L)0702116A* | 35800 | 16.5 | 8.1 | 38500 | 34800 | 90.39% | 1.98 | 0 | 10 |  |  |  | No | R-410A | 2.9833 | Residential & Commercial | Ducted CEE Tier 1
213078437 | Central HP <5.4 tons | DAY & NIGHT | HRCU-A-CB (Split System: Heat Pump with Remote Outdoor Unit-Air-Source) | DLCURAH36ABK |  |  | EA*4X43L21A* | *80MS(N,L)0902116A* | 36400 | 16.5 | 8.5 | 38000 | 34800 | 91.58% | 2.06 | 0 | 10 |  |  |  | No | R-410A | 3.0333 | Residential & Commercial | Ducted CEE Tier 1
213078771 | Central HP <5.4 tons | DAY & NIGHT | HRCU-A-CB (Split System: Heat Pump with Remote Outdoor Unit-Air-Source) | DLCURAH36ABK |  |  | EA*4X42L24A* | *80MS(N,L)1352420A* | 35400 | 16.5 | 8.1 | 38500 | 35000 | 90.91% | 1.88 | 0 | 10 |  |  |  | No | R-410A | 2.95 | Residential & Commercial | Ducted CEE Tier 1
213067561 | Central HP <5.4 tons | ACIQ | HRCU-A-CB (Split System: Heat Pump with Remote Outdoor Unit-Air-Source) | HVH825GKA2* |  |  | EHD4X42AAL+WALLCON | *80CTL0701716A* | 24200 | 16 | 8.1 | 21400 | 16600 | 77.57% | 2 | 0 | 10.5 |  |  |  | No | R-410A | 2.0167 | Residential & Commercial | Ducted CEE Tier 1
213062613 | Central HP <5.4 tons | ACIQ | HRCU-A-CB (Split System: Heat Pump with Remote Outdoor Unit-Air-Source) | HVH825GKA2* |  |  | EA*4X36L21A*+WALLCON | *97CMN1002122A* | 23600 | 16.5 | 8.1 | 21400 | 16600 | 77.57% | 1.94 | 11 | 11 |  |  |  | No | R-410A | 1.9667 | Residential & Commercial | Ducted CEE Tier 1
213062729 | Central HP <5.4 tons | ACIQ | HRCU-A-CB (Split System: Heat Pump with Remote Outdoor Unit-Air-Source) | HVH825GKA2* |  |  | EA*4X36L21A*+WALLCON | *80CSU0601716A* | 23600 | 16.5 | 8.1 | 21400 | 16600 | 77.57% | 1.94 | 11.5 | 10.5 |  |  |  | No | R-410A | 1.9667 | Residential & Commercial | Ducted CEE Tier 1
213062731 | Central HP <5.4 tons | ACIQ | HRCU-A-CB (Split System: Heat Pump with Remote Outdoor Unit-Air-Source) | HVH825GKA2* |  |  | EA*4X37L17A*+WALLCON | *80CSU0401712A* | 24200 | 17 | 8.1 | 21400 | 16700 | 78.04% | 2 | 11.5 | 11 |  |  |  | No | R-410A | 2.0167 | Residential & Commercial | Ducted CEE Tier 1
214397948 | Central HP <5.4 tons | COLEMAN | HRCU-A-CB (Split System: Heat Pump with Remote Outdoor Unit-Air-Source) | HH824E2S11 |  |  | CTF36B5ADS1 | TM9V060B12MP12 | 23000 | 18 | 9.5 | 23000 | 18800 | 81.74% | 2 | 0 | 12 |  |  |  | No | R-454B | 1.9167 | Residential & Commercial | Ducted CEE Tier 1
214398357 | Central HP <5.4 tons | COLEMAN | HRCU-A-CB (Split System: Heat Pump with Remote Outdoor Unit-Air-Source) | HH824E2S11 |  |  | CTF36B5ADS1 | TM9V080B12MP12 | 23000 | 18 | 9.5 | 23000 | 18400 | 80% | 2 | 0 | 12 |  |  |  | No | R-454B | 1.9167 | Residential & Commercial | Ducted CEE Tier 1
210597834 | Central HP <5.4 tons | AIRQUEST | HRCU-A-CB (Split System: Heat Pump with Remote Outdoor Unit-Air-Source) | HVH825GKA2* |  |  | EA*4X42L21A*+WALLCON | *80CSU0401712A* | 23800 | 17 | 8.1 | 21400 | 16600 | 77.57% | 1.96 | 0 | 11 |  |  |  | No | R-410A | 1.9833 | Residential & Commercial | Ducted CEE Tier 1
214398704 | Central HP <5.4 tons | CHAMPION HEATING AND COOLING | HRCU-A-CB (Split System: Heat Pump with Remote Outdoor Unit-Air-Source) | HH860E2S11 |  |  | CTF60C5CGS1 | TM9E100C16MP12 | 44500 | 18 | 9 | 46000 | 34400 | 74.78% | 2 | 0 | 11 |  |  |  | No | R-454B | 3.7083 | Residential & Commercial | Ducted CEE Tier 1
214421549 | Central HP <5.4 tons | CHAMPION HEATING AND COOLING | HRCU-A-CB (Split System: Heat Pump with Remote Outdoor Unit-Air-Source) | HH860E2S11 |  |  | CTM60D5CHS1+JMET18DS2N1 |  | 54000 | 19 | 9 | 53500 | 38500 | 71.96% | 2 | 0 | 12 |  |  |  | No | R-454B | 4.5 | Residential & Commercial | Ducted CEE Tier 1
214398652 | Central HP <5.4 tons | COLEMAN | HRCU-A-CB (Split System: Heat Pump with Remote Outdoor Unit-Air-Source) | HH860E2S11 |  |  | CTF60C5CGS1 | TPLC080C16MP13 | 43500 | 18 | 9 | 44000 | 33400 | 75.91% | 2 | 0 | 11.7 |  |  |  | No | R-454B | 3.625 | Residential & Commercial | Ducted CEE Tier 1
214398637 | Central HP <5.4 tons | COLEMAN | HRCU-A-CB (Split System: Heat Pump with Remote Outdoor Unit-Air-Source) | HH860E2S11 |  |  | CTF60C5CGS1 | TM8V100C16MP12 | 43500 | 18 | 9 | 44000 | 33400 | 75.91% | 2 | 0 | 11.7 |  |  |  | No | R-454B | 3.625 | Residential & Commercial | Ducted CEE Tier 1
214398671 | Central HP <5.4 tons | COLEMAN | HRCU-A-CB (Split System: Heat Pump with Remote Outdoor Unit-Air-Source) | HH860E2S11 |  |  | CTM60C5CGS1+JME16C2SN1 |  | 44500 | 19 | 9 | 44000 | 33000 | 75% | 2 | 0 | 12 |  |  |  | No | R-454B | 3.7083 | Residential & Commercial | Ducted CEE Tier 1
214398421 | Central HP <5.4 tons | COLEMAN | HRCU-A-CB (Split System: Heat Pump with Remote Outdoor Unit-Air-Source) | HH860E2S11 |  |  | CTF60C5CHS1+JME16C2SN1 |  | 54000 | 19 | 9 | 53500 | 38500 | 71.96% | 2 | 0 | 12 |  |  |  | No | R-454B | 4.5 | Residential & Commercial | Ducted CEE Tier 1
214396567 | Central HP <5.4 tons | COLEMAN | HRCU-A-CB (Split System: Heat Pump with Remote Outdoor Unit-Air-Source) | HH860E2S11 |  |  | CTF60C5CGS1 | TM9V100C16MP12 | 43500 | 18 | 9 | 44000 | 33200 | 75.45% | 2 | 0 | 11.7 |  |  |  | No | R-454B | 3.625 | Residential & Commercial | Ducted CEE Tier 1
214396594 | Central HP <5.4 tons | COLEMAN | HRCU-A-CB (Split System: Heat Pump with Remote Outdoor Unit-Air-Source) | HH860E2S11 |  |  | CTM60C5CGS1 | TL8E100C20UH11 | 44000 | 18 | 9 | 44000 | 33400 | 75.91% | 2 | 0 | 11.7 |  |  |  | No | R-454B | 3.6667 | Residential & Commercial | Ducted CEE Tier 1
215935426 | Central HP <5.4 tons | HEIL | HRCU-A-CB (Split System: Heat Pump with Remote Outdoor Unit-Air-Source) | H5H3V36*K*AAA* |  |  | EVM5X60M24A*+WALLCON | *97CMN1202422B* | 35400 | 22 | 8.5 | 38000 | 28400 | 74.74% | 2.04 | 0 | 12.5 |  |  |  | No | R-454B | 2.95 | Residential & Commercial | Ducted CEE Tier 1
215935696 | Central HP <5.4 tons | HEIL | HRCU-A-CB (Split System: Heat Pump with Remote Outdoor Unit-Air-Source) | H5H3V36*K*AAA* |  |  | EVD5X36M21A*+WALLCON | *95CSU1002122B* | 34400 | 21 | 8.5 | 38500 | 28000 | 72.73% | 2.04 | 0 | 12 |  |  |  | No | R-454B | 2.8667 | Residential & Commercial | Ducted CEE Tier 1
215935946 | Central HP <5.4 tons | HEIL | HRCU-A-CB (Split System: Heat Pump with Remote Outdoor Unit-Air-Source) | H5H3V36*K*AAA* |  |  | EVD5X42M21A*+WALLCON | *80CSU0401712A* | 34400 | 21 | 8.5 | 38500 | 28400 | 73.77% | 2.04 | 0 | 11.7 |  |  |  | No | R-454B | 2.8667 | Residential & Commercial | Ducted CEE Tier 1
213079655 | Central HP <5.4 tons | DAY & NIGHT | HRCU-A-CB (Split System: Heat Pump with Remote Outdoor Unit-Air-Source) | DLCURAH36ABK |  |  | EA*4X37L21A* | *92MSN0802120A* | 36800 | 16.5 | 8.5 | 38500 | 34800 | 90.39% | 2.08 | 0 | 10 |  |  |  | No | R-410A | 3.0667 | Residential & Commercial | Ducted CEE Tier 1
212384281 | Central HP <5.4 tons | HEIL | HRCU-A-CB (Split System: Heat Pump with Remote Outdoor Unit-Air-Source) | DLCURAH36ABK |  |  | END4X42L17** | *80ES(N,L)0701712A* | 35800 | 15.2 | 8.1 | 39500 | 35000 | 88.61% | 1.96 | 0 | 10 |  |  |  | No | R-410A | 2.9833 | Residential & Commercial | Ducted CEE Tier 1
210597866 | Central HP <5.4 tons | AIRQUEST | HRCU-A-CB (Split System: Heat Pump with Remote Outdoor Unit-Air-Source) | HVH825GKA2* |  |  | EA*4X42L21A*+WALLCON | *95CSU1002122A* | 23800 | 16.5 | 8.1 | 21400 | 16600 | 77.57% | 1.96 | 0 | 11 |  |  |  | No | R-410A | 1.9833 | Residential & Commercial | Ducted CEE Tier 1
214609185 | Central HP <5.4 tons | COLEMAN | HRCU-A-CB (Split System: Heat Pump with Remote Outdoor Unit-Air-Source) | HH824E2S11 |  |  | CTF36B5ADS1 | Z9ES060B12SMPS1 | 23000 | 17 | 9.5 | 23000 | 18700 | 81.3% | 2 | 0 | 12 |  |  |  | No | R-454B | 1.9167 | Residential & Commercial | Ducted CEE Tier 1
214396267 | Central HP <5.4 tons | COLEMAN | HRCU-A-CB (Split System: Heat Pump with Remote Outdoor Unit-Air-Source) | HH824E2S11 |  |  | CTM30B5ACS1 | TM9V080B12MP12 | 23000 | 17 | 9.5 | 23000 | 17800 | 77.39% | 2 | 0 | 12 |  |  |  | No | R-454B | 1.9167 | Residential & Commercial | Ducted CEE Tier 1
213067534 | Central HP <5.4 tons | ACIQ | HRCU-A-CB (Split System: Heat Pump with Remote Outdoor Unit-Air-Source) | HVH825GKA2* |  |  | EA*4X48L21A*+WALLCON | *80CTL0451712A* | 24000 | 16.5 | 8.1 | 21000 | 16700 | 79.52% | 2 | 0 | 11 |  |  |  | No | R-410A | 2 | Residential & Commercial | Ducted CEE Tier 1
214397110 | Central HP <5.4 tons | COLEMAN | HRCU-A-CB (Split System: Heat Pump with Remote Outdoor Unit-Air-Source) | HH824E2S11 |  |  | CTF36B5ADS1 | TM9E080B12MP12 | 23000 | 18 | 9.5 | 23000 | 18800 | 81.74% | 2 | 0 | 12 |  |  |  | No | R-454B | 1.9167 | Residential & Commercial | Ducted CEE Tier 1
214397135 | Central HP <5.4 tons | COLEMAN | HRCU-A-CB (Split System: Heat Pump with Remote Outdoor Unit-Air-Source) | HH824E2S11 |  |  | CTM30B5ACS1 | TM9Y060B12MP11 | 23000 | 17 | 9.5 | 23000 | 18300 | 79.57% | 2 | 0 | 11.7 |  |  |  | No | R-454B | 1.9167 | Residential & Commercial | Ducted CEE Tier 1
213067568 | Central HP <5.4 tons | ACIQ | HRCU-A-CB (Split System: Heat Pump with Remote Outdoor Unit-Air-Source) | HVH825GKA2* |  |  | EHD4X42AAL+WALLCON | *96CTN0801714A* | 24000 | 16 | 8.1 | 21400 | 16700 | 78.04% | 2 | 0 | 10.5 |  |  |  | No | R-410A | 2 | Residential & Commercial | Ducted CEE Tier 1
213067575 | Central HP <5.4 tons | ACIQ | HRCU-A-CB (Split System: Heat Pump with Remote Outdoor Unit-Air-Source) | HVH825GKA2* |  |  | EHD4X42AAL+WALLCON | *97CMN1202422A* | 24200 | 16 | 8.1 | 21400 | 16700 | 78.04% | 2 | 0 | 10.5 |  |  |  | No | R-410A | 2.0167 | Residential & Commercial | Ducted CEE Tier 1
213071902 | Central HP <5.4 tons | ACIQ | HRCU-A-CB (Split System: Heat Pump with Remote Outdoor Unit-Air-Source) | DLCURAH24ABK |  |  | EN(A,D)4X36L21** | *92ESN0801716A* | 24200 | 17 | 8.1 | 26200 | 22800 | 87.02% | 1.88 | 0 | 10.5 |  |  |  | No | R-410A | 2.0167 | Residential & Commercial | Ducted CEE Tier 1
213071986 | Central HP <5.4 tons | ACIQ | HRCU-A-CB (Split System: Heat Pump with Remote Outdoor Unit-Air-Source) | DLCURAH24ABK |  |  | FXM4X24**AL |  | 24000 | 17 | 8.5 | 26200 | 23400 | 89.31% | 1.94 | 0 | 10 |  |  |  | No | R-410A | 2 | Residential & Commercial | Ducted CEE Tier 1
211245378 | Central HP <5.4 tons | AIRQUEST | HRCU-A-CB (Split System: Heat Pump with Remote Outdoor Unit-Air-Source) | DLCURAH24ABK |  |  | EN(A,D)4X36L21** | *96VTN1002122A* | 23600 | 17 | 8.1 | 25800 | 23800 | 92.25% | 1.98 | 0 | 10.5 |  |  |  | No | R-410A | 1.9667 | Residential & Commercial | Ducted CEE Tier 1
212977676 | Central HP <5.4 tons | DAY & NIGHT | HRCU-A-CB (Split System: Heat Pump with Remote Outdoor Unit-Air-Source) | DLCURAH24ABK |  |  | EN(A,D)4X30L14** | *80MS(N,L)0451412A* | 23600 | 17 | 8.1 | 26000 | 24000 | 92.31% | 2 | 0 | 10 |  |  |  | No | R-410A | 1.9667 | Residential & Commercial | Ducted CEE Tier 1
212980283 | Central HP <5.4 tons | DAY & NIGHT | HRCU-A-CB (Split System: Heat Pump with Remote Outdoor Unit-Air-Source) | DLCURAH24ABK |  |  | EN(A,D)4X36L21** | *80MS(N,L)0902116A* | 23800 | 17 | 8.5 | 26400 | 24000 | 90.91% | 2 | 0 | 10.5 |  |  |  | No | R-410A | 1.9833 | Residential & Commercial | Ducted CEE Tier 1
212981754 | Central HP <5.4 tons | DAY & NIGHT | HRCU-A-CB (Split System: Heat Pump with Remote Outdoor Unit-Air-Source) | DLCURAH24ABK |  |  | EA*4X37L17A* | *80MSU1002120A* | 24200 | 16.5 | 8.5 | 25200 | 22000 | 87.3% | 1.84 | 0 | 10 |  |  |  | No | R-410A | 2.0167 | Residential & Commercial | Ducted CEE Tier 1
212982361 | Central HP <5.4 tons | BRYANT HEATING AND COOLING SYSTEMS | HRCU-A-CB (Split System: Heat Pump with Remote Outdoor Unit-Air-Source) | 38MURAQ24AB3* |  |  | CNPV*3621AL* | 83*SB36040M17*** | 23400 | 16.5 | 8.5 | 25800 | 23800 | 92.25% | 1.98 | 0 | 10 |  |  |  | No | R-410A | 1.95 | Residential & Commercial | Ducted CEE Tier 1
213067284 | Central HP <5.4 tons | ACIQ | HRCU-A-CB (Split System: Heat Pump with Remote Outdoor Unit-Air-Source) | HVH825GKA3* |  |  | EA*4X42L21A*+WALLCON | *80CTL0701716A* | 23800 | 16.5 | 8.1 | 21400 | 16600 | 77.57% | 1.96 | 0 | 11 |  |  |  | No | R-410A | 1.9833 | Residential & Commercial | Ducted CEE Tier 1
213067336 | Central HP <5.4 tons | ACIQ | HRCU-A-CB (Split System: Heat Pump with Remote Outdoor Unit-Air-Source) | HVH825GKA3* |  |  | EA*4X48L24A*+WALLCON | *80CTL1352422A* | 24200 | 17 | 8.1 | 21000 | 16500 | 78.57% | 2.02 | 0 | 11 |  |  |  | No | R-410A | 2.0167 | Residential & Commercial | Ducted CEE Tier 1
213067386 | Central HP <5.4 tons | ACIQ | HRCU-A-CB (Split System: Heat Pump with Remote Outdoor Unit-Air-Source) | HVH825GKA3* |  |  | EN(A,D)4X48L24**+WALLCON | *80CSU1002120A* | 24000 | 16.5 | 8.1 | 21400 | 16600 | 77.57% | 2 | 0 | 11 |  |  |  | No | R-410A | 2 | Residential & Commercial | Ducted CEE Tier 1
212982306 | Central HP <5.4 tons | DAY & NIGHT | HRCU-A-CB (Split System: Heat Pump with Remote Outdoor Unit-Air-Source) | DLCURAH24ABK |  |  | EA*4X37L17A* | *80MSU0401712A* | 24200 | 16.5 | 8.5 | 25200 | 22000 | 87.3% | 1.84 | 0 | 10 |  |  |  | No | R-410A | 2.0167 | Residential & Commercial | Ducted CEE Tier 1
211241851 | Central HP <5.4 tons | DAY & NIGHT | HRCU-A-CB (Split System: Heat Pump with Remote Outdoor Unit-Air-Source) | DLCURAH24ABK |  |  | EA*4X36L17A* | *96VSN0401712A* | 23400 | 16 | 8.5 | 25800 | 23600 | 91.47% | 1.96 | 0 | 10 |  |  |  | No | R-410A | 1.95 | Residential & Commercial | Ducted CEE Tier 1
211242003 | Central HP <5.4 tons | DAY & NIGHT | HRCU-A-CB (Split System: Heat Pump with Remote Outdoor Unit-Air-Source) | DLCURAH24ABK |  |  | EA*4X36L17A* | *95ESN0401410A* | 24400 | 15.2 | 8.5 | 26600 | 22400 | 84.21% | 1.82 | 0 | 10 |  |  |  | No | R-410A | 2.0333 | Residential & Commercial | Ducted CEE Tier 1
211242589 | Central HP <5.4 tons | DAY & NIGHT | HRCU-A-CB (Split System: Heat Pump with Remote Outdoor Unit-Air-Source) | DLCURAH24ABK |  |  | EA*4X36L21A* | *80ES(N,L)0901714A* | 24800 | 17 | 8.5 | 26400 | 22000 | 83.33% | 1.84 | 0 | 10 |  |  |  | No | R-410A | 2.0667 | Residential & Commercial | Ducted CEE Tier 1
211243057 | Central HP <5.4 tons | DAY & NIGHT | HRCU-A-CB (Split System: Heat Pump with Remote Outdoor Unit-Air-Source) | DLCURAH24ABK |  |  | EA*4X37L17A* | *80ES(N,L)0901714A* | 25000 | 16.5 | 8.5 | 25800 | 21200 | 82.17% | 1.78 | 0 | 10.5 |  |  |  | No | R-410A | 2.0833 | Residential & Commercial | Ducted CEE Tier 1
211243091 | Central HP <5.4 tons | DAY & NIGHT | HRCU-A-CB (Split System: Heat Pump with Remote Outdoor Unit-Air-Source) | DLCURAH24ABK |  |  | EA*4X37L17A* | *92ESN0801716A* | 24800 | 17 | 8.5 | 25600 | 21400 | 83.59% | 1.8 | 0 | 10.5 |  |  |  | No | R-410A | 2.0667 | Residential & Commercial | Ducted CEE Tier 1
211243405 | Central HP <5.4 tons | DAY & NIGHT | HRCU-A-CB (Split System: Heat Pump with Remote Outdoor Unit-Air-Source) | DLCURAH24ABK |  |  | EA*4X37L21A* | *96VTN0401712A* | 24000 | 16 | 8.1 | 25000 | 21600 | 86.4% | 1.8 | 0 | 10 |  |  |  | No | R-410A | 2 | Residential & Commercial | Ducted CEE Tier 1
210473032 | Central HP <5.4 tons | AIRQUEST | HRCU-A-CB (Split System: Heat Pump with Remote Outdoor Unit-Air-Source) | HVH825GKA3* |  |  | EA*4X42L24A*+WALLCON | *96CTN1202422A* | 23800 | 17 | 8.1 | 21400 | 16600 | 77.57% | 1.96 | 0 | 11 |  |  |  | No | R-410A | 1.9833 | Residential & Commercial | Ducted CEE Tier 1
210472834 | Central HP <5.4 tons | AIRQUEST | HRCU-A-CB (Split System: Heat Pump with Remote Outdoor Unit-Air-Source) | HVH825GKA3* |  |  | EA*4X42L21A*+WALLCON | *95CSU1002122A* | 23800 | 16.5 | 8.1 | 21400 | 16600 | 77.57% | 1.96 | 0 | 11 |  |  |  | No | R-410A | 1.9833 | Residential & Commercial | Ducted CEE Tier 1
213067391 | Central HP <5.4 tons | ACIQ | HRCU-A-CB (Split System: Heat Pump with Remote Outdoor Unit-Air-Source) | HVH825GKA3* |  |  | EN(A,D)4X48L24**+WALLCON | *96CTN1002122A* | 24200 | 17 | 8.1 | 21400 | 16600 | 77.57% | 2.02 | 0 | 11.5 |  |  |  | No | R-410A | 2.0167 | Residential & Commercial | Ducted CEE Tier 1
213067420 | Central HP <5.4 tons | ACIQ | HRCU-A-CB (Split System: Heat Pump with Remote Outdoor Unit-Air-Source) | HVH825GKA3* |  |  | EHD4X48AAL+WALLCON | *80CTL0701716A* | 24200 | 16.5 | 8.1 | 21200 | 16600 | 78.3% | 2.02 | 0 | 10.5 |  |  |  | No | R-410A | 2.0167 | Residential & Commercial | Ducted CEE Tier 1
213067686 | Central HP <5.4 tons | ACIQ | HRCU-A-CB (Split System: Heat Pump with Remote Outdoor Unit-Air-Source) | HVH837GKA** |  |  | EA*4X42L21A*+WALLCON | *80CSU0401712A* | 31800 | 17 | 8.1 | 33200 | 24400 | 73.49% | 1.88 | 0 | 11 |  |  |  | No | R-410A | 2.65 | Residential & Commercial | Ducted CEE Tier 1
213067704 | Central HP <5.4 tons | ACIQ | HRCU-A-CB (Split System: Heat Pump with Remote Outdoor Unit-Air-Source) | HVH837GKA** |  |  | EHD4X36AAL+WALLCON | *95CSU0802120A* | 32200 | 16.5 | 8.1 | 33200 | 24600 | 74.1% | 1.94 | 0 | 11 |  |  |  | No | R-410A | 2.6833 | Residential & Commercial | Ducted CEE Tier 1
212980267 | Central HP <5.4 tons | BRYANT HEATING AND COOLING SYSTEMS | HRCU-A-CB (Split System: Heat Pump with Remote Outdoor Unit-Air-Source) | 38MURAQ24AB3* |  |  | CAP**3721AL* | 8(0,1)*SB48090M21*** | 24400 | 17.5 | 8.5 | 25200 | 21200 | 84.13% | 1.8 | 0 | 10.5 |  |  |  | No | R-410A | 2.0333 | Residential & Commercial | Ducted CEE Tier 1
211244093 | Central HP <5.4 tons | DAY & NIGHT | HRCU-A-CB (Split System: Heat Pump with Remote Outdoor Unit-Air-Source) | DLCURAH24ABK |  |  | EN(A,D)4X24L17** | *96VTN0601714A* | 23400 | 16 | 8.5 | 26600 | 23800 | 89.47% | 1.96 | 0 | 10 |  |  |  | No | R-410A | 1.95 | Residential & Commercial | Ducted CEE Tier 1
211244559 | Central HP <5.4 tons | DAY & NIGHT | HRCU-A-CB (Split System: Heat Pump with Remote Outdoor Unit-Air-Source) | DLCURAH24ABK |  |  | EN(A,D)4X30L17** | *80VTL0451412A* | 24200 | 16.5 | 8.1 | 26200 | 22800 | 87.02% | 1.88 | 0 | 10.5 |  |  |  | No | R-410A | 2.0167 | Residential & Commercial | Ducted CEE Tier 1
213063381 | Central HP <5.4 tons | ACIQ | HRCU-A-CB (Split System: Heat Pump with Remote Outdoor Unit-Air-Source) | HVH837GKA2* |  |  | EA*4X48L21A*+WALLCON | *80CSU1002120A* | 32200 | 17 | 8.1 | 32600 | 25000 | 76.69% | 1.96 | 11.5 | 11 |  |  |  | No | R-410A | 2.6833 | Residential & Commercial | Ducted CEE Tier 1
213063417 | Central HP <5.4 tons | ACIQ | HRCU-A-CB (Split System: Heat Pump with Remote Outdoor Unit-Air-Source) | HVH837GKA2* |  |  | EHD4X48AAL+WALLCON | *95CSU1002122A* | 32600 | 17 | 8.1 | 32800 | 24800 | 75.61% | 1.98 | 11.5 | 11 |  |  |  | No | R-410A | 2.7167 | Residential & Commercial | Ducted CEE Tier 1
212988695 | Central HP <5.4 tons | TEMPSTAR | HRCU-A-CB (Split System: Heat Pump with Remote Outdoor Unit-Air-Source) | DLCURAH24ABK |  |  | EA*4X36L21A* | *95MSU0401712A* | 23400 | 17 | 8.5 | 26000 | 24400 | 93.85% | 2.02 | 0 | 10 |  |  |  | No | R-410A | 1.95 | Residential & Commercial | Ducted CEE Tier 1
214396478 | Central HP <5.4 tons | COLEMAN | HRCU-A-CB (Split System: Heat Pump with Remote Outdoor Unit-Air-Source) | HH836E2S11 |  |  | CTF48C5CFS1+JMET16CS2N1 |  | 33800 | 19 | 9 | 31200 | 25200 | 80.77% | 2 | 0 | 11.7 |  |  |  | No | R-454B | 2.8167 | Residential & Commercial | Ducted CEE Tier 1
212981538 | Central HP <5.4 tons | DAY & NIGHT | HRCU-A-CB (Split System: Heat Pump with Remote Outdoor Unit-Air-Source) | DLCURAH36ABK |  |  | EA*4X48L21A* | *80MSU1002120A* | 35600 | 16 | 8.5 | 38000 | 34600 | 91.05% | 2.04 | 0 | 10 |  |  |  | No | R-410A | 2.9667 | Residential & Commercial | Ducted CEE Tier 1
213069379 | Central HP <5.4 tons | ACIQ | HRCU-A-CB (Split System: Heat Pump with Remote Outdoor Unit-Air-Source) | DLCURAH36ABK |  |  | EA*4X42L24A* | *95ESN1202422A* | 36600 | 15.2 | 8.1 | 40000 | 35200 | 88% | 1.94 | 0 | 10 |  |  |  | No | R-410A | 3.05 | Residential & Commercial | Ducted CEE Tier 1
213078471 | Central HP <5.4 tons | HEIL | HRCU-A-CB (Split System: Heat Pump with Remote Outdoor Unit-Air-Source) | DLCURAH36ABK |  |  | EN(A,D,W)4X48L21** | *80MS(N,L)0902116A* | 35800 | 16.5 | 8.1 | 38500 | 34800 | 90.39% | 2 | 0 | 10 |  |  |  | No | R-410A | 2.9833 | Residential & Commercial | Ducted CEE Tier 1
213075393 | Central HP <5.4 tons | ACIQ | HRCU-A-CB (Split System: Heat Pump with Remote Outdoor Unit-Air-Source) | DLCURAH36ABK |  |  | EN(A,D,W)4X42L21** | *92ESN1002120A* | 36200 | 15.5 | 8.1 | 39500 | 35200 | 89.11% | 1.9 | 0 | 10 |  |  |  | No | R-410A | 3.0167 | Residential & Commercial | Ducted CEE Tier 1
213080747 | Central HP <5.4 tons | HEIL | HRCU-A-CB (Split System: Heat Pump with Remote Outdoor Unit-Air-Source) | DLCURAH36ABK |  |  | END4X42L17** | *95MSU0601716A* | 35800 | 15.5 | 8.1 | 38500 | 35200 | 91.43% | 1.96 | 0 | 10 |  |  |  | No | R-410A | 2.9833 | Residential & Commercial | Ducted CEE Tier 1
212981689 | Central HP <5.4 tons | BRYANT HEATING AND COOLING SYSTEMS | HRCU-A-CB (Split System: Heat Pump with Remote Outdoor Unit-Air-Source) | 38MURAQ24AB3* |  |  | CAP**2417AL* | 83*SB60100M21*** | 23400 | 16.5 | 8.5 | 27000 | 25800 | 95.56% | 2.16 | 0 | 10 |  |  |  | No | R-410A | 1.95 | Residential & Commercial | Ducted CEE Tier 1
212981737 | Central HP <5.4 tons | BRYANT HEATING AND COOLING SYSTEMS | HRCU-A-CB (Split System: Heat Pump with Remote Outdoor Unit-Air-Source) | 38MURAQ24AB3* |  |  | CAP**3621AL* | 83*SB60100M21*** | 23600 | 17 | 8.5 | 26200 | 24000 | 91.6% | 2 | 0 | 10 |  |  |  | No | R-410A | 1.9667 | Residential & Commercial | Ducted CEE Tier 1
210473241 | Central HP <5.4 tons | AIRQUEST | HRCU-A-CB (Split System: Heat Pump with Remote Outdoor Unit-Air-Source) | HVH825GKA3* |  |  | EA*4X43L21A*+WALLCON | *80CTL0901716A* | 24600 | 17.5 | 8.5 | 21000 | 16500 | 78.57% | 2.04 | 0 | 11.7 |  |  |  | No | R-410A | 2.05 | Residential & Commercial | Ducted CEE Tier 1
210473384 | Central HP <5.4 tons | AIRQUEST | HRCU-A-CB (Split System: Heat Pump with Remote Outdoor Unit-Air-Source) | HVH825GKA3* |  |  | EA*4X48L21A*+WALLCON | *97CMN0801714A* | 24000 | 16.5 | 8.1 | 21000 | 16600 | 79.05% | 2 | 0 | 11 |  |  |  | No | R-410A | 2 | Residential & Commercial | Ducted CEE Tier 1
210474084 | Central HP <5.4 tons | AIRQUEST | HRCU-A-CB (Split System: Heat Pump with Remote Outdoor Unit-Air-Source) | HVH825GKA3* |  |  | EN(A,D)4X48L24**+WALLCON | *80CSU1002120A* | 24000 | 16.5 | 8.1 | 21400 | 16600 | 77.57% | 2 | 0 | 11 |  |  |  | No | R-410A | 2 | Residential & Commercial | Ducted CEE Tier 1
210474095 | Central HP <5.4 tons | AIRQUEST | HRCU-A-CB (Split System: Heat Pump with Remote Outdoor Unit-Air-Source) | HVH825GKA3* |  |  | EN(A,D)4X48L24**+WALLCON | *80CTL1352422A* | 24200 | 17 | 8.1 | 21400 | 16600 | 77.57% | 2.02 | 0 | 11.5 |  |  |  | No | R-410A | 2.0167 | Residential & Commercial | Ducted CEE Tier 1
213067586 | Central HP <5.4 tons | ACIQ | HRCU-A-CB (Split System: Heat Pump with Remote Outdoor Unit-Air-Source) | HVH825GKA2* |  |  | EHD4X48AAL+WALLCON | *95CSU1002122A* | 24200 | 16.5 | 8.1 | 21200 | 16600 | 78.3% | 2.02 | 0 | 11 |  |  |  | No | R-410A | 2.0167 | Residential & Commercial | Ducted CEE Tier 1
210597934 | Central HP <5.4 tons | AIRQUEST | HRCU-A-CB (Split System: Heat Pump with Remote Outdoor Unit-Air-Source) | HVH825GKA2* |  |  | EA*4X43L21A*+WALLCON | *80CSU0401712A* | 24400 | 17 | 8.5 | 21200 | 16600 | 78.3% | 2.04 | 0 | 11 |  |  |  | No | R-410A | 2.0333 | Residential & Commercial | Ducted CEE Tier 1
210597982 | Central HP <5.4 tons | AIRQUEST | HRCU-A-CB (Split System: Heat Pump with Remote Outdoor Unit-Air-Source) | HVH825GKA2* |  |  | EA*4X43L21A*+WALLCON | *97CMN0601714A* | 24200 | 16.5 | 8.1 | 21200 | 16800 | 79.25% | 2 | 0 | 11 |  |  |  | No | R-410A | 2.0167 | Residential & Commercial | Ducted CEE Tier 1
210598066 | Central HP <5.4 tons | AIRQUEST | HRCU-A-CB (Split System: Heat Pump with Remote Outdoor Unit-Air-Source) | HVH825GKA2* |  |  | EA*4X48L24A*+WALLCON | *80CTL1352422A* | 24200 | 17 | 8.1 | 21000 | 16500 | 78.57% | 2.02 | 0 | 11 |  |  |  | No | R-410A | 2.0167 | Residential & Commercial | Ducted CEE Tier 1
210598270 | Central HP <5.4 tons | AIRQUEST | HRCU-A-CB (Split System: Heat Pump with Remote Outdoor Unit-Air-Source) | HVH825GKA2* |  |  | EHD4X48AAL+WALLCON | *95CSU0601716A* | 24200 | 16 | 8.1 | 21400 | 16700 | 78.04% | 2 | 0 | 10.5 |  |  |  | No | R-410A | 2.0167 | Residential & Commercial | Ducted CEE Tier 1
214609180 | Central HP <5.4 tons | COLEMAN | HRCU-A-CB (Split System: Heat Pump with Remote Outdoor Unit-Air-Source) | HH824E2S11 |  |  | CTM30B5ACS1 | Z9ES060B12SMPS1 | 23000 | 17 | 9.5 | 23000 | 19200 | 83.48% | 2 | 0 | 11.7 |  |  |  | No | R-454B | 1.9167 | Residential & Commercial | Ducted CEE Tier 1
214397010 | Central HP <5.4 tons | COLEMAN | HRCU-A-CB (Split System: Heat Pump with Remote Outdoor Unit-Air-Source) | HH860E2S11 |  |  | CTF60C5CGS1 | TM9Y080C16MP11 | 43500 | 17 | 9 | 44500 | 33800 | 75.96% | 2 | 0 | 11 |  |  |  | No | R-454B | 3.625 | Residential & Commercial | Ducted CEE Tier 1
214397194 | Central HP <5.4 tons | COLEMAN | HRCU-A-CB (Split System: Heat Pump with Remote Outdoor Unit-Air-Source) | HH860E2S11 |  |  | CTF60D5CHS1 | TM9E120D20MP12 | 53500 | 19 | 8.5 | 54500 | 39500 | 72.48% | 2 | 0 | 11 |  |  |  | No | R-454B | 4.4583 | Residential & Commercial | Ducted CEE Tier 1
214595009 | Central HP <5.4 tons | COLEMAN | HRCU-A-CB (Split System: Heat Pump with Remote Outdoor Unit-Air-Source) | HH860E2S11 |  |  | CTF60D5CJS1 | Z8ES130D20SMPS1 | 53500 | 19 | 9 | 54500 | 39000 | 71.56% | 2 | 0 | 11 |  |  |  | No | R-454B | 4.4583 | Residential & Commercial | Ducted CEE Tier 1
214609146 | Central HP <5.4 tons | COLEMAN | HRCU-A-CB (Split System: Heat Pump with Remote Outdoor Unit-Air-Source) | HH860E2S11 |  |  | CTF60C5CGS1 | Z9ES100C20SMPS1 | 45500 | 18 | 9 | 46500 | 34000 | 73.12% | 2 | 0 | 11.7 |  |  |  | No | R-454B | 3.7917 | Residential & Commercial | Ducted CEE Tier 1
214396347 | Central HP <5.4 tons | COLEMAN | HRCU-A-CB (Split System: Heat Pump with Remote Outdoor Unit-Air-Source) | HH860E2S11 |  |  | CTM60C5CHS1 | CP9C100C20MP13 | 53000 | 19 | 8.5 | 53500 | 38500 | 71.96% | 2 | 0 | 11 |  |  |  | No | R-454B | 4.4167 | Residential & Commercial | Ducted CEE Tier 1
214396349 | Central HP <5.4 tons | COLEMAN | HRCU-A-CB (Split System: Heat Pump with Remote Outdoor Unit-Air-Source) | HH860E2S11 |  |  | JHC60D5CJ2SS1 |  | 54500 | 19 | 9 | 56500 | 40000 | 70.8% | 2 | 0 | 11 |  |  |  | No | R-454B | 4.5417 | Residential & Commercial | Ducted CEE Tier 1
214398728 | Central HP <5.4 tons | COLEMAN | HRCU-A-CB (Split System: Heat Pump with Remote Outdoor Unit-Air-Source) | HH860E2S11 |  |  | CTM60D5CGS1 | TP9C120D20MP13 | 44000 | 18 | 9 | 44000 | 33400 | 75.91% | 2 | 0 | 11.7 |  |  |  | No | R-454B | 3.6667 | Residential & Commercial | Ducted CEE Tier 1
216374610 | Central HP <5.4 tons | COLEMAN | HRCU-A-CB (Split System: Heat Pump with Remote Outdoor Unit-Air-Source) | HH860E2S11 |  |  | CTU60D5XGS1+TXV | Z9ET120D20SMPS1 | 44500 | 17 | 9 | 45000 | 32600 | 72.44% | 2 | 0 | 11.7 |  |  |  | No | R-454B | 3.7083 | Residential & Commercial | Ducted CEE Tier 1
214397269 | Central HP <5.4 tons | COLEMAN | HRCU-A-CB (Split System: Heat Pump with Remote Outdoor Unit-Air-Source) | HH836E2S11 |  |  | CTF36C5CDS1 | TM9V080C16MP12 | 33800 | 18 | 8.5 | 31800 | 26000 | 81.76% | 2 | 0 | 11 |  |  |  | No | R-454B | 2.8167 | Residential & Commercial | Ducted CEE Tier 1
214397296 | Central HP <5.4 tons | COLEMAN | HRCU-A-CB (Split System: Heat Pump with Remote Outdoor Unit-Air-Source) | HH836E2S11 |  |  | CTF36C5CDS1+JME12C2SN1 |  | 33600 | 19 | 9 | 30600 | 24800 | 81.05% | 2 | 0 | 12 |  |  |  | No | R-454B | 2.8 | Residential & Commercial | Ducted CEE Tier 1
214397328 | Central HP <5.4 tons | COLEMAN | HRCU-A-CB (Split System: Heat Pump with Remote Outdoor Unit-Air-Source) | HH836E2S11 |  |  | CTM48C5CFS1+JMVT17CC2N1 |  | 34000 | 19 | 9 | 31600 | 25000 | 79.11% | 2 | 0 | 11.7 |  |  |  | No | R-454B | 2.8333 | Residential & Commercial | Ducted CEE Tier 1
214396376 | Central HP <5.4 tons | COLEMAN | HRCU-A-CB (Split System: Heat Pump with Remote Outdoor Unit-Air-Source) | HH836E2S11 |  |  | CTM48C5CFS1 | TM8Y100C16MP11 | 33800 | 19 | 9 | 31800 | 25400 | 79.87% | 2 | 0 | 11 |  |  |  | No | R-454B | 2.8167 | Residential & Commercial | Ducted CEE Tier 1
213069331 | Central HP <5.4 tons | ACIQ | HRCU-A-CB (Split System: Heat Pump with Remote Outdoor Unit-Air-Source) | DLCURAH36ABK |  |  | EA*4X42L21A* | *80VTL1102122A* | 36200 | 15.5 | 8.1 | 39500 | 35200 | 89.11% | 1.92 | 0 | 10 |  |  |  | No | R-410A | 3.0167 | Residential & Commercial | Ducted CEE Tier 1
213069333 | Central HP <5.4 tons | ACIQ | HRCU-A-CB (Split System: Heat Pump with Remote Outdoor Unit-Air-Source) | DLCURAH36ABK |  |  | EA*4X42L21A* | *92ESN0801716A* | 35400 | 16 | 8.1 | 38500 | 35000 | 90.91% | 1.88 | 0 | 10 |  |  |  | No | R-410A | 2.95 | Residential & Commercial | Ducted CEE Tier 1
213069338 | Central HP <5.4 tons | ACIQ | HRCU-A-CB (Split System: Heat Pump with Remote Outdoor Unit-Air-Source) | DLCURAH36ABK |  |  | EA*4X42L21A* | *95ESN0802120A* | 36000 | 15.5 | 8.1 | 39500 | 35200 | 89.11% | 1.92 | 0 | 10 |  |  |  | No | R-410A | 3 | Residential & Commercial | Ducted CEE Tier 1
212983697 | Central HP <5.4 tons | BRYANT HEATING AND COOLING SYSTEMS | HRCU-A-CB (Split System: Heat Pump with Remote Outdoor Unit-Air-Source) | 38MURAQ18AB3* |  |  | CNPV*2414AL* | 912SE36060M14*** | 17500 | 16 | 8.5 | 18500 | 19200 | 103.8% | 2.3 | 0 | 11 |  |  |  | No | R-410A | 1.4583 | Residential & Commercial | Ducted CEE Tier 1
215936933 | Central HP <5.4 tons | TEMPSTAR | HRCU-A-CB (Split System: Heat Pump with Remote Outdoor Unit-Air-Source) | T5H3V36*K*AAA* |  |  | EVD5X61M24A*+WALLCON | *80CTL0902120B* | 36000 | 22.5 | 8.5 | 37600 | 28200 | 75% | 2.06 | 0 | 12.5 |  |  |  | No | R-454B | 3 | Residential & Commercial | Ducted CEE Tier 1
214279734 | Central HP <5.4 tons | CARRIER | HRCU-A-CB (Split System: Heat Pump with Remote Outdoor Unit-Air-Source) | 38MURAQ18AB3* |  |  | CAP**2417AL* | 59SC6A060M17**16 | 17200 | 16 | 8.5 | 18100 | 19400 | 107.2% | 2.32 | 0 | 10.5 |  |  |  | No | R-410A | 1.4333 | Residential & Commercial | Ducted CEE Tier 1
211392860 | Central HP <5.4 tons | LUXAIRE | HRCU-A-CB (Split System: Heat Pump with Remote Outdoor Unit-Air-Source) | HMH72B341 |  |  | XAFB36DBCN1 | TM8E040A12MP11 | 34000 | 18 | 8.1 | 33600 | 23800 | 70.83% | 2.06 | 0 | 10 |  |  |  | No | R-410A | 2.8333 | Residential & Commercial | Ducted CEE Tier 1
211392875 | Central HP <5.4 tons | LUXAIRE | HRCU-A-CB (Split System: Heat Pump with Remote Outdoor Unit-Air-Source) | HMH72B341 |  |  | XAUB36DXXN1+TXV | TM8E040A12MP11 | 34000 | 18 | 8.1 | 33600 | 23800 | 70.83% | 2.06 | 0 | 10 |  |  |  | No | R-410A | 2.8333 | Residential & Commercial | Ducted CEE Tier 1
212971705 | Central HP <5.4 tons | HEIL | HRCU-A-CB (Split System: Heat Pump with Remote Outdoor Unit-Air-Source) | DLCURAH24ABK |  |  | EN(A,D)4X24L17** | *80VTL0701716B* | 23200 | 16.5 | 8.5 | 26800 | 25200 | 94.03% | 2.1 | 0 | 10 |  |  |  | No | R-410A | 1.9333 | Residential & Commercial | Ducted CEE Tier 1
210473120 | Central HP <5.4 tons | AIRQUEST | HRCU-A-CB (Split System: Heat Pump with Remote Outdoor Unit-Air-Source) | HVH825GKA3* |  |  | EA*4X43L21A*+WALLCON | *80CSU0401712A* | 24400 | 17 | 8.5 | 21200 | 16600 | 78.3% | 2.02 | 0 | 11 |  |  |  | No | R-410A | 2.0333 | Residential & Commercial | Ducted CEE Tier 1
210473472 | Central HP <5.4 tons | AIRQUEST | HRCU-A-CB (Split System: Heat Pump with Remote Outdoor Unit-Air-Source) | HVH825GKA3* |  |  | EA*4X48L24A*+WALLCON | *80CTL1352422A* | 24200 | 17 | 8.1 | 21000 | 16500 | 78.57% | 2.02 | 0 | 11 |  |  |  | No | R-410A | 2.0167 | Residential & Commercial | Ducted CEE Tier 1
210473908 | Central HP <5.4 tons | AIRQUEST | HRCU-A-CB (Split System: Heat Pump with Remote Outdoor Unit-Air-Source) | HVH825GKA3* |  |  | EN(A,D,W)4X48L21**+WALLCON | *95CSU1002122A* | 24200 | 17 | 8.1 | 21200 | 16600 | 78.3% | 2.02 | 0 | 11.5 |  |  |  | No | R-410A | 2.0167 | Residential & Commercial | Ducted CEE Tier 1
210474040 | Central HP <5.4 tons | AIRQUEST | HRCU-A-CB (Split System: Heat Pump with Remote Outdoor Unit-Air-Source) | HVH825GKA3* |  |  | EN(A,D,W)4X48L21**+WALLCON | *80CTL0901716A* | 24200 | 17.5 | 8.1 | 21200 | 16500 | 77.83% | 2.02 | 0 | 11.7 |  |  |  | No | R-410A | 2.0167 | Residential & Commercial | Ducted CEE Tier 1
213067286 | Central HP <5.4 tons | ACIQ | HRCU-A-CB (Split System: Heat Pump with Remote Outdoor Unit-Air-Source) | HVH825GKA3* |  |  | EA*4X42L21A*+WALLCON | *96CTN0801714A* | 23600 | 16.5 | 8.1 | 21400 | 16700 | 78.04% | 1.96 | 0 | 11 |  |  |  | No | R-410A | 1.9667 | Residential & Commercial | Ducted CEE Tier 1
213067300 | Central HP <5.4 tons | ACIQ | HRCU-A-CB (Split System: Heat Pump with Remote Outdoor Unit-Air-Source) | HVH825GKA3* |  |  | EA*4X42L24A*+WALLCON | *96CTN1002122A* | 23800 | 16.5 | 8.1 | 21400 | 16600 | 77.57% | 1.96 | 0 | 11 |  |  |  | No | R-410A | 1.9833 | Residential & Commercial | Ducted CEE Tier 1
213067302 | Central HP <5.4 tons | ACIQ | HRCU-A-CB (Split System: Heat Pump with Remote Outdoor Unit-Air-Source) | HVH825GKA3* |  |  | EA*4X43L21A*+WALLCON | *95CSU0601716A* | 24400 | 16.5 | 8.1 | 21200 | 16700 | 78.77% | 2.02 | 0 | 10.5 |  |  |  | No | R-410A | 2.0333 | Residential & Commercial | Ducted CEE Tier 1
213782275 | Central HP <5.4 tons | CARRIER | HRCU-A-CB (Split System: Heat Pump with Remote Outdoor Unit-Air-Source) | 25VNA837A*031* |  |  | CSPH*6012AL*+UI | 59CU5B060C17**16 | 32800 | 16.5 | 8.1 | 32200 | 25000 | 77.64% | 1.96 | 0 | 11 |  |  |  | No | R-410A | 2.7333 | Residential & Commercial | Ducted CEE Tier 1
215934970 | Central HP <5.4 tons | DAY & NIGHT | HRCU-A-CB (Split System: Heat Pump with Remote Outdoor Unit-Air-Source) | C5H3V36*K*AAA* |  |  | EVM5X48M21A*+WALLCON | *96CTN0601714B* | 34600 | 20.5 | 8.5 | 38000 | 27600 | 72.63% | 2.05 | 0 | 11.5 |  |  |  | No | R-454B | 2.8833 | Residential & Commercial | Ducted CEE Tier 1
215935050 | Central HP <5.4 tons | DAY & NIGHT | HRCU-A-CB (Split System: Heat Pump with Remote Outdoor Unit-Air-Source) | C5H3V36*K*AAA* |  |  | EVM5X49M21A*+WALLCON | *80CTL1102120B* | 35600 | 22 | 8.5 | 38000 | 28400 | 74.74% | 2.02 | 0 | 12.5 |  |  |  | No | R-454B | 2.9667 | Residential & Commercial | Ducted CEE Tier 1
214396386 | Central HP <5.4 tons | COLEMAN | HRCU-A-CB (Split System: Heat Pump with Remote Outdoor Unit-Air-Source) | HH836E2S11 |  |  | CTM36C5CDS1 | TM9Y100C16MP11 | 33200 | 18 | 9 | 31000 | 25200 | 81.29% | 2 | 0 | 11 |  |  |  | No | R-454B | 2.7667 | Residential & Commercial | Ducted CEE Tier 1
214396845 | Central HP <5.4 tons | COLEMAN | HRCU-A-CB (Split System: Heat Pump with Remote Outdoor Unit-Air-Source) | HH836E2S11 |  |  | CTF36B5CDS1 | TP9C060B12MP13 | 33000 | 17 | 8.5 | 31000 | 25200 | 81.29% | 2 | 0 | 11 |  |  |  | No | R-454B | 2.75 | Residential & Commercial | Ducted CEE Tier 1
214396886 | Central HP <5.4 tons | COLEMAN | HRCU-A-CB (Split System: Heat Pump with Remote Outdoor Unit-Air-Source) | HH836E2S11 |  |  | CTF36C5CDS1 | TL9E080C16UH11 | 33800 | 18 | 8.5 | 32000 | 26000 | 81.25% | 2 | 0 | 11 |  |  |  | No | R-454B | 2.8167 | Residential & Commercial | Ducted CEE Tier 1
211392926 | Central HP <5.4 tons | LUXAIRE | HRCU-A-CB (Split System: Heat Pump with Remote Outdoor Unit-Air-Source) | HMH72B341 |  |  | XAFB30CXXN1+TXV | TMLE040A12MP11 | 32800 | 18 | 8.1 | 33400 | 23400 | 70.06% | 2.04 | 0 | 10 |  |  |  | No | R-410A | 2.7333 | Residential & Commercial | Ducted CEE Tier 1
213772416 | Central HP <5.4 tons | BRYANT HEATING AND COOLING SYSTEMS | HRCU-A-CB (Split System: Heat Pump with Remote Outdoor Unit-Air-Source) | 288BNV025*0**B* |  |  | CSPH*4212AL*+UI | 986TD66120C24*** | 24200 | 16 | 8.1 | 21400 | 16600 | 77.57% | 2 | 0 | 10.5 |  |  |  | No | R-410A | 2.0167 | Residential & Commercial | Ducted CEE Tier 1
214396713 | Central HP <5.4 tons | COLEMAN | HRCU-A-CB (Split System: Heat Pump with Remote Outdoor Unit-Air-Source) | HH824E2S11 |  |  | CTM30B5ACS1 | TM9V060B12MP12 | 23000 | 17 | 9.5 | 23000 | 18000 | 78.26% | 2 | 0 | 12 |  |  |  | No | R-454B | 1.9167 | Residential & Commercial | Ducted CEE Tier 1
214397115 | Central HP <5.4 tons | COLEMAN | HRCU-A-CB (Split System: Heat Pump with Remote Outdoor Unit-Air-Source) | HH824E2S11 |  |  | CTF30A5ADS1 | TM9E026A08MP12 | 23000 | 17 | 9 | 23000 | 18300 | 79.57% | 2 | 0 | 12 |  |  |  | No | R-454B | 1.9167 | Residential & Commercial | Ducted CEE Tier 1
204456447 | Central HP <5.4 tons | AIRQUEST | HRCU-A-CB (Split System: Heat Pump with Remote Outdoor Unit-Air-Source) | HVH825GKA2* |  |  | EA*4X25L17A*+WALLCON | *80CTL0701716A* | 24400 | 16.5 | 8.1 | 21200 | 16600 | 78.3% | 2.02 | 11 | 11 |  |  |  | No | R-410A | 2.0333 | Residential & Commercial | Ducted CEE Tier 1
204456483 | Central HP <5.4 tons | AIRQUEST | HRCU-A-CB (Split System: Heat Pump with Remote Outdoor Unit-Air-Source) | HVH825GKA2* |  |  | EA*4X25L17A*+WALLCON | *97CMN0801714A* | 24200 | 16.5 | 8.1 | 21400 | 16700 | 78.04% | 2 | 11 | 11 |  |  |  | No | R-410A | 2.0167 | Residential & Commercial | Ducted CEE Tier 1
205750728 | Central HP <5.4 tons | AIRQUEST | HRCU-A-CB (Split System: Heat Pump with Remote Outdoor Unit-Air-Source) | HVH825GKA2* |  |  | EA*4X37L21A*+WALLCON | *80CTL0901716A* | 24600 | 17.5 | 8.5 | 21000 | 16500 | 78.57% | 2.04 | 12 | 11.7 |  |  |  | No | R-410A | 2.05 | Residential & Commercial | Ducted CEE Tier 1
214609073 | Central HP <5.4 tons | COLEMAN | HRCU-A-CB (Split System: Heat Pump with Remote Outdoor Unit-Air-Source) | HH824E2S11 |  |  | CTM36B5ADS1 | Z9ES080B12SMPS1 | 23000 | 18 | 9.5 | 23000 | 18600 | 80.87% | 2 | 0 | 12 |  |  |  | No | R-454B | 1.9167 | Residential & Commercial | Ducted CEE Tier 1
216374641 | Central HP <5.4 tons | COLEMAN | HRCU-A-CB (Split System: Heat Pump with Remote Outdoor Unit-Air-Source) | HH824E2S11 |  |  | CTF36B5ADS1 | Z9ET060B12SMPS1 | 23000 | 18 | 9.5 | 23000 | 18300 | 79.57% | 2 | 0 | 12 |  |  |  | No | R-454B | 1.9167 | Residential & Commercial | Ducted CEE Tier 1
213067311 | Central HP <5.4 tons | ACIQ | HRCU-A-CB (Split System: Heat Pump with Remote Outdoor Unit-Air-Source) | HVH825GKA3* |  |  | EA*4X43L21A*+WALLCON | *96CTN0801714A* | 24400 | 16.5 | 8.1 | 21200 | 16700 | 78.77% | 2.02 | 0 | 11 |  |  |  | No | R-410A | 2.0333 | Residential & Commercial | Ducted CEE Tier 1
212981725 | Central HP <5.4 tons | BRYANT HEATING AND COOLING SYSTEMS | HRCU-A-CB (Split System: Heat Pump with Remote Outdoor Unit-Air-Source) | 38MURAQ24AB3* |  |  | CAP**3617AL* | 83*SB60100M21*** | 23400 | 17 | 8.5 | 26000 | 24400 | 93.85% | 2.02 | 0 | 10 |  |  |  | No | R-410A | 1.95 | Residential & Commercial | Ducted CEE Tier 1
212982325 | Central HP <5.4 tons | BRYANT HEATING AND COOLING SYSTEMS | HRCU-A-CB (Split System: Heat Pump with Remote Outdoor Unit-Air-Source) | 38MURAQ24AB3* |  |  | CNPV*2417AL* | 83*SB36040M17*** | 23200 | 16 | 8.5 | 26200 | 24800 | 94.66% | 2.06 | 0 | 10 |  |  |  | No | R-410A | 1.9333 | Residential & Commercial | Ducted CEE Tier 1
212982709 | Central HP <5.4 tons | BRYANT HEATING AND COOLING SYSTEMS | HRCU-A-CB (Split System: Heat Pump with Remote Outdoor Unit-Air-Source) | 38MURAQ24AB3* |  |  | CAP**3721AL* | 83*SB48060M17*** | 24200 | 17.5 | 8.5 | 24800 | 21400 | 86.29% | 1.8 | 0 | 10.5 |  |  |  | No | R-410A | 2.0167 | Residential & Commercial | Ducted CEE Tier 1
210599413 | Central HP <5.4 tons | AIRQUEST | HRCU-A-CB (Split System: Heat Pump with Remote Outdoor Unit-Air-Source) | HVH837GKA** |  |  | EHD4X60AAL+WALLCON | *80CTL0902120A* | 33000 | 17 | 8.1 | 32200 | 25000 | 77.64% | 2 | 0 | 11.5 |  |  |  | No | R-410A | 2.75 | Residential & Commercial | Ducted CEE Tier 1
210599429 | Central HP <5.4 tons | AIRQUEST | HRCU-A-CB (Split System: Heat Pump with Remote Outdoor Unit-Air-Source) | HVH837GKA** |  |  | EHD4X60AAL+WALLCON | *95CSU1002122A* | 33000 | 17 | 8.1 | 32200 | 24800 | 77.02% | 2.02 | 0 | 11.5 |  |  |  | No | R-410A | 2.75 | Residential & Commercial | Ducted CEE Tier 1
210599556 | Central HP <5.4 tons | AIRQUEST | HRCU-A-CB (Split System: Heat Pump with Remote Outdoor Unit-Air-Source) | HVH837GKA** |  |  | EN(A,D,W)4X48L21**+WALLCON | *80CSU0601716A* | 32400 | 17 | 8.1 | 33000 | 24800 | 75.15% | 1.94 | 0 | 11.7 |  |  |  | No | R-410A | 2.7 | Residential & Commercial | Ducted CEE Tier 1
213079610 | Central HP <5.4 tons | HEIL | HRCU-A-CB (Split System: Heat Pump with Remote Outdoor Unit-Air-Source) | DLCURAH36ABK |  |  | END4X42L17** | *92MSN0801716A* | 35600 | 16 | 8.1 | 38500 | 35000 | 90.91% | 1.94 | 0 | 10 |  |  |  | No | R-410A | 2.9667 | Residential & Commercial | Ducted CEE Tier 1
216374696 | Central HP <5.4 tons | COLEMAN | HRCU-A-CB (Split System: Heat Pump with Remote Outdoor Unit-Air-Source) | HH860E2S11 |  |  | CTF60D5CHS1 | Z9ET120D20SMPS1 | 54000 | 19 | 9 | 55000 | 40000 | 72.73% | 2 | 0 | 11 |  |  |  | No | R-454B | 4.5 | Residential & Commercial | Ducted CEE Tier 1
214606548 | Central HP <5.4 tons | COLEMAN | HRCU-A-C (Split System: Heat Pump with Remote Outdoor Unit with No Indoor Fan --Air Source) | HH860E2S11 |  |  | CTF60D5CHS1 |  | 54000 | 15.2 | 8.1 | 55000 | 40000 | 72.73% | 2 | 0 | 11 |  |  |  | No | R-454B | 4.5 | Residential & Commercial | Ducted CEE Tier 1
214720177 | Central HP <5.4 tons | CHAMPION HEATING AND COOLING | HRCU-A-CB (Split System: Heat Pump with Remote Outdoor Unit-Air-Source) | HH860E2S11 |  |  | CTU60C5XGS1+TXV | TM8E120C16MP11 | 44500 | 18 | 9 | 45500 | 34200 | 75.16% | 2 | 0 | 11 |  |  |  | No | R-454B | 3.7083 | Residential & Commercial | Ducted CEE Tier 1
214606550 | Central HP <5.4 tons | COLEMAN | HRCU-A-C (Split System: Heat Pump with Remote Outdoor Unit with No Indoor Fan --Air Source) | HH860E2S11 |  |  | CTM60D5CHS1 |  | 53500 | 15.2 | 8.1 | 55000 | 40000 | 72.73% | 2 | 0 | 11 |  |  |  | No | R-454B | 4.4583 | Residential & Commercial | Ducted CEE Tier 1
214396354 | Central HP <5.4 tons | COLEMAN | HRCU-A-CB (Split System: Heat Pump with Remote Outdoor Unit-Air-Source) | HH860E2S11 |  |  | CTM60D5CJS1+JMC20D2SN1 |  | 54000 | 19 | 9 | 55500 | 39500 | 71.17% | 2 | 0 | 11 |  |  |  | No | R-454B | 4.5 | Residential & Commercial | Ducted CEE Tier 1
214396562 | Central HP <5.4 tons | COLEMAN | HRCU-A-CB (Split System: Heat Pump with Remote Outdoor Unit-Air-Source) | HH860E2S11 |  |  | CTF60C5CGS1 | TL8E100C20UH11 | 45000 | 18 | 9 | 45000 | 33400 | 74.22% | 2 | 0 | 11.7 |  |  |  | No | R-454B | 3.75 | Residential & Commercial | Ducted CEE Tier 1
214396619 | Central HP <5.4 tons | COLEMAN | HRCU-A-CB (Split System: Heat Pump with Remote Outdoor Unit-Air-Source) | HH860E2S11 |  |  | CTF60D5CGS1 | TM8E130D20MP11 | 46000 | 18 | 9 | 47500 | 35200 | 74.11% | 2 | 0 | 11 |  |  |  | No | R-454B | 3.8333 | Residential & Commercial | Ducted CEE Tier 1
214396785 | Central HP <5.4 tons | COLEMAN | HRCU-A-CB (Split System: Heat Pump with Remote Outdoor Unit-Air-Source) | HH836E2S11 |  |  | CTM36C5CDS1 | TM8Y100C16MP11 | 33600 | 18 | 8.5 | 31400 | 25200 | 80.25% | 2 | 0 | 11 |  |  |  | No | R-454B | 2.8 | Residential & Commercial | Ducted CEE Tier 1
214397234 | Central HP <5.4 tons | COLEMAN | HRCU-A-CB (Split System: Heat Pump with Remote Outdoor Unit-Air-Source) | HH836E2S11 |  |  | CTF36C5CDS1+JMET16CS2N1 |  | 34200 | 19 | 9 | 31400 | 25600 | 81.53% | 2 | 0 | 11.7 |  |  |  | No | R-454B | 2.85 | Residential & Commercial | Ducted CEE Tier 1
214396882 | Central HP <5.4 tons | COLEMAN | HRCU-A-CB (Split System: Heat Pump with Remote Outdoor Unit-Air-Source) | HH836E2S11 |  |  | CTM36C5CDS1 | CPLC080C16MP13 | 34000 | 18 | 8.5 | 32000 | 26200 | 81.88% | 2 | 0 | 11 |  |  |  | No | R-454B | 2.8333 | Residential & Commercial | Ducted CEE Tier 1
214396981 | Central HP <5.4 tons | COLEMAN | HRCU-A-CB (Split System: Heat Pump with Remote Outdoor Unit-Air-Source) | HH836E2S11 |  |  | CTF48C5CFS1 | TPLC080C16MP13 | 33400 | 18 | 9 | 31600 | 25400 | 80.38% | 2 | 0 | 11 |  |  |  | No | R-454B | 2.7833 | Residential & Commercial | Ducted CEE Tier 1
214397382 | Central HP <5.4 tons | COLEMAN | HRCU-A-CB (Split System: Heat Pump with Remote Outdoor Unit-Air-Source) | HH836E2S11 |  |  | CTF48C5CFS1 | TM9E080C16MP12 | 33400 | 19 | 9 | 31400 | 25400 | 80.89% | 2 | 0 | 11 |  |  |  | No | R-454B | 2.7833 | Residential & Commercial | Ducted CEE Tier 1
214606515 | Central HP <5.4 tons | COLEMAN | HRCU-A-C (Split System: Heat Pump with Remote Outdoor Unit with No Indoor Fan --Air Source) | HH836E2S11 |  |  | CTM36B5CDS1 |  | 32800 | 15.2 | 8.1 | 31000 | 22600 | 72.9% | 2 | 0 | 11 |  |  |  | No | R-454B | 2.7333 | Residential & Commercial | Ducted CEE Tier 1
214396423 | Central HP <5.4 tons | COLEMAN | HRCU-A-CB (Split System: Heat Pump with Remote Outdoor Unit-Air-Source) | HH836E2S11 |  |  | CTM36B5CDS1 | TM9E060B12MP12 | 33000 | 17 | 8.5 | 31400 | 25400 | 80.89% | 2 | 0 | 11 |  |  |  | No | R-454B | 2.75 | Residential & Commercial | Ducted CEE Tier 1
212104225 | Central HP <5.4 tons | MITS AIR | HRCU-A-C (Split System: Heat Pump with Remote Outdoor Unit with No Indoor Fan --Air Source) | MOX430U-24HFN1-MR0 |  |  | MAC-24HWDN1-MN0 |  | 24000 | 15.7 | 9.8 | 25600 | 18500 | 72.27% | 2.2 | 10.3 | 10 |  |  |  | No | R-410A | 2 | Residential & Commercial | Ducted CEE Tier 1
214396523 | Central HP <5.4 tons | COLEMAN | HRCU-A-CB (Split System: Heat Pump with Remote Outdoor Unit-Air-Source) | HH836E2S11 |  |  | CTM48C5CFS1 | TM8V080C16MP12 | 33000 | 19 | 9 | 31200 | 25200 | 80.77% | 2 | 0 | 11 |  |  |  | No | R-454B | 2.75 | Residential & Commercial | Ducted CEE Tier 1
211393458 | Central HP <5.4 tons | LUXAIRE | HRCU-A-CB (Split System: Heat Pump with Remote Outdoor Unit-Air-Source) | HMH72B341 |  |  | XAFC36DBCN1 | TL8E080C16UH11 | 34000 | 17.5 | 8.1 | 34000 | 24200 | 71.18% | 2.1 | 0 | 10 |  |  |  | No | R-410A | 2.8333 | Residential & Commercial | Ducted CEE Tier 1
211392941 | Central HP <5.4 tons | LUXAIRE | HRCU-A-CB (Split System: Heat Pump with Remote Outdoor Unit-Air-Source) | HMH72B341 |  |  | XAUB30CXXN1+TXV | TM8E040A12MP11 | 32800 | 18 | 8.1 | 33400 | 23400 | 70.06% | 2.04 | 0 | 10 |  |  |  | No | R-410A | 2.7333 | Residential & Commercial | Ducted CEE Tier 1
211393562 | Central HP <5.4 tons | LUXAIRE | HRCU-A-CB (Split System: Heat Pump with Remote Outdoor Unit-Air-Source) | HMH72B341 |  |  | XAUB36DXXN1+TXV | TL8E060A12UH11 | 34000 | 18 | 8.1 | 33800 | 23800 | 70.41% | 2.06 | 0 | 10 |  |  |  | No | R-410A | 2.8333 | Residential & Commercial | Ducted CEE Tier 1
211391737 | Central HP <5.4 tons | LUXAIRE | HRCU-A-CB (Split System: Heat Pump with Remote Outdoor Unit-Air-Source) | HMH72B341 |  |  | XAFC36DXXN1+TXV | TM8E100B12MP11 | 34000 | 18 | 8.1 | 33800 | 23800 | 70.41% | 2.06 | 0 | 10 |  |  |  | No | R-410A | 2.8333 | Residential & Commercial | Ducted CEE Tier 1
211392105 | Central HP <5.4 tons | LUXAIRE | HRCU-A-CB (Split System: Heat Pump with Remote Outdoor Unit-Air-Source) | HMH72B341 |  |  | XAFC30CXXN1+TXV | TM8E080C16MP11 | 33000 | 18 | 8.5 | 33000 | 23200 | 70.3% | 2.04 | 0 | 10 |  |  |  | No | R-410A | 2.75 | Residential & Commercial | Ducted CEE Tier 1
211389566 | Central HP <5.4 tons | LUXAIRE | HRCU-A-CB (Split System: Heat Pump with Remote Outdoor Unit-Air-Source) | HMH72B341 |  |  | XAFC36DBCN1 | TM8Y080C16MP11 | 34000 | 18.5 | 8.5 | 34000 | 24000 | 70.59% | 2.1 | 0 | 10 |  |  |  | No | R-410A | 2.8333 | Residential & Commercial | Ducted CEE Tier 1
211390199 | Central HP <5.4 tons | LUXAIRE | HRCU-A-CB (Split System: Heat Pump with Remote Outdoor Unit-Air-Source) | HMH72B341 |  |  | XAFC36DXXN1+TXV | TPLC080C16MP13 | 34000 | 17.5 | 8.5 | 33800 | 23800 | 70.41% | 2.08 | 0 | 10 |  |  |  | No | R-410A | 2.8333 | Residential & Commercial | Ducted CEE Tier 1
214574439 | Central HP <5.4 tons | BRYANT HEATING AND COOLING SYSTEMS | HRCU-A-CB (Split System: Heat Pump with Remote Outdoor Unit-Air-Source) | 288BNV037*0**B* |  |  | CSPH*6012AL*+UI | 986TD60080C21*** | 33000 | 18 | 8.5 | 32000 | 24800 | 77.5% | 2.02 | 0 | 11.5 |  |  |  | No | R-410A | 2.75 | Residential & Commercial | Ducted CEE Tier 1
215931590 | Central HP <5.4 tons | DAY & NIGHT | HRCU-A-CB (Split System: Heat Pump with Remote Outdoor Unit-Air-Source) | C5H3V60*K*AAA* |  |  | EA*5X60M24A*+WALLCON | *95CSU1002122B* | 56000 | 18.5 | 8.5 | 60500 | 45500 | 75.21% | 2.08 | 0 | 11.5 |  |  |  | No | R-454B | 4.6667 | Residential & Commercial | Ducted CEE Tier 1
215931770 | Central HP <5.4 tons | DAY & NIGHT | HRCU-A-CB (Split System: Heat Pump with Remote Outdoor Unit-Air-Source) | C5H3V60*K*AAA* |  |  | EA*5X61M24A*+WALLCON | *97CMN1202422B* | 57000 | 18.5 | 8.5 | 60500 | 46500 | 76.86% | 2.02 | 0 | 11 |  |  |  | No | R-454B | 4.75 | Residential & Commercial | Ducted CEE Tier 1
215931790 | Central HP <5.4 tons | DAY & NIGHT | HRCU-A-CB (Split System: Heat Pump with Remote Outdoor Unit-Air-Source) | C5H3V60*K*AAA* |  |  | EA*5X61M24A*+WALLCON | *96CTN1202422B* | 57000 | 18.5 | 8.5 | 60500 | 46500 | 76.86% | 2.02 | 0 | 11.5 |  |  |  | No | R-454B | 4.75 | Residential & Commercial | Ducted CEE Tier 1
214574119 | Central HP <5.4 tons | BRYANT HEATING AND COOLING SYSTEMS | HRCU-A-CB (Split System: Heat Pump with Remote Outdoor Unit-Air-Source) | 288BNV037*0**B* |  |  | CAP**6121AL*+UI | 987MC60060C21*** | 33000 | 17.5 | 8.5 | 32200 | 25000 | 77.64% | 1.98 | 0 | 11 |  |  |  | No | R-410A | 2.75 | Residential & Commercial | Ducted CEE Tier 1
211391353 | Central HP <5.4 tons | LUXAIRE | HRCU-A-CB (Split System: Heat Pump with Remote Outdoor Unit-Air-Source) | HMH72B341 |  |  | XAFC36DBCN1 | TMLE120C16MP11 | 34000 | 18 | 8.5 | 33600 | 23800 | 70.83% | 2.08 | 0 | 10 |  |  |  | No | R-410A | 2.8333 | Residential & Commercial | Ducted CEE Tier 1
210599606 | Central HP <5.4 tons | AIRQUEST | HRCU-A-CB (Split System: Heat Pump with Remote Outdoor Unit-Air-Source) | HVH837GKA** |  |  | EN(A,D,W)4X60L24**+WALLCON | *96CTN1202422A* | 32800 | 18 | 8.1 | 32200 | 24600 | 76.4% | 1.98 | 0 | 12 |  |  |  | No | R-410A | 2.7333 | Residential & Commercial | Ducted CEE Tier 1
210599615 | Central HP <5.4 tons | AIRQUEST | HRCU-A-CB (Split System: Heat Pump with Remote Outdoor Unit-Air-Source) | HVH837GKA** |  |  | EN(A,D,W)4X60L24**+WALLCON | *97CMN1002122A* | 32800 | 18 | 8.1 | 32200 | 24600 | 76.4% | 1.98 | 0 | 12 |  |  |  | No | R-410A | 2.7333 | Residential & Commercial | Ducted CEE Tier 1
212983218 | Central HP <5.4 tons | BRYANT HEATING AND COOLING SYSTEMS | HRCU-A-CB (Split System: Heat Pump with Remote Outdoor Unit-Air-Source) | 38MURAQ24AB3* |  |  | CNPV*3017AL* | 912SE36040M17*** | 23400 | 15.5 | 8.1 | 26200 | 24200 | 92.37% | 1.98 | 0 | 10 |  |  |  | No | R-410A | 1.95 | Residential & Commercial | Ducted CEE Tier 1
212983567 | Central HP <5.4 tons | BRYANT HEATING AND COOLING SYSTEMS | HRCU-A-CB (Split System: Heat Pump with Remote Outdoor Unit-Air-Source) | 38MURAQ24AB3* |  |  | CAP**3717AL* | 912SE36060M14*** | 24200 | 17 | 8.5 | 25800 | 22200 | 86.05% | 1.84 | 0 | 10 |  |  |  | No | R-410A | 2.0167 | Residential & Commercial | Ducted CEE Tier 1
213067711 | Central HP <5.4 tons | ACIQ | HRCU-A-CB (Split System: Heat Pump with Remote Outdoor Unit-Air-Source) | HVH837GKA** |  |  | EHD4X60AAL+WALLCON | *80CTL0902120A* | 33000 | 17 | 8.1 | 32200 | 25000 | 77.64% | 2 | 0 | 11.5 |  |  |  | No | R-410A | 2.75 | Residential & Commercial | Ducted CEE Tier 1
212981881 | Central HP <5.4 tons | BRYANT HEATING AND COOLING SYSTEMS | HRCU-A-CB (Split System: Heat Pump with Remote Outdoor Unit-Air-Source) | 38MURAQ18AB3* |  |  | CNPV*3017AL* | 83*SB60100M21*** | 17500 | 16 | 8.1 | 18200 | 18700 | 102.7% | 2.24 | 0 | 10.5 |  |  |  | No | R-410A | 1.4583 | Residential & Commercial | Ducted CEE Tier 1
212983284 | Central HP <5.4 tons | BRYANT HEATING AND COOLING SYSTEMS | HRCU-A-CB (Split System: Heat Pump with Remote Outdoor Unit-Air-Source) | 38MURAQ18AB3* |  |  | CAP**3017AL* | 912SE36040M17*** | 17300 | 15.5 | 8.5 | 18100 | 18800 | 103.9% | 2.24 | 0 | 10.5 |  |  |  | No | R-410A | 1.4417 | Residential & Commercial | Ducted CEE Tier 1
213067718 | Central HP <5.4 tons | ACIQ | HRCU-A-CB (Split System: Heat Pump with Remote Outdoor Unit-Air-Source) | HVH837GKA** |  |  | EHD4X60AAL+WALLCON | *97CMN0602120A* | 32800 | 16.5 | 8.1 | 32400 | 25200 | 77.78% | 1.98 | 0 | 11 |  |  |  | No | R-410A | 2.7333 | Residential & Commercial | Ducted CEE Tier 1
210474243 | Central HP <5.4 tons | AIRQUEST | HRCU-A-CB (Split System: Heat Pump with Remote Outdoor Unit-Air-Source) | HVH825GKA3* |  |  | EHD4X42AAL+WALLCON | *95CSU1002122A* | 24200 | 16 | 8.1 | 21400 | 16600 | 77.57% | 2 | 0 | 11 |  |  |  | No | R-410A | 2.0167 | Residential & Commercial | Ducted CEE Tier 1
210474452 | Central HP <5.4 tons | AIRQUEST | HRCU-A-CB (Split System: Heat Pump with Remote Outdoor Unit-Air-Source) | HVH825GKA3* |  |  | EHD4X48AAL+WALLCON | *95CSU0802120A* | 24200 | 16.5 | 8.1 | 21200 | 16600 | 78.3% | 2.02 | 0 | 11 |  |  |  | No | R-410A | 2.0167 | Residential & Commercial | Ducted CEE Tier 1
210474029 | Central HP <5.4 tons | AIRQUEST | HRCU-A-CB (Split System: Heat Pump with Remote Outdoor Unit-Air-Source) | HVH825GKA3* |  |  | EN(A,D,W)4X48L21**+WALLCON | *96CTN1002122A* | 24200 | 17 | 8.1 | 21400 | 16600 | 77.57% | 2.02 | 0 | 11.5 |  |  |  | No | R-410A | 2.0167 | Residential & Commercial | Ducted CEE Tier 1
211392830 | Central HP <5.4 tons | LUXAIRE | HRCU-A-CB (Split System: Heat Pump with Remote Outdoor Unit-Air-Source) | HMH72B341 |  |  | XAFB36DXXN1+TXV | TM8E040A12MP11 | 34000 | 18 | 8.1 | 33600 | 23800 | 70.83% | 2.06 | 0 | 10 |  |  |  | No | R-410A | 2.8333 | Residential & Commercial | Ducted CEE Tier 1
214396473 | Central HP <5.4 tons | COLEMAN | HRCU-A-CB (Split System: Heat Pump with Remote Outdoor Unit-Air-Source) | HH836E2S11 |  |  | CTM36C5CDS1 | TMLE080C20MP11 | 34400 | 17 | 8.5 | 32400 | 26400 | 81.48% | 2 | 0 | 11 |  |  |  | No | R-454B | 2.8667 | Residential & Commercial | Ducted CEE Tier 1
214397259 | Central HP <5.4 tons | COLEMAN | HRCU-A-CB (Split System: Heat Pump with Remote Outdoor Unit-Air-Source) | HH836E2S11 |  |  | CTF36B5CDS1 | TM8Y080B12MP11 | 33400 | 18 | 8.5 | 31200 | 25600 | 82.05% | 2 | 0 | 11 |  |  |  | No | R-454B | 2.7833 | Residential & Commercial | Ducted CEE Tier 1
215932710 | Central HP <5.4 tons | DAY & NIGHT | HRCU-A-CB (Split System: Heat Pump with Remote Outdoor Unit-Air-Source) | C5H3V36*K*AAA* |  |  | EA*5X61M21A*+WALLCON | *80CTL0702120B* | 34400 | 20.5 | 9 | 34400 | 26200 | 76.16% | 1.96 | 0 | 11.7 |  |  |  | No | R-454B | 2.8667 | Residential & Commercial | Ducted CEE Tier 1
213773676 | Central HP <5.4 tons | BRYANT HEATING AND COOLING SYSTEMS | HRCU-A-CB (Split System: Heat Pump with Remote Outdoor Unit-Air-Source) | 288BNV025*0**C* |  |  | CAP**4321AL*+UI | 986TD66100C21*** | 24400 | 16.5 | 8.5 | 21200 | 16600 | 78.3% | 2.02 | 0 | 11 |  |  |  | No | R-410A | 2.0333 | Residential & Commercial | Ducted CEE Tier 1
215932730 | Central HP <5.4 tons | DAY & NIGHT | HRCU-A-CB (Split System: Heat Pump with Remote Outdoor Unit-Air-Source) | C5H3V36*K*AAA* |  |  | EA*5X61M21A*+WALLCON | *80CTL0902120B* | 34400 | 20.5 | 9.5 | 34200 | 26000 | 76.02% | 2.06 | 0 | 12 |  |  |  | No | R-454B | 2.8667 | Residential & Commercial | Ducted CEE Tier 1
215932830 | Central HP <5.4 tons | DAY & NIGHT | HRCU-A-CB (Split System: Heat Pump with Remote Outdoor Unit-Air-Source) | C5H3V36*K*AAA* |  |  | EA*5X61M21A*+WALLCON | *96CTN0801714B* | 34200 | 20 | 9 | 34600 | 26400 | 76.3% | 1.94 | 0 | 11.5 |  |  |  | No | R-454B | 2.85 | Residential & Commercial | Ducted CEE Tier 1
215933180 | Central HP <5.4 tons | DAY & NIGHT | HRCU-A-CB (Split System: Heat Pump with Remote Outdoor Unit-Air-Source) | C5H3V36*K*AAA* |  |  | ESH5X36M12A*+WALLCON | *97CMN0602120B* | 33000 | 18.5 | 9 | 35400 | 27200 | 76.84% | 1.92 | 0 | 11 |  |  |  | No | R-454B | 2.75 | Residential & Commercial | Ducted CEE Tier 1
215933530 | Central HP <5.4 tons | DAY & NIGHT | HRCU-A-CB (Split System: Heat Pump with Remote Outdoor Unit-Air-Source) | C5H3V36*K*AAA* |  |  | ESH5X48M12A*+WALLCON | *80CSU1002120A* | 33600 | 19.5 | 9 | 34800 | 26600 | 76.44% | 1.94 | 0 | 11.5 |  |  |  | No | R-454B | 2.8 | Residential & Commercial | Ducted CEE Tier 1
215933580 | Central HP <5.4 tons | DAY & NIGHT | HRCU-A-CB (Split System: Heat Pump with Remote Outdoor Unit-Air-Source) | C5H3V36*K*AAA* |  |  | ESH5X48M12A*+WALLCON | *80CTL0901716B* | 33600 | 19.5 | 9 | 34800 | 26600 | 76.44% | 1.94 | 0 | 11.5 |  |  |  | No | R-454B | 2.8 | Residential & Commercial | Ducted CEE Tier 1
214398384 | Central HP <5.4 tons | COLEMAN | HRCU-A-CB (Split System: Heat Pump with Remote Outdoor Unit-Air-Source) | HH824E2S11 |  |  | CTF30B5ACS1 | TM8E100B12MP11 | 23000 | 17 | 9.5 | 23000 | 18400 | 80% | 2 | 0 | 12 |  |  |  | No | R-454B | 1.9167 | Residential & Commercial | Ducted CEE Tier 1
214396703 | Central HP <5.4 tons | COLEMAN | HRCU-A-CB (Split System: Heat Pump with Remote Outdoor Unit-Air-Source) | HH824E2S11 |  |  | JHE24B5AC2SS1 |  | 23000 | 19 | 9.5 | 23000 | 18300 | 79.57% | 2 | 0 | 12 |  |  |  | No | R-454B | 1.9167 | Residential & Commercial | Ducted CEE Tier 1
214396242 | Central HP <5.4 tons | COLEMAN | HRCU-A-CB (Split System: Heat Pump with Remote Outdoor Unit-Air-Source) | HH824E2S11 |  |  | CTF36B5ADS1 | TMLE100B12MP11 | 23000 | 18 | 9.5 | 23000 | 18900 | 82.17% | 2 | 0 | 12 |  |  |  | No | R-454B | 1.9167 | Residential & Commercial | Ducted CEE Tier 1
210598302 | Central HP <5.4 tons | AIRQUEST | HRCU-A-CB (Split System: Heat Pump with Remote Outdoor Unit-Air-Source) | HVH825GKA2* |  |  | EHD4X48AAL+WALLCON | *97CMN0602120A* | 24200 | 16 | 8.1 | 21400 | 16700 | 78.04% | 2 | 0 | 10.5 |  |  |  | No | R-410A | 2.0167 | Residential & Commercial | Ducted CEE Tier 1
210598386 | Central HP <5.4 tons | AIRQUEST | HRCU-A-CB (Split System: Heat Pump with Remote Outdoor Unit-Air-Source) | HVH825GKA2* |  |  | EN(A,D)4X48L24**+WALLCON | *97CMN1002122A* | 24200 | 17 | 8.1 | 21400 | 16600 | 77.57% | 2.02 | 0 | 11.5 |  |  |  | No | R-410A | 2.0167 | Residential & Commercial | Ducted CEE Tier 1
210598509 | Central HP <5.4 tons | AIRQUEST | HRCU-A-CB (Split System: Heat Pump with Remote Outdoor Unit-Air-Source) | HVH825GKA2* |  |  | EN(A,D,W)4X48L21**+WALLCON | *96CTN0801714A* | 24000 | 16.5 | 8.1 | 21400 | 16600 | 77.57% | 2 | 0 | 11 |  |  |  | No | R-410A | 2 | Residential & Commercial | Ducted CEE Tier 1
210598529 | Central HP <5.4 tons | AIRQUEST | HRCU-A-CB (Split System: Heat Pump with Remote Outdoor Unit-Air-Source) | HVH825GKA2* |  |  | EN(A,D,W)4X48L21**+WALLCON | *97CMN1002122A* | 24200 | 17 | 8.1 | 21400 | 16600 | 77.57% | 2.02 | 0 | 11.5 |  |  |  | No | R-410A | 2.0167 | Residential & Commercial | Ducted CEE Tier 1
214396252 | Central HP <5.4 tons | COLEMAN | HRCU-A-CB (Split System: Heat Pump with Remote Outdoor Unit-Air-Source) | HH824E2S11 |  |  | CTM30B5ACS1 | TM9Y080B12MP11 | 23000 | 17 | 9.5 | 23000 | 18500 | 80.43% | 2 | 0 | 11.7 |  |  |  | No | R-454B | 1.9167 | Residential & Commercial | Ducted CEE Tier 1
214396644 | Central HP <5.4 tons | COLEMAN | HRCU-A-CB (Split System: Heat Pump with Remote Outdoor Unit-Air-Source) | HH860E2S11 |  |  | CTM60C5CGS1 | TPLC080C16MP13 | 44000 | 18 | 9 | 44500 | 33600 | 75.51% | 2 | 0 | 11.7 |  |  |  | No | R-454B | 3.6667 | Residential & Commercial | Ducted CEE Tier 1
214397080 | Central HP <5.4 tons | COLEMAN | HRCU-A-CB (Split System: Heat Pump with Remote Outdoor Unit-Air-Source) | HH860E2S11 |  |  | CTM60C5CGS1 | TM8E100C16MP11 | 44500 | 18 | 9 | 45500 | 34200 | 75.16% | 2 | 0 | 11 |  |  |  | No | R-454B | 3.7083 | Residential & Commercial | Ducted CEE Tier 1
214396765 | Central HP <5.4 tons | COLEMAN | HRCU-A-CB (Split System: Heat Pump with Remote Outdoor Unit-Air-Source) | HH860E2S11 |  |  | CTF60D5CJS1+JME18D2SN1 |  | 53500 | 19 | 9 | 54000 | 39000 | 72.22% | 2 | 0 | 11 |  |  |  | No | R-454B | 4.4583 | Residential & Commercial | Ducted CEE Tier 1
214397167 | Central HP <5.4 tons | COLEMAN | HRCU-A-CB (Split System: Heat Pump with Remote Outdoor Unit-Air-Source) | HH860E2S11 |  |  | CTF60D5CHS1+JMC20D2SN1 |  | 53000 | 19 | 8.5 | 53000 | 38000 | 71.7% | 2 | 0 | 12 |  |  |  | No | R-454B | 4.4167 | Residential & Commercial | Ducted CEE Tier 1
214397199 | Central HP <5.4 tons | COLEMAN | HRCU-A-CB (Split System: Heat Pump with Remote Outdoor Unit-Air-Source) | HH860E2S11 |  |  | JHE60D5CH2SS1 |  | 54000 | 19 | 9 | 53500 | 38500 | 71.96% | 2 | 0 | 12 |  |  |  | No | R-454B | 4.5 | Residential & Commercial | Ducted CEE Tier 1
214396332 | Central HP <5.4 tons | COLEMAN | HRCU-A-CB (Split System: Heat Pump with Remote Outdoor Unit-Air-Source) | HH860E2S11 |  |  | CTM60C5CHS1 | TM8Y100C20MP11 | 54000 | 19 | 9 | 55000 | 39500 | 71.82% | 2 | 0 | 11 |  |  |  | No | R-454B | 4.5 | Residential & Commercial | Ducted CEE Tier 1
214606562 | Central HP <5.4 tons | COLEMAN | HRCU-A-C (Split System: Heat Pump with Remote Outdoor Unit with No Indoor Fan --Air Source) | HH860E2S11 |  |  | CTF60C5CGS1 |  | 44500 | 15.2 | 8.5 | 46000 | 34200 | 74.35% | 2 | 0 | 11 |  |  |  | No | R-454B | 3.7083 | Residential & Commercial | Ducted CEE Tier 1
214609170 | Central HP <5.4 tons | COLEMAN | HRCU-A-CB (Split System: Heat Pump with Remote Outdoor Unit-Air-Source) | HH860E2S11 |  |  | CTM60D5CGS1 | Z9ES120D20SMPS1 | 46000 | 18 | 9 | 47000 | 34200 | 72.77% | 2 | 0 | 11.7 |  |  |  | No | R-454B | 3.8333 | Residential & Commercial | Ducted CEE Tier 1
214396448 | Central HP <5.4 tons | COLEMAN | HRCU-A-CB (Split System: Heat Pump with Remote Outdoor Unit-Air-Source) | HH836E2S11 |  |  | CTF36C5CDS1 | TM8E120C16MP11 | 33200 | 18 | 8.5 | 30600 | 25000 | 81.7% | 2 | 0 | 11.7 |  |  |  | No | R-454B | 2.7667 | Residential & Commercial | Ducted CEE Tier 1
214396498 | Central HP <5.4 tons | COLEMAN | HRCU-A-CB (Split System: Heat Pump with Remote Outdoor Unit-Air-Source) | HH836E2S11 |  |  | CTF48C5CFS1 | TM8E100C20MP11 | 34400 | 17 | 8.5 | 32600 | 25800 | 79.14% | 2 | 0 | 11 |  |  |  | No | R-454B | 2.8667 | Residential & Commercial | Ducted CEE Tier 1
214396884 | Central HP <5.4 tons | COLEMAN | HRCU-A-CB (Split System: Heat Pump with Remote Outdoor Unit-Air-Source) | HH836E2S11 |  |  | CTM36C5CDS1 | CPLC100C16MP13 | 34000 | 18 | 8.5 | 32000 | 26200 | 81.88% | 2 | 0 | 11 |  |  |  | No | R-454B | 2.8333 | Residential & Commercial | Ducted CEE Tier 1
214397316 | Central HP <5.4 tons | COLEMAN | HRCU-A-CB (Split System: Heat Pump with Remote Outdoor Unit-Air-Source) | HH836E2S11 |  |  | CTF36B5CDS1 | CPLC080B12MP13 | 33000 | 17 | 8.5 | 31000 | 25200 | 81.29% | 2 | 0 | 11 |  |  |  | No | R-454B | 2.75 | Residential & Commercial | Ducted CEE Tier 1
211393532 | Central HP <5.4 tons | LUXAIRE | HRCU-A-CB (Split System: Heat Pump with Remote Outdoor Unit-Air-Source) | HMH72B341 |  |  | XAFB36DXXN1+TXV | TL8E060A12UH11 | 34000 | 18 | 8.1 | 33800 | 23800 | 70.41% | 2.06 | 0 | 10 |  |  |  | No | R-410A | 2.8333 | Residential & Commercial | Ducted CEE Tier 1
211393605 | Central HP <5.4 tons | LUXAIRE | HRCU-A-CB (Split System: Heat Pump with Remote Outdoor Unit-Air-Source) | HMH72B341 |  |  | JHVTC36DBCC2N1 |  | 34000 | 18.5 | 8.5 | 34000 | 24000 | 70.59% | 2.18 | 0 | 10.5 |  |  |  | No | R-410A | 2.8333 | Residential & Commercial | Ducted CEE Tier 1
213063367 | Central HP <5.4 tons | ACIQ | HRCU-A-CB (Split System: Heat Pump with Remote Outdoor Unit-Air-Source) | HVH837GKA2* |  |  | EHD4X48AAL+WALLCON | *80CTL0701412A* | 32600 | 17 | 8.1 | 33200 | 25000 | 75.3% | 1.96 | 11.5 | 11 |  |  |  | No | R-410A | 2.7167 | Residential & Commercial | Ducted CEE Tier 1
213063415 | Central HP <5.4 tons | ACIQ | HRCU-A-CB (Split System: Heat Pump with Remote Outdoor Unit-Air-Source) | HVH837GKA2* |  |  | EHD4X42AAL+WALLCON | *95CSU1002122A* | 32600 | 17 | 8.1 | 33000 | 24800 | 75.15% | 1.96 | 11.5 | 11 |  |  |  | No | R-410A | 2.7167 | Residential & Commercial | Ducted CEE Tier 1
213067161 | Central HP <5.4 tons | ACIQ | HRCU-A-CB (Split System: Heat Pump with Remote Outdoor Unit-Air-Source) | HVH837GKA2* |  |  | EA*4X60L24A*+WALLCON | *80CSU1002120A* | 32800 | 17 | 8.1 | 32000 | 24800 | 77.5% | 1.96 | 0 | 11 |  |  |  | No | R-410A | 2.7333 | Residential & Commercial | Ducted CEE Tier 1
213067166 | Central HP <5.4 tons | ACIQ | HRCU-A-CB (Split System: Heat Pump with Remote Outdoor Unit-Air-Source) | HVH837GKA2* |  |  | EA*4X61L21A*+WALLCON | *80CSU0601716A* | 33200 | 17.5 | 8.1 | 32200 | 25000 | 77.64% | 1.98 | 0 | 11.5 |  |  |  | No | R-410A | 2.7667 | Residential & Commercial | Ducted CEE Tier 1
215933700 | Central HP <5.4 tons | DAY & NIGHT | HRCU-A-CB (Split System: Heat Pump with Remote Outdoor Unit-Air-Source) | C5H3V36*K*AAA* |  |  | ESH5X48M12A*+WALLCON | *96CTN0601714B* | 33400 | 19 | 9 | 34200 | 26000 | 76.02% | 1.94 | 0 | 11 |  |  |  | No | R-454B | 2.7833 | Residential & Commercial | Ducted CEE Tier 1
212985523 | Central HP <5.4 tons | TEMPSTAR | HRCU-A-CB (Split System: Heat Pump with Remote Outdoor Unit-Air-Source) | DLCURAH36ABK |  |  | EA*4X48L24A* | *92MSN1002122A* | 36000 | 16.5 | 8.5 | 37800 | 35200 | 93.12% | 1.78 | 0 | 10 |  |  |  | No | R-410A | 3 | Residential & Commercial | Ducted CEE Tier 1
214396359 | Central HP <5.4 tons | COLEMAN | HRCU-A-CB (Split System: Heat Pump with Remote Outdoor Unit-Air-Source) | HH860E2S11 |  |  | CTF60D5CJS1 | TM9V120D20MP12 | 53000 | 19 | 9 | 55000 | 39500 | 71.82% | 2 | 0 | 11 |  |  |  | No | R-454B | 4.4167 | Residential & Commercial | Ducted CEE Tier 1
214396629 | Central HP <5.4 tons | COLEMAN | HRCU-A-CB (Split System: Heat Pump with Remote Outdoor Unit-Air-Source) | HH860E2S11 |  |  | CTM60C5CGS1 | TM8V100C16MP12 | 44000 | 18 | 9 | 44500 | 33600 | 75.51% | 2 | 0 | 11.7 |  |  |  | No | R-454B | 3.6667 | Residential & Commercial | Ducted CEE Tier 1
214397402 | Central HP <5.4 tons | COLEMAN | HRCU-A-CB (Split System: Heat Pump with Remote Outdoor Unit-Air-Source) | HH860E2S11 |  |  | JHE48C5CG2SS1 |  | 44000 | 19 | 9 | 44000 | 33000 | 75% | 2 | 0 | 12 |  |  |  | No | R-454B | 3.6667 | Residential & Commercial | Ducted CEE Tier 1
214396750 | Central HP <5.4 tons | COLEMAN | HRCU-A-CB (Split System: Heat Pump with Remote Outdoor Unit-Air-Source) | HH860E2S11 |  |  | CTF60D5CHS1 | TMLE130D20MP11 | 54000 | 19 | 8.5 | 55000 | 38500 | 70% | 2 | 0 | 11.7 |  |  |  | No | R-454B | 4.5 | Residential & Commercial | Ducted CEE Tier 1
214397434 | Central HP <5.4 tons | COLEMAN | HRCU-A-CB (Split System: Heat Pump with Remote Outdoor Unit-Air-Source) | HH860E2S11 |  |  | CTM60C5CGS1 | TM8E080C16MP11 | 44500 | 18 | 9 | 45500 | 34200 | 75.16% | 2 | 0 | 11 |  |  |  | No | R-454B | 3.7083 | Residential & Commercial | Ducted CEE Tier 1
214397449 | Central HP <5.4 tons | COLEMAN | HRCU-A-CB (Split System: Heat Pump with Remote Outdoor Unit-Air-Source) | HH860E2S11 |  |  | CTF60C5CGS1 | TMLE080C16MP11 | 44500 | 18 | 9 | 45500 | 34200 | 75.16% | 2 | 0 | 11 |  |  |  | No | R-454B | 3.7083 | Residential & Commercial | Ducted CEE Tier 1
214398266 | Central HP <5.4 tons | COLEMAN | HRCU-A-CB (Split System: Heat Pump with Remote Outdoor Unit-Air-Source) | HH860E2S11 |  |  | CTF60C5CGS1 | TMLV120C20MP12 | 44500 | 18 | 9 | 45000 | 33800 | 75.11% | 2 | 0 | 11 |  |  |  | No | R-454B | 3.7083 | Residential & Commercial | Ducted CEE Tier 1
214398332 | Central HP <5.4 tons | COLEMAN | HRCU-A-CB (Split System: Heat Pump with Remote Outdoor Unit-Air-Source) | HH860E2S11 |  |  | CTF60C5CGS1 | TM9E080C16MP12 | 44500 | 18 | 9 | 45500 | 34400 | 75.6% | 2 | 0 | 11 |  |  |  | No | R-454B | 3.7083 | Residential & Commercial | Ducted CEE Tier 1
212977808 | Central HP <5.4 tons | DAY & NIGHT | HRCU-A-CB (Split System: Heat Pump with Remote Outdoor Unit-Air-Source) | DLCURAH18ABK |  |  | EN(A,D)4X24L17** | *80MS(N,L)0451412A* | 17500 | 16.5 | 8.5 | 18400 | 19200 | 104.3% | 2.3 | 0 | 11 |  |  |  | No | R-410A | 1.4583 | Residential & Commercial | Ducted CEE Tier 1
212979983 | Central HP <5.4 tons | DAY & NIGHT | HRCU-A-CB (Split System: Heat Pump with Remote Outdoor Unit-Air-Source) | DLCURAH18ABK |  |  | EA*4X30L17A* | *80MS(N,L)0901714A* | 17700 | 16 | 8.5 | 18300 | 18700 | 102.2% | 2.24 | 0 | 10.5 |  |  |  | No | R-410A | 1.475 | Residential & Commercial | Ducted CEE Tier 1
212981886 | Central HP <5.4 tons | DAY & NIGHT | HRCU-A-CB (Split System: Heat Pump with Remote Outdoor Unit-Air-Source) | DLCURAH18ABK |  |  | EN(A,D)4X30L17** | *80MSU1002120A* | 17500 | 16 | 8.1 | 18200 | 18700 | 102.7% | 2.24 | 0 | 10.5 |  |  |  | No | R-410A | 1.4583 | Residential & Commercial | Ducted CEE Tier 1
213067334 | Central HP <5.4 tons | ACIQ | HRCU-A-CB (Split System: Heat Pump with Remote Outdoor Unit-Air-Source) | HVH825GKA3* |  |  | EA*4X48L24A*+WALLCON | *95CSU1002122A* | 24200 | 17 | 8.1 | 21000 | 16500 | 78.57% | 2.02 | 0 | 11 |  |  |  | No | R-410A | 2.0167 | Residential & Commercial | Ducted CEE Tier 1
213067341 | Central HP <5.4 tons | ACIQ | HRCU-A-CB (Split System: Heat Pump with Remote Outdoor Unit-Air-Source) | HVH825GKA3* |  |  | EA*4X48L24A*+WALLCON | *97CMN0602120A* | 24000 | 16.5 | 8.1 | 21000 | 16600 | 79.05% | 2 | 0 | 11 |  |  |  | No | R-410A | 2 | Residential & Commercial | Ducted CEE Tier 1
213067352 | Central HP <5.4 tons | ACIQ | HRCU-A-CB (Split System: Heat Pump with Remote Outdoor Unit-Air-Source) | HVH825GKA3* |  |  | END4X42L17**+WALLCON | *80CTL0901716A* | 24000 | 17 | 8.1 | 21400 | 16600 | 77.57% | 2 | 0 | 11.5 |  |  |  | No | R-410A | 2 | Residential & Commercial | Ducted CEE Tier 1
211388558 | Central HP <5.4 tons | LUXAIRE | HRCU-A-CB (Split System: Heat Pump with Remote Outdoor Unit-Air-Source) | HMH72B341 |  |  | XAHC36DBCN1 | TM9E100C20MP12 | 34000 | 15.5 | 8.1 | 33200 | 23600 | 71.08% | 2.06 | 0 | 10 |  |  |  | No | R-410A | 2.8333 | Residential & Commercial | Ducted CEE Tier 1
211388717 | Central HP <5.4 tons | LUXAIRE | HRCU-A-CB (Split System: Heat Pump with Remote Outdoor Unit-Air-Source) | HMH72B341 |  |  | XAFC36DBCN1 | TM9E080C16MP12 | 34000 | 18 | 8.1 | 33600 | 23800 | 70.83% | 2.08 | 0 | 10 |  |  |  | No | R-410A | 2.8333 | Residential & Commercial | Ducted CEE Tier 1
214396493 | Central HP <5.4 tons | COLEMAN | HRCU-A-CB (Split System: Heat Pump with Remote Outdoor Unit-Air-Source) | HH836E2S11 |  |  | CTM48C5CFS1+JME16C2SN1 |  | 34400 | 19 | 9 | 31600 | 25200 | 79.75% | 2 | 0 | 11.7 |  |  |  | No | R-454B | 2.8667 | Residential & Commercial | Ducted CEE Tier 1
213069363 | Central HP <5.4 tons | ACIQ | HRCU-A-CB (Split System: Heat Pump with Remote Outdoor Unit-Air-Source) | DLCURAH36ABK |  |  | EA*4X42L24A* | *80ES(N,L)1552420A* | 36400 | 15.5 | 8.1 | 39500 | 35200 | 89.11% | 1.94 | 0 | 10 |  |  |  | No | R-410A | 3.0333 | Residential & Commercial | Ducted CEE Tier 1
213069397 | Central HP <5.4 tons | ACIQ | HRCU-A-CB (Split System: Heat Pump with Remote Outdoor Unit-Air-Source) | DLCURAH36ABK |  |  | EA*4X43L21A* | *80ES(N,L)0901714A* | 37000 | 16 | 8.5 | 38500 | 34800 | 90.39% | 2.1 | 0 | 10 |  |  |  | No | R-410A | 3.0833 | Residential & Commercial | Ducted CEE Tier 1
210597858 | Central HP <5.4 tons | AIRQUEST | HRCU-A-CB (Split System: Heat Pump with Remote Outdoor Unit-Air-Source) | HVH825GKA2* |  |  | EA*4X42L21A*+WALLCON | *95CSU0601716A* | 23600 | 16.5 | 8.1 | 21400 | 16700 | 78.04% | 1.94 | 0 | 10.5 |  |  |  | No | R-410A | 1.9667 | Residential & Commercial | Ducted CEE Tier 1
210597974 | Central HP <5.4 tons | AIRQUEST | HRCU-A-CB (Split System: Heat Pump with Remote Outdoor Unit-Air-Source) | HVH825GKA2* |  |  | EA*4X43L21A*+WALLCON | *96CTN0801714A* | 24400 | 16.5 | 8.1 | 21200 | 16700 | 78.77% | 2.02 | 0 | 11 |  |  |  | No | R-410A | 2.0333 | Residential & Commercial | Ducted CEE Tier 1
210597994 | Central HP <5.4 tons | AIRQUEST | HRCU-A-CB (Split System: Heat Pump with Remote Outdoor Unit-Air-Source) | HVH825GKA2* |  |  | EA*4X43L21A*+WALLCON | *97CMN1002122A* | 24400 | 16.5 | 8.5 | 21200 | 16600 | 78.3% | 2.04 | 0 | 11 |  |  |  | No | R-410A | 2.0333 | Residential & Commercial | Ducted CEE Tier 1
214396668 | Central HP <5.4 tons | COLEMAN | HRCU-A-CB (Split System: Heat Pump with Remote Outdoor Unit-Air-Source) | HH824E2S11 |  |  | CTF36B5ADS1 | TM9Y060B12MP11 | 23000 | 18 | 9.5 | 23000 | 18400 | 80% | 2 | 0 | 12 |  |  |  | No | R-454B | 1.9167 | Residential & Commercial | Ducted CEE Tier 1
214396693 | Central HP <5.4 tons | COLEMAN | HRCU-A-CB (Split System: Heat Pump with Remote Outdoor Unit-Air-Source) | HH824E2S11 |  |  | CTF30B5ACS1+JMC12B2SN1 |  | 23000 | 18 | 9.5 | 23000 | 19000 | 82.61% | 2 | 0 | 12 |  |  |  | No | R-454B | 1.9167 | Residential & Commercial | Ducted CEE Tier 1
214396718 | Central HP <5.4 tons | COLEMAN | HRCU-A-CB (Split System: Heat Pump with Remote Outdoor Unit-Air-Source) | HH824E2S11 |  |  | CTM30B5ACS1 | TP9C060B12MP13 | 23000 | 17 | 9.5 | 23000 | 18000 | 78.26% | 2 | 0 | 12 |  |  |  | No | R-454B | 1.9167 | Residential & Commercial | Ducted CEE Tier 1
214397120 | Central HP <5.4 tons | COLEMAN | HRCU-A-CB (Split System: Heat Pump with Remote Outdoor Unit-Air-Source) | HH824E2S11 |  |  | CTF30B5ACS1+JMET08BS2N1 |  | 23000 | 18 | 9.5 | 23000 | 18200 | 79.13% | 2 | 0 | 12 |  |  |  | No | R-454B | 1.9167 | Residential & Commercial | Ducted CEE Tier 1
210598042 | Central HP <5.4 tons | AIRQUEST | HRCU-A-CB (Split System: Heat Pump with Remote Outdoor Unit-Air-Source) | HVH825GKA2* |  |  | EA*4X48L21A*+WALLCON | *96CTN1002122A* | 24000 | 16.5 | 8.1 | 21000 | 16500 | 78.57% | 2.02 | 0 | 11 |  |  |  | No | R-410A | 2 | Residential & Commercial | Ducted CEE Tier 1
213069422 | Central HP <5.4 tons | ACIQ | HRCU-A-CB (Split System: Heat Pump with Remote Outdoor Unit-Air-Source) | DLCURAH36ABK |  |  | EA*4X43L21A* | *96VSN0802120A* | 36400 | 16 | 8.5 | 38500 | 34800 | 90.39% | 2.08 | 0 | 10 |  |  |  | No | R-410A | 3.0333 | Residential & Commercial | Ducted CEE Tier 1
213069467 | Central HP <5.4 tons | ACIQ | HRCU-A-CB (Split System: Heat Pump with Remote Outdoor Unit-Air-Source) | DLCURAH36ABK |  |  | EA*4X48L21A* | *96VSN1002120A* | 36000 | 16 | 8.5 | 38500 | 34600 | 89.87% | 2.06 | 0 | 10 |  |  |  | No | R-410A | 3 | Residential & Commercial | Ducted CEE Tier 1
213069483 | Central HP <5.4 tons | ACIQ | HRCU-A-CB (Split System: Heat Pump with Remote Outdoor Unit-Air-Source) | DLCURAH36ABK |  |  | EA*4X48L24A* | *80ES(N,L)0902420A* | 36000 | 16.5 | 8.5 | 38500 | 34600 | 89.87% | 2.06 | 0 | 10 |  |  |  | No | R-410A | 3 | Residential & Commercial | Ducted CEE Tier 1
213069492 | Central HP <5.4 tons | ACIQ | HRCU-A-CB (Split System: Heat Pump with Remote Outdoor Unit-Air-Source) | DLCURAH36ABK |  |  | EA*4X48L24A* | *80ESU0802120A | 37600 | 15.5 | 8.5 | 39500 | 35000 | 88.61% | 2.14 | 0 | 10 |  |  |  | No | R-410A | 3.1333 | Residential & Commercial | Ducted CEE Tier 1
213069499 | Central HP <5.4 tons | ACIQ | HRCU-A-CB (Split System: Heat Pump with Remote Outdoor Unit-Air-Source) | DLCURAH36ABK |  |  | EA*4X48L24A* | *92ESN1202420A* | 36200 | 16 | 8.5 | 38500 | 34600 | 89.87% | 2.08 | 0 | 10 |  |  |  | No | R-410A | 3.0167 | Residential & Commercial | Ducted CEE Tier 1
213069542 | Central HP <5.4 tons | ACIQ | HRCU-A-CB (Split System: Heat Pump with Remote Outdoor Unit-Air-Source) | DLCURAH36ABK |  |  | EN(A,D,W)4X48L21** | *80VSL0702120A* | 36000 | 16 | 8.1 | 38500 | 34800 | 90.39% | 2.02 | 0 | 10 |  |  |  | No | R-410A | 3 | Residential & Commercial | Ducted CEE Tier 1
213069549 | Central HP <5.4 tons | ACIQ | HRCU-A-CB (Split System: Heat Pump with Remote Outdoor Unit-Air-Source) | DLCURAH36ABK |  |  | EN(A,D,W)4X48L21** | *80VTL0902120A* | 35800 | 16.5 | 8.1 | 38500 | 34800 | 90.39% | 2 | 0 | 10 |  |  |  | No | R-410A | 2.9833 | Residential & Commercial | Ducted CEE Tier 1
213069556 | Central HP <5.4 tons | ACIQ | HRCU-A-CB (Split System: Heat Pump with Remote Outdoor Unit-Air-Source) | DLCURAH36ABK |  |  | EN(A,D,W)4X48L21** | *95ESN0801716A* | 35600 | 15.5 | 8.1 | 38500 | 35000 | 90.91% | 2 | 0 | 10 |  |  |  | No | R-410A | 2.9667 | Residential & Commercial | Ducted CEE Tier 1
210598058 | Central HP <5.4 tons | AIRQUEST | HRCU-A-CB (Split System: Heat Pump with Remote Outdoor Unit-Air-Source) | HVH825GKA2* |  |  | EA*4X48L21A*+WALLCON | *97CMN1002122A* | 24000 | 16.5 | 8.1 | 21000 | 16500 | 78.57% | 2.02 | 0 | 11 |  |  |  | No | R-410A | 2 | Residential & Commercial | Ducted CEE Tier 1
210598094 | Central HP <5.4 tons | AIRQUEST | HRCU-A-CB (Split System: Heat Pump with Remote Outdoor Unit-Air-Source) | HVH825GKA2* |  |  | EA*4X48L24A*+WALLCON | *97CMN1202422A* | 24000 | 16.5 | 8.1 | 21000 | 16600 | 79.05% | 2.02 | 0 | 11 |  |  |  | No | R-410A | 2 | Residential & Commercial | Ducted CEE Tier 1
210598158 | Central HP <5.4 tons | AIRQUEST | HRCU-A-CB (Split System: Heat Pump with Remote Outdoor Unit-Air-Source) | HVH825GKA2* |  |  | EHD4X42AAL+WALLCON | *80CSU0401712A* | 24200 | 16.5 | 8.1 | 21400 | 16600 | 77.57% | 2 | 0 | 11 |  |  |  | No | R-410A | 2.0167 | Residential & Commercial | Ducted CEE Tier 1
210598210 | Central HP <5.4 tons | AIRQUEST | HRCU-A-CB (Split System: Heat Pump with Remote Outdoor Unit-Air-Source) | HVH825GKA2* |  |  | EHD4X42AAL+WALLCON | *96CTN1002122A* | 24200 | 16 | 8.1 | 21400 | 16600 | 77.57% | 2 | 0 | 10.5 |  |  |  | No | R-410A | 2.0167 | Residential & Commercial | Ducted CEE Tier 1
210598242 | Central HP <5.4 tons | AIRQUEST | HRCU-A-CB (Split System: Heat Pump with Remote Outdoor Unit-Air-Source) | HVH825GKA2* |  |  | EHD4X48AAL+WALLCON | *80CSU0601716A* | 24200 | 16.5 | 8.1 | 21200 | 16600 | 78.3% | 2.02 | 0 | 11 |  |  |  | No | R-410A | 2.0167 | Residential & Commercial | Ducted CEE Tier 1
210598294 | Central HP <5.4 tons | AIRQUEST | HRCU-A-CB (Split System: Heat Pump with Remote Outdoor Unit-Air-Source) | HVH825GKA2* |  |  | EHD4X48AAL+WALLCON | *96CTN1202422A* | 24200 | 16.5 | 8.1 | 21200 | 16600 | 78.3% | 2.02 | 0 | 11 |  |  |  | No | R-410A | 2.0167 | Residential & Commercial | Ducted CEE Tier 1
210598358 | Central HP <5.4 tons | AIRQUEST | HRCU-A-CB (Split System: Heat Pump with Remote Outdoor Unit-Air-Source) | HVH825GKA2* |  |  | EN(A,D)4X48L24**+WALLCON | *80CSU1002120A* | 24000 | 16.5 | 8.1 | 21400 | 16600 | 77.57% | 2 | 0 | 11 |  |  |  | No | R-410A | 2 | Residential & Commercial | Ducted CEE Tier 1
214396852 | Central HP <5.4 tons | COLEMAN | HRCU-A-CB (Split System: Heat Pump with Remote Outdoor Unit-Air-Source) | HH836E2S11 |  |  | CTF36B5CDS1+JMC12B2SN1 |  | 34000 | 19 | 9 | 31400 | 25600 | 81.53% | 2 | 0 | 11.7 |  |  |  | No | R-454B | 2.8333 | Residential & Commercial | Ducted CEE Tier 1
214398575 | Central HP <5.4 tons | COLEMAN | HRCU-A-CB (Split System: Heat Pump with Remote Outdoor Unit-Air-Source) | HH836E2S11 |  |  | CTM48C5CFS1 | TM9V100C20MP12 | 34200 | 19 | 9 | 32600 | 25800 | 79.14% | 2 | 0 | 11 |  |  |  | No | R-454B | 2.85 | Residential & Commercial | Ducted CEE Tier 1
214606502 | Central HP <5.4 tons | COLEMAN | HRCU-A-C (Split System: Heat Pump with Remote Outdoor Unit with No Indoor Fan --Air Source) | HH836E2S11 |  |  | CTF36C5CDS1 |  | 33600 | 15.2 | 8.5 | 32200 | 23400 | 72.67% | 2 | 0 | 10 |  |  |  | No | R-454B | 2.8 | Residential & Commercial | Ducted CEE Tier 1
214396528 | Central HP <5.4 tons | COLEMAN | HRCU-A-CB (Split System: Heat Pump with Remote Outdoor Unit-Air-Source) | HH836E2S11 |  |  | CTM48C5CFS1 | TMLV100C16MP12 | 33000 | 19 | 9 | 31200 | 25200 | 80.77% | 2 | 0 | 11 |  |  |  | No | R-454B | 2.75 | Residential & Commercial | Ducted CEE Tier 1
214396896 | Central HP <5.4 tons | COLEMAN | HRCU-A-CB (Split System: Heat Pump with Remote Outdoor Unit-Air-Source) | HH836E2S11 |  |  | CTM36C5CDS1 | TMLE100C20MP11 | 34600 | 17 | 8.5 | 32600 | 26800 | 82.21% | 2 | 0 | 11 |  |  |  | No | R-454B | 2.8833 | Residential & Commercial | Ducted CEE Tier 1
214396862 | Central HP <5.4 tons | COLEMAN | HRCU-A-CB (Split System: Heat Pump with Remote Outdoor Unit-Air-Source) | HH836E2S11 |  |  | CTM36C5CDS1 | TM8V080C16MP12 | 34000 | 18 | 8.5 | 32000 | 26200 | 81.88% | 2 | 0 | 11 |  |  |  | No | R-454B | 2.8333 | Residential & Commercial | Ducted CEE Tier 1
214396971 | Central HP <5.4 tons | COLEMAN | HRCU-A-CB (Split System: Heat Pump with Remote Outdoor Unit-Air-Source) | HH836E2S11 |  |  | CTF48C5CFS1 | TM8V080C16MP12 | 33400 | 18 | 9 | 31600 | 25400 | 80.38% | 2 | 0 | 11 |  |  |  | No | R-454B | 2.7833 | Residential & Commercial | Ducted CEE Tier 1
214396294 | Central HP <5.4 tons | COLEMAN | HRCU-A-CB (Split System: Heat Pump with Remote Outdoor Unit-Air-Source) | HH860E2S11 |  |  | CTM60C5CHS1 | TM9Y100C20MP11 | 53000 | 19 | 8.5 | 54500 | 39500 | 72.48% | 2 | 0 | 11 |  |  |  | No | R-454B | 4.4167 | Residential & Commercial | Ducted CEE Tier 1
214396317 | Central HP <5.4 tons | COLEMAN | HRCU-A-CB (Split System: Heat Pump with Remote Outdoor Unit-Air-Source) | HH860E2S11 |  |  | CTM60C5CHS1+JME16C2SN1 |  | 54000 | 19 | 9 | 53500 | 38500 | 71.96% | 2 | 0 | 12 |  |  |  | No | R-454B | 4.5 | Residential & Commercial | Ducted CEE Tier 1
214396557 | Central HP <5.4 tons | COLEMAN | HRCU-A-CB (Split System: Heat Pump with Remote Outdoor Unit-Air-Source) | HH860E2S11 |  |  | CTM60C5CGS1 | TM9Y100C16MP11 | 44000 | 18 | 9 | 44500 | 33800 | 75.96% | 2 | 0 | 11 |  |  |  | No | R-454B | 3.6667 | Residential & Commercial | Ducted CEE Tier 1
214396639 | Central HP <5.4 tons | COLEMAN | HRCU-A-CB (Split System: Heat Pump with Remote Outdoor Unit-Air-Source) | HH860E2S11 |  |  | CTM60C5CGS1 | TMLV100C16MP12 | 44000 | 18 | 9 | 44500 | 33600 | 75.51% | 2 | 0 | 11.7 |  |  |  | No | R-454B | 3.6667 | Residential & Commercial | Ducted CEE Tier 1
214396740 | Central HP <5.4 tons | COLEMAN | HRCU-A-CB (Split System: Heat Pump with Remote Outdoor Unit-Air-Source) | HH860E2S11 |  |  | CTF60D5CHS1+JME18D2SN1 |  | 54000 | 19 | 9 | 53500 | 38500 | 71.96% | 2 | 0 | 12 |  |  |  | No | R-454B | 4.5 | Residential & Commercial | Ducted CEE Tier 1
214396656 | Central HP <5.4 tons | COLEMAN | HRCU-A-CB (Split System: Heat Pump with Remote Outdoor Unit-Air-Source) | HH860E2S11 |  |  | CTM60C5CGS1 | CPLC100C16MP13 | 44000 | 18 | 9 | 44500 | 33600 | 75.51% | 2 | 0 | 11.7 |  |  |  | No | R-454B | 3.6667 | Residential & Commercial | Ducted CEE Tier 1
214396342 | Central HP <5.4 tons | COLEMAN | HRCU-A-CB (Split System: Heat Pump with Remote Outdoor Unit-Air-Source) | HH860E2S11 |  |  | CTM60C5CHS1 | TP9C100C20MP13 | 53000 | 19 | 8.5 | 53500 | 38500 | 71.96% | 2 | 0 | 11 |  |  |  | No | R-454B | 4.4167 | Residential & Commercial | Ducted CEE Tier 1
214396760 | Central HP <5.4 tons | COLEMAN | HRCU-A-CB (Split System: Heat Pump with Remote Outdoor Unit-Air-Source) | HH860E2S11 |  |  | JHC60D5CH2SS1 |  | 53500 | 19 | 9 | 53000 | 37800 | 71.32% | 2 | 0 | 12 |  |  |  | No | R-454B | 4.4583 | Residential & Commercial | Ducted CEE Tier 1
213067384 | Central HP <5.4 tons | ACIQ | HRCU-A-CB (Split System: Heat Pump with Remote Outdoor Unit-Air-Source) | HVH825GKA3* |  |  | EN(A,D)4X48L24**+WALLCON | *95CSU0802120A* | 24200 | 17 | 8.1 | 21200 | 16600 | 78.3% | 2.02 | 0 | 11.5 |  |  |  | No | R-410A | 2.0167 | Residential & Commercial | Ducted CEE Tier 1
213072318 | Central HP <5.4 tons | ACIQ | HRCU-A-CB (Split System: Heat Pump with Remote Outdoor Unit-Air-Source) | DLCURAH18ABK |  |  | EN(A,D)4X24L17** | *92ESN0801716A* | 18500 | 16 | 8.5 | 19500 | 18400 | 94.36% | 2.24 | 0 | 11 |  |  |  | No | R-410A | 1.5417 | Residential & Commercial | Ducted CEE Tier 1
213072335 | Central HP <5.4 tons | ACIQ | HRCU-A-CB (Split System: Heat Pump with Remote Outdoor Unit-Air-Source) | DLCURAH18ABK |  |  | EN(A,D)4X30L14** | *80ES(N,L)0451412A* | 18200 | 16 | 8.5 | 18600 | 18400 | 98.92% | 2.22 | 0 | 11 |  |  |  | No | R-410A | 1.5167 | Residential & Commercial | Ducted CEE Tier 1
213072368 | Central HP <5.4 tons | ACIQ | HRCU-A-CB (Split System: Heat Pump with Remote Outdoor Unit-Air-Source) | DLCURAH18ABK |  |  | EN(A,D)4X30L17** | *80ESU0601716A | 18700 | 16.5 | 8.5 | 19200 | 18200 | 94.79% | 2.2 | 0 | 11 |  |  |  | No | R-410A | 1.5583 | Residential & Commercial | Ducted CEE Tier 1
213062474 | Central HP <5.4 tons | ACIQ | HRCU-A-CB (Split System: Heat Pump with Remote Outdoor Unit-Air-Source) | HVH837GKA** |  |  | EA*4X42L24A*+WALLCON | *96CTN1002122A* | 31800 | 17.5 | 8.1 | 33000 | 24400 | 73.94% | 1.9 | 12 | 11.5 |  |  |  | No | R-410A | 2.65 | Residential & Commercial | Ducted CEE Tier 1
210599389 | Central HP <5.4 tons | AIRQUEST | HRCU-A-CB (Split System: Heat Pump with Remote Outdoor Unit-Air-Source) | HVH837GKA** |  |  | EHD4X60AAL+WALLCON | *80CSU0401712A* | 33000 | 17 | 8.1 | 32200 | 24800 | 77.02% | 1.98 | 0 | 11 |  |  |  | No | R-410A | 2.75 | Residential & Commercial | Ducted CEE Tier 1
215933980 | Central HP <5.4 tons | DAY & NIGHT | HRCU-A-CB (Split System: Heat Pump with Remote Outdoor Unit-Air-Source) | C5H3V48*K*AAA* |  |  | EA*5X48M21A*+WALLCON | *80CSU1002120A* | 43500 | 20.5 | 9.5 | 48000 | 36600 | 76.25% | 2 | 0 | 10.5 |  |  |  | No | R-454B | 3.625 | Residential & Commercial | Ducted CEE Tier 1
215934300 | Central HP <5.4 tons | DAY & NIGHT | HRCU-A-CB (Split System: Heat Pump with Remote Outdoor Unit-Air-Source) | C5H3V48*K*AAA* |  |  | EA*5X61M24A*+WALLCON | *80CSU1002120A* | 45500 | 21 | 9.5 | 48500 | 36800 | 75.88% | 2 | 0 | 11 |  |  |  | No | R-454B | 3.7917 | Residential & Commercial | Ducted CEE Tier 1
215934450 | Central HP <5.4 tons | DAY & NIGHT | HRCU-A-CB (Split System: Heat Pump with Remote Outdoor Unit-Air-Source) | C5H3V48*K*AAA* |  |  | ESH5X48M12A*+WALLCON | *80CTL0901716B* | 43500 | 20 | 9 | 48500 | 35800 | 73.81% | 1.86 | 0 | 11 |  |  |  | No | R-454B | 3.625 | Residential & Commercial | Ducted CEE Tier 1
215934500 | Central HP <5.4 tons | DAY & NIGHT | HRCU-A-CB (Split System: Heat Pump with Remote Outdoor Unit-Air-Source) | C5H3V48*K*AAA* |  |  | ESH5X48M12A*+WALLCON | *97CMN1002122B* | 44000 | 20 | 9 | 48500 | 36400 | 75.05% | 1.82 | 0 | 10.5 |  |  |  | No | R-454B | 3.6667 | Residential & Commercial | Ducted CEE Tier 1
214397005 | Central HP <5.4 tons | COLEMAN | HRCU-A-CB (Split System: Heat Pump with Remote Outdoor Unit-Air-Source) | HH836E2S11 |  |  | CTM48C5CFS1 | TL8E100C20UH11 | 34000 | 19 | 9 | 31800 | 25400 | 79.87% | 2 | 0 | 11 |  |  |  | No | R-454B | 2.8333 | Residential & Commercial | Ducted CEE Tier 1
213296786 | Central HP <5.4 tons | CHAMPION HEATING AND COOLING | HRCU-A-CB (Split System: Heat Pump with Remote Outdoor Unit-Air-Source) | HMH72B341 |  |  | XAHC36DXXN1+TXV | Z9ET100C16SMPS1 | 33000 | 17.5 | 8.1 | 32200 | 22800 | 70.81% | 2 | 0 | 10 |  |  |  | No | R-410A | 2.75 | Residential & Commercial | Ducted CEE Tier 1
214396543 | Central HP <5.4 tons | COLEMAN | HRCU-A-CB (Split System: Heat Pump with Remote Outdoor Unit-Air-Source) | HH836E2S11 |  |  | CTM48C5CFS1 | CPLC080C16MP13 | 33000 | 19 | 9 | 31200 | 25200 | 80.77% | 2 | 0 | 11 |  |  |  | No | R-454B | 2.75 | Residential & Commercial | Ducted CEE Tier 1
214396986 | Central HP <5.4 tons | COLEMAN | HRCU-A-CB (Split System: Heat Pump with Remote Outdoor Unit-Air-Source) | HH836E2S11 |  |  | CTF48C5CFS1 | TPLC100C16MP13 | 33400 | 18 | 9 | 31600 | 25400 | 80.38% | 2 | 0 | 11 |  |  |  | No | R-454B | 2.7833 | Residential & Commercial | Ducted CEE Tier 1
214396993 | Central HP <5.4 tons | COLEMAN | HRCU-A-CB (Split System: Heat Pump with Remote Outdoor Unit-Air-Source) | HH836E2S11 |  |  | CTF48C5CFS1 | CPLC100C16MP13 | 33400 | 18 | 9 | 31600 | 25400 | 80.38% | 2 | 0 | 11 |  |  |  | No | R-454B | 2.7833 | Residential & Commercial | Ducted CEE Tier 1
211393764 | Central HP <5.4 tons | LUXAIRE | HRCU-A-CB (Split System: Heat Pump with Remote Outdoor Unit-Air-Source) | HMH72B341 |  |  | XAFA30DXXN1+TXV | TMLE040A12MP11 | 33800 | 18 | 8.1 | 33600 | 23600 | 70.24% | 2.04 | 0 | 10 |  |  |  | No | R-410A | 2.8167 | Residential & Commercial | Ducted CEE Tier 1
215937753 | Central HP <5.4 tons | TEMPSTAR | HRCU-A-CB (Split System: Heat Pump with Remote Outdoor Unit-Air-Source) | T5H3V48*K*AAA* |  |  | EVD5X48M21A*+WALLCON | *80CTL0901716B* | 43500 | 20 | 8.1 | 52500 | 37600 | 71.62% | 2 | 0 | 11.5 |  |  |  | No | R-454B | 3.625 | Residential & Commercial | Ducted CEE Tier 1
215937773 | Central HP <5.4 tons | TEMPSTAR | HRCU-A-CB (Split System: Heat Pump with Remote Outdoor Unit-Air-Source) | T5H3V48*K*AAA* |  |  | EVD5X48M21A*+WALLCON | *80CTL1102120B* | 44500 | 20 | 8.1 | 52000 | 38000 | 73.08% | 1.9 | 0 | 11 |  |  |  | No | R-454B | 3.7083 | Residential & Commercial | Ducted CEE Tier 1
213069631 | Central HP <5.4 tons | ACIQ | HRCU-A-CB (Split System: Heat Pump with Remote Outdoor Unit-Air-Source) | DLCURAH24ABK |  |  | EA*4X24L14A* | *96VSN0601412A* | 23200 | 16 | 8.5 | 26400 | 25600 | 96.97% | 2.14 | 0 | 10 |  |  |  | No | R-410A | 1.9333 | Residential & Commercial | Ducted CEE Tier 1
213069649 | Central HP <5.4 tons | ACIQ | HRCU-A-CB (Split System: Heat Pump with Remote Outdoor Unit-Air-Source) | DLCURAH24ABK |  |  | EA*4X24L17A* | *80ES(N,L)0701716A* | 24600 | 16 | 8.5 | 27400 | 23000 | 83.94% | 1.88 | 0 | 10 |  |  |  | No | R-410A | 2.05 | Residential & Commercial | Ducted CEE Tier 1
213069667 | Central HP <5.4 tons | ACIQ | HRCU-A-CB (Split System: Heat Pump with Remote Outdoor Unit-Air-Source) | DLCURAH24ABK |  |  | EA*4X24L17A* | *80ES(N,L)0701712A* | 24000 | 16 | 8.5 | 27000 | 23600 | 87.41% | 1.94 | 0 | 10 |  |  |  | No | R-410A | 2 | Residential & Commercial | Ducted CEE Tier 1
213069681 | Central HP <5.4 tons | ACIQ | HRCU-A-CB (Split System: Heat Pump with Remote Outdoor Unit-Air-Source) | DLCURAH24ABK |  |  | EA*4X25L17A* | *80VSL0451412A* | 25000 | 16.5 | 8.5 | 25800 | 21000 | 81.4% | 1.76 | 0 | 10.5 |  |  |  | No | R-410A | 2.0833 | Residential & Commercial | Ducted CEE Tier 1
211244625 | Central HP <5.4 tons | DAY & NIGHT | HRCU-A-CB (Split System: Heat Pump with Remote Outdoor Unit-Air-Source) | DLCURAH24ABK |  |  | EN(A,D)4X30L17** | *95ESN0601412A* | 24400 | 15.5 | 8.1 | 26600 | 22600 | 84.96% | 1.86 | 0 | 10 |  |  |  | No | R-410A | 2.0333 | Residential & Commercial | Ducted CEE Tier 1
214229140 | Central HP <5.4 tons | DAY & NIGHT | HRCU-A-CB (Split System: Heat Pump with Remote Outdoor Unit-Air-Source) | DLCURAH24ABK |  |  | EA*4X25L17A* | *80MSU0601716A* | 24200 | 17.5 | 8.5 | 25200 | 21200 | 84.13% | 1.8 | 0 | 10 |  |  |  | No | R-410A | 2.0167 | Residential & Commercial | Ducted CEE Tier 1
213771081 | Central HP <5.4 tons | DAY & NIGHT | HRCU-A-CB (Split System: Heat Pump with Remote Outdoor Unit-Air-Source) | CVH825GKA2* |  |  | EA*4X37L17A*+WALLCON | *97CMN0601714B* | 24000 | 16 | 8.1 | 21600 | 16800 | 77.78% | 1.98 | 0 | 10.5 |  |  |  | No | R-410A | 2 | Residential & Commercial | Ducted CEE Tier 1
213771231 | Central HP <5.4 tons | DAY & NIGHT | HRCU-A-CB (Split System: Heat Pump with Remote Outdoor Unit-Air-Source) | CVH825GKA2* |  |  | EA*4X37L21A*+WALLCON | *96CTN0801714B* | 24400 | 16.5 | 8.1 | 21200 | 16600 | 78.3% | 2.02 | 0 | 11 |  |  |  | No | R-410A | 2.0333 | Residential & Commercial | Ducted CEE Tier 1
213297201 | Central HP <5.4 tons | CHAMPION HEATING AND COOLING | HRCU-A-CB (Split System: Heat Pump with Remote Outdoor Unit-Air-Source) | HMH72B341 |  |  | XAUB30CXXN1+TXV | Z8ES040A12SMPS1 | 33200 | 18 | 8.5 | 33000 | 23400 | 70.91% | 2.06 | 0 | 10 |  |  |  | No | R-410A | 2.7667 | Residential & Commercial | Ducted CEE Tier 1
213297401 | Central HP <5.4 tons | CHAMPION HEATING AND COOLING | HRCU-A-CB (Split System: Heat Pump with Remote Outdoor Unit-Air-Source) | HMH72B341 |  |  | XAHB30CXXN1+TXV | Z8ES080B12LMPS1 | 31800 | 17 | 8.1 | 32200 | 22600 | 70.19% | 2 | 0 | 10 |  |  |  | No | R-410A | 2.65 | Residential & Commercial | Ducted CEE Tier 1
214574329 | Central HP <5.4 tons | BRYANT HEATING AND COOLING SYSTEMS | HRCU-A-CB (Split System: Heat Pump with Remote Outdoor Unit-Air-Source) | 288BNV037*0**B* |  |  | CSPH*4812AL*+UI | 88*TB60070C21*** | 32600 | 17.5 | 8.5 | 32800 | 25000 | 76.22% | 1.98 | 0 | 11 |  |  |  | No | R-410A | 2.7167 | Residential & Commercial | Ducted CEE Tier 1
214574289 | Central HP <5.4 tons | BRYANT HEATING AND COOLING SYSTEMS | HRCU-A-CB (Split System: Heat Pump with Remote Outdoor Unit-Air-Source) | 288BNV037*0**B* |  |  | CSPH*4212AL*+UI | 935CB66100C21*** | 32600 | 17 | 8.5 | 32800 | 24800 | 75.61% | 1.96 | 0 | 11 |  |  |  | No | R-410A | 2.7167 | Residential & Commercial | Ducted CEE Tier 1
214574489 | Central HP <5.4 tons | BRYANT HEATING AND COOLING SYSTEMS | HRCU-A-CB (Split System: Heat Pump with Remote Outdoor Unit-Air-Source) | 288BNV037*0**B* |  |  | CNPV*3621AL*+UI | 987MC60080C21*** | 31400 | 17 | 8.1 | 33200 | 24200 | 72.89% | 1.82 | 0 | 11 |  |  |  | No | R-410A | 2.6167 | Residential & Commercial | Ducted CEE Tier 1
214574539 | Central HP <5.4 tons | BRYANT HEATING AND COOLING SYSTEMS | HRCU-A-CB (Split System: Heat Pump with Remote Outdoor Unit-Air-Source) | 288BNV037*0**B* |  |  | CNPV*4221AL*+UI | 987MC60060C21*** | 31600 | 16.5 | 8.1 | 33200 | 24600 | 74.1% | 1.86 | 0 | 11 |  |  |  | No | R-410A | 2.6333 | Residential & Commercial | Ducted CEE Tier 1
215933750 | Central HP <5.4 tons | DAY & NIGHT | HRCU-A-CB (Split System: Heat Pump with Remote Outdoor Unit-Air-Source) | C5H3V36*K*AAA* |  |  | ESH5X60M12A*+WALLCON | *80CTL0451712B* | 33800 | 19 | 9 | 35200 | 26800 | 76.14% | 1.92 | 0 | 11 |  |  |  | No | R-454B | 2.8167 | Residential & Commercial | Ducted CEE Tier 1
215933830 | Central HP <5.4 tons | DAY & NIGHT | HRCU-A-CB (Split System: Heat Pump with Remote Outdoor Unit-Air-Source) | C5H3V36*K*AAA* |  |  | ESH5X60M12A*+WALLCON | *95CSU0601716B* | 34000 | 19 | 9 | 34800 | 26400 | 75.86% | 1.92 | 0 | 11 |  |  |  | No | R-454B | 2.8333 | Residential & Commercial | Ducted CEE Tier 1
215933880 | Central HP <5.4 tons | DAY & NIGHT | HRCU-A-CB (Split System: Heat Pump with Remote Outdoor Unit-Air-Source) | C5H3V36*K*AAA* |  |  | ESH5X60M12A*+WALLCON | *97CMN0801714B* | 34000 | 19 | 9 | 34800 | 26400 | 75.86% | 1.94 | 0 | 11 |  |  |  | No | R-454B | 2.8333 | Residential & Commercial | Ducted CEE Tier 1
215934650 | Central HP <5.4 tons | DAY & NIGHT | HRCU-A-CB (Split System: Heat Pump with Remote Outdoor Unit-Air-Source) | C5H3V36*K*AAA* |  |  | EVM5X30M17A*+WALLCON | *97CMN0601714B* | 34000 | 20 | 8.1 | 38000 | 27200 | 71.58% | 2 | 0 | 11 |  |  |  | No | R-454B | 2.8333 | Residential & Commercial | Ducted CEE Tier 1
210599421 | Central HP <5.4 tons | AIRQUEST | HRCU-A-CB (Split System: Heat Pump with Remote Outdoor Unit-Air-Source) | HVH837GKA** |  |  | EHD4X60AAL+WALLCON | *80CTL1352422A* | 33000 | 17 | 8.1 | 32200 | 24800 | 77.02% | 2.02 | 0 | 11.5 |  |  |  | No | R-410A | 2.75 | Residential & Commercial | Ducted CEE Tier 1
210599453 | Central HP <5.4 tons | AIRQUEST | HRCU-A-CB (Split System: Heat Pump with Remote Outdoor Unit-Air-Source) | HVH837GKA** |  |  | EHD4X60AAL+WALLCON | *97CMN0801714A* | 32800 | 16.5 | 8.1 | 32600 | 25200 | 77.3% | 1.98 | 0 | 11 |  |  |  | No | R-410A | 2.7333 | Residential & Commercial | Ducted CEE Tier 1
213062470 | Central HP <5.4 tons | ACIQ | HRCU-A-CB (Split System: Heat Pump with Remote Outdoor Unit-Air-Source) | HVH837GKA** |  |  | EA*4X42L24A*+WALLCON | *80CTL1352422A* | 31800 | 17.5 | 8.1 | 33000 | 24400 | 73.94% | 1.9 | 12 | 11.5 |  |  |  | No | R-410A | 2.65 | Residential & Commercial | Ducted CEE Tier 1
213062479 | Central HP <5.4 tons | ACIQ | HRCU-A-CB (Split System: Heat Pump with Remote Outdoor Unit-Air-Source) | HVH837GKA** |  |  | EA*4X48L24A*+WALLCON | *97CMN0602120A* | 32200 | 17 | 8.1 | 32800 | 25200 | 76.83% | 1.96 | 11.5 | 11 |  |  |  | No | R-410A | 2.6833 | Residential & Commercial | Ducted CEE Tier 1
212983229 | Central HP <5.4 tons | BRYANT HEATING AND COOLING SYSTEMS | HRCU-A-CB (Split System: Heat Pump with Remote Outdoor Unit-Air-Source) | 38MURAQ24AB3* |  |  | CNPV*3617AL* | 912SE36040M17*** | 23400 | 15.5 | 8.1 | 26200 | 24200 | 92.37% | 1.98 | 0 | 10 |  |  |  | No | R-410A | 1.95 | Residential & Commercial | Ducted CEE Tier 1
213062495 | Central HP <5.4 tons | ACIQ | HRCU-A-CB (Split System: Heat Pump with Remote Outdoor Unit-Air-Source) | HVH837GKA** |  |  | EHD4X36AAL+WALLCON | *80CTL1352422A* | 32200 | 16.5 | 8.1 | 33200 | 24600 | 74.1% | 1.94 | 11 | 11 |  |  |  | No | R-410A | 2.6833 | Residential & Commercial | Ducted CEE Tier 1
213063067 | Central HP <5.4 tons | ACIQ | HRCU-A-CB (Split System: Heat Pump with Remote Outdoor Unit-Air-Source) | HVH825GKA3* |  |  | EA*4X37L21A*+WALLCON | *80CSU0401712A* | 24400 | 17 | 8.5 | 21200 | 16600 | 78.3% | 2.02 | 11.5 | 11 |  |  |  | No | R-410A | 2.0333 | Residential & Commercial | Ducted CEE Tier 1
213297421 | Central HP <5.4 tons | CHAMPION HEATING AND COOLING | HRCU-A-CB (Split System: Heat Pump with Remote Outdoor Unit-Air-Source) | HMH72B341 |  |  | XAFB36DBCN1+JMVT12BC2N1 |  | 34000 | 18.5 | 8.5 | 33600 | 23600 | 70.24% | 2.1 | 0 | 10 |  |  |  | No | R-410A | 2.8333 | Residential & Commercial | Ducted CEE Tier 1
214875995 | Central HP <5.4 tons | CHAMPION HEATING AND COOLING | HRCU-A-CB (Split System: Heat Pump with Remote Outdoor Unit-Air-Source) | HMH72B341 |  |  | XAFC36DBCN1+JMC17C2SN1 |  | 34000 | 18 | 8.5 | 34000 | 23800 | 70% | 2 | 0 | 10 |  |  |  | No | R-410A | 2.8333 | Residential & Commercial | Ducted CEE Tier 1
212982277 | Central HP <5.4 tons | BRYANT HEATING AND COOLING SYSTEMS | HRCU-A-CB (Split System: Heat Pump with Remote Outdoor Unit-Air-Source) | 38MURAQ24AB3* |  |  | CAP**3617AL* | 83*SB36040M17*** | 23400 | 17 | 8.5 | 25600 | 23400 | 91.41% | 1.94 | 0 | 10 |  |  |  | No | R-410A | 1.95 | Residential & Commercial | Ducted CEE Tier 1
212981821 | Central HP <5.4 tons | BRYANT HEATING AND COOLING SYSTEMS | HRCU-A-CB (Split System: Heat Pump with Remote Outdoor Unit-Air-Source) | 38MURAQ18AB3* |  |  | CAP**1917AL* | 83*SB60100M21*** | 17800 | 16 | 8.1 | 17900 | 17900 | 100% | 2.14 | 0 | 10.5 |  |  |  | No | R-410A | 1.4833 | Residential & Commercial | Ducted CEE Tier 1
212981869 | Central HP <5.4 tons | BRYANT HEATING AND COOLING SYSTEMS | HRCU-A-CB (Split System: Heat Pump with Remote Outdoor Unit-Air-Source) | 38MURAQ18AB3* |  |  | CNPV*2417AL* | 83*SB60100M21*** | 17900 | 15.5 | 8.5 | 19000 | 19000 | 100% | 2.28 | 0 | 10.5 |  |  |  | No | R-410A | 1.4917 | Residential & Commercial | Ducted CEE Tier 1
212982373 | Central HP <5.4 tons | BRYANT HEATING AND COOLING SYSTEMS | HRCU-A-CB (Split System: Heat Pump with Remote Outdoor Unit-Air-Source) | 38MURAQ18AB3* |  |  | CAP**1917AL* | 83*SB36040M17*** | 17800 | 16 | 8.1 | 17900 | 17700 | 98.88% | 2.14 | 0 | 10.5 |  |  |  | No | R-410A | 1.4833 | Residential & Commercial | Ducted CEE Tier 1
213069606 | Central HP <5.4 tons | ACIQ | HRCU-A-CB (Split System: Heat Pump with Remote Outdoor Unit-Air-Source) | DLCURAH36ABK |  |  | EN(A,D)4X48L24** | *95ESU1002122A* | 37400 | 15.5 | 8.5 | 39500 | 35000 | 88.61% | 2.08 | 0 | 10.5 |  |  |  | No | R-410A | 3.1167 | Residential & Commercial | Ducted CEE Tier 1
213069608 | Central HP <5.4 tons | ACIQ | HRCU-A-CB (Split System: Heat Pump with Remote Outdoor Unit-Air-Source) | DLCURAH36ABK |  |  | EN(A,D)4X48L24** | *96VTN1002120A* | 36600 | 15.5 | 8.1 | 39500 | 35000 | 88.61% | 2.04 | 0 | 10 |  |  |  | No | R-410A | 3.05 | Residential & Commercial | Ducted CEE Tier 1
213080542 | Central HP <5.4 tons | DAY & NIGHT | HRCU-A-CB (Split System: Heat Pump with Remote Outdoor Unit-Air-Source) | DLCURAH36ABK |  |  | EA*4X37L21A* | *95MSU0401712A* | 36200 | 15.2 | 8.5 | 38000 | 35000 | 92.11% | 2.04 | 0 | 10 |  |  |  | No | R-410A | 3.0167 | Residential & Commercial | Ducted CEE Tier 1
213075286 | Central HP <5.4 tons | ACIQ | HRCU-A-CB (Split System: Heat Pump with Remote Outdoor Unit-Air-Source) | DLCURAH36ABK |  |  | EA*4X43L21A* | *80ES(N,L)0701716A* | 36800 | 15.5 | 8.5 | 39000 | 34800 | 89.23% | 2.1 | 0 | 10 |  |  |  | No | R-410A | 3.0667 | Residential & Commercial | Ducted CEE Tier 1
206724413 | Central HP <5.4 tons | MAMMOTH | HRCU-A-CB (Split System: Heat Pump with Remote Outdoor Unit-Air-Source) | GXH24-36MSK4DH |  |  | GMH**-36MSK4DH1 |  | 34000 | 16 | 9 | 35000 | 28000 | 80% | 1.8 | 10 | 10 |  |  |  | No | R-410A | 2.8333 | Residential & Commercial | Ducted CEE Tier 1
213372185 | Central HP <5.4 tons | SMART COMFORT | HRCU-A-C (Split System: Heat Pump with Remote Outdoor Unit with No Indoor Fan --Air Source) | DLCURAH36ABK |  |  | DLFULAH36XCX + CI |  | 35000 | 15.2 | 10 | 39000 | 32000 | 82.05% | 2 | 10.2 | 10 |  |  |  | No | R-410A | 2.9167 | Residential & Commercial | Ducted CEE Tier 1
213372182 | Central HP <5.4 tons | SMART COMFORT | HRCU-A-C (Split System: Heat Pump with Remote Outdoor Unit with No Indoor Fan --Air Source) | DLCURAH24ABK |  |  | DLFULAH24XBX + CI |  | 24000 | 16.5 | 9.5 | 25000 | 20000 | 80% | 1.95 | 11 | 10.7 |  |  |  | No | R-410A | 2 | Residential & Commercial | Ducted CEE Tier 1
214720076 | Central HP <5.4 tons | CHAMPION HEATING AND COOLING | HRCU-A-CB (Split System: Heat Pump with Remote Outdoor Unit-Air-Source) | HH836E2S11 |  |  | CTU48C5XFS1+TXV | TPLC100C16MP13 | 33400 | 18 | 9 | 31600 | 25400 | 80.38% | 2 | 0 | 11 |  |  |  | No | R-454B | 2.7833 | Residential & Commercial | Ducted CEE Tier 1
214397030 | Central HP <5.4 tons | COLEMAN | HRCU-A-CB (Split System: Heat Pump with Remote Outdoor Unit-Air-Source) | HH860E2S11 |  |  | CTF60D5CGS1+JME18D2SN1 |  | 46000 | 19 | 9.5 | 45500 | 33800 | 74.29% | 2 | 0 | 12 |  |  |  | No | R-454B | 3.8333 | Residential & Commercial | Ducted CEE Tier 1
214397189 | Central HP <5.4 tons | COLEMAN | HRCU-A-CB (Split System: Heat Pump with Remote Outdoor Unit-Air-Source) | HH860E2S11 |  |  | CTF60C5CHS1 | TM9E100C20MP12 | 54000 | 19 | 8.5 | 55000 | 39500 | 71.82% | 2 | 0 | 11 |  |  |  | No | R-454B | 4.5 | Residential & Commercial | Ducted CEE Tier 1
214609053 | Central HP <5.4 tons | COLEMAN | HRCU-A-CB (Split System: Heat Pump with Remote Outdoor Unit-Air-Source) | HH860E2S11 |  |  | CTM60C5CGS1 | Z9ES080C20SMPS1 | 44500 | 18 | 9 | 45500 | 33400 | 73.41% | 2 | 0 | 12 |  |  |  | No | R-454B | 3.7083 | Residential & Commercial | Ducted CEE Tier 1
214396310 | Central HP <5.4 tons | COLEMAN | HRCU-A-CB (Split System: Heat Pump with Remote Outdoor Unit-Air-Source) | HH860E2S11 |  |  | CTF60C5CHS1 | CP9C100C20MP13 | 53000 | 19 | 8.5 | 53500 | 38500 | 71.96% | 2 | 0 | 11 |  |  |  | No | R-454B | 4.4167 | Residential & Commercial | Ducted CEE Tier 1
212983240 | Central HP <5.4 tons | BRYANT HEATING AND COOLING SYSTEMS | HRCU-A-CB (Split System: Heat Pump with Remote Outdoor Unit-Air-Source) | 38MURAQ24AB3* |  |  | CNPV*3621AL* | 912SE36040M17*** | 23400 | 15.5 | 8.1 | 26200 | 24200 | 92.37% | 1.98 | 0 | 10 |  |  |  | No | R-410A | 1.95 | Residential & Commercial | Ducted CEE Tier 1
210599260 | Central HP <5.4 tons | AIRQUEST | HRCU-A-CB (Split System: Heat Pump with Remote Outdoor Unit-Air-Source) | HVH837GKA** |  |  | EA*4X61L21A*+WALLCON | *96CTN1002122A* | 33200 | 17.5 | 8.5 | 32000 | 24800 | 77.5% | 2 | 0 | 12 |  |  |  | No | R-410A | 2.7667 | Residential & Commercial | Ducted CEE Tier 1
204456808 | Central HP <5.4 tons | AIRQUEST | HRCU-A-CB (Split System: Heat Pump with Remote Outdoor Unit-Air-Source) | HVH825GKA2* |  |  | EA*4X36L21A*+WALLCON | *97CMN0602120A* | 23600 | 16 | 8.1 | 21600 | 16700 | 77.31% | 1.92 | 11 | 10.5 |  |  |  | No | R-410A | 1.9667 | Residential & Commercial | Ducted CEE Tier 1
214396279 | Central HP <5.4 tons | COLEMAN | HRCU-A-CB (Split System: Heat Pump with Remote Outdoor Unit-Air-Source) | HH824E2S11 |  |  | CTM30B5ACS1 | TM8E100B12MP11 | 23000 | 17 | 9.5 | 23000 | 18300 | 79.57% | 2 | 0 | 12 |  |  |  | No | R-454B | 1.9167 | Residential & Commercial | Ducted CEE Tier 1
210598022 | Central HP <5.4 tons | AIRQUEST | HRCU-A-CB (Split System: Heat Pump with Remote Outdoor Unit-Air-Source) | HVH825GKA2* |  |  | EA*4X48L21A*+WALLCON | *95CSU0601716A* | 24000 | 16.5 | 8.1 | 21000 | 16600 | 79.05% | 2 | 0 | 10.5 |  |  |  | No | R-410A | 2 | Residential & Commercial | Ducted CEE Tier 1
210598054 | Central HP <5.4 tons | AIRQUEST | HRCU-A-CB (Split System: Heat Pump with Remote Outdoor Unit-Air-Source) | HVH825GKA2* |  |  | EA*4X48L21A*+WALLCON | *97CMN0801714A* | 24000 | 16.5 | 8.1 | 21000 | 16600 | 79.05% | 2 | 0 | 11 |  |  |  | No | R-410A | 2 | Residential & Commercial | Ducted CEE Tier 1
214397150 | Central HP <5.4 tons | COLEMAN | HRCU-A-CB (Split System: Heat Pump with Remote Outdoor Unit-Air-Source) | HH824E2S11 |  |  | CTF30B5ACS1 | TM8V080B12MP12 | 23000 | 17 | 9.5 | 23000 | 17900 | 77.83% | 2 | 0 | 12 |  |  |  | No | R-454B | 1.9167 | Residential & Commercial | Ducted CEE Tier 1
213062592 | Central HP <5.4 tons | ACIQ | HRCU-A-CB (Split System: Heat Pump with Remote Outdoor Unit-Air-Source) | HVH825GKA2* |  |  | EA*4X30L17A*+WALLCON | *80CTL0701716A* | 23400 | 16.5 | 8.1 | 21600 | 16700 | 77.31% | 1.92 | 11 | 11 |  |  |  | No | R-410A | 1.95 | Residential & Commercial | Ducted CEE Tier 1
213062593 | Central HP <5.4 tons | ACIQ | HRCU-A-CB (Split System: Heat Pump with Remote Outdoor Unit-Air-Source) | HVH825GKA2* |  |  | EA*4X30L17A*+WALLCON | *96CTN0601714A* | 23400 | 16 | 8.1 | 21600 | 16800 | 77.78% | 1.9 | 11 | 10.5 |  |  |  | No | R-410A | 1.95 | Residential & Commercial | Ducted CEE Tier 1
215934600 | Central HP <5.4 tons | DAY & NIGHT | HRCU-A-CB (Split System: Heat Pump with Remote Outdoor Unit-Air-Source) | C5H3V48*K*AAA* |  |  | ESH5X60M12A*+WALLCON | *97CMN0801714B* | 44000 | 19.5 | 9 | 49000 | 36400 | 74.29% | 1.84 | 0 | 11 |  |  |  | No | R-454B | 3.6667 | Residential & Commercial | Ducted CEE Tier 1
215937566 | Central HP <5.4 tons | HEIL | HRCU-A-CB (Split System: Heat Pump with Remote Outdoor Unit-Air-Source) | H5H3V48*K*AAA* |  |  | EVM5X60M24A*+WALLCON | *96CTN1202422B* | 45500 | 20.5 | 8.1 | 52500 | 38000 | 72.38% | 1.95 | 0 | 11.5 |  |  |  | No | R-454B | 3.7917 | Residential & Commercial | Ducted CEE Tier 1
213062507 | Central HP <5.4 tons | ACIQ | HRCU-A-CB (Split System: Heat Pump with Remote Outdoor Unit-Air-Source) | HVH837GKA** |  |  | EHD4X42AAL+WALLCON | *97CMN1202422A* | 32400 | 16.5 | 8.1 | 33200 | 25000 | 75.3% | 1.96 | 11.5 | 11 |  |  |  | No | R-410A | 2.7 | Residential & Commercial | Ducted CEE Tier 1
213062508 | Central HP <5.4 tons | ACIQ | HRCU-A-CB (Split System: Heat Pump with Remote Outdoor Unit-Air-Source) | HVH837GKA** |  |  | EHD4X42AAL+WALLCON | *96CTN1002122A* | 32600 | 16.5 | 8.1 | 33000 | 24800 | 75.15% | 1.96 | 12 | 11 |  |  |  | No | R-410A | 2.7167 | Residential & Commercial | Ducted CEE Tier 1
213062509 | Central HP <5.4 tons | ACIQ | HRCU-A-CB (Split System: Heat Pump with Remote Outdoor Unit-Air-Source) | HVH837GKA** |  |  | EHD4X42AAL+WALLCON | *80CTL0701412A* | 32400 | 17 | 8.1 | 33200 | 25000 | 75.3% | 1.94 | 11.5 | 11 |  |  |  | No | R-410A | 2.7 | Residential & Commercial | Ducted CEE Tier 1
213062958 | Central HP <5.4 tons | ACIQ | HRCU-A-CB (Split System: Heat Pump with Remote Outdoor Unit-Air-Source) | HVH825GKA3* |  |  | EA*4X36L21A*+WALLCON | *97CMN0602120A* | 23600 | 16 | 8.1 | 21600 | 16700 | 77.31% | 1.92 | 11 | 10.5 |  |  |  | No | R-410A | 1.9667 | Residential & Commercial | Ducted CEE Tier 1
212982697 | Central HP <5.4 tons | BRYANT HEATING AND COOLING SYSTEMS | HRCU-A-CB (Split System: Heat Pump with Remote Outdoor Unit-Air-Source) | 38MURAQ24AB3* |  |  | CAP**3621AL* | 83*SB48060M17*** | 23800 | 17.5 | 8.5 | 25600 | 23400 | 91.41% | 1.96 | 0 | 10 |  |  |  | No | R-410A | 1.9833 | Residential & Commercial | Ducted CEE Tier 1
212983517 | Central HP <5.4 tons | BRYANT HEATING AND COOLING SYSTEMS | HRCU-A-CB (Split System: Heat Pump with Remote Outdoor Unit-Air-Source) | 38MURAQ24AB3* |  |  | CAP**2417AL* | 912SE36060M14*** | 23600 | 16.5 | 9 | 27000 | 25400 | 94.07% | 2.12 | 0 | 10 |  |  |  | No | R-410A | 1.9667 | Residential & Commercial | Ducted CEE Tier 1
212979491 | Central HP <5.4 tons | CARRIER | HRCU-A-CB (Split System: Heat Pump with Remote Outdoor Unit-Air-Source) | 38MURAQ24AB3* |  |  | CAP**3621AL* | 58S(B,C)*B070M21**16 | 24000 | 17.5 | 8.5 | 26400 | 23400 | 88.64% | 1.94 | 0 | 10 |  |  |  | No | R-410A | 2 | Residential & Commercial | Ducted CEE Tier 1
212979857 | Central HP <5.4 tons | CARRIER | HRCU-A-CB (Split System: Heat Pump with Remote Outdoor Unit-Air-Source) | 38MURAQ24AB3* |  |  | CAP**3621AL* | 58S(B,C)*B090M17**14 | 23800 | 17.5 | 8.5 | 26200 | 23600 | 90.08% | 1.98 | 0 | 10 |  |  |  | No | R-410A | 1.9833 | Residential & Commercial | Ducted CEE Tier 1
214719685 | Central HP <5.4 tons | CHAMPION HEATING AND COOLING | HRCU-A-CB (Split System: Heat Pump with Remote Outdoor Unit-Air-Source) | HH836E2S11 |  |  | CTU36B5XDS1+TXV | TM8E100B12MP11 | 33200 | 18 | 8.5 | 31200 | 25200 | 80.77% | 2 | 0 | 11 |  |  |  | No | R-454B | 2.7667 | Residential & Commercial | Ducted CEE Tier 1
214719851 | Central HP <5.4 tons | CHAMPION HEATING AND COOLING | HRCU-A-CB (Split System: Heat Pump with Remote Outdoor Unit-Air-Source) | HH836E2S11 |  |  | CTU48C5XFS1+TXV | TM8E100C16MP11 | 33400 | 19 | 9 | 31400 | 25400 | 80.89% | 2 | 0 | 11 |  |  |  | No | R-454B | 2.7833 | Residential & Commercial | Ducted CEE Tier 1
215938316 | Central HP <5.4 tons | HEIL | HRCU-A-CB (Split System: Heat Pump with Remote Outdoor Unit-Air-Source) | H5H3V48*K*AAA* |  |  | EVD5X60M24A*+WALLCON | *80CTL1352422B* | 45500 | 21 | 8.1 | 52500 | 38000 | 72.38% | 1.95 | 0 | 11.5 |  |  |  | No | R-454B | 3.7917 | Residential & Commercial | Ducted CEE Tier 1
215319114 | Central HP <5.4 tons | SMART COMFORT | HRCU-A-CB (Split System: Heat Pump with Remote Outdoor Unit-Air-Source) | D5CUHAH30AAK |  |  | D5FUAAH30XAK |  | 30000 | 16.9 | 10 | 34000 | 32600 | 95.88% | 1.96 | 0 | 11.7 |  |  |  | No | R-454B | 2.5 | Residential & Commercial | Ducted CEE Tier 1
214396503 | Central HP <5.4 tons | COLEMAN | HRCU-A-CB (Split System: Heat Pump with Remote Outdoor Unit-Air-Source) | HH836E2S11 |  |  | CTF48C5CFS1 | TMLE100C20MP11 | 34400 | 17 | 8.5 | 32600 | 25800 | 79.14% | 2 | 0 | 11 |  |  |  | No | R-454B | 2.8667 | Residential & Commercial | Ducted CEE Tier 1
214396946 | Central HP <5.4 tons | COLEMAN | HRCU-A-CB (Split System: Heat Pump with Remote Outdoor Unit-Air-Source) | HH836E2S11 |  |  | CTF48C5CFS1 | TM8E120C20MP11 | 34400 | 17 | 8.5 | 32400 | 25600 | 79.01% | 2 | 0 | 11 |  |  |  | No | R-454B | 2.8667 | Residential & Commercial | Ducted CEE Tier 1
211260567 | Central HP <5.4 tons | HEIL | HRCU-A-CB (Split System: Heat Pump with Remote Outdoor Unit-Air-Source) | DLCURAH18ABK |  |  | EA*4X24L17A* | *80ES(N,L)0701712A* | 18000 | 16 | 8.5 | 18800 | 18900 | 100.5% | 2.28 | 0 | 10.5 |  |  |  | No | R-410A | 1.5 | Residential & Commercial | Ducted CEE Tier 1
212982349 | Central HP <5.4 tons | BRYANT HEATING AND COOLING SYSTEMS | HRCU-A-CB (Split System: Heat Pump with Remote Outdoor Unit-Air-Source) | 38MURAQ24AB3* |  |  | CNPV*3617AL* | 83*SB36040M17*** | 23800 | 16.5 | 8.5 | 25800 | 23800 | 92.25% | 1.98 | 0 | 10.5 |  |  |  | No | R-410A | 1.9833 | Residential & Commercial | Ducted CEE Tier 1
212969992 | Central HP <5.4 tons | HEIL | HRCU-A-CB (Split System: Heat Pump with Remote Outdoor Unit-Air-Source) | DLCURAH18ABK |  |  | EA*4X25L17A* | *80VSL0701716B* | 17800 | 16.5 | 8.1 | 17700 | 17700 | 100% | 2.14 | 0 | 10.5 |  |  |  | No | R-410A | 1.4833 | Residential & Commercial | Ducted CEE Tier 1
214574709 | Central HP <5.4 tons | BRYANT HEATING AND COOLING SYSTEMS | HRCU-A-CB (Split System: Heat Pump with Remote Outdoor Unit-Air-Source) | 288BNV037*0**B* |  |  | CNPV*6024AL*+UI | 935CB66100C21*** | 32800 | 19 | 8.5 | 32200 | 24600 | 76.4% | 1.98 | 0 | 12 |  |  |  | No | R-410A | 2.7333 | Residential & Commercial | Ducted CEE Tier 1
214574379 | Central HP <5.4 tons | BRYANT HEATING AND COOLING SYSTEMS | HRCU-A-CB (Split System: Heat Pump with Remote Outdoor Unit-Air-Source) | 288BNV037*0**B* |  |  | CSPH*4812AL*+UI | 986TD60080C21*** | 32600 | 17.5 | 8.5 | 32600 | 24800 | 76.07% | 1.98 | 0 | 11 |  |  |  | No | R-410A | 2.7167 | Residential & Commercial | Ducted CEE Tier 1
214574679 | Central HP <5.4 tons | BRYANT HEATING AND COOLING SYSTEMS | HRCU-A-CB (Split System: Heat Pump with Remote Outdoor Unit-Air-Source) | 288BNV037*0**B* |  |  | CNPV*4824AL*+UI | 986TD60080C21*** | 32400 | 17.5 | 8.5 | 32600 | 24800 | 76.07% | 1.98 | 0 | 11.5 |  |  |  | No | R-410A | 2.7 | Residential & Commercial | Ducted CEE Tier 1
214229173 | Central HP <5.4 tons | DAY & NIGHT | HRCU-A-CB (Split System: Heat Pump with Remote Outdoor Unit-Air-Source) | DLCURAH24ABK |  |  | EA*4X37L17A* | *80MSU0601716A* | 24000 | 17.5 | 8.5 | 25600 | 21600 | 84.38% | 1.82 | 0 | 10 |  |  |  | No | R-410A | 2 | Residential & Commercial | Ducted CEE Tier 1
214229206 | Central HP <5.4 tons | DAY & NIGHT | HRCU-A-CB (Split System: Heat Pump with Remote Outdoor Unit-Air-Source) | DLCURAH24ABK |  |  | EN(A,D,W)4X36L17** | *80MSU0601716A* | 23600 | 17 | 8.5 | 25600 | 24000 | 93.75% | 2 | 0 | 10.5 |  |  |  | No | R-410A | 1.9667 | Residential & Commercial | Ducted CEE Tier 1
214239395 | Central HP <5.4 tons | HEIL | HRCU-A-CB (Split System: Heat Pump with Remote Outdoor Unit-Air-Source) | HVH837GKA2* |  |  | EN(A,D,W)4X60L24**+WALLCON | *97CMN1202422B* | 32800 | 17.5 | 8.1 | 32200 | 24600 | 76.4% | 1.96 | 0 | 11.7 |  |  |  | No | R-410A | 2.7333 | Residential & Commercial | Ducted CEE Tier 1
214239415 | Central HP <5.4 tons | HEIL | HRCU-A-CB (Split System: Heat Pump with Remote Outdoor Unit-Air-Source) | HVH837GKA2* |  |  | EN(A,D,W)4X60L24**+WALLCON | *96CTN1202422B* | 32800 | 17.5 | 8.1 | 32200 | 24600 | 76.4% | 1.96 | 0 | 11.7 |  |  |  | No | R-410A | 2.7333 | Residential & Commercial | Ducted CEE Tier 1
213063312 | Central HP <5.4 tons | ACIQ | HRCU-A-CB (Split System: Heat Pump with Remote Outdoor Unit-Air-Source) | HVH837GKA2* |  |  | EA*4X42L21A*+WALLCON | *97CMN1002122A* | 31800 | 17 | 8.1 | 33000 | 24400 | 73.94% | 1.9 | 11.5 | 11.5 |  |  |  | No | R-410A | 2.65 | Residential & Commercial | Ducted CEE Tier 1
213063362 | Central HP <5.4 tons | ACIQ | HRCU-A-CB (Split System: Heat Pump with Remote Outdoor Unit-Air-Source) | HVH837GKA2* |  |  | EHD4X48AAL+WALLCON | *80CTL1352422A* | 32600 | 17 | 8.1 | 33000 | 24800 | 75.15% | 1.98 | 11 | 11 |  |  |  | No | R-410A | 2.7167 | Residential & Commercial | Ducted CEE Tier 1
213063376 | Central HP <5.4 tons | ACIQ | HRCU-A-CB (Split System: Heat Pump with Remote Outdoor Unit-Air-Source) | HVH837GKA2* |  |  | EA*4X43L21A*+WALLCON | *80CSU0401712A* | 33000 | 17.5 | 8.5 | 33000 | 25000 | 75.76% | 1.98 | 12 | 11 |  |  |  | No | R-410A | 2.75 | Residential & Commercial | Ducted CEE Tier 1
213063378 | Central HP <5.4 tons | ACIQ | HRCU-A-CB (Split System: Heat Pump with Remote Outdoor Unit-Air-Source) | HVH837GKA2* |  |  | EA*4X43L21A*+WALLCON | *80CSU1002120A* | 32800 | 17 | 8.5 | 33000 | 25200 | 76.36% | 1.98 | 12 | 11 |  |  |  | No | R-410A | 2.7333 | Residential & Commercial | Ducted CEE Tier 1
215323733 | Central HP <5.4 tons | SMART COMFORT | HRCU-A-CB (Split System: Heat Pump with Remote Outdoor Unit-Air-Source) | D5CUHAH36AAK |  |  | D5FUHAH36XAK |  | 36000 | 18 | 10 | 37000 | 37400 | 101.1% | 1.9 | 0 | 12 |  |  |  | No | R-454B | 3 | Residential & Commercial | Ducted CEE Tier 1
215319115 | Central HP <5.4 tons | SMART COMFORT | HRCU-A-CB (Split System: Heat Pump with Remote Outdoor Unit-Air-Source) | D5CUHAH36AAK |  |  | D5FUAAH36XAK |  | 36000 | 17.4 | 10.3 | 37000 | 39000 | 105.4% | 1.9 | 0 | 11.7 |  |  |  | No | R-454B | 3 | Residential & Commercial | Ducted CEE Tier 1
213062497 | Central HP <5.4 tons | ACIQ | HRCU-A-CB (Split System: Heat Pump with Remote Outdoor Unit-Air-Source) | HVH837GKA** |  |  | EHD4X36AAL+WALLCON | *97CMN1002122A* | 32200 | 16.5 | 8.1 | 33200 | 24800 | 74.7% | 1.94 | 11.5 | 11 |  |  |  | No | R-410A | 2.6833 | Residential & Commercial | Ducted CEE Tier 1
214279942 | Central HP <5.4 tons | CARRIER | HRCU-A-CB (Split System: Heat Pump with Remote Outdoor Unit-Air-Source) | 38MURAQ24AB3* |  |  | CAP**3721AL* | 59SC6A060M17**16 | 24600 | 17 | 9 | 25400 | 21200 | 83.46% | 1.78 | 0 | 10 |  |  |  | No | R-410A | 2.05 | Residential & Commercial | Ducted CEE Tier 1
213062815 | Central HP <5.4 tons | ACIQ | HRCU-A-CB (Split System: Heat Pump with Remote Outdoor Unit-Air-Source) | HVH837GKA** |  |  | EHD4X42AAL+WALLCON | *95CSU0802120A* | 32600 | 17 | 8.1 | 33000 | 24800 | 75.15% | 1.96 | 11.5 | 11 |  |  |  | No | R-410A | 2.7167 | Residential & Commercial | Ducted CEE Tier 1
213062922 | Central HP <5.4 tons | ACIQ | HRCU-A-CB (Split System: Heat Pump with Remote Outdoor Unit-Air-Source) | HVH825GKA3* |  |  | EA*4X24L17A*+WALLCON | *80CTL0701412A* | 23400 | 17 | 8.1 | 22000 | 16700 | 75.91% | 1.9 | 11 | 11 |  |  |  | No | R-410A | 1.95 | Residential & Commercial | Ducted CEE Tier 1
213062594 | Central HP <5.4 tons | ACIQ | HRCU-A-CB (Split System: Heat Pump with Remote Outdoor Unit-Air-Source) | HVH825GKA2* |  |  | EA*4X30L17A*+WALLCON | *96CTN0801714A* | 23400 | 16.5 | 8.1 | 21600 | 16800 | 77.78% | 1.9 | 11 | 10.5 |  |  |  | No | R-410A | 1.95 | Residential & Commercial | Ducted CEE Tier 1
210598274 | Central HP <5.4 tons | AIRQUEST | HRCU-A-CB (Split System: Heat Pump with Remote Outdoor Unit-Air-Source) | HVH825GKA2* |  |  | EHD4X48AAL+WALLCON | *95CSU0802120A* | 24200 | 16.5 | 8.1 | 21200 | 16600 | 78.3% | 2.02 | 0 | 11 |  |  |  | No | R-410A | 2.0167 | Residential & Commercial | Ducted CEE Tier 1
210598290 | Central HP <5.4 tons | AIRQUEST | HRCU-A-CB (Split System: Heat Pump with Remote Outdoor Unit-Air-Source) | HVH825GKA2* |  |  | EHD4X48AAL+WALLCON | *96CTN1002122A* | 24200 | 16 | 8.1 | 21200 | 16700 | 78.77% | 2.04 | 0 | 11 |  |  |  | No | R-410A | 2.0167 | Residential & Commercial | Ducted CEE Tier 1
210598505 | Central HP <5.4 tons | AIRQUEST | HRCU-A-CB (Split System: Heat Pump with Remote Outdoor Unit-Air-Source) | HVH825GKA2* |  |  | EN(A,D,W)4X48L21**+WALLCON | *96CTN0601714A* | 24000 | 16.5 | 8.1 | 21400 | 16700 | 78.04% | 2 | 0 | 11 |  |  |  | No | R-410A | 2 | Residential & Commercial | Ducted CEE Tier 1
210597854 | Central HP <5.4 tons | AIRQUEST | HRCU-A-CB (Split System: Heat Pump with Remote Outdoor Unit-Air-Source) | HVH825GKA2* |  |  | EA*4X42L21A*+WALLCON | *80CTL0901716A* | 23800 | 17.5 | 8.1 | 21400 | 16500 | 77.1% | 1.98 | 0 | 11 |  |  |  | No | R-410A | 1.9833 | Residential & Commercial | Ducted CEE Tier 1
214396723 | Central HP <5.4 tons | COLEMAN | HRCU-A-CB (Split System: Heat Pump with Remote Outdoor Unit-Air-Source) | HH824E2S11 |  |  | CTM30B5ACS1 | CP9C060B12MP13 | 23000 | 17 | 9.5 | 23000 | 18000 | 78.26% | 2 | 0 | 12 |  |  |  | No | R-454B | 1.9167 | Residential & Commercial | Ducted CEE Tier 1
214396673 | Central HP <5.4 tons | COLEMAN | HRCU-A-CB (Split System: Heat Pump with Remote Outdoor Unit-Air-Source) | HH824E2S11 |  |  | CTF30A5ADS1 | TM8E060A12MP11 | 23000 | 18 | 9.5 | 23000 | 18600 | 80.87% | 2 | 0 | 12 |  |  |  | No | R-454B | 1.9167 | Residential & Commercial | Ducted CEE Tier 1
209852124 | Central HP <5.4 tons | SMART COMFORT | HRCU-A-CB (Split System: Heat Pump with Remote Outdoor Unit-Air-Source) | DLCURAH18ABK |  |  | DLFUAAH18XAK |  | 18000 | 18 | 9.3 | 19000 | 16500 | 86.84% | 2.04 | 12.5 | 12.4 |  |  |  | No | R-410A | 1.5 | Residential & Commercial | Ducted CEE Tier 1
211389848 | Central HP <5.4 tons | LUXAIRE | HRCU-A-CB (Split System: Heat Pump with Remote Outdoor Unit-Air-Source) | HMH72B341 |  |  | XAFB36DXXN1+TXV | TM8Y060A12MP11 | 33800 | 18 | 8.1 | 33400 | 23400 | 70.06% | 2.04 | 0 | 10 |  |  |  | No | R-410A | 2.8167 | Residential & Commercial | Ducted CEE Tier 1
211390234 | Central HP <5.4 tons | LUXAIRE | HRCU-A-CB (Split System: Heat Pump with Remote Outdoor Unit-Air-Source) | HMH72B341 |  |  | XAFC36DXXN1+TXV | LPLC100C16MP13 | 34000 | 17.5 | 8.5 | 33800 | 23800 | 70.41% | 2.08 | 0 | 10 |  |  |  | No | R-410A | 2.8333 | Residential & Commercial | Ducted CEE Tier 1
214595720 | Central HP <5.4 tons | BRYANT HEATING AND COOLING SYSTEMS | HRCU-A-CB (Split System: Heat Pump with Remote Outdoor Unit-Air-Source) | 38MURAQ24AB3* |  |  | CAP**3017AL* | 926TC48060V17*** | 23600 | 16.5 | 9 | 26000 | 24000 | 92.31% | 2 | 0 | 10 |  |  |  | No | R-410A | 1.9667 | Residential & Commercial | Ducted CEE Tier 1
213062929 | Central HP <5.4 tons | ACIQ | HRCU-A-CB (Split System: Heat Pump with Remote Outdoor Unit-Air-Source) | HVH825GKA3* |  |  | EA*4X25L17A*+WALLCON | *97CMN0801714A* | 24200 | 16.5 | 8.1 | 21400 | 16700 | 78.04% | 2 | 11 | 11 |  |  |  | No | R-410A | 2.0167 | Residential & Commercial | Ducted CEE Tier 1
215934950 | Central HP <5.4 tons | DAY & NIGHT | HRCU-A-CB (Split System: Heat Pump with Remote Outdoor Unit-Air-Source) | C5H3V36*K*AAA* |  |  | EVM5X44M21A*+WALLCON | *96CTN1002122B* | 35600 | 22 | 8.5 | 38000 | 28600 | 75.26% | 2.02 | 0 | 12.5 |  |  |  | No | R-454B | 2.9667 | Residential & Commercial | Ducted CEE Tier 1
213062940 | Central HP <5.4 tons | ACIQ | HRCU-A-CB (Split System: Heat Pump with Remote Outdoor Unit-Air-Source) | HVH825GKA3* |  |  | EA*4X30L17A*+WALLCON | *80CTL0901716A* | 23600 | 17 | 8.1 | 21400 | 16600 | 77.57% | 1.92 | 11 | 11 |  |  |  | No | R-410A | 1.9667 | Residential & Commercial | Ducted CEE Tier 1
213062949 | Central HP <5.4 tons | ACIQ | HRCU-A-CB (Split System: Heat Pump with Remote Outdoor Unit-Air-Source) | HVH825GKA3* |  |  | EA*4X36L21A*+WALLCON | *80CTL0451712A* | 23400 | 16 | 8.1 | 21600 | 16800 | 77.78% | 1.92 | 11 | 10.5 |  |  |  | No | R-410A | 1.95 | Residential & Commercial | Ducted CEE Tier 1
213062972 | Central HP <5.4 tons | ACIQ | HRCU-A-CB (Split System: Heat Pump with Remote Outdoor Unit-Air-Source) | HVH825GKA3* |  |  | EA*4X37L21A*+WALLCON | *97CMN0801714A* | 24400 | 16.5 | 8.1 | 21200 | 16700 | 78.77% | 2.02 | 11 | 11 |  |  |  | No | R-410A | 2.0333 | Residential & Commercial | Ducted CEE Tier 1
213063038 | Central HP <5.4 tons | ACIQ | HRCU-A-CB (Split System: Heat Pump with Remote Outdoor Unit-Air-Source) | HVH825GKA3* |  |  | EHD4X30AAL+WALLCON | *80CTL0901716A* | 23800 | 16 | 8.1 | 21800 | 16700 | 76.61% | 1.98 | 11 | 10.5 |  |  |  | No | R-410A | 1.9833 | Residential & Commercial | Ducted CEE Tier 1
213063054 | Central HP <5.4 tons | ACIQ | HRCU-A-CB (Split System: Heat Pump with Remote Outdoor Unit-Air-Source) | HVH825GKA3* |  |  | EA*4X24L17A*+WALLCON | *80CSU0401712A* | 23200 | 16.5 | 8.1 | 22000 | 16700 | 75.91% | 1.9 | 11 | 10.5 |  |  |  | No | R-410A | 1.9333 | Residential & Commercial | Ducted CEE Tier 1
213063056 | Central HP <5.4 tons | ACIQ | HRCU-A-CB (Split System: Heat Pump with Remote Outdoor Unit-Air-Source) | HVH825GKA3* |  |  | EA*4X25L17A*+WALLCON | *80CSU0401712A* | 24400 | 17 | 8.1 | 21200 | 16600 | 78.3% | 2.02 | 11.5 | 11 |  |  |  | No | R-410A | 2.0333 | Residential & Commercial | Ducted CEE Tier 1
213063063 | Central HP <5.4 tons | ACIQ | HRCU-A-CB (Split System: Heat Pump with Remote Outdoor Unit-Air-Source) | HVH825GKA3* |  |  | EA*4X36L21A*+WALLCON | *80CSU0601716A* | 23600 | 16.5 | 8.1 | 21400 | 16600 | 77.57% | 1.94 | 11.5 | 10.5 |  |  |  | No | R-410A | 1.9667 | Residential & Commercial | Ducted CEE Tier 1
206724414 | Central HP <5.4 tons | MAMMOTH | HRCU-A-CB (Split System: Heat Pump with Remote Outdoor Unit-Air-Source) | GXH48-60MSK4DH |  |  | GMH48-**MSK4DH1 |  | 48000 | 17 | 9 | 48000 | 39000 | 81.25% | 1.8 | 11.5 | 11 |  |  |  | No | R-410A | 4 | Residential & Commercial | Ducted CEE Tier 1
210597898 | Central HP <5.4 tons | AIRQUEST | HRCU-A-CB (Split System: Heat Pump with Remote Outdoor Unit-Air-Source) | HVH825GKA2* |  |  | EA*4X42L24A*+WALLCON | *80CSU1002120A* | 23800 | 16.5 | 8.1 | 21400 | 16700 | 78.04% | 1.96 | 0 | 10.5 |  |  |  | No | R-410A | 1.9833 | Residential & Commercial | Ducted CEE Tier 1
210597962 | Central HP <5.4 tons | AIRQUEST | HRCU-A-CB (Split System: Heat Pump with Remote Outdoor Unit-Air-Source) | HVH825GKA2* |  |  | EA*4X43L21A*+WALLCON | *95CSU0802120A* | 24400 | 17 | 8.5 | 21200 | 16600 | 78.3% | 2.04 | 0 | 11 |  |  |  | No | R-410A | 2.0333 | Residential & Commercial | Ducted CEE Tier 1
213062679 | Central HP <5.4 tons | ACIQ | HRCU-A-CB (Split System: Heat Pump with Remote Outdoor Unit-Air-Source) | HVH825GKA2* |  |  | EHD4X36AAL+WALLCON | *80CTL0701412A* | 24000 | 16.5 | 8.1 | 21400 | 16600 | 77.57% | 2 | 11.5 | 11 |  |  |  | No | R-410A | 2 | Residential & Commercial | Ducted CEE Tier 1
213062720 | Central HP <5.4 tons | ACIQ | HRCU-A-CB (Split System: Heat Pump with Remote Outdoor Unit-Air-Source) | HVH825GKA2* |  |  | EA*4X24L17A*+WALLCON | *80CSU0401712A* | 23200 | 16.5 | 8.1 | 22000 | 16800 | 76.36% | 1.9 | 11 | 10.5 |  |  |  | No | R-410A | 1.9333 | Residential & Commercial | Ducted CEE Tier 1
213062713 | Central HP <5.4 tons | ACIQ | HRCU-A-CB (Split System: Heat Pump with Remote Outdoor Unit-Air-Source) | HVH825GKA2* |  |  | EA*4X37L21A*+WALLCON | *96CTN1002122A* | 24400 | 16.5 | 8.5 | 21200 | 16600 | 78.3% | 2.04 | 11 | 11 |  |  |  | No | R-410A | 2.0333 | Residential & Commercial | Ducted CEE Tier 1
214243207 | Central HP <5.4 tons | HEIL | HRCU-A-CB (Split System: Heat Pump with Remote Outdoor Unit-Air-Source) | HVH825GKA2* |  |  | EN(A,D)4X48L24**+WALLCON | *80CTL1102120B* | 24200 | 17 | 8.1 | 21200 | 16600 | 78.3% | 2.02 | 0 | 11.5 |  |  |  | No | R-410A | 2.0167 | Residential & Commercial | Ducted CEE Tier 1
210599594 | Central HP <5.4 tons | AIRQUEST | HRCU-A-CB (Split System: Heat Pump with Remote Outdoor Unit-Air-Source) | HVH837GKA** |  |  | EN(A,D,W)4X60L24**+WALLCON | *95CSU1002122A* | 32800 | 18 | 8.1 | 32200 | 24600 | 76.4% | 1.98 | 0 | 12 |  |  |  | No | R-410A | 2.7333 | Residential & Commercial | Ducted CEE Tier 1
215319113 | Central HP <5.4 tons | SMART COMFORT | HRCU-A-CB (Split System: Heat Pump with Remote Outdoor Unit-Air-Source) | D5CUHAH24AAK |  |  | D5FUHAH24XAK |  | 24000 | 18.7 | 10 | 24000 | 20600 | 85.83% | 2.14 | 0 | 12 |  |  |  | No | R-454B | 2 | Residential & Commercial | Ducted CEE Tier 1
215935613 | Central HP <5.4 tons | TEMPSTAR | HRCU-A-CB (Split System: Heat Pump with Remote Outdoor Unit-Air-Source) | T5H3V36*K*AAA* |  |  | EVD5X36M21A*+WALLCON | *80CSU1002120A* | 34400 | 20.5 | 8.5 | 38500 | 28200 | 73.25% | 2.04 | 0 | 11.7 |  |  |  | No | R-454B | 2.8667 | Residential & Commercial | Ducted CEE Tier 1
212982385 | Central HP <5.4 tons | BRYANT HEATING AND COOLING SYSTEMS | HRCU-A-CB (Split System: Heat Pump with Remote Outdoor Unit-Air-Source) | 38MURAQ18AB3* |  |  | CAP**2417AL* | 83*SB36040M17*** | 17200 | 16 | 8.5 | 18300 | 19100 | 104.4% | 2.3 | 0 | 10 |  |  |  | No | R-410A | 1.4333 | Residential & Commercial | Ducted CEE Tier 1
212978741 | Central HP <5.4 tons | CARRIER | HRCU-A-CB (Split System: Heat Pump with Remote Outdoor Unit-Air-Source) | 38MURAQ18AB3* |  |  | CAP**1917AL* | 58S(B,C)*B070M17**12 | 18000 | 17 | 8.5 | 17900 | 17800 | 99.44% | 2.16 | 0 | 11 |  |  |  | No | R-410A | 1.5 | Residential & Commercial | Ducted CEE Tier 1
212978752 | Central HP <5.4 tons | CARRIER | HRCU-A-CB (Split System: Heat Pump with Remote Outdoor Unit-Air-Source) | 38MURAQ18AB3* |  |  | CAP**2417AL* | 58S(B,C)*B070M17**12 | 17500 | 16.5 | 8.5 | 18400 | 19500 | 106% | 2.34 | 0 | 10.5 |  |  |  | No | R-410A | 1.4583 | Residential & Commercial | Ducted CEE Tier 1
212983647 | Central HP <5.4 tons | BRYANT HEATING AND COOLING SYSTEMS | HRCU-A-CB (Split System: Heat Pump with Remote Outdoor Unit-Air-Source) | 38MURAQ18AB3* |  |  | CAP**2417AL* | 912SE36060M14*** | 17600 | 16 | 8.5 | 18500 | 19400 | 104.9% | 2.34 | 0 | 10.5 |  |  |  | No | R-410A | 1.4667 | Residential & Commercial | Ducted CEE Tier 1
214574429 | Central HP <5.4 tons | BRYANT HEATING AND COOLING SYSTEMS | HRCU-A-CB (Split System: Heat Pump with Remote Outdoor Unit-Air-Source) | 288BNV037*0**B* |  |  | CSPH*6012AL*+UI | 987MC60080C21*** | 33000 | 17 | 8.5 | 32200 | 24800 | 77.02% | 2 | 0 | 11.5 |  |  |  | No | R-410A | 2.75 | Residential & Commercial | Ducted CEE Tier 1
214574529 | Central HP <5.4 tons | BRYANT HEATING AND COOLING SYSTEMS | HRCU-A-CB (Split System: Heat Pump with Remote Outdoor Unit-Air-Source) | 288BNV037*0**B* |  |  | CNPV*4221AL*+UI | 935CB66100C21*** | 31800 | 17 | 8.1 | 33000 | 24400 | 73.94% | 1.9 | 0 | 11.5 |  |  |  | No | R-410A | 2.65 | Residential & Commercial | Ducted CEE Tier 1
215319134 | Central HP <5.4 tons | SMART COMFORT | HRCU-A-CB (Split System: Heat Pump with Remote Outdoor Unit-Air-Source) | D5CLHAH48AAK |  |  | D5FLAAH48XAK |  | 48000 | 17 | 10.2 | 50000 | 46000 | 92% | 2 | 0 | 10.1 |  |  |  | No | R-454B | 4 | Residential & Commercial | Ducted CEE Tier 1
214398387 | Central HP <5.4 tons | CHAMPION HEATING AND COOLING | HRCU-A-CB (Split System: Heat Pump with Remote Outdoor Unit-Air-Source) | HH824E2S11 |  |  | CTF30B5ACS1 | TM8E100B12MP11 | 23000 | 17 | 9.5 | 23000 | 18400 | 80% | 2 | 0 | 12 |  |  |  | No | R-454B | 1.9167 | Residential & Commercial | Ducted CEE Tier 1
216013295 | Central HP <5.4 tons | CHAMPION HEATING AND COOLING | HRCU-A-CB (Split System: Heat Pump with Remote Outdoor Unit-Air-Source) | HH824E2S11 |  |  | JHE36B5AD2SS1 |  | 23000 | 19 | 9.5 | 23000 | 18500 | 80.43% | 2 | 0 | 12 |  |  |  | No | R-454B | 1.9167 | Residential & Commercial | Ducted CEE Tier 1
210598306 | Central HP <5.4 tons | AIRQUEST | HRCU-A-CB (Split System: Heat Pump with Remote Outdoor Unit-Air-Source) | HVH825GKA2* |  |  | EHD4X48AAL+WALLCON | *97CMN0801714A* | 24200 | 16 | 8.1 | 21400 | 16700 | 78.04% | 2 | 0 | 10.5 |  |  |  | No | R-410A | 2.0167 | Residential & Commercial | Ducted CEE Tier 1
215319111 | Central HP <5.4 tons | SMART COMFORT | HRCU-A-CB (Split System: Heat Pump with Remote Outdoor Unit-Air-Source) | D5CUHAH18AAK |  |  | D5FUAAH18XAK |  | 18000 | 19 | 9.8 | 19000 | 18000 | 94.74% | 2 | 0 | 12.5 |  |  |  | No | R-454B | 1.5 | Residential & Commercial | Ducted CEE Tier 1
215319117 | Central HP <5.4 tons | SMART COMFORT | HRCU-A-CB (Split System: Heat Pump with Remote Outdoor Unit-Air-Source) | D5CUHAH60AAK |  |  | D5FUAAH60XAK |  | 54000 | 16 | 9 | 56000 | 52000 | 92.86% | 1.8 | 0 | 10 |  |  |  | No | R-454B | 4.5 | Residential & Commercial | Ducted CEE Tier 1
206724412 | Central HP <5.4 tons | MAMMOTH | HRCU-A-CB (Split System: Heat Pump with Remote Outdoor Unit-Air-Source) | GXH24-36MSK4DH |  |  | GMH24-**MSK4DH1 |  | 24000 | 17 | 9 | 24000 | 22000 | 91.67% | 1.8 | 12.5 | 12 |  |  |  | No | R-410A | 2 | Residential & Commercial | Ducted CEE Tier 1
214396795 | Central HP <5.4 tons | COLEMAN | HRCU-A-CB (Split System: Heat Pump with Remote Outdoor Unit-Air-Source) | HH836E2S11 |  |  | CTM36B5CDS1 | TM8E080B12MP11 | 33400 | 18 | 8.5 | 31600 | 26000 | 82.28% | 2 | 0 | 11 |  |  |  | No | R-454B | 2.7833 | Residential & Commercial | Ducted CEE Tier 1
214396877 | Central HP <5.4 tons | COLEMAN | HRCU-A-CB (Split System: Heat Pump with Remote Outdoor Unit-Air-Source) | HH836E2S11 |  |  | CTM36C5CDS1 | TPLC100C16MP13 | 34000 | 18 | 8.5 | 32000 | 26200 | 81.88% | 2 | 0 | 11 |  |  |  | No | R-454B | 2.8333 | Residential & Commercial | Ducted CEE Tier 1
213372180 | Central HP <5.4 tons | SMART COMFORT | HRCU-A-C (Split System: Heat Pump with Remote Outdoor Unit with No Indoor Fan --Air Source) | DLCURAH18ABK |  |  | DLFULAH24XBX + CI |  | 18000 | 16.1 | 9.5 | 19000 | 15000 | 78.95% | 2.2 | 11.6 | 11.7 |  |  |  | No | R-410A | 1.5 | Residential & Commercial | Ducted CEE Tier 1
208101243 | Central HP <5.4 tons | BLUERIDGE | HRCU-A-CB (Split System: Heat Pump with Remote Outdoor Unit-Air-Source) | BMAH2420C |  |  | BMAH2420I |  | 24000 | 17.4 | 10 | 24000 | 22600 | 94.17% | 1.91 | 12.5 | 11.7 |  |  |  | No | R-410A | 2 | Residential & Commercial | Ducted CEE Tier 1
212983251 | Central HP <5.4 tons | BRYANT HEATING AND COOLING SYSTEMS | HRCU-A-CB (Split System: Heat Pump with Remote Outdoor Unit-Air-Source) | 38MURAQ18AB3* |  |  | CAP**1917AL* | 912SE36040M17*** | 17700 | 16 | 8.1 | 17900 | 18000 | 100.6% | 2.16 | 0 | 10.5 |  |  |  | No | R-410A | 1.475 | Residential & Commercial | Ducted CEE Tier 1
212983718 | Central HP <5.4 tons | BRYANT HEATING AND COOLING SYSTEMS | HRCU-A-CB (Split System: Heat Pump with Remote Outdoor Unit-Air-Source) | 38MURAQ18AB3* |  |  | CNPV*3014AL* | 912SE36060M14*** | 17400 | 16 | 8.1 | 17900 | 18600 | 103.9% | 2.24 | 0 | 11 |  |  |  | No | R-410A | 1.45 | Residential & Commercial | Ducted CEE Tier 1
215936603 | Central HP <5.4 tons | TEMPSTAR | HRCU-A-CB (Split System: Heat Pump with Remote Outdoor Unit-Air-Source) | T5H3V36*K*AAA* |  |  | EVD5X60M21A*+WALLCON | *80CTL0701716B* | 35400 | 21.5 | 8.5 | 38000 | 28800 | 75.79% | 2.02 | 0 | 12 |  |  |  | No | R-454B | 2.95 | Residential & Commercial | Ducted CEE Tier 1
215936953 | Central HP <5.4 tons | TEMPSTAR | HRCU-A-CB (Split System: Heat Pump with Remote Outdoor Unit-Air-Source) | T5H3V36*K*AAA* |  |  | EVD5X61M24A*+WALLCON | *95CSU1002122B* | 36000 | 22.5 | 8.5 | 37600 | 28200 | 75% | 2.06 | 0 | 12.5 |  |  |  | No | R-454B | 3 | Residential & Commercial | Ducted CEE Tier 1
215319130 | Central HP <5.4 tons | SMART COMFORT | HRCU-A-CB (Split System: Heat Pump with Remote Outdoor Unit-Air-Source) | D5CSHAH33AAK |  |  | D5FSAAH36XBK |  | 33000 | 16.7 | 10 | 35000 | 34000 | 97.14% | 2 | 0 | 11.7 |  |  |  | No | R-454B | 2.75 | Residential & Commercial | Ducted CEE Tier 1
210470925 | Central HP <5.4 tons | COMFORTMAKER | HRCU-A-CB (Split System: Heat Pump with Remote Outdoor Unit-Air-Source) | CVH837GKA2* |  |  | EN(A,D,W)4X60L24**+WALLCON | *80CTL1352422A* | 32800 | 18 | 8.1 | 32200 | 24600 | 76.4% | 1.98 | 0 | 12 |  |  |  | No | R-410A | 2.7333 | Residential & Commercial | Ducted CEE Tier 1
210471139 | Central HP <5.4 tons | COMFORTMAKER | HRCU-A-CB (Split System: Heat Pump with Remote Outdoor Unit-Air-Source) | CVH837GKA2* |  |  | EHD4X60AAL+WALLCON | *80CSU0401712A* | 33000 | 17 | 8.1 | 32200 | 24800 | 77.02% | 1.98 | 0 | 11 |  |  |  | No | R-410A | 2.75 | Residential & Commercial | Ducted CEE Tier 1
214575806 | Central HP <5.4 tons | BRYANT HEATING AND COOLING SYSTEMS | HRCU-A-CB (Split System: Heat Pump with Remote Outdoor Unit-Air-Source) | 284ANV036*0**B* |  |  | CNPV*4221AL*+UI | 987MC60080C21*** | 33200 | 18.5 | 9 | 38000 | 26600 | 70% | 1.98 | 0 | 12 |  |  |  | No | R-410A | 2.7667 | Residential & Commercial | Ducted CEE Tier 1
210598489 | Central HP <5.4 tons | AIRQUEST | HRCU-A-CB (Split System: Heat Pump with Remote Outdoor Unit-Air-Source) | HVH825GKA2* |  |  | EN(A,D,W)4X48L21**+WALLCON | *80CTL0901716A* | 24200 | 17.5 | 8.1 | 21200 | 16500 | 77.83% | 2.02 | 0 | 11.7 |  |  |  | No | R-410A | 2.0167 | Residential & Commercial | Ducted CEE Tier 1
212983273 | Central HP <5.4 tons | BRYANT HEATING AND COOLING SYSTEMS | HRCU-A-CB (Split System: Heat Pump with Remote Outdoor Unit-Air-Source) | 38MURAQ18AB3* |  |  | CAP**2517AL* | 912SE36040M17*** | 17700 | 16 | 8.1 | 17700 | 17800 | 100.6% | 2.14 | 0 | 10.5 |  |  |  | No | R-410A | 1.475 | Residential & Commercial | Ducted CEE Tier 1
213063358 | Central HP <5.4 tons | ACIQ | HRCU-A-CB (Split System: Heat Pump with Remote Outdoor Unit-Air-Source) | HVH837GKA2* |  |  | EHD4X42AAL+WALLCON | *80CTL0901716A* | 32600 | 17 | 8.1 | 33000 | 24800 | 75.15% | 1.96 | 12 | 11 |  |  |  | No | R-410A | 2.7167 | Residential & Commercial | Ducted CEE Tier 1
213063408 | Central HP <5.4 tons | ACIQ | HRCU-A-CB (Split System: Heat Pump with Remote Outdoor Unit-Air-Source) | HVH837GKA2* |  |  | EA*4X48L24A*+WALLCON | *95CSU1002122A* | 32400 | 17.5 | 8.5 | 32400 | 24800 | 76.54% | 2 | 12 | 11.5 |  |  |  | No | R-410A | 2.7 | Residential & Commercial | Ducted CEE Tier 1
213063313 | Central HP <5.4 tons | ACIQ | HRCU-A-CB (Split System: Heat Pump with Remote Outdoor Unit-Air-Source) | HVH837GKA2* |  |  | EA*4X42L21A*+WALLCON | *96CTN1002122A* | 31800 | 17 | 8.1 | 33000 | 24400 | 73.94% | 1.9 | 11 | 11.5 |  |  |  | No | R-410A | 2.65 | Residential & Commercial | Ducted CEE Tier 1
213779381 | Central HP <5.4 tons | DAY & NIGHT | HRCU-A-CB (Split System: Heat Pump with Remote Outdoor Unit-Air-Source) | CVH837GKA** |  |  | EA*4X48L21A*+WALLCON | *80CTL0701716B* | 32200 | 17 | 8.1 | 32600 | 25000 | 76.69% | 1.96 | 0 | 11 |  |  |  | No | R-410A | 2.6833 | Residential & Commercial | Ducted CEE Tier 1
213779481 | Central HP <5.4 tons | DAY & NIGHT | HRCU-A-CB (Split System: Heat Pump with Remote Outdoor Unit-Air-Source) | CVH837GKA** |  |  | EA*4X48L21A*+WALLCON | *96CTN1002122B* | 32400 | 17 | 8.1 | 32600 | 24800 | 76.07% | 1.98 | 0 | 11 |  |  |  | No | R-410A | 2.7 | Residential & Commercial | Ducted CEE Tier 1
215936557 | Central HP <5.4 tons | AIRQUEST | HRCU-A-CB (Split System: Heat Pump with Remote Outdoor Unit-Air-Source) | H5H3V36*K*AAA* |  |  | EVD5X60M21A*+WALLCON | *80CSU0401712A* | 35600 | 22 | 8.5 | 38000 | 28800 | 75.79% | 2.02 | 0 | 12 |  |  |  | No | R-454B | 2.9667 | Residential & Commercial | Ducted CEE Tier 1
213782025 | Central HP <5.4 tons | CARRIER | HRCU-A-CB (Split System: Heat Pump with Remote Outdoor Unit-Air-Source) | 25VNA837A*031* |  |  | CSPH*4212AL*+UI | 59TN6C100C21**22 | 32600 | 16.5 | 8.1 | 33000 | 24600 | 74.55% | 1.94 | 0 | 11 |  |  |  | No | R-410A | 2.7167 | Residential & Commercial | Ducted CEE Tier 1
211229517 | Central HP <5.4 tons | HEIL | HRCU-A-CB (Split System: Heat Pump with Remote Outdoor Unit-Air-Source) | DLCURAH36ABK |  |  | EA*4X48L24A* | *95ESN1202422A* | 37200 | 15.5 | 8.5 | 38500 | 35000 | 90.91% | 2.12 | 0 | 10 |  |  |  | No | R-410A | 3.1 | Residential & Commercial | Ducted CEE Tier 1
215319128 | Central HP <5.4 tons | SMART COMFORT | HRCU-A-CB (Split System: Heat Pump with Remote Outdoor Unit-Air-Source) | D5CSHAH18AAK |  |  | D5FSAAH18XBK |  | 18000 | 18.2 | 10.1 | 19500 | 18000 | 92.31% | 2.2 | 0 | 12 |  |  |  | No | R-454B | 1.5 | Residential & Commercial | Ducted CEE Tier 1
216091296 | Central HP <5.4 tons | SMART COMFORT | HRCU-A-CB (Split System: Heat Pump with Remote Outdoor Unit-Air-Source) | DLCSRBH18AAK |  |  | 40MBABQ18XB3 |  | 18000 | 17.6 | 9.6 | 19000 | 17000 | 89.47% | 2 | 12.5 | 11.7 |  |  |  | No | R-410A | 1.5 | Residential & Commercial | Ducted CEE Tier 1
215853857 | Central HP <5.4 tons | BLUERIDGE | HRCU-A-CB (Split System: Heat Pump with Remote Outdoor Unit-Air-Source) | BMS2423YC |  |  | BMMZAH24I |  | 24000 | 19.7 | 9 | 25000 | 18000 | 72% | 2.2 | 0 | 11.7 |  |  |  | No | R-454B | 2 | Residential & Commercial | Ducted CEE Tier 1
213075913 | Central HP <5.4 tons | AIRQUEST | HRCU-A-CB (Split System: Heat Pump with Remote Outdoor Unit-Air-Source) | DLCURAH36ABK |  |  | EA*4X42L24A* | *95MSU1002120A* | 35600 | 16 | 8.1 | 38500 | 35200 | 91.43% | 1.9 | 0 | 10 |  |  |  | No | R-410A | 2.9667 | Residential & Commercial | Ducted CEE Tier 1
210470391 | Central HP <5.4 tons | COMFORTMAKER | HRCU-A-CB (Split System: Heat Pump with Remote Outdoor Unit-Air-Source) | CVH837GKA2* |  |  | EA*4X61L21A*+WALLCON | *95CSU1002122A* | 33200 | 18 | 8.5 | 32000 | 24800 | 77.5% | 2 | 0 | 11.5 |  |  |  | No | R-410A | 2.7667 | Residential & Commercial | Ducted CEE Tier 1
210470611 | Central HP <5.4 tons | COMFORTMAKER | HRCU-A-CB (Split System: Heat Pump with Remote Outdoor Unit-Air-Source) | CVH837GKA2* |  |  | EA*4X61L24A*+WALLCON | *97CMN1202422A* | 33200 | 17.5 | 8.5 | 32000 | 25000 | 78.12% | 2 | 0 | 11.7 |  |  |  | No | R-410A | 2.7667 | Residential & Commercial | Ducted CEE Tier 1
210470804 | Central HP <5.4 tons | COMFORTMAKER | HRCU-A-CB (Split System: Heat Pump with Remote Outdoor Unit-Air-Source) | CVH837GKA2* |  |  | EN(A,D,W)4X48L21**+WALLCON | *80CSU0401712A* | 32400 | 17.5 | 8.1 | 33000 | 24800 | 75.15% | 1.94 | 0 | 11.7 |  |  |  | No | R-410A | 2.7 | Residential & Commercial | Ducted CEE Tier 1
215319123 | Central HP <5.4 tons | SMART COMFORT | HRCU-A-CB (Split System: Heat Pump with Remote Outdoor Unit-Air-Source) | D5CURAH48AAK |  |  | D5FUAAH48XAK |  | 48000 | 16 | 8.5 | 48000 | 38000 | 79.17% | 1.85 | 0 | 10 |  |  |  | No | R-454B | 4 | Residential & Commercial | Ducted CEE Tier 1
209852125 | Central HP <5.4 tons | SMART COMFORT | HRCU-A-CB (Split System: Heat Pump with Remote Outdoor Unit-Air-Source) | DLCURAH24ABK |  |  | DLFUAAH24XAK |  | 24000 | 17.4 | 10 | 24000 | 22600 | 94.17% | 1.91 | 12.5 | 11.7 |  |  |  | No | R-410A | 2 | Residential & Commercial | Ducted CEE Tier 1
215682495 | Central HP <5.4 tons | HEIL | HRCU-A-CB (Split System: Heat Pump with Remote Outdoor Unit-Air-Source) | H5H0V48*K*AAA* |  |  | EVD5X61M21A*+WALLCON | *97CTN0802120A* | 48500 | 19 | 9 | 50000 | 36800 | 73.6% | 2 | 0 | 10.5 |  |  |  | No | R-454B | 4.0417 | Residential & Commercial | Ducted CEE Tier 1
214575786 | Central HP <5.4 tons | BRYANT HEATING AND COOLING SYSTEMS | HRCU-A-CB (Split System: Heat Pump with Remote Outdoor Unit-Air-Source) | 284ANV036*0**B* |  |  | CAP**4224AL*+UI | 987MC60060C21*** | 33000 | 18.5 | 9.5 | 38000 | 26600 | 70% | 1.98 | 0 | 11.5 |  |  |  | No | R-410A | 2.75 | Residential & Commercial | Ducted CEE Tier 1
211226823 | Central HP <5.4 tons | TEMPSTAR | HRCU-A-CB (Split System: Heat Pump with Remote Outdoor Unit-Air-Source) | DLCURAH36ABK |  |  | EA*4X37L21A* | *80ES(N,L)0901714A* | 36800 | 16 | 8.5 | 38500 | 34800 | 90.39% | 2.1 | 0 | 10 |  |  |  | No | R-410A | 3.0667 | Residential & Commercial | Ducted CEE Tier 1
215936826 | Central HP <5.4 tons | HEIL | HRCU-A-CB (Split System: Heat Pump with Remote Outdoor Unit-Air-Source) | H5H3V36*K*AAA* |  |  | EVD5X60M24A*+WALLCON | *97CMN1002122B* | 35600 | 22 | 8.5 | 38000 | 28400 | 74.74% | 2.04 | 0 | 12.5 |  |  |  | No | R-454B | 2.9667 | Residential & Commercial | Ducted CEE Tier 1
215682015 | Central HP <5.4 tons | HEIL | HRCU-A-CB (Split System: Heat Pump with Remote Outdoor Unit-Air-Source) | H5H0V48*K*AAA* |  |  | EVM5X60M24A*+WALLCON | *97CTN1002122A* | 48000 | 19 | 9 | 50000 | 36600 | 73.2% | 2 | 0 | 10 |  |  |  | No | R-454B | 4 | Residential & Commercial | Ducted CEE Tier 1
215682065 | Central HP <5.4 tons | HEIL | HRCU-A-CB (Split System: Heat Pump with Remote Outdoor Unit-Air-Source) | H5H0V48*K*AAA* |  |  | EVM5X61M24A*+WALLCON | *97CTN0802120A* | 48500 | 19 | 9.5 | 50000 | 36800 | 73.6% | 2.1 | 0 | 10.5 |  |  |  | No | R-454B | 4.0417 | Residential & Commercial | Ducted CEE Tier 1
215682085 | Central HP <5.4 tons | HEIL | HRCU-A-CB (Split System: Heat Pump with Remote Outdoor Unit-Air-Source) | H5H0V48*K*AAA* |  |  | EVM5X61M24A*+WALLCON | *97CTN1202422A* | 48500 | 19.5 | 9.5 | 50000 | 36600 | 73.2% | 2.12 | 0 | 10.5 |  |  |  | No | R-454B | 4.0417 | Residential & Commercial | Ducted CEE Tier 1
213779531 | Central HP <5.4 tons | DAY & NIGHT | HRCU-A-CB (Split System: Heat Pump with Remote Outdoor Unit-Air-Source) | CVH837GKA** |  |  | EA*4X48L24A*+WALLCON | *97CMN1202422B* | 32200 | 17 | 8.1 | 32600 | 24800 | 76.07% | 1.98 | 0 | 11 |  |  |  | No | R-410A | 2.6833 | Residential & Commercial | Ducted CEE Tier 1
210471115 | Central HP <5.4 tons | AIRQUEST | HRCU-A-CB (Split System: Heat Pump with Remote Outdoor Unit-Air-Source) | HVH837GKA2* |  |  | EHD4X60AAL+WALLCON | *95CSU0802120A* | 33000 | 17 | 8.1 | 32200 | 24800 | 77.02% | 2.02 | 0 | 11.5 |  |  |  | No | R-410A | 2.75 | Residential & Commercial | Ducted CEE Tier 1
210471181 | Central HP <5.4 tons | AIRQUEST | HRCU-A-CB (Split System: Heat Pump with Remote Outdoor Unit-Air-Source) | HVH837GKA2* |  |  | EHD4X60AAL+WALLCON | *80CTL0902120A* | 33000 | 17 | 8.1 | 32200 | 25000 | 77.64% | 2 | 0 | 11.5 |  |  |  | No | R-410A | 2.75 | Residential & Commercial | Ducted CEE Tier 1
211243834 | Central HP <5.4 tons | TEMPSTAR | HRCU-A-CB (Split System: Heat Pump with Remote Outdoor Unit-Air-Source) | DLCURAH24ABK |  |  | EN(A,D)4X24L14** | *80ES(N,L)0701412A* | 23800 | 16 | 8.5 | 26800 | 23200 | 86.57% | 1.92 | 0 | 10 |  |  |  | No | R-410A | 1.9833 | Residential & Commercial | Ducted CEE Tier 1
213067193 | Central HP <5.4 tons | ACIQ | HRCU-A-CB (Split System: Heat Pump with Remote Outdoor Unit-Air-Source) | HVH837GKA2* |  |  | EHD4X60AAL+WALLCON | *96CTN0801714A* | 32800 | 16.5 | 8.1 | 32600 | 25200 | 77.3% | 1.98 | 0 | 11 |  |  |  | No | R-410A | 2.7333 | Residential & Commercial | Ducted CEE Tier 1
213372184 | Central HP <5.4 tons | SMART COMFORT | HRCU-A-C (Split System: Heat Pump with Remote Outdoor Unit with No Indoor Fan --Air Source) | DLCURAH36ABK |  |  | DLFULAH36XBX + CI |  | 35000 | 15.5 | 8.6 | 38000 | 31600 | 83.16% | 1.85 | 0 | 10 |  |  |  | No | R-410A | 2.9167 | Residential & Commercial | Ducted CEE Tier 1
214280273 | Central HP <5.4 tons | COMFORTMAKER | HRCU-A-CB (Split System: Heat Pump with Remote Outdoor Unit-Air-Source) | DLCURAH36ABK |  |  | EA*4X37L21A* | *96MSN0601716A* | 36000 | 15.5 | 8.5 | 38000 | 35000 | 92.11% | 2.06 | 0 | 10 |  |  |  | No | R-410A | 3 | Residential & Commercial | Ducted CEE Tier 1
212972248 | Central HP <5.4 tons | HEIL | HRCU-A-CB (Split System: Heat Pump with Remote Outdoor Unit-Air-Source) | DLCURAH36ABK |  |  | EA*4X48L24A* | *80VTL0902120B* | 35800 | 16.5 | 8.5 | 37800 | 34600 | 91.53% | 2.02 | 0 | 10 |  |  |  | No | R-410A | 2.9833 | Residential & Commercial | Ducted CEE Tier 1
215853870 | Central HP <5.4 tons | BLUERIDGE | HRCU-A-CB (Split System: Heat Pump with Remote Outdoor Unit-Air-Source) | BMSAH24HHC |  |  | BMS2AH24I |  | 23000 | 18.3 | 10 | 24000 | 21600 | 90% | 1.87 | 0 | 11.7 |  |  |  | No | R-454B | 1.9167 | Residential & Commercial | Ducted CEE Tier 1
214396941 | Central HP <5.4 tons | COLEMAN | HRCU-A-CB (Split System: Heat Pump with Remote Outdoor Unit-Air-Source) | HH836E2S11 |  |  | CTM48C5CFS1+JMVT16CC2N1 |  | 34000 | 19 | 9 | 31400 | 25000 | 79.62% | 2 | 0 | 11.7 |  |  |  | No | R-454B | 2.8333 | Residential & Commercial | Ducted CEE Tier 1
214396976 | Central HP <5.4 tons | COLEMAN | HRCU-A-CB (Split System: Heat Pump with Remote Outdoor Unit-Air-Source) | HH836E2S11 |  |  | CTF48C5CFS1 | TMLV100C16MP12 | 33400 | 18 | 9 | 31600 | 25400 | 80.38% | 2 | 0 | 11 |  |  |  | No | R-454B | 2.7833 | Residential & Commercial | Ducted CEE Tier 1
214396926 | Central HP <5.4 tons | COLEMAN | HRCU-A-CB (Split System: Heat Pump with Remote Outdoor Unit-Air-Source) | HH836E2S11 |  |  | CTM48C5CFS1 | TMLE080C16MP11 | 33400 | 19 | 9 | 31400 | 25400 | 80.89% | 2 | 0 | 11 |  |  |  | No | R-454B | 2.7833 | Residential & Commercial | Ducted CEE Tier 1
214595029 | Central HP <5.4 tons | COLEMAN | HRCU-A-CB (Split System: Heat Pump with Remote Outdoor Unit-Air-Source) | HH836E2S11 |  |  | CTF48C5CFS1 | Z8ES100C16SMPS1 | 34000 | 19 | 9 | 31600 | 25200 | 79.75% | 2 | 0 | 11 |  |  |  | No | R-454B | 2.8333 | Residential & Commercial | Ducted CEE Tier 1
210470402 | Central HP <5.4 tons | COMFORTMAKER | HRCU-A-CB (Split System: Heat Pump with Remote Outdoor Unit-Air-Source) | CVH837GKA2* |  |  | EA*4X61L21A*+WALLCON | *80CSU0401712A* | 33200 | 17.5 | 8.1 | 32000 | 24800 | 77.5% | 1.98 | 0 | 11.5 |  |  |  | No | R-410A | 2.7667 | Residential & Commercial | Ducted CEE Tier 1
214228997 | Central HP <5.4 tons | DAY & NIGHT | HRCU-A-CB (Split System: Heat Pump with Remote Outdoor Unit-Air-Source) | DLCURAH18ABK |  |  | EA*4X25L17A* | *80MSU0601716A* | 18200 | 16.5 | 8.5 | 18000 | 17500 | 97.22% | 2.12 | 0 | 11 |  |  |  | No | R-410A | 1.5167 | Residential & Commercial | Ducted CEE Tier 1
214229030 | Central HP <5.4 tons | DAY & NIGHT | HRCU-A-CB (Split System: Heat Pump with Remote Outdoor Unit-Air-Source) | DLCURAH18ABK |  |  | EN(A,D)4X30L17** | *80MSU0601716A* | 17800 | 16.5 | 8.1 | 18300 | 18500 | 101.1% | 2.22 | 0 | 11 |  |  |  | No | R-410A | 1.4833 | Residential & Commercial | Ducted CEE Tier 1
214229316 | Central HP <5.4 tons | DAY & NIGHT | HRCU-A-CB (Split System: Heat Pump with Remote Outdoor Unit-Air-Source) | DLCURAH36ABK |  |  | END4X42L17** | *80MSU0601716A* | 35400 | 16 | 8.1 | 38500 | 35000 | 90.91% | 1.96 | 0 | 10 |  |  |  | No | R-410A | 2.95 | Residential & Commercial | Ducted CEE Tier 1
210470347 | Central HP <5.4 tons | COMFORTMAKER | HRCU-A-CB (Split System: Heat Pump with Remote Outdoor Unit-Air-Source) | CVH837GKA2* |  |  | EA*4X60L24A*+WALLCON | *96CTN1002122A* | 32800 | 17.5 | 8.5 | 31800 | 24800 | 77.99% | 2 | 0 | 11.7 |  |  |  | No | R-410A | 2.7333 | Residential & Commercial | Ducted CEE Tier 1
213372181 | Central HP <5.4 tons | SMART COMFORT | HRCU-A-C (Split System: Heat Pump with Remote Outdoor Unit with No Indoor Fan --Air Source) | DLCURAH24ABK |  |  | DLFULAH24XAX + CI |  | 24000 | 16.1 | 9.8 | 25000 | 20000 | 80% | 2 | 0 | 10.7 |  |  |  | No | R-410A | 2 | Residential & Commercial | Ducted CEE Tier 1
213773021 | Central HP <5.4 tons | DAY & NIGHT | HRCU-A-CB (Split System: Heat Pump with Remote Outdoor Unit-Air-Source) | CVH825GKA3* |  |  | EA*4X36L17A*+WALLCON | *96CTN0601714B* | 23400 | 16 | 8.1 | 21600 | 16700 | 77.31% | 1.92 | 0 | 10.5 |  |  |  | No | R-410A | 1.95 | Residential & Commercial | Ducted CEE Tier 1
213773071 | Central HP <5.4 tons | DAY & NIGHT | HRCU-A-CB (Split System: Heat Pump with Remote Outdoor Unit-Air-Source) | CVH825GKA3* |  |  | EA*4X36L21A*+WALLCON | *80CTL0902120B* | 23600 | 16.5 | 8.1 | 21400 | 16600 | 77.57% | 1.94 | 0 | 10.5 |  |  |  | No | R-410A | 1.9667 | Residential & Commercial | Ducted CEE Tier 1
213773221 | Central HP <5.4 tons | DAY & NIGHT | HRCU-A-CB (Split System: Heat Pump with Remote Outdoor Unit-Air-Source) | CVH825GKA3* |  |  | EA*4X37L17A*+WALLCON | *97CMN0801714B* | 24200 | 16 | 8.1 | 21400 | 16700 | 78.04% | 1.98 | 0 | 10.5 |  |  |  | No | R-410A | 2.0167 | Residential & Commercial | Ducted CEE Tier 1
213773791 | Central HP <5.4 tons | DAY & NIGHT | HRCU-A-CB (Split System: Heat Pump with Remote Outdoor Unit-Air-Source) | CVH825GKA3* |  |  | EA*4X48L21A*+WALLCON | *96CTN0801714B* | 24000 | 16.5 | 8.1 | 21000 | 16600 | 79.05% | 2 | 0 | 11 |  |  |  | No | R-410A | 2 | Residential & Commercial | Ducted CEE Tier 1
210473111 | Central HP <5.4 tons | COMFORTMAKER | HRCU-A-CB (Split System: Heat Pump with Remote Outdoor Unit-Air-Source) | CVH825GKA3* |  |  | EA*4X43L21A*+WALLCON | *95CSU1002122A* | 24400 | 17 | 8.5 | 21200 | 16600 | 78.3% | 2.04 | 0 | 11 |  |  |  | No | R-410A | 2.0333 | Residential & Commercial | Ducted CEE Tier 1
210472880 | Central HP <5.4 tons | COMFORTMAKER | HRCU-A-CB (Split System: Heat Pump with Remote Outdoor Unit-Air-Source) | CVH825GKA3* |  |  | EA*4X42L21A*+WALLCON | *80CTL0451712A* | 23600 | 16.5 | 8.1 | 21600 | 16800 | 77.78% | 1.94 | 0 | 10.5 |  |  |  | No | R-410A | 1.9667 | Residential & Commercial | Ducted CEE Tier 1
210472913 | Central HP <5.4 tons | COMFORTMAKER | HRCU-A-CB (Split System: Heat Pump with Remote Outdoor Unit-Air-Source) | CVH825GKA3* |  |  | EA*4X42L21A*+WALLCON | *96CTN0801714A* | 23600 | 16.5 | 8.1 | 21400 | 16700 | 78.04% | 1.96 | 0 | 11 |  |  |  | No | R-410A | 1.9667 | Residential & Commercial | Ducted CEE Tier 1
210473012 | Central HP <5.4 tons | COMFORTMAKER | HRCU-A-CB (Split System: Heat Pump with Remote Outdoor Unit-Air-Source) | CVH825GKA3* |  |  | EA*4X42L24A*+WALLCON | *80CSU1002120A* | 23800 | 16.5 | 8.1 | 21400 | 16600 | 77.57% | 1.94 | 0 | 10.5 |  |  |  | No | R-410A | 1.9833 | Residential & Commercial | Ducted CEE Tier 1
213772751 | Central HP <5.4 tons | DAY & NIGHT | HRCU-A-CB (Split System: Heat Pump with Remote Outdoor Unit-Air-Source) | CVH825GKA3* |  |  | EA*4X25L17A*+WALLCON | *80CTL0901716B* | 24400 | 16.5 | 8.1 | 21200 | 16600 | 78.3% | 2 | 0 | 11 |  |  |  | No | R-410A | 2.0333 | Residential & Commercial | Ducted CEE Tier 1
210473067 | Central HP <5.4 tons | COMFORTMAKER | HRCU-A-CB (Split System: Heat Pump with Remote Outdoor Unit-Air-Source) | CVH825GKA3* |  |  | EA*4X42L24A*+WALLCON | *96CTN1002122A* | 23800 | 16.5 | 8.1 | 21400 | 16600 | 77.57% | 1.96 | 0 | 11 |  |  |  | No | R-410A | 1.9833 | Residential & Commercial | Ducted CEE Tier 1
210472869 | Central HP <5.4 tons | COMFORTMAKER | HRCU-A-CB (Split System: Heat Pump with Remote Outdoor Unit-Air-Source) | CVH825GKA3* |  |  | EA*4X42L21A*+WALLCON | *80CSU1002120A* | 23800 | 16.5 | 8.1 | 21400 | 16700 | 78.04% | 1.94 | 0 | 10.5 |  |  |  | No | R-410A | 1.9833 | Residential & Commercial | Ducted CEE Tier 1
210471216 | Central HP <5.4 tons | COMFORTMAKER | HRCU-A-CB (Split System: Heat Pump with Remote Outdoor Unit-Air-Source) | CVH837GKA2* |  |  | EHD4X60AAL+WALLCON | *96CTN1202422A* | 33000 | 17 | 8.1 | 32200 | 24800 | 77.02% | 2.02 | 0 | 11.5 |  |  |  | No | R-410A | 2.75 | Residential & Commercial | Ducted CEE Tier 1
209852131 | Central HP <5.4 tons | SMART COMFORT | HRCU-A-CB (Split System: Heat Pump with Remote Outdoor Unit-Air-Source) | DLCURAH36ABK |  |  | DLFUAAH36XAK |  | 36000 | 16 | 9.5 | 40000 | 34400 | 86% | 1.97 | 10.5 | 10 |  |  |  | No | R-410A | 3 | Residential & Commercial | Ducted CEE Tier 1
210470600 | Central HP <5.4 tons | COMFORTMAKER | HRCU-A-CB (Split System: Heat Pump with Remote Outdoor Unit-Air-Source) | CVH837GKA2* |  |  | EA*4X61L24A*+WALLCON | *97CMN1002122A* | 33200 | 18 | 8.5 | 32000 | 24800 | 77.5% | 2 | 0 | 12 |  |  |  | No | R-410A | 2.7667 | Residential & Commercial | Ducted CEE Tier 1
205750639 | Central HP <5.4 tons | HEIL | HRCU-A-CB (Split System: Heat Pump with Remote Outdoor Unit-Air-Source) | HVH825GKA2* |  |  | EA*4X37L21A*+WALLCON | *80CTL0701716A* | 24400 | 17 | 8.5 | 21200 | 16600 | 78.3% | 2.02 | 11 | 11 |  |  |  | No | R-410A | 2.0333 | Residential & Commercial | Ducted CEE Tier 1
213062607 | Central HP <5.4 tons | ACIQ | HRCU-A-CB (Split System: Heat Pump with Remote Outdoor Unit-Air-Source) | HVH825GKA2* |  |  | EA*4X36L21A*+WALLCON | *80CTL0451712A* | 23400 | 16 | 8.1 | 21600 | 16800 | 77.78% | 1.92 | 11 | 10.5 |  |  |  | No | R-410A | 1.95 | Residential & Commercial | Ducted CEE Tier 1
213063322 | Central HP <5.4 tons | ACIQ | HRCU-A-CB (Split System: Heat Pump with Remote Outdoor Unit-Air-Source) | HVH837GKA2* |  |  | EA*4X48L21A*+WALLCON | *80CTL0701716A* | 32200 | 17.5 | 8.1 | 32600 | 25000 | 76.69% | 1.96 | 11 | 11.5 |  |  |  | No | R-410A | 2.6833 | Residential & Commercial | Ducted CEE Tier 1
211244597 | Central HP <5.4 tons | TEMPSTAR | HRCU-A-CB (Split System: Heat Pump with Remote Outdoor Unit-Air-Source) | DLCURAH24ABK |  |  | EN(A,D)4X30L17** | *80VTL0701716A* | 24200 | 17 | 8.1 | 26200 | 23000 | 87.79% | 1.9 | 0 | 10.5 |  |  |  | No | R-410A | 2.0167 | Residential & Commercial | Ducted CEE Tier 1
211244640 | Central HP <5.4 tons | TEMPSTAR | HRCU-A-CB (Split System: Heat Pump with Remote Outdoor Unit-Air-Source) | DLCURAH24ABK |  |  | EN(A,D)4X30L17** | *96VTN0401410A* | 23400 | 16 | 8.1 | 25800 | 24000 | 93.02% | 2 | 0 | 10 |  |  |  | No | R-410A | 1.95 | Residential & Commercial | Ducted CEE Tier 1
211244806 | Central HP <5.4 tons | TEMPSTAR | HRCU-A-CB (Split System: Heat Pump with Remote Outdoor Unit-Air-Source) | DLCURAH24ABK |  |  | EN(A,D)4X30L17** | *80ES(N,L)0701412A* | 24200 | 16.5 | 8.1 | 26400 | 22800 | 86.36% | 1.88 | 0 | 10.5 |  |  |  | No | R-410A | 2.0167 | Residential & Commercial | Ducted CEE Tier 1
213063379 | Central HP <5.4 tons | ACIQ | HRCU-A-CB (Split System: Heat Pump with Remote Outdoor Unit-Air-Source) | HVH837GKA2* |  |  | EA*4X48L21A*+WALLCON | *80CSU0401712A* | 32400 | 17.5 | 8.1 | 32600 | 25000 | 76.69% | 1.96 | 12 | 11 |  |  |  | No | R-410A | 2.7 | Residential & Commercial | Ducted CEE Tier 1
213062725 | Central HP <5.4 tons | ACIQ | HRCU-A-CB (Split System: Heat Pump with Remote Outdoor Unit-Air-Source) | HVH825GKA2* |  |  | EA*4X30L17A*+WALLCON | *80CSU0601716A* | 23400 | 16.5 | 8.1 | 21600 | 16700 | 77.31% | 1.92 | 11 | 10.5 |  |  |  | No | R-410A | 1.95 | Residential & Commercial | Ducted CEE Tier 1
213062744 | Central HP <5.4 tons | ACIQ | HRCU-A-CB (Split System: Heat Pump with Remote Outdoor Unit-Air-Source) | HVH825GKA2* |  |  | EHD4X30AAL+WALLCON | *80CSU0401712A* | 23800 | 16 | 8.1 | 21800 | 16800 | 77.06% | 1.98 | 11 | 10.5 |  |  |  | No | R-410A | 1.9833 | Residential & Commercial | Ducted CEE Tier 1
214396688 | Central HP <5.4 tons | COLEMAN | HRCU-A-CB (Split System: Heat Pump with Remote Outdoor Unit-Air-Source) | HH824E2S11 |  |  | CTF30A5ADS1 | TM8Y060A12MP11 | 23000 | 18 | 9 | 23000 | 18200 | 79.13% | 2 | 0 | 12 |  |  |  | No | R-454B | 1.9167 | Residential & Commercial | Ducted CEE Tier 1
213772521 | Central HP <5.4 tons | DAY & NIGHT | HRCU-A-CB (Split System: Heat Pump with Remote Outdoor Unit-Air-Source) | CVH825GKA2* |  |  | EHD4X48AAL+WALLCON | *97CMN0801714B* | 24200 | 16 | 8.1 | 21400 | 16600 | 77.57% | 2.02 | 0 | 10.5 |  |  |  | No | R-410A | 2.0167 | Residential & Commercial | Ducted CEE Tier 1
210599393 | Central HP <5.4 tons | AIRQUEST | HRCU-A-CB (Split System: Heat Pump with Remote Outdoor Unit-Air-Source) | HVH837GKA** |  |  | EHD4X60AAL+WALLCON | *80CSU0601716A* | 33000 | 16.5 | 8.1 | 32400 | 24800 | 76.54% | 1.98 | 0 | 11 |  |  |  | No | R-410A | 2.75 | Residential & Commercial | Ducted CEE Tier 1
211243890 | Central HP <5.4 tons | TEMPSTAR | HRCU-A-CB (Split System: Heat Pump with Remote Outdoor Unit-Air-Source) | DLCURAH24ABK |  |  | EN(A,D)4X24L17** | *96VSN0601412A* | 23200 | 16 | 8.5 | 26400 | 24600 | 93.18% | 2.04 | 0 | 10 |  |  |  | No | R-410A | 1.9333 | Residential & Commercial | Ducted CEE Tier 1
211243957 | Central HP <5.4 tons | TEMPSTAR | HRCU-A-CB (Split System: Heat Pump with Remote Outdoor Unit-Air-Source) | DLCURAH24ABK |  |  | EN(A,D)4X24L17** | *80VSL0701716A* | 23400 | 16 | 8.5 | 26600 | 24000 | 90.23% | 1.98 | 0 | 10 |  |  |  | No | R-410A | 1.95 | Residential & Commercial | Ducted CEE Tier 1
211244177 | Central HP <5.4 tons | TEMPSTAR | HRCU-A-CB (Split System: Heat Pump with Remote Outdoor Unit-Air-Source) | DLCURAH24ABK |  |  | EN(A,D)4X24L17** | *92ESN0801716A* | 23800 | 16.5 | 8.5 | 26800 | 23200 | 86.57% | 1.92 | 0 | 10 |  |  |  | No | R-410A | 1.9833 | Residential & Commercial | Ducted CEE Tier 1
213069683 | Central HP <5.4 tons | ACIQ | HRCU-A-CB (Split System: Heat Pump with Remote Outdoor Unit-Air-Source) | DLCURAH24ABK |  |  | EA*4X25L17A* | *96VSN0401410A* | 24400 | 16 | 8.5 | 25600 | 21400 | 83.59% | 1.78 | 0 | 10 |  |  |  | No | R-410A | 2.0333 | Residential & Commercial | Ducted CEE Tier 1
213069690 | Central HP <5.4 tons | ACIQ | HRCU-A-CB (Split System: Heat Pump with Remote Outdoor Unit-Air-Source) | DLCURAH24ABK |  |  | EA*4X25L17A* | *80VSL0701716A* | 24400 | 17 | 8.5 | 25400 | 21400 | 84.25% | 1.8 | 0 | 10 |  |  |  | No | R-410A | 2.0333 | Residential & Commercial | Ducted CEE Tier 1
213069717 | Central HP <5.4 tons | ACIQ | HRCU-A-CB (Split System: Heat Pump with Remote Outdoor Unit-Air-Source) | DLCURAH24ABK |  |  | EA*4X25L17A* | OMV098J12* | 24200 | 17 | 8.5 | 25200 | 21600 | 85.71% | 1.8 | 0 | 10 |  |  |  | No | R-410A | 2.0167 | Residential & Commercial | Ducted CEE Tier 1
211244563 | Central HP <5.4 tons | TEMPSTAR | HRCU-A-CB (Split System: Heat Pump with Remote Outdoor Unit-Air-Source) | DLCURAH24ABK |  |  | EN(A,D)4X30L17** | *80VTL0451412A* | 24200 | 16.5 | 8.1 | 26200 | 22800 | 87.02% | 1.88 | 0 | 10.5 |  |  |  | No | R-410A | 2.0167 | Residential & Commercial | Ducted CEE Tier 1
211239225 | Central HP <5.4 tons | COMFORTMAKER | HRCU-A-CB (Split System: Heat Pump with Remote Outdoor Unit-Air-Source) | DLCURAH24ABK |  |  | FJMA4*24L*B* |  | 24000 | 16 | 9 | 26400 | 23400 | 88.64% | 1.92 | 0 | 10 |  |  |  | No | R-410A | 2 | Residential & Commercial | Ducted CEE Tier 1
211240302 | Central HP <5.4 tons | COMFORTMAKER | HRCU-A-CB (Split System: Heat Pump with Remote Outdoor Unit-Air-Source) | DLCURAH24ABK |  |  | EA*4X24L14A* | *96VTN0601412A* | 23200 | 16 | 8.5 | 26400 | 25600 | 96.97% | 2.14 | 0 | 10 |  |  |  | No | R-410A | 1.9333 | Residential & Commercial | Ducted CEE Tier 1
211244541 | Central HP <5.4 tons | TEMPSTAR | HRCU-A-CB (Split System: Heat Pump with Remote Outdoor Unit-Air-Source) | DLCURAH24ABK |  |  | EN(A,D)4X30L17** | *95ESU0601716A* | 24200 | 16.5 | 8.1 | 26200 | 22800 | 87.02% | 1.9 | 0 | 10.5 |  |  |  | No | R-410A | 2.0167 | Residential & Commercial | Ducted CEE Tier 1
211244705 | Central HP <5.4 tons | TEMPSTAR | HRCU-A-CB (Split System: Heat Pump with Remote Outdoor Unit-Air-Source) | DLCURAH24ABK |  |  | EN(A,D)4X30L17** | *80ES(N,L)0701712A* | 24400 | 16.5 | 8.1 | 26400 | 22600 | 85.61% | 1.88 | 0 | 10.5 |  |  |  | No | R-410A | 2.0333 | Residential & Commercial | Ducted CEE Tier 1
211244891 | Central HP <5.4 tons | TEMPSTAR | HRCU-A-CB (Split System: Heat Pump with Remote Outdoor Unit-Air-Source) | DLCURAH24ABK |  |  | EN(A,D,W)4X36L17** | *96VSN0401712A* | 23400 | 16 | 8.1 | 25800 | 24000 | 93.02% | 1.98 | 0 | 10 |  |  |  | No | R-410A | 1.95 | Residential & Commercial | Ducted CEE Tier 1
211244900 | Central HP <5.4 tons | TEMPSTAR | HRCU-A-CB (Split System: Heat Pump with Remote Outdoor Unit-Air-Source) | DLCURAH24ABK |  |  | EN(A,D,W)4X36L17** | *96VSN0601412A* | 23600 | 16.5 | 8.1 | 25800 | 23800 | 92.25% | 1.98 | 0 | 10 |  |  |  | No | R-410A | 1.9667 | Residential & Commercial | Ducted CEE Tier 1
214719886 | Central HP <5.4 tons | CHAMPION HEATING AND COOLING | HRCU-A-CB (Split System: Heat Pump with Remote Outdoor Unit-Air-Source) | HH860E2S11 |  |  | CTU60C5XGS1+TXV | TMLE080C20MP11 | 44500 | 17 | 9 | 45000 | 33800 | 75.11% | 2 | 0 | 11.7 |  |  |  | No | R-454B | 3.7083 | Residential & Commercial | Ducted CEE Tier 1
214396609 | Central HP <5.4 tons | COLEMAN | HRCU-A-CB (Split System: Heat Pump with Remote Outdoor Unit-Air-Source) | HH860E2S11 |  |  | CTM60D5CGS1+JMC20D2SN1 |  | 45000 | 18 | 9.5 | 46500 | 33800 | 72.69% | 2 | 0 | 12 |  |  |  | No | R-454B | 3.75 | Residential & Commercial | Ducted CEE Tier 1
214397045 | Central HP <5.4 tons | COLEMAN | HRCU-A-CB (Split System: Heat Pump with Remote Outdoor Unit-Air-Source) | HH860E2S11 |  |  | CTF60C5CGS1 | TM9E100C20MP12 | 44500 | 17 | 9 | 45000 | 33800 | 75.11% | 2 | 0 | 11.7 |  |  |  | No | R-454B | 3.7083 | Residential & Commercial | Ducted CEE Tier 1
214396654 | Central HP <5.4 tons | COLEMAN | HRCU-A-CB (Split System: Heat Pump with Remote Outdoor Unit-Air-Source) | HH860E2S11 |  |  | CTM60C5CGS1 | CPLC080C16MP13 | 44000 | 18 | 9 | 44500 | 33600 | 75.51% | 2 | 0 | 11.7 |  |  |  | No | R-454B | 3.6667 | Residential & Commercial | Ducted CEE Tier 1
209852132 | Central HP <5.4 tons | SMART COMFORT | HRCU-A-CB (Split System: Heat Pump with Remote Outdoor Unit-Air-Source) | DLCURAH30ABK |  |  | DLFUAAH30XAK |  | 30000 | 16.2 | 8.9 | 33000 | 24000 | 72.73% | 1.8 | 11 | 10 |  |  |  | No | R-410A | 2.5 | Residential & Commercial | Ducted CEE Tier 1
216374579 | Central HP <5.4 tons | COLEMAN | HRCU-A-CB (Split System: Heat Pump with Remote Outdoor Unit-Air-Source) | HH860E2S11 |  |  | CTF60D5CJS1 | Z9ET120D20SMPS1 | 53500 | 19 | 9 | 56000 | 40500 | 72.32% | 2 | 0 | 10 |  |  |  | No | R-454B | 4.4583 | Residential & Commercial | Ducted CEE Tier 1
216374778 | Central HP <5.4 tons | COLEMAN | HRCU-A-CB (Split System: Heat Pump with Remote Outdoor Unit-Air-Source) | HH860E2S11 |  |  | CTM60C5CHS1 | Z9ET100C20SMPS1 | 53500 | 19 | 8.5 | 54000 | 39000 | 72.22% | 2 | 0 | 11 |  |  |  | No | R-454B | 4.4583 | Residential & Commercial | Ducted CEE Tier 1
214229184 | Central HP <5.4 tons | DAY & NIGHT | HRCU-A-CB (Split System: Heat Pump with Remote Outdoor Unit-Air-Source) | DLCURAH24ABK |  |  | EN(A,D)4X24L17** | *80MSU0601716A* | 23200 | 16.5 | 8.5 | 26800 | 23600 | 88.06% | 1.96 | 0 | 10 |  |  |  | No | R-410A | 1.9333 | Residential & Commercial | Ducted CEE Tier 1
214229195 | Central HP <5.4 tons | DAY & NIGHT | HRCU-A-CB (Split System: Heat Pump with Remote Outdoor Unit-Air-Source) | DLCURAH24ABK |  |  | EN(A,D)4X30L17** | *80MSU0601716A* | 23600 | 17 | 8.5 | 25600 | 24000 | 93.75% | 2 | 0 | 10.5 |  |  |  | No | R-410A | 1.9667 | Residential & Commercial | Ducted CEE Tier 1
211244740 | Central HP <5.4 tons | TEMPSTAR | HRCU-A-CB (Split System: Heat Pump with Remote Outdoor Unit-Air-Source) | DLCURAH24ABK |  |  | EN(A,D)4X30L17** | *92ESN0601714A* | 24400 | 16.5 | 8.1 | 26400 | 22800 | 86.36% | 1.88 | 0 | 10.5 |  |  |  | No | R-410A | 2.0333 | Residential & Commercial | Ducted CEE Tier 1
211240386 | Central HP <5.4 tons | COMFORTMAKER | HRCU-A-CB (Split System: Heat Pump with Remote Outdoor Unit-Air-Source) | DLCURAH24ABK |  |  | EA*4X24L17A* | *96VSN0601714A* | 23800 | 16 | 8.5 | 26800 | 24000 | 89.55% | 1.98 | 0 | 10 |  |  |  | No | R-410A | 1.9833 | Residential & Commercial | Ducted CEE Tier 1
211240443 | Central HP <5.4 tons | COMFORTMAKER | HRCU-A-CB (Split System: Heat Pump with Remote Outdoor Unit-Air-Source) | DLCURAH24ABK |  |  | EA*4X24L17A* | *80ES(N,L)0701716A* | 24600 | 16 | 8.5 | 27400 | 23000 | 83.94% | 1.88 | 0 | 10 |  |  |  | No | R-410A | 2.05 | Residential & Commercial | Ducted CEE Tier 1
211240711 | Central HP <5.4 tons | COMFORTMAKER | HRCU-A-CB (Split System: Heat Pump with Remote Outdoor Unit-Air-Source) | DLCURAH24ABK |  |  | EA*4X24L17A* | *95ESN0601714A* | 24400 | 15.5 | 8.5 | 27200 | 23200 | 85.29% | 1.9 | 0 | 10 |  |  |  | No | R-410A | 2.0333 | Residential & Commercial | Ducted CEE Tier 1
215853871 | Central HP <5.4 tons | BLUERIDGE | HRCU-A-CB (Split System: Heat Pump with Remote Outdoor Unit-Air-Source) | BMSAH30HHC |  |  | BMS2AH30I |  | 30000 | 16.8 | 10 | 34000 | 32600 | 95.88% | 1.96 | 0 | 11.7 |  |  |  | No | R-454B | 2.5 | Residential & Commercial | Ducted CEE Tier 1
211261067 | Central HP <5.4 tons | COMFORTMAKER | HRCU-A-CB (Split System: Heat Pump with Remote Outdoor Unit-Air-Source) | DLCURAH18ABK |  |  | EA*4X25L17A* | *92ESN0401712A* | 18400 | 15.5 | 8.5 | 18300 | 17500 | 95.63% | 2.12 | 0 | 10.5 |  |  |  | No | R-410A | 1.5333 | Residential & Commercial | Ducted CEE Tier 1
211261501 | Central HP <5.4 tons | COMFORTMAKER | HRCU-A-CB (Split System: Heat Pump with Remote Outdoor Unit-Air-Source) | DLCURAH18ABK |  |  | EA*4X30L14A* | *80ES(N,L)0701412A* | 17700 | 16.5 | 8.5 | 18200 | 18500 | 101.6% | 2.22 | 0 | 10.5 |  |  |  | No | R-410A | 1.475 | Residential & Commercial | Ducted CEE Tier 1
211262053 | Central HP <5.4 tons | COMFORTMAKER | HRCU-A-CB (Split System: Heat Pump with Remote Outdoor Unit-Air-Source) | DLCURAH18ABK |  |  | EA*4X30L17A* | *80ES(N,L)0701712A* | 18200 | 16.5 | 8.5 | 18700 | 18400 | 98.4% | 2.22 | 0 | 10.5 |  |  |  | No | R-410A | 1.5167 | Residential & Commercial | Ducted CEE Tier 1
214396277 | Central HP <5.4 tons | COLEMAN | HRCU-A-CB (Split System: Heat Pump with Remote Outdoor Unit-Air-Source) | HH824E2S11 |  |  | CTM30B5ACS1 | CP9C080B12MP13 | 23000 | 17 | 9.5 | 23000 | 17800 | 77.39% | 2 | 0 | 12 |  |  |  | No | R-454B | 1.9167 | Residential & Commercial | Ducted CEE Tier 1
214396225 | Central HP <5.4 tons | COLEMAN | HRCU-A-CB (Split System: Heat Pump with Remote Outdoor Unit-Air-Source) | HH824E2S11 |  |  | CTF36B5ADS1 | TPLC080B12MP13 | 23000 | 18 | 9 | 23000 | 18500 | 80.43% | 2 | 0 | 12 |  |  |  | No | R-454B | 1.9167 | Residential & Commercial | Ducted CEE Tier 1
214397145 | Central HP <5.4 tons | COLEMAN | HRCU-A-CB (Split System: Heat Pump with Remote Outdoor Unit-Air-Source) | HH824E2S11 |  |  | CTF30B5ACS1 | TMLE080B12MP11 | 23000 | 17 | 9.5 | 23000 | 18400 | 80% | 2 | 0 | 12 |  |  |  | No | R-454B | 1.9167 | Residential & Commercial | Ducted CEE Tier 1
214731020 | Central HP <5.4 tons | AIREASE | HRCU-A-CB (Split System: Heat Pump with Remote Outdoor Unit-Air-Source) | 4SHP18LX136P |  |  | 7ED24BX-0*+TDR | A97DF2E070B16 | 23600 | 18 | 8.5 | 24000 | 17300 | 72.08% | 2.22 | 0 | 12.3 |  |  |  | No | R-410A | 1.9667 | Residential & Commercial | Ducted CEE Tier 1
210471304 | Central HP <5.4 tons | COMFORTMAKER | HRCU-A-CB (Split System: Heat Pump with Remote Outdoor Unit-Air-Source) | CVH837GKA2* |  |  | EHD4X60AAL+WALLCON | *80CTL0901716A* | 33000 | 17.5 | 8.1 | 32200 | 24800 | 77.02% | 2.02 | 0 | 11.5 |  |  |  | No | R-410A | 2.75 | Residential & Commercial | Ducted CEE Tier 1
211226538 | Central HP <5.4 tons | TEMPSTAR | HRCU-A-CB (Split System: Heat Pump with Remote Outdoor Unit-Air-Source) | DLCURAH36ABK |  |  | EA*4X37L17A* | *80ES(N,L)0901714A* | 36400 | 15.5 | 8.5 | 38500 | 35000 | 90.91% | 2.04 | 0 | 10 |  |  |  | No | R-410A | 3.0333 | Residential & Commercial | Ducted CEE Tier 1
211226835 | Central HP <5.4 tons | TEMPSTAR | HRCU-A-CB (Split System: Heat Pump with Remote Outdoor Unit-Air-Source) | DLCURAH36ABK |  |  | EA*4X37L21A* | *80ES(N,L)0902116A* | 36600 | 16 | 8.5 | 38500 | 34800 | 90.39% | 2.1 | 0 | 10 |  |  |  | No | R-410A | 3.05 | Residential & Commercial | Ducted CEE Tier 1
211226870 | Central HP <5.4 tons | TEMPSTAR | HRCU-A-CB (Split System: Heat Pump with Remote Outdoor Unit-Air-Source) | DLCURAH36ABK |  |  | EA*4X37L21A* | *80VSL0451716A* | 36200 | 15.5 | 8.5 | 38500 | 34800 | 90.39% | 2.06 | 0 | 10 |  |  |  | No | R-410A | 3.0167 | Residential & Commercial | Ducted CEE Tier 1
210598469 | Central HP <5.4 tons | AIRQUEST | HRCU-A-CB (Split System: Heat Pump with Remote Outdoor Unit-Air-Source) | HVH825GKA2* |  |  | EN(A,D,W)4X48L21**+WALLCON | *80CSU0401712A* | 24200 | 17.5 | 8.1 | 21200 | 16600 | 78.3% | 2.02 | 0 | 11.5 |  |  |  | No | R-410A | 2.0167 | Residential & Commercial | Ducted CEE Tier 1
210598501 | Central HP <5.4 tons | AIRQUEST | HRCU-A-CB (Split System: Heat Pump with Remote Outdoor Unit-Air-Source) | HVH825GKA2* |  |  | EN(A,D,W)4X48L21**+WALLCON | *95CSU1002122A* | 24200 | 17 | 8.1 | 21200 | 16600 | 78.3% | 2.02 | 0 | 11.5 |  |  |  | No | R-410A | 2.0167 | Residential & Commercial | Ducted CEE Tier 1
210597978 | Central HP <5.4 tons | AIRQUEST | HRCU-A-CB (Split System: Heat Pump with Remote Outdoor Unit-Air-Source) | HVH825GKA2* |  |  | EA*4X43L21A*+WALLCON | *96CTN1002122A* | 24400 | 16.5 | 8.5 | 21200 | 16600 | 78.3% | 2.04 | 0 | 11 |  |  |  | No | R-410A | 2.0333 | Residential & Commercial | Ducted CEE Tier 1
210598030 | Central HP <5.4 tons | AIRQUEST | HRCU-A-CB (Split System: Heat Pump with Remote Outdoor Unit-Air-Source) | HVH825GKA2* |  |  | EA*4X48L21A*+WALLCON | *95CSU1002122A* | 24200 | 17 | 8.1 | 21000 | 16500 | 78.57% | 2.02 | 0 | 11 |  |  |  | No | R-410A | 2.0167 | Residential & Commercial | Ducted CEE Tier 1
210598078 | Central HP <5.4 tons | AIRQUEST | HRCU-A-CB (Split System: Heat Pump with Remote Outdoor Unit-Air-Source) | HVH825GKA2* |  |  | EA*4X48L24A*+WALLCON | *96CTN1002122A* | 24200 | 16.5 | 8.1 | 21000 | 16500 | 78.57% | 2.02 | 0 | 11 |  |  |  | No | R-410A | 2.0167 | Residential & Commercial | Ducted CEE Tier 1
215937907 | Central HP <5.4 tons | AIRQUEST | HRCU-A-CB (Split System: Heat Pump with Remote Outdoor Unit-Air-Source) | H5H3V48*K*AAA* |  |  | EVD5X48M24A*+WALLCON | *80CTL1352422B* | 45000 | 20.5 | 8.1 | 52000 | 38000 | 73.08% | 1.95 | 0 | 11.5 |  |  |  | No | R-454B | 3.75 | Residential & Commercial | Ducted CEE Tier 1
214575784 | Central HP <5.4 tons | BRYANT HEATING AND COOLING SYSTEMS | HRCU-A-CB (Split System: Heat Pump with Remote Outdoor Unit-Air-Source) | 284ANV036*0**B* |  |  | CAP**4221AL*+UI | 987MC60060C21*** | 33000 | 18.5 | 9.5 | 38000 | 26800 | 70.53% | 1.98 | 0 | 11.5 |  |  |  | No | R-410A | 2.75 | Residential & Commercial | Ducted CEE Tier 1
210597954 | Central HP <5.4 tons | AIRQUEST | HRCU-A-CB (Split System: Heat Pump with Remote Outdoor Unit-Air-Source) | HVH825GKA2* |  |  | EA*4X43L21A*+WALLCON | *80CTL0901716A* | 24600 | 17.5 | 8.5 | 21000 | 16500 | 78.57% | 2.04 | 0 | 11.7 |  |  |  | No | R-410A | 2.05 | Residential & Commercial | Ducted CEE Tier 1
213774685 | Central HP <5.4 tons | CARRIER | HRCU-A-CB (Split System: Heat Pump with Remote Outdoor Unit-Air-Source) | 25VNA825A*032* |  |  | CSPH*4812AL*+UI | 59TN6C060C17**14 | 24200 | 16 | 8.1 | 21400 | 16600 | 77.57% | 2 | 0 | 10.5 |  |  |  | No | R-410A | 2.0167 | Residential & Commercial | Ducted CEE Tier 1
214397992 | Central HP <5.4 tons | COLEMAN | HRCU-A-CB (Split System: Heat Pump with Remote Outdoor Unit-Air-Source) | HH824E2S11 |  |  | CTF30B5ACS1 | TL9E060B12UH11 | 23000 | 17 | 9.5 | 23000 | 18400 | 80% | 2 | 0 | 12 |  |  |  | No | R-454B | 1.9167 | Residential & Commercial | Ducted CEE Tier 1
206790643 | Central HP <5.4 tons | BRYANT HEATING AND COOLING SYSTEMS | HRCU-A-CB (Split System: Heat Pump with Remote Outdoor Unit-Air-Source) | 284ANV048*0**B* |  |  | CSPH*6012AL*+UI | 83*CA60100C21*** | 45000 | 20 | 9 | 46000 | 36200 | 78.7% | 2.32 | 12 | 11.7 |  |  |  | No | R-410A | 3.75 | Residential & Commercial | Ducted CEE Tier 1
206790652 | Central HP <5.4 tons | BRYANT HEATING AND COOLING SYSTEMS | HRCU-A-CB (Split System: Heat Pump with Remote Outdoor Unit-Air-Source) | 284ANV048*0**B* |  |  | CAP**6124AL*+UI | 935CA60080C21*** | 45500 | 21.5 | 9.5 | 46000 | 36200 | 78.7% | 2.36 | 12 | 12 |  |  |  | No | R-410A | 3.7917 | Residential & Commercial | Ducted CEE Tier 1
210470424 | Central HP <5.4 tons | COMFORTMAKER | HRCU-A-CB (Split System: Heat Pump with Remote Outdoor Unit-Air-Source) | CVH837GKA2* |  |  | EA*4X61L21A*+WALLCON | *80CSU1002120A* | 33200 | 17 | 8.1 | 32200 | 24800 | 77.02% | 1.98 | 0 | 11.5 |  |  |  | No | R-410A | 2.7667 | Residential & Commercial | Ducted CEE Tier 1
210470435 | Central HP <5.4 tons | COMFORTMAKER | HRCU-A-CB (Split System: Heat Pump with Remote Outdoor Unit-Air-Source) | CVH837GKA2* |  |  | EA*4X61L21A*+WALLCON | *80CTL0701716A* | 33200 | 17.5 | 8.5 | 32200 | 25000 | 77.64% | 1.98 | 0 | 11.7 |  |  |  | No | R-410A | 2.7667 | Residential & Commercial | Ducted CEE Tier 1
212391375 | Central HP <5.4 tons | TRANE | HRCU-A-CB (Split System: Heat Pump with Remote Outdoor Unit-Air-Source) | 4TWV7X48A1 |  |  | TAMXB0C48V41 |  | 45500 | 17.1 | 8.5 | 40000 | 28000 | 70% | 1.8 | 0 | 11.7 |  |  |  | No | R-410A | 3.7917 | Residential & Commercial | Ducted CEE Tier 1
214229172 | Central HP <5.4 tons | COMFORTMAKER | HRCU-A-CB (Split System: Heat Pump with Remote Outdoor Unit-Air-Source) | DLCURAH24ABK |  |  | EA*4X37L17A* | *80MSU0601716A* | 24000 | 17.5 | 8.5 | 25600 | 21600 | 84.38% | 1.82 | 0 | 10 |  |  |  | No | R-410A | 2 | Residential & Commercial | Ducted CEE Tier 1
211244343 | Central HP <5.4 tons | TEMPSTAR | HRCU-A-CB (Split System: Heat Pump with Remote Outdoor Unit-Air-Source) | DLCURAH24ABK |  |  | EN(A,D)4X30L14** | *96VTN0401410A* | 23600 | 15.5 | 8.1 | 26200 | 23600 | 90.08% | 1.92 | 0 | 10 |  |  |  | No | R-410A | 1.9667 | Residential & Commercial | Ducted CEE Tier 1
211242827 | Central HP <5.4 tons | TEMPSTAR | HRCU-A-CB (Split System: Heat Pump with Remote Outdoor Unit-Air-Source) | DLCURAH24ABK |  |  | EA*4X37L17A* | *95ESU0401712A* | 24000 | 17 | 8.5 | 25200 | 22000 | 87.3% | 1.84 | 0 | 10 |  |  |  | No | R-410A | 2 | Residential & Commercial | Ducted CEE Tier 1
211242866 | Central HP <5.4 tons | TEMPSTAR | HRCU-A-CB (Split System: Heat Pump with Remote Outdoor Unit-Air-Source) | DLCURAH24ABK |  |  | EA*4X37L17A* | *80VSL0451716A* | 24600 | 16.5 | 8.5 | 25600 | 21400 | 83.59% | 1.8 | 0 | 10 |  |  |  | No | R-410A | 2.05 | Residential & Commercial | Ducted CEE Tier 1
214574549 | Central HP <5.4 tons | BRYANT HEATING AND COOLING SYSTEMS | HRCU-A-CB (Split System: Heat Pump with Remote Outdoor Unit-Air-Source) | 288BNV037*0**B* |  |  | CNPV*4221AL*+UI | 987MC60080C21*** | 31800 | 17 | 8.1 | 33000 | 24400 | 73.94% | 1.88 | 0 | 11 |  |  |  | No | R-410A | 2.65 | Residential & Commercial | Ducted CEE Tier 1
213771701 | Central HP <5.4 tons | DAY & NIGHT | HRCU-A-CB (Split System: Heat Pump with Remote Outdoor Unit-Air-Source) | CVH825GKA2* |  |  | EA*4X48L24A*+WALLCON | *80CTL1352422B* | 24200 | 17 | 8.1 | 21000 | 16500 | 78.57% | 2.02 | 0 | 11 |  |  |  | No | R-410A | 2.0167 | Residential & Commercial | Ducted CEE Tier 1
213771721 | Central HP <5.4 tons | DAY & NIGHT | HRCU-A-CB (Split System: Heat Pump with Remote Outdoor Unit-Air-Source) | CVH825GKA2* |  |  | EA*4X48L24A*+WALLCON | *97CMN1202422B* | 24000 | 16.5 | 8.1 | 21000 | 16500 | 78.57% | 2.02 | 0 | 11 |  |  |  | No | R-410A | 2 | Residential & Commercial | Ducted CEE Tier 1
215935529 | Central HP <5.4 tons | COMFORTMAKER | HRCU-A-CB (Split System: Heat Pump with Remote Outdoor Unit-Air-Source) | C5H3V36*K*AAA* |  |  | EVD5X30M17A*+WALLCON | *97CMN0601714B* | 34000 | 20 | 8.1 | 38000 | 27200 | 71.58% | 2 | 0 | 11 |  |  |  | No | R-454B | 2.8333 | Residential & Commercial | Ducted CEE Tier 1
215935729 | Central HP <5.4 tons | COMFORTMAKER | HRCU-A-CB (Split System: Heat Pump with Remote Outdoor Unit-Air-Source) | C5H3V36*K*AAA* |  |  | EVD5X36M21A*+WALLCON | *97CMN0801714B* | 34200 | 20.5 | 8.5 | 39000 | 28600 | 73.33% | 2.02 | 0 | 11.5 |  |  |  | No | R-454B | 2.85 | Residential & Commercial | Ducted CEE Tier 1
215935829 | Central HP <5.4 tons | COMFORTMAKER | HRCU-A-CB (Split System: Heat Pump with Remote Outdoor Unit-Air-Source) | C5H3V36*K*AAA* |  |  | EVD5X38M17A*+WALLCON | *80CTL0451712B* | 35000 | 21 | 8.5 | 39000 | 29600 | 75.9% | 2 | 0 | 11.5 |  |  |  | No | R-454B | 2.9167 | Residential & Commercial | Ducted CEE Tier 1
213782295 | Central HP <5.4 tons | CARRIER | HRCU-A-CB (Split System: Heat Pump with Remote Outdoor Unit-Air-Source) | 25VNA837A*031* |  |  | CSPH*6012AL*+UI | 59MN7C080C17**14 | 32800 | 16.5 | 8.1 | 32600 | 25000 | 76.69% | 1.96 | 0 | 11 |  |  |  | No | R-410A | 2.7333 | Residential & Commercial | Ducted CEE Tier 1
213782345 | Central HP <5.4 tons | CARRIER | HRCU-A-CB (Split System: Heat Pump with Remote Outdoor Unit-Air-Source) | 25VNA837A*031* |  |  | CSPH*6012AL*+UI | 59TN6C100C21**22 | 33000 | 16.5 | 8.1 | 32200 | 24800 | 77.02% | 2 | 0 | 11.5 |  |  |  | No | R-410A | 2.75 | Residential & Commercial | Ducted CEE Tier 1
210596341 | Central HP <5.4 tons | BRYANT HEATING AND COOLING SYSTEMS | HRCU-A-CB (Split System: Heat Pump with Remote Outdoor Unit-Air-Source) | 288BNV025*0**B* |  |  | CAP**4821AL*+UI | 935CA48060C17*** | 24000 | 16.5 | 8.1 | 21000 | 16600 | 79.05% | 2 | 0 | 10.5 |  |  |  | No | R-410A | 2 | Residential & Commercial | Ducted CEE Tier 1
210596342 | Central HP <5.4 tons | BRYANT HEATING AND COOLING SYSTEMS | HRCU-A-CB (Split System: Heat Pump with Remote Outdoor Unit-Air-Source) | 288BNV025*0**B* |  |  | CAP**4821AL*+UI | 935CA60080C21*** | 24200 | 17 | 8.1 | 21000 | 16500 | 78.57% | 2.02 | 0 | 11 |  |  |  | No | R-410A | 2.0167 | Residential & Commercial | Ducted CEE Tier 1
215674506 | Central HP <5.4 tons | HEIL | HRCU-A-CB (Split System: Heat Pump with Remote Outdoor Unit-Air-Source) | H5H0V48*K*AAA* |  |  | EA*5X61M24A*+WALLCON | *80CTL1352422B* | 46000 | 18.5 | 9 | 47500 | 33600 | 70.74% | 2.08 | 0 | 10 |  |  |  | No | R-454B | 3.8333 | Residential & Commercial | Ducted CEE Tier 1
210472818 | Central HP <5.4 tons | TEMPSTAR | HRCU-A-CB (Split System: Heat Pump with Remote Outdoor Unit-Air-Source) | TVH825GKA3* |  |  | EA*4X42L21A*+WALLCON | *95CSU0601716A* | 23600 | 16.5 | 8.1 | 21400 | 16700 | 78.04% | 1.94 | 0 | 10.5 |  |  |  | No | R-410A | 1.9667 | Residential & Commercial | Ducted CEE Tier 1
214606540 | Central HP <5.4 tons | COLEMAN | HRCU-A-C (Split System: Heat Pump with Remote Outdoor Unit with No Indoor Fan --Air Source) | HH860E2S11 |  |  | CTF60D5CGS1 |  | 44500 | 15.2 | 8.5 | 46000 | 34200 | 74.35% | 2 | 0 | 11 |  |  |  | No | R-454B | 3.7083 | Residential & Commercial | Ducted CEE Tier 1
214570457 | Central HP <5.4 tons | TEMPSTAR | HRCU-A-CB (Split System: Heat Pump with Remote Outdoor Unit-Air-Source) | TVH825GKA3* |  |  | EA*4X37L21A*+WALLCON | *95CSU1002122B* | 24400 | 16.5 | 8.5 | 21200 | 16600 | 78.3% | 2.04 | 0 | 11 |  |  |  | No | R-410A | 2.0333 | Residential & Commercial | Ducted CEE Tier 1
214570707 | Central HP <5.4 tons | TEMPSTAR | HRCU-A-CB (Split System: Heat Pump with Remote Outdoor Unit-Air-Source) | TVH825GKA3* |  |  | EA*4X48L21A*+WALLCON | *97CMN0602120B* | 24000 | 16.5 | 8.5 | 21000 | 16600 | 79.05% | 2 | 0 | 10.5 |  |  |  | No | R-410A | 2 | Residential & Commercial | Ducted CEE Tier 1
210473005 | Central HP <5.4 tons | TEMPSTAR | HRCU-A-CB (Split System: Heat Pump with Remote Outdoor Unit-Air-Source) | TVH825GKA3* |  |  | EA*4X42L24A*+WALLCON | *95CSU1002122A* | 23800 | 17 | 8.1 | 21400 | 16600 | 77.57% | 1.96 | 0 | 11 |  |  |  | No | R-410A | 1.9833 | Residential & Commercial | Ducted CEE Tier 1
210473071 | Central HP <5.4 tons | TEMPSTAR | HRCU-A-CB (Split System: Heat Pump with Remote Outdoor Unit-Air-Source) | TVH825GKA3* |  |  | EA*4X42L24A*+WALLCON | *96CTN1002122A* | 23800 | 16.5 | 8.1 | 21400 | 16600 | 77.57% | 1.96 | 0 | 11 |  |  |  | No | R-410A | 1.9833 | Residential & Commercial | Ducted CEE Tier 1
213771541 | Central HP <5.4 tons | DAY & NIGHT | HRCU-A-CB (Split System: Heat Pump with Remote Outdoor Unit-Air-Source) | CVH825GKA2* |  |  | EA*4X43L21A*+WALLCON | *96CTN0801714B* | 24400 | 16.5 | 8.1 | 21200 | 16600 | 78.3% | 2.02 | 0 | 11 |  |  |  | No | R-410A | 2.0333 | Residential & Commercial | Ducted CEE Tier 1
213770521 | Central HP <5.4 tons | DAY & NIGHT | HRCU-A-CB (Split System: Heat Pump with Remote Outdoor Unit-Air-Source) | CVH825GKA2* |  |  | EA*4X24L17A*+WALLCON | *80CTL0901716B* | 23400 | 16.5 | 8.1 | 21800 | 16800 | 77.06% | 1.9 | 0 | 10.5 |  |  |  | No | R-410A | 1.95 | Residential & Commercial | Ducted CEE Tier 1
213770671 | Central HP <5.4 tons | DAY & NIGHT | HRCU-A-CB (Split System: Heat Pump with Remote Outdoor Unit-Air-Source) | CVH825GKA2* |  |  | EA*4X25L17A*+WALLCON | *96CTN0601714B* | 24200 | 16.5 | 8.1 | 21400 | 16700 | 78.04% | 2 | 0 | 11 |  |  |  | No | R-410A | 2.0167 | Residential & Commercial | Ducted CEE Tier 1
207826611 | Central HP <5.4 tons | SMART COMFORT | HRCU-A-CB (Split System: Heat Pump with Remote Outdoor Unit-Air-Source) | DLCSRBH18AAK |  |  | DLFSABH18XBK |  | 18000 | 17.6 | 9.6 | 19000 | 17000 | 89.47% | 2 | 12.5 | 11.7 |  |  |  | No | R-410A | 1.5 | Residential & Commercial | Ducted CEE Tier 1
210596318 | Central HP <5.4 tons | BRYANT HEATING AND COOLING SYSTEMS | HRCU-A-CB (Split System: Heat Pump with Remote Outdoor Unit-Air-Source) | 288BNV025*0**B* |  |  | CAP**4224AL*+UI | 987MB66120C24*** | 23800 | 16.5 | 8.1 | 21400 | 16700 | 78.04% | 1.96 | 0 | 11 |  |  |  | No | R-410A | 1.9833 | Residential & Commercial | Ducted CEE Tier 1
210596335 | Central HP <5.4 tons | BRYANT HEATING AND COOLING SYSTEMS | HRCU-A-CB (Split System: Heat Pump with Remote Outdoor Unit-Air-Source) | 288BNV025*0**B* |  |  | CAP**4821AL*+UI | 83*CA36040C17*** | 24200 | 17 | 8.1 | 21000 | 16500 | 78.57% | 2.02 | 0 | 11 |  |  |  | No | R-410A | 2.0167 | Residential & Commercial | Ducted CEE Tier 1
210596352 | Central HP <5.4 tons | BRYANT HEATING AND COOLING SYSTEMS | HRCU-A-CB (Split System: Heat Pump with Remote Outdoor Unit-Air-Source) | 288BNV025*0**B* |  |  | CAP**4824AL*+UI | 88*TA66135C24*** | 24200 | 17 | 8.1 | 21000 | 16500 | 78.57% | 2.02 | 0 | 11 |  |  |  | No | R-410A | 2.0167 | Residential & Commercial | Ducted CEE Tier 1
210596365 | Central HP <5.4 tons | BRYANT HEATING AND COOLING SYSTEMS | HRCU-A-CB (Split System: Heat Pump with Remote Outdoor Unit-Air-Source) | 288BNV025*0**B* |  |  | CNPV*4217AL*+UI | 88*TA48090C17*** | 24000 | 17 | 8.1 | 21400 | 16600 | 77.57% | 2 | 0 | 11.5 |  |  |  | No | R-410A | 2 | Residential & Commercial | Ducted CEE Tier 1
215681875 | Central HP <5.4 tons | HEIL | HRCU-A-CB (Split System: Heat Pump with Remote Outdoor Unit-Air-Source) | H5H0V48*K*AAA* |  |  | EVM5X49M21A*+WALLCON | *97CTN0802120A* | 48000 | 19 | 9 | 50000 | 36800 | 73.6% | 2 | 0 | 10 |  |  |  | No | R-454B | 4 | Residential & Commercial | Ducted CEE Tier 1
215682075 | Central HP <5.4 tons | HEIL | HRCU-A-CB (Split System: Heat Pump with Remote Outdoor Unit-Air-Source) | H5H0V48*K*AAA* |  |  | EVM5X61M24A*+WALLCON | *97CTN1002122A* | 48500 | 19.5 | 9.5 | 50000 | 36600 | 73.2% | 2.12 | 0 | 10.5 |  |  |  | No | R-454B | 4.0417 | Residential & Commercial | Ducted CEE Tier 1
215682125 | Central HP <5.4 tons | HEIL | HRCU-A-CB (Split System: Heat Pump with Remote Outdoor Unit-Air-Source) | H5H0V48*K*AAA* |  |  | EVD5X48M21A*+WALLCON | *80CSU0802120B* | 47000 | 18.5 | 9 | 50000 | 36200 | 72.4% | 2.02 | 0 | 10 |  |  |  | No | R-454B | 3.9167 | Residential & Commercial | Ducted CEE Tier 1
211242875 | Central HP <5.4 tons | TEMPSTAR | HRCU-A-CB (Split System: Heat Pump with Remote Outdoor Unit-Air-Source) | DLCURAH24ABK |  |  | EA*4X37L17A* | *80VSL0701716A* | 24200 | 16.5 | 8.5 | 25400 | 21800 | 85.83% | 1.82 | 0 | 10 |  |  |  | No | R-410A | 2.0167 | Residential & Commercial | Ducted CEE Tier 1
211242984 | Central HP <5.4 tons | TEMPSTAR | HRCU-A-CB (Split System: Heat Pump with Remote Outdoor Unit-Air-Source) | DLCURAH24ABK |  |  | EA*4X37L17A* | *96VTN0401410A* | 24200 | 16 | 8.5 | 25600 | 21800 | 85.16% | 1.8 | 0 | 10 |  |  |  | No | R-410A | 2.0167 | Residential & Commercial | Ducted CEE Tier 1
211241090 | Central HP <5.4 tons | COMFORTMAKER | HRCU-A-CB (Split System: Heat Pump with Remote Outdoor Unit-Air-Source) | DLCURAH24ABK |  |  | EA*4X25L17A* | *80ES(N,L)0701712A* | 25000 | 16.5 | 8.5 | 25800 | 21000 | 81.4% | 1.76 | 0 | 10.5 |  |  |  | No | R-410A | 2.0833 | Residential & Commercial | Ducted CEE Tier 1
211241345 | Central HP <5.4 tons | COMFORTMAKER | HRCU-A-CB (Split System: Heat Pump with Remote Outdoor Unit-Air-Source) | DLCURAH24ABK |  |  | EA*4X30L14A* | *92ESN0601412A* | 23400 | 16.5 | 8.5 | 25800 | 24400 | 94.57% | 2.02 | 0 | 10 |  |  |  | No | R-410A | 1.95 | Residential & Commercial | Ducted CEE Tier 1
211245264 | Central HP <5.4 tons | TEMPSTAR | HRCU-A-CB (Split System: Heat Pump with Remote Outdoor Unit-Air-Source) | DLCURAH24ABK |  |  | EN(A,D,W)4X36L17** | OMV098J12* | 23600 | 16.5 | 8.1 | 26000 | 23600 | 90.77% | 1.96 | 0 | 10 |  |  |  | No | R-410A | 1.9667 | Residential & Commercial | Ducted CEE Tier 1
212978100 | Central HP <5.4 tons | TEMPSTAR | HRCU-A-CB (Split System: Heat Pump with Remote Outdoor Unit-Air-Source) | DLCURAH24ABK |  |  | EA*4X24L17A* | *80MS(N,L)0701412A* | 23400 | 17 | 9 | 26800 | 26400 | 98.51% | 2.24 | 0 | 10 |  |  |  | No | R-410A | 1.95 | Residential & Commercial | Ducted CEE Tier 1
211244199 | Central HP <5.4 tons | TEMPSTAR | HRCU-A-CB (Split System: Heat Pump with Remote Outdoor Unit-Air-Source) | DLCURAH24ABK |  |  | EN(A,D)4X24L17** | *95ESN0801716A* | 24200 | 15.2 | 8.5 | 27400 | 22600 | 82.48% | 1.84 | 0 | 10 |  |  |  | No | R-410A | 2.0167 | Residential & Commercial | Ducted CEE Tier 1
211244552 | Central HP <5.4 tons | TEMPSTAR | HRCU-A-CB (Split System: Heat Pump with Remote Outdoor Unit-Air-Source) | DLCURAH24ABK |  |  | EN(A,D)4X30L17** | *80ESU0401712A* | 24000 | 17 | 8.1 | 26000 | 23200 | 89.23% | 1.94 | 0 | 10.5 |  |  |  | No | R-410A | 2 | Residential & Commercial | Ducted CEE Tier 1
211244784 | Central HP <5.4 tons | TEMPSTAR | HRCU-A-CB (Split System: Heat Pump with Remote Outdoor Unit-Air-Source) | DLCURAH24ABK |  |  | EN(A,D)4X30L17** | *92ESN0401410A* | 24000 | 15.2 | 8.1 | 26600 | 22800 | 85.71% | 1.86 | 0 | 10 |  |  |  | No | R-410A | 2 | Residential & Commercial | Ducted CEE Tier 1
211244919 | Central HP <5.4 tons | TEMPSTAR | HRCU-A-CB (Split System: Heat Pump with Remote Outdoor Unit-Air-Source) | DLCURAH24ABK |  |  | EN(A,D,W)4X36L17** | *95ESU0401712A* | 23600 | 16.5 | 8.1 | 25800 | 23600 | 91.47% | 1.96 | 0 | 10 |  |  |  | No | R-410A | 1.9667 | Residential & Commercial | Ducted CEE Tier 1
211244332 | Central HP <5.4 tons | TEMPSTAR | HRCU-A-CB (Split System: Heat Pump with Remote Outdoor Unit-Air-Source) | DLCURAH24ABK |  |  | EN(A,D)4X30L14** | *95ESN0601412A* | 24200 | 15.5 | 8.1 | 26600 | 22800 | 85.71% | 1.86 | 0 | 10 |  |  |  | No | R-410A | 2.0167 | Residential & Commercial | Ducted CEE Tier 1
211244437 | Central HP <5.4 tons | TEMPSTAR | HRCU-A-CB (Split System: Heat Pump with Remote Outdoor Unit-Air-Source) | DLCURAH24ABK |  |  | EN(A,D)4X30L17** | *96VSN0601714A* | 23400 | 16.5 | 8.1 | 25800 | 24000 | 93.02% | 2 | 0 | 10 |  |  |  | No | R-410A | 1.95 | Residential & Commercial | Ducted CEE Tier 1
211244855 | Central HP <5.4 tons | TEMPSTAR | HRCU-A-CB (Split System: Heat Pump with Remote Outdoor Unit-Air-Source) | DLCURAH24ABK |  |  | EN(A,D,W)4X36L17** | *80VSL0451412A* | 23400 | 16.5 | 8.1 | 25800 | 24200 | 93.8% | 2 | 0 | 10 |  |  |  | No | R-410A | 1.95 | Residential & Commercial | Ducted CEE Tier 1
211244882 | Central HP <5.4 tons | TEMPSTAR | HRCU-A-CB (Split System: Heat Pump with Remote Outdoor Unit-Air-Source) | DLCURAH24ABK |  |  | EN(A,D,W)4X36L17** | *96VSN0401410A* | 23400 | 16 | 8.1 | 25800 | 24000 | 93.02% | 2 | 0 | 10 |  |  |  | No | R-410A | 1.95 | Residential & Commercial | Ducted CEE Tier 1
207436172 | Central HP <5.4 tons | LENNOX | HRCU-A-CB (Split System: Heat Pump with Remote Outdoor Unit-Air-Source) | SL25XPV-024-230A** |  |  | CH35-42B+TDR+TXV | SL280UH090V48B* | 22800 | 22.4 | 9.6 | 21400 | 19900 | 92.99% | 1.98 | 15.5 | 15 |  |  |  | No | R-410A | 1.9 | Residential & Commercial | Ducted CEE Tier 1
207436188 | Central HP <5.4 tons | LENNOX | HRCU-A-CB (Split System: Heat Pump with Remote Outdoor Unit-Air-Source) | SL25XPV-024-230A** |  |  | CH35-42C+TDR+TXV | SL297UH080NV48C* | 22200 | 21.4 | 9.3 | 21400 | 20200 | 94.39% | 1.9 | 15 | 14.4 |  |  |  | No | R-410A | 1.85 | Residential & Commercial | Ducted CEE Tier 1
207436191 | Central HP <5.4 tons | LENNOX | HRCU-A-CB (Split System: Heat Pump with Remote Outdoor Unit-Air-Source) | SL25XPV-024-230A** |  |  | CH35-42C+TDR+TXV | SLP99UH090XV48C* | 22200 | 21.4 | 9.4 | 21400 | 20000 | 93.46% | 1.9 | 15.5 | 14.5 |  |  |  | No | R-410A | 1.85 | Residential & Commercial | Ducted CEE Tier 1
212983667 | Central HP <5.4 tons | BRYANT HEATING AND COOLING SYSTEMS | HRCU-A-CB (Split System: Heat Pump with Remote Outdoor Unit-Air-Source) | 38MURAQ18AB3* |  |  | CAP**3014AL* | 912SE36060M14*** | 17700 | 16 | 8.5 | 18300 | 18700 | 102.2% | 2.24 | 0 | 10.5 |  |  |  | No | R-410A | 1.475 | Residential & Commercial | Ducted CEE Tier 1
210532967 | Central HP <5.4 tons | BRYANT HEATING AND COOLING SYSTEMS | HRCU-A-CB (Split System: Heat Pump with Remote Outdoor Unit-Air-Source) | 284ANV024*0**B* |  |  | CAP**2517AL*+UI | 88*TA48090C17*** | 24200 | 21.5 | 10.5 | 26400 | 19600 | 74.24% | 2.56 | 0 | 13.5 |  |  |  | No | R-410A | 2.0167 | Residential & Commercial | Ducted CEE Tier 1
210533101 | Central HP <5.4 tons | BRYANT HEATING AND COOLING SYSTEMS | HRCU-A-CB (Split System: Heat Pump with Remote Outdoor Unit-Air-Source) | 284ANV024*0**B* |  |  | CSPH*3012AL*+UI | 88*TA36070C14*** | 23400 | 20.5 | 9 | 27000 | 19900 | 73.7% | 2.46 | 0 | 12.5 |  |  |  | No | R-410A | 1.95 | Residential & Commercial | Ducted CEE Tier 1
215682225 | Central HP <5.4 tons | HEIL | HRCU-A-CB (Split System: Heat Pump with Remote Outdoor Unit-Air-Source) | H5H0V48*K*AAA* |  |  | EVD5X48M24A*+WALLCON | *97CTN1202422A* | 47000 | 18.5 | 9 | 50000 | 36400 | 72.8% | 2 | 0 | 10 |  |  |  | No | R-454B | 3.9167 | Residential & Commercial | Ducted CEE Tier 1
215682375 | Central HP <5.4 tons | HEIL | HRCU-A-CB (Split System: Heat Pump with Remote Outdoor Unit-Air-Source) | H5H0V48*K*AAA* |  |  | EVD5X60M24A*+WALLCON | *96CTN0802120B* | 48000 | 19 | 9 | 50000 | 36600 | 73.2% | 2 | 0 | 10 |  |  |  | No | R-454B | 4 | Residential & Commercial | Ducted CEE Tier 1
215319120 | Central HP <5.4 tons | SMART COMFORT | HRCU-A-CB (Split System: Heat Pump with Remote Outdoor Unit-Air-Source) | D5CURAH24AAK |  |  | D5FUAAH24XAK |  | 24000 | 18.2 | 9.7 | 26000 | 21600 | 83.08% | 1.87 | 0 | 11 |  |  |  | No | R-454B | 2 | Residential & Commercial | Ducted CEE Tier 1
215679535 | Central HP <5.4 tons | HEIL | HRCU-A-CB (Split System: Heat Pump with Remote Outdoor Unit-Air-Source) | H5H0V36*K*AAA* |  |  | EA*5X48M21A*+WALLCON | *97CTN0802120A* | 33800 | 18 | 9 | 35000 | 25000 | 71.43% | 1.88 | 0 | 10 |  |  |  | No | R-454B | 2.8167 | Residential & Commercial | Ducted CEE Tier 1
215679635 | Central HP <5.4 tons | HEIL | HRCU-A-CB (Split System: Heat Pump with Remote Outdoor Unit-Air-Source) | H5H0V36*K*AAA* |  |  | EA*5X61M21A*+WALLCON | *97CTN0801716A* | 34600 | 18 | 9 | 34600 | 25000 | 72.25% | 1.92 | 0 | 10 |  |  |  | No | R-454B | 2.8833 | Residential & Commercial | Ducted CEE Tier 1
214572697 | Central HP <5.4 tons | TEMPSTAR | HRCU-A-CB (Split System: Heat Pump with Remote Outdoor Unit-Air-Source) | TVH837GKA** |  |  | EA*4X42L24A*+WALLCON | *97CMN0802120B* | 31800 | 17 | 8.5 | 32800 | 24400 | 74.39% | 1.9 | 0 | 11 |  |  |  | No | R-410A | 2.65 | Residential & Commercial | Ducted CEE Tier 1
214572747 | Central HP <5.4 tons | TEMPSTAR | HRCU-A-CB (Split System: Heat Pump with Remote Outdoor Unit-Air-Source) | TVH837GKA** |  |  | EA*4X43L21A*+WALLCON | *97CMN0602120B* | 32800 | 17 | 8.5 | 33000 | 25400 | 76.97% | 1.98 | 0 | 11 |  |  |  | No | R-410A | 2.7333 | Residential & Commercial | Ducted CEE Tier 1
214575800 | Central HP <5.4 tons | BRYANT HEATING AND COOLING SYSTEMS | HRCU-A-CB (Split System: Heat Pump with Remote Outdoor Unit-Air-Source) | 284ANV036*0**B* |  |  | CNPV*4221AL*+UI | 88*TB60070C21*** | 33200 | 19 | 9 | 38000 | 26600 | 70% | 1.98 | 0 | 12 |  |  |  | No | R-410A | 2.7667 | Residential & Commercial | Ducted CEE Tier 1
214575802 | Central HP <5.4 tons | BRYANT HEATING AND COOLING SYSTEMS | HRCU-A-CB (Split System: Heat Pump with Remote Outdoor Unit-Air-Source) | 284ANV036*0**B* |  |  | CNPV*4221AL*+UI | 935CB60080C21*** | 33200 | 18.5 | 9 | 38000 | 26600 | 70% | 1.98 | 0 | 12 |  |  |  | No | R-410A | 2.7667 | Residential & Commercial | Ducted CEE Tier 1
215681975 | Central HP <5.4 tons | HEIL | HRCU-A-CB (Split System: Heat Pump with Remote Outdoor Unit-Air-Source) | H5H0V48*K*AAA* |  |  | EVM5X60M24A*+WALLCON | *96CTN0802120B* | 48000 | 19 | 9 | 50000 | 36600 | 73.2% | 2 | 0 | 10 |  |  |  | No | R-454B | 4 | Residential & Commercial | Ducted CEE Tier 1
211243025 | Central HP <5.4 tons | TEMPSTAR | HRCU-A-CB (Split System: Heat Pump with Remote Outdoor Unit-Air-Source) | DLCURAH24ABK |  |  | EA*4X37L17A* | *80ES(N,L)0451412A* | 25200 | 16 | 8.5 | 26200 | 21000 | 80.15% | 1.76 | 0 | 10 |  |  |  | No | R-410A | 2.1 | Residential & Commercial | Ducted CEE Tier 1
211243150 | Central HP <5.4 tons | TEMPSTAR | HRCU-A-CB (Split System: Heat Pump with Remote Outdoor Unit-Air-Source) | DLCURAH24ABK |  |  | EA*4X37L17A* | *80ES(N,L)0701412A* | 24800 | 17 | 8.5 | 25800 | 21400 | 82.95% | 1.8 | 0 | 10.5 |  |  |  | No | R-410A | 2.0667 | Residential & Commercial | Ducted CEE Tier 1
211243386 | Central HP <5.4 tons | TEMPSTAR | HRCU-A-CB (Split System: Heat Pump with Remote Outdoor Unit-Air-Source) | DLCURAH24ABK |  |  | EA*4X37L21A* | *80ESU0401712A* | 24600 | 17.5 | 8.5 | 25200 | 21000 | 83.33% | 1.78 | 0 | 10.5 |  |  |  | No | R-410A | 2.05 | Residential & Commercial | Ducted CEE Tier 1
211243461 | Central HP <5.4 tons | TEMPSTAR | HRCU-A-CB (Split System: Heat Pump with Remote Outdoor Unit-Air-Source) | DLCURAH24ABK |  |  | EA*4X37L21A* | *96VTN0601714A* | 24600 | 16.5 | 8.5 | 25400 | 21000 | 82.68% | 1.78 | 0 | 10 |  |  |  | No | R-410A | 2.05 | Residential & Commercial | Ducted CEE Tier 1
212978148 | Central HP <5.4 tons | TEMPSTAR | HRCU-A-CB (Split System: Heat Pump with Remote Outdoor Unit-Air-Source) | DLCURAH24ABK |  |  | EA*4X36L17A* | *80MS(N,L)0701412A* | 23600 | 17.5 | 8.5 | 26200 | 23800 | 90.84% | 2 | 0 | 10 |  |  |  | No | R-410A | 1.9667 | Residential & Commercial | Ducted CEE Tier 1
215935637 | Central HP <5.4 tons | AIRQUEST | HRCU-A-CB (Split System: Heat Pump with Remote Outdoor Unit-Air-Source) | H5H3V36*K*AAA* |  |  | EVD5X36M21A*+WALLCON | *80CTL0702120B* | 34400 | 21 | 8.5 | 38500 | 28200 | 73.25% | 2.04 | 0 | 11.7 |  |  |  | No | R-454B | 2.8667 | Residential & Commercial | Ducted CEE Tier 1
215935987 | Central HP <5.4 tons | AIRQUEST | HRCU-A-CB (Split System: Heat Pump with Remote Outdoor Unit-Air-Source) | H5H3V36*K*AAA* |  |  | EVD5X42M21A*+WALLCON | *80CTL0701716B* | 34200 | 20.5 | 8.5 | 39000 | 28400 | 72.82% | 2.02 | 0 | 11.5 |  |  |  | No | R-454B | 2.85 | Residential & Commercial | Ducted CEE Tier 1
215936087 | Central HP <5.4 tons | AIRQUEST | HRCU-A-CB (Split System: Heat Pump with Remote Outdoor Unit-Air-Source) | H5H3V36*K*AAA* |  |  | EVD5X42M21A*+WALLCON | *97CMN0801714B* | 34200 | 20.5 | 8.5 | 39000 | 28600 | 73.33% | 2.02 | 0 | 11.5 |  |  |  | No | R-454B | 2.85 | Residential & Commercial | Ducted CEE Tier 1
215931485 | Central HP <5.4 tons | CARRIER | HRCU-A-CB (Split System: Heat Pump with Remote Outdoor Unit-Air-Source) | 27VNA336A*030* |  |  | FE5BN(B,X)C48L*+UI |  | 34400 | 21.5 | 9.5 | 34200 | 25800 | 75.44% | 2.06 | 0 | 12.5 |  |  |  | No | R-454B | 2.8667 | Residential & Commercial | Ducted CEE Tier 1
207436225 | Central HP <5.4 tons | LENNOX | HRCU-A-CB (Split System: Heat Pump with Remote Outdoor Unit-Air-Source) | SL25XPV-024-230A** |  |  | CR33-50/60+TDR+TXV | SLP99DF090XV36C* | 22600 | 20.8 | 9.3 | 21600 | 18600 | 86.11% | 1.76 | 13.5 | 12.5 |  |  |  | No | R-410A | 1.8833 | Residential & Commercial | Ducted CEE Tier 1
210473170 | Central HP <5.4 tons | TEMPSTAR | HRCU-A-CB (Split System: Heat Pump with Remote Outdoor Unit-Air-Source) | TVH825GKA3* |  |  | EA*4X43L21A*+WALLCON | *80CTL0701716A* | 24400 | 17 | 8.5 | 21200 | 16600 | 78.3% | 2.02 | 0 | 11 |  |  |  | No | R-410A | 2.0333 | Residential & Commercial | Ducted CEE Tier 1
210473390 | Central HP <5.4 tons | TEMPSTAR | HRCU-A-CB (Split System: Heat Pump with Remote Outdoor Unit-Air-Source) | TVH825GKA3* |  |  | EA*4X48L21A*+WALLCON | *97CMN0801714A* | 24000 | 16.5 | 8.1 | 21000 | 16600 | 79.05% | 2 | 0 | 11 |  |  |  | No | R-410A | 2 | Residential & Commercial | Ducted CEE Tier 1
210473423 | Central HP <5.4 tons | TEMPSTAR | HRCU-A-CB (Split System: Heat Pump with Remote Outdoor Unit-Air-Source) | TVH825GKA3* |  |  | EA*4X48L21A*+WALLCON | *80CTL0901716A* | 24200 | 17.5 | 8.1 | 20800 | 16500 | 79.33% | 2.04 | 0 | 11.5 |  |  |  | No | R-410A | 2.0167 | Residential & Commercial | Ducted CEE Tier 1
210473925 | Central HP <5.4 tons | TEMPSTAR | HRCU-A-CB (Split System: Heat Pump with Remote Outdoor Unit-Air-Source) | TVH825GKA3* |  |  | EN(A,D,W)4X48L21**+WALLCON | *80CSU0401712A* | 24200 | 17 | 8.1 | 21200 | 16500 | 77.83% | 2 | 0 | 11 |  |  |  | No | R-410A | 2.0167 | Residential & Commercial | Ducted CEE Tier 1
210474392 | Central HP <5.4 tons | TEMPSTAR | HRCU-A-CB (Split System: Heat Pump with Remote Outdoor Unit-Air-Source) | TVH825GKA3* |  |  | EHD4X42AAL+WALLCON | *97CMN1202422A* | 24200 | 16 | 8.1 | 21400 | 16700 | 78.04% | 2 | 0 | 10.5 |  |  |  | No | R-410A | 2.0167 | Residential & Commercial | Ducted CEE Tier 1
210474557 | Central HP <5.4 tons | TEMPSTAR | HRCU-A-CB (Split System: Heat Pump with Remote Outdoor Unit-Air-Source) | TVH825GKA3* |  |  | EHD4X48AAL+WALLCON | *96CTN0801714A* | 24200 | 16 | 8.1 | 21400 | 16700 | 78.04% | 2 | 0 | 10.5 |  |  |  | No | R-410A | 2.0167 | Residential & Commercial | Ducted CEE Tier 1
213067595 | Central HP <5.4 tons | ACIQ | HRCU-A-CB (Split System: Heat Pump with Remote Outdoor Unit-Air-Source) | HVH825GKA2* |  |  | EHD4X48AAL+WALLCON | *97CMN1202422A* | 24200 | 16 | 8.1 | 21200 | 16600 | 78.3% | 2.02 | 0 | 10.5 |  |  |  | No | R-410A | 2.0167 | Residential & Commercial | Ducted CEE Tier 1
214396678 | Central HP <5.4 tons | COLEMAN | HRCU-A-CB (Split System: Heat Pump with Remote Outdoor Unit-Air-Source) | HH824E2S11 |  |  | CTF30A5ADS1 | TMLE060A12MP11 | 23000 | 18 | 9.5 | 23000 | 18600 | 80.87% | 2 | 0 | 12 |  |  |  | No | R-454B | 1.9167 | Residential & Commercial | Ducted CEE Tier 1
210598485 | Central HP <5.4 tons | AIRQUEST | HRCU-A-CB (Split System: Heat Pump with Remote Outdoor Unit-Air-Source) | HVH825GKA2* |  |  | EN(A,D,W)4X48L21**+WALLCON | *80CTL0701716A* | 24200 | 17 | 8.1 | 21400 | 16600 | 77.57% | 2.02 | 0 | 11 |  |  |  | No | R-410A | 2.0167 | Residential & Commercial | Ducted CEE Tier 1
210596576 | Central HP <5.4 tons | BRYANT HEATING AND COOLING SYSTEMS | HRCU-A-CB (Split System: Heat Pump with Remote Outdoor Unit-Air-Source) | 288BNV037*0**A* |  |  | CNPV*4824AL*+UI | 935CA60080C21*** | 32400 | 17.5 | 8.1 | 32800 | 24800 | 75.61% | 1.96 | 0 | 11.7 |  |  |  | No | R-410A | 2.7 | Residential & Commercial | Ducted CEE Tier 1
215319129 | Central HP <5.4 tons | SMART COMFORT | HRCU-A-CB (Split System: Heat Pump with Remote Outdoor Unit-Air-Source) | D5CSHAH24AAK |  |  | D5FSAAH24XBK |  | 23000 | 18.8 | 10 | 26000 | 23600 | 90.77% | 2.16 | 0 | 12 |  |  |  | No | R-454B | 1.9167 | Residential & Commercial | Ducted CEE Tier 1
214573047 | Central HP <5.4 tons | TEMPSTAR | HRCU-A-CB (Split System: Heat Pump with Remote Outdoor Unit-Air-Source) | TVH837GKA** |  |  | EA*4X61L24A*+WALLCON | *97CMN0602120B* | 33000 | 18 | 8.5 | 32000 | 25000 | 78.12% | 1.98 | 0 | 11.5 |  |  |  | No | R-410A | 2.75 | Residential & Commercial | Ducted CEE Tier 1
214573067 | Central HP <5.4 tons | TEMPSTAR | HRCU-A-CB (Split System: Heat Pump with Remote Outdoor Unit-Air-Source) | TVH837GKA** |  |  | EA*4X61L24A*+WALLCON | *96CTN0802120B* | 33200 | 18.5 | 8.5 | 31800 | 24800 | 77.99% | 2.02 | 0 | 11.5 |  |  |  | No | R-410A | 2.7667 | Residential & Commercial | Ducted CEE Tier 1
214573197 | Central HP <5.4 tons | TEMPSTAR | HRCU-A-CB (Split System: Heat Pump with Remote Outdoor Unit-Air-Source) | TVH837GKA** |  |  | EHD4X48AAL+WALLCON | *80CTL0702120B* | 32600 | 17.5 | 8.5 | 32800 | 25000 | 76.22% | 1.98 | 0 | 11 |  |  |  | No | R-410A | 2.7167 | Residential & Commercial | Ducted CEE Tier 1
214573247 | Central HP <5.4 tons | TEMPSTAR | HRCU-A-CB (Split System: Heat Pump with Remote Outdoor Unit-Air-Source) | TVH837GKA** |  |  | EHD4X48AAL+WALLCON | *96CTN0802120B* | 32600 | 17.5 | 8.5 | 32600 | 24800 | 76.07% | 1.98 | 0 | 11 |  |  |  | No | R-410A | 2.7167 | Residential & Commercial | Ducted CEE Tier 1
214572587 | Central HP <5.4 tons | TEMPSTAR | HRCU-A-CB (Split System: Heat Pump with Remote Outdoor Unit-Air-Source) | TVH837GKA** |  |  | EA*4X37L21A*+WALLCON | *96CTN0802120B* | 33000 | 17.5 | 8.5 | 32600 | 25000 | 76.69% | 2 | 0 | 11.5 |  |  |  | No | R-410A | 2.75 | Residential & Commercial | Ducted CEE Tier 1
214572607 | Central HP <5.4 tons | TEMPSTAR | HRCU-A-CB (Split System: Heat Pump with Remote Outdoor Unit-Air-Source) | TVH837GKA** |  |  | EA*4X42L21A*+WALLCON | *95CSU0802120B* | 31800 | 17 | 8.5 | 33000 | 24400 | 73.94% | 1.9 | 0 | 11 |  |  |  | No | R-410A | 2.65 | Residential & Commercial | Ducted CEE Tier 1
214572637 | Central HP <5.4 tons | TEMPSTAR | HRCU-A-CB (Split System: Heat Pump with Remote Outdoor Unit-Air-Source) | TVH837GKA** |  |  | EA*4X42L21A*+WALLCON | *97CMN0802120B* | 31800 | 17 | 8.5 | 32800 | 24400 | 74.39% | 1.9 | 0 | 11 |  |  |  | No | R-410A | 2.65 | Residential & Commercial | Ducted CEE Tier 1
210596400 | Central HP <5.4 tons | BRYANT HEATING AND COOLING SYSTEMS | HRCU-A-CB (Split System: Heat Pump with Remote Outdoor Unit-Air-Source) | 288BNV025*0**B* |  |  | CNPV*4821AL*+UI | 987MB42080C17*** | 24000 | 16.5 | 8.1 | 21400 | 16700 | 78.04% | 2 | 0 | 11 |  |  |  | No | R-410A | 2 | Residential & Commercial | Ducted CEE Tier 1
210596343 | Central HP <5.4 tons | BRYANT HEATING AND COOLING SYSTEMS | HRCU-A-CB (Split System: Heat Pump with Remote Outdoor Unit-Air-Source) | 288BNV025*0**B* |  |  | CAP**4821AL*+UI | 935CA66100C21*** | 24200 | 17 | 8.1 | 21000 | 16500 | 78.57% | 2.02 | 0 | 11 |  |  |  | No | R-410A | 2.0167 | Residential & Commercial | Ducted CEE Tier 1
210596408 | Central HP <5.4 tons | BRYANT HEATING AND COOLING SYSTEMS | HRCU-A-CB (Split System: Heat Pump with Remote Outdoor Unit-Air-Source) | 288BNV025*0**B* |  |  | CNPV*4824AL*+UI | 986TC66120C24*** | 24200 | 17 | 8.1 | 21200 | 16600 | 78.3% | 2.02 | 0 | 11.5 |  |  |  | No | R-410A | 2.0167 | Residential & Commercial | Ducted CEE Tier 1
210596409 | Central HP <5.4 tons | BRYANT HEATING AND COOLING SYSTEMS | HRCU-A-CB (Split System: Heat Pump with Remote Outdoor Unit-Air-Source) | 288BNV025*0**B* |  |  | CNPV*4824AL*+UI | 987MB60060C21*** | 24000 | 16.5 | 8.1 | 21400 | 16700 | 78.04% | 2 | 0 | 11 |  |  |  | No | R-410A | 2 | Residential & Commercial | Ducted CEE Tier 1
210596441 | Central HP <5.4 tons | BRYANT HEATING AND COOLING SYSTEMS | HRCU-A-CB (Split System: Heat Pump with Remote Outdoor Unit-Air-Source) | 288BNV025*0**B* |  |  | CSPH*4812AL*+UI | 935CA60080C21*** | 24200 | 16.5 | 8.1 | 21200 | 16600 | 78.3% | 2.02 | 0 | 11 |  |  |  | No | R-410A | 2.0167 | Residential & Commercial | Ducted CEE Tier 1
204456418 | Central HP <5.4 tons | BRYANT HEATING AND COOLING SYSTEMS | HRCU-A-CB (Split System: Heat Pump with Remote Outdoor Unit-Air-Source) | 288BNV025*0**B* |  |  | CAP**2417AL*+UI | 88*TA36070C14*** | 23400 | 17 | 8.1 | 22000 | 16700 | 75.91% | 1.9 | 11 | 11 |  |  |  | No | R-410A | 1.95 | Residential & Commercial | Ducted CEE Tier 1
204456436 | Central HP <5.4 tons | BRYANT HEATING AND COOLING SYSTEMS | HRCU-A-CB (Split System: Heat Pump with Remote Outdoor Unit-Air-Source) | 288BNV025*0**B* |  |  | CAP**2517AL*+UI | 88*TA36045C17*** | 24200 | 16.5 | 8.1 | 21400 | 16800 | 78.5% | 2 | 11 | 11 |  |  |  | No | R-410A | 2.0167 | Residential & Commercial | Ducted CEE Tier 1
204456779 | Central HP <5.4 tons | BRYANT HEATING AND COOLING SYSTEMS | HRCU-A-CB (Split System: Heat Pump with Remote Outdoor Unit-Air-Source) | 288BNV025*0**B* |  |  | CAP**3621AL*+UI | 986TC66100C21*** | 23600 | 16.5 | 8.1 | 21400 | 16600 | 77.57% | 1.94 | 11 | 11 |  |  |  | No | R-410A | 1.9667 | Residential & Commercial | Ducted CEE Tier 1
204456879 | Central HP <5.4 tons | BRYANT HEATING AND COOLING SYSTEMS | HRCU-A-CB (Split System: Heat Pump with Remote Outdoor Unit-Air-Source) | 288BNV025*0**B* |  |  | CAP**3717AL*+UI | 88*TA48090C17*** | 24200 | 17 | 8.1 | 21400 | 16600 | 77.57% | 2.02 | 11 | 11 |  |  |  | No | R-410A | 2.0167 | Residential & Commercial | Ducted CEE Tier 1
210596449 | Central HP <5.4 tons | BRYANT HEATING AND COOLING SYSTEMS | HRCU-A-CB (Split System: Heat Pump with Remote Outdoor Unit-Air-Source) | 288BNV025*0**B* |  |  | CSPH*4812AL*+UI | 987MB60060C21*** | 24200 | 16 | 8.1 | 21400 | 16700 | 78.04% | 2 | 0 | 10.5 |  |  |  | No | R-410A | 2.0167 | Residential & Commercial | Ducted CEE Tier 1
208101242 | Central HP <5.4 tons | BLUERIDGE | HRCU-A-CB (Split System: Heat Pump with Remote Outdoor Unit-Air-Source) | BMAH1820C |  |  | BMAH1820I |  | 18000 | 18 | 9.3 | 19000 | 16500 | 86.84% | 2.04 | 12.5 | 12.4 |  |  |  | No | R-410A | 1.5 | Residential & Commercial | Ducted CEE Tier 1
213770801 | Central HP <5.4 tons | DAY & NIGHT | HRCU-A-CB (Split System: Heat Pump with Remote Outdoor Unit-Air-Source) | CVH825GKA2* |  |  | EA*4X30L17A*+WALLCON | *96CTN0801714B* | 23400 | 16.5 | 8.1 | 21600 | 16700 | 77.31% | 1.92 | 0 | 10.5 |  |  |  | No | R-410A | 1.95 | Residential & Commercial | Ducted CEE Tier 1
210596451 | Central HP <5.4 tons | BRYANT HEATING AND COOLING SYSTEMS | HRCU-A-CB (Split System: Heat Pump with Remote Outdoor Unit-Air-Source) | 288BNV025*0**B* |  |  | CSPH*4812AL*+UI | 987MB66120C24*** | 24200 | 16 | 8.1 | 21200 | 16600 | 78.3% | 2.02 | 0 | 10.5 |  |  |  | No | R-410A | 2.0167 | Residential & Commercial | Ducted CEE Tier 1
214573617 | Central HP <5.4 tons | TEMPSTAR | HRCU-A-CB (Split System: Heat Pump with Remote Outdoor Unit-Air-Source) | TVH837GKA2* |  |  | EA*4X36L21A*+WALLCON | *80CTL0702120B* | 31400 | 17 | 8.1 | 33000 | 24200 | 73.33% | 1.86 | 0 | 11 |  |  |  | No | R-410A | 2.6167 | Residential & Commercial | Ducted CEE Tier 1
214573667 | Central HP <5.4 tons | TEMPSTAR | HRCU-A-CB (Split System: Heat Pump with Remote Outdoor Unit-Air-Source) | TVH837GKA2* |  |  | EA*4X36L21A*+WALLCON | *96CTN0802120B* | 31600 | 17.5 | 8.1 | 32800 | 24200 | 73.78% | 1.86 | 0 | 11 |  |  |  | No | R-410A | 2.6333 | Residential & Commercial | Ducted CEE Tier 1
215319127 | Central HP <5.4 tons | SMART COMFORT | HRCU-A-CB (Split System: Heat Pump with Remote Outdoor Unit-Air-Source) | D5CUHAH48AAK |  |  | D5FUHAH60XAK |  | 48000 | 17.5 | 9.5 | 48000 | 48000 | 100% | 2 | 0 | 12 |  |  |  | No | R-454B | 4 | Residential & Commercial | Ducted CEE Tier 1
214570447 | Central HP <5.4 tons | TEMPSTAR | HRCU-A-CB (Split System: Heat Pump with Remote Outdoor Unit-Air-Source) | TVH825GKA3* |  |  | EA*4X37L21A*+WALLCON | *95CSU0802120B* | 24400 | 16.5 | 8.5 | 21200 | 16600 | 78.3% | 2.02 | 0 | 11 |  |  |  | No | R-410A | 2.0333 | Residential & Commercial | Ducted CEE Tier 1
214570477 | Central HP <5.4 tons | TEMPSTAR | HRCU-A-CB (Split System: Heat Pump with Remote Outdoor Unit-Air-Source) | TVH825GKA3* |  |  | EA*4X37L21A*+WALLCON | *97CMN0802120B* | 24400 | 16.5 | 8.5 | 21200 | 16600 | 78.3% | 2.02 | 0 | 11 |  |  |  | No | R-410A | 2.0333 | Residential & Commercial | Ducted CEE Tier 1
214570497 | Central HP <5.4 tons | TEMPSTAR | HRCU-A-CB (Split System: Heat Pump with Remote Outdoor Unit-Air-Source) | TVH825GKA3* |  |  | EA*4X42L21A*+WALLCON | *80CTL0702120B* | 23800 | 16.5 | 8.1 | 21400 | 16600 | 77.57% | 1.96 | 0 | 10.5 |  |  |  | No | R-410A | 1.9833 | Residential & Commercial | Ducted CEE Tier 1
214570427 | Central HP <5.4 tons | TEMPSTAR | HRCU-A-CB (Split System: Heat Pump with Remote Outdoor Unit-Air-Source) | TVH825GKA3* |  |  | EA*4X36L21A*+WALLCON | *96CTN0802120B* | 23600 | 16.5 | 8.1 | 21400 | 16600 | 77.57% | 1.94 | 0 | 11 |  |  |  | No | R-410A | 1.9667 | Residential & Commercial | Ducted CEE Tier 1
214570527 | Central HP <5.4 tons | TEMPSTAR | HRCU-A-CB (Split System: Heat Pump with Remote Outdoor Unit-Air-Source) | TVH825GKA3* |  |  | EA*4X42L21A*+WALLCON | *97CMN0602120B* | 23600 | 16.5 | 8.1 | 21400 | 16700 | 78.04% | 1.96 | 0 | 10.5 |  |  |  | No | R-410A | 1.9667 | Residential & Commercial | Ducted CEE Tier 1
213771951 | Central HP <5.4 tons | DAY & NIGHT | HRCU-A-CB (Split System: Heat Pump with Remote Outdoor Unit-Air-Source) | CVH825GKA2* |  |  | EHD4X30AAL+WALLCON | *80CTL0901716B* | 23800 | 16 | 8.1 | 21800 | 16800 | 77.06% | 1.96 | 0 | 10.5 |  |  |  | No | R-410A | 1.9833 | Residential & Commercial | Ducted CEE Tier 1
210596532 | Central HP <5.4 tons | BRYANT HEATING AND COOLING SYSTEMS | HRCU-A-CB (Split System: Heat Pump with Remote Outdoor Unit-Air-Source) | 288BNV037*0**A* |  |  | CAP**6024AL*+UI | 986TC66120C24*** | 32800 | 18 | 8.5 | 31800 | 24800 | 77.99% | 2 | 0 | 11.7 |  |  |  | No | R-410A | 2.7333 | Residential & Commercial | Ducted CEE Tier 1
210596535 | Central HP <5.4 tons | BRYANT HEATING AND COOLING SYSTEMS | HRCU-A-CB (Split System: Heat Pump with Remote Outdoor Unit-Air-Source) | 288BNV037*0**A* |  |  | CAP**6024AL*+UI | 987MB66100C21*** | 32800 | 17.5 | 8.5 | 31800 | 24800 | 77.99% | 2 | 0 | 11.7 |  |  |  | No | R-410A | 2.7333 | Residential & Commercial | Ducted CEE Tier 1
210596536 | Central HP <5.4 tons | BRYANT HEATING AND COOLING SYSTEMS | HRCU-A-CB (Split System: Heat Pump with Remote Outdoor Unit-Air-Source) | 288BNV037*0**A* |  |  | CAP**6024AL*+UI | 987MB66120C24*** | 32800 | 17.5 | 8.5 | 32000 | 24800 | 77.5% | 1.98 | 0 | 11.7 |  |  |  | No | R-410A | 2.7333 | Residential & Commercial | Ducted CEE Tier 1
210470276 | Central HP <5.4 tons | BRYANT HEATING AND COOLING SYSTEMS | HRCU-A-CB (Split System: Heat Pump with Remote Outdoor Unit-Air-Source) | 288BNV037*0**B* |  |  | CAP**6024AL*+UI | 88*TA66135C24*** | 32800 | 18 | 8.5 | 31800 | 24800 | 77.99% | 2 | 0 | 12 |  |  |  | No | R-410A | 2.7333 | Residential & Commercial | Ducted CEE Tier 1
210470485 | Central HP <5.4 tons | BRYANT HEATING AND COOLING SYSTEMS | HRCU-A-CB (Split System: Heat Pump with Remote Outdoor Unit-Air-Source) | 288BNV037*0**B* |  |  | CAP**6121AL*+UI | 986TC66100C21*** | 33200 | 17.5 | 8.5 | 32000 | 24800 | 77.5% | 2 | 0 | 12 |  |  |  | No | R-410A | 2.7667 | Residential & Commercial | Ducted CEE Tier 1
212979927 | Central HP <5.4 tons | TEMPSTAR | HRCU-A-CB (Split System: Heat Pump with Remote Outdoor Unit-Air-Source) | DLCURAH24ABK |  |  | EN(A,D,W)4X36L17** | *80MS(N,L)0901714A* | 23600 | 17 | 8.5 | 26400 | 24400 | 92.42% | 2.02 | 0 | 10.5 |  |  |  | No | R-410A | 1.9667 | Residential & Commercial | Ducted CEE Tier 1
211244408 | Central HP <5.4 tons | TEMPSTAR | HRCU-A-CB (Split System: Heat Pump with Remote Outdoor Unit-Air-Source) | DLCURAH24ABK |  |  | EN(A,D)4X30L14** | *80ES(N,L)0701412A* | 24200 | 16.5 | 8.1 | 26200 | 23000 | 87.79% | 1.9 | 0 | 10.5 |  |  |  | No | R-410A | 2.0167 | Residential & Commercial | Ducted CEE Tier 1
211244494 | Central HP <5.4 tons | TEMPSTAR | HRCU-A-CB (Split System: Heat Pump with Remote Outdoor Unit-Air-Source) | DLCURAH24ABK |  |  | EN(A,D)4X30L17** | *80ES(N,L)0701716A* | 24800 | 16 | 8.1 | 26800 | 22200 | 82.84% | 1.82 | 0 | 10.5 |  |  |  | No | R-410A | 2.0667 | Residential & Commercial | Ducted CEE Tier 1
211244909 | Central HP <5.4 tons | TEMPSTAR | HRCU-A-CB (Split System: Heat Pump with Remote Outdoor Unit-Air-Source) | DLCURAH24ABK |  |  | EN(A,D,W)4X36L17** | *96VSN0801716A* | 24200 | 16.5 | 8.1 | 26200 | 23000 | 87.79% | 1.9 | 0 | 10.5 |  |  |  | No | R-410A | 2.0167 | Residential & Commercial | Ducted CEE Tier 1
211245076 | Central HP <5.4 tons | TEMPSTAR | HRCU-A-CB (Split System: Heat Pump with Remote Outdoor Unit-Air-Source) | DLCURAH24ABK |  |  | EN(A,D,W)4X36L17** | *96VTN0401410A* | 23400 | 16 | 8.1 | 25800 | 24000 | 93.02% | 2 | 0 | 10 |  |  |  | No | R-410A | 1.95 | Residential & Commercial | Ducted CEE Tier 1
211244272 | Central HP <5.4 tons | TEMPSTAR | HRCU-A-CB (Split System: Heat Pump with Remote Outdoor Unit-Air-Source) | DLCURAH24ABK |  |  | EN(A,D)4X24L17** | OMV112K14A | 23800 | 15.2 | 8.5 | 27000 | 23200 | 85.93% | 1.9 | 0 | 10 |  |  |  | No | R-410A | 1.9833 | Residential & Commercial | Ducted CEE Tier 1
214395069 | Central HP <5.4 tons | TEMPSTAR | HRCU-A-CB (Split System: Heat Pump with Remote Outdoor Unit-Air-Source) | DLCURAH18ABK |  |  | EN(A,D)4X24L17** | *96MSN0601716A* | 17500 | 15.5 | 8.5 | 18500 | 19000 | 102.7% | 2.28 | 0 | 10.5 |  |  |  | No | R-410A | 1.4583 | Residential & Commercial | Ducted CEE Tier 1
214229018 | Central HP <5.4 tons | COMFORTMAKER | HRCU-A-CB (Split System: Heat Pump with Remote Outdoor Unit-Air-Source) | DLCURAH18ABK |  |  | EN(A,D)4X24L17** | *80MSU0601716A* | 17600 | 16 | 8.5 | 18500 | 18900 | 102.2% | 2.28 | 0 | 11 |  |  |  | No | R-410A | 1.4667 | Residential & Commercial | Ducted CEE Tier 1
215319125 | Central HP <5.4 tons | SMART COMFORT | HRCU-A-CB (Split System: Heat Pump with Remote Outdoor Unit-Air-Source) | D5CUHAH18AAK |  |  | D5FUHAH24XAK |  | 18000 | 19 | 10.2 | 18000 | 18600 | 103.3% | 2.12 | 0 | 12.5 |  |  |  | No | R-454B | 1.5 | Residential & Commercial | Ducted CEE Tier 1
215853875 | Central HP <5.4 tons | BLUERIDGE | HRCU-A-CB (Split System: Heat Pump with Remote Outdoor Unit-Air-Source) | BMSAH18HHC |  |  | BMS3AH18I |  | 18000 | 19 | 10.1 | 18000 | 18600 | 103.3% | 2.12 | 0 | 12.5 |  |  |  | No | R-454B | 1.5 | Residential & Commercial | Ducted CEE Tier 1
211244281 | Central HP <5.4 tons | TEMPSTAR | HRCU-A-CB (Split System: Heat Pump with Remote Outdoor Unit-Air-Source) | DLCURAH24ABK |  |  | EN(A,D)4X30L14** | *80VSL0451412A* | 24000 | 16 | 8.1 | 26400 | 23000 | 87.12% | 1.88 | 0 | 10 |  |  |  | No | R-410A | 2 | Residential & Commercial | Ducted CEE Tier 1
211244290 | Central HP <5.4 tons | TEMPSTAR | HRCU-A-CB (Split System: Heat Pump with Remote Outdoor Unit-Air-Source) | DLCURAH24ABK |  |  | EN(A,D)4X30L14** | *96VSN0401410A* | 23600 | 15.5 | 8.1 | 26200 | 23600 | 90.08% | 1.92 | 0 | 10 |  |  |  | No | R-410A | 1.9667 | Residential & Commercial | Ducted CEE Tier 1
211241852 | Central HP <5.4 tons | HEIL | HRCU-A-CB (Split System: Heat Pump with Remote Outdoor Unit-Air-Source) | DLCURAH24ABK |  |  | EA*4X36L17A* | *96VSN0401712A* | 23400 | 16 | 8.5 | 25800 | 23600 | 91.47% | 1.96 | 0 | 10 |  |  |  | No | R-410A | 1.95 | Residential & Commercial | Ducted CEE Tier 1
211241870 | Central HP <5.4 tons | HEIL | HRCU-A-CB (Split System: Heat Pump with Remote Outdoor Unit-Air-Source) | DLCURAH24ABK |  |  | EA*4X36L17A* | *96VSN0801716A* | 24200 | 16.5 | 8.5 | 26200 | 22600 | 86.26% | 1.86 | 0 | 10 |  |  |  | No | R-410A | 2.0167 | Residential & Commercial | Ducted CEE Tier 1
211242938 | Central HP <5.4 tons | HEIL | HRCU-A-CB (Split System: Heat Pump with Remote Outdoor Unit-Air-Source) | DLCURAH24ABK |  |  | EA*4X37L17A* | *80VTL0701716A* | 24600 | 17 | 8.5 | 25600 | 21600 | 84.38% | 1.8 | 0 | 10.5 |  |  |  | No | R-410A | 2.05 | Residential & Commercial | Ducted CEE Tier 1
211243241 | Central HP <5.4 tons | HEIL | HRCU-A-CB (Split System: Heat Pump with Remote Outdoor Unit-Air-Source) | DLCURAH24ABK |  |  | EA*4X37L21A* | *96VSN1002120A* | 24400 | 17 | 8.5 | 25200 | 21200 | 84.13% | 1.78 | 0 | 10.5 |  |  |  | No | R-410A | 2.0333 | Residential & Commercial | Ducted CEE Tier 1
210470633 | Central HP <5.4 tons | COMFORTMAKER | HRCU-A-CB (Split System: Heat Pump with Remote Outdoor Unit-Air-Source) | CVH837GKA2* |  |  | EA*4X61L24A*+WALLCON | *96CTN1002122A* | 33200 | 18 | 8.5 | 32000 | 24800 | 77.5% | 2 | 0 | 12 |  |  |  | No | R-410A | 2.7667 | Residential & Commercial | Ducted CEE Tier 1
211226596 | Central HP <5.4 tons | DAY & NIGHT | HRCU-A-CB (Split System: Heat Pump with Remote Outdoor Unit-Air-Source) | DLCURAH36ABK |  |  | EA*4X37L17A* | *80VTL0701716A* | 36400 | 15.5 | 8.5 | 39500 | 35000 | 88.61% | 2.04 | 0 | 10 |  |  |  | No | R-410A | 3.0333 | Residential & Commercial | Ducted CEE Tier 1
214229473 | Central HP <5.4 tons | DAY & NIGHT | HRCU-A-CB (Split System: Heat Pump with Remote Outdoor Unit-Air-Source) | DLCURAH36ABK |  |  | EN(A,D)4X48L24** | *80MSU1002120A* | 35800 | 16.5 | 8.5 | 38500 | 34800 | 90.39% | 2 | 0 | 10 |  |  |  | No | R-410A | 2.9833 | Residential & Commercial | Ducted CEE Tier 1
214239199 | Central HP <5.4 tons | DAY & NIGHT | HRCU-A-CB (Split System: Heat Pump with Remote Outdoor Unit-Air-Source) | CVH837GKA2* |  |  | EN(A,D,W)4X48L21**+WALLCON | *80CTL0902120B* | 32400 | 17 | 8.1 | 32600 | 24600 | 75.46% | 1.96 | 0 | 11.7 |  |  |  | No | R-410A | 2.7 | Residential & Commercial | Ducted CEE Tier 1
213078942 | Central HP <5.4 tons | COMFORTMAKER | HRCU-A-CB (Split System: Heat Pump with Remote Outdoor Unit-Air-Source) | DLCURAH36ABK |  |  | EN(A,D,W)4X48L21** | *80MSU1002120A* | 35800 | 16.5 | 8.5 | 38500 | 34800 | 90.39% | 2 | 0 | 10 |  |  |  | No | R-410A | 2.9833 | Residential & Commercial | Ducted CEE Tier 1
214573767 | Central HP <5.4 tons | TEMPSTAR | HRCU-A-CB (Split System: Heat Pump with Remote Outdoor Unit-Air-Source) | TVH837GKA2* |  |  | EA*4X42L21A*+WALLCON | *97CMN0602120B* | 31600 | 17 | 8.1 | 33200 | 24800 | 74.7% | 1.88 | 0 | 10.5 |  |  |  | No | R-410A | 2.6333 | Residential & Commercial | Ducted CEE Tier 1
215937007 | Central HP <5.4 tons | AIRQUEST | HRCU-A-CB (Split System: Heat Pump with Remote Outdoor Unit-Air-Source) | H5H3V48*K*AAA* |  |  | EVM5X48M21A*+WALLCON | *80CTL0901716B* | 43500 | 20 | 8.1 | 52500 | 37600 | 71.62% | 2 | 0 | 11.5 |  |  |  | No | R-454B | 3.625 | Residential & Commercial | Ducted CEE Tier 1
215937557 | Central HP <5.4 tons | AIRQUEST | HRCU-A-CB (Split System: Heat Pump with Remote Outdoor Unit-Air-Source) | H5H3V48*K*AAA* |  |  | EVM5X60M24A*+WALLCON | *96CTN1002122B* | 45500 | 20.5 | 8.1 | 52500 | 38000 | 72.38% | 1.9 | 0 | 11.5 |  |  |  | No | R-454B | 3.7917 | Residential & Commercial | Ducted CEE Tier 1
215938027 | Central HP <5.4 tons | AIRQUEST | HRCU-A-CB (Split System: Heat Pump with Remote Outdoor Unit-Air-Source) | H5H3V48*K*AAA* |  |  | EVD5X49M24A*+WALLCON | *80CTL1102120B* | 45500 | 21 | 8.1 | 52500 | 38000 | 72.38% | 1.95 | 0 | 11.5 |  |  |  | No | R-454B | 3.7917 | Residential & Commercial | Ducted CEE Tier 1
211243406 | Central HP <5.4 tons | HEIL | HRCU-A-CB (Split System: Heat Pump with Remote Outdoor Unit-Air-Source) | DLCURAH24ABK |  |  | EA*4X37L21A* | *96VTN0401712A* | 24000 | 16 | 8.1 | 25000 | 21600 | 86.4% | 1.8 | 0 | 10 |  |  |  | No | R-410A | 2 | Residential & Commercial | Ducted CEE Tier 1
211244626 | Central HP <5.4 tons | HEIL | HRCU-A-CB (Split System: Heat Pump with Remote Outdoor Unit-Air-Source) | DLCURAH24ABK |  |  | EN(A,D)4X30L17** | *95ESN0601412A* | 24400 | 15.5 | 8.1 | 26600 | 22600 | 84.96% | 1.86 | 0 | 10 |  |  |  | No | R-410A | 2.0333 | Residential & Commercial | Ducted CEE Tier 1
212978673 | Central HP <5.4 tons | TEMPSTAR | HRCU-A-CB (Split System: Heat Pump with Remote Outdoor Unit-Air-Source) | DLCURAH24ABK |  |  | EA*4X36L21A* | *80MS(N,L)0701712A* | 23600 | 17.5 | 8.5 | 26000 | 24000 | 92.31% | 2 | 0 | 10 |  |  |  | No | R-410A | 1.9667 | Residential & Commercial | Ducted CEE Tier 1
212979500 | Central HP <5.4 tons | TEMPSTAR | HRCU-A-CB (Split System: Heat Pump with Remote Outdoor Unit-Air-Source) | DLCURAH24ABK |  |  | EA*4X36L21A* | *80MS(N,L)0702116A* | 24000 | 17.5 | 8.5 | 26400 | 21200 | 80.3% | 1.8 | 0 | 10 |  |  |  | No | R-410A | 2 | Residential & Commercial | Ducted CEE Tier 1
212979843 | Central HP <5.4 tons | TEMPSTAR | HRCU-A-CB (Split System: Heat Pump with Remote Outdoor Unit-Air-Source) | DLCURAH24ABK |  |  | EA*4X30L17A* | *80MS(N,L)0901714A* | 23600 | 17 | 8.5 | 26400 | 24600 | 93.18% | 2.04 | 0 | 10 |  |  |  | No | R-410A | 1.9667 | Residential & Commercial | Ducted CEE Tier 1
212979879 | Central HP <5.4 tons | TEMPSTAR | HRCU-A-CB (Split System: Heat Pump with Remote Outdoor Unit-Air-Source) | DLCURAH24ABK |  |  | EA*4X37L17A* | *80MS(N,L)0901714A* | 24000 | 17 | 8.1 | 25200 | 22400 | 88.89% | 1.86 | 0 | 10 |  |  |  | No | R-410A | 2 | Residential & Commercial | Ducted CEE Tier 1
210471203 | Central HP <5.4 tons | AIRQUEST | HRCU-A-CB (Split System: Heat Pump with Remote Outdoor Unit-Air-Source) | HVH837GKA2* |  |  | EHD4X60AAL+WALLCON | *96CTN0801714A* | 32800 | 16.5 | 8.1 | 32600 | 25200 | 77.3% | 1.98 | 0 | 11 |  |  |  | No | R-410A | 2.7333 | Residential & Commercial | Ducted CEE Tier 1
211244671 | Central HP <5.4 tons | TEMPSTAR | HRCU-A-CB (Split System: Heat Pump with Remote Outdoor Unit-Air-Source) | DLCURAH24ABK |  |  | EN(A,D)4X30L17** | *96VTN0601714A* | 24000 | 16.5 | 8.1 | 26200 | 23200 | 88.55% | 1.92 | 0 | 10 |  |  |  | No | R-410A | 2 | Residential & Commercial | Ducted CEE Tier 1
213778751 | Central HP <5.4 tons | DAY & NIGHT | HRCU-A-CB (Split System: Heat Pump with Remote Outdoor Unit-Air-Source) | CVH837GKA** |  |  | EA*4X36L17A*+WALLCON | *80CTL0701716B* | 31400 | 16.5 | 8.1 | 33400 | 24400 | 73.05% | 1.82 | 0 | 10.5 |  |  |  | No | R-410A | 2.6167 | Residential & Commercial | Ducted CEE Tier 1
211244678 | Central HP <5.4 tons | HEIL | HRCU-A-CB (Split System: Heat Pump with Remote Outdoor Unit-Air-Source) | DLCURAH24ABK |  |  | EN(A,D)4X30L17** | *80ES(N,L)0451412A* | 24600 | 16 | 8.1 | 26600 | 22400 | 84.21% | 1.84 | 0 | 10.5 |  |  |  | No | R-410A | 2.05 | Residential & Commercial | Ducted CEE Tier 1
211244843 | Central HP <5.4 tons | HEIL | HRCU-A-CB (Split System: Heat Pump with Remote Outdoor Unit-Air-Source) | DLCURAH24ABK |  |  | EN(A,D)4X30L17** | OMV112K14A | 24000 | 16 | 8.1 | 26400 | 23000 | 87.12% | 1.88 | 0 | 10 |  |  |  | No | R-410A | 2 | Residential & Commercial | Ducted CEE Tier 1
211242991 | Central HP <5.4 tons | HEIL | HRCU-A-CB (Split System: Heat Pump with Remote Outdoor Unit-Air-Source) | DLCURAH24ABK |  |  | EA*4X37L17A* | *96VTN0601412A* | 24000 | 16.5 | 8.5 | 25200 | 22000 | 87.3% | 1.84 | 0 | 10 |  |  |  | No | R-410A | 2 | Residential & Commercial | Ducted CEE Tier 1
211245093 | Central HP <5.4 tons | HEIL | HRCU-A-CB (Split System: Heat Pump with Remote Outdoor Unit-Air-Source) | DLCURAH24ABK |  |  | EN(A,D,W)4X36L17** | *95ESN0261410A* | 23400 | 16 | 8.1 | 25800 | 24200 | 93.8% | 2 | 0 | 10 |  |  |  | No | R-410A | 1.95 | Residential & Commercial | Ducted CEE Tier 1
211260992 | Central HP <5.4 tons | AIRQUEST | HRCU-A-CB (Split System: Heat Pump with Remote Outdoor Unit-Air-Source) | DLCURAH18ABK |  |  | EA*4X25L17A* | *80ES(N,L)0451712A* | 19100 | 16 | 8.5 | 19000 | 17300 | 91.05% | 2.12 | 0 | 11 |  |  |  | No | R-410A | 1.5917 | Residential & Commercial | Ducted CEE Tier 1
211261519 | Central HP <5.4 tons | AIRQUEST | HRCU-A-CB (Split System: Heat Pump with Remote Outdoor Unit-Air-Source) | DLCURAH18ABK |  |  | EA*4X30L17A* | *80VSL0451412A* | 17900 | 16 | 8.5 | 18400 | 18500 | 100.5% | 2.22 | 0 | 10.5 |  |  |  | No | R-410A | 1.4917 | Residential & Commercial | Ducted CEE Tier 1
212614881 | Central HP <5.4 tons | DAIKIN | HRCU-A-CB (Split System: Heat Pump with Remote Outdoor Unit-Air-Source) | DZ6VSA241EA* |  |  | CA*EA2422*4A* | D*80SC0805CUA* | 23000 | 17 | 8.6 | 23000 | 16100 | 70% | 2 | 0 | 10 |  |  |  | No | R-410A | 1.9167 | Residential & Commercial | Ducted CEE Tier 1
212614914 | Central HP <5.4 tons | DAIKIN | HRCU-A-CB (Split System: Heat Pump with Remote Outdoor Unit-Air-Source) | DZ6VSA241EA* |  |  | CA*EA3026*4A* | D*97MC1005CNA* | 23000 | 17 | 8.6 | 23000 | 16100 | 70% | 2 | 0 | 10 |  |  |  | No | R-410A | 1.9167 | Residential & Commercial | Ducted CEE Tier 1
210470323 | Central HP <5.4 tons | AIRQUEST | HRCU-A-CB (Split System: Heat Pump with Remote Outdoor Unit-Air-Source) | HVH837GKA2* |  |  | EA*4X60L24A*+WALLCON | *97CMN1202422A* | 32800 | 17.5 | 8.5 | 32000 | 24800 | 77.5% | 1.98 | 0 | 11.7 |  |  |  | No | R-410A | 2.7333 | Residential & Commercial | Ducted CEE Tier 1
212971132 | Central HP <5.4 tons | TEMPSTAR | HRCU-A-CB (Split System: Heat Pump with Remote Outdoor Unit-Air-Source) | DLCURAH24ABK |  |  | EA*4X24L17A* | *80VTL0451412B* | 23200 | 17 | 8.5 | 38500 | 27000 | 70.13% | 2.3 | 0 | 10 |  |  |  | No | R-410A | 1.9333 | Residential & Commercial | Ducted CEE Tier 1
212971168 | Central HP <5.4 tons | TEMPSTAR | HRCU-A-CB (Split System: Heat Pump with Remote Outdoor Unit-Air-Source) | DLCURAH24ABK |  |  | EA*4X30L17A* | *80VTL0451412B* | 23400 | 17 | 8.5 | 26200 | 24800 | 94.66% | 2.08 | 0 | 10 |  |  |  | No | R-410A | 1.95 | Residential & Commercial | Ducted CEE Tier 1
211243845 | Central HP <5.4 tons | TEMPSTAR | HRCU-A-CB (Split System: Heat Pump with Remote Outdoor Unit-Air-Source) | DLCURAH24ABK |  |  | EN(A,D)4X24L17** | *80VSL0451412A* | 23800 | 16 | 8.5 | 26800 | 23200 | 86.57% | 1.9 | 0 | 10 |  |  |  | No | R-410A | 1.9833 | Residential & Commercial | Ducted CEE Tier 1
212614917 | Central HP <5.4 tons | DAIKIN | HRCU-A-CB (Split System: Heat Pump with Remote Outdoor Unit-Air-Source) | DZ6VSA361EA* |  |  | DFVE48DP0400A* |  | 34200 | 17.5 | 8.6 | 34200 | 30000 | 87.72% | 2 | 0 | 10 |  |  |  | No | R-410A | 2.85 | Residential & Commercial | Ducted CEE Tier 1
215319112 | Central HP <5.4 tons | SMART COMFORT | HRCU-A-CB (Split System: Heat Pump with Remote Outdoor Unit-Air-Source) | D5CUHAH24AAK |  |  | D5FUAAH24XAK |  | 23000 | 18.4 | 10 | 24000 | 21600 | 90% | 1.87 | 0 | 11.7 |  |  |  | No | R-454B | 1.9167 | Residential & Commercial | Ducted CEE Tier 1
213076768 | Central HP <5.4 tons | COMFORTMAKER | HRCU-A-CB (Split System: Heat Pump with Remote Outdoor Unit-Air-Source) | DLCURAH36ABK |  |  | EA*4X42L24A* | *80VTL1102122B* | 35800 | 16 | 8.1 | 38500 | 35200 | 91.43% | 1.9 | 0 | 10 |  |  |  | No | R-410A | 2.9833 | Residential & Commercial | Ducted CEE Tier 1
213076804 | Central HP <5.4 tons | COMFORTMAKER | HRCU-A-CB (Split System: Heat Pump with Remote Outdoor Unit-Air-Source) | DLCURAH36ABK |  |  | EA*4X48L24A* | *80VTL1102122B* | 36200 | 16.5 | 8.5 | 38000 | 34800 | 91.58% | 2.04 | 0 | 10 |  |  |  | No | R-410A | 3.0167 | Residential & Commercial | Ducted CEE Tier 1
212981215 | Central HP <5.4 tons | TEMPSTAR | HRCU-A-CB (Split System: Heat Pump with Remote Outdoor Unit-Air-Source) | DLCURAH36ABK |  |  | EA*4X48L24A* | *80MS(N,L)1352420A* | 35800 | 16.5 | 8.5 | 37800 | 34600 | 91.53% | 2.02 | 0 | 10 |  |  |  | No | R-410A | 2.9833 | Residential & Commercial | Ducted CEE Tier 1
211243872 | Central HP <5.4 tons | TEMPSTAR | HRCU-A-CB (Split System: Heat Pump with Remote Outdoor Unit-Air-Source) | DLCURAH24ABK |  |  | EN(A,D)4X24L17** | *96VSN0401410A* | 23400 | 15.5 | 8.5 | 26600 | 24000 | 90.23% | 1.96 | 0 | 10 |  |  |  | No | R-410A | 1.95 | Residential & Commercial | Ducted CEE Tier 1
211244531 | Central HP <5.4 tons | TEMPSTAR | HRCU-A-CB (Split System: Heat Pump with Remote Outdoor Unit-Air-Source) | DLCURAH24ABK |  |  | EN(A,D)4X30L17** | *80VSL0701716A* | 23800 | 16.5 | 8.1 | 26000 | 23200 | 89.23% | 1.92 | 0 | 10.5 |  |  |  | No | R-410A | 1.9833 | Residential & Commercial | Ducted CEE Tier 1
211245033 | Central HP <5.4 tons | TEMPSTAR | HRCU-A-CB (Split System: Heat Pump with Remote Outdoor Unit-Air-Source) | DLCURAH24ABK |  |  | EN(A,D,W)4X36L17** | *80VTL0701716A* | 24200 | 17 | 8.1 | 26200 | 23000 | 87.79% | 1.9 | 0 | 10.5 |  |  |  | No | R-410A | 2.0167 | Residential & Commercial | Ducted CEE Tier 1
212980595 | Central HP <5.4 tons | TEMPSTAR | HRCU-A-CB (Split System: Heat Pump with Remote Outdoor Unit-Air-Source) | DLCURAH24ABK |  |  | EA*4X37L21A* | *80MS(N,L)0902120A* | 24000 | 17.5 | 8.5 | 25200 | 24400 | 96.83% | 2.04 | 0 | 10 |  |  |  | No | R-410A | 2 | Residential & Commercial | Ducted CEE Tier 1
211240279 | Central HP <5.4 tons | AIRQUEST | HRCU-A-CB (Split System: Heat Pump with Remote Outdoor Unit-Air-Source) | DLCURAH24ABK |  |  | EA*4X24L14A* | *95ESN0601412A* | 24000 | 15.5 | 8.5 | 27200 | 23600 | 86.76% | 1.92 | 0 | 10 |  |  |  | No | R-410A | 2 | Residential & Commercial | Ducted CEE Tier 1
211240411 | Central HP <5.4 tons | AIRQUEST | HRCU-A-CB (Split System: Heat Pump with Remote Outdoor Unit-Air-Source) | DLCURAH24ABK |  |  | EA*4X24L17A* | *96VSN0601412A* | 23200 | 16.5 | 8.5 | 26400 | 25600 | 96.97% | 2.14 | 0 | 10 |  |  |  | No | R-410A | 1.9333 | Residential & Commercial | Ducted CEE Tier 1
211240488 | Central HP <5.4 tons | AIRQUEST | HRCU-A-CB (Split System: Heat Pump with Remote Outdoor Unit-Air-Source) | DLCURAH24ABK |  |  | EA*4X24L17A* | *95ESU0601716A* | 24000 | 16.5 | 8.5 | 26800 | 24000 | 89.55% | 1.98 | 0 | 10 |  |  |  | No | R-410A | 2 | Residential & Commercial | Ducted CEE Tier 1
215936357 | Central HP <5.4 tons | AIRQUEST | HRCU-A-CB (Split System: Heat Pump with Remote Outdoor Unit-Air-Source) | H5H3V36*K*AAA* |  |  | EVD5X48M24A*+WALLCON | *95CSU1002122B* | 35200 | 21.5 | 8.5 | 38000 | 28200 | 74.21% | 2.04 | 0 | 12 |  |  |  | No | R-454B | 2.9333 | Residential & Commercial | Ducted CEE Tier 1
215936607 | Central HP <5.4 tons | AIRQUEST | HRCU-A-CB (Split System: Heat Pump with Remote Outdoor Unit-Air-Source) | H5H3V36*K*AAA* |  |  | EVD5X60M21A*+WALLCON | *80CTL0702120B* | 35600 | 21.5 | 8.5 | 38000 | 28600 | 75.26% | 2.04 | 0 | 12 |  |  |  | No | R-454B | 2.9667 | Residential & Commercial | Ducted CEE Tier 1
215936957 | Central HP <5.4 tons | AIRQUEST | HRCU-A-CB (Split System: Heat Pump with Remote Outdoor Unit-Air-Source) | H5H3V36*K*AAA* |  |  | EVD5X61M24A*+WALLCON | *96CTN1202422B* | 36000 | 22 | 8.5 | 37600 | 28400 | 75.53% | 2.04 | 0 | 12.5 |  |  |  | No | R-454B | 3 | Residential & Commercial | Ducted CEE Tier 1
214572657 | Central HP <5.4 tons | TEMPSTAR | HRCU-A-CB (Split System: Heat Pump with Remote Outdoor Unit-Air-Source) | TVH837GKA** |  |  | EA*4X42L24A*+WALLCON | *80CTL0702120B* | 31800 | 18 | 8.5 | 33000 | 24400 | 73.94% | 1.9 | 0 | 11 |  |  |  | No | R-410A | 2.65 | Residential & Commercial | Ducted CEE Tier 1
214572917 | Central HP <5.4 tons | TEMPSTAR | HRCU-A-CB (Split System: Heat Pump with Remote Outdoor Unit-Air-Source) | TVH837GKA** |  |  | EA*4X60L24A*+WALLCON | *95CSU1002122B* | 32800 | 17.5 | 8.5 | 31600 | 24800 | 78.48% | 2 | 0 | 11.5 |  |  |  | No | R-410A | 2.7333 | Residential & Commercial | Ducted CEE Tier 1
214572987 | Central HP <5.4 tons | TEMPSTAR | HRCU-A-CB (Split System: Heat Pump with Remote Outdoor Unit-Air-Source) | TVH837GKA** |  |  | EA*4X61L21A*+WALLCON | *97CMN0602120B* | 33000 | 17.5 | 8.5 | 32200 | 25000 | 77.64% | 1.98 | 0 | 11 |  |  |  | No | R-410A | 2.75 | Residential & Commercial | Ducted CEE Tier 1
214573187 | Central HP <5.4 tons | TEMPSTAR | HRCU-A-CB (Split System: Heat Pump with Remote Outdoor Unit-Air-Source) | TVH837GKA** |  |  | EHD4X42AAL+WALLCON | *96CTN0802120B* | 32600 | 17.5 | 8.5 | 32800 | 24800 | 75.61% | 1.96 | 0 | 11 |  |  |  | No | R-410A | 2.7167 | Residential & Commercial | Ducted CEE Tier 1
214573387 | Central HP <5.4 tons | TEMPSTAR | HRCU-A-CB (Split System: Heat Pump with Remote Outdoor Unit-Air-Source) | TVH837GKA** |  |  | EN(A,D,W)4X42L21**+WALLCON | *95CSU0802120B* | 31800 | 17 | 8.1 | 33000 | 24600 | 74.55% | 1.88 | 0 | 11 |  |  |  | No | R-410A | 2.65 | Residential & Commercial | Ducted CEE Tier 1
207436272 | Central HP <5.4 tons | LENNOX | HRCU-A-CB (Split System: Heat Pump with Remote Outdoor Unit-Air-Source) | SL25XPV-036-230A** |  |  | C35-48C+TDR+TXV | EL296UH090XV60C* | 34000 | 20.8 | 8.8 | 35600 | 27400 | 76.97% | 1.82 | 14 | 13.5 |  |  |  | No | R-410A | 2.8333 | Residential & Commercial | Ducted CEE Tier 1
207436289 | Central HP <5.4 tons | LENNOX | HRCU-A-CB (Split System: Heat Pump with Remote Outdoor Unit-Air-Source) | SL25XPV-036-230A** |  |  | C35-50/60C+TDR+TXV | EL296UH090XV60C* | 33600 | 21 | 8.6 | 34400 | 26600 | 77.33% | 1.8 | 14 | 13.3 |  |  |  | No | R-410A | 2.8 | Residential & Commercial | Ducted CEE Tier 1
211245065 | Central HP <5.4 tons | TEMPSTAR | HRCU-A-CB (Split System: Heat Pump with Remote Outdoor Unit-Air-Source) | DLCURAH24ABK |  |  | EN(A,D,W)4X36L17** | *95ESN0601412A* | 24400 | 15.5 | 8.1 | 26600 | 22600 | 84.96% | 1.86 | 0 | 10 |  |  |  | No | R-410A | 2.0333 | Residential & Commercial | Ducted CEE Tier 1
211245165 | Central HP <5.4 tons | TEMPSTAR | HRCU-A-CB (Split System: Heat Pump with Remote Outdoor Unit-Air-Source) | DLCURAH24ABK |  |  | EN(A,D,W)4X36L17** | *92ESN0601412A* | 23400 | 17 | 8.1 | 25800 | 24000 | 93.02% | 2 | 0 | 10 |  |  |  | No | R-410A | 1.95 | Residential & Commercial | Ducted CEE Tier 1
211245242 | Central HP <5.4 tons | TEMPSTAR | HRCU-A-CB (Split System: Heat Pump with Remote Outdoor Unit-Air-Source) | DLCURAH24ABK |  |  | EN(A,D,W)4X36L17** | *80ES(N,L)0701412A* | 24200 | 16.5 | 8.1 | 26400 | 22800 | 86.36% | 1.88 | 0 | 10.5 |  |  |  | No | R-410A | 2.0167 | Residential & Commercial | Ducted CEE Tier 1
214229159 | Central HP <5.4 tons | AIRQUEST | HRCU-A-CB (Split System: Heat Pump with Remote Outdoor Unit-Air-Source) | DLCURAH24ABK |  |  | EA*4X36L17A* | *80MSU0601716A* | 23800 | 17.5 | 8.5 | 25600 | 23600 | 92.19% | 1.96 | 0 | 10 |  |  |  | No | R-410A | 1.9833 | Residential & Commercial | Ducted CEE Tier 1
211245086 | Central HP <5.4 tons | TEMPSTAR | HRCU-A-CB (Split System: Heat Pump with Remote Outdoor Unit-Air-Source) | DLCURAH24ABK |  |  | EN(A,D,W)4X36L17** | *96VTN0601412A* | 23600 | 16.5 | 8.1 | 25800 | 23800 | 92.25% | 1.98 | 0 | 10 |  |  |  | No | R-410A | 1.9667 | Residential & Commercial | Ducted CEE Tier 1
211245153 | Central HP <5.4 tons | TEMPSTAR | HRCU-A-CB (Split System: Heat Pump with Remote Outdoor Unit-Air-Source) | DLCURAH24ABK |  |  | EN(A,D,W)4X36L17** | *80ES(N,L)0901714A* | 24600 | 16.5 | 8.1 | 26400 | 22600 | 85.61% | 1.86 | 0 | 10.5 |  |  |  | No | R-410A | 2.05 | Residential & Commercial | Ducted CEE Tier 1
212978136 | Central HP <5.4 tons | TEMPSTAR | HRCU-A-CB (Split System: Heat Pump with Remote Outdoor Unit-Air-Source) | DLCURAH24ABK |  |  | EA*4X30L17A* | *80MS(N,L)0701412A* | 23600 | 17.5 | 8.5 | 26200 | 24600 | 93.89% | 2.06 | 0 | 10 |  |  |  | No | R-410A | 1.9667 | Residential & Commercial | Ducted CEE Tier 1
214280268 | Central HP <5.4 tons | BRYANT HEATING AND COOLING SYSTEMS | HRCU-A-CB (Split System: Heat Pump with Remote Outdoor Unit-Air-Source) | 38MURAQ36AB3* |  |  | CAP**3721AL* | 916SA48060M17*** | 36000 | 15.5 | 8.5 | 38000 | 35000 | 92.11% | 2.06 | 0 | 10 |  |  |  | No | R-410A | 3 | Residential & Commercial | Ducted CEE Tier 1
215681955 | Central HP <5.4 tons | HEIL | HRCU-A-CB (Split System: Heat Pump with Remote Outdoor Unit-Air-Source) | H5H0V48*K*AAA* |  |  | EVM5X60M21A*+WALLCON | *97CTN0802120A* | 48000 | 19 | 9 | 50000 | 36800 | 73.6% | 2 | 0 | 10 |  |  |  | No | R-454B | 4 | Residential & Commercial | Ducted CEE Tier 1
209852122 | Central HP <5.4 tons | SMART COMFORT | HRCU-A-CB (Split System: Heat Pump with Remote Outdoor Unit-Air-Source) | DLCURAH24AAK |  |  | DLFUAAH24XAK |  | 24000 | 17 | 9.2 | 26000 | 19400 | 74.62% | 2.1 | 11.3 | 10.5 |  |  |  | No | R-410A | 2 | Residential & Commercial | Ducted CEE Tier 1
215319131 | Central HP <5.4 tons | SMART COMFORT | HRCU-A-CB (Split System: Heat Pump with Remote Outdoor Unit-Air-Source) | D5CSRAH18AAK |  |  | D5FSAAH18XBK |  | 18000 | 18.5 | 9.8 | 18000 | 13000 | 72.22% | 2.3 | 0 | 12.2 |  |  |  | No | R-454B | 1.5 | Residential & Commercial | Ducted CEE Tier 1
210473073 | Central HP <5.4 tons | BRYANT HEATING AND COOLING SYSTEMS | HRCU-A-CB (Split System: Heat Pump with Remote Outdoor Unit-Air-Source) | 288BNV025*0**C* |  |  | CAP**4224AL*+UI | 987MB60060C21*** | 23600 | 16.5 | 8.1 | 21400 | 16700 | 78.04% | 1.96 | 0 | 11 |  |  |  | No | R-410A | 1.9667 | Residential & Commercial | Ducted CEE Tier 1
210473084 | Central HP <5.4 tons | BRYANT HEATING AND COOLING SYSTEMS | HRCU-A-CB (Split System: Heat Pump with Remote Outdoor Unit-Air-Source) | 288BNV025*0**C* |  |  | CAP**4321AL*+UI | 935CA48060C17*** | 24400 | 16.5 | 8.1 | 21200 | 16700 | 78.77% | 2.02 | 0 | 10.5 |  |  |  | No | R-410A | 2.0333 | Residential & Commercial | Ducted CEE Tier 1
211226799 | Central HP <5.4 tons | TEMPSTAR | HRCU-A-CB (Split System: Heat Pump with Remote Outdoor Unit-Air-Source) | DLCURAH36ABK |  |  | EA*4X37L21A* | *80ES(N,L)0701712A* | 36400 | 15.5 | 8.5 | 38500 | 34800 | 90.39% | 2.08 | 0 | 10 |  |  |  | No | R-410A | 3.0333 | Residential & Commercial | Ducted CEE Tier 1
214229452 | Central HP <5.4 tons | COMFORTMAKER | HRCU-A-CB (Split System: Heat Pump with Remote Outdoor Unit-Air-Source) | DLCURAH36ABK |  |  | EA*4X48L24A* | *80MSU1002120A* | 35600 | 16 | 8.5 | 38000 | 34600 | 91.05% | 2.04 | 0 | 10 |  |  |  | No | R-410A | 2.9667 | Residential & Commercial | Ducted CEE Tier 1
214229470 | Central HP <5.4 tons | AIRQUEST | HRCU-A-CB (Split System: Heat Pump with Remote Outdoor Unit-Air-Source) | DLCURAH36ABK |  |  | EN(A,D)4X48L24** | *80MSU1002120A* | 35800 | 16.5 | 8.5 | 38500 | 34800 | 90.39% | 2 | 0 | 10 |  |  |  | No | R-410A | 2.9833 | Residential & Commercial | Ducted CEE Tier 1
215674597 | Central HP <5.4 tons | HEIL | HRCU-A-CB (Split System: Heat Pump with Remote Outdoor Unit-Air-Source) | H5H0V48*K*AAA* |  |  | EA*5X61M24A*+WALLCON | *97CMN1002122B* | 46000 | 18.5 | 9 | 47500 | 33600 | 70.74% | 2.06 | 0 | 10 |  |  |  | No | R-454B | 3.8333 | Residential & Commercial | Ducted CEE Tier 1
214572627 | Central HP <5.4 tons | TEMPSTAR | HRCU-A-CB (Split System: Heat Pump with Remote Outdoor Unit-Air-Source) | TVH837GKA** |  |  | EA*4X42L21A*+WALLCON | *97CMN0602120B* | 31600 | 17 | 8.1 | 33200 | 24800 | 74.7% | 1.88 | 0 | 10.5 |  |  |  | No | R-410A | 2.6333 | Residential & Commercial | Ducted CEE Tier 1
214572777 | Central HP <5.4 tons | TEMPSTAR | HRCU-A-CB (Split System: Heat Pump with Remote Outdoor Unit-Air-Source) | TVH837GKA** |  |  | EA*4X48L21A*+WALLCON | *80CTL0702120B* | 32200 | 17.5 | 8.5 | 32400 | 25000 | 77.16% | 1.98 | 0 | 11 |  |  |  | No | R-410A | 2.6833 | Residential & Commercial | Ducted CEE Tier 1
210470876 | Central HP <5.4 tons | BRYANT HEATING AND COOLING SYSTEMS | HRCU-A-CB (Split System: Heat Pump with Remote Outdoor Unit-Air-Source) | 288BNV037*0**B* |  |  | CNPV*6024AL*+UI | 935CA60080C21*** | 32800 | 18 | 8.1 | 32200 | 24600 | 76.4% | 1.98 | 0 | 12 |  |  |  | No | R-410A | 2.7333 | Residential & Commercial | Ducted CEE Tier 1
210470364 | Central HP <5.4 tons | BRYANT HEATING AND COOLING SYSTEMS | HRCU-A-CB (Split System: Heat Pump with Remote Outdoor Unit-Air-Source) | 288BNV037*0**B* |  |  | CAP**6024AL*+UI | 987MB60060C21*** | 32600 | 17 | 8.1 | 32200 | 25000 | 77.64% | 1.96 | 0 | 11.5 |  |  |  | No | R-410A | 2.7167 | Residential & Commercial | Ducted CEE Tier 1
210470397 | Central HP <5.4 tons | BRYANT HEATING AND COOLING SYSTEMS | HRCU-A-CB (Split System: Heat Pump with Remote Outdoor Unit-Air-Source) | 288BNV037*0**B* |  |  | CAP**6121AL*+UI | 83*CA36040C17*** | 33200 | 17.5 | 8.1 | 32000 | 24800 | 77.5% | 1.98 | 0 | 11.5 |  |  |  | No | R-410A | 2.7667 | Residential & Commercial | Ducted CEE Tier 1
210470463 | Central HP <5.4 tons | BRYANT HEATING AND COOLING SYSTEMS | HRCU-A-CB (Split System: Heat Pump with Remote Outdoor Unit-Air-Source) | 288BNV037*0**B* |  |  | CAP**6121AL*+UI | 987MB66100C21*** | 33200 | 17.5 | 8.5 | 32000 | 24800 | 77.5% | 2 | 0 | 12 |  |  |  | No | R-410A | 2.7667 | Residential & Commercial | Ducted CEE Tier 1
210470529 | Central HP <5.4 tons | BRYANT HEATING AND COOLING SYSTEMS | HRCU-A-CB (Split System: Heat Pump with Remote Outdoor Unit-Air-Source) | 288BNV037*0**B* |  |  | CAP**6124AL*+UI | 935CA66100C21*** | 33200 | 18 | 8.5 | 32000 | 24800 | 77.5% | 2.02 | 0 | 11.5 |  |  |  | No | R-410A | 2.7667 | Residential & Commercial | Ducted CEE Tier 1
210473227 | Central HP <5.4 tons | BRYANT HEATING AND COOLING SYSTEMS | HRCU-A-CB (Split System: Heat Pump with Remote Outdoor Unit-Air-Source) | 288BNV025*0**C* |  |  | CAP**4321AL*+UI | 986TC66100C21*** | 24400 | 16.5 | 8.5 | 21200 | 16600 | 78.3% | 2.04 | 0 | 11 |  |  |  | No | R-410A | 2.0333 | Residential & Commercial | Ducted CEE Tier 1
210473425 | Central HP <5.4 tons | BRYANT HEATING AND COOLING SYSTEMS | HRCU-A-CB (Split System: Heat Pump with Remote Outdoor Unit-Air-Source) | 288BNV025*0**C* |  |  | CAP**4821AL*+UI | 987MB60060C21*** | 24000 | 16.5 | 8.1 | 21000 | 16600 | 79.05% | 2 | 0 | 11 |  |  |  | No | R-410A | 2 | Residential & Commercial | Ducted CEE Tier 1
210474070 | Central HP <5.4 tons | BRYANT HEATING AND COOLING SYSTEMS | HRCU-A-CB (Split System: Heat Pump with Remote Outdoor Unit-Air-Source) | 288BNV025*0**C* |  |  | CNPV*4824AL*+UI | 935CA66100C21*** | 24200 | 17 | 8.1 | 21200 | 16600 | 78.3% | 2.02 | 0 | 11.5 |  |  |  | No | R-410A | 2.0167 | Residential & Commercial | Ducted CEE Tier 1
210472853 | Central HP <5.4 tons | BRYANT HEATING AND COOLING SYSTEMS | HRCU-A-CB (Split System: Heat Pump with Remote Outdoor Unit-Air-Source) | 288BNV025*0**C* |  |  | CAP**4221AL*+UI | 83*CA48060C17*** | 23800 | 16.5 | 8.1 | 21400 | 16600 | 77.57% | 1.96 | 0 | 10.5 |  |  |  | No | R-410A | 1.9833 | Residential & Commercial | Ducted CEE Tier 1
210472919 | Central HP <5.4 tons | BRYANT HEATING AND COOLING SYSTEMS | HRCU-A-CB (Split System: Heat Pump with Remote Outdoor Unit-Air-Source) | 288BNV025*0**C* |  |  | CAP**4221AL*+UI | 987MB42060C17*** | 23600 | 16 | 8.1 | 21600 | 16800 | 77.78% | 1.94 | 0 | 10.5 |  |  |  | No | R-410A | 1.9667 | Residential & Commercial | Ducted CEE Tier 1
210472952 | Central HP <5.4 tons | BRYANT HEATING AND COOLING SYSTEMS | HRCU-A-CB (Split System: Heat Pump with Remote Outdoor Unit-Air-Source) | 288BNV025*0**C* |  |  | CAP**4221AL*+UI | 986TC66100C21*** | 23800 | 16.5 | 8.1 | 21400 | 16600 | 77.57% | 1.96 | 0 | 11 |  |  |  | No | R-410A | 1.9833 | Residential & Commercial | Ducted CEE Tier 1
214229148 | Central HP <5.4 tons | AIRQUEST | HRCU-A-CB (Split System: Heat Pump with Remote Outdoor Unit-Air-Source) | DLCURAH24ABK |  |  | EA*4X30L17A* | *80MSU0601716A* | 23600 | 17 | 8.5 | 25800 | 24200 | 93.8% | 2.02 | 0 | 10 |  |  |  | No | R-410A | 1.9667 | Residential & Commercial | Ducted CEE Tier 1
211244097 | Central HP <5.4 tons | TEMPSTAR | HRCU-A-CB (Split System: Heat Pump with Remote Outdoor Unit-Air-Source) | DLCURAH24ABK |  |  | EN(A,D)4X24L17** | *96VTN0601714A* | 23400 | 16 | 8.5 | 26600 | 23800 | 89.47% | 1.96 | 0 | 10 |  |  |  | No | R-410A | 1.95 | Residential & Commercial | Ducted CEE Tier 1
211244522 | Central HP <5.4 tons | TEMPSTAR | HRCU-A-CB (Split System: Heat Pump with Remote Outdoor Unit-Air-Source) | DLCURAH24ABK |  |  | EN(A,D)4X30L17** | *80VSL0451716A* | 24200 | 16 | 8.1 | 26400 | 22800 | 86.36% | 1.88 | 0 | 10.5 |  |  |  | No | R-410A | 2.0167 | Residential & Commercial | Ducted CEE Tier 1
211244693 | Central HP <5.4 tons | TEMPSTAR | HRCU-A-CB (Split System: Heat Pump with Remote Outdoor Unit-Air-Source) | DLCURAH24ABK |  |  | EN(A,D)4X30L17** | *80ES(N,L)0451712A* | 24000 | 16.5 | 8.1 | 26200 | 23000 | 87.79% | 1.9 | 0 | 10.5 |  |  |  | No | R-410A | 2 | Residential & Commercial | Ducted CEE Tier 1
211244828 | Central HP <5.4 tons | TEMPSTAR | HRCU-A-CB (Split System: Heat Pump with Remote Outdoor Unit-Air-Source) | DLCURAH24ABK |  |  | EN(A,D)4X30L17** | OMV098J12* | 23600 | 16.5 | 8.1 | 26000 | 23600 | 90.77% | 1.96 | 0 | 10 |  |  |  | No | R-410A | 1.9667 | Residential & Commercial | Ducted CEE Tier 1
215936549 | Central HP <5.4 tons | COMFORTMAKER | HRCU-A-CB (Split System: Heat Pump with Remote Outdoor Unit-Air-Source) | C5H3V36*K*AAA* |  |  | EVD5X49M24A*+WALLCON | *96CTN1202422B* | 35600 | 22 | 8.5 | 38500 | 28400 | 73.77% | 2.04 | 0 | 12.5 |  |  |  | No | R-454B | 2.9667 | Residential & Commercial | Ducted CEE Tier 1
215936599 | Central HP <5.4 tons | COMFORTMAKER | HRCU-A-CB (Split System: Heat Pump with Remote Outdoor Unit-Air-Source) | C5H3V36*K*AAA* |  |  | EVD5X60M21A*+WALLCON | *80CTL0701716B* | 35400 | 21.5 | 8.5 | 38000 | 28800 | 75.79% | 2.02 | 0 | 12 |  |  |  | No | R-454B | 2.95 | Residential & Commercial | Ducted CEE Tier 1
215936629 | Central HP <5.4 tons | COMFORTMAKER | HRCU-A-CB (Split System: Heat Pump with Remote Outdoor Unit-Air-Source) | C5H3V36*K*AAA* |  |  | EVD5X60M21A*+WALLCON | *80CTL0902120B* | 35600 | 22 | 8.5 | 38000 | 28400 | 74.74% | 2.02 | 0 | 12.5 |  |  |  | No | R-454B | 2.9667 | Residential & Commercial | Ducted CEE Tier 1
215936649 | Central HP <5.4 tons | COMFORTMAKER | HRCU-A-CB (Split System: Heat Pump with Remote Outdoor Unit-Air-Source) | C5H3V36*K*AAA* |  |  | EVD5X60M21A*+WALLCON | *95CSU0601716B* | 35400 | 21.5 | 8.5 | 38500 | 29000 | 75.32% | 2.02 | 0 | 12 |  |  |  | No | R-454B | 2.95 | Residential & Commercial | Ducted CEE Tier 1
210474229 | Central HP <5.4 tons | BRYANT HEATING AND COOLING SYSTEMS | HRCU-A-CB (Split System: Heat Pump with Remote Outdoor Unit-Air-Source) | 288BNV025*0**C* |  |  | CSPH*4212AL*+UI | 935CA60080C21*** | 24200 | 16 | 8.1 | 21400 | 16600 | 77.57% | 2 | 0 | 11 |  |  |  | No | R-410A | 2.0167 | Residential & Commercial | Ducted CEE Tier 1
210474372 | Central HP <5.4 tons | BRYANT HEATING AND COOLING SYSTEMS | HRCU-A-CB (Split System: Heat Pump with Remote Outdoor Unit-Air-Source) | 288BNV025*0**C* |  |  | CSPH*4212AL*+UI | 987MB66100C21*** | 24200 | 16 | 8.1 | 21400 | 16600 | 77.57% | 2 | 0 | 10.5 |  |  |  | No | R-410A | 2.0167 | Residential & Commercial | Ducted CEE Tier 1
210474647 | Central HP <5.4 tons | BRYANT HEATING AND COOLING SYSTEMS | HRCU-A-CB (Split System: Heat Pump with Remote Outdoor Unit-Air-Source) | 288BNV025*0**C* |  |  | CSPH*4812AL*+UI | 987MB60060C21*** | 24200 | 16 | 8.1 | 21400 | 16700 | 78.04% | 2 | 0 | 10.5 |  |  |  | No | R-410A | 2.0167 | Residential & Commercial | Ducted CEE Tier 1
215681465 | Central HP <5.4 tons | HEIL | HRCU-A-CB (Split System: Heat Pump with Remote Outdoor Unit-Air-Source) | H5H0V48*K*AAA* |  |  | EA*5X61M21A*+WALLCON | *80CSU0802120B* | 46000 | 18 | 9 | 47500 | 33400 | 70.32% | 2.08 | 0 | 10 |  |  |  | No | R-454B | 3.8333 | Residential & Commercial | Ducted CEE Tier 1
215681565 | Central HP <5.4 tons | HEIL | HRCU-A-CB (Split System: Heat Pump with Remote Outdoor Unit-Air-Source) | H5H0V48*K*AAA* |  |  | EA*5X61M24A*+WALLCON | *97CTN1202422A* | 46000 | 18.5 | 9 | 47500 | 33600 | 70.74% | 2.06 | 0 | 10 |  |  |  | No | R-454B | 3.8333 | Residential & Commercial | Ducted CEE Tier 1
215674356 | Central HP <5.4 tons | HEIL | HRCU-A-CB (Split System: Heat Pump with Remote Outdoor Unit-Air-Source) | H5H0V48*K*AAA* |  |  | EA*5X61M21A*+WALLCON | *80CTL0901716B* | 46000 | 18 | 9 | 48000 | 33800 | 70.42% | 2.06 | 0 | 10 |  |  |  | No | R-454B | 3.8333 | Residential & Commercial | Ducted CEE Tier 1
214229016 | Central HP <5.4 tons | AIRQUEST | HRCU-A-CB (Split System: Heat Pump with Remote Outdoor Unit-Air-Source) | DLCURAH18ABK |  |  | EN(A,D)4X24L17** | *80MSU0601716A* | 17600 | 16 | 8.5 | 18500 | 18900 | 102.2% | 2.28 | 0 | 11 |  |  |  | No | R-410A | 1.4667 | Residential & Commercial | Ducted CEE Tier 1
214229027 | Central HP <5.4 tons | AIRQUEST | HRCU-A-CB (Split System: Heat Pump with Remote Outdoor Unit-Air-Source) | DLCURAH18ABK |  |  | EN(A,D)4X30L17** | *80MSU0601716A* | 17800 | 16.5 | 8.1 | 18300 | 18500 | 101.1% | 2.22 | 0 | 11 |  |  |  | No | R-410A | 1.4833 | Residential & Commercial | Ducted CEE Tier 1
212971466 | Central HP <5.4 tons | TEMPSTAR | HRCU-A-CB (Split System: Heat Pump with Remote Outdoor Unit-Air-Source) | DLCURAH18ABK |  |  | EA*4X25L17A* | *80VTL0701716B* | 18000 | 16.5 | 8.5 | 17900 | 18700 | 104.5% | 2.24 | 0 | 11 |  |  |  | No | R-410A | 1.5 | Residential & Commercial | Ducted CEE Tier 1
212973321 | Central HP <5.4 tons | TEMPSTAR | HRCU-A-CB (Split System: Heat Pump with Remote Outdoor Unit-Air-Source) | DLCURAH18ABK |  |  | EA*4X24L17A* | *96VSN0601412B* | 17300 | 16 | 8.5 | 18200 | 17800 | 97.8% | 2.14 | 0 | 10.5 |  |  |  | No | R-410A | 1.4417 | Residential & Commercial | Ducted CEE Tier 1
215935577 | Central HP <5.4 tons | AIRQUEST | HRCU-A-CB (Split System: Heat Pump with Remote Outdoor Unit-Air-Source) | H5H3V36*K*AAA* |  |  | EVD5X36M17A*+WALLCON | *96CTN0601714B* | 34000 | 20 | 8.1 | 38000 | 27200 | 71.58% | 2 | 0 | 11 |  |  |  | No | R-454B | 2.8333 | Residential & Commercial | Ducted CEE Tier 1
215935647 | Central HP <5.4 tons | AIRQUEST | HRCU-A-CB (Split System: Heat Pump with Remote Outdoor Unit-Air-Source) | H5H3V36*K*AAA* |  |  | EVD5X36M21A*+WALLCON | *80CTL0901716B* | 34400 | 21 | 8.5 | 38500 | 28200 | 73.25% | 2.04 | 0 | 11.7 |  |  |  | No | R-454B | 2.8667 | Residential & Commercial | Ducted CEE Tier 1
215935727 | Central HP <5.4 tons | AIRQUEST | HRCU-A-CB (Split System: Heat Pump with Remote Outdoor Unit-Air-Source) | H5H3V36*K*AAA* |  |  | EVD5X36M21A*+WALLCON | *97CMN0801714B* | 34200 | 20.5 | 8.5 | 39000 | 28600 | 73.33% | 2.02 | 0 | 11.5 |  |  |  | No | R-454B | 2.85 | Residential & Commercial | Ducted CEE Tier 1
215935997 | Central HP <5.4 tons | AIRQUEST | HRCU-A-CB (Split System: Heat Pump with Remote Outdoor Unit-Air-Source) | H5H3V36*K*AAA* |  |  | EVD5X42M21A*+WALLCON | *80CTL0702120B* | 34400 | 21 | 8.5 | 38500 | 28200 | 73.25% | 2.04 | 0 | 11.7 |  |  |  | No | R-454B | 2.8667 | Residential & Commercial | Ducted CEE Tier 1
215936079 | Central HP <5.4 tons | COMFORTMAKER | HRCU-A-CB (Split System: Heat Pump with Remote Outdoor Unit-Air-Source) | C5H3V36*K*AAA* |  |  | EVD5X42M21A*+WALLCON | *97CMN0602120B* | 34200 | 20.5 | 8.5 | 39000 | 28600 | 73.33% | 2.04 | 0 | 11.5 |  |  |  | No | R-454B | 2.85 | Residential & Commercial | Ducted CEE Tier 1
215936429 | Central HP <5.4 tons | COMFORTMAKER | HRCU-A-CB (Split System: Heat Pump with Remote Outdoor Unit-Air-Source) | C5H3V36*K*AAA* |  |  | EVD5X49M24A*+WALLCON | *80CSU1002120A* | 35400 | 21.5 | 8.5 | 38500 | 28600 | 74.29% | 2.04 | 0 | 12 |  |  |  | No | R-454B | 2.95 | Residential & Commercial | Ducted CEE Tier 1
215936479 | Central HP <5.4 tons | COMFORTMAKER | HRCU-A-CB (Split System: Heat Pump with Remote Outdoor Unit-Air-Source) | C5H3V36*K*AAA* |  |  | EVD5X49M24A*+WALLCON | *95CSU0802120B* | 35400 | 21.5 | 8.5 | 38000 | 28600 | 75.26% | 2.04 | 0 | 12 |  |  |  | No | R-454B | 2.95 | Residential & Commercial | Ducted CEE Tier 1
215936529 | Central HP <5.4 tons | COMFORTMAKER | HRCU-A-CB (Split System: Heat Pump with Remote Outdoor Unit-Air-Source) | C5H3V36*K*AAA* |  |  | EVD5X49M24A*+WALLCON | *97CMN1202422B* | 35400 | 22 | 8.5 | 38000 | 28400 | 74.74% | 2.04 | 0 | 12.5 |  |  |  | No | R-454B | 2.95 | Residential & Commercial | Ducted CEE Tier 1
215936799 | Central HP <5.4 tons | COMFORTMAKER | HRCU-A-CB (Split System: Heat Pump with Remote Outdoor Unit-Air-Source) | C5H3V36*K*AAA* |  |  | EVD5X60M24A*+WALLCON | *95CSU1002122B* | 35600 | 22 | 8.5 | 38000 | 28400 | 74.74% | 2.06 | 0 | 12.5 |  |  |  | No | R-454B | 2.9667 | Residential & Commercial | Ducted CEE Tier 1
210473106 | Central HP <5.4 tons | BRYANT HEATING AND COOLING SYSTEMS | HRCU-A-CB (Split System: Heat Pump with Remote Outdoor Unit-Air-Source) | 288BNV025*0**C* |  |  | CAP**4321AL*+UI | 935CA66100C21*** | 24400 | 17 | 8.5 | 21200 | 16600 | 78.3% | 2.04 | 0 | 11 |  |  |  | No | R-410A | 2.0333 | Residential & Commercial | Ducted CEE Tier 1
210473238 | Central HP <5.4 tons | BRYANT HEATING AND COOLING SYSTEMS | HRCU-A-CB (Split System: Heat Pump with Remote Outdoor Unit-Air-Source) | 288BNV025*0**C* |  |  | CAP**4321AL*+UI | 88*TA48090C17*** | 24600 | 17.5 | 8.5 | 21000 | 16500 | 78.57% | 2.04 | 0 | 11.7 |  |  |  | No | R-410A | 2.05 | Residential & Commercial | Ducted CEE Tier 1
210473370 | Central HP <5.4 tons | BRYANT HEATING AND COOLING SYSTEMS | HRCU-A-CB (Split System: Heat Pump with Remote Outdoor Unit-Air-Source) | 288BNV025*0**C* |  |  | CAP**4821AL*+UI | 987MB42060C17*** | 24000 | 16.5 | 8.1 | 21000 | 16700 | 79.52% | 2 | 0 | 11 |  |  |  | No | R-410A | 2 | Residential & Commercial | Ducted CEE Tier 1
210473403 | Central HP <5.4 tons | BRYANT HEATING AND COOLING SYSTEMS | HRCU-A-CB (Split System: Heat Pump with Remote Outdoor Unit-Air-Source) | 288BNV025*0**C* |  |  | CAP**4821AL*+UI | 986TC66100C21*** | 24000 | 16.5 | 8.1 | 21000 | 16500 | 78.57% | 2.02 | 0 | 11 |  |  |  | No | R-410A | 2 | Residential & Commercial | Ducted CEE Tier 1
210473524 | Central HP <5.4 tons | BRYANT HEATING AND COOLING SYSTEMS | HRCU-A-CB (Split System: Heat Pump with Remote Outdoor Unit-Air-Source) | 288BNV025*0**C* |  |  | CAP**4824AL*+UI | 987MB60060C21*** | 24000 | 16.5 | 8.1 | 21000 | 16600 | 79.05% | 2 | 0 | 11 |  |  |  | No | R-410A | 2 | Residential & Commercial | Ducted CEE Tier 1
210473905 | Central HP <5.4 tons | BRYANT HEATING AND COOLING SYSTEMS | HRCU-A-CB (Split System: Heat Pump with Remote Outdoor Unit-Air-Source) | 288BNV025*0**C* |  |  | CNPV*4821AL*+UI | 935CA66100C21*** | 24200 | 17 | 8.1 | 21200 | 16600 | 78.3% | 2.02 | 0 | 11.5 |  |  |  | No | R-410A | 2.0167 | Residential & Commercial | Ducted CEE Tier 1
215319118 | Central HP <5.4 tons | SMART COMFORT | HRCU-A-CB (Split System: Heat Pump with Remote Outdoor Unit-Air-Source) | D5CUHAH60AAK |  |  | D5FUHAH60XAK |  | 54000 | 17.5 | 9.5 | 55000 | 54000 | 98.18% | 1.9 | 0 | 12 |  |  |  | No | R-454B | 4.5 | Residential & Commercial | Ducted CEE Tier 1
210472924 | Central HP <5.4 tons | COMFORTMAKER | HRCU-A-CB (Split System: Heat Pump with Remote Outdoor Unit-Air-Source) | CVH825GKA3* |  |  | EA*4X42L21A*+WALLCON | *97CMN0601714A* | 23600 | 16 | 8.1 | 21600 | 16800 | 77.78% | 1.94 | 0 | 10.5 |  |  |  | No | R-410A | 1.9667 | Residential & Commercial | Ducted CEE Tier 1
210473001 | Central HP <5.4 tons | COMFORTMAKER | HRCU-A-CB (Split System: Heat Pump with Remote Outdoor Unit-Air-Source) | CVH825GKA3* |  |  | EA*4X42L24A*+WALLCON | *95CSU1002122A* | 23800 | 17 | 8.1 | 21400 | 16600 | 77.57% | 1.96 | 0 | 11 |  |  |  | No | R-410A | 1.9833 | Residential & Commercial | Ducted CEE Tier 1
210473342 | Central HP <5.4 tons | COMFORTMAKER | HRCU-A-CB (Split System: Heat Pump with Remote Outdoor Unit-Air-Source) | CVH825GKA3* |  |  | EA*4X48L21A*+WALLCON | *80CTL0701716A* | 24000 | 17 | 8.1 | 21000 | 16600 | 79.05% | 2.02 | 0 | 11 |  |  |  | No | R-410A | 2 | Residential & Commercial | Ducted CEE Tier 1
210473419 | Central HP <5.4 tons | COMFORTMAKER | HRCU-A-CB (Split System: Heat Pump with Remote Outdoor Unit-Air-Source) | CVH825GKA3* |  |  | EA*4X48L21A*+WALLCON | *80CTL0901716A* | 24200 | 17.5 | 8.1 | 20800 | 16500 | 79.33% | 2.04 | 0 | 11.5 |  |  |  | No | R-410A | 2.0167 | Residential & Commercial | Ducted CEE Tier 1
210473474 | Central HP <5.4 tons | COMFORTMAKER | HRCU-A-CB (Split System: Heat Pump with Remote Outdoor Unit-Air-Source) | CVH825GKA3* |  |  | EA*4X48L24A*+WALLCON | *80CTL1352422A* | 24200 | 17 | 8.1 | 21000 | 16500 | 78.57% | 2.02 | 0 | 11 |  |  |  | No | R-410A | 2.0167 | Residential & Commercial | Ducted CEE Tier 1
210473265 | Central HP <5.4 tons | COMFORTMAKER | HRCU-A-CB (Split System: Heat Pump with Remote Outdoor Unit-Air-Source) | CVH825GKA3* |  |  | EA*4X48L21A*+WALLCON | *95CSU0601716A* | 24000 | 16.5 | 8.1 | 21000 | 16600 | 79.05% | 2 | 0 | 10.5 |  |  |  | No | R-410A | 2 | Residential & Commercial | Ducted CEE Tier 1
213772801 | Central HP <5.4 tons | DAY & NIGHT | HRCU-A-CB (Split System: Heat Pump with Remote Outdoor Unit-Air-Source) | CVH825GKA3* |  |  | EA*4X25L17A*+WALLCON | *96CTN0601714B* | 24200 | 16.5 | 8.1 | 21400 | 16700 | 78.04% | 2 | 0 | 10.5 |  |  |  | No | R-410A | 2.0167 | Residential & Commercial | Ducted CEE Tier 1
213772851 | Central HP <5.4 tons | DAY & NIGHT | HRCU-A-CB (Split System: Heat Pump with Remote Outdoor Unit-Air-Source) | CVH825GKA3* |  |  | EA*4X30L17A*+WALLCON | *80CTL0701412B* | 23600 | 16.5 | 8.1 | 21600 | 16700 | 77.31% | 1.9 | 0 | 10.5 |  |  |  | No | R-410A | 1.9667 | Residential & Commercial | Ducted CEE Tier 1
213773201 | Central HP <5.4 tons | DAY & NIGHT | HRCU-A-CB (Split System: Heat Pump with Remote Outdoor Unit-Air-Source) | CVH825GKA3* |  |  | EA*4X37L17A*+WALLCON | *95CSU0601716B* | 24200 | 16.5 | 8.1 | 21400 | 16700 | 78.04% | 1.98 | 0 | 10.5 |  |  |  | No | R-410A | 2.0167 | Residential & Commercial | Ducted CEE Tier 1
213773251 | Central HP <5.4 tons | DAY & NIGHT | HRCU-A-CB (Split System: Heat Pump with Remote Outdoor Unit-Air-Source) | CVH825GKA3* |  |  | EA*4X37L17A*+WALLCON | *96CTN0801714B* | 24200 | 16.5 | 8.1 | 21400 | 16700 | 78.04% | 1.98 | 0 | 10.5 |  |  |  | No | R-410A | 2.0167 | Residential & Commercial | Ducted CEE Tier 1
213773371 | Central HP <5.4 tons | DAY & NIGHT | HRCU-A-CB (Split System: Heat Pump with Remote Outdoor Unit-Air-Source) | CVH825GKA3* |  |  | EA*4X37L21A*+WALLCON | *96CTN1002122B* | 24400 | 16.5 | 8.5 | 21200 | 16600 | 78.3% | 2.02 | 0 | 11 |  |  |  | No | R-410A | 2.0333 | Residential & Commercial | Ducted CEE Tier 1
210471299 | Central HP <5.4 tons | BRYANT HEATING AND COOLING SYSTEMS | HRCU-A-CB (Split System: Heat Pump with Remote Outdoor Unit-Air-Source) | 288BNV037*0**B* |  |  | CSPH*6012AL*+UI | 88*TA48090C17*** | 33000 | 17.5 | 8.1 | 32200 | 24800 | 77.02% | 2.02 | 0 | 11.5 |  |  |  | No | R-410A | 2.75 | Residential & Commercial | Ducted CEE Tier 1
215936309 | Central HP <5.4 tons | COMFORTMAKER | HRCU-A-CB (Split System: Heat Pump with Remote Outdoor Unit-Air-Source) | C5H3V36*K*AAA* |  |  | EVD5X48M24A*+WALLCON | *80CTL0702120B* | 35000 | 21.5 | 8.5 | 38500 | 28400 | 73.77% | 2.04 | 0 | 12 |  |  |  | No | R-454B | 2.9167 | Residential & Commercial | Ducted CEE Tier 1
215936359 | Central HP <5.4 tons | COMFORTMAKER | HRCU-A-CB (Split System: Heat Pump with Remote Outdoor Unit-Air-Source) | C5H3V36*K*AAA* |  |  | EVD5X48M24A*+WALLCON | *95CSU1002122B* | 35200 | 21.5 | 8.5 | 38000 | 28200 | 74.21% | 2.04 | 0 | 12 |  |  |  | No | R-454B | 2.9333 | Residential & Commercial | Ducted CEE Tier 1
215936609 | Central HP <5.4 tons | COMFORTMAKER | HRCU-A-CB (Split System: Heat Pump with Remote Outdoor Unit-Air-Source) | C5H3V36*K*AAA* |  |  | EVD5X60M21A*+WALLCON | *80CTL0702120B* | 35600 | 21.5 | 8.5 | 38000 | 28600 | 75.26% | 2.04 | 0 | 12 |  |  |  | No | R-454B | 2.9667 | Residential & Commercial | Ducted CEE Tier 1
213077029 | Central HP <5.4 tons | COMFORTMAKER | HRCU-A-CB (Split System: Heat Pump with Remote Outdoor Unit-Air-Source) | DLCURAH36ABK |  |  | EN(A,D,W)4X48L21** | *96VSN0801716B* | 35600 | 16 | 8.1 | 38500 | 35000 | 90.91% | 1.98 | 0 | 10 |  |  |  | No | R-410A | 2.9667 | Residential & Commercial | Ducted CEE Tier 1
213077079 | Central HP <5.4 tons | COMFORTMAKER | HRCU-A-CB (Split System: Heat Pump with Remote Outdoor Unit-Air-Source) | DLCURAH36ABK |  |  | EA*4X43L21A* | *96VSN0802120B* | 36600 | 16 | 8.5 | 38500 | 35000 | 90.91% | 2.06 | 0 | 10 |  |  |  | No | R-410A | 3.05 | Residential & Commercial | Ducted CEE Tier 1
208101245 | Central HP <5.4 tons | BLUERIDGE | HRCU-A-CB (Split System: Heat Pump with Remote Outdoor Unit-Air-Source) | BMAH3618C |  |  | BMAH3618I |  | 36000 | 16 | 9.5 | 40000 | 34400 | 86% | 1.97 | 10.5 | 10 |  |  |  | No | R-410A | 3 | Residential & Commercial | Ducted CEE Tier 1
213075997 | Central HP <5.4 tons | AIRQUEST | HRCU-A-CB (Split System: Heat Pump with Remote Outdoor Unit-Air-Source) | DLCURAH36ABK |  |  | EN(A,D)4X48L24** | *95MSU1002120A* | 36200 | 16.5 | 8.1 | 38500 | 35000 | 90.91% | 2.02 | 0 | 10.5 |  |  |  | No | R-410A | 3.0167 | Residential & Commercial | Ducted CEE Tier 1
214229472 | Central HP <5.4 tons | COMFORTMAKER | HRCU-A-CB (Split System: Heat Pump with Remote Outdoor Unit-Air-Source) | DLCURAH36ABK |  |  | EN(A,D)4X48L24** | *80MSU1002120A* | 35800 | 16.5 | 8.5 | 38500 | 34800 | 90.39% | 2 | 0 | 10 |  |  |  | No | R-410A | 2.9833 | Residential & Commercial | Ducted CEE Tier 1
210470270 | Central HP <5.4 tons | COMFORTMAKER | HRCU-A-CB (Split System: Heat Pump with Remote Outdoor Unit-Air-Source) | CVH837GKA2* |  |  | EA*4X60L24A*+WALLCON | *80CTL0902120A* | 32800 | 17.5 | 8.5 | 31800 | 24800 | 77.99% | 1.98 | 0 | 11.7 |  |  |  | No | R-410A | 2.7333 | Residential & Commercial | Ducted CEE Tier 1
206790657 | Central HP <5.4 tons | BRYANT HEATING AND COOLING SYSTEMS | HRCU-A-CB (Split System: Heat Pump with Remote Outdoor Unit-Air-Source) | 284ANV048*0**B* |  |  | CAP**6024AL*+UI | 986TC66100C21*** | 44500 | 21 | 9.5 | 46000 | 36200 | 78.7% | 2.34 | 12.5 | 12 |  |  |  | No | R-410A | 3.7083 | Residential & Commercial | Ducted CEE Tier 1
214574149 | Central HP <5.4 tons | BRYANT HEATING AND COOLING SYSTEMS | HRCU-A-CB (Split System: Heat Pump with Remote Outdoor Unit-Air-Source) | 288BNV037*0**B* |  |  | CAP**6124AL*+UI | 88*TB60070C21*** | 33200 | 18 | 8.5 | 32000 | 24800 | 77.5% | 2 | 0 | 11.5 |  |  |  | No | R-410A | 2.7667 | Residential & Commercial | Ducted CEE Tier 1
214574649 | Central HP <5.4 tons | BRYANT HEATING AND COOLING SYSTEMS | HRCU-A-CB (Split System: Heat Pump with Remote Outdoor Unit-Air-Source) | 288BNV037*0**B* |  |  | CNPV*4824AL*+UI | 935CB66100C21*** | 32400 | 17.5 | 8.5 | 32600 | 24800 | 76.07% | 1.98 | 0 | 11.5 |  |  |  | No | R-410A | 2.7 | Residential & Commercial | Ducted CEE Tier 1
210470158 | Central HP <5.4 tons | BRYANT HEATING AND COOLING SYSTEMS | HRCU-A-CB (Split System: Heat Pump with Remote Outdoor Unit-Air-Source) | 288BNV037*0**B* |  |  | CAP**4221AL*+UI | 83*CA60100C21*** | 31800 | 17 | 8.1 | 33200 | 24400 | 73.49% | 1.88 | 0 | 11 |  |  |  | No | R-410A | 2.65 | Residential & Commercial | Ducted CEE Tier 1
210471178 | Central HP <5.4 tons | BRYANT HEATING AND COOLING SYSTEMS | HRCU-A-CB (Split System: Heat Pump with Remote Outdoor Unit-Air-Source) | 288BNV037*0**B* |  |  | CSPH*6012AL*+UI | 88*TA60090C21*** | 33000 | 17 | 8.1 | 32200 | 25000 | 77.64% | 2 | 0 | 11.5 |  |  |  | No | R-410A | 2.75 | Residential & Commercial | Ducted CEE Tier 1
215678235 | Central HP <5.4 tons | HEIL | HRCU-A-CB (Split System: Heat Pump with Remote Outdoor Unit-Air-Source) | H5H0V24*K*AAA* |  |  | EA*5X25M17A*+WALLCON | *80CSU0601716B* | 24000 | 17 | 9 | 23200 | 16300 | 70.26% | 2.02 | 0 | 10.5 |  |  |  | No | R-454B | 2 | Residential & Commercial | Ducted CEE Tier 1
210474240 | Central HP <5.4 tons | BRYANT HEATING AND COOLING SYSTEMS | HRCU-A-CB (Split System: Heat Pump with Remote Outdoor Unit-Air-Source) | 288BNV025*0**C* |  |  | CSPH*4212AL*+UI | 935CA66100C21*** | 24200 | 16 | 8.1 | 21400 | 16600 | 77.57% | 2 | 0 | 11 |  |  |  | No | R-410A | 2.0167 | Residential & Commercial | Ducted CEE Tier 1
210474092 | Central HP <5.4 tons | BRYANT HEATING AND COOLING SYSTEMS | HRCU-A-CB (Split System: Heat Pump with Remote Outdoor Unit-Air-Source) | 288BNV025*0**C* |  |  | CNPV*4824AL*+UI | 88*TA66135C24*** | 24200 | 17 | 8.1 | 21400 | 16600 | 77.57% | 2.02 | 0 | 11.5 |  |  |  | No | R-410A | 2.0167 | Residential & Commercial | Ducted CEE Tier 1
210474526 | Central HP <5.4 tons | BRYANT HEATING AND COOLING SYSTEMS | HRCU-A-CB (Split System: Heat Pump with Remote Outdoor Unit-Air-Source) | 288BNV025*0**C* |  |  | CSPH*4812AL*+UI | 88*TA66135C24*** | 24200 | 16 | 8.1 | 21200 | 16600 | 78.3% | 2.02 | 0 | 11 |  |  |  | No | R-410A | 2.0167 | Residential & Commercial | Ducted CEE Tier 1
210474592 | Central HP <5.4 tons | BRYANT HEATING AND COOLING SYSTEMS | HRCU-A-CB (Split System: Heat Pump with Remote Outdoor Unit-Air-Source) | 288BNV025*0**C* |  |  | CSPH*4812AL*+UI | 987MB66100C21*** | 24200 | 16 | 8.1 | 21200 | 16700 | 78.77% | 2.04 | 0 | 11 |  |  |  | No | R-410A | 2.0167 | Residential & Commercial | Ducted CEE Tier 1
215935469 | Central HP <5.4 tons | COMFORTMAKER | HRCU-A-CB (Split System: Heat Pump with Remote Outdoor Unit-Air-Source) | C5H3V36*K*AAA* |  |  | EVM5X61M24A*+WALLCON | *80CTL1102120B* | 36000 | 22.5 | 8.5 | 37600 | 28200 | 75% | 2.06 | 0 | 12.5 |  |  |  | No | R-454B | 3 | Residential & Commercial | Ducted CEE Tier 1
215936729 | Central HP <5.4 tons | COMFORTMAKER | HRCU-A-CB (Split System: Heat Pump with Remote Outdoor Unit-Air-Source) | C5H3V36*K*AAA* |  |  | EVD5X60M21A*+WALLCON | *96CTN1002122B* | 35600 | 22 | 8.5 | 38000 | 28600 | 75.26% | 2.02 | 0 | 12.5 |  |  |  | No | R-454B | 2.9667 | Residential & Commercial | Ducted CEE Tier 1
215936809 | Central HP <5.4 tons | COMFORTMAKER | HRCU-A-CB (Split System: Heat Pump with Remote Outdoor Unit-Air-Source) | C5H3V36*K*AAA* |  |  | EVD5X60M24A*+WALLCON | *97CMN0602120B* | 35200 | 21 | 8.5 | 38500 | 28800 | 74.81% | 2.02 | 0 | 12 |  |  |  | No | R-454B | 2.9333 | Residential & Commercial | Ducted CEE Tier 1
215853861 | Central HP <5.4 tons | BLUERIDGE | HRCU-A-CB (Split System: Heat Pump with Remote Outdoor Unit-Air-Source) | BMS2421HHYC |  |  | BMMZAH24I |  | 23000 | 18.7 | 10 | 26000 | 23600 | 90.77% | 2.16 | 0 | 12 |  |  |  | No | R-454B | 1.9167 | Residential & Commercial | Ducted CEE Tier 1
214572937 | Central HP <5.4 tons | TEMPSTAR | HRCU-A-CB (Split System: Heat Pump with Remote Outdoor Unit-Air-Source) | TVH837GKA** |  |  | EA*4X60L24A*+WALLCON | *97CMN0802120B* | 32800 | 17.5 | 8.5 | 31600 | 24800 | 78.48% | 2 | 0 | 11.5 |  |  |  | No | R-410A | 2.7333 | Residential & Commercial | Ducted CEE Tier 1
214572537 | Central HP <5.4 tons | TEMPSTAR | HRCU-A-CB (Split System: Heat Pump with Remote Outdoor Unit-Air-Source) | TVH837GKA** |  |  | EA*4X37L21A*+WALLCON | *80CTL0702120B* | 32800 | 17.5 | 8.5 | 32800 | 25200 | 76.83% | 2 | 0 | 11 |  |  |  | No | R-410A | 2.7333 | Residential & Commercial | Ducted CEE Tier 1
213063065 | Central HP <5.4 tons | ACIQ | HRCU-A-CB (Split System: Heat Pump with Remote Outdoor Unit-Air-Source) | HVH825GKA3* |  |  | EA*4X37L17A*+WALLCON | *80CSU0401712A* | 24200 | 17 | 8.1 | 21400 | 16600 | 77.57% | 2 | 11.5 | 11 |  |  |  | No | R-410A | 2.0167 | Residential & Commercial | Ducted CEE Tier 1
214573787 | Central HP <5.4 tons | TEMPSTAR | HRCU-A-CB (Split System: Heat Pump with Remote Outdoor Unit-Air-Source) | TVH837GKA2* |  |  | EA*4X42L21A*+WALLCON | *96CTN0802120B* | 31800 | 17.5 | 8.5 | 32800 | 24400 | 74.39% | 1.9 | 0 | 11 |  |  |  | No | R-410A | 2.65 | Residential & Commercial | Ducted CEE Tier 1
214573837 | Central HP <5.4 tons | TEMPSTAR | HRCU-A-CB (Split System: Heat Pump with Remote Outdoor Unit-Air-Source) | TVH837GKA2* |  |  | EA*4X42L24A*+WALLCON | *97CMN0802120B* | 31800 | 17 | 8.5 | 32800 | 24400 | 74.39% | 1.9 | 0 | 11 |  |  |  | No | R-410A | 2.65 | Residential & Commercial | Ducted CEE Tier 1
215319133 | Central HP <5.4 tons | SMART COMFORT | HRCU-A-CB (Split System: Heat Pump with Remote Outdoor Unit-Air-Source) | D5CLHAH36AAK |  |  | D5FLAAH36XAK |  | 36000 | 17.3 | 9.5 | 38000 | 38000 | 100% | 2.06 | 0 | 11.7 |  |  |  | No | R-454B | 3 | Residential & Commercial | Ducted CEE Tier 1
215853866 | Central HP <5.4 tons | BLUERIDGE | HRCU-A-CB (Split System: Heat Pump with Remote Outdoor Unit-Air-Source) | BMSAHS3616C |  |  | BMS2AH36I |  | 36000 | 16.1 | 8.7 | 36000 | 27000 | 75% | 2 | 0 | 10 |  |  |  | No | R-454B | 3 | Residential & Commercial | Ducted CEE Tier 1
213075949 | Central HP <5.4 tons | AIRQUEST | HRCU-A-CB (Split System: Heat Pump with Remote Outdoor Unit-Air-Source) | DLCURAH36ABK |  |  | EA*4X48L24A* | *95MSU1002120A* | 36000 | 16.5 | 8.5 | 38000 | 34800 | 91.58% | 2.04 | 0 | 10 |  |  |  | No | R-410A | 3 | Residential & Commercial | Ducted CEE Tier 1
213078661 | Central HP <5.4 tons | TEMPSTAR | HRCU-A-CB (Split System: Heat Pump with Remote Outdoor Unit-Air-Source) | DLCURAH36ABK |  |  | EA*4X43L21A* | *80MS(N,L)1102120A* | 36600 | 16.5 | 8.5 | 38000 | 34800 | 91.58% | 2.06 | 0 | 10 |  |  |  | No | R-410A | 3.05 | Residential & Commercial | Ducted CEE Tier 1
210471255 | Central HP <5.4 tons | BRYANT HEATING AND COOLING SYSTEMS | HRCU-A-CB (Split System: Heat Pump with Remote Outdoor Unit-Air-Source) | 288BNV037*0**B* |  |  | CSPH*6012AL*+UI | 987MB66120C24*** | 33000 | 17 | 8.1 | 32200 | 25000 | 77.64% | 2 | 0 | 11 |  |  |  | No | R-410A | 2.75 | Residential & Commercial | Ducted CEE Tier 1
210470551 | Central HP <5.4 tons | BRYANT HEATING AND COOLING SYSTEMS | HRCU-A-CB (Split System: Heat Pump with Remote Outdoor Unit-Air-Source) | 288BNV037*0**B* |  |  | CAP**6124AL*+UI | 88*TA60090C21*** | 33200 | 18 | 8.5 | 32000 | 24800 | 77.5% | 2 | 0 | 12 |  |  |  | No | R-410A | 2.7667 | Residential & Commercial | Ducted CEE Tier 1
210470844 | Central HP <5.4 tons | BRYANT HEATING AND COOLING SYSTEMS | HRCU-A-CB (Split System: Heat Pump with Remote Outdoor Unit-Air-Source) | 288BNV037*0**B* |  |  | CNPV*4824AL*+UI | 935CA66100C21*** | 32400 | 17.5 | 8.1 | 32800 | 24600 | 75% | 1.98 | 0 | 11.7 |  |  |  | No | R-410A | 2.7 | Residential & Commercial | Ducted CEE Tier 1
215682435 | Central HP <5.4 tons | HEIL | HRCU-A-CB (Split System: Heat Pump with Remote Outdoor Unit-Air-Source) | H5H0V48*K*AAA* |  |  | EVD5X61M21A*+WALLCON | *96CTN0802120B* | 48500 | 19 | 9 | 50000 | 36800 | 73.6% | 2 | 0 | 10.5 |  |  |  | No | R-454B | 4.0417 | Residential & Commercial | Ducted CEE Tier 1
211244846 | Central HP <5.4 tons | TEMPSTAR | HRCU-A-CB (Split System: Heat Pump with Remote Outdoor Unit-Air-Source) | DLCURAH24ABK |  |  | EN(A,D)4X30L17** | OMV112K14A | 24000 | 16 | 8.1 | 26400 | 23000 | 87.12% | 1.88 | 0 | 10 |  |  |  | No | R-410A | 2 | Residential & Commercial | Ducted CEE Tier 1
212979249 | Central HP <5.4 tons | TEMPSTAR | HRCU-A-CB (Split System: Heat Pump with Remote Outdoor Unit-Air-Source) | DLCURAH24ABK |  |  | EN(A,D)4X36L21** | *80MS(N,L)0701716A* | 23600 | 17 | 8.5 | 26400 | 24200 | 91.67% | 2.02 | 0 | 10.5 |  |  |  | No | R-410A | 1.9667 | Residential & Commercial | Ducted CEE Tier 1
211244958 | Central HP <5.4 tons | TEMPSTAR | HRCU-A-CB (Split System: Heat Pump with Remote Outdoor Unit-Air-Source) | DLCURAH24ABK |  |  | EN(A,D,W)4X36L17** | *80VSL0451716A* | 24200 | 16 | 8.1 | 26400 | 22800 | 86.36% | 1.88 | 0 | 10.5 |  |  |  | No | R-410A | 2.0167 | Residential & Commercial | Ducted CEE Tier 1
213076117 | Central HP <5.4 tons | AIRQUEST | HRCU-A-CB (Split System: Heat Pump with Remote Outdoor Unit-Air-Source) | DLCURAH24ABK |  |  | EN(A,D)4X36L21** | *95MSU1002120A* | 23800 | 17 | 8.5 | 26400 | 24000 | 90.91% | 2 | 0 | 10.5 |  |  |  | No | R-410A | 1.9833 | Residential & Commercial | Ducted CEE Tier 1
212989170 | Central HP <5.4 tons | COMFORTMAKER | HRCU-A-CB (Split System: Heat Pump with Remote Outdoor Unit-Air-Source) | DLCURAH24ABK |  |  | EA*4X36L17A* | *95MSU0601716A* | 23600 | 17 | 8.5 | 26200 | 24000 | 91.6% | 1.98 | 0 | 10 |  |  |  | No | R-410A | 1.9667 | Residential & Commercial | Ducted CEE Tier 1
212989254 | Central HP <5.4 tons | COMFORTMAKER | HRCU-A-CB (Split System: Heat Pump with Remote Outdoor Unit-Air-Source) | DLCURAH24ABK |  |  | EN(A,D)4X36L21** | *95MSU0601716A* | 23600 | 17 | 8.5 | 26400 | 24400 | 92.42% | 2.02 | 0 | 10.5 |  |  |  | No | R-410A | 1.9667 | Residential & Commercial | Ducted CEE Tier 1
214229181 | Central HP <5.4 tons | AIRQUEST | HRCU-A-CB (Split System: Heat Pump with Remote Outdoor Unit-Air-Source) | DLCURAH24ABK |  |  | EN(A,D)4X24L17** | *80MSU0601716A* | 23200 | 16.5 | 8.5 | 26800 | 23600 | 88.06% | 1.96 | 0 | 10 |  |  |  | No | R-410A | 1.9333 | Residential & Commercial | Ducted CEE Tier 1
215937099 | Central HP <5.4 tons | COMFORTMAKER | HRCU-A-CB (Split System: Heat Pump with Remote Outdoor Unit-Air-Source) | C5H3V48*K*AAA* |  |  | EVM5X48M21A*+WALLCON | *97CMN1002122B* | 44500 | 20 | 8.1 | 52000 | 38500 | 74.04% | 2 | 0 | 11 |  |  |  | No | R-454B | 3.7083 | Residential & Commercial | Ducted CEE Tier 1
215937569 | Central HP <5.4 tons | COMFORTMAKER | HRCU-A-CB (Split System: Heat Pump with Remote Outdoor Unit-Air-Source) | C5H3V48*K*AAA* |  |  | EVM5X60M24A*+WALLCON | *96CTN1202422B* | 45500 | 20.5 | 8.1 | 52500 | 38000 | 72.38% | 1.95 | 0 | 11.5 |  |  |  | No | R-454B | 3.7917 | Residential & Commercial | Ducted CEE Tier 1
215937849 | Central HP <5.4 tons | COMFORTMAKER | HRCU-A-CB (Split System: Heat Pump with Remote Outdoor Unit-Air-Source) | C5H3V48*K*AAA* |  |  | EVD5X48M21A*+WALLCON | *96CTN0801714B* | 43000 | 19 | 8.1 | 53000 | 37600 | 70.94% | 2 | 0 | 11 |  |  |  | No | R-454B | 3.5833 | Residential & Commercial | Ducted CEE Tier 1
215938319 | Central HP <5.4 tons | COMFORTMAKER | HRCU-A-CB (Split System: Heat Pump with Remote Outdoor Unit-Air-Source) | C5H3V48*K*AAA* |  |  | EVD5X60M24A*+WALLCON | *80CTL1352422B* | 45500 | 21 | 8.1 | 52500 | 38000 | 72.38% | 1.95 | 0 | 11.5 |  |  |  | No | R-454B | 3.7917 | Residential & Commercial | Ducted CEE Tier 1
215319137 | Central HP <5.4 tons | SMART COMFORT | HRCU-A-CB (Split System: Heat Pump with Remote Outdoor Unit-Air-Source) | D5CLRAH48AAK |  |  | D5FLAAH48XAK |  | 48000 | 17.8 | 10 | 50000 | 35200 | 70.4% | 1.9 | 0 | 10 |  |  |  | No | R-454B | 4 | Residential & Commercial | Ducted CEE Tier 1
214573887 | Central HP <5.4 tons | TEMPSTAR | HRCU-A-CB (Split System: Heat Pump with Remote Outdoor Unit-Air-Source) | TVH837GKA2* |  |  | EA*4X43L21A*+WALLCON | *97CMN0602120B* | 32800 | 17 | 8.5 | 33000 | 25400 | 76.97% | 1.98 | 0 | 11 |  |  |  | No | R-410A | 2.7333 | Residential & Commercial | Ducted CEE Tier 1
204456888 | Central HP <5.4 tons | BRYANT HEATING AND COOLING SYSTEMS | HRCU-A-CB (Split System: Heat Pump with Remote Outdoor Unit-Air-Source) | 288BNV025*0**B* |  |  | CAP**3721AL*+UI | 88*TA36045C17*** | 24200 | 16.5 | 8.1 | 21200 | 16700 | 78.77% | 2 | 11 | 11 |  |  |  | No | R-410A | 2.0167 | Residential & Commercial | Ducted CEE Tier 1
204459412 | Central HP <5.4 tons | BRYANT HEATING AND COOLING SYSTEMS | HRCU-A-CB (Split System: Heat Pump with Remote Outdoor Unit-Air-Source) | 288BNV025*0**B* |  |  | CSPH*3612AL*+UI | 88*TA48090C17*** | 24200 | 16.5 | 8.1 | 21400 | 16600 | 77.57% | 2 | 11 | 11 |  |  |  | No | R-410A | 2.0167 | Residential & Commercial | Ducted CEE Tier 1
210596298 | Central HP <5.4 tons | BRYANT HEATING AND COOLING SYSTEMS | HRCU-A-CB (Split System: Heat Pump with Remote Outdoor Unit-Air-Source) | 288BNV025*0**B* |  |  | CAP**4221AL*+UI | 88*TA48070C17*** | 23800 | 16.5 | 8.1 | 21400 | 16600 | 77.57% | 1.96 | 0 | 11 |  |  |  | No | R-410A | 1.9833 | Residential & Commercial | Ducted CEE Tier 1
210596303 | Central HP <5.4 tons | BRYANT HEATING AND COOLING SYSTEMS | HRCU-A-CB (Split System: Heat Pump with Remote Outdoor Unit-Air-Source) | 288BNV025*0**B* |  |  | CAP**4221AL*+UI | 986TC42060C17*** | 23600 | 16.5 | 8.1 | 21400 | 16700 | 78.04% | 1.94 | 0 | 11 |  |  |  | No | R-410A | 1.9667 | Residential & Commercial | Ducted CEE Tier 1
212977752 | Central HP <5.4 tons | TEMPSTAR | HRCU-A-CB (Split System: Heat Pump with Remote Outdoor Unit-Air-Source) | DLCURAH18ABK |  |  | EA*4X25L17A* | *80MS(N,L)0451412A* | 18000 | 16.5 | 8.5 | 17900 | 17700 | 98.88% | 2.14 | 0 | 11 |  |  |  | No | R-410A | 1.5 | Residential & Commercial | Ducted CEE Tier 1
212978318 | Central HP <5.4 tons | TEMPSTAR | HRCU-A-CB (Split System: Heat Pump with Remote Outdoor Unit-Air-Source) | DLCURAH18ABK |  |  | EN(A,D)4X24L14** | *80MS(N,L)0701412A* | 17600 | 16.5 | 8.5 | 18500 | 19100 | 103.2% | 2.3 | 0 | 11 |  |  |  | No | R-410A | 1.4667 | Residential & Commercial | Ducted CEE Tier 1
212981830 | Central HP <5.4 tons | TEMPSTAR | HRCU-A-CB (Split System: Heat Pump with Remote Outdoor Unit-Air-Source) | DLCURAH18ABK |  |  | EA*4X19L17A* | *80MSU1002120A* | 17800 | 16 | 8.1 | 17900 | 17900 | 100% | 2.14 | 0 | 10.5 |  |  |  | No | R-410A | 1.4833 | Residential & Commercial | Ducted CEE Tier 1
212979939 | Central HP <5.4 tons | TEMPSTAR | HRCU-A-CB (Split System: Heat Pump with Remote Outdoor Unit-Air-Source) | DLCURAH24ABK |  |  | EN(A,D)4X36L21** | *80MS(N,L)0901714A* | 23600 | 17 | 8.5 | 26400 | 24400 | 92.42% | 2.02 | 0 | 10.5 |  |  |  | No | R-410A | 1.9667 | Residential & Commercial | Ducted CEE Tier 1
212983215 | Central HP <5.4 tons | TEMPSTAR | HRCU-A-CB (Split System: Heat Pump with Remote Outdoor Unit-Air-Source) | DLCURAH24ABK |  |  | EN(A,D)4X24L17** | *92MSN0401712A* | 23000 | 15.5 | 8.5 | 27000 | 25600 | 94.81% | 2.12 | 0 | 10 |  |  |  | No | R-410A | 1.9167 | Residential & Commercial | Ducted CEE Tier 1
212972152 | Central HP <5.4 tons | TEMPSTAR | HRCU-A-CB (Split System: Heat Pump with Remote Outdoor Unit-Air-Source) | DLCURAH24ABK |  |  | EN(A,D)4X36L21** | *80VTL0902120B* | 23400 | 17 | 8.5 | 26200 | 28000 | 106.9% | 1.78 | 0 | 10 |  |  |  | No | R-410A | 1.95 | Residential & Commercial | Ducted CEE Tier 1
212972420 | Central HP <5.4 tons | TEMPSTAR | HRCU-A-CB (Split System: Heat Pump with Remote Outdoor Unit-Air-Source) | DLCURAH24ABK |  |  | EA*4X37L21A* | *80VTL1102122B* | 24400 | 17.5 | 8.5 | 25400 | 21600 | 85.04% | 1.8 | 0 | 10.5 |  |  |  | No | R-410A | 2.0333 | Residential & Commercial | Ducted CEE Tier 1
212972971 | Central HP <5.4 tons | TEMPSTAR | HRCU-A-CB (Split System: Heat Pump with Remote Outdoor Unit-Air-Source) | DLCURAH24ABK |  |  | EN(A,D)4X24L14** | *96VSN0401410B* | 23000 | 16 | 8.5 | 27000 | 25600 | 94.81% | 2.12 | 0 | 10 |  |  |  | No | R-410A | 1.9167 | Residential & Commercial | Ducted CEE Tier 1
212976398 | Central HP <5.4 tons | TEMPSTAR | HRCU-A-CB (Split System: Heat Pump with Remote Outdoor Unit-Air-Source) | DLCURAH24ABK |  |  | EA*4X36L21A* | *96VTN0802120B* | 24000 | 17 | 8.5 | 26400 | 21400 | 81.06% | 1.8 | 0 | 10 |  |  |  | No | R-410A | 2 | Residential & Commercial | Ducted CEE Tier 1
213067395 | Central HP <5.4 tons | ACIQ | HRCU-A-CB (Split System: Heat Pump with Remote Outdoor Unit-Air-Source) | HVH825GKA3* |  |  | EHD4X42AAL+WALLCON | *95CSU1002122A* | 24200 | 16 | 8.1 | 21400 | 16600 | 77.57% | 2 | 0 | 11 |  |  |  | No | R-410A | 2.0167 | Residential & Commercial | Ducted CEE Tier 1
215931990 | Central HP <5.4 tons | DAY & NIGHT | HRCU-A-CB (Split System: Heat Pump with Remote Outdoor Unit-Air-Source) | C5H3V36*K*AAA* |  |  | EA*5X25M17A*+WALLCON | *96CTN0601714B* | 33600 | 19.5 | 9.5 | 34400 | 26200 | 76.16% | 2.05 | 0 | 11 |  |  |  | No | R-454B | 2.8 | Residential & Commercial | Ducted CEE Tier 1
215932140 | Central HP <5.4 tons | DAY & NIGHT | HRCU-A-CB (Split System: Heat Pump with Remote Outdoor Unit-Air-Source) | C5H3V36*K*AAA* |  |  | EA*5X37M17A*+WALLCON | *97CMN0601714B* | 33200 | 19 | 9.5 | 34600 | 26400 | 76.3% | 2.04 | 0 | 10.5 |  |  |  | No | R-454B | 2.7667 | Residential & Commercial | Ducted CEE Tier 1
215932240 | Central HP <5.4 tons | DAY & NIGHT | HRCU-A-CB (Split System: Heat Pump with Remote Outdoor Unit-Air-Source) | C5H3V36*K*AAA* |  |  | EA*5X42M21A*+WALLCON | *80CTL0702120B* | 32600 | 19.5 | 9.5 | 35000 | 26800 | 76.57% | 2.02 | 0 | 11 |  |  |  | No | R-454B | 2.7167 | Residential & Commercial | Ducted CEE Tier 1
215936749 | Central HP <5.4 tons | COMFORTMAKER | HRCU-A-CB (Split System: Heat Pump with Remote Outdoor Unit-Air-Source) | C5H3V36*K*AAA* |  |  | EVD5X60M24A*+WALLCON | *80CTL0702120B* | 35400 | 21.5 | 8.5 | 38000 | 28600 | 75.26% | 2.04 | 0 | 12 |  |  |  | No | R-454B | 2.95 | Residential & Commercial | Ducted CEE Tier 1
215936949 | Central HP <5.4 tons | COMFORTMAKER | HRCU-A-CB (Split System: Heat Pump with Remote Outdoor Unit-Air-Source) | C5H3V36*K*AAA* |  |  | EVD5X61M24A*+WALLCON | *95CSU1002122B* | 36000 | 22.5 | 8.5 | 37600 | 28200 | 75% | 2.06 | 0 | 12.5 |  |  |  | No | R-454B | 3 | Residential & Commercial | Ducted CEE Tier 1
212391377 | Central HP <5.4 tons | TRANE | HRCU-A-CB (Split System: Heat Pump with Remote Outdoor Unit-Air-Source) | 4TWV7X60A1 |  |  | TAMXB0C60V51 |  | 53000 | 17.1 | 8.2 | 52000 | 39500 | 75.96% | 1.77 | 0 | 12 |  |  |  | No | R-410A | 4.4167 | Residential & Commercial | Ducted CEE Tier 1
215319122 | Central HP <5.4 tons | SMART COMFORT | HRCU-A-CB (Split System: Heat Pump with Remote Outdoor Unit-Air-Source) | D5CURAH36AAK |  |  | D5FUAAH36XAK |  | 36000 | 16.2 | 8.7 | 36000 | 27000 | 75% | 2 | 0 | 10 |  |  |  | No | R-454B | 3 | Residential & Commercial | Ducted CEE Tier 1
210596305 | Central HP <5.4 tons | BRYANT HEATING AND COOLING SYSTEMS | HRCU-A-CB (Split System: Heat Pump with Remote Outdoor Unit-Air-Source) | 288BNV025*0**B* |  |  | CAP**4221AL*+UI | 986TC66100C21*** | 23800 | 16.5 | 8.1 | 21400 | 16600 | 77.57% | 1.96 | 0 | 11 |  |  |  | No | R-410A | 1.9833 | Residential & Commercial | Ducted CEE Tier 1
210596328 | Central HP <5.4 tons | BRYANT HEATING AND COOLING SYSTEMS | HRCU-A-CB (Split System: Heat Pump with Remote Outdoor Unit-Air-Source) | 288BNV025*0**B* |  |  | CAP**4321AL*+UI | 986TC42060C17*** | 24400 | 16.5 | 8.1 | 21200 | 16700 | 78.77% | 2.02 | 0 | 11 |  |  |  | No | R-410A | 2.0333 | Residential & Commercial | Ducted CEE Tier 1
210596348 | Central HP <5.4 tons | BRYANT HEATING AND COOLING SYSTEMS | HRCU-A-CB (Split System: Heat Pump with Remote Outdoor Unit-Air-Source) | 288BNV025*0**B* |  |  | CAP**4821AL*+UI | 987MB42080C17*** | 24000 | 16.5 | 8.1 | 21000 | 16600 | 79.05% | 2 | 0 | 11 |  |  |  | No | R-410A | 2 | Residential & Commercial | Ducted CEE Tier 1
210596387 | Central HP <5.4 tons | BRYANT HEATING AND COOLING SYSTEMS | HRCU-A-CB (Split System: Heat Pump with Remote Outdoor Unit-Air-Source) | 288BNV025*0**B* |  |  | CNPV*4821AL*+UI | 83*CA36040C17*** | 24200 | 17.5 | 8.1 | 21200 | 16600 | 78.3% | 2.02 | 0 | 11.5 |  |  |  | No | R-410A | 2.0167 | Residential & Commercial | Ducted CEE Tier 1
210596398 | Central HP <5.4 tons | BRYANT HEATING AND COOLING SYSTEMS | HRCU-A-CB (Split System: Heat Pump with Remote Outdoor Unit-Air-Source) | 288BNV025*0**B* |  |  | CNPV*4821AL*+UI | 986TC66100C21*** | 24200 | 17 | 8.1 | 21400 | 16600 | 77.57% | 2.02 | 0 | 11.5 |  |  |  | No | R-410A | 2.0167 | Residential & Commercial | Ducted CEE Tier 1
210596446 | Central HP <5.4 tons | BRYANT HEATING AND COOLING SYSTEMS | HRCU-A-CB (Split System: Heat Pump with Remote Outdoor Unit-Air-Source) | 288BNV025*0**B* |  |  | CSPH*4812AL*+UI | 986TC66120C24*** | 24200 | 16.5 | 8.1 | 21200 | 16600 | 78.3% | 2.02 | 0 | 11 |  |  |  | No | R-410A | 2.0167 | Residential & Commercial | Ducted CEE Tier 1
211226600 | Central HP <5.4 tons | TEMPSTAR | HRCU-A-CB (Split System: Heat Pump with Remote Outdoor Unit-Air-Source) | DLCURAH36ABK |  |  | EA*4X37L17A* | *80VTL0701716A* | 36400 | 15.5 | 8.5 | 39500 | 35000 | 88.61% | 2.04 | 0 | 10 |  |  |  | No | R-410A | 3.0333 | Residential & Commercial | Ducted CEE Tier 1
211226527 | Central HP <5.4 tons | TEMPSTAR | HRCU-A-CB (Split System: Heat Pump with Remote Outdoor Unit-Air-Source) | DLCURAH36ABK |  |  | EA*4X37L17A* | *80ES(N,L)0701716A* | 36200 | 15.5 | 8.5 | 39500 | 35000 | 88.61% | 2.02 | 0 | 10 |  |  |  | No | R-410A | 3.0167 | Residential & Commercial | Ducted CEE Tier 1
212980485 | Central HP <5.4 tons | TEMPSTAR | HRCU-A-CB (Split System: Heat Pump with Remote Outdoor Unit-Air-Source) | DLCURAH36ABK |  |  | EA*4X48L21A* | *80MS(N,L)0902120A* | 35800 | 16.5 | 8.5 | 37800 | 34600 | 91.53% | 2.04 | 0 | 10 |  |  |  | No | R-410A | 2.9833 | Residential & Commercial | Ducted CEE Tier 1
210472941 | Central HP <5.4 tons | BRYANT HEATING AND COOLING SYSTEMS | HRCU-A-CB (Split System: Heat Pump with Remote Outdoor Unit-Air-Source) | 288BNV025*0**C* |  |  | CAP**4221AL*+UI | 987MB66100C21*** | 23800 | 16.5 | 8.1 | 21400 | 16600 | 77.57% | 1.96 | 0 | 11 |  |  |  | No | R-410A | 1.9833 | Residential & Commercial | Ducted CEE Tier 1
212614932 | Central HP <5.4 tons | DAIKIN | HRCU-A-CB (Split System: Heat Pump with Remote Outdoor Unit-Air-Source) | DZ6VSA361EA* |  |  | CA*EA4830*4A* | D*96SC0805CUA* | 34200 | 17.5 | 8.6 | 34200 | 29000 | 84.8% | 2 | 0 | 10 |  |  |  | No | R-410A | 2.85 | Residential & Commercial | Ducted CEE Tier 1
212614865 | Central HP <5.4 tons | DAIKIN | HRCU-A-CB (Split System: Heat Pump with Remote Outdoor Unit-Air-Source) | DZ6VSA361EA* |  |  | DFVE48DP1400A* |  | 34200 | 17.5 | 8.6 | 34200 | 30000 | 87.72% | 2 | 0 | 10 |  |  |  | No | R-410A | 2.85 | Residential & Commercial | Ducted CEE Tier 1
212614867 | Central HP <5.4 tons | DAIKIN | HRCU-A-CB (Split System: Heat Pump with Remote Outdoor Unit-Air-Source) | DZ6VSA481EA* |  |  | DFVE60DP1400A* |  | 44000 | 17 | 8.6 | 44000 | 31000 | 70.45% | 2 | 0 | 10 |  |  |  | No | R-410A | 3.6667 | Residential & Commercial | Ducted CEE Tier 1
212973691 | Central HP <5.4 tons | TEMPSTAR | HRCU-A-CB (Split System: Heat Pump with Remote Outdoor Unit-Air-Source) | DLCURAH18ABK |  |  | EA*4X30L17A* | *96VSN0801716B* | 17400 | 16 | 8.5 | 18000 | 19100 | 106.1% | 2.3 | 0 | 10.5 |  |  |  | No | R-410A | 1.45 | Residential & Commercial | Ducted CEE Tier 1
212975396 | Central HP <5.4 tons | TEMPSTAR | HRCU-A-CB (Split System: Heat Pump with Remote Outdoor Unit-Air-Source) | DLCURAH18ABK |  |  | EA*4X24L14A* | *96VTN0601412B* | 17200 | 16 | 8.5 | 18100 | 19400 | 107.2% | 2.34 | 0 | 10.5 |  |  |  | No | R-410A | 1.4333 | Residential & Commercial | Ducted CEE Tier 1
212975847 | Central HP <5.4 tons | TEMPSTAR | HRCU-A-CB (Split System: Heat Pump with Remote Outdoor Unit-Air-Source) | DLCURAH18ABK |  |  | EN(A,D)4X30L17** | *96VTN0801716B* | 17500 | 16 | 8.1 | 18000 | 18700 | 103.9% | 2.24 | 0 | 11 |  |  |  | No | R-410A | 1.4583 | Residential & Commercial | Ducted CEE Tier 1
212978268 | Central HP <5.4 tons | TEMPSTAR | HRCU-A-CB (Split System: Heat Pump with Remote Outdoor Unit-Air-Source) | DLCURAH18ABK |  |  | EA*4X25L17A* | *80MS(N,L)0701412A* | 18200 | 17 | 8.5 | 18000 | 17600 | 97.78% | 2.14 | 0 | 11 |  |  |  | No | R-410A | 1.5167 | Residential & Commercial | Ducted CEE Tier 1
215487371 | Central HP <5.4 tons | DAIKIN | HRCU-A-CB (Split System: Heat Pump with Remote Outdoor Unit-Air-Source) | DH7VSA2410A* |  |  | CA*EA3022*3A* | D*96VC0804CNA* | 23200 | 19 | 8.6 | 23200 | 17000 | 73.28% | 2 | 0 | 11 |  |  |  | No | R-32 | 1.9333 | Residential & Commercial | Ducted CEE Tier 1
215487372 | Central HP <5.4 tons | DAIKIN | HRCU-A-CB (Split System: Heat Pump with Remote Outdoor Unit-Air-Source) | DH7VSA2410A* |  |  | CA*EA3022*3A* | D*96VC1005CNA* | 23200 | 19 | 8.6 | 23200 | 17000 | 73.28% | 2 | 0 | 11 |  |  |  | No | R-32 | 1.9333 | Residential & Commercial | Ducted CEE Tier 1
214573747 | Central HP <5.4 tons | TEMPSTAR | HRCU-A-CB (Split System: Heat Pump with Remote Outdoor Unit-Air-Source) | TVH837GKA2* |  |  | EA*4X42L21A*+WALLCON | *95CSU0802120B* | 31800 | 17 | 8.5 | 33000 | 24400 | 73.94% | 1.9 | 0 | 11 |  |  |  | No | R-410A | 2.65 | Residential & Commercial | Ducted CEE Tier 1
210533003 | Central HP <5.4 tons | BRYANT HEATING AND COOLING SYSTEMS | HRCU-A-CB (Split System: Heat Pump with Remote Outdoor Unit-Air-Source) | 284ANV024*0**B* |  |  | CAP**3721AL*+UI | 986TC42060C17*** | 24000 | 20 | 10.5 | 26600 | 19900 | 74.81% | 2.52 | 0 | 13 |  |  |  | No | R-410A | 2 | Residential & Commercial | Ducted CEE Tier 1
215487469 | Central HP <5.4 tons | DAIKIN | HRCU-A-CB (Split System: Heat Pump with Remote Outdoor Unit-Air-Source) | DH6VSA1810A* |  |  | CA*EA3022*3A* | D*96VC0603BNA* | 17000 | 19 | 8.8 | 16800 | 13000 | 77.38% | 2.1 | 0 | 12 |  |  |  | No | R-32 | 1.4167 | Residential & Commercial | Ducted CEE Tier 1
214572567 | Central HP <5.4 tons | TEMPSTAR | HRCU-A-CB (Split System: Heat Pump with Remote Outdoor Unit-Air-Source) | TVH837GKA** |  |  | EA*4X37L21A*+WALLCON | *97CMN0602120B* | 32800 | 17 | 8.5 | 33000 | 25400 | 76.97% | 1.98 | 0 | 11 |  |  |  | No | R-410A | 2.7333 | Residential & Commercial | Ducted CEE Tier 1
214572717 | Central HP <5.4 tons | TEMPSTAR | HRCU-A-CB (Split System: Heat Pump with Remote Outdoor Unit-Air-Source) | TVH837GKA** |  |  | EA*4X43L21A*+WALLCON | *80CTL0702120B* | 32800 | 17.5 | 8.5 | 32800 | 25200 | 76.83% | 2 | 0 | 11 |  |  |  | No | R-410A | 2.7333 | Residential & Commercial | Ducted CEE Tier 1
214572857 | Central HP <5.4 tons | TEMPSTAR | HRCU-A-CB (Split System: Heat Pump with Remote Outdoor Unit-Air-Source) | TVH837GKA** |  |  | EA*4X48L24A*+WALLCON | *95CSU1002122B* | 32400 | 17.5 | 8.5 | 32200 | 24800 | 77.02% | 2 | 0 | 11.5 |  |  |  | No | R-410A | 2.7 | Residential & Commercial | Ducted CEE Tier 1
214572907 | Central HP <5.4 tons | TEMPSTAR | HRCU-A-CB (Split System: Heat Pump with Remote Outdoor Unit-Air-Source) | TVH837GKA** |  |  | EA*4X60L24A*+WALLCON | *95CSU0802120B* | 32800 | 17.5 | 8.5 | 31600 | 24800 | 78.48% | 1.98 | 0 | 11.5 |  |  |  | No | R-410A | 2.7333 | Residential & Commercial | Ducted CEE Tier 1
215935669 | Central HP <5.4 tons | COMFORTMAKER | HRCU-A-CB (Split System: Heat Pump with Remote Outdoor Unit-Air-Source) | C5H3V36*K*AAA* |  |  | EVD5X36M21A*+WALLCON | *80CTL1102120B* | 34400 | 21 | 8.5 | 38500 | 28000 | 72.73% | 2.04 | 0 | 12 |  |  |  | No | R-454B | 2.8667 | Residential & Commercial | Ducted CEE Tier 1
215935819 | Central HP <5.4 tons | COMFORTMAKER | HRCU-A-CB (Split System: Heat Pump with Remote Outdoor Unit-Air-Source) | C5H3V36*K*AAA* |  |  | EVD5X38M17A*+WALLCON | *80CSU0601716A* | 35400 | 22 | 8.5 | 38000 | 28600 | 75.26% | 2.02 | 0 | 12 |  |  |  | No | R-454B | 2.95 | Residential & Commercial | Ducted CEE Tier 1
215935869 | Central HP <5.4 tons | COMFORTMAKER | HRCU-A-CB (Split System: Heat Pump with Remote Outdoor Unit-Air-Source) | C5H3V36*K*AAA* |  |  | EVD5X38M17A*+WALLCON | *95CSU0601716B* | 35200 | 21 | 8.5 | 38500 | 29200 | 75.84% | 2.02 | 0 | 11.7 |  |  |  | No | R-454B | 2.9333 | Residential & Commercial | Ducted CEE Tier 1
215936539 | Central HP <5.4 tons | COMFORTMAKER | HRCU-A-CB (Split System: Heat Pump with Remote Outdoor Unit-Air-Source) | C5H3V36*K*AAA* |  |  | EVD5X49M24A*+WALLCON | *96CTN1002122B* | 35400 | 22 | 8.5 | 38000 | 28400 | 74.74% | 2.04 | 0 | 12.5 |  |  |  | No | R-454B | 2.95 | Residential & Commercial | Ducted CEE Tier 1
215936589 | Central HP <5.4 tons | COMFORTMAKER | HRCU-A-CB (Split System: Heat Pump with Remote Outdoor Unit-Air-Source) | C5H3V36*K*AAA* |  |  | EVD5X60M21A*+WALLCON | *80CTL0451712B* | 35200 | 21 | 8.5 | 39000 | 29400 | 75.38% | 2 | 0 | 11.7 |  |  |  | No | R-454B | 2.9333 | Residential & Commercial | Ducted CEE Tier 1
211260142 | Central HP <5.4 tons | COMFORTMAKER | HRCU-A-CB (Split System: Heat Pump with Remote Outdoor Unit-Air-Source) | DLCURAH18ABK |  |  | EA*4X24L14A* | *95ESN0601412A* | 17800 | 16 | 8.5 | 18700 | 19000 | 101.6% | 2.28 | 0 | 10.5 |  |  |  | No | R-410A | 1.4833 | Residential & Commercial | Ducted CEE Tier 1
211260433 | Central HP <5.4 tons | COMFORTMAKER | HRCU-A-CB (Split System: Heat Pump with Remote Outdoor Unit-Air-Source) | DLCURAH18ABK |  |  | EA*4X24L17A* | *80VTL0701716A* | 17300 | 16 | 8.5 | 18100 | 19200 | 106.1% | 2.32 | 0 | 10.5 |  |  |  | No | R-410A | 1.4417 | Residential & Commercial | Ducted CEE Tier 1
212981890 | Central HP <5.4 tons | TEMPSTAR | HRCU-A-CB (Split System: Heat Pump with Remote Outdoor Unit-Air-Source) | DLCURAH18ABK |  |  | EN(A,D)4X30L17** | *80MSU1002120A* | 17500 | 16 | 8.1 | 18200 | 18700 | 102.7% | 2.24 | 0 | 10.5 |  |  |  | No | R-410A | 1.4583 | Residential & Commercial | Ducted CEE Tier 1
212983314 | Central HP <5.4 tons | TEMPSTAR | HRCU-A-CB (Split System: Heat Pump with Remote Outdoor Unit-Air-Source) | DLCURAH18ABK |  |  | EN(A,D)4X30L17** | *92MSN0401712A* | 17400 | 15.5 | 8.1 | 18100 | 18700 | 103.3% | 2.24 | 0 | 10.5 |  |  |  | No | R-410A | 1.45 | Residential & Commercial | Ducted CEE Tier 1
213062960 | Central HP <5.4 tons | ACIQ | HRCU-A-CB (Split System: Heat Pump with Remote Outdoor Unit-Air-Source) | HVH825GKA3* |  |  | EA*4X37L17A*+WALLCON | *80CTL0701716A* | 24200 | 16.5 | 8.1 | 21400 | 16700 | 78.04% | 2 | 11 | 11 |  |  |  | No | R-410A | 2.0167 | Residential & Commercial | Ducted CEE Tier 1
212979951 | Central HP <5.4 tons | TEMPSTAR | HRCU-A-CB (Split System: Heat Pump with Remote Outdoor Unit-Air-Source) | DLCURAH18ABK |  |  | EA*4X19L17A* | *80MS(N,L)0901714A* | 18000 | 16.5 | 8.5 | 18000 | 17800 | 98.89% | 2.14 | 0 | 10.5 |  |  |  | No | R-410A | 1.5 | Residential & Commercial | Ducted CEE Tier 1
211240720 | Central HP <5.4 tons | AIRQUEST | HRCU-A-CB (Split System: Heat Pump with Remote Outdoor Unit-Air-Source) | DLCURAH24ABK |  |  | EA*4X24L17A* | *95ESN0801716A* | 24400 | 15.5 | 8.5 | 27400 | 23000 | 83.94% | 1.88 | 0 | 10 |  |  |  | No | R-410A | 2.0333 | Residential & Commercial | Ducted CEE Tier 1
211240820 | Central HP <5.4 tons | AIRQUEST | HRCU-A-CB (Split System: Heat Pump with Remote Outdoor Unit-Air-Source) | DLCURAH24ABK |  |  | EA*4X25L17A* | *96VSN0601714A* | 24800 | 16.5 | 8.5 | 25600 | 21200 | 82.81% | 1.78 | 0 | 10 |  |  |  | No | R-410A | 2.0667 | Residential & Commercial | Ducted CEE Tier 1
211241238 | Central HP <5.4 tons | AIRQUEST | HRCU-A-CB (Split System: Heat Pump with Remote Outdoor Unit-Air-Source) | DLCURAH24ABK |  |  | EA*4X30L14A* | *80VSL0451412A* | 24200 | 16 | 8.5 | 26400 | 23000 | 87.12% | 1.9 | 0 | 10 |  |  |  | No | R-410A | 2.0167 | Residential & Commercial | Ducted CEE Tier 1
212982310 | Central HP <5.4 tons | TEMPSTAR | HRCU-A-CB (Split System: Heat Pump with Remote Outdoor Unit-Air-Source) | DLCURAH24ABK |  |  | EA*4X37L17A* | *80MSU0401712A* | 24200 | 16.5 | 8.5 | 25200 | 22000 | 87.3% | 1.84 | 0 | 10 |  |  |  | No | R-410A | 2.0167 | Residential & Commercial | Ducted CEE Tier 1
212982274 | Central HP <5.4 tons | TEMPSTAR | HRCU-A-CB (Split System: Heat Pump with Remote Outdoor Unit-Air-Source) | DLCURAH24ABK |  |  | EA*4X30L17A* | *80MSU0401712A* | 23800 | 16.5 | 8.5 | 25800 | 24000 | 93.02% | 2 | 0 | 10 |  |  |  | No | R-410A | 1.9833 | Residential & Commercial | Ducted CEE Tier 1
212982706 | Central HP <5.4 tons | TEMPSTAR | HRCU-A-CB (Split System: Heat Pump with Remote Outdoor Unit-Air-Source) | DLCURAH24ABK |  |  | EA*4X36L21A* | *80MSU0601716A* | 23800 | 17.5 | 8.5 | 25600 | 23400 | 91.41% | 1.96 | 0 | 10 |  |  |  | No | R-410A | 1.9833 | Residential & Commercial | Ducted CEE Tier 1
212983193 | Central HP <5.4 tons | TEMPSTAR | HRCU-A-CB (Split System: Heat Pump with Remote Outdoor Unit-Air-Source) | DLCURAH24ABK |  |  | EA*4X37L17A* | *92MSN0401712A* | 23800 | 16 | 8.5 | 25800 | 22600 | 87.6% | 1.86 | 0 | 10 |  |  |  | No | R-410A | 1.9833 | Residential & Commercial | Ducted CEE Tier 1
213372183 | Central HP <5.4 tons | SMART COMFORT | HRCU-A-C (Split System: Heat Pump with Remote Outdoor Unit with No Indoor Fan --Air Source) | DLCURAH30ABK |  |  | DLFULAH36XCX + CI |  | 30000 | 15.5 | 9.7 | 33000 | 27000 | 81.82% | 1.85 | 10.7 | 10.5 |  |  |  | No | R-410A | 2.5 | Residential & Commercial | Ducted CEE Tier 1
214570417 | Central HP <5.4 tons | TEMPSTAR | HRCU-A-CB (Split System: Heat Pump with Remote Outdoor Unit-Air-Source) | TVH825GKA3* |  |  | EA*4X36L21A*+WALLCON | *97CMN0802120B* | 23600 | 16.5 | 8.1 | 21400 | 16600 | 77.57% | 1.94 | 0 | 10.5 |  |  |  | No | R-410A | 1.9667 | Residential & Commercial | Ducted CEE Tier 1
214570617 | Central HP <5.4 tons | TEMPSTAR | HRCU-A-CB (Split System: Heat Pump with Remote Outdoor Unit-Air-Source) | TVH825GKA3* |  |  | EA*4X43L21A*+WALLCON | *80CTL0702120B* | 24400 | 16.5 | 8.5 | 21200 | 16600 | 78.3% | 2.02 | 0 | 11 |  |  |  | No | R-410A | 2.0333 | Residential & Commercial | Ducted CEE Tier 1
214595039 | Central HP <5.4 tons | COLEMAN | HRCU-A-CB (Split System: Heat Pump with Remote Outdoor Unit-Air-Source) | HH860E2S11 |  |  | CTF60C5CHS1 | Z8ES080C20SMPS1 | 54000 | 19 | 9 | 54000 | 39000 | 72.22% | 2 | 0 | 11.7 |  |  |  | No | R-454B | 4.5 | Residential & Commercial | Ducted CEE Tier 1
214570437 | Central HP <5.4 tons | TEMPSTAR | HRCU-A-CB (Split System: Heat Pump with Remote Outdoor Unit-Air-Source) | TVH825GKA3* |  |  | EA*4X37L21A*+WALLCON | *80CTL0702120B* | 24400 | 16.5 | 8.5 | 21200 | 16600 | 78.3% | 2.02 | 0 | 11 |  |  |  | No | R-410A | 2.0333 | Residential & Commercial | Ducted CEE Tier 1
215936639 | Central HP <5.4 tons | COMFORTMAKER | HRCU-A-CB (Split System: Heat Pump with Remote Outdoor Unit-Air-Source) | C5H3V36*K*AAA* |  |  | EVD5X60M21A*+WALLCON | *80CTL1102120B* | 35600 | 22 | 8.5 | 38000 | 28400 | 74.74% | 2.02 | 0 | 12.5 |  |  |  | No | R-454B | 2.9667 | Residential & Commercial | Ducted CEE Tier 1
215936379 | Central HP <5.4 tons | COMFORTMAKER | HRCU-A-CB (Split System: Heat Pump with Remote Outdoor Unit-Air-Source) | C5H3V36*K*AAA* |  |  | EVD5X48M24A*+WALLCON | *97CMN0802120B* | 35000 | 21 | 8.5 | 38500 | 28400 | 73.77% | 2.04 | 0 | 12 |  |  |  | No | R-454B | 2.9167 | Residential & Commercial | Ducted CEE Tier 1
215936499 | Central HP <5.4 tons | COMFORTMAKER | HRCU-A-CB (Split System: Heat Pump with Remote Outdoor Unit-Air-Source) | C5H3V36*K*AAA* |  |  | EVD5X49M24A*+WALLCON | *97CMN0602120B* | 35200 | 21 | 8.5 | 38500 | 28800 | 74.81% | 2.02 | 0 | 12 |  |  |  | No | R-454B | 2.9333 | Residential & Commercial | Ducted CEE Tier 1
215936579 | Central HP <5.4 tons | COMFORTMAKER | HRCU-A-CB (Split System: Heat Pump with Remote Outdoor Unit-Air-Source) | C5H3V36*K*AAA* |  |  | EVD5X60M21A*+WALLCON | *80CSU1002120A* | 35600 | 21.5 | 8.5 | 38000 | 28600 | 75.26% | 2.02 | 0 | 12 |  |  |  | No | R-454B | 2.9667 | Residential & Commercial | Ducted CEE Tier 1
215936899 | Central HP <5.4 tons | COMFORTMAKER | HRCU-A-CB (Split System: Heat Pump with Remote Outdoor Unit-Air-Source) | C5H3V36*K*AAA* |  |  | EVD5X61M21A*+WALLCON | *97CMN0602120B* | 35600 | 21.5 | 8.5 | 38000 | 28600 | 75.26% | 1.98 | 0 | 12 |  |  |  | No | R-454B | 2.9667 | Residential & Commercial | Ducted CEE Tier 1
213080358 | Central HP <5.4 tons | HEIL | HRCU-A-CB (Split System: Heat Pump with Remote Outdoor Unit-Air-Source) | DLCURAH36ABK |  |  | EN(A,D,W)4X48L21** | *96MSN1002120A* | 36000 | 16.5 | 8.1 | 38500 | 34800 | 90.39% | 2.02 | 0 | 10 |  |  |  | No | R-410A | 3 | Residential & Commercial | Ducted CEE Tier 1
213076245 | Central HP <5.4 tons | AIRQUEST | HRCU-A-CB (Split System: Heat Pump with Remote Outdoor Unit-Air-Source) | DLCURAH36ABK |  |  | EA*4X36L21A* | *95MSU1002122A* | 35400 | 16 | 8.1 | 38500 | 35200 | 91.43% | 1.84 | 0 | 10 |  |  |  | No | R-410A | 2.95 | Residential & Commercial | Ducted CEE Tier 1
214280297 | Central HP <5.4 tons | AIRQUEST | HRCU-A-CB (Split System: Heat Pump with Remote Outdoor Unit-Air-Source) | DLCURAH36ABK |  |  | EA*4X43L21A* | *96MSN0601716A* | 36000 | 15.5 | 8.5 | 38000 | 34800 | 91.58% | 2.06 | 0 | 10 |  |  |  | No | R-410A | 3 | Residential & Commercial | Ducted CEE Tier 1
213772321 | Central HP <5.4 tons | DAY & NIGHT | HRCU-A-CB (Split System: Heat Pump with Remote Outdoor Unit-Air-Source) | CVH825GKA2* |  |  | EHD4X42AAL+WALLCON | *80CTL1352422B* | 24200 | 16 | 8.1 | 21400 | 16600 | 77.57% | 2 | 0 | 10.5 |  |  |  | No | R-410A | 2.0167 | Residential & Commercial | Ducted CEE Tier 1
211377530 | Central HP <5.4 tons | YORK | HRCU-A-CB (Split System: Heat Pump with Remote Outdoor Unit-Air-Source) | HMH72B341 |  |  | XAFC30CXXN1+TXV | TP9C100C16MP13 | 33200 | 17.5 | 8.5 | 33000 | 23200 | 70.3% | 2.06 | 0 | 10 |  |  |  | No | R-410A | 2.7667 | Residential & Commercial | Ducted CEE Tier 1
214397380 | Central HP <5.4 tons | COLEMAN | HRCU-A-CB (Split System: Heat Pump with Remote Outdoor Unit-Air-Source) | HH836E2S11 |  |  | CTF48C5CFS1 | CP9C100C20MP13 | 34200 | 18 | 9 | 32600 | 25800 | 79.14% | 2 | 0 | 11 |  |  |  | No | R-454B | 2.85 | Residential & Commercial | Ducted CEE Tier 1
210596549 | Central HP <5.4 tons | BRYANT HEATING AND COOLING SYSTEMS | HRCU-A-CB (Split System: Heat Pump with Remote Outdoor Unit-Air-Source) | 288BNV037*0**A* |  |  | CAP**6121AL*+UI | 987MB66100C21*** | 33200 | 17.5 | 8.5 | 32000 | 24800 | 77.5% | 2 | 0 | 12 |  |  |  | No | R-410A | 2.7667 | Residential & Commercial | Ducted CEE Tier 1
215678313 | Central HP <5.4 tons | CARRIER | HRCU-A-CB (Split System: Heat Pump with Remote Outdoor Unit-Air-Source) | 27VNA024A*030* |  |  | CAA**3617AM*+UI | 58CU*B060C17**16 | 23200 | 17 | 8.5 | 23400 | 16500 | 70.51% | 1.98 | 0 | 10 |  |  |  | No | R-454B | 1.9333 | Residential & Commercial | Ducted CEE Tier 1
215678413 | Central HP <5.4 tons | CARRIER | HRCU-A-CB (Split System: Heat Pump with Remote Outdoor Unit-Air-Source) | 27VNA024A*030* |  |  | CAA**3721AM*+UI | 59TN7A080C17**16 | 24000 | 17 | 9 | 23400 | 16400 | 70.09% | 2 | 0 | 10.5 |  |  |  | No | R-454B | 2 | Residential & Commercial | Ducted CEE Tier 1
211377837 | Central HP <5.4 tons | YORK | HRCU-A-CB (Split System: Heat Pump with Remote Outdoor Unit-Air-Source) | HMH72B341 |  |  | XAHC36DXXN1+TXV | TM9E100C20MP12 | 34000 | 15.5 | 8.1 | 33200 | 23600 | 71.08% | 2.06 | 0 | 10 |  |  |  | No | R-410A | 2.8333 | Residential & Commercial | Ducted CEE Tier 1
211378037 | Central HP <5.4 tons | YORK | HRCU-A-CB (Split System: Heat Pump with Remote Outdoor Unit-Air-Source) | HMH72B341 |  |  | XAFC36DBCN1 | TM8Y100C16MP11 | 34000 | 18.5 | 8.5 | 34000 | 24000 | 70.59% | 2.1 | 0 | 10 |  |  |  | No | R-410A | 2.8333 | Residential & Commercial | Ducted CEE Tier 1
214573307 | Central HP <5.4 tons | TEMPSTAR | HRCU-A-CB (Split System: Heat Pump with Remote Outdoor Unit-Air-Source) | TVH837GKA** |  |  | EHD4X60AAL+WALLCON | *96CTN0802120B* | 33000 | 18 | 8.5 | 32000 | 24800 | 77.5% | 2.02 | 0 | 11.5 |  |  |  | No | R-410A | 2.75 | Residential & Commercial | Ducted CEE Tier 1
214572677 | Central HP <5.4 tons | TEMPSTAR | HRCU-A-CB (Split System: Heat Pump with Remote Outdoor Unit-Air-Source) | TVH837GKA** |  |  | EA*4X42L24A*+WALLCON | *95CSU1002122B* | 31800 | 17.5 | 8.5 | 32800 | 24400 | 74.39% | 1.9 | 0 | 11 |  |  |  | No | R-410A | 2.65 | Residential & Commercial | Ducted CEE Tier 1
214572827 | Central HP <5.4 tons | TEMPSTAR | HRCU-A-CB (Split System: Heat Pump with Remote Outdoor Unit-Air-Source) | TVH837GKA** |  |  | EA*4X48L21A*+WALLCON | *96CTN0802120B* | 32400 | 17.5 | 8.5 | 32400 | 24800 | 76.54% | 2 | 0 | 11.5 |  |  |  | No | R-410A | 2.7 | Residential & Commercial | Ducted CEE Tier 1
214573277 | Central HP <5.4 tons | TEMPSTAR | HRCU-A-CB (Split System: Heat Pump with Remote Outdoor Unit-Air-Source) | TVH837GKA** |  |  | EHD4X60AAL+WALLCON | *95CSU1002122B* | 33000 | 18 | 8.5 | 32000 | 24800 | 77.5% | 2.02 | 0 | 11.5 |  |  |  | No | R-410A | 2.75 | Residential & Commercial | Ducted CEE Tier 1
214570487 | Central HP <5.4 tons | TEMPSTAR | HRCU-A-CB (Split System: Heat Pump with Remote Outdoor Unit-Air-Source) | TVH825GKA3* |  |  | EA*4X37L21A*+WALLCON | *96CTN0802120B* | 24400 | 17 | 8.5 | 21200 | 16600 | 78.3% | 2.04 | 0 | 11 |  |  |  | No | R-410A | 2.0333 | Residential & Commercial | Ducted CEE Tier 1
214570647 | Central HP <5.4 tons | TEMPSTAR | HRCU-A-CB (Split System: Heat Pump with Remote Outdoor Unit-Air-Source) | TVH825GKA3* |  |  | EA*4X43L21A*+WALLCON | *97CMN0602120B* | 24400 | 16.5 | 8.5 | 21200 | 16700 | 78.77% | 2.02 | 0 | 11 |  |  |  | No | R-410A | 2.0333 | Residential & Commercial | Ducted CEE Tier 1
214570697 | Central HP <5.4 tons | TEMPSTAR | HRCU-A-CB (Split System: Heat Pump with Remote Outdoor Unit-Air-Source) | TVH825GKA3* |  |  | EA*4X48L21A*+WALLCON | *95CSU1002122B* | 24000 | 17 | 8.5 | 21000 | 16500 | 78.57% | 2.02 | 0 | 11 |  |  |  | No | R-410A | 2 | Residential & Commercial | Ducted CEE Tier 1
214571147 | Central HP <5.4 tons | TEMPSTAR | HRCU-A-CB (Split System: Heat Pump with Remote Outdoor Unit-Air-Source) | TVH825GKA3* |  |  | EN(A,D)4X36L21**+WALLCON | *96CTN0802120B* | 23600 | 16.5 | 8.1 | 21400 | 16700 | 78.04% | 1.92 | 0 | 11 |  |  |  | No | R-410A | 1.9667 | Residential & Commercial | Ducted CEE Tier 1
214396775 | Central HP <5.4 tons | COLEMAN | HRCU-A-CB (Split System: Heat Pump with Remote Outdoor Unit-Air-Source) | HH860E2S11 |  |  | CTF60D5CJS1 | TMLE130D20MP11 | 53500 | 18 | 9 | 55500 | 40000 | 72.07% | 2 | 0 | 11 |  |  |  | No | R-454B | 4.4583 | Residential & Commercial | Ducted CEE Tier 1
214570717 | Central HP <5.4 tons | TEMPSTAR | HRCU-A-CB (Split System: Heat Pump with Remote Outdoor Unit-Air-Source) | TVH825GKA3* |  |  | EA*4X48L21A*+WALLCON | *97CMN0802120B* | 24000 | 16.5 | 8.5 | 21000 | 16500 | 78.57% | 2.02 | 0 | 11 |  |  |  | No | R-410A | 2 | Residential & Commercial | Ducted CEE Tier 1
215938169 | Central HP <5.4 tons | COMFORTMAKER | HRCU-A-CB (Split System: Heat Pump with Remote Outdoor Unit-Air-Source) | C5H3V48*K*AAA* |  |  | EVD5X60M21A*+WALLCON | *80CTL0901716B* | 44500 | 20.5 | 8.1 | 53500 | 37600 | 70.28% | 1.95 | 0 | 11.5 |  |  |  | No | R-454B | 3.7083 | Residential & Commercial | Ducted CEE Tier 1
215938017 | Central HP <5.4 tons | AIRQUEST | HRCU-A-CB (Split System: Heat Pump with Remote Outdoor Unit-Air-Source) | H5H3V48*K*AAA* |  |  | EVD5X49M24A*+WALLCON | *80CTL0902120B* | 45500 | 21 | 8.1 | 52500 | 38000 | 72.38% | 1.95 | 0 | 11.5 |  |  |  | No | R-454B | 3.7917 | Residential & Commercial | Ducted CEE Tier 1
215938167 | Central HP <5.4 tons | AIRQUEST | HRCU-A-CB (Split System: Heat Pump with Remote Outdoor Unit-Air-Source) | H5H3V48*K*AAA* |  |  | EVD5X60M21A*+WALLCON | *80CTL0901716B* | 44500 | 20.5 | 8.1 | 53500 | 37600 | 70.28% | 1.95 | 0 | 11.5 |  |  |  | No | R-454B | 3.7083 | Residential & Commercial | Ducted CEE Tier 1
211378173 | Central HP <5.4 tons | YORK | HRCU-A-CB (Split System: Heat Pump with Remote Outdoor Unit-Air-Source) | HMH72B341 |  |  | XAFC36DXXN1+TXV | TM8V080C16MP12 | 34000 | 17.5 | 8.5 | 33800 | 23800 | 70.41% | 2.08 | 0 | 10 |  |  |  | No | R-410A | 2.8333 | Residential & Commercial | Ducted CEE Tier 1
215439656 | Central HP <5.4 tons | DAIKIN | HRCU-A-CB (Split System: Heat Pump with Remote Outdoor Unit-Air-Source) | DH6VSA1810A* |  |  | CA*EA3022*3A* | D*80TC0603B*A* | 17000 | 19 | 8.8 | 16800 | 13000 | 77.38% | 2.1 | 0 | 12 |  |  |  | No | R-32 | 1.4167 | Residential & Commercial | Ducted CEE Tier 1
215439673 | Central HP <5.4 tons | DAIKIN | HRCU-A-CB (Split System: Heat Pump with Remote Outdoor Unit-Air-Source) | DH6VSA1810A* |  |  | CHPEA2422*3A* | D*97MC0603BNA* | 17000 | 19 | 8.8 | 16800 | 13000 | 77.38% | 2.1 | 0 | 12 |  |  |  | No | R-32 | 1.4167 | Residential & Commercial | Ducted CEE Tier 1
215935969 | Central HP <5.4 tons | COMFORTMAKER | HRCU-A-CB (Split System: Heat Pump with Remote Outdoor Unit-Air-Source) | C5H3V36*K*AAA* |  |  | EVD5X42M21A*+WALLCON | *80CSU1002120A* | 34400 | 20.5 | 8.5 | 38500 | 28200 | 73.25% | 2.04 | 0 | 11.7 |  |  |  | No | R-454B | 2.8667 | Residential & Commercial | Ducted CEE Tier 1
215936089 | Central HP <5.4 tons | COMFORTMAKER | HRCU-A-CB (Split System: Heat Pump with Remote Outdoor Unit-Air-Source) | C5H3V36*K*AAA* |  |  | EVD5X42M21A*+WALLCON | *97CMN0801714B* | 34200 | 20.5 | 8.5 | 39000 | 28600 | 73.33% | 2.02 | 0 | 11.5 |  |  |  | No | R-454B | 2.85 | Residential & Commercial | Ducted CEE Tier 1
214573377 | Central HP <5.4 tons | TEMPSTAR | HRCU-A-CB (Split System: Heat Pump with Remote Outdoor Unit-Air-Source) | TVH837GKA** |  |  | EN(A,D,W)4X42L21**+WALLCON | *80CTL0702120B* | 31800 | 17 | 8.1 | 33000 | 24600 | 74.55% | 1.88 | 0 | 11 |  |  |  | No | R-410A | 2.65 | Residential & Commercial | Ducted CEE Tier 1
214573427 | Central HP <5.4 tons | TEMPSTAR | HRCU-A-CB (Split System: Heat Pump with Remote Outdoor Unit-Air-Source) | TVH837GKA** |  |  | EN(A,D,W)4X42L21**+WALLCON | *96CTN0802120B* | 31800 | 17 | 8.1 | 33000 | 24400 | 73.94% | 1.9 | 0 | 11.5 |  |  |  | No | R-410A | 2.65 | Residential & Commercial | Ducted CEE Tier 1
214572507 | Central HP <5.4 tons | TEMPSTAR | HRCU-A-CB (Split System: Heat Pump with Remote Outdoor Unit-Air-Source) | TVH837GKA** |  |  | EA*4X36L21A*+WALLCON | *97CMN0602120B* | 31400 | 17 | 8.1 | 33200 | 24400 | 73.49% | 1.84 | 0 | 10.5 |  |  |  | No | R-410A | 2.6167 | Residential & Commercial | Ducted CEE Tier 1
214573947 | Central HP <5.4 tons | TEMPSTAR | HRCU-A-CB (Split System: Heat Pump with Remote Outdoor Unit-Air-Source) | TVH837GKA2* |  |  | EA*4X48L21A*+WALLCON | *97CMN0602120B* | 32200 | 17 | 8.5 | 32600 | 25200 | 77.3% | 1.96 | 0 | 11 |  |  |  | No | R-410A | 2.6833 | Residential & Commercial | Ducted CEE Tier 1
210596304 | Central HP <5.4 tons | BRYANT HEATING AND COOLING SYSTEMS | HRCU-A-CB (Split System: Heat Pump with Remote Outdoor Unit-Air-Source) | 288BNV025*0**B* |  |  | CAP**4221AL*+UI | 986TC42080C17*** | 23600 | 16.5 | 8.1 | 21400 | 16700 | 78.04% | 1.96 | 0 | 11 |  |  |  | No | R-410A | 1.9667 | Residential & Commercial | Ducted CEE Tier 1
210596354 | Central HP <5.4 tons | BRYANT HEATING AND COOLING SYSTEMS | HRCU-A-CB (Split System: Heat Pump with Remote Outdoor Unit-Air-Source) | 288BNV025*0**B* |  |  | CAP**4824AL*+UI | 935CA66100C21*** | 24200 | 17 | 8.1 | 21000 | 16500 | 78.57% | 2.02 | 0 | 11 |  |  |  | No | R-410A | 2.0167 | Residential & Commercial | Ducted CEE Tier 1
215487387 | Central HP <5.4 tons | DAIKIN | HRCU-A-CB (Split System: Heat Pump with Remote Outdoor Unit-Air-Source) | DH7VSA2410A* |  |  | CHPEA3026*3A* | D*80VC0804C*A* | 23200 | 19 | 8.6 | 23200 | 17000 | 73.28% | 2 | 0 | 11 |  |  |  | No | R-32 | 1.9333 | Residential & Commercial | Ducted CEE Tier 1
215487419 | Central HP <5.4 tons | DAIKIN | HRCU-A-CB (Split System: Heat Pump with Remote Outdoor Unit-Air-Source) | DH7VSA4210A* |  |  | CA*EA6030*3A* | D*96VC0804CNA* | 40500 | 16.5 | 8.8 | 41000 | 31000 | 75.61% | 2 | 0 | 10 |  |  |  | No | R-32 | 3.375 | Residential & Commercial | Ducted CEE Tier 1
215487420 | Central HP <5.4 tons | DAIKIN | HRCU-A-CB (Split System: Heat Pump with Remote Outdoor Unit-Air-Source) | DH7VSA4210A* |  |  | CA*EA6030*3A* | D*96VC1005CNA* | 40500 | 16.5 | 8.8 | 41000 | 31000 | 75.61% | 2 | 0 | 10 |  |  |  | No | R-32 | 3.375 | Residential & Commercial | Ducted CEE Tier 1
215429731 | Central HP <5.4 tons | DAIKIN | HRCU-A-CB (Split System: Heat Pump with Remote Outdoor Unit-Air-Source) | DH7VSA4210A* |  |  | DFVE60DP0300A* |  | 41000 | 17.5 | 8.8 | 41000 | 31000 | 75.61% | 2 | 0 | 10 |  |  |  | No | R-32 | 3.4167 | Residential & Commercial | Ducted CEE Tier 1
207436240 | Central HP <5.4 tons | LENNOX | HRCU-A-CB (Split System: Heat Pump with Remote Outdoor Unit-Air-Source) | SL25XPV-024-230A** |  |  | CX35-48B+TDR | EL296UH045XV36B* | 22000 | 21.2 | 9.3 | 21600 | 20600 | 95.37% | 1.86 | 14.5 | 13.5 |  |  |  | No | R-410A | 1.8333 | Residential & Commercial | Ducted CEE Tier 1
207436241 | Central HP <5.4 tons | LENNOX | HRCU-A-CB (Split System: Heat Pump with Remote Outdoor Unit-Air-Source) | SL25XPV-024-230A** |  |  | CX35-48B+TDR | EL296UH070XV36B* | 22000 | 21.6 | 9.3 | 21600 | 20600 | 95.37% | 1.86 | 14.5 | 13.5 |  |  |  | No | R-410A | 1.8333 | Residential & Commercial | Ducted CEE Tier 1
211378966 | Central HP <5.4 tons | YORK | HRCU-A-CB (Split System: Heat Pump with Remote Outdoor Unit-Air-Source) | HMH72B341 |  |  | XAFA30DXXN1+TXV | TM8E040A12MP11 | 33800 | 18 | 8.1 | 33600 | 23600 | 70.24% | 2.04 | 0 | 10 |  |  |  | No | R-410A | 2.8167 | Residential & Commercial | Ducted CEE Tier 1
213872271 | Central HP <5.4 tons | DAIKIN | HRCU-A-CB (Split System: Heat Pump with Remote Outdoor Unit-Air-Source) | DZ6VSA481EA* |  |  | CA*EA6030*4A* | D*97MC0804CNA* | 44000 | 17 | 8.5 | 44000 | 31000 | 70.45% | 2 | 0 | 10 |  |  |  | No | R-410A | 3.6667 | Residential & Commercial | Ducted CEE Tier 1
212978706 | Central HP <5.4 tons | TEMPSTAR | HRCU-A-CB (Split System: Heat Pump with Remote Outdoor Unit-Air-Source) | DLCURAH24ABK |  |  | EN(A,D)4X24L17** | *80MS(N,L)0701712A* | 23400 | 17 | 8.5 | 27000 | 24800 | 91.85% | 2.08 | 0 | 10 |  |  |  | No | R-410A | 1.95 | Residential & Commercial | Ducted CEE Tier 1
212979237 | Central HP <5.4 tons | TEMPSTAR | HRCU-A-CB (Split System: Heat Pump with Remote Outdoor Unit-Air-Source) | DLCURAH24ABK |  |  | EN(A,D,W)4X36L17** | *80MS(N,L)0701716A* | 23600 | 17 | 8.5 | 26400 | 24400 | 92.42% | 2.02 | 0 | 10.5 |  |  |  | No | R-410A | 1.9667 | Residential & Commercial | Ducted CEE Tier 1
211241846 | Central HP <5.4 tons | TEMPSTAR | HRCU-A-CB (Split System: Heat Pump with Remote Outdoor Unit-Air-Source) | DLCURAH24ABK |  |  | EA*4X36L17A* | *96VSN0401410A* | 23400 | 16 | 8.5 | 25600 | 23800 | 92.97% | 1.96 | 0 | 10 |  |  |  | No | R-410A | 1.95 | Residential & Commercial | Ducted CEE Tier 1
213779631 | Central HP <5.4 tons | DAY & NIGHT | HRCU-A-CB (Split System: Heat Pump with Remote Outdoor Unit-Air-Source) | CVH837GKA** |  |  | EA*4X61L21A*+WALLCON | *80CTL0451712B* | 33000 | 17 | 8.1 | 32400 | 25200 | 77.78% | 1.94 | 0 | 11 |  |  |  | No | R-410A | 2.75 | Residential & Commercial | Ducted CEE Tier 1
213779681 | Central HP <5.4 tons | DAY & NIGHT | HRCU-A-CB (Split System: Heat Pump with Remote Outdoor Unit-Air-Source) | CVH837GKA** |  |  | EA*4X61L21A*+WALLCON | *95CSU0601716B* | 33000 | 17 | 8.1 | 32200 | 25000 | 77.64% | 1.96 | 0 | 11 |  |  |  | No | R-410A | 2.75 | Residential & Commercial | Ducted CEE Tier 1
214395017 | Central HP <5.4 tons | TEMPSTAR | HRCU-A-CB (Split System: Heat Pump with Remote Outdoor Unit-Air-Source) | DLCURAH24ABK |  |  | EN(A,D)4X24L17** | *96MSN0601716A* | 23400 | 16 | 9 | 26600 | 24200 | 90.98% | 2 | 0 | 10 |  |  |  | No | R-410A | 1.95 | Residential & Commercial | Ducted CEE Tier 1
212391565 | Central HP <5.4 tons | AMERICAN STANDARD | HRCU-A-CB (Split System: Heat Pump with Remote Outdoor Unit-Air-Source) | 4A6V7X60A1 |  |  | TAMXB0C60V51 |  | 53000 | 17.1 | 8.2 | 52000 | 39500 | 75.96% | 1.77 | 0 | 12 |  |  |  | No | R-410A | 4.4167 | Residential & Commercial | Ducted CEE Tier 1
214573627 | Central HP <5.4 tons | TEMPSTAR | HRCU-A-CB (Split System: Heat Pump with Remote Outdoor Unit-Air-Source) | TVH837GKA2* |  |  | EA*4X36L21A*+WALLCON | *95CSU0802120B* | 31400 | 17 | 8.1 | 33000 | 24200 | 73.33% | 1.86 | 0 | 11 |  |  |  | No | R-410A | 2.6167 | Residential & Commercial | Ducted CEE Tier 1
214573897 | Central HP <5.4 tons | TEMPSTAR | HRCU-A-CB (Split System: Heat Pump with Remote Outdoor Unit-Air-Source) | TVH837GKA2* |  |  | EA*4X43L21A*+WALLCON | *97CMN0802120B* | 32800 | 17.5 | 8.5 | 32800 | 25200 | 76.83% | 2 | 0 | 11.5 |  |  |  | No | R-410A | 2.7333 | Residential & Commercial | Ducted CEE Tier 1
214573997 | Central HP <5.4 tons | TEMPSTAR | HRCU-A-CB (Split System: Heat Pump with Remote Outdoor Unit-Air-Source) | TVH837GKA2* |  |  | EA*4X48L24A*+WALLCON | *95CSU1002122B* | 32400 | 17.5 | 8.5 | 32200 | 24800 | 77.02% | 2 | 0 | 11.5 |  |  |  | No | R-410A | 2.7 | Residential & Commercial | Ducted CEE Tier 1
210596363 | Central HP <5.4 tons | BRYANT HEATING AND COOLING SYSTEMS | HRCU-A-CB (Split System: Heat Pump with Remote Outdoor Unit-Air-Source) | 288BNV025*0**B* |  |  | CNPV*4217AL*+UI | 88*TA36070C14*** | 24000 | 17 | 8.1 | 21400 | 16600 | 77.57% | 2 | 0 | 11 |  |  |  | No | R-410A | 2 | Residential & Commercial | Ducted CEE Tier 1
210596397 | Central HP <5.4 tons | BRYANT HEATING AND COOLING SYSTEMS | HRCU-A-CB (Split System: Heat Pump with Remote Outdoor Unit-Air-Source) | 288BNV025*0**B* |  |  | CNPV*4821AL*+UI | 986TC42080C17*** | 24000 | 16.5 | 8.1 | 21400 | 16600 | 77.57% | 2 | 0 | 11 |  |  |  | No | R-410A | 2 | Residential & Commercial | Ducted CEE Tier 1
210596431 | Central HP <5.4 tons | BRYANT HEATING AND COOLING SYSTEMS | HRCU-A-CB (Split System: Heat Pump with Remote Outdoor Unit-Air-Source) | 288BNV025*0**B* |  |  | CSPH*4212AL*+UI | 987MB66120C24*** | 24200 | 16 | 8.1 | 21400 | 16700 | 78.04% | 2 | 0 | 10.5 |  |  |  | No | R-410A | 2.0167 | Residential & Commercial | Ducted CEE Tier 1
213076119 | Central HP <5.4 tons | COMFORTMAKER | HRCU-A-CB (Split System: Heat Pump with Remote Outdoor Unit-Air-Source) | DLCURAH24ABK |  |  | EN(A,D)4X36L21** | *95MSU1002120A* | 23800 | 17 | 8.5 | 26400 | 24000 | 90.91% | 2 | 0 | 10.5 |  |  |  | No | R-410A | 1.9833 | Residential & Commercial | Ducted CEE Tier 1
211242162 | Central HP <5.4 tons | TEMPSTAR | HRCU-A-CB (Split System: Heat Pump with Remote Outdoor Unit-Air-Source) | DLCURAH24ABK |  |  | EA*4X36L17A* | *95ESN0601714A* | 24600 | 16 | 8.5 | 26600 | 22200 | 83.46% | 1.82 | 0 | 10 |  |  |  | No | R-410A | 2.05 | Residential & Commercial | Ducted CEE Tier 1
211242228 | Central HP <5.4 tons | TEMPSTAR | HRCU-A-CB (Split System: Heat Pump with Remote Outdoor Unit-Air-Source) | DLCURAH24ABK |  |  | EA*4X36L17A* | OMV098J12* | 23600 | 16.5 | 8.5 | 25800 | 23400 | 90.7% | 1.94 | 0 | 10 |  |  |  | No | R-410A | 1.9667 | Residential & Commercial | Ducted CEE Tier 1
211242246 | Central HP <5.4 tons | TEMPSTAR | HRCU-A-CB (Split System: Heat Pump with Remote Outdoor Unit-Air-Source) | DLCURAH24ABK |  |  | EA*4X36L17A* | OMV112K14A | 24200 | 16 | 8.5 | 26200 | 22600 | 86.26% | 1.86 | 0 | 10 |  |  |  | No | R-410A | 2.0167 | Residential & Commercial | Ducted CEE Tier 1
211242581 | Central HP <5.4 tons | TEMPSTAR | HRCU-A-CB (Split System: Heat Pump with Remote Outdoor Unit-Air-Source) | DLCURAH24ABK |  |  | EA*4X36L21A* | *80ES(N,L)0702116A* | 24400 | 17 | 8.5 | 26200 | 22400 | 85.5% | 1.86 | 0 | 10 |  |  |  | No | R-410A | 2.0333 | Residential & Commercial | Ducted CEE Tier 1
211242695 | Central HP <5.4 tons | TEMPSTAR | HRCU-A-CB (Split System: Heat Pump with Remote Outdoor Unit-Air-Source) | DLCURAH24ABK |  |  | EA*4X36L21A* | *92ESN0401712A* | 23800 | 16 | 8.5 | 26000 | 23000 | 88.46% | 1.88 | 0 | 10 |  |  |  | No | R-410A | 1.9833 | Residential & Commercial | Ducted CEE Tier 1
211242763 | Central HP <5.4 tons | TEMPSTAR | HRCU-A-CB (Split System: Heat Pump with Remote Outdoor Unit-Air-Source) | DLCURAH24ABK |  |  | EA*4X37L17A* | *80VSL0451412A* | 24800 | 16.5 | 8.5 | 25800 | 21400 | 82.95% | 1.78 | 0 | 10 |  |  |  | No | R-410A | 2.0667 | Residential & Commercial | Ducted CEE Tier 1
211242781 | Central HP <5.4 tons | TEMPSTAR | HRCU-A-CB (Split System: Heat Pump with Remote Outdoor Unit-Air-Source) | DLCURAH24ABK |  |  | EA*4X37L17A* | *96VSN0601714A* | 24600 | 16.5 | 8.5 | 25600 | 21600 | 84.38% | 1.8 | 0 | 10 |  |  |  | No | R-410A | 2.05 | Residential & Commercial | Ducted CEE Tier 1
211243181 | Central HP <5.4 tons | TEMPSTAR | HRCU-A-CB (Split System: Heat Pump with Remote Outdoor Unit-Air-Source) | DLCURAH24ABK |  |  | EA*4X37L17A* | OLV098A12* | 23800 | 16.5 | 8.1 | 25200 | 22200 | 88.1% | 1.84 | 0 | 10 |  |  |  | No | R-410A | 1.9833 | Residential & Commercial | Ducted CEE Tier 1
211243365 | Central HP <5.4 tons | TEMPSTAR | HRCU-A-CB (Split System: Heat Pump with Remote Outdoor Unit-Air-Source) | DLCURAH24ABK |  |  | EA*4X37L21A* | *80VSL0902120A* | 24600 | 17 | 8.5 | 25400 | 21200 | 83.46% | 1.78 | 0 | 10.5 |  |  |  | No | R-410A | 2.05 | Residential & Commercial | Ducted CEE Tier 1
211243716 | Central HP <5.4 tons | TEMPSTAR | HRCU-A-CB (Split System: Heat Pump with Remote Outdoor Unit-Air-Source) | DLCURAH24ABK |  |  | EN(A,D)4X24L14** | *96VSN0401410A* | 23400 | 15.5 | 8.5 | 26600 | 24000 | 90.23% | 1.96 | 0 | 10 |  |  |  | No | R-410A | 1.95 | Residential & Commercial | Ducted CEE Tier 1
210470923 | Central HP <5.4 tons | AIRQUEST | HRCU-A-CB (Split System: Heat Pump with Remote Outdoor Unit-Air-Source) | HVH837GKA2* |  |  | EN(A,D,W)4X60L24**+WALLCON | *80CTL1352422A* | 32800 | 18 | 8.1 | 32200 | 24600 | 76.4% | 1.98 | 0 | 12 |  |  |  | No | R-410A | 2.7333 | Residential & Commercial | Ducted CEE Tier 1
215936129 | Central HP <5.4 tons | COMFORTMAKER | HRCU-A-CB (Split System: Heat Pump with Remote Outdoor Unit-Air-Source) | C5H3V36*K*AAA* |  |  | EVD5X42M21A*+WALLCON | *96CTN0801714B* | 34200 | 20.5 | 8.5 | 39000 | 28400 | 72.82% | 2.02 | 0 | 11.5 |  |  |  | No | R-454B | 2.85 | Residential & Commercial | Ducted CEE Tier 1
215935470 | Central HP <5.4 tons | DAY & NIGHT | HRCU-A-CB (Split System: Heat Pump with Remote Outdoor Unit-Air-Source) | C5H3V36*K*AAA* |  |  | EVM5X61M24A*+WALLCON | *80CTL1102120B* | 36000 | 22.5 | 8.5 | 37600 | 28200 | 75% | 2.06 | 0 | 12.5 |  |  |  | No | R-454B | 3 | Residential & Commercial | Ducted CEE Tier 1
211244999 | Central HP <5.4 tons | TEMPSTAR | HRCU-A-CB (Split System: Heat Pump with Remote Outdoor Unit-Air-Source) | DLCURAH24ABK |  |  | EN(A,D,W)4X36L17** | *80VTL0451412A* | 24200 | 16.5 | 8.1 | 26200 | 22800 | 87.02% | 1.88 | 0 | 10.5 |  |  |  | No | R-410A | 2.0167 | Residential & Commercial | Ducted CEE Tier 1
211245117 | Central HP <5.4 tons | TEMPSTAR | HRCU-A-CB (Split System: Heat Pump with Remote Outdoor Unit-Air-Source) | DLCURAH24ABK |  |  | EN(A,D,W)4X36L17** | *80ES(N,L)0451412A* | 24600 | 16 | 8.1 | 26600 | 22400 | 84.21% | 1.84 | 0 | 10.5 |  |  |  | No | R-410A | 2.05 | Residential & Commercial | Ducted CEE Tier 1
211245231 | Central HP <5.4 tons | TEMPSTAR | HRCU-A-CB (Split System: Heat Pump with Remote Outdoor Unit-Air-Source) | DLCURAH24ABK |  |  | EN(A,D,W)4X36L17** | *92ESN0401712A* | 23600 | 15.5 | 8.1 | 26200 | 23400 | 89.31% | 1.92 | 0 | 10 |  |  |  | No | R-410A | 1.9667 | Residential & Commercial | Ducted CEE Tier 1
211682983 | Central HP <5.4 tons | DAIKIN | HRCU-A-CB (Split System: Heat Pump with Remote Outdoor Unit-Air-Source) | RXSQ24TBVJU* |  |  | CXTQ24TASBLUA* | D*97MC0603BNA* | 22600 | 15.4 | 8.2 | 26000 | 18400 | 70.77% | 2.1 | 0 | 10.3 |  |  |  | No | R-410A | 1.8833 | Residential & Commercial | Ducted CEE Tier 1
211244629 | Central HP <5.4 tons | TEMPSTAR | HRCU-A-CB (Split System: Heat Pump with Remote Outdoor Unit-Air-Source) | DLCURAH24ABK |  |  | EN(A,D)4X30L17** | *95ESN0601412A* | 24400 | 15.5 | 8.1 | 26600 | 22600 | 84.96% | 1.86 | 0 | 10 |  |  |  | No | R-410A | 2.0333 | Residential & Commercial | Ducted CEE Tier 1
211244967 | Central HP <5.4 tons | TEMPSTAR | HRCU-A-CB (Split System: Heat Pump with Remote Outdoor Unit-Air-Source) | DLCURAH24ABK |  |  | EN(A,D,W)4X36L17** | *80VSL0701716A* | 23800 | 16.5 | 8.1 | 26000 | 23200 | 89.23% | 1.92 | 0 | 10.5 |  |  |  | No | R-410A | 1.9833 | Residential & Commercial | Ducted CEE Tier 1
211245176 | Central HP <5.4 tons | TEMPSTAR | HRCU-A-CB (Split System: Heat Pump with Remote Outdoor Unit-Air-Source) | DLCURAH24ABK |  |  | EN(A,D,W)4X36L17** | *92ESN0601714A* | 24400 | 16.5 | 8.1 | 26400 | 22800 | 86.36% | 1.88 | 0 | 10.5 |  |  |  | No | R-410A | 2.0333 | Residential & Commercial | Ducted CEE Tier 1
210596607 | Central HP <5.4 tons | BRYANT HEATING AND COOLING SYSTEMS | HRCU-A-CB (Split System: Heat Pump with Remote Outdoor Unit-Air-Source) | 288BNV037*0**A* |  |  | CSPH*6012AL*+UI | 986TC66100C21*** | 33000 | 17 | 8.1 | 32200 | 24800 | 77.02% | 2.02 | 0 | 11.5 |  |  |  | No | R-410A | 2.75 | Residential & Commercial | Ducted CEE Tier 1
213076254 | Central HP <5.4 tons | AIRQUEST | HRCU-A-CB (Split System: Heat Pump with Remote Outdoor Unit-Air-Source) | DLCURAH36ABK |  |  | EA*4X37L21A* | *95MSU1002122A* | 36400 | 16.5 | 8.5 | 38000 | 34800 | 91.58% | 2.06 | 0 | 10 |  |  |  | No | R-410A | 3.0333 | Residential & Commercial | Ducted CEE Tier 1
213075987 | Central HP <5.4 tons | COMFORTMAKER | HRCU-A-CB (Split System: Heat Pump with Remote Outdoor Unit-Air-Source) | DLCURAH36ABK |  |  | EN(A,D,W)4X48L21** | *95MSU1002120A* | 36200 | 16.5 | 8.1 | 38500 | 35000 | 90.91% | 2.02 | 0 | 10.5 |  |  |  | No | R-410A | 3.0167 | Residential & Commercial | Ducted CEE Tier 1
213076247 | Central HP <5.4 tons | COMFORTMAKER | HRCU-A-CB (Split System: Heat Pump with Remote Outdoor Unit-Air-Source) | DLCURAH36ABK |  |  | EA*4X36L21A* | *95MSU1002122A* | 35400 | 16 | 8.1 | 38500 | 35200 | 91.43% | 1.84 | 0 | 10 |  |  |  | No | R-410A | 2.95 | Residential & Commercial | Ducted CEE Tier 1
215935970 | Central HP <5.4 tons | DAY & NIGHT | HRCU-A-CB (Split System: Heat Pump with Remote Outdoor Unit-Air-Source) | C5H3V36*K*AAA* |  |  | EVD5X42M21A*+WALLCON | *80CSU1002120A* | 34400 | 20.5 | 8.5 | 38500 | 28200 | 73.25% | 2.04 | 0 | 11.7 |  |  |  | No | R-454B | 2.8667 | Residential & Commercial | Ducted CEE Tier 1
215936070 | Central HP <5.4 tons | DAY & NIGHT | HRCU-A-CB (Split System: Heat Pump with Remote Outdoor Unit-Air-Source) | C5H3V36*K*AAA* |  |  | EVD5X42M21A*+WALLCON | *97CMN0601714B* | 34000 | 20 | 8.1 | 38000 | 27000 | 71.05% | 2 | 0 | 11 |  |  |  | No | R-454B | 2.8333 | Residential & Commercial | Ducted CEE Tier 1
210473436 | Central HP <5.4 tons | BRYANT HEATING AND COOLING SYSTEMS | HRCU-A-CB (Split System: Heat Pump with Remote Outdoor Unit-Air-Source) | 288BNV025*0**C* |  |  | CAP**4824AL*+UI | 935CA60080C21*** | 24200 | 17 | 8.1 | 21000 | 16500 | 78.57% | 2.02 | 0 | 11 |  |  |  | No | R-410A | 2.0167 | Residential & Commercial | Ducted CEE Tier 1
210473491 | Central HP <5.4 tons | BRYANT HEATING AND COOLING SYSTEMS | HRCU-A-CB (Split System: Heat Pump with Remote Outdoor Unit-Air-Source) | 288BNV025*0**C* |  |  | CAP**4824AL*+UI | 987MB66100C21*** | 24200 | 16.5 | 8.1 | 21000 | 16500 | 78.57% | 2.02 | 0 | 11 |  |  |  | No | R-410A | 2.0167 | Residential & Commercial | Ducted CEE Tier 1
214572757 | Central HP <5.4 tons | TEMPSTAR | HRCU-A-CB (Split System: Heat Pump with Remote Outdoor Unit-Air-Source) | TVH837GKA** |  |  | EA*4X43L21A*+WALLCON | *97CMN0802120B* | 32800 | 17.5 | 8.5 | 32800 | 25200 | 76.83% | 2 | 0 | 11.5 |  |  |  | No | R-410A | 2.7333 | Residential & Commercial | Ducted CEE Tier 1
214573157 | Central HP <5.4 tons | TEMPSTAR | HRCU-A-CB (Split System: Heat Pump with Remote Outdoor Unit-Air-Source) | TVH837GKA** |  |  | EHD4X42AAL+WALLCON | *95CSU1002122B* | 32600 | 17 | 8.5 | 32800 | 24800 | 75.61% | 1.96 | 0 | 11 |  |  |  | No | R-410A | 2.7167 | Residential & Commercial | Ducted CEE Tier 1
210596438 | Central HP <5.4 tons | BRYANT HEATING AND COOLING SYSTEMS | HRCU-A-CB (Split System: Heat Pump with Remote Outdoor Unit-Air-Source) | 288BNV025*0**B* |  |  | CSPH*4812AL*+UI | 88*TA48090C17*** | 24400 | 17 | 8.1 | 21200 | 16500 | 77.83% | 2.04 | 0 | 11 |  |  |  | No | R-410A | 2.0333 | Residential & Commercial | Ducted CEE Tier 1
214574377 | Central HP <5.4 tons | TEMPSTAR | HRCU-A-CB (Split System: Heat Pump with Remote Outdoor Unit-Air-Source) | TVH837GKA2* |  |  | EHD4X48AAL+WALLCON | *97CMN0802120B* | 32600 | 17 | 8.5 | 32800 | 25000 | 76.22% | 1.98 | 0 | 11 |  |  |  | No | R-410A | 2.7167 | Residential & Commercial | Ducted CEE Tier 1
214574677 | Central HP <5.4 tons | TEMPSTAR | HRCU-A-CB (Split System: Heat Pump with Remote Outdoor Unit-Air-Source) | TVH837GKA2* |  |  | EN(A,D)4X48L24**+WALLCON | *97CMN0802120B* | 32400 | 17.5 | 8.5 | 32800 | 24800 | 75.61% | 1.96 | 0 | 11.5 |  |  |  | No | R-410A | 2.7 | Residential & Commercial | Ducted CEE Tier 1
214573727 | Central HP <5.4 tons | TEMPSTAR | HRCU-A-CB (Split System: Heat Pump with Remote Outdoor Unit-Air-Source) | TVH837GKA2* |  |  | EA*4X37L21A*+WALLCON | *96CTN0802120B* | 33000 | 17.5 | 8.5 | 32600 | 25000 | 76.69% | 2 | 0 | 11.5 |  |  |  | No | R-410A | 2.75 | Residential & Commercial | Ducted CEE Tier 1
214573757 | Central HP <5.4 tons | TEMPSTAR | HRCU-A-CB (Split System: Heat Pump with Remote Outdoor Unit-Air-Source) | TVH837GKA2* |  |  | EA*4X42L21A*+WALLCON | *95CSU1002122B* | 31800 | 17.5 | 8.5 | 32800 | 24400 | 74.39% | 1.9 | 0 | 11 |  |  |  | No | R-410A | 2.65 | Residential & Commercial | Ducted CEE Tier 1
215319132 | Central HP <5.4 tons | SMART COMFORT | HRCU-A-CB (Split System: Heat Pump with Remote Outdoor Unit-Air-Source) | D5CSRAH24AAK |  |  | D5FSAAH24XBK |  | 24000 | 19.8 | 9 | 25000 | 18000 | 72% | 2.2 | 0 | 11.7 |  |  |  | No | R-454B | 2 | Residential & Commercial | Ducted CEE Tier 1
212983292 | Central HP <5.4 tons | TEMPSTAR | HRCU-A-CB (Split System: Heat Pump with Remote Outdoor Unit-Air-Source) | DLCURAH18ABK |  |  | EA*4X30L17A* | *92MSN0401712A* | 17300 | 15.5 | 8.5 | 18100 | 18800 | 103.9% | 2.24 | 0 | 10.5 |  |  |  | No | R-410A | 1.4417 | Residential & Commercial | Ducted CEE Tier 1
212978232 | Central HP <5.4 tons | TEMPSTAR | HRCU-A-CB (Split System: Heat Pump with Remote Outdoor Unit-Air-Source) | DLCURAH18ABK |  |  | EA*4X19L17A* | *80MS(N,L)0701412A* | 18200 | 17 | 8.5 | 18100 | 17700 | 97.79% | 2.16 | 0 | 11 |  |  |  | No | R-410A | 1.5167 | Residential & Commercial | Ducted CEE Tier 1
213071676 | Central HP <5.4 tons | ACIQ | HRCU-A-CB (Split System: Heat Pump with Remote Outdoor Unit-Air-Source) | DLCURAH24ABK |  |  | EN(A,D,W)4X36L17** | *95ESN0801716A* | 24600 | 15.5 | 8.1 | 26800 | 22200 | 82.84% | 1.82 | 0 | 10 |  |  |  | No | R-410A | 2.05 | Residential & Commercial | Ducted CEE Tier 1
213071761 | Central HP <5.4 tons | ACIQ | HRCU-A-CB (Split System: Heat Pump with Remote Outdoor Unit-Air-Source) | DLCURAH24ABK |  |  | EN(A,D)4X36L21** | *96VTN1002122A* | 23600 | 17 | 8.1 | 25800 | 23800 | 92.25% | 1.98 | 0 | 10.5 |  |  |  | No | R-410A | 1.9667 | Residential & Commercial | Ducted CEE Tier 1
211244988 | Central HP <5.4 tons | TEMPSTAR | HRCU-A-CB (Split System: Heat Pump with Remote Outdoor Unit-Air-Source) | DLCURAH24ABK |  |  | EN(A,D,W)4X36L17** | *80ESU0401712A* | 24000 | 17 | 8.1 | 26000 | 23200 | 89.23% | 1.94 | 0 | 10.5 |  |  |  | No | R-410A | 2 | Residential & Commercial | Ducted CEE Tier 1
211243800 | Central HP <5.4 tons | TEMPSTAR | HRCU-A-CB (Split System: Heat Pump with Remote Outdoor Unit-Air-Source) | DLCURAH24ABK |  |  | EN(A,D)4X24L14** | *80ES(N,L)0451412A* | 24200 | 15.5 | 8.5 | 27200 | 22600 | 83.09% | 1.86 | 0 | 10 |  |  |  | No | R-410A | 2.0167 | Residential & Commercial | Ducted CEE Tier 1
211243899 | Central HP <5.4 tons | TEMPSTAR | HRCU-A-CB (Split System: Heat Pump with Remote Outdoor Unit-Air-Source) | DLCURAH24ABK |  |  | EN(A,D)4X24L17** | *96VSN0801716A* | 23800 | 16 | 8.5 | 26800 | 23400 | 87.31% | 1.92 | 0 | 10 |  |  |  | No | R-410A | 1.9833 | Residential & Commercial | Ducted CEE Tier 1
211244232 | Central HP <5.4 tons | TEMPSTAR | HRCU-A-CB (Split System: Heat Pump with Remote Outdoor Unit-Air-Source) | DLCURAH24ABK |  |  | EN(A,D)4X24L17** | *80ES(N,L)0701412A* | 23800 | 16 | 8.5 | 26800 | 23200 | 86.57% | 1.92 | 0 | 10 |  |  |  | No | R-410A | 1.9833 | Residential & Commercial | Ducted CEE Tier 1
215935619 | Central HP <5.4 tons | COMFORTMAKER | HRCU-A-CB (Split System: Heat Pump with Remote Outdoor Unit-Air-Source) | C5H3V36*K*AAA* |  |  | EVD5X36M21A*+WALLCON | *80CTL0451712B* | 34000 | 20 | 8.5 | 39500 | 29000 | 73.42% | 2.02 | 0 | 11 |  |  |  | No | R-454B | 2.8333 | Residential & Commercial | Ducted CEE Tier 1
215935889 | Central HP <5.4 tons | COMFORTMAKER | HRCU-A-CB (Split System: Heat Pump with Remote Outdoor Unit-Air-Source) | C5H3V36*K*AAA* |  |  | EVD5X38M17A*+WALLCON | *97CMN0801714B* | 35200 | 21 | 8.5 | 38500 | 29200 | 75.84% | 2 | 0 | 11.7 |  |  |  | No | R-454B | 2.9333 | Residential & Commercial | Ducted CEE Tier 1
215935939 | Central HP <5.4 tons | COMFORTMAKER | HRCU-A-CB (Split System: Heat Pump with Remote Outdoor Unit-Air-Source) | C5H3V36*K*AAA* |  |  | EVD5X42M17A*+WALLCON | *96CTN0601714B* | 34200 | 20.5 | 8.5 | 38000 | 27400 | 72.11% | 2 | 0 | 11 |  |  |  | No | R-454B | 2.85 | Residential & Commercial | Ducted CEE Tier 1
215935989 | Central HP <5.4 tons | COMFORTMAKER | HRCU-A-CB (Split System: Heat Pump with Remote Outdoor Unit-Air-Source) | C5H3V36*K*AAA* |  |  | EVD5X42M21A*+WALLCON | *80CTL0701716B* | 34200 | 20.5 | 8.5 | 39000 | 28400 | 72.82% | 2.02 | 0 | 11.5 |  |  |  | No | R-454B | 2.85 | Residential & Commercial | Ducted CEE Tier 1
215936039 | Central HP <5.4 tons | COMFORTMAKER | HRCU-A-CB (Split System: Heat Pump with Remote Outdoor Unit-Air-Source) | C5H3V36*K*AAA* |  |  | EVD5X42M21A*+WALLCON | *95CSU0601716B* | 34200 | 20.5 | 8.5 | 39000 | 28600 | 73.33% | 2.04 | 0 | 11.5 |  |  |  | No | R-454B | 2.85 | Residential & Commercial | Ducted CEE Tier 1
215936189 | Central HP <5.4 tons | COMFORTMAKER | HRCU-A-CB (Split System: Heat Pump with Remote Outdoor Unit-Air-Source) | C5H3V36*K*AAA* |  |  | EVD5X42M24A*+WALLCON | *80CTL1352422B* | 35600 | 22 | 8.5 | 38000 | 28400 | 74.74% | 2.04 | 0 | 12.5 |  |  |  | No | R-454B | 2.9667 | Residential & Commercial | Ducted CEE Tier 1
215936489 | Central HP <5.4 tons | COMFORTMAKER | HRCU-A-CB (Split System: Heat Pump with Remote Outdoor Unit-Air-Source) | C5H3V36*K*AAA* |  |  | EVD5X49M24A*+WALLCON | *95CSU1002122B* | 35600 | 22 | 8.5 | 38000 | 28400 | 74.74% | 2.06 | 0 | 12.5 |  |  |  | No | R-454B | 2.9667 | Residential & Commercial | Ducted CEE Tier 1
214573847 | Central HP <5.4 tons | TEMPSTAR | HRCU-A-CB (Split System: Heat Pump with Remote Outdoor Unit-Air-Source) | TVH837GKA2* |  |  | EA*4X42L24A*+WALLCON | *96CTN0802120B* | 31800 | 17.5 | 8.5 | 32800 | 24400 | 74.39% | 1.9 | 0 | 11 |  |  |  | No | R-410A | 2.65 | Residential & Commercial | Ducted CEE Tier 1
214574047 | Central HP <5.4 tons | TEMPSTAR | HRCU-A-CB (Split System: Heat Pump with Remote Outdoor Unit-Air-Source) | TVH837GKA2* |  |  | EA*4X60L24A*+WALLCON | *95CSU0802120B* | 32800 | 17.5 | 8.5 | 31600 | 24800 | 78.48% | 1.98 | 0 | 11.5 |  |  |  | No | R-410A | 2.7333 | Residential & Commercial | Ducted CEE Tier 1
210596300 | Central HP <5.4 tons | BRYANT HEATING AND COOLING SYSTEMS | HRCU-A-CB (Split System: Heat Pump with Remote Outdoor Unit-Air-Source) | 288BNV025*0**B* |  |  | CAP**4221AL*+UI | 935CA48060C17*** | 23600 | 16.5 | 8.1 | 21400 | 16700 | 78.04% | 1.94 | 0 | 10.5 |  |  |  | No | R-410A | 1.9667 | Residential & Commercial | Ducted CEE Tier 1
210596315 | Central HP <5.4 tons | BRYANT HEATING AND COOLING SYSTEMS | HRCU-A-CB (Split System: Heat Pump with Remote Outdoor Unit-Air-Source) | 288BNV025*0**B* |  |  | CAP**4224AL*+UI | 986TC66120C24*** | 23800 | 17 | 8.1 | 21400 | 16600 | 77.57% | 1.96 | 0 | 11 |  |  |  | No | R-410A | 1.9833 | Residential & Commercial | Ducted CEE Tier 1
210596350 | Central HP <5.4 tons | BRYANT HEATING AND COOLING SYSTEMS | HRCU-A-CB (Split System: Heat Pump with Remote Outdoor Unit-Air-Source) | 288BNV025*0**B* |  |  | CAP**4821AL*+UI | 987MB66100C21*** | 24000 | 16.5 | 8.1 | 21000 | 16500 | 78.57% | 2.02 | 0 | 11 |  |  |  | No | R-410A | 2 | Residential & Commercial | Ducted CEE Tier 1
210596416 | Central HP <5.4 tons | BRYANT HEATING AND COOLING SYSTEMS | HRCU-A-CB (Split System: Heat Pump with Remote Outdoor Unit-Air-Source) | 288BNV025*0**B* |  |  | CSPH*4212AL*+UI | 88*TA36070C14*** | 24200 | 16.5 | 8.1 | 21200 | 16600 | 78.3% | 2.02 | 0 | 11 |  |  |  | No | R-410A | 2.0167 | Residential & Commercial | Ducted CEE Tier 1
210596417 | Central HP <5.4 tons | BRYANT HEATING AND COOLING SYSTEMS | HRCU-A-CB (Split System: Heat Pump with Remote Outdoor Unit-Air-Source) | 288BNV025*0**B* |  |  | CSPH*4212AL*+UI | 88*TA48070C17*** | 24200 | 16 | 8.1 | 21400 | 16600 | 77.57% | 2 | 0 | 10.5 |  |  |  | No | R-410A | 2.0167 | Residential & Commercial | Ducted CEE Tier 1
210596434 | Central HP <5.4 tons | BRYANT HEATING AND COOLING SYSTEMS | HRCU-A-CB (Split System: Heat Pump with Remote Outdoor Unit-Air-Source) | 288BNV025*0**B* |  |  | CSPH*4812AL*+UI | 83*CA60100C21*** | 24200 | 16 | 8.1 | 21200 | 16600 | 78.3% | 2 | 0 | 10.5 |  |  |  | No | R-410A | 2.0167 | Residential & Commercial | Ducted CEE Tier 1
210596435 | Central HP <5.4 tons | BRYANT HEATING AND COOLING SYSTEMS | HRCU-A-CB (Split System: Heat Pump with Remote Outdoor Unit-Air-Source) | 288BNV025*0**B* |  |  | CSPH*4812AL*+UI | 88*TA36045C17*** | 24200 | 16 | 8.1 | 21400 | 16700 | 78.04% | 2 | 0 | 10.5 |  |  |  | No | R-410A | 2.0167 | Residential & Commercial | Ducted CEE Tier 1
214573777 | Central HP <5.4 tons | TEMPSTAR | HRCU-A-CB (Split System: Heat Pump with Remote Outdoor Unit-Air-Source) | TVH837GKA2* |  |  | EA*4X42L21A*+WALLCON | *97CMN0802120B* | 31800 | 17 | 8.5 | 32800 | 24400 | 74.39% | 1.9 | 0 | 11 |  |  |  | No | R-410A | 2.65 | Residential & Commercial | Ducted CEE Tier 1
214573927 | Central HP <5.4 tons | TEMPSTAR | HRCU-A-CB (Split System: Heat Pump with Remote Outdoor Unit-Air-Source) | TVH837GKA2* |  |  | EA*4X48L21A*+WALLCON | *95CSU0802120B* | 32200 | 17.5 | 8.5 | 32400 | 25000 | 77.16% | 1.98 | 0 | 11 |  |  |  | No | R-410A | 2.6833 | Residential & Commercial | Ducted CEE Tier 1
214573977 | Central HP <5.4 tons | TEMPSTAR | HRCU-A-CB (Split System: Heat Pump with Remote Outdoor Unit-Air-Source) | TVH837GKA2* |  |  | EA*4X48L24A*+WALLCON | *80CTL0702120B* | 32400 | 17.5 | 8.5 | 32400 | 25000 | 77.16% | 1.98 | 0 | 11 |  |  |  | No | R-410A | 2.7 | Residential & Commercial | Ducted CEE Tier 1
214574077 | Central HP <5.4 tons | TEMPSTAR | HRCU-A-CB (Split System: Heat Pump with Remote Outdoor Unit-Air-Source) | TVH837GKA2* |  |  | EA*4X60L24A*+WALLCON | *97CMN0802120B* | 32800 | 17.5 | 8.5 | 31600 | 24800 | 78.48% | 2 | 0 | 11.5 |  |  |  | No | R-410A | 2.7333 | Residential & Commercial | Ducted CEE Tier 1
213770507 | Central HP <5.4 tons | HEIL | HRCU-A-CB (Split System: Heat Pump with Remote Outdoor Unit-Air-Source) | HVH825GKA2* |  |  | EA*4X24L17A*+WALLCON | *80CTL0701716B* | 23200 | 16.5 | 8.1 | 22000 | 16800 | 76.36% | 1.9 | 0 | 10.5 |  |  |  | No | R-410A | 1.9333 | Residential & Commercial | Ducted CEE Tier 1
213770927 | Central HP <5.4 tons | HEIL | HRCU-A-CB (Split System: Heat Pump with Remote Outdoor Unit-Air-Source) | HVH825GKA2* |  |  | EA*4X36L21A*+WALLCON | *80CTL0901716B* | 23600 | 16.5 | 8.1 | 21400 | 16600 | 77.57% | 1.94 | 0 | 10.5 |  |  |  | No | R-410A | 1.9667 | Residential & Commercial | Ducted CEE Tier 1
213770957 | Central HP <5.4 tons | HEIL | HRCU-A-CB (Split System: Heat Pump with Remote Outdoor Unit-Air-Source) | HVH825GKA2* |  |  | EA*4X36L21A*+WALLCON | *95CSU0601716B* | 23600 | 16.5 | 8.1 | 21600 | 16700 | 77.31% | 1.94 | 0 | 10.5 |  |  |  | No | R-410A | 1.9667 | Residential & Commercial | Ducted CEE Tier 1
213156959 | Central HP <5.4 tons | DAIKIN | HRCU-A-CB (Split System: Heat Pump with Remote Outdoor Unit-Air-Source) | DZ6VSA481EA* |  |  | CA*EA6030*4A* | D*80VC0805D*A* | 44000 | 17 | 8.5 | 44000 | 31000 | 70.45% | 2 | 0 | 10 |  |  |  | No | R-410A | 3.6667 | Residential & Commercial | Ducted CEE Tier 1
214573257 | Central HP <5.4 tons | TEMPSTAR | HRCU-A-CB (Split System: Heat Pump with Remote Outdoor Unit-Air-Source) | TVH837GKA** |  |  | EHD4X60AAL+WALLCON | *80CTL0702120B* | 33000 | 17 | 8.5 | 32200 | 25000 | 77.64% | 2 | 0 | 11 |  |  |  | No | R-410A | 2.75 | Residential & Commercial | Ducted CEE Tier 1
214573357 | Central HP <5.4 tons | TEMPSTAR | HRCU-A-CB (Split System: Heat Pump with Remote Outdoor Unit-Air-Source) | TVH837GKA** |  |  | EN(A,D)4X36L21**+WALLCON | *97CMN0802120B* | 31400 | 17 | 8.1 | 33200 | 24200 | 72.89% | 1.82 | 0 | 11 |  |  |  | No | R-410A | 2.6167 | Residential & Commercial | Ducted CEE Tier 1
214573447 | Central HP <5.4 tons | TEMPSTAR | HRCU-A-CB (Split System: Heat Pump with Remote Outdoor Unit-Air-Source) | TVH837GKA** |  |  | EN(A,D,W)4X48L21**+WALLCON | *95CSU0802120B* | 32400 | 17.5 | 8.1 | 32800 | 24800 | 75.61% | 1.96 | 0 | 11.5 |  |  |  | No | R-410A | 2.7 | Residential & Commercial | Ducted CEE Tier 1
214572477 | Central HP <5.4 tons | TEMPSTAR | HRCU-A-CB (Split System: Heat Pump with Remote Outdoor Unit-Air-Source) | TVH837GKA** |  |  | EA*4X36L21A*+WALLCON | *80CTL0702120B* | 31400 | 17 | 8.1 | 33000 | 24200 | 73.33% | 1.86 | 0 | 11 |  |  |  | No | R-410A | 2.6167 | Residential & Commercial | Ducted CEE Tier 1
215937029 | Central HP <5.4 tons | COMFORTMAKER | HRCU-A-CB (Split System: Heat Pump with Remote Outdoor Unit-Air-Source) | C5H3V48*K*AAA* |  |  | EVM5X48M21A*+WALLCON | *80CTL1102120B* | 44500 | 20 | 8.1 | 52000 | 38000 | 73.08% | 1.9 | 0 | 11 |  |  |  | No | R-454B | 3.7083 | Residential & Commercial | Ducted CEE Tier 1
215938299 | Central HP <5.4 tons | COMFORTMAKER | HRCU-A-CB (Split System: Heat Pump with Remote Outdoor Unit-Air-Source) | C5H3V48*K*AAA* |  |  | EVD5X60M24A*+WALLCON | *80CTL0902120B* | 45500 | 21 | 8.1 | 52500 | 38000 | 72.38% | 1.95 | 0 | 11.5 |  |  |  | No | R-454B | 3.7917 | Residential & Commercial | Ducted CEE Tier 1
213771431 | Central HP <5.4 tons | DAY & NIGHT | HRCU-A-CB (Split System: Heat Pump with Remote Outdoor Unit-Air-Source) | CVH825GKA2* |  |  | EA*4X42L24A*+WALLCON | *96CTN1202422B* | 23800 | 17 | 8.1 | 21400 | 16600 | 77.57% | 1.96 | 0 | 11 |  |  |  | No | R-410A | 1.9833 | Residential & Commercial | Ducted CEE Tier 1
211226859 | Central HP <5.4 tons | TEMPSTAR | HRCU-A-CB (Split System: Heat Pump with Remote Outdoor Unit-Air-Source) | DLCURAH36ABK |  |  | EA*4X37L21A* | *80ES(N,L)1102120A* | 37000 | 15.5 | 8.5 | 38500 | 34800 | 90.39% | 2.12 | 0 | 10 |  |  |  | No | R-410A | 3.0833 | Residential & Commercial | Ducted CEE Tier 1
215439674 | Central HP <5.4 tons | DAIKIN | HRCU-A-CB (Split System: Heat Pump with Remote Outdoor Unit-Air-Source) | DH6VSA1810A* |  |  | CA*EA3022*3A* | D*97MC0603BNA* | 17000 | 19 | 8.8 | 16800 | 13000 | 77.38% | 2.1 | 0 | 12 |  |  |  | No | R-32 | 1.4167 | Residential & Commercial | Ducted CEE Tier 1
214573987 | Central HP <5.4 tons | TEMPSTAR | HRCU-A-CB (Split System: Heat Pump with Remote Outdoor Unit-Air-Source) | TVH837GKA2* |  |  | EA*4X48L24A*+WALLCON | *95CSU0802120B* | 32200 | 17.5 | 8.5 | 32400 | 25000 | 77.16% | 1.98 | 0 | 11 |  |  |  | No | R-410A | 2.6833 | Residential & Commercial | Ducted CEE Tier 1
214574087 | Central HP <5.4 tons | TEMPSTAR | HRCU-A-CB (Split System: Heat Pump with Remote Outdoor Unit-Air-Source) | TVH837GKA2* |  |  | EA*4X60L24A*+WALLCON | *96CTN0802120B* | 32800 | 18 | 8.5 | 31600 | 24600 | 77.85% | 2 | 0 | 11.5 |  |  |  | No | R-410A | 2.7333 | Residential & Commercial | Ducted CEE Tier 1
214573807 | Central HP <5.4 tons | TEMPSTAR | HRCU-A-CB (Split System: Heat Pump with Remote Outdoor Unit-Air-Source) | TVH837GKA2* |  |  | EA*4X42L24A*+WALLCON | *95CSU0802120B* | 31800 | 17 | 8.5 | 33000 | 24400 | 73.94% | 1.9 | 0 | 11 |  |  |  | No | R-410A | 2.65 | Residential & Commercial | Ducted CEE Tier 1
214574027 | Central HP <5.4 tons | TEMPSTAR | HRCU-A-CB (Split System: Heat Pump with Remote Outdoor Unit-Air-Source) | TVH837GKA2* |  |  | EA*4X48L24A*+WALLCON | *96CTN0802120B* | 32400 | 17.5 | 8.5 | 32200 | 24800 | 77.02% | 2 | 0 | 11.5 |  |  |  | No | R-410A | 2.7 | Residential & Commercial | Ducted CEE Tier 1
215937559 | Central HP <5.4 tons | COMFORTMAKER | HRCU-A-CB (Split System: Heat Pump with Remote Outdoor Unit-Air-Source) | C5H3V48*K*AAA* |  |  | EVM5X60M24A*+WALLCON | *96CTN1002122B* | 45500 | 20.5 | 8.1 | 52500 | 38000 | 72.38% | 1.9 | 0 | 11.5 |  |  |  | No | R-454B | 3.7917 | Residential & Commercial | Ducted CEE Tier 1
215937909 | Central HP <5.4 tons | COMFORTMAKER | HRCU-A-CB (Split System: Heat Pump with Remote Outdoor Unit-Air-Source) | C5H3V48*K*AAA* |  |  | EVD5X48M24A*+WALLCON | *80CTL1352422B* | 45000 | 20.5 | 8.1 | 52000 | 38000 | 73.08% | 1.95 | 0 | 11.5 |  |  |  | No | R-454B | 3.75 | Residential & Commercial | Ducted CEE Tier 1
215938309 | Central HP <5.4 tons | COMFORTMAKER | HRCU-A-CB (Split System: Heat Pump with Remote Outdoor Unit-Air-Source) | C5H3V48*K*AAA* |  |  | EVD5X60M24A*+WALLCON | *80CTL1102120B* | 45500 | 21 | 8.1 | 52500 | 38000 | 72.38% | 1.95 | 0 | 11.5 |  |  |  | No | R-454B | 3.7917 | Residential & Commercial | Ducted CEE Tier 1
211244299 | Central HP <5.4 tons | TEMPSTAR | HRCU-A-CB (Split System: Heat Pump with Remote Outdoor Unit-Air-Source) | DLCURAH24ABK |  |  | EN(A,D)4X30L14** | *96VSN0601412A* | 23400 | 16.5 | 8.1 | 25800 | 24000 | 93.02% | 1.98 | 0 | 10 |  |  |  | No | R-410A | 1.95 | Residential & Commercial | Ducted CEE Tier 1
211244717 | Central HP <5.4 tons | TEMPSTAR | HRCU-A-CB (Split System: Heat Pump with Remote Outdoor Unit-Air-Source) | DLCURAH24ABK |  |  | EN(A,D)4X30L17** | *80ES(N,L)0901714A* | 24600 | 16.5 | 8.1 | 26400 | 22600 | 85.61% | 1.86 | 0 | 10.5 |  |  |  | No | R-410A | 2.05 | Residential & Commercial | Ducted CEE Tier 1
211244751 | Central HP <5.4 tons | TEMPSTAR | HRCU-A-CB (Split System: Heat Pump with Remote Outdoor Unit-Air-Source) | DLCURAH24ABK |  |  | EN(A,D)4X30L17** | *92ESN0801716A* | 24200 | 17 | 8.1 | 26200 | 22800 | 87.02% | 1.88 | 0 | 10.5 |  |  |  | No | R-410A | 2.0167 | Residential & Commercial | Ducted CEE Tier 1
211244818 | Central HP <5.4 tons | TEMPSTAR | HRCU-A-CB (Split System: Heat Pump with Remote Outdoor Unit-Air-Source) | DLCURAH24ABK |  |  | EN(A,D)4X30L17** | *80ESU0601716A | 24800 | 16.5 | 8.5 | 26600 | 22200 | 83.46% | 1.84 | 0 | 10.5 |  |  |  | No | R-410A | 2.0667 | Residential & Commercial | Ducted CEE Tier 1
211245220 | Central HP <5.4 tons | TEMPSTAR | HRCU-A-CB (Split System: Heat Pump with Remote Outdoor Unit-Air-Source) | DLCURAH24ABK |  |  | EN(A,D,W)4X36L17** | *92ESN0401410A* | 24000 | 15.2 | 8.1 | 26600 | 22800 | 85.71% | 1.86 | 0 | 10 |  |  |  | No | R-410A | 2 | Residential & Commercial | Ducted CEE Tier 1
210692295 | Central HP <5.4 tons | DAIKIN | HRCU-A-CB (Split System: Heat Pump with Remote Outdoor Unit-Air-Source) | DZ9VCA3610A* |  |  | CA*F3137*6A*+TXV | D*96VC0403BNA* | 33600 | 18 | 8.2 | 34000 | 24400 | 71.76% | 1.8 | 0 | 11.5 |  |  |  | No | R-410A | 2.8 | Residential & Commercial | Ducted CEE Tier 1
210692312 | Central HP <5.4 tons | DAIKIN | HRCU-A-CB (Split System: Heat Pump with Remote Outdoor Unit-Air-Source) | DZ9VCA3610A* |  |  | CA*F3743*6D*+TXV | D*96VC0804CNA* | 33600 | 19 | 8.2 | 34000 | 24400 | 71.76% | 1.8 | 0 | 12 |  |  |  | No | R-410A | 2.8 | Residential & Commercial | Ducted CEE Tier 1
210692315 | Central HP <5.4 tons | DAIKIN | HRCU-A-CB (Split System: Heat Pump with Remote Outdoor Unit-Air-Source) | DZ9VCA3610A* |  |  | CA*F3743*6D*+TXV | D*96VC1205DNA* | 33600 | 19 | 8.2 | 34000 | 24400 | 71.76% | 1.8 | 0 | 12 |  |  |  | No | R-410A | 2.8 | Residential & Commercial | Ducted CEE Tier 1
210692332 | Central HP <5.4 tons | DAIKIN | HRCU-A-CB (Split System: Heat Pump with Remote Outdoor Unit-Air-Source) | DZ9VCA3610A* |  |  | CHPF3642C6C*+TXV | D*96VC0803BNA* | 33400 | 18 | 8.2 | 34000 | 24400 | 71.76% | 1.8 | 0 | 11 |  |  |  | No | R-410A | 2.7833 | Residential & Commercial | Ducted CEE Tier 1
210692346 | Central HP <5.4 tons | DAIKIN | HRCU-A-CB (Split System: Heat Pump with Remote Outdoor Unit-Air-Source) | DZ9VCA3610A* |  |  | CHPF3743C6B*+TXV | D*80VC0805C*A* | 33400 | 18 | 8.2 | 34000 | 24400 | 71.76% | 1.8 | 0 | 11 |  |  |  | No | R-410A | 2.7833 | Residential & Commercial | Ducted CEE Tier 1
210692347 | Central HP <5.4 tons | DAIKIN | HRCU-A-CB (Split System: Heat Pump with Remote Outdoor Unit-Air-Source) | DZ9VCA3610A* |  |  | CHPF3743C6B*+TXV | D*80VC1005C*A* | 33400 | 18 | 8.2 | 34000 | 24400 | 71.76% | 1.8 | 0 | 11 |  |  |  | No | R-410A | 2.7833 | Residential & Commercial | Ducted CEE Tier 1
210692362 | Central HP <5.4 tons | DAIKIN | HRCU-A-CB (Split System: Heat Pump with Remote Outdoor Unit-Air-Source) | DZ9VCA3610A* |  |  | CSCF3642N6D*+TXV | D*80VC0604B*A* | 33800 | 18.5 | 8.2 | 34000 | 24400 | 71.76% | 1.8 | 0 | 11.5 |  |  |  | No | R-410A | 2.8167 | Residential & Commercial | Ducted CEE Tier 1
210692378 | Central HP <5.4 tons | DAIKIN | HRCU-A-CB (Split System: Heat Pump with Remote Outdoor Unit-Air-Source) | DZ9VCA3610A* |  |  | CSCF3642N6D*+TXV | D*97MC1005CNA* | 33800 | 18.5 | 8.2 | 34000 | 24400 | 71.76% | 1.8 | 0 | 11.5 |  |  |  | No | R-410A | 2.8167 | Residential & Commercial | Ducted CEE Tier 1
212983555 | Central HP <5.4 tons | TEMPSTAR | HRCU-A-CB (Split System: Heat Pump with Remote Outdoor Unit-Air-Source) | DLCURAH24ABK |  |  | EA*4X30L17A* | *92MSN0601412A* | 23800 | 17 | 8.5 | 26600 | 23400 | 87.97% | 1.94 | 0 | 10 |  |  |  | No | R-410A | 1.9833 | Residential & Commercial | Ducted CEE Tier 1
211241181 | Central HP <5.4 tons | DAY & NIGHT | HRCU-A-CB (Split System: Heat Pump with Remote Outdoor Unit-Air-Source) | DLCURAH24ABK |  |  | EA*4X25L17A* | *92ESN0401712A* | 24200 | 16 | 8.1 | 25400 | 21600 | 85.04% | 1.78 | 0 | 10 |  |  |  | No | R-410A | 2.0167 | Residential & Commercial | Ducted CEE Tier 1
210596531 | Central HP <5.4 tons | BRYANT HEATING AND COOLING SYSTEMS | HRCU-A-CB (Split System: Heat Pump with Remote Outdoor Unit-Air-Source) | 288BNV037*0**A* |  |  | CAP**6024AL*+UI | 986TC66100C21*** | 32800 | 17.5 | 8.5 | 31800 | 24800 | 77.99% | 2 | 0 | 11.7 |  |  |  | No | R-410A | 2.7333 | Residential & Commercial | Ducted CEE Tier 1
210596538 | Central HP <5.4 tons | BRYANT HEATING AND COOLING SYSTEMS | HRCU-A-CB (Split System: Heat Pump with Remote Outdoor Unit-Air-Source) | 288BNV037*0**A* |  |  | CAP**6121AL*+UI | 83*CA48060C17*** | 33200 | 17.5 | 8.1 | 32200 | 25000 | 77.64% | 1.98 | 0 | 11.5 |  |  |  | No | R-410A | 2.7667 | Residential & Commercial | Ducted CEE Tier 1
215853867 | Central HP <5.4 tons | BLUERIDGE | HRCU-A-CB (Split System: Heat Pump with Remote Outdoor Unit-Air-Source) | BMSAHS4816C |  |  | BMS2AH48I |  | 48000 | 16 | 8.5 | 48000 | 38000 | 79.17% | 1.85 | 0 | 10 |  |  |  | No | R-454B | 4 | Residential & Commercial | Ducted CEE Tier 1
213075951 | Central HP <5.4 tons | COMFORTMAKER | HRCU-A-CB (Split System: Heat Pump with Remote Outdoor Unit-Air-Source) | DLCURAH36ABK |  |  | EA*4X48L24A* | *95MSU1002120A* | 36000 | 16.5 | 8.5 | 38000 | 34800 | 91.58% | 2.04 | 0 | 10 |  |  |  | No | R-410A | 3 | Residential & Commercial | Ducted CEE Tier 1
213771091 | Central HP <5.4 tons | DAY & NIGHT | HRCU-A-CB (Split System: Heat Pump with Remote Outdoor Unit-Air-Source) | CVH825GKA2* |  |  | EA*4X37L17A*+WALLCON | *97CMN0801714B* | 24200 | 16 | 8.1 | 21400 | 16700 | 78.04% | 2 | 0 | 11 |  |  |  | No | R-410A | 2.0167 | Residential & Commercial | Ducted CEE Tier 1
215936139 | Central HP <5.4 tons | COMFORTMAKER | HRCU-A-CB (Split System: Heat Pump with Remote Outdoor Unit-Air-Source) | C5H3V36*K*AAA* |  |  | EVD5X42M21A*+WALLCON | *96CTN1002122B* | 34400 | 21 | 8.5 | 38500 | 28000 | 72.73% | 2.06 | 0 | 12 |  |  |  | No | R-454B | 2.8667 | Residential & Commercial | Ducted CEE Tier 1
215936339 | Central HP <5.4 tons | COMFORTMAKER | HRCU-A-CB (Split System: Heat Pump with Remote Outdoor Unit-Air-Source) | C5H3V36*K*AAA* |  |  | EVD5X48M24A*+WALLCON | *80CTL1352422B* | 35200 | 21.5 | 8.5 | 38000 | 28200 | 74.21% | 2.04 | 0 | 12 |  |  |  | No | R-454B | 2.9333 | Residential & Commercial | Ducted CEE Tier 1
215936389 | Central HP <5.4 tons | COMFORTMAKER | HRCU-A-CB (Split System: Heat Pump with Remote Outdoor Unit-Air-Source) | C5H3V36*K*AAA* |  |  | EVD5X48M24A*+WALLCON | *97CMN1002122B* | 35000 | 21.5 | 8.5 | 38000 | 28200 | 74.21% | 2.02 | 0 | 12 |  |  |  | No | R-454B | 2.9167 | Residential & Commercial | Ducted CEE Tier 1
215935419 | Central HP <5.4 tons | COMFORTMAKER | HRCU-A-CB (Split System: Heat Pump with Remote Outdoor Unit-Air-Source) | C5H3V36*K*AAA* |  |  | EVM5X60M24A*+WALLCON | *97CMN1002122B* | 35600 | 22 | 8.5 | 38000 | 28400 | 74.74% | 2.04 | 0 | 12.5 |  |  |  | No | R-454B | 2.9667 | Residential & Commercial | Ducted CEE Tier 1
213613333 | Central HP <5.4 tons | DAIKIN | HRCU-A-CB (Split System: Heat Pump with Remote Outdoor Unit-Air-Source) | DZ6VSA361EA* |  |  | DFVE60DP1400B* |  | 34200 | 17.5 | 8.6 | 34200 | 30000 | 87.72% | 2 | 0 | 10 |  |  |  | No | R-410A | 2.85 | Residential & Commercial | Ducted CEE Tier 1
213613334 | Central HP <5.4 tons | DAIKIN | HRCU-A-CB (Split System: Heat Pump with Remote Outdoor Unit-Air-Source) | DZ6VSA361EA* |  |  | DFVE42CP1400B* |  | 34200 | 17.5 | 8.6 | 34200 | 29000 | 84.8% | 2 | 0 | 10 |  |  |  | No | R-410A | 2.85 | Residential & Commercial | Ducted CEE Tier 1
211260849 | Central HP <5.4 tons | COMFORTMAKER | HRCU-A-CB (Split System: Heat Pump with Remote Outdoor Unit-Air-Source) | DLCURAH18ABK |  |  | EA*4X25L17A* | *96VTN0401712A* | 18200 | 15.5 | 8.5 | 18200 | 17500 | 96.15% | 2.12 | 0 | 10.5 |  |  |  | No | R-410A | 1.5167 | Residential & Commercial | Ducted CEE Tier 1
211261051 | Central HP <5.4 tons | DAY & NIGHT | HRCU-A-CB (Split System: Heat Pump with Remote Outdoor Unit-Air-Source) | DLCURAH18ABK |  |  | EA*4X25L17A* | *92ESN0401410A* | 18400 | 15.5 | 8.5 | 18400 | 17500 | 95.11% | 2.12 | 0 | 10.5 |  |  |  | No | R-410A | 1.5333 | Residential & Commercial | Ducted CEE Tier 1
211261160 | Central HP <5.4 tons | DAY & NIGHT | HRCU-A-CB (Split System: Heat Pump with Remote Outdoor Unit-Air-Source) | DLCURAH18ABK |  |  | EA*4X25L17A* | *80ESU0601716A | 19100 | 16.5 | 8.5 | 18900 | 17300 | 91.53% | 2.12 | 0 | 11 |  |  |  | No | R-410A | 1.5917 | Residential & Commercial | Ducted CEE Tier 1
213075891 | Central HP <5.4 tons | COMFORTMAKER | HRCU-A-CB (Split System: Heat Pump with Remote Outdoor Unit-Air-Source) | DLCURAH36ABK |  |  | EA*4X37L21A* | *95MSU1002120A* | 36400 | 16 | 8.5 | 38000 | 34800 | 91.58% | 2.06 | 0 | 10 |  |  |  | No | R-410A | 3.0333 | Residential & Commercial | Ducted CEE Tier 1
210720670 | Central HP <5.4 tons | BRYANT HEATING AND COOLING SYSTEMS | HRCU-A-CB (Split System: Heat Pump with Remote Outdoor Unit-Air-Source) | 284ANV036*0**B* |  |  | CNPV*4221AL*+UI | 935CA48060C17*** | 32800 | 18.5 | 9 | 35600 | 26800 | 75.28% | 1.96 | 0 | 11 |  |  |  | No | R-410A | 2.7333 | Residential & Commercial | Ducted CEE Tier 1
212391559 | Central HP <5.4 tons | TRANE | HRCU-A-CB (Split System: Heat Pump with Remote Outdoor Unit-Air-Source) | 4TWV7X60A1 |  |  | 4PX*DU60BS3 | S8V2D120M5PDA | 54000 | 17.1 | 8.2 | 52000 | 39500 | 75.96% | 1.8 | 0 | 11.7 |  |  |  | No | R-410A | 4.5 | Residential & Commercial | Ducted CEE Tier 1
211261194 | Central HP <5.4 tons | DAY & NIGHT | HRCU-A-CB (Split System: Heat Pump with Remote Outdoor Unit-Air-Source) | DLCURAH18ABK |  |  | EA*4X25L17A* | OMV098J12* | 18800 | 16 | 8.5 | 18700 | 17300 | 92.51% | 2.12 | 0 | 11 |  |  |  | No | R-410A | 1.5667 | Residential & Commercial | Ducted CEE Tier 1
214228975 | Central HP <5.4 tons | DAY & NIGHT | HRCU-A-CB (Split System: Heat Pump with Remote Outdoor Unit-Air-Source) | DLCURAH18ABK |  |  | EA*4X19L17A* | *80MSU0601716A* | 18100 | 16.5 | 8.5 | 18000 | 17700 | 98.33% | 2.14 | 0 | 11 |  |  |  | No | R-410A | 1.5083 | Residential & Commercial | Ducted CEE Tier 1
216374758 | Central HP <5.4 tons | COLEMAN | HRCU-A-CB (Split System: Heat Pump with Remote Outdoor Unit-Air-Source) | HH836E2S11 |  |  | CTM48C5CFS1 | Z9ET080C16SMPS1 | 33800 | 19 | 9.5 | 32400 | 24200 | 74.69% | 2 | 0 | 11 |  |  |  | No | R-454B | 2.8167 | Residential & Commercial | Ducted CEE Tier 1
212614937 | Central HP <5.4 tons | DAIKIN | HRCU-A-CB (Split System: Heat Pump with Remote Outdoor Unit-Air-Source) | DZ6VSA421EA* |  |  | CA*EA6030*4A* | D*96VC1005DNA* | 40000 | 17 | 8.6 | 40000 | 30600 | 76.5% | 2 | 0 | 10 |  |  |  | No | R-410A | 3.3333 | Residential & Commercial | Ducted CEE Tier 1
210532941 | Central HP <5.4 tons | BRYANT HEATING AND COOLING SYSTEMS | HRCU-A-CB (Split System: Heat Pump with Remote Outdoor Unit-Air-Source) | 284ANV024*0**B* |  |  | CAP**2417AL*+UI | 986TC42060C17*** | 22800 | 19.5 | 10 | 27200 | 20200 | 74.26% | 2.28 | 0 | 12.5 |  |  |  | No | R-410A | 1.9 | Residential & Commercial | Ducted CEE Tier 1
210533041 | Central HP <5.4 tons | BRYANT HEATING AND COOLING SYSTEMS | HRCU-A-CB (Split System: Heat Pump with Remote Outdoor Unit-Air-Source) | 284ANV024*0**B* |  |  | CAP**4321AL*+UI | 986TC42080C17*** | 24000 | 20 | 10.5 | 26400 | 19800 | 75% | 2.54 | 0 | 13.5 |  |  |  | No | R-410A | 2 | Residential & Commercial | Ducted CEE Tier 1
210533057 | Central HP <5.4 tons | BRYANT HEATING AND COOLING SYSTEMS | HRCU-A-CB (Split System: Heat Pump with Remote Outdoor Unit-Air-Source) | 284ANV024*0**B* |  |  | CNPV*3017AL*+UI | 986TC42060C17*** | 23200 | 19.5 | 9.5 | 26800 | 20000 | 74.63% | 2.36 | 0 | 13 |  |  |  | No | R-410A | 1.9333 | Residential & Commercial | Ducted CEE Tier 1
214574197 | Central HP <5.4 tons | TEMPSTAR | HRCU-A-CB (Split System: Heat Pump with Remote Outdoor Unit-Air-Source) | TVH837GKA2* |  |  | EA*4X61L24A*+WALLCON | *97CMN0802120B* | 33200 | 17.5 | 8.5 | 31800 | 24800 | 77.99% | 2 | 0 | 11.5 |  |  |  | No | R-410A | 2.7667 | Residential & Commercial | Ducted CEE Tier 1
214574567 | Central HP <5.4 tons | TEMPSTAR | HRCU-A-CB (Split System: Heat Pump with Remote Outdoor Unit-Air-Source) | TVH837GKA2* |  |  | EN(A,D,W)4X42L21**+WALLCON | *96CTN0802120B* | 31800 | 17 | 8.1 | 33000 | 24400 | 73.94% | 1.9 | 0 | 11.5 |  |  |  | No | R-410A | 2.65 | Residential & Commercial | Ducted CEE Tier 1
214574117 | Central HP <5.4 tons | TEMPSTAR | HRCU-A-CB (Split System: Heat Pump with Remote Outdoor Unit-Air-Source) | TVH837GKA2* |  |  | EA*4X61L21A*+WALLCON | *95CSU1002122B* | 33200 | 18.5 | 8.5 | 31800 | 24800 | 77.99% | 2 | 0 | 11.5 |  |  |  | No | R-410A | 2.7667 | Residential & Commercial | Ducted CEE Tier 1
213815088 | Central HP <5.4 tons | DAIKIN | HRCU-A-CB (Split System: Heat Pump with Remote Outdoor Unit-Air-Source) | DZ6VSA1810A* |  |  | CA*EA1818*4A*+MBVK12BP1X00A* |  | 16600 | 17.5 | 8.5 | 17400 | 13000 | 74.71% | 2.1 | 0 | 10.9 |  |  |  | No | R-410A | 1.3833 | Residential & Commercial | Ducted CEE Tier 1
213815089 | Central HP <5.4 tons | DAIKIN | HRCU-A-CB (Split System: Heat Pump with Remote Outdoor Unit-Air-Source) | DZ6VSA1810A* |  |  | CA*EA1818*4A*+MBVK16CP1X00A* |  | 16600 | 17.5 | 8.5 | 17400 | 13000 | 74.71% | 2.1 | 0 | 10.9 |  |  |  | No | R-410A | 1.3833 | Residential & Commercial | Ducted CEE Tier 1
210473910 | Central HP <5.4 tons | COMFORTMAKER | HRCU-A-CB (Split System: Heat Pump with Remote Outdoor Unit-Air-Source) | CVH825GKA3* |  |  | EN(A,D,W)4X48L21**+WALLCON | *95CSU1002122A* | 24200 | 17 | 8.1 | 21200 | 16600 | 78.3% | 2.02 | 0 | 11.5 |  |  |  | No | R-410A | 2.0167 | Residential & Commercial | Ducted CEE Tier 1
212391566 | Central HP <5.4 tons | AMERICAN STANDARD | HRCU-A-CB (Split System: Heat Pump with Remote Outdoor Unit-Air-Source) | 4A6V7X36A1 |  |  | TAMXB0B30V31 |  | 34000 | 17.1 | 8.5 | 29000 | 20400 | 70.34% | 1.8 | 0 | 12 |  |  |  | No | R-410A | 2.8333 | Residential & Commercial | Ducted CEE Tier 1
215936689 | Central HP <5.4 tons | COMFORTMAKER | HRCU-A-CB (Split System: Heat Pump with Remote Outdoor Unit-Air-Source) | C5H3V36*K*AAA* |  |  | EVD5X60M21A*+WALLCON | *97CMN0801714B* | 35400 | 21.5 | 8.5 | 38500 | 29000 | 75.32% | 2.02 | 0 | 12 |  |  |  | No | R-454B | 2.95 | Residential & Commercial | Ducted CEE Tier 1
215936889 | Central HP <5.4 tons | COMFORTMAKER | HRCU-A-CB (Split System: Heat Pump with Remote Outdoor Unit-Air-Source) | C5H3V36*K*AAA* |  |  | EVD5X61M21A*+WALLCON | *95CSU1002122B* | 36000 | 22 | 8.5 | 37600 | 28400 | 75.53% | 2.04 | 0 | 12.5 |  |  |  | No | R-454B | 3 | Residential & Commercial | Ducted CEE Tier 1
212614921 | Central HP <5.4 tons | DAIKIN | HRCU-A-CB (Split System: Heat Pump with Remote Outdoor Unit-Air-Source) | DZ6VSA361EA* |  |  | CA*EA4830*4A* | D*97MC1005CNA* | 34200 | 17.5 | 8.6 | 34200 | 29000 | 84.8% | 2 | 0 | 10 |  |  |  | No | R-410A | 2.85 | Residential & Commercial | Ducted CEE Tier 1
207826610 | Central HP <5.4 tons | SMART COMFORT | HRCU-A-CB (Split System: Heat Pump with Remote Outdoor Unit-Air-Source) | DLCSRBH24AAK |  |  | DLFSABH24XBK |  | 23000 | 18.4 | 9.3 | 26000 | 21200 | 81.54% | 1.9 | 12.5 | 11.7 |  |  |  | No | R-410A | 1.9167 | Residential & Commercial | Ducted CEE Tier 1
215487403 | Central HP <5.4 tons | DAIKIN | HRCU-A-CB (Split System: Heat Pump with Remote Outdoor Unit-Air-Source) | DH7VSA3610A* |  |  | CA*EA6030*3A* | D*80VC1005C*A* | 35000 | 18.5 | 8.5 | 35000 | 28400 | 81.14% | 2 | 0 | 10.5 |  |  |  | No | R-32 | 2.9167 | Residential & Commercial | Ducted CEE Tier 1
215487405 | Central HP <5.4 tons | DAIKIN | HRCU-A-CB (Split System: Heat Pump with Remote Outdoor Unit-Air-Source) | DH7VSA3610A* |  |  | CA*EA6030*3A* | D*80VC0805C*A* | 35000 | 18.5 | 8.5 | 35000 | 28400 | 81.14% | 2 | 0 | 10.5 |  |  |  | No | R-32 | 2.9167 | Residential & Commercial | Ducted CEE Tier 1
215415509 | Central HP <5.4 tons | DAIKIN | HRCU-A-CB (Split System: Heat Pump with Remote Outdoor Unit-Air-Source) | DH7VSA3610A* |  |  | DFVE48DP1300A* |  | 35000 | 19 | 8.8 | 35000 | 29000 | 82.86% | 2 | 0 | 10.5 |  |  |  | No | R-32 | 2.9167 | Residential & Commercial | Ducted CEE Tier 1
215935439 | Central HP <5.4 tons | COMFORTMAKER | HRCU-A-CB (Split System: Heat Pump with Remote Outdoor Unit-Air-Source) | C5H3V36*K*AAA* |  |  | EVM5X60M24A*+WALLCON | *96CTN1002122B* | 35600 | 22 | 8.5 | 38000 | 28400 | 74.74% | 2.04 | 0 | 12.5 |  |  |  | No | R-454B | 2.9667 | Residential & Commercial | Ducted CEE Tier 1
215935639 | Central HP <5.4 tons | COMFORTMAKER | HRCU-A-CB (Split System: Heat Pump with Remote Outdoor Unit-Air-Source) | C5H3V36*K*AAA* |  |  | EVD5X36M21A*+WALLCON | *80CTL0702120B* | 34400 | 21 | 8.5 | 38500 | 28200 | 73.25% | 2.04 | 0 | 11.7 |  |  |  | No | R-454B | 2.8667 | Residential & Commercial | Ducted CEE Tier 1
215935689 | Central HP <5.4 tons | COMFORTMAKER | HRCU-A-CB (Split System: Heat Pump with Remote Outdoor Unit-Air-Source) | C5H3V36*K*AAA* |  |  | EVD5X36M21A*+WALLCON | *95CSU0802120B* | 34400 | 20.5 | 8.5 | 38500 | 28200 | 73.25% | 2.04 | 0 | 11.7 |  |  |  | No | R-454B | 2.8667 | Residential & Commercial | Ducted CEE Tier 1
215936559 | Central HP <5.4 tons | COMFORTMAKER | HRCU-A-CB (Split System: Heat Pump with Remote Outdoor Unit-Air-Source) | C5H3V36*K*AAA* |  |  | EVD5X60M21A*+WALLCON | *80CSU0401712A* | 35600 | 22 | 8.5 | 38000 | 28800 | 75.79% | 2.02 | 0 | 12 |  |  |  | No | R-454B | 2.9667 | Residential & Commercial | Ducted CEE Tier 1
215936679 | Central HP <5.4 tons | COMFORTMAKER | HRCU-A-CB (Split System: Heat Pump with Remote Outdoor Unit-Air-Source) | C5H3V36*K*AAA* |  |  | EVD5X60M21A*+WALLCON | *97CMN0602120B* | 35400 | 21 | 8.5 | 38500 | 29000 | 75.32% | 2 | 0 | 12 |  |  |  | No | R-454B | 2.95 | Residential & Commercial | Ducted CEE Tier 1
215936709 | Central HP <5.4 tons | COMFORTMAKER | HRCU-A-CB (Split System: Heat Pump with Remote Outdoor Unit-Air-Source) | C5H3V36*K*AAA* |  |  | EVD5X60M21A*+WALLCON | *97CMN1002122B* | 35600 | 22 | 8.5 | 38000 | 28600 | 75.26% | 2.02 | 0 | 12.5 |  |  |  | No | R-454B | 2.9667 | Residential & Commercial | Ducted CEE Tier 1
215936759 | Central HP <5.4 tons | COMFORTMAKER | HRCU-A-CB (Split System: Heat Pump with Remote Outdoor Unit-Air-Source) | C5H3V36*K*AAA* |  |  | EVD5X60M24A*+WALLCON | *80CTL0902120B* | 35600 | 22 | 8.5 | 38000 | 28400 | 74.74% | 2.04 | 0 | 12.5 |  |  |  | No | R-454B | 2.9667 | Residential & Commercial | Ducted CEE Tier 1
215936829 | Central HP <5.4 tons | COMFORTMAKER | HRCU-A-CB (Split System: Heat Pump with Remote Outdoor Unit-Air-Source) | C5H3V36*K*AAA* |  |  | EVD5X60M24A*+WALLCON | *97CMN1002122B* | 35600 | 22 | 8.5 | 38000 | 28400 | 74.74% | 2.04 | 0 | 12.5 |  |  |  | No | R-454B | 2.9667 | Residential & Commercial | Ducted CEE Tier 1
215936259 | Central HP <5.4 tons | COMFORTMAKER | HRCU-A-CB (Split System: Heat Pump with Remote Outdoor Unit-Air-Source) | C5H3V36*K*AAA* |  |  | EVD5X42M24A*+WALLCON | *96CTN1002122B* | 35600 | 22 | 8.5 | 38000 | 28400 | 74.74% | 2.04 | 0 | 12.5 |  |  |  | No | R-454B | 2.9667 | Residential & Commercial | Ducted CEE Tier 1
215936409 | Central HP <5.4 tons | COMFORTMAKER | HRCU-A-CB (Split System: Heat Pump with Remote Outdoor Unit-Air-Source) | C5H3V36*K*AAA* |  |  | EVD5X48M24A*+WALLCON | *96CTN1002122B* | 35000 | 21.5 | 8.5 | 38000 | 28200 | 74.21% | 2.02 | 0 | 12 |  |  |  | No | R-454B | 2.9167 | Residential & Commercial | Ducted CEE Tier 1
215936859 | Central HP <5.4 tons | COMFORTMAKER | HRCU-A-CB (Split System: Heat Pump with Remote Outdoor Unit-Air-Source) | C5H3V36*K*AAA* |  |  | EVD5X60M24A*+WALLCON | *96CTN1202422B* | 35600 | 22 | 8.5 | 38000 | 28400 | 74.74% | 2.04 | 0 | 12.5 |  |  |  | No | R-454B | 2.9667 | Residential & Commercial | Ducted CEE Tier 1
215936879 | Central HP <5.4 tons | COMFORTMAKER | HRCU-A-CB (Split System: Heat Pump with Remote Outdoor Unit-Air-Source) | C5H3V36*K*AAA* |  |  | EVD5X61M21A*+WALLCON | *80CTL0701716B* | 35800 | 22 | 9 | 38000 | 28600 | 75.26% | 2.06 | 0 | 12 |  |  |  | No | R-454B | 2.9833 | Residential & Commercial | Ducted CEE Tier 1
211241406 | Central HP <5.4 tons | DAY & NIGHT | HRCU-A-CB (Split System: Heat Pump with Remote Outdoor Unit-Air-Source) | DLCURAH24ABK |  |  | EA*4X30L17A* | *96VSN0401410A* | 23200 | 16 | 8.5 | 25800 | 24200 | 93.8% | 2.02 | 0 | 10 |  |  |  | No | R-410A | 1.9333 | Residential & Commercial | Ducted CEE Tier 1
214279894 | Central HP <5.4 tons | AIRQUEST | HRCU-A-CB (Split System: Heat Pump with Remote Outdoor Unit-Air-Source) | DLCURAH24ABK |  |  | EA*4X30L17A* | *96MSN0601716A* | 23400 | 16.5 | 9 | 25800 | 24400 | 94.57% | 2.02 | 0 | 10 |  |  |  | No | R-410A | 1.95 | Residential & Commercial | Ducted CEE Tier 1
210470389 | Central HP <5.4 tons | AIRQUEST | HRCU-A-CB (Split System: Heat Pump with Remote Outdoor Unit-Air-Source) | HVH837GKA2* |  |  | EA*4X61L21A*+WALLCON | *95CSU1002122A* | 33200 | 18 | 8.5 | 32000 | 24800 | 77.5% | 2 | 0 | 11.5 |  |  |  | No | R-410A | 2.7667 | Residential & Commercial | Ducted CEE Tier 1
213778931 | Central HP <5.4 tons | DAY & NIGHT | HRCU-A-CB (Split System: Heat Pump with Remote Outdoor Unit-Air-Source) | CVH837GKA** |  |  | EA*4X36L21A*+WALLCON | *96CTN1002122B* | 31600 | 17 | 8.1 | 32800 | 24200 | 73.78% | 1.86 | 0 | 11 |  |  |  | No | R-410A | 2.6333 | Residential & Commercial | Ducted CEE Tier 1
211244837 | Central HP <5.4 tons | TEMPSTAR | HRCU-A-CB (Split System: Heat Pump with Remote Outdoor Unit-Air-Source) | DLCURAH24ABK |  |  | EN(A,D)4X30L17** | OLV098A12* | 23400 | 16.5 | 8.1 | 25800 | 24200 | 93.8% | 2 | 0 | 10 |  |  |  | No | R-410A | 1.95 | Residential & Commercial | Ducted CEE Tier 1
213779131 | Central HP <5.4 tons | DAY & NIGHT | HRCU-A-CB (Split System: Heat Pump with Remote Outdoor Unit-Air-Source) | CVH837GKA** |  |  | EA*4X42L21A*+WALLCON | *97CMN0801714B* | 31600 | 16.5 | 8.1 | 33400 | 24600 | 73.65% | 1.86 | 0 | 10.5 |  |  |  | No | R-410A | 2.6333 | Residential & Commercial | Ducted CEE Tier 1
214574437 | Central HP <5.4 tons | TEMPSTAR | HRCU-A-CB (Split System: Heat Pump with Remote Outdoor Unit-Air-Source) | TVH837GKA2* |  |  | EHD4X60AAL+WALLCON | *97CMN0802120B* | 33000 | 17 | 8.5 | 32200 | 24800 | 77.02% | 2 | 0 | 11.5 |  |  |  | No | R-410A | 2.75 | Residential & Commercial | Ducted CEE Tier 1
214573677 | Central HP <5.4 tons | TEMPSTAR | HRCU-A-CB (Split System: Heat Pump with Remote Outdoor Unit-Air-Source) | TVH837GKA2* |  |  | EA*4X37L21A*+WALLCON | *80CTL0702120B* | 32800 | 17.5 | 8.5 | 32800 | 25200 | 76.83% | 2 | 0 | 11 |  |  |  | No | R-410A | 2.7333 | Residential & Commercial | Ducted CEE Tier 1
214573877 | Central HP <5.4 tons | TEMPSTAR | HRCU-A-CB (Split System: Heat Pump with Remote Outdoor Unit-Air-Source) | TVH837GKA2* |  |  | EA*4X43L21A*+WALLCON | *95CSU1002122B* | 33000 | 17.5 | 8.5 | 32600 | 25000 | 76.69% | 2 | 0 | 11.5 |  |  |  | No | R-410A | 2.75 | Residential & Commercial | Ducted CEE Tier 1
215487386 | Central HP <5.4 tons | DAIKIN | HRCU-A-CB (Split System: Heat Pump with Remote Outdoor Unit-Air-Source) | DH7VSA2410A* |  |  | CHPEA3026*3A* | D*80VC0803B*A* | 23200 | 19 | 8.6 | 23200 | 17000 | 73.28% | 2 | 0 | 11 |  |  |  | No | R-32 | 1.9333 | Residential & Commercial | Ducted CEE Tier 1
212614876 | Central HP <5.4 tons | DAIKIN | HRCU-A-CB (Split System: Heat Pump with Remote Outdoor Unit-Air-Source) | DZ6VSA241EA* |  |  | CA*EA2422*4A* | D*80VC0604B*A* | 23000 | 17 | 8.6 | 23000 | 16100 | 70% | 2 | 0 | 10 |  |  |  | No | R-410A | 1.9167 | Residential & Commercial | Ducted CEE Tier 1
211261394 | Central HP <5.4 tons | DAY & NIGHT | HRCU-A-CB (Split System: Heat Pump with Remote Outdoor Unit-Air-Source) | DLCURAH18ABK |  |  | EA*4X30L14A* | *96VTN0601412A* | 18000 | 16 | 8.5 | 18500 | 18500 | 100% | 2.22 | 0 | 10.5 |  |  |  | No | R-410A | 1.5 | Residential & Commercial | Ducted CEE Tier 1
211261435 | Central HP <5.4 tons | DAY & NIGHT | HRCU-A-CB (Split System: Heat Pump with Remote Outdoor Unit-Air-Source) | DLCURAH18ABK |  |  | EA*4X30L14A* | *80ES(N,L)0451412A* | 18200 | 16.5 | 8.5 | 18600 | 18400 | 98.92% | 2.22 | 0 | 10.5 |  |  |  | No | R-410A | 1.5167 | Residential & Commercial | Ducted CEE Tier 1
211261980 | Central HP <5.4 tons | DAY & NIGHT | HRCU-A-CB (Split System: Heat Pump with Remote Outdoor Unit-Air-Source) | DLCURAH18ABK |  |  | EA*4X30L17A* | *96VTN0601714A* | 17800 | 16 | 8.5 | 18400 | 18500 | 100.5% | 2.22 | 0 | 10.5 |  |  |  | No | R-410A | 1.4833 | Residential & Commercial | Ducted CEE Tier 1
211262055 | Central HP <5.4 tons | DAY & NIGHT | HRCU-A-CB (Split System: Heat Pump with Remote Outdoor Unit-Air-Source) | DLCURAH18ABK |  |  | EA*4X30L17A* | *80ES(N,L)0701712A* | 18200 | 16.5 | 8.5 | 18700 | 18400 | 98.4% | 2.22 | 0 | 10.5 |  |  |  | No | R-410A | 1.5167 | Residential & Commercial | Ducted CEE Tier 1
210473976 | Central HP <5.4 tons | COMFORTMAKER | HRCU-A-CB (Split System: Heat Pump with Remote Outdoor Unit-Air-Source) | CVH825GKA3* |  |  | EN(A,D,W)4X48L21**+WALLCON | *96CTN0601714A* | 24000 | 16.5 | 8.1 | 21400 | 16700 | 78.04% | 2 | 0 | 11 |  |  |  | No | R-410A | 2 | Residential & Commercial | Ducted CEE Tier 1
210473987 | Central HP <5.4 tons | COMFORTMAKER | HRCU-A-CB (Split System: Heat Pump with Remote Outdoor Unit-Air-Source) | CVH825GKA3* |  |  | EN(A,D,W)4X48L21**+WALLCON | *96CTN0801714A* | 24000 | 16.5 | 8.1 | 21400 | 16600 | 77.57% | 2 | 0 | 11 |  |  |  | No | R-410A | 2 | Residential & Commercial | Ducted CEE Tier 1
210473254 | Central HP <5.4 tons | COMFORTMAKER | HRCU-A-CB (Split System: Heat Pump with Remote Outdoor Unit-Air-Source) | CVH825GKA3* |  |  | EA*4X43L21A*+WALLCON | *97CMN0602120A* | 24400 | 16.5 | 8.1 | 21200 | 16700 | 78.77% | 2.02 | 0 | 11 |  |  |  | No | R-410A | 2.0333 | Residential & Commercial | Ducted CEE Tier 1
210473287 | Central HP <5.4 tons | COMFORTMAKER | HRCU-A-CB (Split System: Heat Pump with Remote Outdoor Unit-Air-Source) | CVH825GKA3* |  |  | EA*4X48L21A*+WALLCON | *95CSU1002122A* | 24200 | 17 | 8.1 | 21000 | 16500 | 78.57% | 2.02 | 0 | 11 |  |  |  | No | R-410A | 2.0167 | Residential & Commercial | Ducted CEE Tier 1
214719866 | Central HP <5.4 tons | CHAMPION HEATING AND COOLING | HRCU-A-CB (Split System: Heat Pump with Remote Outdoor Unit-Air-Source) | HH836E2S11 |  |  | CTU48C5XFS1+TXV | TMLE120C20MP11 | 34400 | 17 | 8.5 | 32400 | 25600 | 79.01% | 2 | 0 | 11 |  |  |  | No | R-454B | 2.8667 | Residential & Commercial | Ducted CEE Tier 1
214720219 | Central HP <5.4 tons | CHAMPION HEATING AND COOLING | HRCU-A-CB (Split System: Heat Pump with Remote Outdoor Unit-Air-Source) | HH836E2S11 |  |  | CTU48C5XFS1+TXV | Z8ES080C16SMPS1 | 34400 | 19 | 9 | 32200 | 25400 | 78.88% | 2 | 0 | 11 |  |  |  | No | R-454B | 2.8667 | Residential & Commercial | Ducted CEE Tier 1
215487472 | Central HP <5.4 tons | DAIKIN | HRCU-A-CB (Split System: Heat Pump with Remote Outdoor Unit-Air-Source) | DH6VSA1810A* |  |  | CA*EA3022*3A* | D*96VC0403BNA* | 17000 | 19 | 8.8 | 16800 | 13000 | 77.38% | 2.1 | 0 | 12 |  |  |  | No | R-32 | 1.4167 | Residential & Commercial | Ducted CEE Tier 1
213075889 | Central HP <5.4 tons | AIRQUEST | HRCU-A-CB (Split System: Heat Pump with Remote Outdoor Unit-Air-Source) | DLCURAH36ABK |  |  | EA*4X37L21A* | *95MSU1002120A* | 36400 | 16 | 8.5 | 38000 | 34800 | 91.58% | 2.06 | 0 | 10 |  |  |  | No | R-410A | 3.0333 | Residential & Commercial | Ducted CEE Tier 1
213077179 | Central HP <5.4 tons | COMFORTMAKER | HRCU-A-CB (Split System: Heat Pump with Remote Outdoor Unit-Air-Source) | DLCURAH36ABK |  |  | EA*4X43L21A* | *96VSN1002120B* | 36200 | 16 | 8.5 | 38000 | 34800 | 91.58% | 2.04 | 0 | 10 |  |  |  | No | R-410A | 3.0167 | Residential & Commercial | Ducted CEE Tier 1
212981542 | Central HP <5.4 tons | TEMPSTAR | HRCU-A-CB (Split System: Heat Pump with Remote Outdoor Unit-Air-Source) | DLCURAH36ABK |  |  | EA*4X48L21A* | *80MSU1002120A* | 35600 | 16 | 8.5 | 38000 | 34600 | 91.05% | 2.04 | 0 | 10 |  |  |  | No | R-410A | 2.9667 | Residential & Commercial | Ducted CEE Tier 1
213770517 | Central HP <5.4 tons | HEIL | HRCU-A-CB (Split System: Heat Pump with Remote Outdoor Unit-Air-Source) | HVH825GKA2* |  |  | EA*4X24L17A*+WALLCON | *80CTL0901716B* | 23400 | 16.5 | 8.1 | 21800 | 16800 | 77.06% | 1.9 | 0 | 10.5 |  |  |  | No | R-410A | 1.95 | Residential & Commercial | Ducted CEE Tier 1
213770617 | Central HP <5.4 tons | HEIL | HRCU-A-CB (Split System: Heat Pump with Remote Outdoor Unit-Air-Source) | HVH825GKA2* |  |  | EA*4X25L17A*+WALLCON | *80CTL0901716B* | 24400 | 16.5 | 8.5 | 21200 | 16700 | 78.77% | 2.02 | 0 | 11 |  |  |  | No | R-410A | 2.0333 | Residential & Commercial | Ducted CEE Tier 1
213770717 | Central HP <5.4 tons | HEIL | HRCU-A-CB (Split System: Heat Pump with Remote Outdoor Unit-Air-Source) | HVH825GKA2* |  |  | EA*4X30L17A*+WALLCON | *80CTL0701412B* | 23600 | 16.5 | 8.1 | 21600 | 16700 | 77.31% | 1.92 | 0 | 10.5 |  |  |  | No | R-410A | 1.9667 | Residential & Commercial | Ducted CEE Tier 1
213770867 | Central HP <5.4 tons | HEIL | HRCU-A-CB (Split System: Heat Pump with Remote Outdoor Unit-Air-Source) | HVH825GKA2* |  |  | EA*4X36L17A*+WALLCON | *97CMN0801714B* | 23400 | 16.5 | 8.1 | 21600 | 16700 | 77.31% | 1.94 | 0 | 10.5 |  |  |  | No | R-410A | 1.95 | Residential & Commercial | Ducted CEE Tier 1
215487439 | Central HP <5.4 tons | DAIKIN | HRCU-A-CB (Split System: Heat Pump with Remote Outdoor Unit-Air-Source) | DH7VSA4810A* |  |  | CA*EA6030*3A* | D*80VC0804C*A* | 45500 | 16.5 | 8.8 | 47000 | 33600 | 71.49% | 2 | 0 | 10 |  |  |  | No | R-32 | 3.7917 | Residential & Commercial | Ducted CEE Tier 1
215487454 | Central HP <5.4 tons | DAIKIN | HRCU-A-CB (Split System: Heat Pump with Remote Outdoor Unit-Air-Source) | DH7VSA4810A* |  |  | CHPEA4830*3A* | D*96VC1205DNA* | 45500 | 16.5 | 8.5 | 46000 | 33600 | 73.04% | 2 | 0 | 10 |  |  |  | No | R-32 | 3.7917 | Residential & Commercial | Ducted CEE Tier 1
211226629 | Central HP <5.4 tons | HEIL | HRCU-A-CB (Split System: Heat Pump with Remote Outdoor Unit-Air-Source) | DLCURAH36ABK |  |  | EA*4X37L17A* | *92ESN0601714A* | 35800 | 16 | 8.1 | 38500 | 34800 | 90.39% | 2 | 0 | 10 |  |  |  | No | R-410A | 2.9833 | Residential & Commercial | Ducted CEE Tier 1
211226796 | Central HP <5.4 tons | HEIL | HRCU-A-CB (Split System: Heat Pump with Remote Outdoor Unit-Air-Source) | DLCURAH36ABK |  |  | EA*4X37L21A* | *80ES(N,L)0701712A* | 36400 | 15.5 | 8.5 | 38500 | 34800 | 90.39% | 2.08 | 0 | 10 |  |  |  | No | R-410A | 3.0333 | Residential & Commercial | Ducted CEE Tier 1
207690036 | Central HP <5.4 tons | TRANE | HRCU-A-CB (Split System: Heat Pump with Remote Outdoor Unit-Air-Source) | 4TWV0X60A1 |  |  | TAMXA0C60V51 |  | 53000 | 19 | 8.2 | 50000 | 39500 | 79% | 1.76 | 12.7 | 12 |  |  |  | No | R-410A | 4.4167 | Residential & Commercial | Ducted CEE Tier 1
210470914 | Central HP <5.4 tons | COMFORTMAKER | HRCU-A-CB (Split System: Heat Pump with Remote Outdoor Unit-Air-Source) | CVH837GKA2* |  |  | EN(A,D,W)4X60L24**+WALLCON | *80CTL0902120A* | 32800 | 18 | 8.1 | 32200 | 24800 | 77.02% | 1.98 | 0 | 12 |  |  |  | No | R-410A | 2.7333 | Residential & Commercial | Ducted CEE Tier 1
210471249 | Central HP <5.4 tons | COMFORTMAKER | HRCU-A-CB (Split System: Heat Pump with Remote Outdoor Unit-Air-Source) | CVH837GKA2* |  |  | EHD4X60AAL+WALLCON | *97CMN1002122A* | 33000 | 17 | 8.1 | 32200 | 24800 | 77.02% | 2.02 | 0 | 11.5 |  |  |  | No | R-410A | 2.75 | Residential & Commercial | Ducted CEE Tier 1
215429730 | Central HP <5.4 tons | DAIKIN | HRCU-A-CB (Split System: Heat Pump with Remote Outdoor Unit-Air-Source) | DH7VSA3610A* |  |  | DFVE60DP0300A* |  | 35000 | 19 | 8.5 | 35000 | 28400 | 81.14% | 2 | 0 | 10.5 |  |  |  | No | R-32 | 2.9167 | Residential & Commercial | Ducted CEE Tier 1
213075925 | Central HP <5.4 tons | AIRQUEST | HRCU-A-CB (Split System: Heat Pump with Remote Outdoor Unit-Air-Source) | DLCURAH36ABK |  |  | EA*4X43L21A* | *95MSU1002120A* | 36400 | 16 | 8.5 | 38000 | 34800 | 91.58% | 2.06 | 0 | 10 |  |  |  | No | R-410A | 3.0333 | Residential & Commercial | Ducted CEE Tier 1
213076700 | Central HP <5.4 tons | DAY & NIGHT | HRCU-A-CB (Split System: Heat Pump with Remote Outdoor Unit-Air-Source) | DLCURAH36ABK |  |  | EN(A,D,W)4X42L21** | *80VTL0902120B* | 35600 | 15.5 | 8.1 | 39000 | 35200 | 90.26% | 1.9 | 0 | 10 |  |  |  | No | R-410A | 2.9667 | Residential & Commercial | Ducted CEE Tier 1
213076793 | Central HP <5.4 tons | DAY & NIGHT | HRCU-A-CB (Split System: Heat Pump with Remote Outdoor Unit-Air-Source) | DLCURAH36ABK |  |  | EA*4X48L21A* | *80VTL1102122B* | 36200 | 16 | 8.5 | 38000 | 34800 | 91.58% | 2.04 | 0 | 10 |  |  |  | No | R-410A | 3.0167 | Residential & Commercial | Ducted CEE Tier 1
210533105 | Central HP <5.4 tons | BRYANT HEATING AND COOLING SYSTEMS | HRCU-A-CB (Split System: Heat Pump with Remote Outdoor Unit-Air-Source) | 284ANV024*0**B* |  |  | CSPH*3012AL*+UI | 987MB60060C21*** | 23400 | 18.5 | 10 | 27200 | 20000 | 73.53% | 2.42 | 0 | 12.5 |  |  |  | No | R-410A | 1.95 | Residential & Commercial | Ducted CEE Tier 1
215487389 | Central HP <5.4 tons | DAIKIN | HRCU-A-CB (Split System: Heat Pump with Remote Outdoor Unit-Air-Source) | DH7VSA2410A* |  |  | CHPEA3026*3A* | D*80VC1005C*A* | 23200 | 19 | 8.6 | 23200 | 17000 | 73.28% | 2 | 0 | 11 |  |  |  | No | R-32 | 1.9333 | Residential & Commercial | Ducted CEE Tier 1
215487421 | Central HP <5.4 tons | DAIKIN | HRCU-A-CB (Split System: Heat Pump with Remote Outdoor Unit-Air-Source) | DH7VSA4210A* |  |  | CA*EA6030*3A* | D*96VC1005DNA* | 40500 | 17 | 8.8 | 41000 | 31000 | 75.61% | 2 | 0 | 10 |  |  |  | No | R-32 | 3.375 | Residential & Commercial | Ducted CEE Tier 1
215319116 | Central HP <5.4 tons | SMART COMFORT | HRCU-A-CB (Split System: Heat Pump with Remote Outdoor Unit-Air-Source) | D5CUHAH48AAK |  |  | D5FUAAH48XAK |  | 48000 | 16.5 | 9.5 | 50000 | 46000 | 92% | 1.9 | 0 | 10.5 |  |  |  | No | R-454B | 4 | Residential & Commercial | Ducted CEE Tier 1
210471198 | Central HP <5.4 tons | TEMPSTAR | HRCU-A-CB (Split System: Heat Pump with Remote Outdoor Unit-Air-Source) | TVH837GKA2* |  |  | EHD4X60AAL+WALLCON | *80CTL1352422A* | 33000 | 17 | 8.1 | 32200 | 24800 | 77.02% | 2.02 | 0 | 11.5 |  |  |  | No | R-410A | 2.75 | Residential & Commercial | Ducted CEE Tier 1
215433999 | Central HP <5.4 tons | DAIKIN | HRCU-A-CB (Split System: Heat Pump with Remote Outdoor Unit-Air-Source) | DH7VSA2410A* |  |  | CA*EA3626*3A* | D*96TC0403BNA* | 23200 | 19 | 8.6 | 23200 | 17000 | 73.28% | 2 | 0 | 11 |  |  |  | No | R-32 | 1.9333 | Residential & Commercial | Ducted CEE Tier 1
215434018 | Central HP <5.4 tons | DAIKIN | HRCU-A-CB (Split System: Heat Pump with Remote Outdoor Unit-Air-Source) | DH7VSA2410A* |  |  | CHPEA3026*3A* | D*96TC0403BNA* | 23200 | 19 | 8.6 | 23200 | 17000 | 73.28% | 2 | 0 | 11 |  |  |  | No | R-32 | 1.9333 | Residential & Commercial | Ducted CEE Tier 1
210596310 | Central HP <5.4 tons | BRYANT HEATING AND COOLING SYSTEMS | HRCU-A-CB (Split System: Heat Pump with Remote Outdoor Unit-Air-Source) | 288BNV025*0**B* |  |  | CAP**4224AL*+UI | 83*CA60100C21*** | 23800 | 16.5 | 8.1 | 21400 | 16700 | 78.04% | 1.96 | 0 | 10.5 |  |  |  | No | R-410A | 1.9833 | Residential & Commercial | Ducted CEE Tier 1
210596324 | Central HP <5.4 tons | BRYANT HEATING AND COOLING SYSTEMS | HRCU-A-CB (Split System: Heat Pump with Remote Outdoor Unit-Air-Source) | 288BNV025*0**B* |  |  | CAP**4321AL*+UI | 88*TA48090C17*** | 24600 | 17.5 | 8.5 | 21000 | 16500 | 78.57% | 2.04 | 0 | 11.7 |  |  |  | No | R-410A | 2.05 | Residential & Commercial | Ducted CEE Tier 1
210596541 | Central HP <5.4 tons | BRYANT HEATING AND COOLING SYSTEMS | HRCU-A-CB (Split System: Heat Pump with Remote Outdoor Unit-Air-Source) | 288BNV037*0**A* |  |  | CAP**6121AL*+UI | 88*TA48090C17*** | 33200 | 18 | 8.5 | 32000 | 24800 | 77.5% | 2 | 0 | 12 |  |  |  | No | R-410A | 2.7667 | Residential & Commercial | Ducted CEE Tier 1
210596559 | Central HP <5.4 tons | BRYANT HEATING AND COOLING SYSTEMS | HRCU-A-CB (Split System: Heat Pump with Remote Outdoor Unit-Air-Source) | 288BNV037*0**A* |  |  | CAP**6124AL*+UI | 987MB60060C21*** | 33000 | 17.5 | 8.5 | 32400 | 25200 | 77.78% | 1.98 | 0 | 11.7 |  |  |  | No | R-410A | 2.75 | Residential & Commercial | Ducted CEE Tier 1
210596574 | Central HP <5.4 tons | BRYANT HEATING AND COOLING SYSTEMS | HRCU-A-CB (Split System: Heat Pump with Remote Outdoor Unit-Air-Source) | 288BNV037*0**A* |  |  | CNPV*4821AL*+UI | 83*CA48060C17*** | 32400 | 17 | 8.1 | 33000 | 24800 | 75.15% | 1.94 | 0 | 11.7 |  |  |  | No | R-410A | 2.7 | Residential & Commercial | Ducted CEE Tier 1
213077679 | Central HP <5.4 tons | AIRQUEST | HRCU-A-CB (Split System: Heat Pump with Remote Outdoor Unit-Air-Source) | DLCURAH36ABK |  |  | EN(A,D,W)4X48L21** | *96VTN1002120B* | 36000 | 16.5 | 8.1 | 38500 | 35000 | 90.91% | 2 | 0 | 10 |  |  |  | No | R-410A | 3 | Residential & Commercial | Ducted CEE Tier 1
210470501 | Central HP <5.4 tons | COMFORTMAKER | HRCU-A-CB (Split System: Heat Pump with Remote Outdoor Unit-Air-Source) | CVH837GKA2* |  |  | EA*4X61L21A*+WALLCON | *80CTL0901716A* | 33200 | 18 | 8.5 | 32000 | 24800 | 77.5% | 2 | 0 | 12 |  |  |  | No | R-410A | 2.7667 | Residential & Commercial | Ducted CEE Tier 1
210470567 | Central HP <5.4 tons | COMFORTMAKER | HRCU-A-CB (Split System: Heat Pump with Remote Outdoor Unit-Air-Source) | CVH837GKA2* |  |  | EA*4X61L24A*+WALLCON | *80CTL1352422A* | 33200 | 18 | 8.5 | 32000 | 24800 | 77.5% | 2.02 | 0 | 12 |  |  |  | No | R-410A | 2.7667 | Residential & Commercial | Ducted CEE Tier 1
210470137 | Central HP <5.4 tons | AIRQUEST | HRCU-A-CB (Split System: Heat Pump with Remote Outdoor Unit-Air-Source) | HVH837GKA2* |  |  | EA*4X42L21A*+WALLCON | *95CSU0802120A* | 31800 | 17.5 | 8.1 | 33000 | 24400 | 73.94% | 1.9 | 0 | 11 |  |  |  | No | R-410A | 2.65 | Residential & Commercial | Ducted CEE Tier 1
210470521 | Central HP <5.4 tons | AIRQUEST | HRCU-A-CB (Split System: Heat Pump with Remote Outdoor Unit-Air-Source) | HVH837GKA2* |  |  | EA*4X61L24A*+WALLCON | *95CSU0802120A* | 33200 | 18 | 8.5 | 32000 | 24800 | 77.5% | 2 | 0 | 11.5 |  |  |  | No | R-410A | 2.7667 | Residential & Commercial | Ducted CEE Tier 1
210471258 | Central HP <5.4 tons | AIRQUEST | HRCU-A-CB (Split System: Heat Pump with Remote Outdoor Unit-Air-Source) | HVH837GKA2* |  |  | EHD4X60AAL+WALLCON | *97CMN1202422A* | 33000 | 17 | 8.1 | 32200 | 25000 | 77.64% | 2 | 0 | 11 |  |  |  | No | R-410A | 2.75 | Residential & Commercial | Ducted CEE Tier 1
211245141 | Central HP <5.4 tons | TEMPSTAR | HRCU-A-CB (Split System: Heat Pump with Remote Outdoor Unit-Air-Source) | DLCURAH24ABK |  |  | EN(A,D,W)4X36L17** | *80ES(N,L)0701712A* | 24400 | 16.5 | 8.1 | 26400 | 22600 | 85.61% | 1.88 | 0 | 10.5 |  |  |  | No | R-410A | 2.0333 | Residential & Commercial | Ducted CEE Tier 1
211682984 | Central HP <5.4 tons | DAIKIN | HRCU-A-CB (Split System: Heat Pump with Remote Outdoor Unit-Air-Source) | RXSQ24TBVJU* |  |  | FXTQ24TAVJUA* |  | 22600 | 15.4 | 8.2 | 26000 | 18400 | 70.77% | 2.1 | 0 | 10.3 |  |  |  | No | R-410A | 1.8833 | Residential & Commercial | Ducted CEE Tier 1
207590044 | Central HP <5.4 tons | AMERICAN STANDARD | HRCU-A-CB (Split System: Heat Pump with Remote Outdoor Unit-Air-Source) | 4A6V0X60A1 |  |  | TAM9A0C60V51 |  | 53000 | 19 | 8.2 | 50000 | 39500 | 79% | 1.76 | 12.7 | 12 |  |  |  | No | R-410A | 4.4167 | Residential & Commercial | Ducted CEE Tier 1
207590063 | Central HP <5.4 tons | AMERICAN STANDARD | HRCU-A-CB (Split System: Heat Pump with Remote Outdoor Unit-Air-Source) | 4A6V0X60A1 |  |  | TEM8A0D48V41+TDR |  | 52000 | 18.5 | 8.7 | 50500 | 38000 | 75.25% | 1.86 | 12.5 | 11.5 |  |  |  | No | R-410A | 4.3333 | Residential & Commercial | Ducted CEE Tier 1
213077970 | Central HP <5.4 tons | AIRQUEST | HRCU-A-CB (Split System: Heat Pump with Remote Outdoor Unit-Air-Source) | DLCURAH36ABK |  |  | EA*4X43L21A* | *80MS(N,L)0701712A* | 36200 | 16 | 8.5 | 38000 | 34800 | 91.58% | 2.04 | 0 | 10 |  |  |  | No | R-410A | 3.0167 | Residential & Commercial | Ducted CEE Tier 1
213078072 | Central HP <5.4 tons | AIRQUEST | HRCU-A-CB (Split System: Heat Pump with Remote Outdoor Unit-Air-Source) | DLCURAH36ABK |  |  | EA*4X37L21A* | *80MS(N,L)0701716A* | 36600 | 16 | 8.5 | 38500 | 35000 | 90.91% | 2.06 | 0 | 10 |  |  |  | No | R-410A | 3.05 | Residential & Commercial | Ducted CEE Tier 1
210533107 | Central HP <5.4 tons | BRYANT HEATING AND COOLING SYSTEMS | HRCU-A-CB (Split System: Heat Pump with Remote Outdoor Unit-Air-Source) | 284ANV024*0**B* |  |  | CSPH*4212AL*+UI | 935CA48060C17*** | 23800 | 19.5 | 9.5 | 26600 | 19800 | 74.44% | 2.5 | 0 | 12.5 |  |  |  | No | R-410A | 1.9833 | Residential & Commercial | Ducted CEE Tier 1
210532939 | Central HP <5.4 tons | BRYANT HEATING AND COOLING SYSTEMS | HRCU-A-CB (Split System: Heat Pump with Remote Outdoor Unit-Air-Source) | 284ANV024*0**B* |  |  | CAP**2417AL*+UI | 88*TA48070C17*** | 23000 | 20 | 10 | 27000 | 20200 | 74.81% | 2.3 | 0 | 13 |  |  |  | No | R-410A | 1.9167 | Residential & Commercial | Ducted CEE Tier 1
210470069 | Central HP <5.4 tons | AIRQUEST | HRCU-A-CB (Split System: Heat Pump with Remote Outdoor Unit-Air-Source) | HVH837GKA2* |  |  | EA*4X36L21A*+WALLCON | *95CSU1002122A* | 31600 | 17.5 | 8.1 | 33000 | 24200 | 73.33% | 1.86 | 0 | 11 |  |  |  | No | R-410A | 2.6333 | Residential & Commercial | Ducted CEE Tier 1
210470422 | Central HP <5.4 tons | AIRQUEST | HRCU-A-CB (Split System: Heat Pump with Remote Outdoor Unit-Air-Source) | HVH837GKA2* |  |  | EA*4X61L21A*+WALLCON | *80CSU1002120A* | 33200 | 17 | 8.1 | 32200 | 24800 | 77.02% | 1.98 | 0 | 11.5 |  |  |  | No | R-410A | 2.7667 | Residential & Commercial | Ducted CEE Tier 1
210470488 | Central HP <5.4 tons | AIRQUEST | HRCU-A-CB (Split System: Heat Pump with Remote Outdoor Unit-Air-Source) | HVH837GKA2* |  |  | EA*4X61L21A*+WALLCON | *96CTN1002122A* | 33200 | 17.5 | 8.5 | 32000 | 24800 | 77.5% | 2 | 0 | 12 |  |  |  | No | R-410A | 2.7667 | Residential & Commercial | Ducted CEE Tier 1
211241424 | Central HP <5.4 tons | DAY & NIGHT | HRCU-A-CB (Split System: Heat Pump with Remote Outdoor Unit-Air-Source) | DLCURAH24ABK |  |  | EA*4X30L17A* | *96VSN0601412A* | 23400 | 16.5 | 8.5 | 26000 | 24000 | 92.31% | 1.98 | 0 | 10 |  |  |  | No | R-410A | 1.95 | Residential & Commercial | Ducted CEE Tier 1
211241547 | Central HP <5.4 tons | DAY & NIGHT | HRCU-A-CB (Split System: Heat Pump with Remote Outdoor Unit-Air-Source) | DLCURAH24ABK |  |  | EA*4X30L17A* | *96VTN0801716A* | 24200 | 16.5 | 8.5 | 26400 | 23000 | 87.12% | 1.9 | 0 | 10 |  |  |  | No | R-410A | 2.0167 | Residential & Commercial | Ducted CEE Tier 1
212969740 | Central HP <5.4 tons | COMFORTMAKER | HRCU-A-CB (Split System: Heat Pump with Remote Outdoor Unit-Air-Source) | DLCURAH24ABK |  |  | EA*4X24L17A* | *80VSL0451412B* | 23200 | 17 | 8.5 | 26800 | 27000 | 100.7% | 2.3 | 0 | 10 |  |  |  | No | R-410A | 1.9333 | Residential & Commercial | Ducted CEE Tier 1
213613332 | Central HP <5.4 tons | DAIKIN | HRCU-A-CB (Split System: Heat Pump with Remote Outdoor Unit-Air-Source) | DZ6VSA481EA* |  |  | DFVE60DP1400B* |  | 44000 | 17 | 8.6 | 44000 | 31000 | 70.45% | 2 | 0 | 10 |  |  |  | No | R-410A | 3.6667 | Residential & Commercial | Ducted CEE Tier 1
211378923 | Central HP <5.4 tons | YORK | HRCU-A-CB (Split System: Heat Pump with Remote Outdoor Unit-Air-Source) | HMH72B341 |  |  | XAFB36DBCN1 | TL8E060A12UH11 | 34000 | 18 | 8.1 | 33800 | 23800 | 70.41% | 2.06 | 0 | 10 |  |  |  | No | R-410A | 2.8333 | Residential & Commercial | Ducted CEE Tier 1
212979143 | Central HP <5.4 tons | CARRIER | HRCU-A-CB (Split System: Heat Pump with Remote Outdoor Unit-Air-Source) | 38MURAQ24AB3* |  |  | CAP**3017AL* | 58S(B,C)*B070M17**16 | 23600 | 17 | 8.5 | 26400 | 24600 | 93.18% | 2.04 | 0 | 10 |  |  |  | No | R-410A | 1.9667 | Residential & Commercial | Ducted CEE Tier 1
212979191 | Central HP <5.4 tons | CARRIER | HRCU-A-CB (Split System: Heat Pump with Remote Outdoor Unit-Air-Source) | 38MURAQ24AB3* |  |  | CAP**3721AL* | 58S(B,C)*B070M17**16 | 24200 | 17.5 | 8.5 | 25200 | 21600 | 85.71% | 1.82 | 0 | 10.5 |  |  |  | No | R-410A | 2.0167 | Residential & Commercial | Ducted CEE Tier 1
213613329 | Central HP <5.4 tons | DAIKIN | HRCU-A-CB (Split System: Heat Pump with Remote Outdoor Unit-Air-Source) | DZ6VSA241EA* |  |  | DFVE36CP1400B* |  | 23000 | 17 | 8.6 | 23000 | 16100 | 70% | 2 | 0 | 10 |  |  |  | No | R-410A | 1.9167 | Residential & Commercial | Ducted CEE Tier 1
210472812 | Central HP <5.4 tons | AIRQUEST | HRCU-A-CB (Split System: Heat Pump with Remote Outdoor Unit-Air-Source) | HVH825GKA3* |  |  | EA*4X42L21A*+WALLCON | *95CSU0601716A* | 23600 | 16.5 | 8.1 | 21400 | 16700 | 78.04% | 1.94 | 0 | 10.5 |  |  |  | No | R-410A | 1.9667 | Residential & Commercial | Ducted CEE Tier 1
210472845 | Central HP <5.4 tons | AIRQUEST | HRCU-A-CB (Split System: Heat Pump with Remote Outdoor Unit-Air-Source) | HVH825GKA3* |  |  | EA*4X42L21A*+WALLCON | *80CSU0401712A* | 23800 | 17 | 8.1 | 21400 | 16600 | 77.57% | 1.96 | 0 | 11 |  |  |  | No | R-410A | 1.9833 | Residential & Commercial | Ducted CEE Tier 1
210472878 | Central HP <5.4 tons | AIRQUEST | HRCU-A-CB (Split System: Heat Pump with Remote Outdoor Unit-Air-Source) | HVH825GKA3* |  |  | EA*4X42L21A*+WALLCON | *80CTL0451712A* | 23600 | 16.5 | 8.1 | 21600 | 16800 | 77.78% | 1.94 | 0 | 10.5 |  |  |  | No | R-410A | 1.9667 | Residential & Commercial | Ducted CEE Tier 1
210470578 | Central HP <5.4 tons | COMFORTMAKER | HRCU-A-CB (Split System: Heat Pump with Remote Outdoor Unit-Air-Source) | CVH837GKA2* |  |  | EA*4X61L24A*+WALLCON | *96CTN1202422A* | 33200 | 18 | 8.5 | 32000 | 24800 | 77.5% | 2 | 0 | 12 |  |  |  | No | R-410A | 2.7667 | Residential & Commercial | Ducted CEE Tier 1
210470860 | Central HP <5.4 tons | COMFORTMAKER | HRCU-A-CB (Split System: Heat Pump with Remote Outdoor Unit-Air-Source) | CVH837GKA2* |  |  | EN(A,D)4X48L24**+WALLCON | *80CSU1002120A* | 32400 | 17 | 8.1 | 33000 | 24800 | 75.15% | 1.94 | 0 | 11.5 |  |  |  | No | R-410A | 2.7 | Residential & Commercial | Ducted CEE Tier 1
210470892 | Central HP <5.4 tons | COMFORTMAKER | HRCU-A-CB (Split System: Heat Pump with Remote Outdoor Unit-Air-Source) | CVH837GKA2* |  |  | EN(A,D,W)4X60L24**+WALLCON | *95CSU1002122A* | 32800 | 18 | 8.1 | 32200 | 24600 | 76.4% | 1.98 | 0 | 12 |  |  |  | No | R-410A | 2.7333 | Residential & Commercial | Ducted CEE Tier 1
210471194 | Central HP <5.4 tons | COMFORTMAKER | HRCU-A-CB (Split System: Heat Pump with Remote Outdoor Unit-Air-Source) | CVH837GKA2* |  |  | EHD4X60AAL+WALLCON | *80CTL1352422A* | 33000 | 17 | 8.1 | 32200 | 24800 | 77.02% | 2.02 | 0 | 11.5 |  |  |  | No | R-410A | 2.75 | Residential & Commercial | Ducted CEE Tier 1
215937899 | Central HP <5.4 tons | COMFORTMAKER | HRCU-A-CB (Split System: Heat Pump with Remote Outdoor Unit-Air-Source) | C5H3V48*K*AAA* |  |  | EVD5X48M24A*+WALLCON | *80CTL1102120B* | 45000 | 20.5 | 8.1 | 52000 | 38000 | 73.08% | 1.9 | 0 | 11 |  |  |  | No | R-454B | 3.75 | Residential & Commercial | Ducted CEE Tier 1
215937979 | Central HP <5.4 tons | COMFORTMAKER | HRCU-A-CB (Split System: Heat Pump with Remote Outdoor Unit-Air-Source) | C5H3V48*K*AAA* |  |  | EVD5X48M24A*+WALLCON | *96CTN1002122B* | 44500 | 20 | 8.1 | 52000 | 38000 | 73.08% | 1.9 | 0 | 11 |  |  |  | No | R-454B | 3.7083 | Residential & Commercial | Ducted CEE Tier 1
210472944 | Central HP <5.4 tons | AIRQUEST | HRCU-A-CB (Split System: Heat Pump with Remote Outdoor Unit-Air-Source) | HVH825GKA3* |  |  | EA*4X42L21A*+WALLCON | *97CMN1002122A* | 23800 | 16.5 | 8.1 | 21400 | 16600 | 77.57% | 1.96 | 0 | 11 |  |  |  | No | R-410A | 1.9833 | Residential & Commercial | Ducted CEE Tier 1
215319126 | Central HP <5.4 tons | SMART COMFORT | HRCU-A-CB (Split System: Heat Pump with Remote Outdoor Unit-Air-Source) | D5CUHAH30AAK |  |  | D5FUHAH36XAK |  | 30000 | 17.2 | 10.8 | 33000 | 33200 | 100.6% | 1.97 | 0 | 12.1 |  |  |  | No | R-454B | 2.5 | Residential & Commercial | Ducted CEE Tier 1
213772957 | Central HP <5.4 tons | HEIL | HRCU-A-CB (Split System: Heat Pump with Remote Outdoor Unit-Air-Source) | HVH825GKA3* |  |  | EA*4X36L17A*+WALLCON | *80CTL0701716B* | 23600 | 16.5 | 8.1 | 21400 | 16700 | 78.04% | 1.92 | 0 | 10.5 |  |  |  | No | R-410A | 1.9667 | Residential & Commercial | Ducted CEE Tier 1
213773057 | Central HP <5.4 tons | HEIL | HRCU-A-CB (Split System: Heat Pump with Remote Outdoor Unit-Air-Source) | HVH825GKA3* |  |  | EA*4X36L21A*+WALLCON | *80CTL0901716B* | 23600 | 16.5 | 8.1 | 21400 | 16600 | 77.57% | 1.94 | 0 | 10.5 |  |  |  | No | R-410A | 1.9667 | Residential & Commercial | Ducted CEE Tier 1
213771217 | Central HP <5.4 tons | HEIL | HRCU-A-CB (Split System: Heat Pump with Remote Outdoor Unit-Air-Source) | HVH825GKA2* |  |  | EA*4X37L21A*+WALLCON | *96CTN0601714B* | 24400 | 16.5 | 8.1 | 21200 | 16700 | 78.77% | 2.02 | 0 | 11 |  |  |  | No | R-410A | 2.0333 | Residential & Commercial | Ducted CEE Tier 1
213771267 | Central HP <5.4 tons | HEIL | HRCU-A-CB (Split System: Heat Pump with Remote Outdoor Unit-Air-Source) | HVH825GKA2* |  |  | EA*4X42L21A*+WALLCON | *80CTL0901716B* | 23800 | 16.5 | 8.1 | 21400 | 16600 | 77.57% | 1.96 | 0 | 10.5 |  |  |  | No | R-410A | 1.9833 | Residential & Commercial | Ducted CEE Tier 1
213771487 | Central HP <5.4 tons | HEIL | HRCU-A-CB (Split System: Heat Pump with Remote Outdoor Unit-Air-Source) | HVH825GKA2* |  |  | EA*4X43L21A*+WALLCON | *95CSU0601716B* | 24400 | 16.5 | 8.1 | 21200 | 16600 | 78.3% | 2.02 | 0 | 10.5 |  |  |  | No | R-410A | 2.0333 | Residential & Commercial | Ducted CEE Tier 1
213771637 | Central HP <5.4 tons | HEIL | HRCU-A-CB (Split System: Heat Pump with Remote Outdoor Unit-Air-Source) | HVH825GKA2* |  |  | EA*4X48L21A*+WALLCON | *97CMN1002122B* | 24000 | 16.5 | 8.1 | 21000 | 16500 | 78.57% | 2.02 | 0 | 11 |  |  |  | No | R-410A | 2 | Residential & Commercial | Ducted CEE Tier 1
213772537 | Central HP <5.4 tons | HEIL | HRCU-A-CB (Split System: Heat Pump with Remote Outdoor Unit-Air-Source) | HVH825GKA2* |  |  | EHD4X48AAL+WALLCON | *97CMN1202422B* | 24200 | 16 | 8.1 | 21200 | 16600 | 78.3% | 2.02 | 0 | 10.5 |  |  |  | No | R-410A | 2.0167 | Residential & Commercial | Ducted CEE Tier 1
214242777 | Central HP <5.4 tons | HEIL | HRCU-A-CB (Split System: Heat Pump with Remote Outdoor Unit-Air-Source) | HVH825GKA2* |  |  | EN(A,D)4X36L21**+WALLCON | *80CTL1102120B* | 23600 | 16.5 | 8.1 | 21600 | 16700 | 77.31% | 1.92 | 0 | 11 |  |  |  | No | R-410A | 1.9667 | Residential & Commercial | Ducted CEE Tier 1
214242827 | Central HP <5.4 tons | HEIL | HRCU-A-CB (Split System: Heat Pump with Remote Outdoor Unit-Air-Source) | HVH825GKA2* |  |  | EN(A,D)4X36L21**+WALLCON | *96CTN0601714B* | 23400 | 16 | 8.1 | 21600 | 16800 | 77.78% | 1.9 | 0 | 10.5 |  |  |  | No | R-410A | 1.95 | Residential & Commercial | Ducted CEE Tier 1
210596327 | Central HP <5.4 tons | BRYANT HEATING AND COOLING SYSTEMS | HRCU-A-CB (Split System: Heat Pump with Remote Outdoor Unit-Air-Source) | 288BNV025*0**B* |  |  | CAP**4321AL*+UI | 935CA66100C21*** | 24400 | 17 | 8.5 | 21200 | 16600 | 78.3% | 2.04 | 0 | 11 |  |  |  | No | R-410A | 2.0333 | Residential & Commercial | Ducted CEE Tier 1
210596410 | Central HP <5.4 tons | BRYANT HEATING AND COOLING SYSTEMS | HRCU-A-CB (Split System: Heat Pump with Remote Outdoor Unit-Air-Source) | 288BNV025*0**B* |  |  | CNPV*4824AL*+UI | 987MB66100C21*** | 24200 | 17 | 8.1 | 21400 | 16600 | 77.57% | 2.02 | 0 | 11.5 |  |  |  | No | R-410A | 2.0167 | Residential & Commercial | Ducted CEE Tier 1
215434234 | Central HP <5.4 tons | DAIKIN | HRCU-A-CB (Split System: Heat Pump with Remote Outdoor Unit-Air-Source) | DH7VSA4210A* |  |  | CA*EA6030*3A* | D*80SC0805CUA* | 40500 | 17 | 8.8 | 41000 | 31000 | 75.61% | 2 | 0 | 10 |  |  |  | No | R-32 | 3.375 | Residential & Commercial | Ducted CEE Tier 1
215434266 | Central HP <5.4 tons | DAIKIN | HRCU-A-CB (Split System: Heat Pump with Remote Outdoor Unit-Air-Source) | DH7VSA4210A* |  |  | CHPEA6030*3A* | D*96TC0804CNA* | 40500 | 16.5 | 8.6 | 41000 | 31000 | 75.61% | 2 | 0 | 10 |  |  |  | No | R-32 | 3.375 | Residential & Commercial | Ducted CEE Tier 1
215433967 | Central HP <5.4 tons | DAIKIN | HRCU-A-CB (Split System: Heat Pump with Remote Outdoor Unit-Air-Source) | DH7VSA2410A* |  |  | CA*EA3022*3A* | D*97MC0603BNA* | 23200 | 19 | 8.6 | 23200 | 17000 | 73.28% | 2 | 0 | 11 |  |  |  | No | R-32 | 1.9333 | Residential & Commercial | Ducted CEE Tier 1
215433984 | Central HP <5.4 tons | DAIKIN | HRCU-A-CB (Split System: Heat Pump with Remote Outdoor Unit-Air-Source) | DH7VSA2410A* |  |  | CA*EA3022*3A* | D*96TC1005CNA* | 23200 | 19 | 8.6 | 23200 | 17000 | 73.28% | 2 | 0 | 11 |  |  |  | No | R-32 | 1.9333 | Residential & Commercial | Ducted CEE Tier 1
211227715 | Central HP <5.4 tons | HEIL | HRCU-A-CB (Split System: Heat Pump with Remote Outdoor Unit-Air-Source) | DLCURAH36ABK |  |  | EA*4X42L21A* | *96VTN1002122A* | 35400 | 16.5 | 8.1 | 38500 | 35000 | 90.91% | 1.88 | 0 | 10 |  |  |  | No | R-410A | 2.95 | Residential & Commercial | Ducted CEE Tier 1
213077120 | Central HP <5.4 tons | DAY & NIGHT | HRCU-A-CB (Split System: Heat Pump with Remote Outdoor Unit-Air-Source) | DLCURAH36ABK |  |  | EN(A,D,W)4X48L21** | *96VSN0802120B* | 35600 | 16.5 | 8.1 | 38500 | 34800 | 90.39% | 1.98 | 0 | 10 |  |  |  | No | R-410A | 2.9667 | Residential & Commercial | Ducted CEE Tier 1
210532889 | Central HP <5.4 tons | BRYANT HEATING AND COOLING SYSTEMS | HRCU-A-CB (Split System: Heat Pump with Remote Outdoor Unit-Air-Source) | 284ANV048*0**B* |  |  | CNPV*4821AL*+UI | 935CA66100C21*** | 44000 | 21 | 8.5 | 46500 | 36400 | 78.28% | 2.18 | 0 | 12 |  |  |  | No | R-410A | 3.6667 | Residential & Commercial | Ducted CEE Tier 1
215319135 | Central HP <5.4 tons | SMART COMFORT | HRCU-A-CB (Split System: Heat Pump with Remote Outdoor Unit-Air-Source) | D5CLHAH58AAK |  |  | D5FLAAH60XAK |  | 54000 | 15.4 | 9.2 | 59000 | 53000 | 89.83% | 2 | 0 | 10 |  |  |  | No | R-454B | 4.5 | Residential & Commercial | Ducted CEE Tier 1
211207007 | Central HP <5.4 tons | YORK | HRCU-A-CB (Split System: Heat Pump with Remote Outdoor Unit-Air-Source) | YZV24B21 |  |  | XAMB24DE1N1+CC | TM9V060B12MP12 | 22600 | 17 | 8.5 | 23800 | 18500 | 77.73% | 1.92 | 0 | 12 |  |  |  | No | R-410A | 1.8833 | Residential & Commercial | Ducted CEE Tier 1
211378932 | Central HP <5.4 tons | YORK | HRCU-A-CB (Split System: Heat Pump with Remote Outdoor Unit-Air-Source) | HMH72B341 |  |  | JHVTC36DBCC2N1 |  | 34000 | 18.5 | 8.5 | 34000 | 24000 | 70.59% | 2.18 | 0 | 10.5 |  |  |  | No | R-410A | 2.8333 | Residential & Commercial | Ducted CEE Tier 1
210596528 | Central HP <5.4 tons | BRYANT HEATING AND COOLING SYSTEMS | HRCU-A-CB (Split System: Heat Pump with Remote Outdoor Unit-Air-Source) | 288BNV037*0**A* |  |  | CAP**6024AL*+UI | 935CA60080C21*** | 32800 | 17.5 | 8.5 | 31800 | 24800 | 77.99% | 2 | 0 | 11.5 |  |  |  | No | R-410A | 2.7333 | Residential & Commercial | Ducted CEE Tier 1
210596578 | Central HP <5.4 tons | BRYANT HEATING AND COOLING SYSTEMS | HRCU-A-CB (Split System: Heat Pump with Remote Outdoor Unit-Air-Source) | 288BNV037*0**A* |  |  | CNPV*6024AL*+UI | 83*CA60100C21*** | 32800 | 17.5 | 8.1 | 32200 | 24600 | 76.4% | 1.96 | 0 | 11.7 |  |  |  | No | R-410A | 2.7333 | Residential & Commercial | Ducted CEE Tier 1
210473164 | Central HP <5.4 tons | AIRQUEST | HRCU-A-CB (Split System: Heat Pump with Remote Outdoor Unit-Air-Source) | HVH825GKA3* |  |  | EA*4X43L21A*+WALLCON | *80CTL0701716A* | 24400 | 17 | 8.5 | 21200 | 16600 | 78.3% | 2.02 | 0 | 11 |  |  |  | No | R-410A | 2.0333 | Residential & Commercial | Ducted CEE Tier 1
214239835 | Central HP <5.4 tons | HEIL | HRCU-A-CB (Split System: Heat Pump with Remote Outdoor Unit-Air-Source) | HVH837GKA** |  |  | EN(A,D,W)4X42L21**+WALLCON | *96CTN1002122B* | 31800 | 16.5 | 8.1 | 33000 | 24400 | 73.94% | 1.88 | 0 | 11 |  |  |  | No | R-410A | 2.65 | Residential & Commercial | Ducted CEE Tier 1
214242157 | Central HP <5.4 tons | HEIL | HRCU-A-CB (Split System: Heat Pump with Remote Outdoor Unit-Air-Source) | HVH825GKA3* |  |  | EN(A,D,W)4X42L21**+WALLCON | *97CMN0801714B* | 23600 | 16.5 | 8.1 | 21400 | 16700 | 78.04% | 1.94 | 0 | 11 |  |  |  | No | R-410A | 1.9667 | Residential & Commercial | Ducted CEE Tier 1
214242357 | Central HP <5.4 tons | HEIL | HRCU-A-CB (Split System: Heat Pump with Remote Outdoor Unit-Air-Source) | HVH825GKA3* |  |  | EN(A,D)4X48L24**+WALLCON | *97CMN1002122B* | 24200 | 17 | 8.1 | 21200 | 16500 | 77.83% | 2 | 0 | 11.5 |  |  |  | No | R-410A | 2.0167 | Residential & Commercial | Ducted CEE Tier 1
210473197 | Central HP <5.4 tons | AIRQUEST | HRCU-A-CB (Split System: Heat Pump with Remote Outdoor Unit-Air-Source) | HVH825GKA3* |  |  | EA*4X43L21A*+WALLCON | *97CMN0601714A* | 24200 | 16.5 | 8.1 | 21200 | 16800 | 79.25% | 2 | 0 | 11 |  |  |  | No | R-410A | 2.0167 | Residential & Commercial | Ducted CEE Tier 1
210473230 | Central HP <5.4 tons | AIRQUEST | HRCU-A-CB (Split System: Heat Pump with Remote Outdoor Unit-Air-Source) | HVH825GKA3* |  |  | EA*4X43L21A*+WALLCON | *96CTN1002122A* | 24400 | 16.5 | 8.5 | 21200 | 16600 | 78.3% | 2.04 | 0 | 11 |  |  |  | No | R-410A | 2.0333 | Residential & Commercial | Ducted CEE Tier 1
210470609 | Central HP <5.4 tons | AIRQUEST | HRCU-A-CB (Split System: Heat Pump with Remote Outdoor Unit-Air-Source) | HVH837GKA2* |  |  | EA*4X61L24A*+WALLCON | *97CMN1202422A* | 33200 | 17.5 | 8.5 | 32000 | 25000 | 78.12% | 2 | 0 | 11.7 |  |  |  | No | R-410A | 2.7667 | Residential & Commercial | Ducted CEE Tier 1
210470802 | Central HP <5.4 tons | AIRQUEST | HRCU-A-CB (Split System: Heat Pump with Remote Outdoor Unit-Air-Source) | HVH837GKA2* |  |  | EN(A,D,W)4X48L21**+WALLCON | *80CSU0401712A* | 32400 | 17.5 | 8.1 | 33000 | 24800 | 75.15% | 1.94 | 0 | 11.7 |  |  |  | No | R-410A | 2.7 | Residential & Commercial | Ducted CEE Tier 1
210471302 | Central HP <5.4 tons | AIRQUEST | HRCU-A-CB (Split System: Heat Pump with Remote Outdoor Unit-Air-Source) | HVH837GKA2* |  |  | EHD4X60AAL+WALLCON | *80CTL0901716A* | 33000 | 17.5 | 8.1 | 32200 | 24800 | 77.02% | 2.02 | 0 | 11.5 |  |  |  | No | R-410A | 2.75 | Residential & Commercial | Ducted CEE Tier 1
214229202 | Central HP <5.4 tons | HEIL | HRCU-A-CB (Split System: Heat Pump with Remote Outdoor Unit-Air-Source) | DLCURAH24ABK |  |  | EN(A,D,W)4X36L17** | *80MSU0601716A* | 23600 | 17 | 8.5 | 25600 | 24000 | 93.75% | 2 | 0 | 10.5 |  |  |  | No | R-410A | 1.9667 | Residential & Commercial | Ducted CEE Tier 1
210470934 | Central HP <5.4 tons | AIRQUEST | HRCU-A-CB (Split System: Heat Pump with Remote Outdoor Unit-Air-Source) | HVH837GKA2* |  |  | EN(A,D,W)4X60L24**+WALLCON | *96CTN1202422A* | 32800 | 18 | 8.1 | 32200 | 24600 | 76.4% | 1.98 | 0 | 12 |  |  |  | No | R-410A | 2.7333 | Residential & Commercial | Ducted CEE Tier 1
210532905 | Central HP <5.4 tons | BRYANT HEATING AND COOLING SYSTEMS | HRCU-A-CB (Split System: Heat Pump with Remote Outdoor Unit-Air-Source) | 284ANV048*0**B* |  |  | CNPV*4824AL*+UI | 88*TA66135C24*** | 44000 | 21 | 9 | 46500 | 36200 | 77.85% | 2.18 | 0 | 12 |  |  |  | No | R-410A | 3.6667 | Residential & Commercial | Ducted CEE Tier 1
214242977 | Central HP <5.4 tons | HEIL | HRCU-A-CB (Split System: Heat Pump with Remote Outdoor Unit-Air-Source) | HVH825GKA2* |  |  | EN(A,D,W)4X42L21**+WALLCON | *80CTL0901716B* | 23800 | 16.5 | 8.1 | 21400 | 16700 | 78.04% | 1.96 | 0 | 11 |  |  |  | No | R-410A | 1.9833 | Residential & Commercial | Ducted CEE Tier 1
214243077 | Central HP <5.4 tons | HEIL | HRCU-A-CB (Split System: Heat Pump with Remote Outdoor Unit-Air-Source) | HVH825GKA2* |  |  | EN(A,D,W)4X48L21**+WALLCON | *80CTL0451712B* | 24000 | 16.5 | 8.1 | 21400 | 16700 | 78.04% | 2 | 0 | 11 |  |  |  | No | R-410A | 2 | Residential & Commercial | Ducted CEE Tier 1
214243027 | Central HP <5.4 tons | HEIL | HRCU-A-CB (Split System: Heat Pump with Remote Outdoor Unit-Air-Source) | HVH825GKA2* |  |  | EN(A,D,W)4X42L21**+WALLCON | *97CMN0801714B* | 23600 | 16.5 | 8.1 | 21400 | 16700 | 78.04% | 1.96 | 0 | 11 |  |  |  | No | R-410A | 1.9667 | Residential & Commercial | Ducted CEE Tier 1
216010726 | Central HP <5.4 tons | YORK | HRCU-A-CB (Split System: Heat Pump with Remote Outdoor Unit-Air-Source) | HH824E2S11 |  |  | CTM36B5ADS1+JME08B2SN1 |  | 23000 | 19 | 9.5 | 23000 | 18000 | 78.26% | 2 | 0 | 12 |  |  |  | No | R-454B | 1.9167 | Residential & Commercial | Ducted CEE Tier 1
212614922 | Central HP <5.4 tons | DAIKIN | HRCU-A-CB (Split System: Heat Pump with Remote Outdoor Unit-Air-Source) | DZ6VSA361EA* |  |  | CA*EA6030*4A* | D*96VC1205DNA* | 34200 | 17.5 | 8.6 | 34200 | 30000 | 87.72% | 2 | 0 | 10 |  |  |  | No | R-410A | 2.85 | Residential & Commercial | Ducted CEE Tier 1
213774576 | Central HP <5.4 tons | BRYANT HEATING AND COOLING SYSTEMS | HRCU-A-CB (Split System: Heat Pump with Remote Outdoor Unit-Air-Source) | 288BNV025*0**C* |  |  | CSPH*4812AL*+UI | 88*TB48070C17*** | 24200 | 16 | 8.1 | 21200 | 16600 | 78.3% | 2 | 0 | 10.5 |  |  |  | No | R-410A | 2.0167 | Residential & Commercial | Ducted CEE Tier 1
215853876 | Central HP <5.4 tons | BLUERIDGE | HRCU-A-CB (Split System: Heat Pump with Remote Outdoor Unit-Air-Source) | BMSAH24HHC |  |  | BMS3AH24I |  | 24000 | 18.6 | 10 | 24000 | 20600 | 85.83% | 2.14 | 0 | 12 |  |  |  | No | R-454B | 2 | Residential & Commercial | Ducted CEE Tier 1
214395870 | Central HP <5.4 tons | YORK | HRCU-A-CB (Split System: Heat Pump with Remote Outdoor Unit-Air-Source) | HH824E2S11 |  |  | CTF36B5ADS1 | TM9V080B12MP12 | 23000 | 18 | 9.5 | 23000 | 18400 | 80% | 2 | 0 | 12 |  |  |  | No | R-454B | 1.9167 | Residential & Commercial | Ducted CEE Tier 1
214395873 | Central HP <5.4 tons | YORK | HRCU-A-CB (Split System: Heat Pump with Remote Outdoor Unit-Air-Source) | HH824E2S11 |  |  | CTF30A5ADS1 | Y82E060A12LMPS1 | 23000 | 19 | 9.5 | 23000 | 18500 | 80.43% | 2 | 0 | 12 |  |  |  | No | R-454B | 1.9167 | Residential & Commercial | Ducted CEE Tier 1
214395970 | Central HP <5.4 tons | YORK | HRCU-A-CB (Split System: Heat Pump with Remote Outdoor Unit-Air-Source) | HH824E2S11 |  |  | CTF30B5ACS1+JMVT12BC2N1 |  | 23000 | 18 | 9.5 | 23000 | 19000 | 82.61% | 2 | 0 | 12 |  |  |  | No | R-454B | 1.9167 | Residential & Commercial | Ducted CEE Tier 1
214395972 | Central HP <5.4 tons | YORK | HRCU-A-CB (Split System: Heat Pump with Remote Outdoor Unit-Air-Source) | HH824E2S11 |  |  | CTM30B5ACS1 | TM9V080B12MP12 | 23000 | 17 | 9.5 | 23000 | 17800 | 77.39% | 2 | 0 | 12 |  |  |  | No | R-454B | 1.9167 | Residential & Commercial | Ducted CEE Tier 1
210596319 | Central HP <5.4 tons | BRYANT HEATING AND COOLING SYSTEMS | HRCU-A-CB (Split System: Heat Pump with Remote Outdoor Unit-Air-Source) | 288BNV025*0**B* |  |  | CAP**4321AL*+UI | 83*CA36040C17*** | 24400 | 17 | 8.5 | 21200 | 16600 | 78.3% | 2.04 | 0 | 11 |  |  |  | No | R-410A | 2.0333 | Residential & Commercial | Ducted CEE Tier 1
210596330 | Central HP <5.4 tons | BRYANT HEATING AND COOLING SYSTEMS | HRCU-A-CB (Split System: Heat Pump with Remote Outdoor Unit-Air-Source) | 288BNV025*0**B* |  |  | CAP**4321AL*+UI | 986TC66100C21*** | 24400 | 16.5 | 8.5 | 21200 | 16600 | 78.3% | 2.04 | 0 | 11 |  |  |  | No | R-410A | 2.0333 | Residential & Commercial | Ducted CEE Tier 1
210596355 | Central HP <5.4 tons | BRYANT HEATING AND COOLING SYSTEMS | HRCU-A-CB (Split System: Heat Pump with Remote Outdoor Unit-Air-Source) | 288BNV025*0**B* |  |  | CAP**4824AL*+UI | 986TC66100C21*** | 24200 | 16.5 | 8.1 | 21000 | 16500 | 78.57% | 2.02 | 0 | 11 |  |  |  | No | R-410A | 2.0167 | Residential & Commercial | Ducted CEE Tier 1
210596389 | Central HP <5.4 tons | BRYANT HEATING AND COOLING SYSTEMS | HRCU-A-CB (Split System: Heat Pump with Remote Outdoor Unit-Air-Source) | 288BNV025*0**B* |  |  | CNPV*4821AL*+UI | 83*CA60100C21*** | 24000 | 16.5 | 8.1 | 21400 | 16600 | 77.57% | 2 | 0 | 11 |  |  |  | No | R-410A | 2 | Residential & Commercial | Ducted CEE Tier 1
210596421 | Central HP <5.4 tons | BRYANT HEATING AND COOLING SYSTEMS | HRCU-A-CB (Split System: Heat Pump with Remote Outdoor Unit-Air-Source) | 288BNV025*0**B* |  |  | CSPH*4212AL*+UI | 935CA60080C21*** | 24200 | 16 | 8.1 | 21400 | 16600 | 77.57% | 2 | 0 | 11 |  |  |  | No | R-410A | 2.0167 | Residential & Commercial | Ducted CEE Tier 1
210596439 | Central HP <5.4 tons | BRYANT HEATING AND COOLING SYSTEMS | HRCU-A-CB (Split System: Heat Pump with Remote Outdoor Unit-Air-Source) | 288BNV025*0**B* |  |  | CSPH*4812AL*+UI | 88*TA66135C24*** | 24200 | 16 | 8.1 | 21200 | 16600 | 78.3% | 2.02 | 0 | 11 |  |  |  | No | R-410A | 2.0167 | Residential & Commercial | Ducted CEE Tier 1
210470072 | Central HP <5.4 tons | DAY & NIGHT | HRCU-A-CB (Split System: Heat Pump with Remote Outdoor Unit-Air-Source) | CVH837GKA2* |  |  | EA*4X36L21A*+WALLCON | *95CSU1002122A* | 31600 | 17.5 | 8.1 | 33000 | 24200 | 73.33% | 1.86 | 0 | 11 |  |  |  | No | R-410A | 2.6333 | Residential & Commercial | Ducted CEE Tier 1
210470370 | Central HP <5.4 tons | DAY & NIGHT | HRCU-A-CB (Split System: Heat Pump with Remote Outdoor Unit-Air-Source) | CVH837GKA2* |  |  | EA*4X60L24A*+WALLCON | *97CMN0602120A* | 32600 | 17 | 8.1 | 32200 | 25000 | 77.64% | 1.96 | 0 | 11.5 |  |  |  | No | R-410A | 2.7167 | Residential & Commercial | Ducted CEE Tier 1
210470524 | Central HP <5.4 tons | DAY & NIGHT | HRCU-A-CB (Split System: Heat Pump with Remote Outdoor Unit-Air-Source) | CVH837GKA2* |  |  | EA*4X61L24A*+WALLCON | *95CSU0802120A* | 33200 | 18 | 8.5 | 32000 | 24800 | 77.5% | 2 | 0 | 11.5 |  |  |  | No | R-410A | 2.7667 | Residential & Commercial | Ducted CEE Tier 1
210470992 | Central HP <5.4 tons | DAY & NIGHT | HRCU-A-CB (Split System: Heat Pump with Remote Outdoor Unit-Air-Source) | CVH837GKA2* |  |  | EN(A,D,W)4X60L24**+WALLCON | *96CTN1002122A* | 32800 | 18 | 8.1 | 32200 | 24600 | 76.4% | 1.98 | 0 | 12 |  |  |  | No | R-410A | 2.7333 | Residential & Commercial | Ducted CEE Tier 1
215938020 | Central HP <5.4 tons | DAY & NIGHT | HRCU-A-CB (Split System: Heat Pump with Remote Outdoor Unit-Air-Source) | C5H3V48*K*AAA* |  |  | EVD5X49M24A*+WALLCON | *80CTL0902120B* | 45500 | 21 | 8.1 | 52500 | 38000 | 72.38% | 1.95 | 0 | 11.5 |  |  |  | No | R-454B | 3.7917 | Residential & Commercial | Ducted CEE Tier 1
215938039 | Central HP <5.4 tons | COMFORTMAKER | HRCU-A-CB (Split System: Heat Pump with Remote Outdoor Unit-Air-Source) | C5H3V48*K*AAA* |  |  | EVD5X49M24A*+WALLCON | *80CTL1352422B* | 45500 | 21 | 8.1 | 52500 | 38000 | 72.38% | 1.95 | 0 | 11.5 |  |  |  | No | R-454B | 3.7917 | Residential & Commercial | Ducted CEE Tier 1
214395838 | Central HP <5.4 tons | YORK | HRCU-A-CB (Split System: Heat Pump with Remote Outdoor Unit-Air-Source) | HH836E2S11 |  |  | CTM48C5CFS1 | Y81E080C16SMPS1 | 34400 | 19 | 9 | 32200 | 25400 | 78.88% | 2 | 0 | 11 |  |  |  | No | R-454B | 2.8667 | Residential & Commercial | Ducted CEE Tier 1
215935583 | Central HP <5.4 tons | TEMPSTAR | HRCU-A-CB (Split System: Heat Pump with Remote Outdoor Unit-Air-Source) | T5H3V36*K*AAA* |  |  | EVD5X36M17A*+WALLCON | *96CTN0601714B* | 34000 | 20 | 8.1 | 38000 | 27200 | 71.58% | 2 | 0 | 11 |  |  |  | No | R-454B | 2.8333 | Residential & Commercial | Ducted CEE Tier 1
215935883 | Central HP <5.4 tons | TEMPSTAR | HRCU-A-CB (Split System: Heat Pump with Remote Outdoor Unit-Air-Source) | T5H3V36*K*AAA* |  |  | EVD5X38M17A*+WALLCON | *97CMN0601714B* | 35200 | 21 | 8.5 | 38000 | 28000 | 73.68% | 2.06 | 0 | 11.5 |  |  |  | No | R-454B | 2.9333 | Residential & Commercial | Ducted CEE Tier 1
215936083 | Central HP <5.4 tons | TEMPSTAR | HRCU-A-CB (Split System: Heat Pump with Remote Outdoor Unit-Air-Source) | T5H3V36*K*AAA* |  |  | EVD5X42M21A*+WALLCON | *97CMN0602120B* | 34200 | 20.5 | 8.5 | 39000 | 28600 | 73.33% | 2.04 | 0 | 11.5 |  |  |  | No | R-454B | 2.85 | Residential & Commercial | Ducted CEE Tier 1
215936283 | Central HP <5.4 tons | TEMPSTAR | HRCU-A-CB (Split System: Heat Pump with Remote Outdoor Unit-Air-Source) | T5H3V36*K*AAA* |  |  | EVD5X48M21A*+WALLCON | *97CMN0601714B* | 34400 | 20.5 | 8.5 | 38000 | 27600 | 72.63% | 2.08 | 0 | 11 |  |  |  | No | R-454B | 2.8667 | Residential & Commercial | Ducted CEE Tier 1
215936353 | Central HP <5.4 tons | TEMPSTAR | HRCU-A-CB (Split System: Heat Pump with Remote Outdoor Unit-Air-Source) | T5H3V36*K*AAA* |  |  | EVD5X48M24A*+WALLCON | *95CSU0802120B* | 35000 | 21 | 8.5 | 38500 | 28400 | 73.77% | 2.04 | 0 | 12 |  |  |  | No | R-454B | 2.9167 | Residential & Commercial | Ducted CEE Tier 1
215936483 | Central HP <5.4 tons | TEMPSTAR | HRCU-A-CB (Split System: Heat Pump with Remote Outdoor Unit-Air-Source) | T5H3V36*K*AAA* |  |  | EVD5X49M24A*+WALLCON | *95CSU0802120B* | 35400 | 21.5 | 8.5 | 38000 | 28600 | 75.26% | 2.04 | 0 | 12 |  |  |  | No | R-454B | 2.95 | Residential & Commercial | Ducted CEE Tier 1
214571167 | Central HP <5.4 tons | TEMPSTAR | HRCU-A-CB (Split System: Heat Pump with Remote Outdoor Unit-Air-Source) | TVH825GKA3* |  |  | EN(A,D,W)4X42L21**+WALLCON | *95CSU0802120B* | 23800 | 16.5 | 8.1 | 21400 | 16700 | 78.04% | 1.96 | 0 | 11 |  |  |  | No | R-410A | 1.9833 | Residential & Commercial | Ducted CEE Tier 1
214571237 | Central HP <5.4 tons | TEMPSTAR | HRCU-A-CB (Split System: Heat Pump with Remote Outdoor Unit-Air-Source) | TVH825GKA3* |  |  | EN(A,D,W)4X48L21**+WALLCON | *95CSU1002122B* | 24200 | 17 | 8.1 | 21200 | 16600 | 78.3% | 2.02 | 0 | 11.5 |  |  |  | No | R-410A | 2.0167 | Residential & Commercial | Ducted CEE Tier 1
214609020 | Central HP <5.4 tons | YORK | HRCU-A-CB (Split System: Heat Pump with Remote Outdoor Unit-Air-Source) | HH860E2S11 |  |  | CTM60C5CGS1 | Y91E080C20SMPS1 | 44500 | 18 | 9 | 45500 | 33400 | 73.41% | 2 | 0 | 12 |  |  |  | No | R-454B | 3.7083 | Residential & Commercial | Ducted CEE Tier 1
214395854 | Central HP <5.4 tons | YORK | HRCU-A-CB (Split System: Heat Pump with Remote Outdoor Unit-Air-Source) | HH860E2S11 |  |  | CTM60C5CGS1 | TM9Y100C20MP11 | 44500 | 17 | 9 | 46500 | 34800 | 74.84% | 2 | 0 | 11 |  |  |  | No | R-454B | 3.7083 | Residential & Commercial | Ducted CEE Tier 1
214395937 | Central HP <5.4 tons | YORK | HRCU-A-CB (Split System: Heat Pump with Remote Outdoor Unit-Air-Source) | HH860E2S11 |  |  | CTF60C5CGS1 | TMLV100C16MP12 | 43500 | 18 | 9 | 44000 | 33400 | 75.91% | 2 | 0 | 11.7 |  |  |  | No | R-454B | 3.625 | Residential & Commercial | Ducted CEE Tier 1
214396055 | Central HP <5.4 tons | YORK | HRCU-A-CB (Split System: Heat Pump with Remote Outdoor Unit-Air-Source) | HH860E2S11 |  |  | CTF60C5CGS1 | Y81E120C16SMPS1 | 44000 | 18 | 9 | 43500 | 33000 | 75.86% | 2 | 0 | 12 |  |  |  | No | R-454B | 3.6667 | Residential & Commercial | Ducted CEE Tier 1
214396087 | Central HP <5.4 tons | YORK | HRCU-A-CB (Split System: Heat Pump with Remote Outdoor Unit-Air-Source) | HH860E2S11 |  |  | CTF60C5CHS1 | Y81E120C20SMPS1 | 53500 | 19 | 9 | 53500 | 38000 | 71.03% | 2 | 0 | 11.7 |  |  |  | No | R-454B | 4.4583 | Residential & Commercial | Ducted CEE Tier 1
214396088 | Central HP <5.4 tons | YORK | HRCU-A-CB (Split System: Heat Pump with Remote Outdoor Unit-Air-Source) | HH860E2S11 |  |  | CTM60C5CHS1 | TM9E100C20MP12 | 53500 | 19 | 8.5 | 55000 | 39000 | 70.91% | 2 | 0 | 11 |  |  |  | No | R-454B | 4.4583 | Residential & Commercial | Ducted CEE Tier 1
210472996 | Central HP <5.4 tons | BRYANT HEATING AND COOLING SYSTEMS | HRCU-A-CB (Split System: Heat Pump with Remote Outdoor Unit-Air-Source) | 288BNV025*0**C* |  |  | CAP**4224AL*+UI | 935CA66100C21*** | 23800 | 17 | 8.1 | 21400 | 16600 | 77.57% | 1.96 | 0 | 11 |  |  |  | No | R-410A | 1.9833 | Residential & Commercial | Ducted CEE Tier 1
210473095 | Central HP <5.4 tons | BRYANT HEATING AND COOLING SYSTEMS | HRCU-A-CB (Split System: Heat Pump with Remote Outdoor Unit-Air-Source) | 288BNV025*0**C* |  |  | CAP**4321AL*+UI | 935CA60080C21*** | 24400 | 17 | 8.5 | 21200 | 16600 | 78.3% | 2.04 | 0 | 11 |  |  |  | No | R-410A | 2.0333 | Residential & Commercial | Ducted CEE Tier 1
210473348 | Central HP <5.4 tons | BRYANT HEATING AND COOLING SYSTEMS | HRCU-A-CB (Split System: Heat Pump with Remote Outdoor Unit-Air-Source) | 288BNV025*0**C* |  |  | CAP**4821AL*+UI | 986TC42060C17*** | 24000 | 16.5 | 8.1 | 21000 | 16600 | 79.05% | 2 | 0 | 11 |  |  |  | No | R-410A | 2 | Residential & Commercial | Ducted CEE Tier 1
210473447 | Central HP <5.4 tons | BRYANT HEATING AND COOLING SYSTEMS | HRCU-A-CB (Split System: Heat Pump with Remote Outdoor Unit-Air-Source) | 288BNV025*0**C* |  |  | CAP**4824AL*+UI | 935CA66100C21*** | 24200 | 17 | 8.1 | 21000 | 16500 | 78.57% | 2.02 | 0 | 11 |  |  |  | No | R-410A | 2.0167 | Residential & Commercial | Ducted CEE Tier 1
210473480 | Central HP <5.4 tons | BRYANT HEATING AND COOLING SYSTEMS | HRCU-A-CB (Split System: Heat Pump with Remote Outdoor Unit-Air-Source) | 288BNV025*0**C* |  |  | CAP**4824AL*+UI | 986TC66120C24*** | 24200 | 17 | 8.1 | 21000 | 16500 | 78.57% | 2.02 | 0 | 11 |  |  |  | No | R-410A | 2.0167 | Residential & Commercial | Ducted CEE Tier 1
210473982 | Central HP <5.4 tons | BRYANT HEATING AND COOLING SYSTEMS | HRCU-A-CB (Split System: Heat Pump with Remote Outdoor Unit-Air-Source) | 288BNV025*0**C* |  |  | CNPV*4821AL*+UI | 986TC42080C17*** | 24000 | 16.5 | 8.1 | 21400 | 16600 | 77.57% | 2 | 0 | 11 |  |  |  | No | R-410A | 2 | Residential & Commercial | Ducted CEE Tier 1
215936120 | Central HP <5.4 tons | DAY & NIGHT | HRCU-A-CB (Split System: Heat Pump with Remote Outdoor Unit-Air-Source) | C5H3V36*K*AAA* |  |  | EVD5X42M21A*+WALLCON | *96CTN0601714B* | 34200 | 20.5 | 8.1 | 38000 | 27000 | 71.05% | 2 | 0 | 11 |  |  |  | No | R-454B | 2.85 | Residential & Commercial | Ducted CEE Tier 1
210470858 | Central HP <5.4 tons | AIRQUEST | HRCU-A-CB (Split System: Heat Pump with Remote Outdoor Unit-Air-Source) | HVH837GKA2* |  |  | EN(A,D)4X48L24**+WALLCON | *80CSU1002120A* | 32400 | 17 | 8.1 | 33000 | 24800 | 75.15% | 1.94 | 0 | 11.5 |  |  |  | No | R-410A | 2.7 | Residential & Commercial | Ducted CEE Tier 1
210471159 | Central HP <5.4 tons | AIRQUEST | HRCU-A-CB (Split System: Heat Pump with Remote Outdoor Unit-Air-Source) | HVH837GKA2* |  |  | EHD4X60AAL+WALLCON | *80CSU1002120A* | 32800 | 16.5 | 8.1 | 32200 | 24800 | 77.02% | 1.98 | 0 | 11 |  |  |  | No | R-410A | 2.7333 | Residential & Commercial | Ducted CEE Tier 1
210471324 | Central HP <5.4 tons | AIRQUEST | HRCU-A-CB (Split System: Heat Pump with Remote Outdoor Unit-Air-Source) | HVH837GKA2* |  |  | EHD4X60AAL+WALLCON | *97CMN0602120A* | 32800 | 16.5 | 8.1 | 32400 | 25200 | 77.78% | 1.98 | 0 | 11 |  |  |  | No | R-410A | 2.7333 | Residential & Commercial | Ducted CEE Tier 1
212969770 | Central HP <5.4 tons | COMFORTMAKER | HRCU-A-CB (Split System: Heat Pump with Remote Outdoor Unit-Air-Source) | DLCURAH24ABK |  |  | EA*4X30L17A* | *80VSL0451412B* | 23400 | 17 | 8.5 | 26200 | 24800 | 94.66% | 2.08 | 0 | 10 |  |  |  | No | R-410A | 1.95 | Residential & Commercial | Ducted CEE Tier 1
214239335 | Central HP <5.4 tons | HEIL | HRCU-A-CB (Split System: Heat Pump with Remote Outdoor Unit-Air-Source) | HVH837GKA2* |  |  | EN(A,D)4X48L24**+WALLCON | *96CTN1002122B* | 32400 | 17 | 8.1 | 32600 | 24600 | 75.46% | 1.96 | 0 | 11.7 |  |  |  | No | R-410A | 2.7 | Residential & Commercial | Ducted CEE Tier 1
214395923 | Central HP <5.4 tons | YORK | HRCU-A-CB (Split System: Heat Pump with Remote Outdoor Unit-Air-Source) | HH836E2S11 |  |  | CTM48C5CFS1 | YP9C100C20MP13 | 34200 | 19 | 9 | 32600 | 25800 | 79.14% | 2 | 0 | 11 |  |  |  | No | R-454B | 2.85 | Residential & Commercial | Ducted CEE Tier 1
214396039 | Central HP <5.4 tons | YORK | HRCU-A-CB (Split System: Heat Pump with Remote Outdoor Unit-Air-Source) | HH836E2S11 |  |  | CTM48C5CFS1 | Y81E080C20SMPS1 | 34200 | 19 | 9 | 32000 | 25400 | 79.38% | 2 | 0 | 11 |  |  |  | No | R-454B | 2.85 | Residential & Commercial | Ducted CEE Tier 1
214396137 | Central HP <5.4 tons | YORK | HRCU-A-CB (Split System: Heat Pump with Remote Outdoor Unit-Air-Source) | HH836E2S11 |  |  | CTF48C5CFS1 | TM8V080C16MP12 | 33400 | 18 | 9 | 31600 | 25400 | 80.38% | 2 | 0 | 11 |  |  |  | No | R-454B | 2.7833 | Residential & Commercial | Ducted CEE Tier 1
214395719 | Central HP <5.4 tons | YORK | HRCU-A-CB (Split System: Heat Pump with Remote Outdoor Unit-Air-Source) | HH836E2S11 |  |  | CTF36C5CDS1 | TPLC100C16MP13 | 34000 | 18 | 8.5 | 31600 | 26000 | 82.28% | 2 | 0 | 11 |  |  |  | No | R-454B | 2.8333 | Residential & Commercial | Ducted CEE Tier 1
214395386 | Central HP <5.4 tons | YORK | HRCU-A-CB (Split System: Heat Pump with Remote Outdoor Unit-Air-Source) | HH836E2S11 |  |  | JHC36C5CD2SS1 |  | 34000 | 19 | 9 | 32400 | 25200 | 77.78% | 2.1 | 0 | 11.7 |  |  |  | No | R-454B | 2.8333 | Residential & Commercial | Ducted CEE Tier 1
214395703 | Central HP <5.4 tons | YORK | HRCU-A-CB (Split System: Heat Pump with Remote Outdoor Unit-Air-Source) | HH836E2S11 |  |  | CTF36C5CDS1 | Y81E080C16SMPS1 | 34000 | 18 | 8.5 | 31200 | 25400 | 81.41% | 2 | 0 | 11.7 |  |  |  | No | R-454B | 2.8333 | Residential & Commercial | Ducted CEE Tier 1
214395736 | Central HP <5.4 tons | YORK | HRCU-A-CB (Split System: Heat Pump with Remote Outdoor Unit-Air-Source) | HH836E2S11 |  |  | CTF48C5CFS1 | Y81E100C16SMPS1 | 34000 | 19 | 9 | 31600 | 25200 | 79.75% | 2 | 0 | 11 |  |  |  | No | R-454B | 2.8333 | Residential & Commercial | Ducted CEE Tier 1
214395804 | Central HP <5.4 tons | YORK | HRCU-A-CB (Split System: Heat Pump with Remote Outdoor Unit-Air-Source) | HH836E2S11 |  |  | CTM36B5CDS1 | YP9C060B12MP13 | 33000 | 17 | 8.5 | 31000 | 25400 | 81.94% | 2 | 0 | 11 |  |  |  | No | R-454B | 2.75 | Residential & Commercial | Ducted CEE Tier 1
215936190 | Central HP <5.4 tons | DAY & NIGHT | HRCU-A-CB (Split System: Heat Pump with Remote Outdoor Unit-Air-Source) | C5H3V36*K*AAA* |  |  | EVD5X42M24A*+WALLCON | *80CTL1352422B* | 35600 | 22 | 8.5 | 38000 | 28400 | 74.74% | 2.04 | 0 | 12.5 |  |  |  | No | R-454B | 2.9667 | Residential & Commercial | Ducted CEE Tier 1
210472875 | Central HP <5.4 tons | BRYANT HEATING AND COOLING SYSTEMS | HRCU-A-CB (Split System: Heat Pump with Remote Outdoor Unit-Air-Source) | 288BNV025*0**C* |  |  | CAP**4221AL*+UI | 88*TA36045C17*** | 23600 | 16.5 | 8.1 | 21600 | 16800 | 77.78% | 1.94 | 0 | 10.5 |  |  |  | No | R-410A | 1.9667 | Residential & Commercial | Ducted CEE Tier 1
210473007 | Central HP <5.4 tons | BRYANT HEATING AND COOLING SYSTEMS | HRCU-A-CB (Split System: Heat Pump with Remote Outdoor Unit-Air-Source) | 288BNV025*0**C* |  |  | CAP**4224AL*+UI | 83*CA60100C21*** | 23800 | 16.5 | 8.1 | 21400 | 16600 | 77.57% | 1.94 | 0 | 10.5 |  |  |  | No | R-410A | 1.9833 | Residential & Commercial | Ducted CEE Tier 1
210473018 | Central HP <5.4 tons | BRYANT HEATING AND COOLING SYSTEMS | HRCU-A-CB (Split System: Heat Pump with Remote Outdoor Unit-Air-Source) | 288BNV025*0**C* |  |  | CAP**4224AL*+UI | 88*TA66135C24*** | 23800 | 16.5 | 8.1 | 21400 | 16600 | 77.57% | 1.96 | 0 | 11 |  |  |  | No | R-410A | 1.9833 | Residential & Commercial | Ducted CEE Tier 1
210473216 | Central HP <5.4 tons | BRYANT HEATING AND COOLING SYSTEMS | HRCU-A-CB (Split System: Heat Pump with Remote Outdoor Unit-Air-Source) | 288BNV025*0**C* |  |  | CAP**4321AL*+UI | 987MB66100C21*** | 24400 | 16.5 | 8.5 | 21200 | 16600 | 78.3% | 2.04 | 0 | 11 |  |  |  | No | R-410A | 2.0333 | Residential & Commercial | Ducted CEE Tier 1
210473282 | Central HP <5.4 tons | BRYANT HEATING AND COOLING SYSTEMS | HRCU-A-CB (Split System: Heat Pump with Remote Outdoor Unit-Air-Source) | 288BNV025*0**C* |  |  | CAP**4821AL*+UI | 935CA66100C21*** | 24200 | 17 | 8.1 | 21000 | 16500 | 78.57% | 2.02 | 0 | 11 |  |  |  | No | R-410A | 2.0167 | Residential & Commercial | Ducted CEE Tier 1
210473502 | Central HP <5.4 tons | BRYANT HEATING AND COOLING SYSTEMS | HRCU-A-CB (Split System: Heat Pump with Remote Outdoor Unit-Air-Source) | 288BNV025*0**C* |  |  | CAP**4824AL*+UI | 987MB66120C24*** | 24000 | 16.5 | 8.1 | 21000 | 16600 | 79.05% | 2.02 | 0 | 11 |  |  |  | No | R-410A | 2 | Residential & Commercial | Ducted CEE Tier 1
214572967 | Central HP <5.4 tons | TEMPSTAR | HRCU-A-CB (Split System: Heat Pump with Remote Outdoor Unit-Air-Source) | TVH837GKA** |  |  | EA*4X61L21A*+WALLCON | *95CSU0802120B* | 33200 | 17.5 | 8.5 | 32000 | 25000 | 78.12% | 2 | 0 | 11.5 |  |  |  | No | R-410A | 2.7667 | Residential & Commercial | Ducted CEE Tier 1
214573437 | Central HP <5.4 tons | TEMPSTAR | HRCU-A-CB (Split System: Heat Pump with Remote Outdoor Unit-Air-Source) | TVH837GKA** |  |  | EN(A,D,W)4X48L21**+WALLCON | *80CTL0702120B* | 32400 | 18.5 | 8.1 | 32800 | 24800 | 75.61% | 1.96 | 0 | 11.5 |  |  |  | No | R-410A | 2.7 | Residential & Commercial | Ducted CEE Tier 1
214573487 | Central HP <5.4 tons | TEMPSTAR | HRCU-A-CB (Split System: Heat Pump with Remote Outdoor Unit-Air-Source) | TVH837GKA** |  |  | EN(A,D,W)4X48L21**+WALLCON | *96CTN0802120B* | 32400 | 17.5 | 8.5 | 32600 | 24800 | 76.07% | 1.98 | 0 | 11.5 |  |  |  | No | R-410A | 2.7 | Residential & Commercial | Ducted CEE Tier 1
214572867 | Central HP <5.4 tons | TEMPSTAR | HRCU-A-CB (Split System: Heat Pump with Remote Outdoor Unit-Air-Source) | TVH837GKA** |  |  | EA*4X48L24A*+WALLCON | *97CMN0602120B* | 32200 | 17 | 8.5 | 32600 | 25200 | 77.3% | 1.96 | 0 | 11 |  |  |  | No | R-410A | 2.6833 | Residential & Commercial | Ducted CEE Tier 1
214573037 | Central HP <5.4 tons | TEMPSTAR | HRCU-A-CB (Split System: Heat Pump with Remote Outdoor Unit-Air-Source) | TVH837GKA** |  |  | EA*4X61L24A*+WALLCON | *95CSU1002122B* | 33200 | 18.5 | 8.5 | 31800 | 24800 | 77.99% | 2 | 0 | 11.5 |  |  |  | No | R-410A | 2.7667 | Residential & Commercial | Ducted CEE Tier 1
210471140 | Central HP <5.4 tons | DAY & NIGHT | HRCU-A-CB (Split System: Heat Pump with Remote Outdoor Unit-Air-Source) | CVH837GKA2* |  |  | EHD4X60AAL+WALLCON | *80CSU0401712A* | 33000 | 17 | 8.1 | 32200 | 24800 | 77.02% | 1.98 | 0 | 11 |  |  |  | No | R-410A | 2.75 | Residential & Commercial | Ducted CEE Tier 1
210471173 | Central HP <5.4 tons | DAY & NIGHT | HRCU-A-CB (Split System: Heat Pump with Remote Outdoor Unit-Air-Source) | CVH837GKA2* |  |  | EHD4X60AAL+WALLCON | *80CTL0701716A* | 32800 | 17 | 8.1 | 32400 | 25000 | 77.16% | 2 | 0 | 11 |  |  |  | No | R-410A | 2.7333 | Residential & Commercial | Ducted CEE Tier 1
212970740 | Central HP <5.4 tons | COMFORTMAKER | HRCU-A-CB (Split System: Heat Pump with Remote Outdoor Unit-Air-Source) | DLCURAH36ABK |  |  | EN(A,D)4X48L24** | *80VSL0902120B* | 36000 | 16.5 | 8.1 | 38000 | 35000 | 92.11% | 2 | 0 | 10 |  |  |  | No | R-410A | 3 | Residential & Commercial | Ducted CEE Tier 1
214229456 | Central HP <5.4 tons | DAY & NIGHT | HRCU-A-CB (Split System: Heat Pump with Remote Outdoor Unit-Air-Source) | DLCURAH36ABK |  |  | EA*4X48L24A* | *80MSU1002120A* | 35600 | 16 | 8.5 | 38000 | 34600 | 91.05% | 2.04 | 0 | 10 |  |  |  | No | R-410A | 2.9667 | Residential & Commercial | Ducted CEE Tier 1
210470238 | Central HP <5.4 tons | DAY & NIGHT | HRCU-A-CB (Split System: Heat Pump with Remote Outdoor Unit-Air-Source) | CVH837GKA2* |  |  | EA*4X60L24A*+WALLCON | *95CSU0802120A* | 32800 | 17.5 | 8.5 | 31800 | 24800 | 77.99% | 2 | 0 | 11.5 |  |  |  | No | R-410A | 2.7333 | Residential & Commercial | Ducted CEE Tier 1
211245328 | Central HP <5.4 tons | BRYANT HEATING AND COOLING SYSTEMS | HRCU-A-CB (Split System: Heat Pump with Remote Outdoor Unit-Air-Source) | 38MURAQ24AB3* |  |  | CNPV*3621AL* | 926SA60100V21*** | 23800 | 17 | 8.1 | 26000 | 23400 | 90% | 1.94 | 0 | 10.5 |  |  |  | No | R-410A | 1.9833 | Residential & Commercial | Ducted CEE Tier 1
211245431 | Central HP <5.4 tons | BRYANT HEATING AND COOLING SYSTEMS | HRCU-A-CB (Split System: Heat Pump with Remote Outdoor Unit-Air-Source) | 38MURAQ24AB3* |  |  | CNPV*3621AL* | 82*SA48070V17*** | 23800 | 16.5 | 8.1 | 26000 | 23200 | 89.23% | 1.92 | 0 | 10.5 |  |  |  | No | R-410A | 1.9833 | Residential & Commercial | Ducted CEE Tier 1
214242277 | Central HP <5.4 tons | HEIL | HRCU-A-CB (Split System: Heat Pump with Remote Outdoor Unit-Air-Source) | HVH825GKA3* |  |  | EN(A,D,W)4X48L21**+WALLCON | *97CMN0801714B* | 24000 | 16.5 | 8.1 | 21400 | 16600 | 77.57% | 2 | 0 | 11 |  |  |  | No | R-410A | 2 | Residential & Commercial | Ducted CEE Tier 1
212984227 | Central HP <5.4 tons | TEMPSTAR | HRCU-A-CB (Split System: Heat Pump with Remote Outdoor Unit-Air-Source) | DLCURAH18ABK |  |  | EN(A,D)4X30L17** | *92MSN0601714A* | 17700 | 16.5 | 8.1 | 18300 | 18600 | 101.6% | 2.24 | 0 | 11 |  |  |  | No | R-410A | 1.475 | Residential & Commercial | Ducted CEE Tier 1
210470055 | Central HP <5.4 tons | BRYANT HEATING AND COOLING SYSTEMS | HRCU-A-CB (Split System: Heat Pump with Remote Outdoor Unit-Air-Source) | 288BNV037*0**B* |  |  | CAP**3621AL*+UI | 935CA60080C21*** | 31600 | 17 | 8.1 | 33200 | 24200 | 72.89% | 1.86 | 0 | 11 |  |  |  | No | R-410A | 2.6333 | Residential & Commercial | Ducted CEE Tier 1
206772955 | Central HP <5.4 tons | BRYANT HEATING AND COOLING SYSTEMS | HRCU-A-CB (Split System: Heat Pump with Remote Outdoor Unit-Air-Source) | 288BNV037*0**B* |  |  | CSPH*4812AL*+UI | 987MB66100C21*** | 32600 | 17 | 8.1 | 33000 | 24800 | 75.15% | 1.98 | 12 | 11 |  |  |  | No | R-410A | 2.7167 | Residential & Commercial | Ducted CEE Tier 1
213613330 | Central HP <5.4 tons | DAIKIN | HRCU-A-CB (Split System: Heat Pump with Remote Outdoor Unit-Air-Source) | DZ6VSA361EA* |  |  | DFVE48DP1400B* |  | 34200 | 17.5 | 8.6 | 34200 | 30000 | 87.72% | 2 | 0 | 10 |  |  |  | No | R-410A | 2.85 | Residential & Commercial | Ducted CEE Tier 1
206765987 | Central HP <5.4 tons | BRYANT HEATING AND COOLING SYSTEMS | HRCU-A-CB (Split System: Heat Pump with Remote Outdoor Unit-Air-Source) | 288BNV025*0**C* |  |  | CAP**3721AL*+UI | 987MB42080C17*** | 24400 | 16.5 | 8.1 | 21200 | 16700 | 78.77% | 2.02 | 11 | 11 |  |  |  | No | R-410A | 2.0333 | Residential & Commercial | Ducted CEE Tier 1
206766005 | Central HP <5.4 tons | BRYANT HEATING AND COOLING SYSTEMS | HRCU-A-CB (Split System: Heat Pump with Remote Outdoor Unit-Air-Source) | 288BNV025*0**C* |  |  | CAP**3721AL*+UI | 987MB66100C21*** | 24400 | 16.5 | 8.5 | 21200 | 16600 | 78.3% | 2.04 | 11 | 11 |  |  |  | No | R-410A | 2.0333 | Residential & Commercial | Ducted CEE Tier 1
206767524 | Central HP <5.4 tons | BRYANT HEATING AND COOLING SYSTEMS | HRCU-A-CB (Split System: Heat Pump with Remote Outdoor Unit-Air-Source) | 288BNV025*0**C* |  |  | CAP**3717AL*+UI | 935CA48060C17*** | 24200 | 16.5 | 8.1 | 21400 | 16800 | 78.5% | 1.98 | 11 | 10.5 |  |  |  | No | R-410A | 2.0167 | Residential & Commercial | Ducted CEE Tier 1
206773473 | Central HP <5.4 tons | BRYANT HEATING AND COOLING SYSTEMS | HRCU-A-CB (Split System: Heat Pump with Remote Outdoor Unit-Air-Source) | 288BNV037*0**B* |  |  | CAP**4321AL*+UI | 935CA60080C21*** | 33000 | 17.5 | 8.5 | 32800 | 25000 | 76.22% | 2 | 12 | 11.5 |  |  |  | No | R-410A | 2.75 | Residential & Commercial | Ducted CEE Tier 1
206771136 | Central HP <5.4 tons | BRYANT HEATING AND COOLING SYSTEMS | HRCU-A-CB (Split System: Heat Pump with Remote Outdoor Unit-Air-Source) | 288BNV037*0**B* |  |  | CAP**3621AL*+UI | 986TC66100C21*** | 31600 | 17 | 8.1 | 33200 | 24200 | 72.89% | 1.86 | 11 | 11 |  |  |  | No | R-410A | 2.6333 | Residential & Commercial | Ducted CEE Tier 1
206771901 | Central HP <5.4 tons | BRYANT HEATING AND COOLING SYSTEMS | HRCU-A-CB (Split System: Heat Pump with Remote Outdoor Unit-Air-Source) | 288BNV037*0**B* |  |  | CAP**4824AL*+UI | 88*TA66135C24*** | 32400 | 17.5 | 8.5 | 32400 | 24800 | 76.54% | 2 | 12 | 11.7 |  |  |  | No | R-410A | 2.7 | Residential & Commercial | Ducted CEE Tier 1
206772721 | Central HP <5.4 tons | BRYANT HEATING AND COOLING SYSTEMS | HRCU-A-CB (Split System: Heat Pump with Remote Outdoor Unit-Air-Source) | 288BNV037*0**B* |  |  | CSPH*4212AL*+UI | 88*TA66135C24*** | 32600 | 17 | 8.1 | 33000 | 24800 | 75.15% | 1.96 | 11 | 11 |  |  |  | No | R-410A | 2.7167 | Residential & Commercial | Ducted CEE Tier 1
210470342 | Central HP <5.4 tons | BRYANT HEATING AND COOLING SYSTEMS | HRCU-A-CB (Split System: Heat Pump with Remote Outdoor Unit-Air-Source) | 288BNV037*0**B* |  |  | CAP**6024AL*+UI | 986TC66100C21*** | 32800 | 17.5 | 8.5 | 31800 | 24800 | 77.99% | 2 | 0 | 11.7 |  |  |  | No | R-410A | 2.7333 | Residential & Commercial | Ducted CEE Tier 1
210470628 | Central HP <5.4 tons | BRYANT HEATING AND COOLING SYSTEMS | HRCU-A-CB (Split System: Heat Pump with Remote Outdoor Unit-Air-Source) | 288BNV037*0**B* |  |  | CAP**6124AL*+UI | 986TC66100C21*** | 33200 | 18 | 8.5 | 32000 | 24800 | 77.5% | 2 | 0 | 12 |  |  |  | No | R-410A | 2.7667 | Residential & Commercial | Ducted CEE Tier 1
215415502 | Central HP <5.4 tons | DAIKIN | HRCU-A-CB (Split System: Heat Pump with Remote Outdoor Unit-Air-Source) | DH6VSA1810A* |  |  | DFVE24BP1300A* |  | 17100 | 19 | 8.8 | 17400 | 13000 | 74.71% | 2.1 | 0 | 12 |  |  |  | No | R-32 | 1.425 | Residential & Commercial | Ducted CEE Tier 1
214239185 | Central HP <5.4 tons | HEIL | HRCU-A-CB (Split System: Heat Pump with Remote Outdoor Unit-Air-Source) | HVH837GKA2* |  |  | EN(A,D,W)4X48L21**+WALLCON | *80CTL0901716B* | 32400 | 17 | 8.1 | 32800 | 24800 | 75.61% | 1.94 | 0 | 11.7 |  |  |  | No | R-410A | 2.7 | Residential & Commercial | Ducted CEE Tier 1
212984611 | Central HP <5.4 tons | TEMPSTAR | HRCU-A-CB (Split System: Heat Pump with Remote Outdoor Unit-Air-Source) | DLCURAH24ABK |  |  | EA*4X36L17A* | *92MSN0801716A* | 23600 | 17.5 | 8.5 | 26200 | 24000 | 91.6% | 2 | 0 | 10 |  |  |  | No | R-410A | 1.9667 | Residential & Commercial | Ducted CEE Tier 1
212985782 | Central HP <5.4 tons | TEMPSTAR | HRCU-A-CB (Split System: Heat Pump with Remote Outdoor Unit-Air-Source) | DLCURAH24ABK |  |  | EA*4X25L17A* | *96MSN0261410A* | 24200 | 16.5 | 8.5 | 25200 | 24600 | 97.62% | 2.04 | 0 | 10 |  |  |  | No | R-410A | 2.0167 | Residential & Commercial | Ducted CEE Tier 1
212986886 | Central HP <5.4 tons | TEMPSTAR | HRCU-A-CB (Split System: Heat Pump with Remote Outdoor Unit-Air-Source) | DLCURAH24ABK |  |  | EA*4X25L17A* | *96MSN0601412A* | 24200 | 17 | 8.5 | 25200 | 24600 | 97.62% | 2.04 | 0 | 10 |  |  |  | No | R-410A | 2.0167 | Residential & Commercial | Ducted CEE Tier 1
212987385 | Central HP <5.4 tons | TEMPSTAR | HRCU-A-CB (Split System: Heat Pump with Remote Outdoor Unit-Air-Source) | DLCURAH24ABK |  |  | EA*4X25L17A* | *96MSN0801716A* | 24400 | 17 | 8.5 | 25200 | 21600 | 85.71% | 1.8 | 0 | 10 |  |  |  | No | R-410A | 2.0333 | Residential & Commercial | Ducted CEE Tier 1
212988671 | Central HP <5.4 tons | TEMPSTAR | HRCU-A-CB (Split System: Heat Pump with Remote Outdoor Unit-Air-Source) | DLCURAH24ABK |  |  | EA*4X30L17A* | *95MSU0401712A* | 23600 | 16.5 | 8.5 | 26400 | 24400 | 92.42% | 2.02 | 0 | 10 |  |  |  | No | R-410A | 1.9667 | Residential & Commercial | Ducted CEE Tier 1
212989259 | Central HP <5.4 tons | TEMPSTAR | HRCU-A-CB (Split System: Heat Pump with Remote Outdoor Unit-Air-Source) | DLCURAH24ABK |  |  | EN(A,D)4X36L21** | *95MSU0601716A* | 23600 | 17 | 8.5 | 26400 | 24400 | 92.42% | 2.02 | 0 | 10.5 |  |  |  | No | R-410A | 1.9667 | Residential & Commercial | Ducted CEE Tier 1
212970670 | Central HP <5.4 tons | COMFORTMAKER | HRCU-A-CB (Split System: Heat Pump with Remote Outdoor Unit-Air-Source) | DLCURAH36ABK |  |  | EA*4X42L24A* | *80VSL0902120B* | 35200 | 16 | 8.1 | 38500 | 35000 | 90.91% | 1.88 | 0 | 10 |  |  |  | No | R-410A | 2.9333 | Residential & Commercial | Ducted CEE Tier 1
211227830 | Central HP <5.4 tons | HEIL | HRCU-A-CB (Split System: Heat Pump with Remote Outdoor Unit-Air-Source) | DLCURAH36ABK |  |  | EA*4X42L24A* | *80ES(N,L)1102420A* | 35400 | 16.5 | 8.1 | 38500 | 35000 | 90.91% | 1.88 | 0 | 10 |  |  |  | No | R-410A | 2.95 | Residential & Commercial | Ducted CEE Tier 1
211227983 | Central HP <5.4 tons | HEIL | HRCU-A-CB (Split System: Heat Pump with Remote Outdoor Unit-Air-Source) | DLCURAH36ABK |  |  | EA*4X42L24A* | *92ESN1002122A* | 36800 | 15.2 | 8.5 | 40000 | 35200 | 88% | 1.94 | 0 | 10 |  |  |  | No | R-410A | 3.0667 | Residential & Commercial | Ducted CEE Tier 1
211228015 | Central HP <5.4 tons | HEIL | HRCU-A-CB (Split System: Heat Pump with Remote Outdoor Unit-Air-Source) | DLCURAH36ABK |  |  | EA*4X42L24A* | *95ESN1002120A* | 36000 | 15.5 | 8.1 | 39500 | 35200 | 89.11% | 1.92 | 0 | 10 |  |  |  | No | R-410A | 3 | Residential & Commercial | Ducted CEE Tier 1
204299726 | Central HP <5.4 tons | BRYANT HEATING AND COOLING SYSTEMS | HRCU-A-CB (Split System: Heat Pump with Remote Outdoor Unit-Air-Source) | 288BNV037*0**A* |  |  | CNPV*4821AL*+UI | 88*TA48070C17*** | 32400 | 17.5 | 8.1 | 33000 | 25000 | 75.76% | 1.94 | 12 | 11.5 |  |  |  | No | R-410A | 2.7 | Residential & Commercial | Ducted CEE Tier 1
211694775 | Central HP <5.4 tons | LENNOX | HRCU-A-CB (Split System: Heat Pump with Remote Outdoor Unit-Air-Source) | EL22XPV-024-230A** |  |  | CBA27UHE-030-230*+TDR |  | 24000 | 22 | 9 | 22400 | 16100 | 71.88% | 2.34 | 0 | 14 |  |  |  | No | R-410A | 2 | Residential & Commercial | Ducted CEE Tier 1
211245366 | Central HP <5.4 tons | BRYANT HEATING AND COOLING SYSTEMS | HRCU-A-CB (Split System: Heat Pump with Remote Outdoor Unit-Air-Source) | 38MURAQ24AB3* |  |  | CNPV*3621AL* | 8(0,1)*SA48070E17*** | 24800 | 16 | 8.1 | 26800 | 22200 | 82.84% | 1.82 | 0 | 10.5 |  |  |  | No | R-410A | 2.0667 | Residential & Commercial | Ducted CEE Tier 1
211245544 | Central HP <5.4 tons | BRYANT HEATING AND COOLING SYSTEMS | HRCU-A-CB (Split System: Heat Pump with Remote Outdoor Unit-Air-Source) | 38MURAQ24AB3* |  |  | CNPV*3621AL* | 926TB42060V17*** | 24000 | 16.5 | 8.1 | 26200 | 23200 | 88.55% | 1.92 | 0 | 10 |  |  |  | No | R-410A | 2 | Residential & Commercial | Ducted CEE Tier 1
215931756 | Central HP <5.4 tons | HEIL | HRCU-A-CB (Split System: Heat Pump with Remote Outdoor Unit-Air-Source) | H5H3V60*K*AAA* |  |  | EA*5X61M24A*+WALLCON | *97CMN1002122B* | 57000 | 18.5 | 8.5 | 60500 | 46500 | 76.86% | 2.02 | 0 | 11.5 |  |  |  | No | R-454B | 4.75 | Residential & Commercial | Ducted CEE Tier 1
215931906 | Central HP <5.4 tons | HEIL | HRCU-A-CB (Split System: Heat Pump with Remote Outdoor Unit-Air-Source) | H5H3V60*K*AAA* |  |  | ESH5X60M12A*+WALLCON | *96CTN1002122B* | 56500 | 18 | 8.1 | 61000 | 46000 | 75.41% | 1.95 | 0 | 11 |  |  |  | No | R-454B | 4.7083 | Residential & Commercial | Ducted CEE Tier 1
215931656 | Central HP <5.4 tons | HEIL | HRCU-A-CB (Split System: Heat Pump with Remote Outdoor Unit-Air-Source) | H5H3V60*K*AAA* |  |  | EA*5X61M21A*+WALLCON | *80CTL0701716B* | 56000 | 18 | 8.5 | 61000 | 45500 | 74.59% | 2.1 | 0 | 11 |  |  |  | No | R-454B | 4.6667 | Residential & Commercial | Ducted CEE Tier 1
212969790 | Central HP <5.4 tons | COMFORTMAKER | HRCU-A-CB (Split System: Heat Pump with Remote Outdoor Unit-Air-Source) | DLCURAH24ABK |  |  | EA*4X37L17A* | *80VSL0451412B* | 24200 | 17 | 8.5 | 25200 | 22000 | 87.3% | 1.84 | 0 | 10 |  |  |  | No | R-410A | 2.0167 | Residential & Commercial | Ducted CEE Tier 1
212969820 | Central HP <5.4 tons | COMFORTMAKER | HRCU-A-CB (Split System: Heat Pump with Remote Outdoor Unit-Air-Source) | DLCURAH24ABK |  |  | EN(A,D)4X30L14** | *80VSL0451412B* | 23400 | 17 | 8.1 | 25800 | 24400 | 94.57% | 2.04 | 0 | 10 |  |  |  | No | R-410A | 1.95 | Residential & Commercial | Ducted CEE Tier 1
212971175 | Central HP <5.4 tons | COMFORTMAKER | HRCU-A-CB (Split System: Heat Pump with Remote Outdoor Unit-Air-Source) | DLCURAH24ABK |  |  | EA*4X36L17A* | *80VTL0451412B* | 23600 | 17 | 8.5 | 26000 | 24200 | 93.08% | 2 | 0 | 10 |  |  |  | No | R-410A | 1.9667 | Residential & Commercial | Ducted CEE Tier 1
215937103 | Central HP <5.4 tons | TEMPSTAR | HRCU-A-CB (Split System: Heat Pump with Remote Outdoor Unit-Air-Source) | T5H3V48*K*AAA* |  |  | EVM5X48M21A*+WALLCON | *97CMN1002122B* | 44500 | 20 | 8.1 | 52000 | 38500 | 74.04% | 2 | 0 | 11 |  |  |  | No | R-454B | 3.7083 | Residential & Commercial | Ducted CEE Tier 1
204298626 | Central HP <5.4 tons | BRYANT HEATING AND COOLING SYSTEMS | HRCU-A-CB (Split System: Heat Pump with Remote Outdoor Unit-Air-Source) | 288BNV037*0**A* |  |  | CAP**3617AL*+UI | 88*TA36070C14*** | 31400 | 17.5 | 8.1 | 33400 | 24400 | 73.05% | 1.84 | 11.5 | 11 |  |  |  | No | R-410A | 2.6167 | Residential & Commercial | Ducted CEE Tier 1
204299226 | Central HP <5.4 tons | BRYANT HEATING AND COOLING SYSTEMS | HRCU-A-CB (Split System: Heat Pump with Remote Outdoor Unit-Air-Source) | 288BNV037*0**A* |  |  | CAP**4821AL*+UI | 88*TA60090C21*** | 32200 | 17.5 | 8.5 | 32600 | 25000 | 76.69% | 1.98 | 12 | 11.7 |  |  |  | No | R-410A | 2.6833 | Residential & Commercial | Ducted CEE Tier 1
204299426 | Central HP <5.4 tons | BRYANT HEATING AND COOLING SYSTEMS | HRCU-A-CB (Split System: Heat Pump with Remote Outdoor Unit-Air-Source) | 288BNV037*0**A* |  |  | CAP**4824AL*+UI | 986TC66100C21*** | 32400 | 17.5 | 8.5 | 32600 | 24800 | 76.07% | 2 | 12 | 11.7 |  |  |  | No | R-410A | 2.7 | Residential & Commercial | Ducted CEE Tier 1
204299946 | Central HP <5.4 tons | BRYANT HEATING AND COOLING SYSTEMS | HRCU-A-CB (Split System: Heat Pump with Remote Outdoor Unit-Air-Source) | 288BNV037*0**A* |  |  | CNPV*4824AL*+UI | 986TC66100C21*** | 32400 | 17.5 | 8.1 | 33000 | 24800 | 75.15% | 1.96 | 12 | 11.7 |  |  |  | No | R-410A | 2.7 | Residential & Commercial | Ducted CEE Tier 1
204300380 | Central HP <5.4 tons | BRYANT HEATING AND COOLING SYSTEMS | HRCU-A-CB (Split System: Heat Pump with Remote Outdoor Unit-Air-Source) | 288BNV037*0**A* |  |  | CSPH*4212AL*+UI | 88*TA36070C14*** | 32400 | 17 | 8.1 | 33200 | 25000 | 75.3% | 1.94 | 11.5 | 11 |  |  |  | No | R-410A | 2.7 | Residential & Commercial | Ducted CEE Tier 1
204300430 | Central HP <5.4 tons | BRYANT HEATING AND COOLING SYSTEMS | HRCU-A-CB (Split System: Heat Pump with Remote Outdoor Unit-Air-Source) | 288BNV037*0**A* |  |  | CSPH*4812AL*+UI | 88*TA48070C17*** | 32600 | 17 | 8.1 | 33200 | 25000 | 75.3% | 1.96 | 11.5 | 11 |  |  |  | No | R-410A | 2.7167 | Residential & Commercial | Ducted CEE Tier 1
211229117 | Central HP <5.4 tons | HEIL | HRCU-A-CB (Split System: Heat Pump with Remote Outdoor Unit-Air-Source) | DLCURAH36ABK |  |  | EA*4X48L21A* | *95ESU0601716A* | 35600 | 16 | 8.5 | 38500 | 34600 | 89.87% | 2.04 | 0 | 10 |  |  |  | No | R-410A | 2.9667 | Residential & Commercial | Ducted CEE Tier 1
211229149 | Central HP <5.4 tons | HEIL | HRCU-A-CB (Split System: Heat Pump with Remote Outdoor Unit-Air-Source) | DLCURAH36ABK |  |  | EA*4X48L21A* | *95ESU1002122A* | 37200 | 15.5 | 8.5 | 38500 | 35000 | 90.91% | 2.12 | 0 | 10 |  |  |  | No | R-410A | 3.1 | Residential & Commercial | Ducted CEE Tier 1
211229169 | Central HP <5.4 tons | HEIL | HRCU-A-CB (Split System: Heat Pump with Remote Outdoor Unit-Air-Source) | DLCURAH36ABK |  |  | EA*4X48L21A* | *96VTN0802120A* | 35400 | 16 | 8.1 | 37800 | 34600 | 91.53% | 2.02 | 0 | 10 |  |  |  | No | R-410A | 2.95 | Residential & Commercial | Ducted CEE Tier 1
211229336 | Central HP <5.4 tons | HEIL | HRCU-A-CB (Split System: Heat Pump with Remote Outdoor Unit-Air-Source) | DLCURAH36ABK |  |  | EA*4X48L24A* | *80ES(N,L)1552420A* | 37000 | 16 | 8.5 | 38500 | 34800 | 90.39% | 2.12 | 0 | 10 |  |  |  | No | R-410A | 3.0833 | Residential & Commercial | Ducted CEE Tier 1
211229653 | Central HP <5.4 tons | HEIL | HRCU-A-CB (Split System: Heat Pump with Remote Outdoor Unit-Air-Source) | DLCURAH36ABK |  |  | EA*4X48L24A* | OMV154L20A | 36800 | 16 | 8.5 | 38500 | 34800 | 90.39% | 2.1 | 0 | 10 |  |  |  | No | R-410A | 3.0667 | Residential & Commercial | Ducted CEE Tier 1
212970460 | Central HP <5.4 tons | COMFORTMAKER | HRCU-A-CB (Split System: Heat Pump with Remote Outdoor Unit-Air-Source) | DLCURAH36ABK |  |  | END4X42L17** | *80VSL0701716B* | 35600 | 15.5 | 8.1 | 38000 | 35000 | 92.11% | 1.94 | 0 | 10 |  |  |  | No | R-410A | 2.9667 | Residential & Commercial | Ducted CEE Tier 1
212982601 | Central HP <5.4 tons | BRYANT HEATING AND COOLING SYSTEMS | HRCU-A-CB (Split System: Heat Pump with Remote Outdoor Unit-Air-Source) | 38MURAQ36AB3* |  |  | CAP**4824AL* | 83*SB48060M17*** | 35600 | 17 | 8.5 | 37800 | 34600 | 91.53% | 2.02 | 0 | 10 |  |  |  | No | R-410A | 2.9667 | Residential & Commercial | Ducted CEE Tier 1
211245678 | Central HP <5.4 tons | BRYANT HEATING AND COOLING SYSTEMS | HRCU-A-CB (Split System: Heat Pump with Remote Outdoor Unit-Air-Source) | 38MURAQ24AB3* |  |  | CNPV*3621AL* | 912SD60080E21*** | 24800 | 16.5 | 8.5 | 26800 | 22200 | 82.84% | 1.84 | 0 | 10.5 |  |  |  | No | R-410A | 2.0667 | Residential & Commercial | Ducted CEE Tier 1
212970020 | Central HP <5.4 tons | COMFORTMAKER | HRCU-A-CB (Split System: Heat Pump with Remote Outdoor Unit-Air-Source) | DLCURAH18ABK |  |  | EN(A,D)4X30L17** | *80VSL0701716B* | 17500 | 16 | 8.1 | 18000 | 18600 | 103.3% | 2.24 | 0 | 11 |  |  |  | No | R-410A | 1.4583 | Residential & Commercial | Ducted CEE Tier 1
212971461 | Central HP <5.4 tons | COMFORTMAKER | HRCU-A-CB (Split System: Heat Pump with Remote Outdoor Unit-Air-Source) | DLCURAH18ABK |  |  | EA*4X25L17A* | *80VTL0701716B* | 18000 | 16.5 | 8.5 | 17900 | 17700 | 98.88% | 2.14 | 0 | 11 |  |  |  | No | R-410A | 1.5 | Residential & Commercial | Ducted CEE Tier 1
212970863 | Central HP <5.4 tons | COMFORTMAKER | HRCU-A-CB (Split System: Heat Pump with Remote Outdoor Unit-Air-Source) | DLCURAH18ABK |  |  | EA*4X24L14A* | *80VTL0451412B* | 17700 | 16.5 | 8.5 | 18600 | 19400 | 104.3% | 2.32 | 0 | 10.5 |  |  |  | No | R-410A | 1.475 | Residential & Commercial | Ducted CEE Tier 1
212970911 | Central HP <5.4 tons | COMFORTMAKER | HRCU-A-CB (Split System: Heat Pump with Remote Outdoor Unit-Air-Source) | DLCURAH18ABK |  |  | EN(A,D)4X18L14** | *80VTL0451412B* | 17400 | 16 | 8.5 | 18600 | 19700 | 105.9% | 2.38 | 0 | 10.5 |  |  |  | No | R-410A | 1.45 | Residential & Commercial | Ducted CEE Tier 1
212970947 | Central HP <5.4 tons | COMFORTMAKER | HRCU-A-CB (Split System: Heat Pump with Remote Outdoor Unit-Air-Source) | DLCURAH18ABK |  |  | EN(A,D)4X30L14** | *80VTL0451412B* | 17400 | 16.5 | 8.1 | 17900 | 18600 | 103.9% | 2.24 | 0 | 11 |  |  |  | No | R-410A | 1.45 | Residential & Commercial | Ducted CEE Tier 1
212614894 | Central HP <5.4 tons | DAIKIN | HRCU-A-CB (Split System: Heat Pump with Remote Outdoor Unit-Air-Source) | DZ6VSA241EA* |  |  | CA*EA3026*4A*+MBVC1200**-1A* |  | 23000 | 17 | 8.6 | 23000 | 16100 | 70% | 2 | 0 | 10 |  |  |  | No | R-410A | 1.9167 | Residential & Commercial | Ducted CEE Tier 1
212383457 | Central HP <5.4 tons | BRYANT HEATING AND COOLING SYSTEMS | HRCU-A-CB (Split System: Heat Pump with Remote Outdoor Unit-Air-Source) | 38MURAQ36AB3* |  |  | CAP**4321AL* | 8(0,1)*SA48070E17*** | 36800 | 15.5 | 8.5 | 39000 | 34800 | 89.23% | 2.1 | 0 | 10 |  |  |  | No | R-410A | 3.0667 | Residential & Commercial | Ducted CEE Tier 1
211229938 | Central HP <5.4 tons | HEIL | HRCU-A-CB (Split System: Heat Pump with Remote Outdoor Unit-Air-Source) | DLCURAH36ABK |  |  | EN(A,D,W)4X48L21** | *80ES(N,L)0901714A* | 36600 | 16 | 8.1 | 39500 | 35000 | 88.61% | 2.04 | 0 | 10.5 |  |  |  | No | R-410A | 3.05 | Residential & Commercial | Ducted CEE Tier 1
211230237 | Central HP <5.4 tons | HEIL | HRCU-A-CB (Split System: Heat Pump with Remote Outdoor Unit-Air-Source) | DLCURAH36ABK |  |  | EN(A,D,W)4X48L21** | *96VSN0801716A* | 35800 | 16 | 8.1 | 38500 | 34800 | 90.39% | 2 | 0 | 10 |  |  |  | No | R-410A | 2.9833 | Residential & Commercial | Ducted CEE Tier 1
211230287 | Central HP <5.4 tons | HEIL | HRCU-A-CB (Split System: Heat Pump with Remote Outdoor Unit-Air-Source) | DLCURAH36ABK |  |  | EN(A,D,W)4X48L21** | *95ESU1002120A* | 36400 | 16 | 8.1 | 38500 | 34800 | 90.39% | 2.04 | 0 | 10.5 |  |  |  | No | R-410A | 3.0333 | Residential & Commercial | Ducted CEE Tier 1
211230355 | Central HP <5.4 tons | HEIL | HRCU-A-CB (Split System: Heat Pump with Remote Outdoor Unit-Air-Source) | DLCURAH36ABK |  |  | EN(A,D,W)4X48L21** | OLV098A12* | 35600 | 15.2 | 8.1 | 38500 | 35000 | 90.91% | 2 | 0 | 10 |  |  |  | No | R-410A | 2.9667 | Residential & Commercial | Ducted CEE Tier 1
211230503 | Central HP <5.4 tons | HEIL | HRCU-A-CB (Split System: Heat Pump with Remote Outdoor Unit-Air-Source) | DLCURAH36ABK |  |  | EN(A,D)4X48L24** | *80VSL0702120A* | 36000 | 16 | 8.1 | 38500 | 34800 | 90.39% | 2.02 | 0 | 10 |  |  |  | No | R-410A | 3 | Residential & Commercial | Ducted CEE Tier 1
211230572 | Central HP <5.4 tons | HEIL | HRCU-A-CB (Split System: Heat Pump with Remote Outdoor Unit-Air-Source) | DLCURAH36ABK |  |  | EN(A,D)4X48L24** | *80VTL1102122A* | 37000 | 16 | 8.1 | 39500 | 35000 | 88.61% | 2.06 | 0 | 10.5 |  |  |  | No | R-410A | 3.0833 | Residential & Commercial | Ducted CEE Tier 1
211230655 | Central HP <5.4 tons | HEIL | HRCU-A-CB (Split System: Heat Pump with Remote Outdoor Unit-Air-Source) | DLCURAH36ABK |  |  | EN(A,D)4X48L24** | *95ESN1002120A* | 36800 | 16 | 8.1 | 39500 | 35000 | 88.61% | 2.06 | 0 | 10.5 |  |  |  | No | R-410A | 3.0667 | Residential & Commercial | Ducted CEE Tier 1
206767542 | Central HP <5.4 tons | BRYANT HEATING AND COOLING SYSTEMS | HRCU-A-CB (Split System: Heat Pump with Remote Outdoor Unit-Air-Source) | 288BNV025*0**C* |  |  | CAP**3721AL*+UI | 935CA60080C21*** | 24400 | 17 | 8.5 | 21200 | 16600 | 78.3% | 2.04 | 11.5 | 11 |  |  |  | No | R-410A | 2.0333 | Residential & Commercial | Ducted CEE Tier 1
212971626 | Central HP <5.4 tons | COMFORTMAKER | HRCU-A-CB (Split System: Heat Pump with Remote Outdoor Unit-Air-Source) | DLCURAH24ABK |  |  | EA*4X24L17A* | *80VTL0701716B* | 23400 | 17 | 8.5 | 27000 | 26200 | 97.04% | 2.22 | 0 | 10 |  |  |  | No | R-410A | 1.95 | Residential & Commercial | Ducted CEE Tier 1
212971692 | Central HP <5.4 tons | COMFORTMAKER | HRCU-A-CB (Split System: Heat Pump with Remote Outdoor Unit-Air-Source) | DLCURAH24ABK |  |  | EA*4X37L21A* | *80VTL0701716B* | 24200 | 17.5 | 8.5 | 25200 | 21600 | 85.71% | 1.82 | 0 | 10 |  |  |  | No | R-410A | 2.0167 | Residential & Commercial | Ducted CEE Tier 1
212973196 | Central HP <5.4 tons | COMFORTMAKER | HRCU-A-CB (Split System: Heat Pump with Remote Outdoor Unit-Air-Source) | DLCURAH24ABK |  |  | EA*4X25L17A* | *96VSN0401712B* | 24200 | 16 | 8.5 | 25400 | 21800 | 85.83% | 1.8 | 0 | 10 |  |  |  | No | R-410A | 2.0167 | Residential & Commercial | Ducted CEE Tier 1
214279909 | Central HP <5.4 tons | COMFORTMAKER | HRCU-A-CB (Split System: Heat Pump with Remote Outdoor Unit-Air-Source) | DLCURAH24ABK |  |  | EA*4X36L17A* | *96MSN0601716A* | 23400 | 16.5 | 9 | 25600 | 23800 | 92.97% | 1.96 | 0 | 10 |  |  |  | No | R-410A | 1.95 | Residential & Commercial | Ducted CEE Tier 1
212972966 | Central HP <5.4 tons | COMFORTMAKER | HRCU-A-CB (Split System: Heat Pump with Remote Outdoor Unit-Air-Source) | DLCURAH24ABK |  |  | EN(A,D)4X24L14** | *96VSN0401410B* | 23000 | 16 | 8.5 | 27000 | 25600 | 94.81% | 2.12 | 0 | 10 |  |  |  | No | R-410A | 1.9167 | Residential & Commercial | Ducted CEE Tier 1
212973236 | Central HP <5.4 tons | COMFORTMAKER | HRCU-A-CB (Split System: Heat Pump with Remote Outdoor Unit-Air-Source) | DLCURAH24ABK |  |  | EA*4X37L17A* | *96VSN0401712B* | 24000 | 16 | 8.1 | 25400 | 22000 | 86.61% | 1.82 | 0 | 10 |  |  |  | No | R-410A | 2 | Residential & Commercial | Ducted CEE Tier 1
212972666 | Central HP <5.4 tons | COMFORTMAKER | HRCU-A-CB (Split System: Heat Pump with Remote Outdoor Unit-Air-Source) | DLCURAH18ABK |  |  | EA*4X19L17A* | *96VSN0401410B* | 17700 | 16 | 8.1 | 17800 | 17900 | 100.6% | 2.16 | 0 | 10.5 |  |  |  | No | R-410A | 1.475 | Residential & Commercial | Ducted CEE Tier 1
212973066 | Central HP <5.4 tons | COMFORTMAKER | HRCU-A-CB (Split System: Heat Pump with Remote Outdoor Unit-Air-Source) | DLCURAH18ABK |  |  | EN(A,D)4X30L17** | *96VSN0401712B* | 17300 | 16 | 8.1 | 17900 | 18600 | 103.9% | 2.22 | 0 | 10.5 |  |  |  | No | R-410A | 1.4417 | Residential & Commercial | Ducted CEE Tier 1
211245492 | Central HP <5.4 tons | BRYANT HEATING AND COOLING SYSTEMS | HRCU-A-CB (Split System: Heat Pump with Remote Outdoor Unit-Air-Source) | 38MURAQ24AB3* |  |  | CNPV*3621AL* | 926TB36040V17*** | 23400 | 16 | 8.1 | 25800 | 24000 | 93.02% | 1.98 | 0 | 10 |  |  |  | No | R-410A | 1.95 | Residential & Commercial | Ducted CEE Tier 1
215936703 | Central HP <5.4 tons | TEMPSTAR | HRCU-A-CB (Split System: Heat Pump with Remote Outdoor Unit-Air-Source) | T5H3V36*K*AAA* |  |  | EVD5X60M21A*+WALLCON | *97CMN0802120B* | 35600 | 21.5 | 8.5 | 38000 | 28600 | 75.26% | 2.02 | 0 | 12.5 |  |  |  | No | R-454B | 2.9667 | Residential & Commercial | Ducted CEE Tier 1
211230889 | Central HP <5.4 tons | HEIL | HRCU-A-CB (Split System: Heat Pump with Remote Outdoor Unit-Air-Source) | DLCURAH36ABK |  |  | FMA4X36**AL* |  | 35800 | 17 | 8.1 | 40000 | 35200 | 88% | 1.86 | 0 | 10 |  |  |  | No | R-410A | 2.9833 | Residential & Commercial | Ducted CEE Tier 1
210471161 | Central HP <5.4 tons | COMFORTMAKER | HRCU-A-CB (Split System: Heat Pump with Remote Outdoor Unit-Air-Source) | CVH837GKA2* |  |  | EHD4X60AAL+WALLCON | *80CSU1002120A* | 32800 | 16.5 | 8.1 | 32200 | 24800 | 77.02% | 1.98 | 0 | 11 |  |  |  | No | R-410A | 2.7333 | Residential & Commercial | Ducted CEE Tier 1
210470293 | Central HP <5.4 tons | DAY & NIGHT | HRCU-A-CB (Split System: Heat Pump with Remote Outdoor Unit-Air-Source) | CVH837GKA2* |  |  | EA*4X60L24A*+WALLCON | *96CTN1202422A* | 32800 | 18 | 8.5 | 31800 | 24800 | 77.99% | 2 | 0 | 11.7 |  |  |  | No | R-410A | 2.7333 | Residential & Commercial | Ducted CEE Tier 1
213770471 | Central HP <5.4 tons | DAY & NIGHT | HRCU-A-CB (Split System: Heat Pump with Remote Outdoor Unit-Air-Source) | CVH825GKA2* |  |  | EA*4X24L14A*+WALLCON | *80CTL0701412B* | 23400 | 16.5 | 8.1 | 22000 | 16800 | 76.36% | 1.9 | 0 | 10.5 |  |  |  | No | R-410A | 1.95 | Residential & Commercial | Ducted CEE Tier 1
213770721 | Central HP <5.4 tons | DAY & NIGHT | HRCU-A-CB (Split System: Heat Pump with Remote Outdoor Unit-Air-Source) | CVH825GKA2* |  |  | EA*4X30L17A*+WALLCON | *80CTL0701412B* | 23600 | 16.5 | 8.1 | 21600 | 16700 | 77.31% | 1.92 | 0 | 10.5 |  |  |  | No | R-410A | 1.9667 | Residential & Commercial | Ducted CEE Tier 1
215415511 | Central HP <5.4 tons | DAIKIN | HRCU-A-CB (Split System: Heat Pump with Remote Outdoor Unit-Air-Source) | DH7VSA4810A* |  |  | DFVE60DP1300A* |  | 46500 | 17.5 | 8.8 | 47500 | 33600 | 70.74% | 2 | 0 | 10 |  |  |  | No | R-32 | 3.875 | Residential & Commercial | Ducted CEE Tier 1
215434368 | Central HP <5.4 tons | DAIKIN | HRCU-A-CB (Split System: Heat Pump with Remote Outdoor Unit-Air-Source) | DH7VSA4810A* |  |  | CHPEA4830*3A* | D*97MC0804CNA* | 45500 | 16.2 | 8.5 | 46000 | 33600 | 73.04% | 2 | 0 | 10 |  |  |  | No | R-32 | 3.7917 | Residential & Commercial | Ducted CEE Tier 1
214626035 | Central HP <5.4 tons | LENNOX | HRCU-A-CB (Split System: Heat Pump with Remote Outdoor Unit-Air-Source) | SL25XPV-024-230A** |  |  | CK40HT-42C-0*+TDR | EL297UH090XV36C* | 22200 | 22.4 | 9.3 | 21400 | 20200 | 94.39% | 1.9 | 0 | 14.5 |  |  |  | No | R-410A | 1.85 | Residential & Commercial | Ducted CEE Tier 1
214626037 | Central HP <5.4 tons | LENNOX | HRCU-A-CB (Split System: Heat Pump with Remote Outdoor Unit-Air-Source) | SL25XPV-024-230A** |  |  | CK40HT-42C-0*+TDR | EL297UH110XV48C* | 22200 | 21.2 | 9.3 | 21400 | 20200 | 94.39% | 1.9 | 0 | 14.5 |  |  |  | No | R-410A | 1.85 | Residential & Commercial | Ducted CEE Tier 1
214609210 | Central HP <5.4 tons | COLEMAN | HRCU-A-CB (Split System: Heat Pump with Remote Outdoor Unit-Air-Source) | HH824E2S11 |  |  | CTM30B5ACS1 | Z9ES080B12SMPS1 | 23000 | 18 | 9.5 | 23000 | 19100 | 83.04% | 2 | 0 | 12 |  |  |  | No | R-454B | 1.9167 | Residential & Commercial | Ducted CEE Tier 1
214626137 | Central HP <5.4 tons | LENNOX | HRCU-A-CB (Split System: Heat Pump with Remote Outdoor Unit-Air-Source) | SL25XPV-036-230A** |  |  | CK40DT-50/60C-0*+TDR | SL280DF090V60C* | 34400 | 21 | 9.3 | 36000 | 28800 | 80% | 1.88 | 0 | 13.5 |  |  |  | No | R-410A | 2.8667 | Residential & Commercial | Ducted CEE Tier 1
212970875 | Central HP <5.4 tons | COMFORTMAKER | HRCU-A-CB (Split System: Heat Pump with Remote Outdoor Unit-Air-Source) | DLCURAH18ABK |  |  | EA*4X24L17A* | *80VTL0451412B* | 17700 | 16.5 | 8.5 | 18600 | 19300 | 103.8% | 2.32 | 0 | 10.5 |  |  |  | No | R-410A | 1.475 | Residential & Commercial | Ducted CEE Tier 1
212972746 | Central HP <5.4 tons | COMFORTMAKER | HRCU-A-CB (Split System: Heat Pump with Remote Outdoor Unit-Air-Source) | DLCURAH18ABK |  |  | EN(A,D)4X24L17** | *96VSN0401410B* | 17400 | 15.5 | 8.5 | 18500 | 19200 | 103.8% | 2.3 | 0 | 10.5 |  |  |  | No | R-410A | 1.45 | Residential & Commercial | Ducted CEE Tier 1
212973346 | Central HP <5.4 tons | COMFORTMAKER | HRCU-A-CB (Split System: Heat Pump with Remote Outdoor Unit-Air-Source) | DLCURAH18ABK |  |  | EA*4X30L17A* | *96VSN0601412B* | 17400 | 16.5 | 8.5 | 18000 | 18700 | 103.9% | 2.26 | 0 | 10.5 |  |  |  | No | R-410A | 1.45 | Residential & Commercial | Ducted CEE Tier 1
212973366 | Central HP <5.4 tons | COMFORTMAKER | HRCU-A-CB (Split System: Heat Pump with Remote Outdoor Unit-Air-Source) | DLCURAH18ABK |  |  | EN(A,D)4X24L14** | *96VSN0601412B* | 17500 | 16 | 8.5 | 18500 | 19200 | 103.8% | 2.3 | 0 | 10.5 |  |  |  | No | R-410A | 1.4583 | Residential & Commercial | Ducted CEE Tier 1
212986317 | Central HP <5.4 tons | TEMPSTAR | HRCU-A-CB (Split System: Heat Pump with Remote Outdoor Unit-Air-Source) | DLCURAH18ABK |  |  | EA*4X30L14A* | *96MSN0401410A* | 17600 | 16 | 8.5 | 18300 | 18900 | 103.3% | 2.26 | 0 | 10.5 |  |  |  | No | R-410A | 1.4667 | Residential & Commercial | Ducted CEE Tier 1
212986702 | Central HP <5.4 tons | TEMPSTAR | HRCU-A-CB (Split System: Heat Pump with Remote Outdoor Unit-Air-Source) | DLCURAH18ABK |  |  | EA*4X30L17A* | *96MSN0401712A* | 17300 | 15.5 | 8.5 | 18100 | 19200 | 106.1% | 2.3 | 0 | 10 |  |  |  | No | R-410A | 1.4417 | Residential & Commercial | Ducted CEE Tier 1
204300530 | Central HP <5.4 tons | BRYANT HEATING AND COOLING SYSTEMS | HRCU-A-CB (Split System: Heat Pump with Remote Outdoor Unit-Air-Source) | 288BNV037*0**A* |  |  | CSPH*4812AL*+UI | 987MB66100C21*** | 32600 | 17 | 8.1 | 33000 | 24800 | 75.15% | 1.98 | 12 | 11 |  |  |  | No | R-410A | 2.7167 | Residential & Commercial | Ducted CEE Tier 1
215937033 | Central HP <5.4 tons | TEMPSTAR | HRCU-A-CB (Split System: Heat Pump with Remote Outdoor Unit-Air-Source) | T5H3V48*K*AAA* |  |  | EVM5X48M21A*+WALLCON | *80CTL1102120B* | 44500 | 20 | 8.1 | 52000 | 38000 | 73.08% | 1.9 | 0 | 11 |  |  |  | No | R-454B | 3.7083 | Residential & Commercial | Ducted CEE Tier 1
215937333 | Central HP <5.4 tons | TEMPSTAR | HRCU-A-CB (Split System: Heat Pump with Remote Outdoor Unit-Air-Source) | T5H3V48*K*AAA* |  |  | EVM5X60M21A*+WALLCON | *80CTL0901716B* | 44500 | 20.5 | 8.1 | 53500 | 37600 | 70.28% | 1.95 | 0 | 11.5 |  |  |  | No | R-454B | 3.7083 | Residential & Commercial | Ducted CEE Tier 1
215938303 | Central HP <5.4 tons | TEMPSTAR | HRCU-A-CB (Split System: Heat Pump with Remote Outdoor Unit-Air-Source) | T5H3V48*K*AAA* |  |  | EVD5X60M24A*+WALLCON | *80CTL0902120B* | 45500 | 21 | 8.1 | 52500 | 38000 | 72.38% | 1.95 | 0 | 11.5 |  |  |  | No | R-454B | 3.7917 | Residential & Commercial | Ducted CEE Tier 1
210596585 | Central HP <5.4 tons | BRYANT HEATING AND COOLING SYSTEMS | HRCU-A-CB (Split System: Heat Pump with Remote Outdoor Unit-Air-Source) | 288BNV037*0**A* |  |  | CNPV*6024AL*+UI | 986TC66100C21*** | 32800 | 18 | 8.1 | 32200 | 24600 | 76.4% | 1.98 | 0 | 12 |  |  |  | No | R-410A | 2.7333 | Residential & Commercial | Ducted CEE Tier 1
211226621 | Central HP <5.4 tons | TEMPSTAR | HRCU-A-CB (Split System: Heat Pump with Remote Outdoor Unit-Air-Source) | DLCURAH36ABK |  |  | EA*4X37L17A* | *92ESN0601412A* | 36200 | 15.2 | 8.5 | 38500 | 35000 | 90.91% | 2.02 | 0 | 10 |  |  |  | No | R-410A | 3.0167 | Residential & Commercial | Ducted CEE Tier 1
213075989 | Central HP <5.4 tons | HEIL | HRCU-A-CB (Split System: Heat Pump with Remote Outdoor Unit-Air-Source) | DLCURAH36ABK |  |  | EN(A,D,W)4X48L21** | *95MSU1002120A* | 36200 | 16.5 | 8.1 | 38500 | 35000 | 90.91% | 2.02 | 0 | 10.5 |  |  |  | No | R-410A | 3.0167 | Residential & Commercial | Ducted CEE Tier 1
210470325 | Central HP <5.4 tons | COMFORTMAKER | HRCU-A-CB (Split System: Heat Pump with Remote Outdoor Unit-Air-Source) | CVH837GKA2* |  |  | EA*4X60L24A*+WALLCON | *97CMN1202422A* | 32800 | 17.5 | 8.5 | 32000 | 24800 | 77.5% | 1.98 | 0 | 11.7 |  |  |  | No | R-410A | 2.7333 | Residential & Commercial | Ducted CEE Tier 1
210470468 | Central HP <5.4 tons | COMFORTMAKER | HRCU-A-CB (Split System: Heat Pump with Remote Outdoor Unit-Air-Source) | CVH837GKA2* |  |  | EA*4X61L21A*+WALLCON | *97CMN1002122A* | 33200 | 17.5 | 8.5 | 32000 | 24800 | 77.5% | 2 | 0 | 12 |  |  |  | No | R-410A | 2.7667 | Residential & Commercial | Ducted CEE Tier 1
214626218 | Central HP <5.4 tons | LENNOX | HRCU-A-CB (Split System: Heat Pump with Remote Outdoor Unit-Air-Source) | SL25XPV-048-230A** |  |  | CK40HT-51/61C-0*+TDR | EL297UH110XV60C* | 45000 | 20 | 9.2 | 45500 | 37400 | 82.2% | 1.82 | 0 | 12 |  |  |  | No | R-410A | 3.75 | Residential & Commercial | Ducted CEE Tier 1
214626052 | Central HP <5.4 tons | LENNOX | HRCU-A-CB (Split System: Heat Pump with Remote Outdoor Unit-Air-Source) | SL25XPV-024-230A** |  |  | CK40CT-36B-0*+TDR | SL280UH090V48B* | 22400 | 22 | 9.3 | 21600 | 20400 | 94.44% | 1.84 | 0 | 14.5 |  |  |  | No | R-410A | 1.8667 | Residential & Commercial | Ducted CEE Tier 1
212972147 | Central HP <5.4 tons | COMFORTMAKER | HRCU-A-CB (Split System: Heat Pump with Remote Outdoor Unit-Air-Source) | DLCURAH24ABK |  |  | EN(A,D)4X36L21** | *80VTL0902120B* | 23400 | 17 | 8.5 | 26200 | 24600 | 93.89% | 2.06 | 0 | 10 |  |  |  | No | R-410A | 1.95 | Residential & Commercial | Ducted CEE Tier 1
212972926 | Central HP <5.4 tons | COMFORTMAKER | HRCU-A-CB (Split System: Heat Pump with Remote Outdoor Unit-Air-Source) | DLCURAH24ABK |  |  | EA*4X30L14A* | *96VSN0401410B* | 23400 | 16 | 8.5 | 26400 | 24800 | 93.94% | 2.06 | 0 | 10 |  |  |  | No | R-410A | 1.95 | Residential & Commercial | Ducted CEE Tier 1
212972976 | Central HP <5.4 tons | COMFORTMAKER | HRCU-A-CB (Split System: Heat Pump with Remote Outdoor Unit-Air-Source) | DLCURAH24ABK |  |  | EN(A,D)4X24L17** | *96VSN0401410B* | 23000 | 16 | 8.5 | 27000 | 25600 | 94.81% | 2.12 | 0 | 10 |  |  |  | No | R-410A | 1.9167 | Residential & Commercial | Ducted CEE Tier 1
212971199 | Central HP <5.4 tons | COMFORTMAKER | HRCU-A-CB (Split System: Heat Pump with Remote Outdoor Unit-Air-Source) | DLCURAH24ABK |  |  | EN(A,D)4X24L14** | *80VTL0451412B* | 23400 | 17 | 8.5 | 27000 | 25000 | 92.59% | 2.08 | 0 | 10 |  |  |  | No | R-410A | 1.95 | Residential & Commercial | Ducted CEE Tier 1
212971736 | Central HP <5.4 tons | COMFORTMAKER | HRCU-A-CB (Split System: Heat Pump with Remote Outdoor Unit-Air-Source) | DLCURAH24ABK |  |  | EN(A,D)4X36L21** | *80VTL0701716B* | 23600 | 17 | 8.5 | 26400 | 24200 | 91.67% | 2 | 0 | 10.5 |  |  |  | No | R-410A | 1.9667 | Residential & Commercial | Ducted CEE Tier 1
212972403 | Central HP <5.4 tons | COMFORTMAKER | HRCU-A-CB (Split System: Heat Pump with Remote Outdoor Unit-Air-Source) | DLCURAH24ABK |  |  | EA*4X36L21A* | *80VTL1102122B* | 24000 | 17.5 | 8.5 | 26400 | 23200 | 87.88% | 1.94 | 0 | 10 |  |  |  | No | R-410A | 2 | Residential & Commercial | Ducted CEE Tier 1
214505231 | Central HP <5.4 tons | DAIKIN | HRCU-A-CB (Split System: Heat Pump with Remote Outdoor Unit-Air-Source) | DZ6VSA241EA* |  |  | CA*EA3026*4B* | D*80VC0604B*A* | 23000 | 17 | 8.6 | 23000 | 16100 | 70% | 2 | 0 | 10 |  |  |  | No | R-410A | 1.9167 | Residential & Commercial | Ducted CEE Tier 1
211259751 | Central HP <5.4 tons | HEIL | HRCU-A-CB (Split System: Heat Pump with Remote Outdoor Unit-Air-Source) | DLCURAH18ABK |  |  | EA*4X19L17A* | *80VTL0451412A* | 18100 | 16.5 | 8.5 | 18000 | 17600 | 97.78% | 2.14 | 0 | 11 |  |  |  | No | R-410A | 1.5083 | Residential & Commercial | Ducted CEE Tier 1
211259768 | Central HP <5.4 tons | HEIL | HRCU-A-CB (Split System: Heat Pump with Remote Outdoor Unit-Air-Source) | DLCURAH18ABK |  |  | EA*4X19L17A* | *96VTN0401712A* | 18200 | 15.5 | 8.5 | 18300 | 17600 | 96.17% | 2.12 | 0 | 10.5 |  |  |  | No | R-410A | 1.5167 | Residential & Commercial | Ducted CEE Tier 1
212972706 | Central HP <5.4 tons | COMFORTMAKER | HRCU-A-CB (Split System: Heat Pump with Remote Outdoor Unit-Air-Source) | DLCURAH18ABK |  |  | EA*4X30L14A* | *96VSN0401410B* | 17300 | 16 | 8.5 | 18100 | 18900 | 104.4% | 2.26 | 0 | 10.5 |  |  |  | No | R-410A | 1.4417 | Residential & Commercial | Ducted CEE Tier 1
215434149 | Central HP <5.4 tons | DAIKIN | HRCU-A-CB (Split System: Heat Pump with Remote Outdoor Unit-Air-Source) | DH7VSA3610A* |  |  | CA*EA6030*3A* | D*80TC0805D*A* | 35000 | 18.5 | 8.5 | 35000 | 28400 | 81.14% | 2 | 0 | 10.5 |  |  |  | No | R-32 | 2.9167 | Residential & Commercial | Ducted CEE Tier 1
215434151 | Central HP <5.4 tons | DAIKIN | HRCU-A-CB (Split System: Heat Pump with Remote Outdoor Unit-Air-Source) | DH7VSA3610A* |  |  | CA*EA6030*3A* | D*80TC0804C*A* | 35000 | 18.5 | 8.5 | 35000 | 28400 | 81.14% | 2 | 0 | 10.5 |  |  |  | No | R-32 | 2.9167 | Residential & Commercial | Ducted CEE Tier 1
211261122 | Central HP <5.4 tons | HEIL | HRCU-A-CB (Split System: Heat Pump with Remote Outdoor Unit-Air-Source) | DLCURAH18ABK |  |  | EA*4X25L17A* | *80ES(N,L)0701412A* | 18200 | 16.5 | 8.5 | 17900 | 17500 | 97.77% | 2.12 | 0 | 11 |  |  |  | No | R-410A | 1.5167 | Residential & Commercial | Ducted CEE Tier 1
211261288 | Central HP <5.4 tons | HEIL | HRCU-A-CB (Split System: Heat Pump with Remote Outdoor Unit-Air-Source) | DLCURAH18ABK |  |  | EA*4X30L14A* | *96VSN0601412A* | 18000 | 16 | 8.5 | 18500 | 18500 | 100% | 2.22 | 0 | 10.5 |  |  |  | No | R-410A | 1.5 | Residential & Commercial | Ducted CEE Tier 1
211262057 | Central HP <5.4 tons | HEIL | HRCU-A-CB (Split System: Heat Pump with Remote Outdoor Unit-Air-Source) | DLCURAH18ABK |  |  | EA*4X30L17A* | *80ES(N,L)0701712A* | 18200 | 16.5 | 8.5 | 18700 | 18400 | 98.4% | 2.22 | 0 | 10.5 |  |  |  | No | R-410A | 1.5167 | Residential & Commercial | Ducted CEE Tier 1
211262124 | Central HP <5.4 tons | HEIL | HRCU-A-CB (Split System: Heat Pump with Remote Outdoor Unit-Air-Source) | DLCURAH18ABK |  |  | EA*4X30L17A* | *92ESN0401410A* | 18000 | 15.5 | 8.5 | 18700 | 18500 | 98.93% | 2.22 | 0 | 10.5 |  |  |  | No | R-410A | 1.5 | Residential & Commercial | Ducted CEE Tier 1
211245502 | Central HP <5.4 tons | BRYANT HEATING AND COOLING SYSTEMS | HRCU-A-CB (Split System: Heat Pump with Remote Outdoor Unit-Air-Source) | 38MURAQ24AB3* |  |  | CNPV*3621AL* | 915SB60080E21*** | 24600 | 16.5 | 8.5 | 26600 | 22400 | 84.21% | 1.84 | 0 | 10.5 |  |  |  | No | R-410A | 2.05 | Residential & Commercial | Ducted CEE Tier 1
214626219 | Central HP <5.4 tons | LENNOX | HRCU-A-CB (Split System: Heat Pump with Remote Outdoor Unit-Air-Source) | SL25XPV-048-230A** |  |  | CK40HT-51/61C-0*+TDR | SL280UH080NV60C* | 45000 | 20.8 | 9.2 | 45500 | 37400 | 82.2% | 1.82 | 0 | 12.5 |  |  |  | No | R-410A | 3.75 | Residential & Commercial | Ducted CEE Tier 1
214626221 | Central HP <5.4 tons | LENNOX | HRCU-A-CB (Split System: Heat Pump with Remote Outdoor Unit-Air-Source) | SL25XPV-048-230A** |  |  | CK40HT-51/61C-0*+TDR | SL280UH090XV60C* | 45000 | 21 | 9.2 | 45500 | 37200 | 81.76% | 1.84 | 0 | 12.5 |  |  |  | No | R-410A | 3.75 | Residential & Commercial | Ducted CEE Tier 1
214626252 | Central HP <5.4 tons | LENNOX | HRCU-A-CB (Split System: Heat Pump with Remote Outdoor Unit-Air-Source) | SL25XPV-048-230A** |  |  | CK40CT-49C-0*+TDR | SLP99UH110XV60C* | 45500 | 20 | 8.9 | 44000 | 35800 | 81.36% | 1.78 | 0 | 12 |  |  |  | No | R-410A | 3.7917 | Residential & Commercial | Ducted CEE Tier 1
214626270 | Central HP <5.4 tons | LENNOX | HRCU-A-CB (Split System: Heat Pump with Remote Outdoor Unit-Air-Source) | SL25XPV-048-230A** |  |  | CK40CT-60C-0*+TDR | SLP99UH090XV60C* | 45500 | 20 | 9.5 | 44000 | 36200 | 82.27% | 1.9 | 0 | 12.3 |  |  |  | No | R-410A | 3.7917 | Residential & Commercial | Ducted CEE Tier 1
210470936 | Central HP <5.4 tons | COMFORTMAKER | HRCU-A-CB (Split System: Heat Pump with Remote Outdoor Unit-Air-Source) | CVH837GKA2* |  |  | EN(A,D,W)4X60L24**+WALLCON | *96CTN1202422A* | 32800 | 18 | 8.1 | 32200 | 24600 | 76.4% | 1.98 | 0 | 12 |  |  |  | No | R-410A | 2.7333 | Residential & Commercial | Ducted CEE Tier 1
210470061 | Central HP <5.4 tons | DAY & NIGHT | HRCU-A-CB (Split System: Heat Pump with Remote Outdoor Unit-Air-Source) | CVH837GKA2* |  |  | EA*4X36L21A*+WALLCON | *95CSU0802120A* | 31600 | 17 | 8.1 | 33200 | 24200 | 72.89% | 1.86 | 0 | 11 |  |  |  | No | R-410A | 2.6333 | Residential & Commercial | Ducted CEE Tier 1
214573337 | Central HP <5.4 tons | TEMPSTAR | HRCU-A-CB (Split System: Heat Pump with Remote Outdoor Unit-Air-Source) | TVH837GKA** |  |  | EN(A,D)4X36L21**+WALLCON | *95CSU1002122B* | 31400 | 17 | 8.1 | 33000 | 24000 | 72.73% | 1.84 | 0 | 11 |  |  |  | No | R-410A | 2.6167 | Residential & Commercial | Ducted CEE Tier 1
212971494 | Central HP <5.4 tons | COMFORTMAKER | HRCU-A-CB (Split System: Heat Pump with Remote Outdoor Unit-Air-Source) | DLCURAH18ABK |  |  | EN(A,D)4X30L17** | *80VTL0701716B* | 17700 | 16 | 8.1 | 18200 | 18600 | 102.2% | 2.24 | 0 | 11 |  |  |  | No | R-410A | 1.475 | Residential & Commercial | Ducted CEE Tier 1
212614882 | Central HP <5.4 tons | DAIKIN | HRCU-A-CB (Split System: Heat Pump with Remote Outdoor Unit-Air-Source) | DZ6VSA241EA* |  |  | CA*EA2422*4A* | D*80VC1005C*A* | 23000 | 17 | 8.6 | 23000 | 16100 | 70% | 2 | 0 | 10 |  |  |  | No | R-410A | 1.9167 | Residential & Commercial | Ducted CEE Tier 1
212614884 | Central HP <5.4 tons | DAIKIN | HRCU-A-CB (Split System: Heat Pump with Remote Outdoor Unit-Air-Source) | DZ6VSA241EA* |  |  | CA*EA2422*4A* | D*96VC0603BNA* | 23000 | 17 | 8.6 | 23000 | 16100 | 70% | 2 | 0 | 10 |  |  |  | No | R-410A | 1.9167 | Residential & Commercial | Ducted CEE Tier 1
210473329 | Central HP <5.4 tons | AIRQUEST | HRCU-A-CB (Split System: Heat Pump with Remote Outdoor Unit-Air-Source) | HVH825GKA3* |  |  | EA*4X48L21A*+WALLCON | *80CTL0451712A* | 24000 | 16.5 | 8.1 | 21000 | 16700 | 79.52% | 2 | 0 | 11 |  |  |  | No | R-410A | 2 | Residential & Commercial | Ducted CEE Tier 1
212971472 | Central HP <5.4 tons | COMFORTMAKER | HRCU-A-CB (Split System: Heat Pump with Remote Outdoor Unit-Air-Source) | DLCURAH18ABK |  |  | EA*4X30L17A* | *80VTL0701716B* | 17700 | 16.5 | 8.5 | 18200 | 18700 | 102.7% | 2.24 | 0 | 10.5 |  |  |  | No | R-410A | 1.475 | Residential & Commercial | Ducted CEE Tier 1
214505174 | Central HP <5.4 tons | DAIKIN | HRCU-A-CB (Split System: Heat Pump with Remote Outdoor Unit-Air-Source) | DZ6VSA241EA* |  |  | CA*EA2422*4B* | D*80VC0803B*A* | 23000 | 17 | 8.6 | 23000 | 16100 | 70% | 2 | 0 | 10 |  |  |  | No | R-410A | 1.9167 | Residential & Commercial | Ducted CEE Tier 1
214505199 | Central HP <5.4 tons | DAIKIN | HRCU-A-CB (Split System: Heat Pump with Remote Outdoor Unit-Air-Source) | DZ6VSA241EA* |  |  | CA*EA2422*4B* | D*96VC0804CNA* | 23000 | 17 | 8.6 | 23000 | 16100 | 70% | 2 | 0 | 10 |  |  |  | No | R-410A | 1.9167 | Residential & Commercial | Ducted CEE Tier 1
214505208 | Central HP <5.4 tons | DAIKIN | HRCU-A-CB (Split System: Heat Pump with Remote Outdoor Unit-Air-Source) | DZ6VSA241EA* |  |  | CA*EA2422*4B* | D*97MC0603BNA* | 23000 | 17 | 8.6 | 23000 | 16100 | 70% | 2 | 0 | 10 |  |  |  | No | R-410A | 1.9167 | Residential & Commercial | Ducted CEE Tier 1
214626271 | Central HP <5.4 tons | LENNOX | HRCU-A-CB (Split System: Heat Pump with Remote Outdoor Unit-Air-Source) | SL25XPV-048-230A** |  |  | CK40CT-60C-0*+TDR | SLP99UH110XV60C* | 46000 | 20 | 9.5 | 44000 | 36200 | 82.27% | 1.92 | 0 | 12.5 |  |  |  | No | R-410A | 3.8333 | Residential & Commercial | Ducted CEE Tier 1
214229180 | Central HP <5.4 tons | HEIL | HRCU-A-CB (Split System: Heat Pump with Remote Outdoor Unit-Air-Source) | DLCURAH24ABK |  |  | EN(A,D)4X24L17** | *80MSU0601716A* | 23200 | 16.5 | 8.5 | 26800 | 23600 | 88.06% | 1.96 | 0 | 10 |  |  |  | No | R-410A | 1.9333 | Residential & Commercial | Ducted CEE Tier 1
210470279 | Central HP <5.4 tons | AIRQUEST | HRCU-A-CB (Split System: Heat Pump with Remote Outdoor Unit-Air-Source) | HVH837GKA2* |  |  | EA*4X60L24A*+WALLCON | *80CTL1352422A* | 32800 | 18 | 8.5 | 31800 | 24800 | 77.99% | 2 | 0 | 12 |  |  |  | No | R-410A | 2.7333 | Residential & Commercial | Ducted CEE Tier 1
210471148 | Central HP <5.4 tons | AIRQUEST | HRCU-A-CB (Split System: Heat Pump with Remote Outdoor Unit-Air-Source) | HVH837GKA2* |  |  | EHD4X60AAL+WALLCON | *80CSU0601716A* | 33000 | 16.5 | 8.1 | 32400 | 24800 | 76.54% | 1.98 | 0 | 11 |  |  |  | No | R-410A | 2.75 | Residential & Commercial | Ducted CEE Tier 1
206790279 | Central HP <5.4 tons | BRYANT HEATING AND COOLING SYSTEMS | HRCU-A-CB (Split System: Heat Pump with Remote Outdoor Unit-Air-Source) | 284ANV036*0**B* |  |  | CAP**3721AL*+UI | 987MB60060C21*** | 34200 | 19 | 9.5 | 35400 | 25800 | 72.88% | 2.02 | 12.5 | 12 |  |  |  | No | R-410A | 2.85 | Residential & Commercial | Ducted CEE Tier 1
206790295 | Central HP <5.4 tons | BRYANT HEATING AND COOLING SYSTEMS | HRCU-A-CB (Split System: Heat Pump with Remote Outdoor Unit-Air-Source) | 284ANV036*0**B* |  |  | CAP**4224AL*+UI | 986TC66120C24*** | 33200 | 19.5 | 9.5 | 35400 | 26600 | 75.14% | 2 | 12 | 12 |  |  |  | No | R-410A | 2.7667 | Residential & Commercial | Ducted CEE Tier 1
206790313 | Central HP <5.4 tons | BRYANT HEATING AND COOLING SYSTEMS | HRCU-A-CB (Split System: Heat Pump with Remote Outdoor Unit-Air-Source) | 284ANV036*0**B* |  |  | CAP**4321AL*+UI | 88*TA48090C17*** | 34600 | 20 | 9.5 | 35000 | 25600 | 73.14% | 2.06 | 13 | 12 |  |  |  | No | R-410A | 2.8833 | Residential & Commercial | Ducted CEE Tier 1
212969510 | Central HP <5.4 tons | COMFORTMAKER | HRCU-A-CB (Split System: Heat Pump with Remote Outdoor Unit-Air-Source) | DLCURAH18ABK |  |  | EA*4X19L17A* | *80VSL0451412B* | 18200 | 16.5 | 8.5 | 18100 | 17700 | 97.79% | 2.14 | 0 | 11 |  |  |  | No | R-410A | 1.5167 | Residential & Commercial | Ducted CEE Tier 1
212969590 | Central HP <5.4 tons | COMFORTMAKER | HRCU-A-CB (Split System: Heat Pump with Remote Outdoor Unit-Air-Source) | DLCURAH18ABK |  |  | EN(A,D)4X30L14** | *80VSL0451412B* | 17400 | 16.5 | 8.1 | 17900 | 18600 | 103.9% | 2.24 | 0 | 11 |  |  |  | No | R-410A | 1.45 | Residential & Commercial | Ducted CEE Tier 1
212614873 | Central HP <5.4 tons | DAIKIN | HRCU-A-CB (Split System: Heat Pump with Remote Outdoor Unit-Air-Source) | DZ6VSA241EA* |  |  | CA*EA2422*4A*+MBVC1200**-1A* |  | 23000 | 17 | 8.6 | 23000 | 16100 | 70% | 2 | 0 | 10 |  |  |  | No | R-410A | 1.9167 | Residential & Commercial | Ducted CEE Tier 1
212614889 | Central HP <5.4 tons | DAIKIN | HRCU-A-CB (Split System: Heat Pump with Remote Outdoor Unit-Air-Source) | DZ6VSA241EA* |  |  | CA*EA2422*4A* | D*96VC1005CNA* | 23000 | 17 | 8.6 | 23000 | 16100 | 70% | 2 | 0 | 10 |  |  |  | No | R-410A | 1.9167 | Residential & Commercial | Ducted CEE Tier 1
212973356 | Central HP <5.4 tons | COMFORTMAKER | HRCU-A-CB (Split System: Heat Pump with Remote Outdoor Unit-Air-Source) | DLCURAH18ABK |  |  | EN(A,D)4X18L14** | *96VSN0601412B* | 17300 | 16 | 8.5 | 18500 | 19800 | 107% | 2.38 | 0 | 10.5 |  |  |  | No | R-410A | 1.4417 | Residential & Commercial | Ducted CEE Tier 1
212973706 | Central HP <5.4 tons | COMFORTMAKER | HRCU-A-CB (Split System: Heat Pump with Remote Outdoor Unit-Air-Source) | DLCURAH18ABK |  |  | EN(A,D)4X30L17** | *96VSN0801716B* | 17500 | 16 | 8.1 | 18000 | 18700 | 103.9% | 2.24 | 0 | 11 |  |  |  | No | R-410A | 1.4583 | Residential & Commercial | Ducted CEE Tier 1
206790378 | Central HP <5.4 tons | BRYANT HEATING AND COOLING SYSTEMS | HRCU-A-CB (Split System: Heat Pump with Remote Outdoor Unit-Air-Source) | 284ANV036*0**B* |  |  | CNPV*4217AL*+UI | 987MB42080C17*** | 33200 | 19 | 9 | 35400 | 26400 | 74.58% | 2 | 12 | 11.7 |  |  |  | No | R-410A | 2.7667 | Residential & Commercial | Ducted CEE Tier 1
206790379 | Central HP <5.4 tons | BRYANT HEATING AND COOLING SYSTEMS | HRCU-A-CB (Split System: Heat Pump with Remote Outdoor Unit-Air-Source) | 284ANV036*0**B* |  |  | CNPV*4217AL*+UI | 88*TA48090C17*** | 33600 | 20 | 9 | 35200 | 26200 | 74.43% | 2.02 | 12.5 | 12 |  |  |  | No | R-410A | 2.8 | Residential & Commercial | Ducted CEE Tier 1
206790460 | Central HP <5.4 tons | BRYANT HEATING AND COOLING SYSTEMS | HRCU-A-CB (Split System: Heat Pump with Remote Outdoor Unit-Air-Source) | 284ANV036*0**B* |  |  | CSPH*4812AL*+UI | 88*TA48070C17*** | 34000 | 18.5 | 9 | 35200 | 26000 | 73.86% | 2.04 | 12.5 | 11.7 |  |  |  | No | R-410A | 2.8333 | Residential & Commercial | Ducted CEE Tier 1
206790463 | Central HP <5.4 tons | BRYANT HEATING AND COOLING SYSTEMS | HRCU-A-CB (Split System: Heat Pump with Remote Outdoor Unit-Air-Source) | 284ANV036*0**B* |  |  | CSPH*4812AL*+UI | 88*TA66135C24*** | 34200 | 19 | 9 | 35000 | 25800 | 73.71% | 2.06 | 12.5 | 12 |  |  |  | No | R-410A | 2.85 | Residential & Commercial | Ducted CEE Tier 1
206790479 | Central HP <5.4 tons | BRYANT HEATING AND COOLING SYSTEMS | HRCU-A-CB (Split System: Heat Pump with Remote Outdoor Unit-Air-Source) | 284ANV036*0**B* |  |  | CSPH*6012AL*+UI | 88*TA66135C24*** | 34600 | 19 | 9 | 34600 | 25200 | 72.83% | 2.04 | 13 | 12 |  |  |  | No | R-410A | 2.8833 | Residential & Commercial | Ducted CEE Tier 1
206790510 | Central HP <5.4 tons | BRYANT HEATING AND COOLING SYSTEMS | HRCU-A-CB (Split System: Heat Pump with Remote Outdoor Unit-Air-Source) | 284ANV036*0**B* |  |  | CAP**4821AL*+UI | 83*CA60100C21*** | 33600 | 19 | 9 | 35000 | 25800 | 73.71% | 2.02 | 12.5 | 11.7 |  |  |  | No | R-410A | 2.8 | Residential & Commercial | Ducted CEE Tier 1
206790514 | Central HP <5.4 tons | BRYANT HEATING AND COOLING SYSTEMS | HRCU-A-CB (Split System: Heat Pump with Remote Outdoor Unit-Air-Source) | 284ANV036*0**B* |  |  | CNPV*4217AL*+UI | 83*CA48060C17*** | 33400 | 19 | 9 | 35400 | 26400 | 74.58% | 2 | 13 | 12 |  |  |  | No | R-410A | 2.7833 | Residential & Commercial | Ducted CEE Tier 1
210435108 | Central HP <5.4 tons | DAIKIN | HRCU-A-CB (Split System: Heat Pump with Remote Outdoor Unit-Air-Source) | DZ6VSA1810A* |  |  | CA*EA1818*4A* | D*96VC0603BNA* | 16600 | 17.5 | 8.5 | 17400 | 13000 | 74.71% | 2.1 | 0 | 10.9 |  |  |  | No | R-410A | 1.3833 | Residential & Commercial | Ducted CEE Tier 1
210435109 | Central HP <5.4 tons | DAIKIN | HRCU-A-CB (Split System: Heat Pump with Remote Outdoor Unit-Air-Source) | DZ6VSA1810A* |  |  | CA*EA1818*4A* | D*96VC0803BNA* | 16600 | 17.5 | 8.5 | 17400 | 13000 | 74.71% | 2.1 | 0 | 10.9 |  |  |  | No | R-410A | 1.3833 | Residential & Commercial | Ducted CEE Tier 1
210435110 | Central HP <5.4 tons | DAIKIN | HRCU-A-CB (Split System: Heat Pump with Remote Outdoor Unit-Air-Source) | DZ6VSA1810A* |  |  | CA*EA1818*4A* | D*97MC0603BNA* | 16600 | 17.5 | 8.5 | 17400 | 13000 | 74.71% | 2.1 | 0 | 10.9 |  |  |  | No | R-410A | 1.3833 | Residential & Commercial | Ducted CEE Tier 1
210435124 | Central HP <5.4 tons | DAIKIN | HRCU-A-CB (Split System: Heat Pump with Remote Outdoor Unit-Air-Source) | DZ6VSA1810A* |  |  | CA*EA2422*4A* | D*96SC0603BUA* | 16600 | 17.5 | 8.5 | 17400 | 13000 | 74.71% | 2.1 | 0 | 10.9 |  |  |  | No | R-410A | 1.3833 | Residential & Commercial | Ducted CEE Tier 1
210435125 | Central HP <5.4 tons | DAIKIN | HRCU-A-CB (Split System: Heat Pump with Remote Outdoor Unit-Air-Source) | DZ6VSA1810A* |  |  | CA*EA2422*4A* | D*96VC0403BNA* | 16600 | 17.5 | 8.5 | 17400 | 13000 | 74.71% | 2.1 | 0 | 10.9 |  |  |  | No | R-410A | 1.3833 | Residential & Commercial | Ducted CEE Tier 1
210435127 | Central HP <5.4 tons | DAIKIN | HRCU-A-CB (Split System: Heat Pump with Remote Outdoor Unit-Air-Source) | DZ6VSA1810A* |  |  | CA*EA2422*4A* | D*96VC0803BNA* | 16600 | 17.5 | 8.5 | 17400 | 13000 | 74.71% | 2.1 | 0 | 10.9 |  |  |  | No | R-410A | 1.3833 | Residential & Commercial | Ducted CEE Tier 1
210473943 | Central HP <5.4 tons | COMFORTMAKER | HRCU-A-CB (Split System: Heat Pump with Remote Outdoor Unit-Air-Source) | CVH825GKA3* |  |  | EN(A,D,W)4X48L21**+WALLCON | *80CSU1002120A* | 24000 | 16.5 | 8.1 | 21400 | 16600 | 77.57% | 2 | 0 | 11 |  |  |  | No | R-410A | 2 | Residential & Commercial | Ducted CEE Tier 1
210474009 | Central HP <5.4 tons | COMFORTMAKER | HRCU-A-CB (Split System: Heat Pump with Remote Outdoor Unit-Air-Source) | CVH825GKA3* |  |  | EN(A,D,W)4X48L21**+WALLCON | *97CMN0801714A* | 24000 | 16.5 | 8.1 | 21400 | 16700 | 78.04% | 2 | 0 | 11 |  |  |  | No | R-410A | 2 | Residential & Commercial | Ducted CEE Tier 1
210474454 | Central HP <5.4 tons | COMFORTMAKER | HRCU-A-CB (Split System: Heat Pump with Remote Outdoor Unit-Air-Source) | CVH825GKA3* |  |  | EHD4X48AAL+WALLCON | *95CSU0802120A* | 24200 | 16.5 | 8.1 | 21200 | 16600 | 78.3% | 2.02 | 0 | 11 |  |  |  | No | R-410A | 2.0167 | Residential & Commercial | Ducted CEE Tier 1
210474597 | Central HP <5.4 tons | COMFORTMAKER | HRCU-A-CB (Split System: Heat Pump with Remote Outdoor Unit-Air-Source) | CVH825GKA3* |  |  | EHD4X48AAL+WALLCON | *97CMN1002122A* | 24200 | 16 | 8.1 | 21200 | 16700 | 78.77% | 2.04 | 0 | 11 |  |  |  | No | R-410A | 2.0167 | Residential & Commercial | Ducted CEE Tier 1
210472858 | Central HP <5.4 tons | COMFORTMAKER | HRCU-A-CB (Split System: Heat Pump with Remote Outdoor Unit-Air-Source) | CVH825GKA3* |  |  | EA*4X42L21A*+WALLCON | *80CSU0601716A* | 23800 | 16.5 | 8.1 | 21400 | 16600 | 77.57% | 1.96 | 0 | 10.5 |  |  |  | No | R-410A | 1.9833 | Residential & Commercial | Ducted CEE Tier 1
210472891 | Central HP <5.4 tons | COMFORTMAKER | HRCU-A-CB (Split System: Heat Pump with Remote Outdoor Unit-Air-Source) | CVH825GKA3* |  |  | EA*4X42L21A*+WALLCON | *80CTL0701716A* | 23800 | 16.5 | 8.1 | 21400 | 16600 | 77.57% | 1.96 | 0 | 11 |  |  |  | No | R-410A | 1.9833 | Residential & Commercial | Ducted CEE Tier 1
210472968 | Central HP <5.4 tons | COMFORTMAKER | HRCU-A-CB (Split System: Heat Pump with Remote Outdoor Unit-Air-Source) | CVH825GKA3* |  |  | EA*4X42L21A*+WALLCON | *80CTL0901716A* | 23800 | 17.5 | 8.1 | 21400 | 16500 | 77.1% | 1.98 | 0 | 11 |  |  |  | No | R-410A | 1.9833 | Residential & Commercial | Ducted CEE Tier 1
210473188 | Central HP <5.4 tons | COMFORTMAKER | HRCU-A-CB (Split System: Heat Pump with Remote Outdoor Unit-Air-Source) | CVH825GKA3* |  |  | EA*4X43L21A*+WALLCON | *96CTN0801714A* | 24400 | 16.5 | 8.1 | 21200 | 16700 | 78.77% | 2.02 | 0 | 11 |  |  |  | No | R-410A | 2.0333 | Residential & Commercial | Ducted CEE Tier 1
210473221 | Central HP <5.4 tons | COMFORTMAKER | HRCU-A-CB (Split System: Heat Pump with Remote Outdoor Unit-Air-Source) | CVH825GKA3* |  |  | EA*4X43L21A*+WALLCON | *97CMN1002122A* | 24400 | 16.5 | 8.5 | 21200 | 16600 | 78.3% | 2.04 | 0 | 11 |  |  |  | No | R-410A | 2.0333 | Residential & Commercial | Ducted CEE Tier 1
210473320 | Central HP <5.4 tons | COMFORTMAKER | HRCU-A-CB (Split System: Heat Pump with Remote Outdoor Unit-Air-Source) | CVH825GKA3* |  |  | EA*4X48L21A*+WALLCON | *80CSU1002120A* | 24000 | 16.5 | 8.1 | 21000 | 16600 | 79.05% | 2 | 0 | 10.5 |  |  |  | No | R-410A | 2 | Residential & Commercial | Ducted CEE Tier 1
210474064 | Central HP <5.4 tons | COMFORTMAKER | HRCU-A-CB (Split System: Heat Pump with Remote Outdoor Unit-Air-Source) | CVH825GKA3* |  |  | EN(A,D)4X48L24**+WALLCON | *95CSU0802120A* | 24200 | 17 | 8.1 | 21200 | 16600 | 78.3% | 2.02 | 0 | 11.5 |  |  |  | No | R-410A | 2.0167 | Residential & Commercial | Ducted CEE Tier 1
210474097 | Central HP <5.4 tons | COMFORTMAKER | HRCU-A-CB (Split System: Heat Pump with Remote Outdoor Unit-Air-Source) | CVH825GKA3* |  |  | EN(A,D)4X48L24**+WALLCON | *80CTL1352422A* | 24200 | 17 | 8.1 | 21400 | 16600 | 77.57% | 2.02 | 0 | 11.5 |  |  |  | No | R-410A | 2.0167 | Residential & Commercial | Ducted CEE Tier 1
210474130 | Central HP <5.4 tons | COMFORTMAKER | HRCU-A-CB (Split System: Heat Pump with Remote Outdoor Unit-Air-Source) | CVH825GKA3* |  |  | EN(A,D)4X48L24**+WALLCON | *97CMN1202422A* | 24200 | 16.5 | 8.1 | 21400 | 16600 | 77.57% | 2 | 0 | 11 |  |  |  | No | R-410A | 2.0167 | Residential & Commercial | Ducted CEE Tier 1
210474564 | Central HP <5.4 tons | COMFORTMAKER | HRCU-A-CB (Split System: Heat Pump with Remote Outdoor Unit-Air-Source) | CVH825GKA3* |  |  | EHD4X48AAL+WALLCON | *96CTN1202422A* | 24200 | 16.5 | 8.1 | 21200 | 16600 | 78.3% | 2.02 | 0 | 11 |  |  |  | No | R-410A | 2.0167 | Residential & Commercial | Ducted CEE Tier 1
210474630 | Central HP <5.4 tons | COMFORTMAKER | HRCU-A-CB (Split System: Heat Pump with Remote Outdoor Unit-Air-Source) | CVH825GKA3* |  |  | EHD4X48AAL+WALLCON | *80CTL0701412A* | 24400 | 17 | 8.1 | 21200 | 16500 | 77.83% | 2.02 | 0 | 11 |  |  |  | No | R-410A | 2.0333 | Residential & Commercial | Ducted CEE Tier 1
210473100 | Central HP <5.4 tons | COMFORTMAKER | HRCU-A-CB (Split System: Heat Pump with Remote Outdoor Unit-Air-Source) | CVH825GKA3* |  |  | EA*4X43L21A*+WALLCON | *95CSU0802120A* | 24400 | 17 | 8.5 | 21200 | 16600 | 78.3% | 2.04 | 0 | 11 |  |  |  | No | R-410A | 2.0333 | Residential & Commercial | Ducted CEE Tier 1
210473166 | Central HP <5.4 tons | COMFORTMAKER | HRCU-A-CB (Split System: Heat Pump with Remote Outdoor Unit-Air-Source) | CVH825GKA3* |  |  | EA*4X43L21A*+WALLCON | *80CTL0701716A* | 24400 | 17 | 8.5 | 21200 | 16600 | 78.3% | 2.02 | 0 | 11 |  |  |  | No | R-410A | 2.0333 | Residential & Commercial | Ducted CEE Tier 1
214491637 | Central HP <5.4 tons | DAIKIN | HRCU-A-CB (Split System: Heat Pump with Remote Outdoor Unit-Air-Source) | DZ6VSA1810A* |  |  | CA*EA1818*4B* | D*97MC0803BNA* | 16600 | 17.5 | 8.5 | 17400 | 13000 | 74.71% | 2.1 | 0 | 10.9 |  |  |  | No | R-410A | 1.3833 | Residential & Commercial | Ducted CEE Tier 1
214491644 | Central HP <5.4 tons | DAIKIN | HRCU-A-CB (Split System: Heat Pump with Remote Outdoor Unit-Air-Source) | DZ6VSA1810A* |  |  | CA*EA1818*4B* | D*97MC0804CNA* | 16600 | 17.5 | 8.5 | 17400 | 13000 | 74.71% | 2.1 | 0 | 10.9 |  |  |  | No | R-410A | 1.3833 | Residential & Commercial | Ducted CEE Tier 1
210473529 | Central HP <5.4 tons | COMFORTMAKER | HRCU-A-CB (Split System: Heat Pump with Remote Outdoor Unit-Air-Source) | CVH825GKA3* |  |  | EA*4X48L24A*+WALLCON | *97CMN0602120A* | 24000 | 16.5 | 8.1 | 21000 | 16600 | 79.05% | 2 | 0 | 11 |  |  |  | No | R-410A | 2 | Residential & Commercial | Ducted CEE Tier 1
210473899 | Central HP <5.4 tons | COMFORTMAKER | HRCU-A-CB (Split System: Heat Pump with Remote Outdoor Unit-Air-Source) | CVH825GKA3* |  |  | EN(A,D,W)4X48L21**+WALLCON | *95CSU0802120A* | 24200 | 17 | 8.1 | 21200 | 16600 | 78.3% | 2.02 | 0 | 11.5 |  |  |  | No | R-410A | 2.0167 | Residential & Commercial | Ducted CEE Tier 1
210474300 | Central HP <5.4 tons | COMFORTMAKER | HRCU-A-CB (Split System: Heat Pump with Remote Outdoor Unit-Air-Source) | CVH825GKA3* |  |  | EHD4X42AAL+WALLCON | *80CTL0701716A* | 24200 | 16 | 8.1 | 21400 | 16600 | 77.57% | 2 | 0 | 10.5 |  |  |  | No | R-410A | 2.0167 | Residential & Commercial | Ducted CEE Tier 1
210474465 | Central HP <5.4 tons | COMFORTMAKER | HRCU-A-CB (Split System: Heat Pump with Remote Outdoor Unit-Air-Source) | CVH825GKA3* |  |  | EHD4X48AAL+WALLCON | *95CSU1002122A* | 24200 | 16.5 | 8.1 | 21200 | 16600 | 78.3% | 2.02 | 0 | 11 |  |  |  | No | R-410A | 2.0167 | Residential & Commercial | Ducted CEE Tier 1
210474498 | Central HP <5.4 tons | COMFORTMAKER | HRCU-A-CB (Split System: Heat Pump with Remote Outdoor Unit-Air-Source) | CVH825GKA3* |  |  | EHD4X48AAL+WALLCON | *80CSU1002120A* | 24200 | 16 | 8.1 | 21200 | 16600 | 78.3% | 2 | 0 | 10.5 |  |  |  | No | R-410A | 2.0167 | Residential & Commercial | Ducted CEE Tier 1
210474119 | Central HP <5.4 tons | COMFORTMAKER | HRCU-A-CB (Split System: Heat Pump with Remote Outdoor Unit-Air-Source) | CVH825GKA3* |  |  | EN(A,D)4X48L24**+WALLCON | *97CMN1002122A* | 24200 | 17 | 8.1 | 21400 | 16600 | 77.57% | 2.02 | 0 | 11.5 |  |  |  | No | R-410A | 2.0167 | Residential & Commercial | Ducted CEE Tier 1
214491629 | Central HP <5.4 tons | DAIKIN | HRCU-A-CB (Split System: Heat Pump with Remote Outdoor Unit-Air-Source) | DZ6VSA1810A* |  |  | CA*EA1818*4B* | D*80VC0603B*A* | 16600 | 17.5 | 8.5 | 17400 | 13000 | 74.71% | 2.1 | 0 | 10.9 |  |  |  | No | R-410A | 1.3833 | Residential & Commercial | Ducted CEE Tier 1
214491631 | Central HP <5.4 tons | DAIKIN | HRCU-A-CB (Split System: Heat Pump with Remote Outdoor Unit-Air-Source) | DZ6VSA1810A* |  |  | CA*EA1818*4B* | D*80VC0803B*A* | 16600 | 17.5 | 8.5 | 17400 | 13000 | 74.71% | 2.1 | 0 | 10.9 |  |  |  | No | R-410A | 1.3833 | Residential & Commercial | Ducted CEE Tier 1
207590077 | Central HP <5.4 tons | AMERICAN STANDARD | HRCU-A-CB (Split System: Heat Pump with Remote Outdoor Unit-Air-Source) | 4A6V8X60A1 |  |  | TEM8A0D60V51+TDR |  | 51500 | 18 | 8.5 | 50500 | 38500 | 76.24% | 1.85 | 11.8 | 11.5 |  |  |  | No | R-410A | 4.2917 | Residential & Commercial | Ducted CEE Tier 1
210472980 | Central HP <5.4 tons | DAY & NIGHT | HRCU-A-CB (Split System: Heat Pump with Remote Outdoor Unit-Air-Source) | CVH825GKA3* |  |  | EA*4X42L21A*+WALLCON | *97CMN0602120A* | 23600 | 16 | 8.1 | 21400 | 16700 | 78.04% | 1.94 | 0 | 11 |  |  |  | No | R-410A | 1.9667 | Residential & Commercial | Ducted CEE Tier 1
210473079 | Central HP <5.4 tons | DAY & NIGHT | HRCU-A-CB (Split System: Heat Pump with Remote Outdoor Unit-Air-Source) | CVH825GKA3* |  |  | EA*4X42L24A*+WALLCON | *97CMN0602120A* | 23600 | 16.5 | 8.1 | 21400 | 16700 | 78.04% | 1.96 | 0 | 11 |  |  |  | No | R-410A | 1.9667 | Residential & Commercial | Ducted CEE Tier 1
206724415 | Central HP <5.4 tons | MAMMOTH | HRCU-A-CB (Split System: Heat Pump with Remote Outdoor Unit-Air-Source) | GXH48-60MSK4DH |  |  | GMH**-60MSK4DH1 |  | 54000 | 16 | 9 | 54000 | 41000 | 75.93% | 1.8 | 10.5 | 10 |  |  |  | No | R-410A | 4.5 | Residential & Commercial | Ducted CEE Tier 1
214572527 | Central HP <5.4 tons | TEMPSTAR | HRCU-A-CB (Split System: Heat Pump with Remote Outdoor Unit-Air-Source) | TVH837GKA** |  |  | EA*4X36L21A*+WALLCON | *96CTN0802120B* | 31600 | 17.5 | 8.1 | 32800 | 24200 | 73.78% | 1.86 | 0 | 11 |  |  |  | No | R-410A | 2.6333 | Residential & Commercial | Ducted CEE Tier 1
212614875 | Central HP <5.4 tons | DAIKIN | HRCU-A-CB (Split System: Heat Pump with Remote Outdoor Unit-Air-Source) | DZ6VSA241EA* |  |  | CA*EA2422*4A* | D*80VC0603B*A* | 23000 | 17 | 8.6 | 23000 | 16100 | 70% | 2 | 0 | 10 |  |  |  | No | R-410A | 1.9167 | Residential & Commercial | Ducted CEE Tier 1
212614890 | Central HP <5.4 tons | DAIKIN | HRCU-A-CB (Split System: Heat Pump with Remote Outdoor Unit-Air-Source) | DZ6VSA241EA* |  |  | CA*EA2422*4A* | D*97MC0603BNA* | 23000 | 17 | 8.6 | 23000 | 16100 | 70% | 2 | 0 | 10 |  |  |  | No | R-410A | 1.9167 | Residential & Commercial | Ducted CEE Tier 1
212614905 | Central HP <5.4 tons | DAIKIN | HRCU-A-CB (Split System: Heat Pump with Remote Outdoor Unit-Air-Source) | DZ6VSA241EA* |  |  | CA*EA3026*4A* | D*96VC0603BNA* | 23000 | 17 | 8.6 | 23000 | 16100 | 70% | 2 | 0 | 10 |  |  |  | No | R-410A | 1.9167 | Residential & Commercial | Ducted CEE Tier 1
210470161 | Central HP <5.4 tons | AIRQUEST | HRCU-A-CB (Split System: Heat Pump with Remote Outdoor Unit-Air-Source) | HVH837GKA2* |  |  | EA*4X42L21A*+WALLCON | *80CSU1002120A* | 31800 | 17 | 8.1 | 33200 | 24400 | 73.49% | 1.88 | 0 | 11 |  |  |  | No | R-410A | 2.65 | Residential & Commercial | Ducted CEE Tier 1
210470246 | Central HP <5.4 tons | AIRQUEST | HRCU-A-CB (Split System: Heat Pump with Remote Outdoor Unit-Air-Source) | HVH837GKA2* |  |  | EA*4X60L24A*+WALLCON | *95CSU1002122A* | 32800 | 18 | 8.5 | 31800 | 24800 | 77.99% | 2 | 0 | 11.5 |  |  |  | No | R-410A | 2.7333 | Residential & Commercial | Ducted CEE Tier 1
210470378 | Central HP <5.4 tons | AIRQUEST | HRCU-A-CB (Split System: Heat Pump with Remote Outdoor Unit-Air-Source) | HVH837GKA2* |  |  | EA*4X61L21A*+WALLCON | *95CSU0802120A* | 33200 | 18 | 8.5 | 32000 | 24800 | 77.5% | 2 | 0 | 11.5 |  |  |  | No | R-410A | 2.7667 | Residential & Commercial | Ducted CEE Tier 1
210470532 | Central HP <5.4 tons | AIRQUEST | HRCU-A-CB (Split System: Heat Pump with Remote Outdoor Unit-Air-Source) | HVH837GKA2* |  |  | EA*4X61L24A*+WALLCON | *95CSU1002122A* | 33200 | 18 | 8.5 | 32000 | 24800 | 77.5% | 2.02 | 0 | 11.5 |  |  |  | No | R-410A | 2.7667 | Residential & Commercial | Ducted CEE Tier 1
210470543 | Central HP <5.4 tons | AIRQUEST | HRCU-A-CB (Split System: Heat Pump with Remote Outdoor Unit-Air-Source) | HVH837GKA2* |  |  | EA*4X61L24A*+WALLCON | *80CSU1002120A* | 33200 | 17.5 | 8.1 | 32000 | 24800 | 77.5% | 1.98 | 0 | 11.5 |  |  |  | No | R-410A | 2.7667 | Residential & Commercial | Ducted CEE Tier 1
212972415 | Central HP <5.4 tons | COMFORTMAKER | HRCU-A-CB (Split System: Heat Pump with Remote Outdoor Unit-Air-Source) | DLCURAH24ABK |  |  | EA*4X37L21A* | *80VTL1102122B* | 24400 | 17.5 | 8.5 | 25400 | 21600 | 85.04% | 1.8 | 0 | 10.5 |  |  |  | No | R-410A | 2.0333 | Residential & Commercial | Ducted CEE Tier 1
210470436 | Central HP <5.4 tons | DAY & NIGHT | HRCU-A-CB (Split System: Heat Pump with Remote Outdoor Unit-Air-Source) | CVH837GKA2* |  |  | EA*4X61L21A*+WALLCON | *80CTL0701716A* | 33200 | 17.5 | 8.5 | 32200 | 25000 | 77.64% | 1.98 | 0 | 11.7 |  |  |  | No | R-410A | 2.7667 | Residential & Commercial | Ducted CEE Tier 1
212972235 | Central HP <5.4 tons | COMFORTMAKER | HRCU-A-CB (Split System: Heat Pump with Remote Outdoor Unit-Air-Source) | DLCURAH36ABK |  |  | EA*4X48L21A* | *80VTL0902120B* | 35600 | 16.5 | 8.5 | 37800 | 34600 | 91.53% | 2.02 | 0 | 10 |  |  |  | No | R-410A | 2.9667 | Residential & Commercial | Ducted CEE Tier 1
212984198 | Central HP <5.4 tons | COMFORTMAKER | HRCU-A-CB (Split System: Heat Pump with Remote Outdoor Unit-Air-Source) | DLCURAH18ABK |  |  | EA*4X30L17A* | *92MSN0601714A* | 17700 | 16.5 | 8.5 | 18300 | 18700 | 102.2% | 2.24 | 0 | 10.5 |  |  |  | No | R-410A | 1.475 | Residential & Commercial | Ducted CEE Tier 1
212614903 | Central HP <5.4 tons | DAIKIN | HRCU-A-CB (Split System: Heat Pump with Remote Outdoor Unit-Air-Source) | DZ6VSA241EA* |  |  | CA*EA3026*4A* | D*80VC1005C*A* | 23000 | 17 | 8.6 | 23000 | 16100 | 70% | 2 | 0 | 10 |  |  |  | No | R-410A | 1.9167 | Residential & Commercial | Ducted CEE Tier 1
210472867 | Central HP <5.4 tons | AIRQUEST | HRCU-A-CB (Split System: Heat Pump with Remote Outdoor Unit-Air-Source) | HVH825GKA3* |  |  | EA*4X42L21A*+WALLCON | *80CSU1002120A* | 23800 | 16.5 | 8.1 | 21400 | 16700 | 78.04% | 1.94 | 0 | 10.5 |  |  |  | No | R-410A | 1.9833 | Residential & Commercial | Ducted CEE Tier 1
207590695 | Central HP <5.4 tons | AMERICAN STANDARD | HRCU-A-CB (Split System: Heat Pump with Remote Outdoor Unit-Air-Source) | 4A6V0X60A1 |  |  | 4TXCD010DS3 | *UHMD120ACV5 | 53500 | 19 | 8.2 | 51000 | 39000 | 76.47% | 1.8 | 11.5 | 11.7 |  |  |  | No | R-410A | 4.4583 | Residential & Commercial | Ducted CEE Tier 1
214395805 | Central HP <5.4 tons | YORK | HRCU-A-CB (Split System: Heat Pump with Remote Outdoor Unit-Air-Source) | HH836E2S11 |  |  | CTF36C5CDS1+JMET12CS2N1 |  | 34400 | 19 | 9 | 31800 | 25600 | 80.5% | 2 | 0 | 11.7 |  |  |  | No | R-454B | 2.8667 | Residential & Commercial | Ducted CEE Tier 1
214395806 | Central HP <5.4 tons | YORK | HRCU-A-CB (Split System: Heat Pump with Remote Outdoor Unit-Air-Source) | HH836E2S11 |  |  | CTF36C5CDS1+JMC16C2SN1 |  | 34800 | 19 | 9 | 32200 | 25800 | 80.12% | 2 | 0 | 11.7 |  |  |  | No | R-454B | 2.9 | Residential & Commercial | Ducted CEE Tier 1
214396103 | Central HP <5.4 tons | YORK | HRCU-A-CB (Split System: Heat Pump with Remote Outdoor Unit-Air-Source) | HH836E2S11 |  |  | CTM36B5CDS1 | TMLE100B12MP11 | 33200 | 18 | 8.5 | 31200 | 25000 | 80.13% | 2 | 0 | 11 |  |  |  | No | R-454B | 2.7667 | Residential & Commercial | Ducted CEE Tier 1
212969550 | Central HP <5.4 tons | COMFORTMAKER | HRCU-A-CB (Split System: Heat Pump with Remote Outdoor Unit-Air-Source) | DLCURAH18ABK |  |  | EA*4X30L14A* | *80VSL0451412B* | 17800 | 16.5 | 8.5 | 18400 | 18800 | 102.2% | 2.26 | 0 | 10.5 |  |  |  | No | R-410A | 1.4833 | Residential & Commercial | Ducted CEE Tier 1
212972726 | Central HP <5.4 tons | COMFORTMAKER | HRCU-A-CB (Split System: Heat Pump with Remote Outdoor Unit-Air-Source) | DLCURAH18ABK |  |  | EN(A,D)4X18L14** | *96VSN0401410B* | 17200 | 15.5 | 8.5 | 18500 | 19800 | 107% | 2.38 | 0 | 10.5 |  |  |  | No | R-410A | 1.4333 | Residential & Commercial | Ducted CEE Tier 1
210473076 | Central HP <5.4 tons | AIRQUEST | HRCU-A-CB (Split System: Heat Pump with Remote Outdoor Unit-Air-Source) | HVH825GKA3* |  |  | EA*4X42L24A*+WALLCON | *97CMN0602120A* | 23600 | 16.5 | 8.1 | 21400 | 16700 | 78.04% | 1.96 | 0 | 11 |  |  |  | No | R-410A | 1.9667 | Residential & Commercial | Ducted CEE Tier 1
210473483 | Central HP <5.4 tons | AIRQUEST | HRCU-A-CB (Split System: Heat Pump with Remote Outdoor Unit-Air-Source) | HVH825GKA3* |  |  | EA*4X48L24A*+WALLCON | *96CTN1202422A* | 24200 | 17 | 8.1 | 21000 | 16500 | 78.57% | 2.02 | 0 | 11 |  |  |  | No | R-410A | 2.0167 | Residential & Commercial | Ducted CEE Tier 1
210471170 | Central HP <5.4 tons | AIRQUEST | HRCU-A-CB (Split System: Heat Pump with Remote Outdoor Unit-Air-Source) | HVH837GKA2* |  |  | EHD4X60AAL+WALLCON | *80CTL0701716A* | 32800 | 17 | 8.1 | 32400 | 25000 | 77.16% | 2 | 0 | 11 |  |  |  | No | R-410A | 2.7333 | Residential & Commercial | Ducted CEE Tier 1
212971211 | Central HP <5.4 tons | COMFORTMAKER | HRCU-A-CB (Split System: Heat Pump with Remote Outdoor Unit-Air-Source) | DLCURAH24ABK |  |  | EN(A,D)4X24L17** | *80VTL0451412B* | 23400 | 17 | 8.5 | 27000 | 25000 | 92.59% | 2.08 | 0 | 10 |  |  |  | No | R-410A | 1.95 | Residential & Commercial | Ducted CEE Tier 1
212971681 | Central HP <5.4 tons | COMFORTMAKER | HRCU-A-CB (Split System: Heat Pump with Remote Outdoor Unit-Air-Source) | DLCURAH24ABK |  |  | EA*4X37L17A* | *80VTL0701716B* | 24000 | 17 | 8.5 | 25200 | 22000 | 87.3% | 1.84 | 0 | 10 |  |  |  | No | R-410A | 2 | Residential & Commercial | Ducted CEE Tier 1
212973526 | Central HP <5.4 tons | COMFORTMAKER | HRCU-A-CB (Split System: Heat Pump with Remote Outdoor Unit-Air-Source) | DLCURAH24ABK |  |  | EA*4X24L14A* | *96VSN0601412B* | 23200 | 16.5 | 8.5 | 26800 | 27000 | 100.7% | 2.3 | 0 | 10 |  |  |  | No | R-410A | 1.9333 | Residential & Commercial | Ducted CEE Tier 1
212973276 | Central HP <5.4 tons | COMFORTMAKER | HRCU-A-CB (Split System: Heat Pump with Remote Outdoor Unit-Air-Source) | DLCURAH24ABK |  |  | EN(A,D,W)4X36L17** | *96VSN0401712B* | 23200 | 16 | 8.1 | 26200 | 24800 | 94.66% | 2.06 | 0 | 10 |  |  |  | No | R-410A | 1.9333 | Residential & Commercial | Ducted CEE Tier 1
212973576 | Central HP <5.4 tons | COMFORTMAKER | HRCU-A-CB (Split System: Heat Pump with Remote Outdoor Unit-Air-Source) | DLCURAH24ABK |  |  | EA*4X36L17A* | *96VSN0601412B* | 23600 | 17 | 8.5 | 26200 | 24000 | 91.6% | 2 | 0 | 10 |  |  |  | No | R-410A | 1.9667 | Residential & Commercial | Ducted CEE Tier 1
210470268 | Central HP <5.4 tons | AIRQUEST | HRCU-A-CB (Split System: Heat Pump with Remote Outdoor Unit-Air-Source) | HVH837GKA2* |  |  | EA*4X60L24A*+WALLCON | *80CTL0902120A* | 32800 | 17.5 | 8.5 | 31800 | 24800 | 77.99% | 1.98 | 0 | 11.7 |  |  |  | No | R-410A | 2.7333 | Residential & Commercial | Ducted CEE Tier 1
213077220 | Central HP <5.4 tons | DAY & NIGHT | HRCU-A-CB (Split System: Heat Pump with Remote Outdoor Unit-Air-Source) | DLCURAH36ABK |  |  | EN(A,D,W)4X48L21** | *96VSN1002120B* | 36000 | 16.5 | 8.1 | 38500 | 35000 | 90.91% | 2 | 0 | 10 |  |  |  | No | R-410A | 3 | Residential & Commercial | Ducted CEE Tier 1
213078790 | Central HP <5.4 tons | AIRQUEST | HRCU-A-CB (Split System: Heat Pump with Remote Outdoor Unit-Air-Source) | DLCURAH36ABK |  |  | EA*4X42L24A* | *80MS(N,L)1552420A* | 35600 | 16.5 | 8.1 | 38500 | 35000 | 90.91% | 1.9 | 0 | 10 |  |  |  | No | R-410A | 2.9667 | Residential & Commercial | Ducted CEE Tier 1
212984414 | Central HP <5.4 tons | COMFORTMAKER | HRCU-A-CB (Split System: Heat Pump with Remote Outdoor Unit-Air-Source) | DLCURAH36ABK |  |  | EA*4X48L21A* | *92MSN0801716A* | 35800 | 16.5 | 8.5 | 37800 | 34600 | 91.53% | 2.02 | 0 | 10 |  |  |  | No | R-410A | 2.9833 | Residential & Commercial | Ducted CEE Tier 1
213079276 | Central HP <5.4 tons | AIRQUEST | HRCU-A-CB (Split System: Heat Pump with Remote Outdoor Unit-Air-Source) | DLCURAH36ABK |  |  | EA*4X48L24A* | *80MSU0802120A* | 35600 | 16.5 | 8.5 | 37800 | 34600 | 91.53% | 2.06 | 0 | 10 |  |  |  | No | R-410A | 2.9667 | Residential & Commercial | Ducted CEE Tier 1
210470164 | Central HP <5.4 tons | DAY & NIGHT | HRCU-A-CB (Split System: Heat Pump with Remote Outdoor Unit-Air-Source) | CVH837GKA2* |  |  | EA*4X42L21A*+WALLCON | *80CSU1002120A* | 31800 | 17 | 8.1 | 33200 | 24400 | 73.49% | 1.88 | 0 | 11 |  |  |  | No | R-410A | 2.65 | Residential & Commercial | Ducted CEE Tier 1
210470381 | Central HP <5.4 tons | DAY & NIGHT | HRCU-A-CB (Split System: Heat Pump with Remote Outdoor Unit-Air-Source) | CVH837GKA2* |  |  | EA*4X61L21A*+WALLCON | *95CSU0802120A* | 33200 | 18 | 8.5 | 32000 | 24800 | 77.5% | 2 | 0 | 11.5 |  |  |  | No | R-410A | 2.7667 | Residential & Commercial | Ducted CEE Tier 1
210473351 | Central HP <5.4 tons | AIRQUEST | HRCU-A-CB (Split System: Heat Pump with Remote Outdoor Unit-Air-Source) | HVH825GKA3* |  |  | EA*4X48L21A*+WALLCON | *96CTN0601714A* | 24000 | 16.5 | 8.1 | 21000 | 16600 | 79.05% | 2 | 0 | 11 |  |  |  | No | R-410A | 2 | Residential & Commercial | Ducted CEE Tier 1
215487422 | Central HP <5.4 tons | DAIKIN | HRCU-A-CB (Split System: Heat Pump with Remote Outdoor Unit-Air-Source) | DH7VSA4210A* |  |  | CA*EA6030*3A* | D*96VC1205DNA* | 40500 | 17 | 8.8 | 41000 | 31000 | 75.61% | 2 | 0 | 10 |  |  |  | No | R-32 | 3.375 | Residential & Commercial | Ducted CEE Tier 1
215487436 | Central HP <5.4 tons | DAIKIN | HRCU-A-CB (Split System: Heat Pump with Remote Outdoor Unit-Air-Source) | DH7VSA4210A* |  |  | CHPEA6030*3A* | D*96VC1005CNA* | 40500 | 16.5 | 8.6 | 41000 | 31000 | 75.61% | 2 | 0 | 10 |  |  |  | No | R-32 | 3.375 | Residential & Commercial | Ducted CEE Tier 1
215434242 | Central HP <5.4 tons | DAIKIN | HRCU-A-CB (Split System: Heat Pump with Remote Outdoor Unit-Air-Source) | DH7VSA4210A* |  |  | CA*EA6030*3A* | D*96TC1005DNA* | 40500 | 17 | 8.8 | 41000 | 31000 | 75.61% | 2 | 0 | 10 |  |  |  | No | R-32 | 3.375 | Residential & Commercial | Ducted CEE Tier 1
215434243 | Central HP <5.4 tons | DAIKIN | HRCU-A-CB (Split System: Heat Pump with Remote Outdoor Unit-Air-Source) | DH7VSA4210A* |  |  | CA*EA6030*3A* | D*96TC1205DNA* | 40500 | 17 | 8.8 | 41000 | 31000 | 75.61% | 2 | 0 | 10 |  |  |  | No | R-32 | 3.375 | Residential & Commercial | Ducted CEE Tier 1
210470400 | Central HP <5.4 tons | AIRQUEST | HRCU-A-CB (Split System: Heat Pump with Remote Outdoor Unit-Air-Source) | HVH837GKA2* |  |  | EA*4X61L21A*+WALLCON | *80CSU0401712A* | 33200 | 17.5 | 8.1 | 32000 | 24800 | 77.5% | 1.98 | 0 | 11.5 |  |  |  | No | R-410A | 2.7667 | Residential & Commercial | Ducted CEE Tier 1
212969760 | Central HP <5.4 tons | COMFORTMAKER | HRCU-A-CB (Split System: Heat Pump with Remote Outdoor Unit-Air-Source) | DLCURAH24ABK |  |  | EA*4X30L14A* | *80VSL0451412B* | 23400 | 17 | 8.5 | 26200 | 25000 | 95.42% | 2.08 | 0 | 10 |  |  |  | No | R-410A | 1.95 | Residential & Commercial | Ducted CEE Tier 1
210470444 | Central HP <5.4 tons | AIRQUEST | HRCU-A-CB (Split System: Heat Pump with Remote Outdoor Unit-Air-Source) | HVH837GKA2* |  |  | EA*4X61L21A*+WALLCON | *80CTL0902120A* | 33200 | 18 | 8.5 | 32000 | 25000 | 78.12% | 2 | 0 | 11.7 |  |  |  | No | R-410A | 2.7667 | Residential & Commercial | Ducted CEE Tier 1
212971714 | Central HP <5.4 tons | COMFORTMAKER | HRCU-A-CB (Split System: Heat Pump with Remote Outdoor Unit-Air-Source) | DLCURAH24ABK |  |  | EN(A,D)4X30L17** | *80VTL0701716B* | 23600 | 17 | 8.5 | 26400 | 24200 | 91.67% | 2.02 | 0 | 10.5 |  |  |  | No | R-410A | 1.9667 | Residential & Commercial | Ducted CEE Tier 1
210471126 | Central HP <5.4 tons | AIRQUEST | HRCU-A-CB (Split System: Heat Pump with Remote Outdoor Unit-Air-Source) | HVH837GKA2* |  |  | EHD4X60AAL+WALLCON | *95CSU1002122A* | 33000 | 17 | 8.1 | 32200 | 24800 | 77.02% | 2.02 | 0 | 11.5 |  |  |  | No | R-410A | 2.75 | Residential & Commercial | Ducted CEE Tier 1
210470989 | Central HP <5.4 tons | AIRQUEST | HRCU-A-CB (Split System: Heat Pump with Remote Outdoor Unit-Air-Source) | HVH837GKA2* |  |  | EN(A,D,W)4X60L24**+WALLCON | *96CTN1002122A* | 32800 | 18 | 8.1 | 32200 | 24600 | 76.4% | 1.98 | 0 | 12 |  |  |  | No | R-410A | 2.7333 | Residential & Commercial | Ducted CEE Tier 1
210471291 | Central HP <5.4 tons | AIRQUEST | HRCU-A-CB (Split System: Heat Pump with Remote Outdoor Unit-Air-Source) | HVH837GKA2* |  |  | EHD4X60AAL+WALLCON | *80CTL0701412A* | 32800 | 17 | 8.1 | 32400 | 25000 | 77.16% | 2 | 0 | 11 |  |  |  | No | R-410A | 2.7333 | Residential & Commercial | Ducted CEE Tier 1
214505242 | Central HP <5.4 tons | DAIKIN | HRCU-A-CB (Split System: Heat Pump with Remote Outdoor Unit-Air-Source) | DZ6VSA241EA* |  |  | CA*EA3026*4B* | D*80VC0804C*A* | 23000 | 17 | 8.6 | 23000 | 16100 | 70% | 2 | 0 | 10 |  |  |  | No | R-410A | 1.9167 | Residential & Commercial | Ducted CEE Tier 1
212973026 | Central HP <5.4 tons | COMFORTMAKER | HRCU-A-CB (Split System: Heat Pump with Remote Outdoor Unit-Air-Source) | DLCURAH18ABK |  |  | EA*4X24L17A* | *96VSN0401712B* | 17200 | 16 | 8.5 | 18200 | 19400 | 106.6% | 2.34 | 0 | 10.5 |  |  |  | No | R-410A | 1.4333 | Residential & Commercial | Ducted CEE Tier 1
210473919 | Central HP <5.4 tons | AIRQUEST | HRCU-A-CB (Split System: Heat Pump with Remote Outdoor Unit-Air-Source) | HVH825GKA3* |  |  | EN(A,D,W)4X48L21**+WALLCON | *80CSU0401712A* | 24200 | 17 | 8.1 | 21200 | 16500 | 77.83% | 2 | 0 | 11 |  |  |  | No | R-410A | 2.0167 | Residential & Commercial | Ducted CEE Tier 1
210473985 | Central HP <5.4 tons | AIRQUEST | HRCU-A-CB (Split System: Heat Pump with Remote Outdoor Unit-Air-Source) | HVH825GKA3* |  |  | EN(A,D,W)4X48L21**+WALLCON | *96CTN0801714A* | 24000 | 16.5 | 8.1 | 21400 | 16600 | 77.57% | 2 | 0 | 11 |  |  |  | No | R-410A | 2 | Residential & Commercial | Ducted CEE Tier 1
210474062 | Central HP <5.4 tons | AIRQUEST | HRCU-A-CB (Split System: Heat Pump with Remote Outdoor Unit-Air-Source) | HVH825GKA3* |  |  | EN(A,D)4X48L24**+WALLCON | *95CSU0802120A* | 24200 | 17 | 8.1 | 21200 | 16600 | 78.3% | 2.02 | 0 | 11.5 |  |  |  | No | R-410A | 2.0167 | Residential & Commercial | Ducted CEE Tier 1
212973326 | Central HP <5.4 tons | COMFORTMAKER | HRCU-A-CB (Split System: Heat Pump with Remote Outdoor Unit-Air-Source) | DLCURAH18ABK |  |  | EA*4X25L17A* | *96VSN0601412B* | 17800 | 16.5 | 8.1 | 17600 | 17800 | 101.1% | 2.14 | 0 | 10.5 |  |  |  | No | R-410A | 1.4833 | Residential & Commercial | Ducted CEE Tier 1
210470546 | Central HP <5.4 tons | DAY & NIGHT | HRCU-A-CB (Split System: Heat Pump with Remote Outdoor Unit-Air-Source) | CVH837GKA2* |  |  | EA*4X61L24A*+WALLCON | *80CSU1002120A* | 33200 | 17.5 | 8.1 | 32000 | 24800 | 77.5% | 1.98 | 0 | 11.5 |  |  |  | No | R-410A | 2.7667 | Residential & Commercial | Ducted CEE Tier 1
213079324 | Central HP <5.4 tons | AIRQUEST | HRCU-A-CB (Split System: Heat Pump with Remote Outdoor Unit-Air-Source) | DLCURAH36ABK |  |  | EN(A,D)4X48L24** | *80MSU0802120A* | 35800 | 17 | 8.1 | 38000 | 34800 | 91.58% | 2.04 | 0 | 10.5 |  |  |  | No | R-410A | 2.9833 | Residential & Commercial | Ducted CEE Tier 1
213079712 | Central HP <5.4 tons | AIRQUEST | HRCU-A-CB (Split System: Heat Pump with Remote Outdoor Unit-Air-Source) | DLCURAH36ABK |  |  | EN(A,D,W)4X48L21** | *92MSN0802120A* | 35800 | 16.5 | 8.1 | 38500 | 34800 | 90.39% | 2 | 0 | 10 |  |  |  | No | R-410A | 2.9833 | Residential & Commercial | Ducted CEE Tier 1
213079828 | Central HP <5.4 tons | AIRQUEST | HRCU-A-CB (Split System: Heat Pump with Remote Outdoor Unit-Air-Source) | DLCURAH36ABK |  |  | EN(A,D)4X48L24** | *92MSN1002120A* | 36000 | 16.5 | 8.1 | 38500 | 34800 | 90.39% | 2 | 0 | 10.5 |  |  |  | No | R-410A | 3 | Residential & Commercial | Ducted CEE Tier 1
213080246 | Central HP <5.4 tons | AIRQUEST | HRCU-A-CB (Split System: Heat Pump with Remote Outdoor Unit-Air-Source) | DLCURAH36ABK |  |  | EN(A,D,W)4X48L21** | *96MSN0802120A* | 36200 | 16 | 8.1 | 38500 | 35000 | 90.91% | 2.02 | 0 | 10 |  |  |  | No | R-410A | 3.0167 | Residential & Commercial | Ducted CEE Tier 1
213080294 | Central HP <5.4 tons | AIRQUEST | HRCU-A-CB (Split System: Heat Pump with Remote Outdoor Unit-Air-Source) | DLCURAH36ABK |  |  | EA*4X42L21A* | *96MSN1002120A* | 35400 | 16 | 8.1 | 38500 | 35000 | 90.91% | 1.88 | 0 | 10 |  |  |  | No | R-410A | 2.95 | Residential & Commercial | Ducted CEE Tier 1
212614878 | Central HP <5.4 tons | DAIKIN | HRCU-A-CB (Split System: Heat Pump with Remote Outdoor Unit-Air-Source) | DZ6VSA241EA* |  |  | CA*EA2422*4A* | D*80VC0803B*A* | 23000 | 17 | 8.6 | 23000 | 16100 | 70% | 2 | 0 | 10 |  |  |  | No | R-410A | 1.9167 | Residential & Commercial | Ducted CEE Tier 1
214505160 | Central HP <5.4 tons | DAIKIN | HRCU-A-CB (Split System: Heat Pump with Remote Outdoor Unit-Air-Source) | DZ6VSA241EA* |  |  | CA*EA2422*4B*+MBVC1200**-1A* |  | 23000 | 17 | 8.6 | 23000 | 16100 | 70% | 2 | 0 | 10 |  |  |  | No | R-410A | 1.9167 | Residential & Commercial | Ducted CEE Tier 1
214505185 | Central HP <5.4 tons | DAIKIN | HRCU-A-CB (Split System: Heat Pump with Remote Outdoor Unit-Air-Source) | DZ6VSA241EA* |  |  | CA*EA2422*4B* | D*80VC1005C*A* | 23000 | 17 | 8.6 | 23000 | 16100 | 70% | 2 | 0 | 10 |  |  |  | No | R-410A | 1.9167 | Residential & Commercial | Ducted CEE Tier 1
214505217 | Central HP <5.4 tons | DAIKIN | HRCU-A-CB (Split System: Heat Pump with Remote Outdoor Unit-Air-Source) | DZ6VSA241EA* |  |  | CA*EA2422*4B* | D*97MC1005CNA* | 23000 | 17 | 8.6 | 23000 | 16100 | 70% | 2 | 0 | 10 |  |  |  | No | R-410A | 1.9167 | Residential & Commercial | Ducted CEE Tier 1
214505401 | Central HP <5.4 tons | DAIKIN | HRCU-A-CB (Split System: Heat Pump with Remote Outdoor Unit-Air-Source) | DZ6VSA241EA* |  |  | CA*EA2422*4B*+MBVK12BP1X00A* |  | 23000 | 17 | 8.6 | 23000 | 16100 | 70% | 2 | 0 | 10 |  |  |  | No | R-410A | 1.9167 | Residential & Commercial | Ducted CEE Tier 1
214505408 | Central HP <5.4 tons | DAIKIN | HRCU-A-CB (Split System: Heat Pump with Remote Outdoor Unit-Air-Source) | DZ6VSA241EA* |  |  | CA*EA3026*4B*+MBVK16CP1X00A* |  | 23000 | 17 | 8.6 | 23000 | 16100 | 70% | 2 | 0 | 10 |  |  |  | No | R-410A | 1.9167 | Residential & Commercial | Ducted CEE Tier 1
213296548 | Central HP <5.4 tons | YORK | HRCU-A-CB (Split System: Heat Pump with Remote Outdoor Unit-Air-Source) | HMH72B341 |  |  | XAFC36DXXN1+TXV | Y81E080C20LMPS1 | 34000 | 18 | 8.5 | 33400 | 24400 | 73.05% | 2.12 | 0 | 10 |  |  |  | No | R-410A | 2.8333 | Residential & Commercial | Ducted CEE Tier 1
213296552 | Central HP <5.4 tons | YORK | HRCU-A-CB (Split System: Heat Pump with Remote Outdoor Unit-Air-Source) | HMH72B341 |  |  | XAHC36DXXN1+TXV | Y81E080B12LMPS1 | 33400 | 17.5 | 8.1 | 32800 | 23000 | 70.12% | 2.02 | 0 | 10 |  |  |  | No | R-410A | 2.7833 | Residential & Commercial | Ducted CEE Tier 1
211377664 | Central HP <5.4 tons | YORK | HRCU-A-CB (Split System: Heat Pump with Remote Outdoor Unit-Air-Source) | HMH72B341 |  |  | XAFB36DBCN1 | TM9V080B12MP12 | 33600 | 17.5 | 8.5 | 33400 | 23400 | 70.06% | 2.04 | 0 | 10 |  |  |  | No | R-410A | 2.8 | Residential & Commercial | Ducted CEE Tier 1
213296769 | Central HP <5.4 tons | YORK | HRCU-A-CB (Split System: Heat Pump with Remote Outdoor Unit-Air-Source) | HMH72B341 |  |  | XAFC36DXXN1+TXV | Y81E080B12LMPS1 | 34000 | 18 | 8.1 | 33400 | 24000 | 71.86% | 2.08 | 0 | 10 |  |  |  | No | R-410A | 2.8333 | Residential & Commercial | Ducted CEE Tier 1
211240283 | Central HP <5.4 tons | HEIL | HRCU-A-CB (Split System: Heat Pump with Remote Outdoor Unit-Air-Source) | DLCURAH24ABK |  |  | EA*4X24L14A* | *95ESN0601412A* | 24000 | 15.5 | 8.5 | 27200 | 23600 | 86.76% | 1.92 | 0 | 10 |  |  |  | No | R-410A | 2 | Residential & Commercial | Ducted CEE Tier 1
211240632 | Central HP <5.4 tons | HEIL | HRCU-A-CB (Split System: Heat Pump with Remote Outdoor Unit-Air-Source) | DLCURAH24ABK |  |  | EA*4X24L17A* | *80ES(N,L)0451412A* | 24400 | 16 | 8.5 | 27200 | 23200 | 85.29% | 1.9 | 0 | 10 |  |  |  | No | R-410A | 2.0333 | Residential & Commercial | Ducted CEE Tier 1
212973596 | Central HP <5.4 tons | COMFORTMAKER | HRCU-A-CB (Split System: Heat Pump with Remote Outdoor Unit-Air-Source) | DLCURAH24ABK |  |  | EN(A,D)4X24L14** | *96VSN0601412B* | 23200 | 16.5 | 8.5 | 26800 | 25400 | 94.78% | 2.12 | 0 | 10 |  |  |  | No | R-410A | 1.9333 | Residential & Commercial | Ducted CEE Tier 1
212973626 | Central HP <5.4 tons | COMFORTMAKER | HRCU-A-CB (Split System: Heat Pump with Remote Outdoor Unit-Air-Source) | DLCURAH24ABK |  |  | EN(A,D)4X30L17** | *96VSN0601412B* | 23400 | 16.5 | 8.1 | 26200 | 24600 | 93.89% | 2.04 | 0 | 10 |  |  |  | No | R-410A | 1.95 | Residential & Commercial | Ducted CEE Tier 1
212973846 | Central HP <5.4 tons | COMFORTMAKER | HRCU-A-CB (Split System: Heat Pump with Remote Outdoor Unit-Air-Source) | DLCURAH24ABK |  |  | EA*4X30L17A* | *96VSN0801716B* | 23400 | 17 | 8.5 | 26200 | 25000 | 95.42% | 2.08 | 0 | 10 |  |  |  | No | R-410A | 1.95 | Residential & Commercial | Ducted CEE Tier 1
212973896 | Central HP <5.4 tons | COMFORTMAKER | HRCU-A-CB (Split System: Heat Pump with Remote Outdoor Unit-Air-Source) | DLCURAH24ABK |  |  | EN(A,D)4X24L17** | *96VSN0801716B* | 23400 | 16.5 | 8.5 | 27000 | 24800 | 91.85% | 2.04 | 0 | 10 |  |  |  | No | R-410A | 1.95 | Residential & Commercial | Ducted CEE Tier 1
212971187 | Central HP <5.4 tons | COMFORTMAKER | HRCU-A-CB (Split System: Heat Pump with Remote Outdoor Unit-Air-Source) | DLCURAH24ABK |  |  | EA*4X37L17A* | *80VTL0451412B* | 24200 | 17 | 8.5 | 25200 | 22000 | 87.3% | 1.84 | 0 | 10 |  |  |  | No | R-410A | 2.0167 | Residential & Commercial | Ducted CEE Tier 1
213770771 | Central HP <5.4 tons | DAY & NIGHT | HRCU-A-CB (Split System: Heat Pump with Remote Outdoor Unit-Air-Source) | CVH825GKA2* |  |  | EA*4X30L17A*+WALLCON | *97CMN0801714B* | 23400 | 16 | 8.1 | 21600 | 16700 | 77.31% | 1.9 | 0 | 10.5 |  |  |  | No | R-410A | 1.95 | Residential & Commercial | Ducted CEE Tier 1
214279727 | Central HP <5.4 tons | COMFORTMAKER | HRCU-A-CB (Split System: Heat Pump with Remote Outdoor Unit-Air-Source) | DLCURAH18ABK |  |  | EA*4X19L17A* | *96MSN0601716A* | 17700 | 16.5 | 8.5 | 17700 | 17900 | 101.1% | 2.16 | 0 | 10.5 |  |  |  | No | R-410A | 1.475 | Residential & Commercial | Ducted CEE Tier 1
214505196 | Central HP <5.4 tons | DAIKIN | HRCU-A-CB (Split System: Heat Pump with Remote Outdoor Unit-Air-Source) | DZ6VSA241EA* |  |  | CA*EA2422*4B* | D*96VC0803BNA* | 23000 | 17 | 8.6 | 23000 | 16100 | 70% | 2 | 0 | 10 |  |  |  | No | R-410A | 1.9167 | Residential & Commercial | Ducted CEE Tier 1
214228986 | Central HP <5.4 tons | DAY & NIGHT | HRCU-A-CB (Split System: Heat Pump with Remote Outdoor Unit-Air-Source) | DLCURAH18ABK |  |  | EA*4X24L17A* | *80MSU0601716A* | 17600 | 16.5 | 8.5 | 18600 | 19100 | 102.7% | 2.3 | 0 | 10.5 |  |  |  | No | R-410A | 1.4667 | Residential & Commercial | Ducted CEE Tier 1
212973696 | Central HP <5.4 tons | COMFORTMAKER | HRCU-A-CB (Split System: Heat Pump with Remote Outdoor Unit-Air-Source) | DLCURAH18ABK |  |  | EN(A,D)4X24L17** | *96VSN0801716B* | 17700 | 16 | 8.5 | 18700 | 19100 | 102.1% | 2.3 | 0 | 11 |  |  |  | No | R-410A | 1.475 | Residential & Commercial | Ducted CEE Tier 1
212974748 | Central HP <5.4 tons | COMFORTMAKER | HRCU-A-CB (Split System: Heat Pump with Remote Outdoor Unit-Air-Source) | DLCURAH18ABK |  |  | EN(A,D)4X30L17** | *96VTN0401410B* | 17400 | 16 | 8.1 | 18000 | 18700 | 103.9% | 2.24 | 0 | 10.5 |  |  |  | No | R-410A | 1.45 | Residential & Commercial | Ducted CEE Tier 1
211378073 | Central HP <5.4 tons | YORK | HRCU-A-CB (Split System: Heat Pump with Remote Outdoor Unit-Air-Source) | HMH72B341 |  |  | XAFC30CXXN1+TXV | TM8Y080B12MP11 | 32800 | 17.5 | 8.1 | 33000 | 23200 | 70.3% | 2.02 | 0 | 10 |  |  |  | No | R-410A | 2.7333 | Residential & Commercial | Ducted CEE Tier 1
211378105 | Central HP <5.4 tons | YORK | HRCU-A-CB (Split System: Heat Pump with Remote Outdoor Unit-Air-Source) | HMH72B341 |  |  | XAUB36DXXN1+TXV | TM8Y060A12MP11 | 33800 | 18 | 8.1 | 33400 | 23400 | 70.06% | 2.04 | 0 | 10 |  |  |  | No | R-410A | 2.8167 | Residential & Commercial | Ducted CEE Tier 1
212974657 | Central HP <5.4 tons | COMFORTMAKER | HRCU-A-CB (Split System: Heat Pump with Remote Outdoor Unit-Air-Source) | DLCURAH18ABK |  |  | EA*4X25L17A* | *96VTN0401410B* | 17700 | 16 | 8.1 | 17700 | 17900 | 101.1% | 2.14 | 0 | 10.5 |  |  |  | No | R-410A | 1.475 | Residential & Commercial | Ducted CEE Tier 1
212974696 | Central HP <5.4 tons | COMFORTMAKER | HRCU-A-CB (Split System: Heat Pump with Remote Outdoor Unit-Air-Source) | DLCURAH18ABK |  |  | EN(A,D)4X18L14** | *96VTN0401410B* | 17100 | 15.5 | 8.1 | 18400 | 19800 | 107.6% | 2.38 | 0 | 10.5 |  |  |  | No | R-410A | 1.425 | Residential & Commercial | Ducted CEE Tier 1
212975105 | Central HP <5.4 tons | COMFORTMAKER | HRCU-A-CB (Split System: Heat Pump with Remote Outdoor Unit-Air-Source) | DLCURAH18ABK |  |  | EA*4X30L17A* | *96VTN0401712B* | 17400 | 16 | 8.5 | 18000 | 18800 | 104.4% | 2.24 | 0 | 10.5 |  |  |  | No | R-410A | 1.45 | Residential & Commercial | Ducted CEE Tier 1
210473362 | Central HP <5.4 tons | AIRQUEST | HRCU-A-CB (Split System: Heat Pump with Remote Outdoor Unit-Air-Source) | HVH825GKA3* |  |  | EA*4X48L21A*+WALLCON | *96CTN0801714A* | 24000 | 16.5 | 8.1 | 21000 | 16600 | 79.05% | 2 | 0 | 11 |  |  |  | No | R-410A | 2 | Residential & Commercial | Ducted CEE Tier 1
210473428 | Central HP <5.4 tons | AIRQUEST | HRCU-A-CB (Split System: Heat Pump with Remote Outdoor Unit-Air-Source) | HVH825GKA3* |  |  | EA*4X48L21A*+WALLCON | *97CMN0602120A* | 24000 | 16.5 | 8.1 | 21000 | 16600 | 79.05% | 2 | 0 | 11 |  |  |  | No | R-410A | 2 | Residential & Commercial | Ducted CEE Tier 1
212973316 | Central HP <5.4 tons | COMFORTMAKER | HRCU-A-CB (Split System: Heat Pump with Remote Outdoor Unit-Air-Source) | DLCURAH18ABK |  |  | EA*4X24L17A* | *96VSN0601412B* | 17300 | 16 | 8.5 | 18200 | 19400 | 106.6% | 2.34 | 0 | 10.5 |  |  |  | No | R-410A | 1.4417 | Residential & Commercial | Ducted CEE Tier 1
215434140 | Central HP <5.4 tons | DAIKIN | HRCU-A-CB (Split System: Heat Pump with Remote Outdoor Unit-Air-Source) | DH7VSA3610A* |  |  | CA*EA4830*3A* | D*80TC0805D*A* | 34800 | 18.5 | 8.5 | 35000 | 28400 | 81.14% | 2 | 0 | 10.5 |  |  |  | No | R-32 | 2.9 | Residential & Commercial | Ducted CEE Tier 1
215434141 | Central HP <5.4 tons | DAIKIN | HRCU-A-CB (Split System: Heat Pump with Remote Outdoor Unit-Air-Source) | DH7VSA3610A* |  |  | CA*EA4830*3A* | D*80TC0805C*A* | 34800 | 18.5 | 8.5 | 35000 | 28400 | 81.14% | 2 | 0 | 10.5 |  |  |  | No | R-32 | 2.9 | Residential & Commercial | Ducted CEE Tier 1
215434157 | Central HP <5.4 tons | DAIKIN | HRCU-A-CB (Split System: Heat Pump with Remote Outdoor Unit-Air-Source) | DH7VSA3610A* |  |  | CHPEA4830*3A* | D*96TC0804CNA* | 35000 | 18.5 | 8.1 | 35000 | 28400 | 81.14% | 2 | 0 | 10.5 |  |  |  | No | R-32 | 2.9167 | Residential & Commercial | Ducted CEE Tier 1
210474331 | Central HP <5.4 tons | AIRQUEST | HRCU-A-CB (Split System: Heat Pump with Remote Outdoor Unit-Air-Source) | HVH825GKA3* |  |  | EHD4X42AAL+WALLCON | *96CTN0801714A* | 24000 | 16 | 8.1 | 21400 | 16700 | 78.04% | 2 | 0 | 10.5 |  |  |  | No | R-410A | 2 | Residential & Commercial | Ducted CEE Tier 1
212972716 | Central HP <5.4 tons | COMFORTMAKER | HRCU-A-CB (Split System: Heat Pump with Remote Outdoor Unit-Air-Source) | DLCURAH18ABK |  |  | EA*4X30L17A* | *96VSN0401410B* | 17400 | 16 | 8.5 | 18000 | 18800 | 104.4% | 2.24 | 0 | 10.5 |  |  |  | No | R-410A | 1.45 | Residential & Commercial | Ducted CEE Tier 1
210473252 | Central HP <5.4 tons | AIRQUEST | HRCU-A-CB (Split System: Heat Pump with Remote Outdoor Unit-Air-Source) | HVH825GKA3* |  |  | EA*4X43L21A*+WALLCON | *97CMN0602120A* | 24400 | 16.5 | 8.1 | 21200 | 16700 | 78.77% | 2.02 | 0 | 11 |  |  |  | No | R-410A | 2.0333 | Residential & Commercial | Ducted CEE Tier 1
210596448 | Central HP <5.4 tons | BRYANT HEATING AND COOLING SYSTEMS | HRCU-A-CB (Split System: Heat Pump with Remote Outdoor Unit-Air-Source) | 288BNV025*0**B* |  |  | CSPH*4812AL*+UI | 987MB42080C17*** | 24200 | 16 | 8.1 | 21400 | 16700 | 78.04% | 2 | 0 | 10.5 |  |  |  | No | R-410A | 2.0167 | Residential & Commercial | Ducted CEE Tier 1
210471244 | Central HP <5.4 tons | BRYANT HEATING AND COOLING SYSTEMS | HRCU-A-CB (Split System: Heat Pump with Remote Outdoor Unit-Air-Source) | 288BNV037*0**B* |  |  | CSPH*6012AL*+UI | 987MB66100C21*** | 33000 | 17 | 8.1 | 32200 | 24800 | 77.02% | 2.02 | 0 | 11.5 |  |  |  | No | R-410A | 2.75 | Residential & Commercial | Ducted CEE Tier 1
212984582 | Central HP <5.4 tons | COMFORTMAKER | HRCU-A-CB (Split System: Heat Pump with Remote Outdoor Unit-Air-Source) | DLCURAH24ABK |  |  | EA*4X25L17A* | *92MSN0801716A* | 24000 | 17.5 | 8.5 | 25000 | 21800 | 87.2% | 1.84 | 0 | 10 |  |  |  | No | R-410A | 2 | Residential & Commercial | Ducted CEE Tier 1
212985868 | Central HP <5.4 tons | COMFORTMAKER | HRCU-A-CB (Split System: Heat Pump with Remote Outdoor Unit-Air-Source) | DLCURAH24ABK |  |  | EN(A,D,W)4X36L17** | *96MSN0261410A* | 23400 | 16.5 | 8.1 | 26000 | 24400 | 93.85% | 2.02 | 0 | 10 |  |  |  | No | R-410A | 1.95 | Residential & Commercial | Ducted CEE Tier 1
210470499 | Central HP <5.4 tons | AIRQUEST | HRCU-A-CB (Split System: Heat Pump with Remote Outdoor Unit-Air-Source) | HVH837GKA2* |  |  | EA*4X61L21A*+WALLCON | *80CTL0901716A* | 33200 | 18 | 8.5 | 32000 | 24800 | 77.5% | 2 | 0 | 12 |  |  |  | No | R-410A | 2.7667 | Residential & Commercial | Ducted CEE Tier 1
210470565 | Central HP <5.4 tons | AIRQUEST | HRCU-A-CB (Split System: Heat Pump with Remote Outdoor Unit-Air-Source) | HVH837GKA2* |  |  | EA*4X61L24A*+WALLCON | *80CTL1352422A* | 33200 | 18 | 8.5 | 32000 | 24800 | 77.5% | 2.02 | 0 | 12 |  |  |  | No | R-410A | 2.7667 | Residential & Commercial | Ducted CEE Tier 1
210470847 | Central HP <5.4 tons | AIRQUEST | HRCU-A-CB (Split System: Heat Pump with Remote Outdoor Unit-Air-Source) | HVH837GKA2* |  |  | EN(A,D)4X48L24**+WALLCON | *95CSU1002122A* | 32400 | 17.5 | 8.1 | 32800 | 24600 | 75% | 1.98 | 0 | 11.7 |  |  |  | No | R-410A | 2.7 | Residential & Commercial | Ducted CEE Tier 1
211241654 | Central HP <5.4 tons | HEIL | HRCU-A-CB (Split System: Heat Pump with Remote Outdoor Unit-Air-Source) | DLCURAH24ABK |  |  | EA*4X30L17A* | *80ES(N,L)0451712A* | 24000 | 16.5 | 8.5 | 26200 | 23200 | 88.55% | 1.9 | 0 | 10 |  |  |  | No | R-410A | 2 | Residential & Commercial | Ducted CEE Tier 1
211242037 | Central HP <5.4 tons | HEIL | HRCU-A-CB (Split System: Heat Pump with Remote Outdoor Unit-Air-Source) | DLCURAH24ABK |  |  | EA*4X36L17A* | *96VTN0401410A* | 23400 | 16 | 8.5 | 25600 | 23800 | 92.97% | 1.96 | 0 | 10 |  |  |  | No | R-410A | 1.95 | Residential & Commercial | Ducted CEE Tier 1
211242203 | Central HP <5.4 tons | HEIL | HRCU-A-CB (Split System: Heat Pump with Remote Outdoor Unit-Air-Source) | DLCURAH24ABK |  |  | EA*4X36L17A* | *80ES(N,L)0701412A* | 24400 | 17 | 8.5 | 26200 | 22400 | 85.5% | 1.86 | 0 | 10 |  |  |  | No | R-410A | 2.0333 | Residential & Commercial | Ducted CEE Tier 1
211242670 | Central HP <5.4 tons | HEIL | HRCU-A-CB (Split System: Heat Pump with Remote Outdoor Unit-Air-Source) | DLCURAH24ABK |  |  | EA*4X36L21A* | *95ESN0601714A* | 24800 | 16 | 8.5 | 26600 | 22000 | 82.71% | 1.82 | 0 | 10 |  |  |  | No | R-410A | 2.0667 | Residential & Commercial | Ducted CEE Tier 1
211243022 | Central HP <5.4 tons | HEIL | HRCU-A-CB (Split System: Heat Pump with Remote Outdoor Unit-Air-Source) | DLCURAH24ABK |  |  | EA*4X37L17A* | *80ES(N,L)0451412A* | 25200 | 16 | 8.5 | 26200 | 21000 | 80.15% | 1.76 | 0 | 10 |  |  |  | No | R-410A | 2.1 | Residential & Commercial | Ducted CEE Tier 1
211243372 | Central HP <5.4 tons | HEIL | HRCU-A-CB (Split System: Heat Pump with Remote Outdoor Unit-Air-Source) | DLCURAH24ABK |  |  | EA*4X37L21A* | *95ESU0601716A* | 25000 | 17 | 8.5 | 25600 | 20800 | 81.25% | 1.76 | 0 | 10.5 |  |  |  | No | R-410A | 2.0833 | Residential & Commercial | Ducted CEE Tier 1
211242137 | Central HP <5.4 tons | HEIL | HRCU-A-CB (Split System: Heat Pump with Remote Outdoor Unit-Air-Source) | DLCURAH24ABK |  |  | EA*4X36L17A* | *92ESN0601714A* | 24400 | 17 | 8.5 | 26200 | 22400 | 85.5% | 1.86 | 0 | 10 |  |  |  | No | R-410A | 2.0333 | Residential & Commercial | Ducted CEE Tier 1
212974982 | Central HP <5.4 tons | COMFORTMAKER | HRCU-A-CB (Split System: Heat Pump with Remote Outdoor Unit-Air-Source) | DLCURAH24ABK |  |  | EA*4X36L17A* | *96VTN0401410B* | 23400 | 16 | 8.5 | 26200 | 24200 | 92.37% | 2 | 0 | 10 |  |  |  | No | R-410A | 1.95 | Residential & Commercial | Ducted CEE Tier 1
210470257 | Central HP <5.4 tons | AIRQUEST | HRCU-A-CB (Split System: Heat Pump with Remote Outdoor Unit-Air-Source) | HVH837GKA2* |  |  | EA*4X60L24A*+WALLCON | *80CSU1002120A* | 32800 | 17 | 8.1 | 32000 | 24800 | 77.5% | 1.96 | 0 | 11 |  |  |  | No | R-410A | 2.7333 | Residential & Commercial | Ducted CEE Tier 1
216091312 | Central HP <5.4 tons | SMART COMFORT | HRCU-A-CB (Split System: Heat Pump with Remote Outdoor Unit-Air-Source) | DLCSRBH24AAK |  |  | 40MBABQ24XB3 |  | 23000 | 18.4 | 9.3 | 26000 | 21200 | 81.54% | 1.9 | 12.5 | 11.7 |  |  |  | No | R-410A | 1.9167 | Residential & Commercial | Ducted CEE Tier 1
214505182 | Central HP <5.4 tons | DAIKIN | HRCU-A-CB (Split System: Heat Pump with Remote Outdoor Unit-Air-Source) | DZ6VSA241EA* |  |  | CA*EA2422*4B* | D*80SC0805CUA* | 23000 | 17 | 8.6 | 23000 | 16100 | 70% | 2 | 0 | 10 |  |  |  | No | R-410A | 1.9167 | Residential & Commercial | Ducted CEE Tier 1
212972736 | Central HP <5.4 tons | COMFORTMAKER | HRCU-A-CB (Split System: Heat Pump with Remote Outdoor Unit-Air-Source) | DLCURAH18ABK |  |  | EN(A,D)4X24L14** | *96VSN0401410B* | 17400 | 15.5 | 8.5 | 18500 | 19200 | 103.8% | 2.3 | 0 | 10.5 |  |  |  | No | R-410A | 1.45 | Residential & Commercial | Ducted CEE Tier 1
214505169 | Central HP <5.4 tons | DAIKIN | HRCU-A-CB (Split System: Heat Pump with Remote Outdoor Unit-Air-Source) | DZ6VSA241EA* |  |  | CA*EA2422*4B* | D*80VC0604B*A* | 23000 | 17 | 8.6 | 23000 | 16100 | 70% | 2 | 0 | 10 |  |  |  | No | R-410A | 1.9167 | Residential & Commercial | Ducted CEE Tier 1
214505202 | Central HP <5.4 tons | DAIKIN | HRCU-A-CB (Split System: Heat Pump with Remote Outdoor Unit-Air-Source) | DZ6VSA241EA* |  |  | CA*EA2422*4B* | D*96SC0805CUA* | 23000 | 17 | 8.6 | 23000 | 16100 | 70% | 2 | 0 | 10 |  |  |  | No | R-410A | 1.9167 | Residential & Commercial | Ducted CEE Tier 1
214505221 | Central HP <5.4 tons | DAIKIN | HRCU-A-CB (Split System: Heat Pump with Remote Outdoor Unit-Air-Source) | DZ6VSA241EA* |  |  | CA*EA3026*4B*+MBVC1200**-1A* |  | 23000 | 17 | 8.6 | 23000 | 16100 | 70% | 2 | 0 | 10 |  |  |  | No | R-410A | 1.9167 | Residential & Commercial | Ducted CEE Tier 1
212978354 | Central HP <5.4 tons | TEMPSTAR | HRCU-A-CB (Split System: Heat Pump with Remote Outdoor Unit-Air-Source) | DLCURAH18ABK |  |  | EN(A,D)4X30L17** | *80MS(N,L)0701412A* | 17400 | 16.5 | 8.1 | 18000 | 18700 | 103.9% | 2.26 | 0 | 11 |  |  |  | No | R-410A | 1.45 | Residential & Commercial | Ducted CEE Tier 1
213353731 | Central HP <5.4 tons | COMFORTMAKER | HRCU-A-CB (Split System: Heat Pump with Remote Outdoor Unit-Air-Source) | DLCURAH18ABK |  |  | F5MA4*18L*A* |  | 18200 | 16 | 9 | 19200 | 19100 | 99.48% | 2.3 | 0 | 10.5 |  |  |  | No | R-410A | 1.5167 | Residential & Commercial | Ducted CEE Tier 1
214228996 | Central HP <5.4 tons | COMFORTMAKER | HRCU-A-CB (Split System: Heat Pump with Remote Outdoor Unit-Air-Source) | DLCURAH18ABK |  |  | EA*4X25L17A* | *80MSU0601716A* | 18200 | 16.5 | 8.5 | 18000 | 17500 | 97.22% | 2.12 | 0 | 11 |  |  |  | No | R-410A | 1.5167 | Residential & Commercial | Ducted CEE Tier 1
215415510 | Central HP <5.4 tons | DAIKIN | HRCU-A-CB (Split System: Heat Pump with Remote Outdoor Unit-Air-Source) | DH7VSA4210A* |  |  | DFVE60DP1300A* |  | 41000 | 17.5 | 8.8 | 41000 | 31000 | 75.61% | 2 | 0 | 10 |  |  |  | No | R-32 | 3.4167 | Residential & Commercial | Ducted CEE Tier 1
214228982 | Central HP <5.4 tons | HEIL | HRCU-A-CB (Split System: Heat Pump with Remote Outdoor Unit-Air-Source) | DLCURAH18ABK |  |  | EA*4X24L17A* | *80MSU0601716A* | 17600 | 16.5 | 8.5 | 18600 | 19100 | 102.7% | 2.3 | 0 | 10.5 |  |  |  | No | R-410A | 1.4667 | Residential & Commercial | Ducted CEE Tier 1
210472922 | Central HP <5.4 tons | AIRQUEST | HRCU-A-CB (Split System: Heat Pump with Remote Outdoor Unit-Air-Source) | HVH825GKA3* |  |  | EA*4X42L21A*+WALLCON | *97CMN0601714A* | 23600 | 16 | 8.1 | 21600 | 16800 | 77.78% | 1.94 | 0 | 10.5 |  |  |  | No | R-410A | 1.9667 | Residential & Commercial | Ducted CEE Tier 1
214505403 | Central HP <5.4 tons | DAIKIN | HRCU-A-CB (Split System: Heat Pump with Remote Outdoor Unit-Air-Source) | DZ6VSA241EA* |  |  | CA*EA2422*4B*+MBVK16CP1X00A* |  | 23000 | 17 | 8.6 | 23000 | 16100 | 70% | 2 | 0 | 10 |  |  |  | No | R-410A | 1.9167 | Residential & Commercial | Ducted CEE Tier 1
210472955 | Central HP <5.4 tons | AIRQUEST | HRCU-A-CB (Split System: Heat Pump with Remote Outdoor Unit-Air-Source) | HVH825GKA3* |  |  | EA*4X42L21A*+WALLCON | *96CTN1002122A* | 23800 | 16.5 | 8.1 | 21400 | 16600 | 77.57% | 1.96 | 0 | 11 |  |  |  | No | R-410A | 1.9833 | Residential & Commercial | Ducted CEE Tier 1
211378516 | Central HP <5.4 tons | YORK | HRCU-A-CB (Split System: Heat Pump with Remote Outdoor Unit-Air-Source) | HMH72B341 |  |  | XAFC36DBCN1 | TM8E100C16MP11 | 34000 | 17.5 | 8.1 | 33600 | 23800 | 70.83% | 2.08 | 0 | 10 |  |  |  | No | R-410A | 2.8333 | Residential & Commercial | Ducted CEE Tier 1
211378591 | Central HP <5.4 tons | YORK | HRCU-A-CB (Split System: Heat Pump with Remote Outdoor Unit-Air-Source) | HMH72B341 |  |  | XAUB36DXXN1+TXV | TM8E100B12MP11 | 34000 | 18 | 8.1 | 33800 | 23800 | 70.41% | 2.06 | 0 | 10 |  |  |  | No | R-410A | 2.8333 | Residential & Commercial | Ducted CEE Tier 1
210470466 | Central HP <5.4 tons | AIRQUEST | HRCU-A-CB (Split System: Heat Pump with Remote Outdoor Unit-Air-Source) | HVH837GKA2* |  |  | EA*4X61L21A*+WALLCON | *97CMN1002122A* | 33200 | 17.5 | 8.5 | 32000 | 24800 | 77.5% | 2 | 0 | 12 |  |  |  | No | R-410A | 2.7667 | Residential & Commercial | Ducted CEE Tier 1
212972986 | Central HP <5.4 tons | COMFORTMAKER | HRCU-A-CB (Split System: Heat Pump with Remote Outdoor Unit-Air-Source) | DLCURAH24ABK |  |  | EN(A,D)4X30L14** | *96VSN0401410B* | 23400 | 16 | 8.1 | 26400 | 24800 | 93.94% | 2.04 | 0 | 10 |  |  |  | No | R-410A | 1.95 | Residential & Commercial | Ducted CEE Tier 1
212969758 | Central HP <5.4 tons | AIRQUEST | HRCU-A-CB (Split System: Heat Pump with Remote Outdoor Unit-Air-Source) | DLCURAH24ABK |  |  | EA*4X30L14A* | *80VSL0451412B* | 23400 | 17 | 8.5 | 26200 | 25000 | 95.42% | 2.08 | 0 | 10 |  |  |  | No | R-410A | 1.95 | Residential & Commercial | Ducted CEE Tier 1
212973636 | Central HP <5.4 tons | COMFORTMAKER | HRCU-A-CB (Split System: Heat Pump with Remote Outdoor Unit-Air-Source) | DLCURAH24ABK |  |  | EN(A,D,W)4X36L17** | *96VSN0601412B* | 23400 | 16.5 | 8.1 | 26200 | 24600 | 93.89% | 2.04 | 0 | 10 |  |  |  | No | R-410A | 1.95 | Residential & Commercial | Ducted CEE Tier 1
212975047 | Central HP <5.4 tons | COMFORTMAKER | HRCU-A-CB (Split System: Heat Pump with Remote Outdoor Unit-Air-Source) | DLCURAH24ABK |  |  | EN(A,D)4X30L17** | *96VTN0401410B* | 23400 | 16 | 8.1 | 26400 | 24600 | 93.18% | 2.04 | 0 | 10 |  |  |  | No | R-410A | 1.95 | Residential & Commercial | Ducted CEE Tier 1
212971221 | Central HP <5.4 tons | AIRQUEST | HRCU-A-CB (Split System: Heat Pump with Remote Outdoor Unit-Air-Source) | DLCURAH24ABK |  |  | EN(A,D)4X30L14** | *80VTL0451412B* | 23400 | 17 | 8.1 | 25800 | 24400 | 94.57% | 2.04 | 0 | 10 |  |  |  | No | R-410A | 1.95 | Residential & Commercial | Ducted CEE Tier 1
211378739 | Central HP <5.4 tons | YORK | HRCU-A-CB (Split System: Heat Pump with Remote Outdoor Unit-Air-Source) | HMH72B341 |  |  | XAFB36DXXN1+TXV | TM8E060A12MP11 | 34000 | 18 | 8.1 | 33800 | 23800 | 70.41% | 2.06 | 0 | 10 |  |  |  | No | R-410A | 2.8333 | Residential & Commercial | Ducted CEE Tier 1
210474342 | Central HP <5.4 tons | AIRQUEST | HRCU-A-CB (Split System: Heat Pump with Remote Outdoor Unit-Air-Source) | HVH825GKA3* |  |  | EHD4X42AAL+WALLCON | *96CTN1202422A* | 24200 | 16 | 8.1 | 21400 | 16600 | 77.57% | 2 | 0 | 10.5 |  |  |  | No | R-410A | 2.0167 | Residential & Commercial | Ducted CEE Tier 1
212985968 | Central HP <5.4 tons | COMFORTMAKER | HRCU-A-CB (Split System: Heat Pump with Remote Outdoor Unit-Air-Source) | DLCURAH18ABK |  |  | EN(A,D)4X30L14** | *96MSN0261410A* | 17500 | 16 | 8.1 | 18100 | 18600 | 102.8% | 2.24 | 0 | 11 |  |  |  | No | R-410A | 1.4583 | Residential & Commercial | Ducted CEE Tier 1
212969558 | Central HP <5.4 tons | AIRQUEST | HRCU-A-CB (Split System: Heat Pump with Remote Outdoor Unit-Air-Source) | DLCURAH18ABK |  |  | EN(A,D)4X18L14** | *80VSL0451412B* | 17400 | 16 | 8.5 | 18600 | 19700 | 105.9% | 2.38 | 0 | 10.5 |  |  |  | No | R-410A | 1.45 | Residential & Commercial | Ducted CEE Tier 1
212969978 | Central HP <5.4 tons | AIRQUEST | HRCU-A-CB (Split System: Heat Pump with Remote Outdoor Unit-Air-Source) | DLCURAH18ABK |  |  | EA*4X24L17A* | *80VSL0701716B* | 17300 | 16 | 8.5 | 18200 | 19400 | 106.6% | 2.34 | 0 | 10.5 |  |  |  | No | R-410A | 1.4417 | Residential & Commercial | Ducted CEE Tier 1
212973336 | Central HP <5.4 tons | COMFORTMAKER | HRCU-A-CB (Split System: Heat Pump with Remote Outdoor Unit-Air-Source) | DLCURAH18ABK |  |  | EA*4X30L14A* | *96VSN0601412B* | 17400 | 16.5 | 8.5 | 18000 | 18900 | 105% | 2.28 | 0 | 10.5 |  |  |  | No | R-410A | 1.45 | Residential & Commercial | Ducted CEE Tier 1
214505266 | Central HP <5.4 tons | DAIKIN | HRCU-A-CB (Split System: Heat Pump with Remote Outdoor Unit-Air-Source) | DZ6VSA241EA* |  |  | CA*EA3026*4B* | D*97MC0603BNA* | 23000 | 17 | 8.6 | 23000 | 16100 | 70% | 2 | 0 | 10 |  |  |  | No | R-410A | 1.9167 | Residential & Commercial | Ducted CEE Tier 1
212975281 | Central HP <5.4 tons | COMFORTMAKER | HRCU-A-CB (Split System: Heat Pump with Remote Outdoor Unit-Air-Source) | DLCURAH24ABK |  |  | EA*4X30L17A* | *96VTN0401712B* | 23200 | 16 | 8.5 | 26400 | 25200 | 95.45% | 2.08 | 0 | 10 |  |  |  | No | R-410A | 1.9333 | Residential & Commercial | Ducted CEE Tier 1
212976024 | Central HP <5.4 tons | COMFORTMAKER | HRCU-A-CB (Split System: Heat Pump with Remote Outdoor Unit-Air-Source) | DLCURAH24ABK |  |  | EA*4X30L17A* | *96VTN0801716B* | 23400 | 17 | 8.5 | 26200 | 25000 | 95.42% | 2.08 | 0 | 10 |  |  |  | No | R-410A | 1.95 | Residential & Commercial | Ducted CEE Tier 1
211243975 | Central HP <5.4 tons | HEIL | HRCU-A-CB (Split System: Heat Pump with Remote Outdoor Unit-Air-Source) | DLCURAH24ABK |  |  | EN(A,D)4X24L17** | *80ESU0401712A* | 23600 | 17 | 8.5 | 26400 | 23800 | 90.15% | 1.98 | 0 | 10 |  |  |  | No | R-410A | 1.9667 | Residential & Commercial | Ducted CEE Tier 1
211244560 | Central HP <5.4 tons | HEIL | HRCU-A-CB (Split System: Heat Pump with Remote Outdoor Unit-Air-Source) | DLCURAH24ABK |  |  | EN(A,D)4X30L17** | *80VTL0451412A* | 24200 | 16.5 | 8.1 | 26200 | 22800 | 87.02% | 1.88 | 0 | 10.5 |  |  |  | No | R-410A | 2.0167 | Residential & Commercial | Ducted CEE Tier 1
211244879 | Central HP <5.4 tons | HEIL | HRCU-A-CB (Split System: Heat Pump with Remote Outdoor Unit-Air-Source) | DLCURAH24ABK |  |  | EN(A,D,W)4X36L17** | *96VSN0401410A* | 23400 | 16 | 8.1 | 25800 | 24000 | 93.02% | 2 | 0 | 10 |  |  |  | No | R-410A | 1.95 | Residential & Commercial | Ducted CEE Tier 1
211244241 | Central HP <5.4 tons | HEIL | HRCU-A-CB (Split System: Heat Pump with Remote Outdoor Unit-Air-Source) | DLCURAH24ABK |  |  | EN(A,D)4X24L17** | *80ESU0601716A | 24400 | 16 | 8.5 | 27200 | 22600 | 83.09% | 1.86 | 0 | 10 |  |  |  | No | R-410A | 2.0333 | Residential & Commercial | Ducted CEE Tier 1
214574449 | Central HP <5.4 tons | BRYANT HEATING AND COOLING SYSTEMS | HRCU-A-CB (Split System: Heat Pump with Remote Outdoor Unit-Air-Source) | 288BNV037*0**B* |  |  | CNPV*3621AL*+UI | 88*TB60070C21*** | 31400 | 17 | 8.1 | 33200 | 24200 | 72.89% | 1.82 | 0 | 11 |  |  |  | No | R-410A | 2.6167 | Residential & Commercial | Ducted CEE Tier 1
211377676 | Central HP <5.4 tons | YORK | HRCU-A-CB (Split System: Heat Pump with Remote Outdoor Unit-Air-Source) | HMH72B341 |  |  | XAFB36DBCN1 | YP9C080B12MP13 | 33600 | 17.5 | 8.5 | 33400 | 23400 | 70.06% | 2.04 | 0 | 10 |  |  |  | No | R-410A | 2.8 | Residential & Commercial | Ducted CEE Tier 1
214574199 | Central HP <5.4 tons | BRYANT HEATING AND COOLING SYSTEMS | HRCU-A-CB (Split System: Heat Pump with Remote Outdoor Unit-Air-Source) | 288BNV037*0**B* |  |  | CAP**6124AL*+UI | 986TD60080C21*** | 33200 | 18.5 | 8.5 | 31800 | 24800 | 77.99% | 2.02 | 0 | 11.5 |  |  |  | No | R-410A | 2.7667 | Residential & Commercial | Ducted CEE Tier 1
206772991 | Central HP <5.4 tons | BRYANT HEATING AND COOLING SYSTEMS | HRCU-A-CB (Split System: Heat Pump with Remote Outdoor Unit-Air-Source) | 288BNV037*0**B* |  |  | CSPH*4812AL*+UI | 88*TA36070C14*** | 32600 | 17 | 8.1 | 33200 | 25000 | 75.3% | 1.96 | 11.5 | 11 |  |  |  | No | R-410A | 2.7167 | Residential & Commercial | Ducted CEE Tier 1
206773054 | Central HP <5.4 tons | BRYANT HEATING AND COOLING SYSTEMS | HRCU-A-CB (Split System: Heat Pump with Remote Outdoor Unit-Air-Source) | 288BNV037*0**B* |  |  | CAP**3721AL*+UI | 83*CA60100C21*** | 32800 | 17 | 8.5 | 33000 | 25200 | 76.36% | 1.96 | 12 | 11 |  |  |  | No | R-410A | 2.7333 | Residential & Commercial | Ducted CEE Tier 1
206773108 | Central HP <5.4 tons | BRYANT HEATING AND COOLING SYSTEMS | HRCU-A-CB (Split System: Heat Pump with Remote Outdoor Unit-Air-Source) | 288BNV037*0**B* |  |  | CAP**4321AL*+UI | 83*CA48060C17*** | 32800 | 17 | 8.5 | 33000 | 25200 | 76.36% | 1.96 | 12 | 11 |  |  |  | No | R-410A | 2.7333 | Residential & Commercial | Ducted CEE Tier 1
212391558 | Central HP <5.4 tons | TRANE | HRCU-A-CB (Split System: Heat Pump with Remote Outdoor Unit-Air-Source) | 4TWV7X60A1 |  |  | 4PX*DU60BS3 | S8V2D120M5PCA | 54000 | 17.1 | 8.2 | 52000 | 39500 | 75.96% | 1.8 | 0 | 11.7 |  |  |  | No | R-410A | 4.5 | Residential & Commercial | Ducted CEE Tier 1
210472823 | Central HP <5.4 tons | AIRQUEST | HRCU-A-CB (Split System: Heat Pump with Remote Outdoor Unit-Air-Source) | HVH825GKA3* |  |  | EA*4X42L21A*+WALLCON | *95CSU0802120A* | 23800 | 16.5 | 8.1 | 21400 | 16600 | 77.57% | 1.96 | 0 | 11 |  |  |  | No | R-410A | 1.9833 | Residential & Commercial | Ducted CEE Tier 1
212614887 | Central HP <5.4 tons | DAIKIN | HRCU-A-CB (Split System: Heat Pump with Remote Outdoor Unit-Air-Source) | DZ6VSA241EA* |  |  | CA*EA2422*4A* | D*96VC0804CNA* | 23000 | 17 | 8.6 | 23000 | 16100 | 70% | 2 | 0 | 10 |  |  |  | No | R-410A | 1.9167 | Residential & Commercial | Ducted CEE Tier 1
210472856 | Central HP <5.4 tons | AIRQUEST | HRCU-A-CB (Split System: Heat Pump with Remote Outdoor Unit-Air-Source) | HVH825GKA3* |  |  | EA*4X42L21A*+WALLCON | *80CSU0601716A* | 23800 | 16.5 | 8.1 | 21400 | 16600 | 77.57% | 1.96 | 0 | 10.5 |  |  |  | No | R-410A | 1.9833 | Residential & Commercial | Ducted CEE Tier 1
210473142 | Central HP <5.4 tons | AIRQUEST | HRCU-A-CB (Split System: Heat Pump with Remote Outdoor Unit-Air-Source) | HVH825GKA3* |  |  | EA*4X43L21A*+WALLCON | *80CSU1002120A* | 24400 | 16.5 | 8.1 | 21200 | 16600 | 78.3% | 2.02 | 0 | 10.5 |  |  |  | No | R-410A | 2.0333 | Residential & Commercial | Ducted CEE Tier 1
210473219 | Central HP <5.4 tons | AIRQUEST | HRCU-A-CB (Split System: Heat Pump with Remote Outdoor Unit-Air-Source) | HVH825GKA3* |  |  | EA*4X43L21A*+WALLCON | *97CMN1002122A* | 24400 | 16.5 | 8.5 | 21200 | 16600 | 78.3% | 2.04 | 0 | 11 |  |  |  | No | R-410A | 2.0333 | Residential & Commercial | Ducted CEE Tier 1
212974722 | Central HP <5.4 tons | COMFORTMAKER | HRCU-A-CB (Split System: Heat Pump with Remote Outdoor Unit-Air-Source) | DLCURAH18ABK |  |  | EN(A,D)4X24L17** | *96VTN0401410B* | 17300 | 15.5 | 8.5 | 18400 | 19200 | 104.3% | 2.3 | 0 | 10.5 |  |  |  | No | R-410A | 1.4417 | Residential & Commercial | Ducted CEE Tier 1
212975072 | Central HP <5.4 tons | COMFORTMAKER | HRCU-A-CB (Split System: Heat Pump with Remote Outdoor Unit-Air-Source) | DLCURAH18ABK |  |  | EA*4X19L17A* | *96VTN0401712B* | 17700 | 16 | 8.1 | 17800 | 17900 | 100.6% | 2.16 | 0 | 10.5 |  |  |  | No | R-410A | 1.475 | Residential & Commercial | Ducted CEE Tier 1
212391564 | Central HP <5.4 tons | AMERICAN STANDARD | HRCU-A-CB (Split System: Heat Pump with Remote Outdoor Unit-Air-Source) | 4A6V7X24A1 |  |  | TAMXB0B30V31 |  | 23800 | 17.1 | 8.5 | 18200 | 12900 | 70.88% | 1.9 | 0 | 12 |  |  |  | No | R-410A | 1.9833 | Residential & Commercial | Ducted CEE Tier 1
214573457 | Central HP <5.4 tons | TEMPSTAR | HRCU-A-CB (Split System: Heat Pump with Remote Outdoor Unit-Air-Source) | TVH837GKA** |  |  | EN(A,D,W)4X48L21**+WALLCON | *95CSU1002122B* | 32400 | 17.5 | 8.5 | 32600 | 24800 | 76.07% | 1.98 | 0 | 11.5 |  |  |  | No | R-410A | 2.7 | Residential & Commercial | Ducted CEE Tier 1
212975490 | Central HP <5.4 tons | COMFORTMAKER | HRCU-A-CB (Split System: Heat Pump with Remote Outdoor Unit-Air-Source) | DLCURAH18ABK |  |  | EN(A,D)4X30L17** | *96VTN0601412B* | 17500 | 16.5 | 8.1 | 18000 | 18700 | 103.9% | 2.24 | 0 | 11 |  |  |  | No | R-410A | 1.4583 | Residential & Commercial | Ducted CEE Tier 1
212971448 | Central HP <5.4 tons | AIRQUEST | HRCU-A-CB (Split System: Heat Pump with Remote Outdoor Unit-Air-Source) | DLCURAH18ABK |  |  | EA*4X24L17A* | *80VTL0701716B* | 17500 | 16 | 8.5 | 18500 | 19500 | 105.4% | 2.34 | 0 | 10.5 |  |  |  | No | R-410A | 1.4583 | Residential & Commercial | Ducted CEE Tier 1
210472933 | Central HP <5.4 tons | AIRQUEST | HRCU-A-CB (Split System: Heat Pump with Remote Outdoor Unit-Air-Source) | HVH825GKA3* |  |  | EA*4X42L21A*+WALLCON | *97CMN0801714A* | 23600 | 16.5 | 8.1 | 21400 | 16700 | 78.04% | 1.96 | 0 | 11 |  |  |  | No | R-410A | 1.9667 | Residential & Commercial | Ducted CEE Tier 1
210472999 | Central HP <5.4 tons | AIRQUEST | HRCU-A-CB (Split System: Heat Pump with Remote Outdoor Unit-Air-Source) | HVH825GKA3* |  |  | EA*4X42L24A*+WALLCON | *95CSU1002122A* | 23800 | 17 | 8.1 | 21400 | 16600 | 77.57% | 1.96 | 0 | 11 |  |  |  | No | R-410A | 1.9833 | Residential & Commercial | Ducted CEE Tier 1
210473010 | Central HP <5.4 tons | AIRQUEST | HRCU-A-CB (Split System: Heat Pump with Remote Outdoor Unit-Air-Source) | HVH825GKA3* |  |  | EA*4X42L24A*+WALLCON | *80CSU1002120A* | 23800 | 16.5 | 8.1 | 21400 | 16600 | 77.57% | 1.94 | 0 | 10.5 |  |  |  | No | R-410A | 1.9833 | Residential & Commercial | Ducted CEE Tier 1
210473065 | Central HP <5.4 tons | AIRQUEST | HRCU-A-CB (Split System: Heat Pump with Remote Outdoor Unit-Air-Source) | HVH825GKA3* |  |  | EA*4X42L24A*+WALLCON | *96CTN1002122A* | 23800 | 16.5 | 8.1 | 21400 | 16600 | 77.57% | 1.96 | 0 | 11 |  |  |  | No | R-410A | 1.9833 | Residential & Commercial | Ducted CEE Tier 1
212983643 | Central HP <5.4 tons | HEIL | HRCU-A-CB (Split System: Heat Pump with Remote Outdoor Unit-Air-Source) | DLCURAH18ABK |  |  | EA*4X24L14A* | *92MSN0601412A* | 17500 | 16 | 8.5 | 18500 | 19400 | 104.9% | 2.34 | 0 | 10.5 |  |  |  | No | R-410A | 1.4583 | Residential & Commercial | Ducted CEE Tier 1
212983693 | Central HP <5.4 tons | HEIL | HRCU-A-CB (Split System: Heat Pump with Remote Outdoor Unit-Air-Source) | DLCURAH18ABK |  |  | EN(A,D)4X18L14** | *92MSN0601412A* | 17300 | 16 | 8.5 | 18500 | 19800 | 107% | 2.38 | 0 | 10.5 |  |  |  | No | R-410A | 1.4417 | Residential & Commercial | Ducted CEE Tier 1
213773857 | Central HP <5.4 tons | HEIL | HRCU-A-CB (Split System: Heat Pump with Remote Outdoor Unit-Air-Source) | HVH825GKA3* |  |  | EA*4X48L24A*+WALLCON | *96CTN1002122B* | 24200 | 16.5 | 8.1 | 21000 | 16500 | 78.57% | 2.02 | 0 | 11 |  |  |  | No | R-410A | 2.0167 | Residential & Commercial | Ducted CEE Tier 1
213774427 | Central HP <5.4 tons | HEIL | HRCU-A-CB (Split System: Heat Pump with Remote Outdoor Unit-Air-Source) | HVH825GKA3* |  |  | EHD4X42AAL+WALLCON | *80CTL0902120B* | 24200 | 16 | 8.1 | 21400 | 16600 | 77.57% | 2 | 0 | 10.5 |  |  |  | No | R-410A | 2.0167 | Residential & Commercial | Ducted CEE Tier 1
213774477 | Central HP <5.4 tons | HEIL | HRCU-A-CB (Split System: Heat Pump with Remote Outdoor Unit-Air-Source) | HVH825GKA3* |  |  | EHD4X42AAL+WALLCON | *97CMN0801714B* | 24000 | 16 | 8.1 | 21400 | 16600 | 77.57% | 1.98 | 0 | 10.5 |  |  |  | No | R-410A | 2 | Residential & Commercial | Ducted CEE Tier 1
213778937 | Central HP <5.4 tons | HEIL | HRCU-A-CB (Split System: Heat Pump with Remote Outdoor Unit-Air-Source) | HVH837GKA** |  |  | EA*4X37L21A*+WALLCON | *80CTL0451712B* | 32600 | 16.5 | 8.1 | 33200 | 25400 | 76.51% | 1.94 | 0 | 10.5 |  |  |  | No | R-410A | 2.7167 | Residential & Commercial | Ducted CEE Tier 1
213778957 | Central HP <5.4 tons | HEIL | HRCU-A-CB (Split System: Heat Pump with Remote Outdoor Unit-Air-Source) | HVH837GKA** |  |  | EA*4X37L21A*+WALLCON | *80CTL0901716B* | 32600 | 17 | 8.5 | 32800 | 25000 | 76.22% | 1.98 | 0 | 11 |  |  |  | No | R-410A | 2.7167 | Residential & Commercial | Ducted CEE Tier 1
213779257 | Central HP <5.4 tons | HEIL | HRCU-A-CB (Split System: Heat Pump with Remote Outdoor Unit-Air-Source) | HVH837GKA** |  |  | EA*4X43L21A*+WALLCON | *80CTL0701716B* | 32800 | 17 | 8.5 | 33000 | 25200 | 76.36% | 1.96 | 0 | 11 |  |  |  | No | R-410A | 2.7333 | Residential & Commercial | Ducted CEE Tier 1
211244260 | Central HP <5.4 tons | HEIL | HRCU-A-CB (Split System: Heat Pump with Remote Outdoor Unit-Air-Source) | DLCURAH24ABK |  |  | EN(A,D)4X24L17** | OLV098A12* | 23000 | 16 | 8.5 | 26400 | 24600 | 93.18% | 2.04 | 0 | 10 |  |  |  | No | R-410A | 1.9167 | Residential & Commercial | Ducted CEE Tier 1
211244528 | Central HP <5.4 tons | HEIL | HRCU-A-CB (Split System: Heat Pump with Remote Outdoor Unit-Air-Source) | DLCURAH24ABK |  |  | EN(A,D)4X30L17** | *80VSL0701716A* | 23800 | 16.5 | 8.1 | 26000 | 23200 | 89.23% | 1.92 | 0 | 10.5 |  |  |  | No | R-410A | 1.9833 | Residential & Commercial | Ducted CEE Tier 1
214574200 | Central HP <5.4 tons | HEIL | HRCU-A-CB (Split System: Heat Pump with Remote Outdoor Unit-Air-Source) | HVH837GKA2* |  |  | EA*4X61L24A*+WALLCON | *96CTN0802120B* | 33200 | 18.5 | 8.5 | 31800 | 24800 | 77.99% | 2.02 | 0 | 11.5 |  |  |  | No | R-410A | 2.7667 | Residential & Commercial | Ducted CEE Tier 1
214574350 | Central HP <5.4 tons | HEIL | HRCU-A-CB (Split System: Heat Pump with Remote Outdoor Unit-Air-Source) | HVH837GKA2* |  |  | EHD4X48AAL+WALLCON | *95CSU1002122B* | 32600 | 17.5 | 8.5 | 32600 | 24800 | 76.07% | 1.98 | 0 | 11 |  |  |  | No | R-410A | 2.7167 | Residential & Commercial | Ducted CEE Tier 1
214574400 | Central HP <5.4 tons | HEIL | HRCU-A-CB (Split System: Heat Pump with Remote Outdoor Unit-Air-Source) | HVH837GKA2* |  |  | EHD4X60AAL+WALLCON | *95CSU0802120B* | 33000 | 17 | 8.5 | 32200 | 25000 | 77.64% | 2 | 0 | 11 |  |  |  | No | R-410A | 2.75 | Residential & Commercial | Ducted CEE Tier 1
214574520 | Central HP <5.4 tons | HEIL | HRCU-A-CB (Split System: Heat Pump with Remote Outdoor Unit-Air-Source) | HVH837GKA2* |  |  | EN(A,D,W)4X42L21**+WALLCON | *95CSU0802120B* | 31800 | 17 | 8.1 | 33000 | 24600 | 74.55% | 1.88 | 0 | 11 |  |  |  | No | R-410A | 2.65 | Residential & Commercial | Ducted CEE Tier 1
211244930 | Central HP <5.4 tons | TEMPSTAR | HRCU-A-CB (Split System: Heat Pump with Remote Outdoor Unit-Air-Source) | DLCURAH24ABK |  |  | EN(A,D,W)4X36L17** | *80ES(N,L)0701716A* | 24800 | 16 | 8.1 | 26800 | 22200 | 82.84% | 1.82 | 0 | 10.5 |  |  |  | No | R-410A | 2.0667 | Residential & Commercial | Ducted CEE Tier 1
215434152 | Central HP <5.4 tons | DAIKIN | HRCU-A-CB (Split System: Heat Pump with Remote Outdoor Unit-Air-Source) | DH7VSA3610A* |  |  | CA*EA6030*3A* | D*96SC0805CUA* | 35000 | 18 | 8.5 | 35000 | 28400 | 81.14% | 2 | 0 | 10.5 |  |  |  | No | R-32 | 2.9167 | Residential & Commercial | Ducted CEE Tier 1
211226503 | Central HP <5.4 tons | TEMPSTAR | HRCU-A-CB (Split System: Heat Pump with Remote Outdoor Unit-Air-Source) | DLCURAH36ABK |  |  | EA*4X37L17A* | *80ES(N,L)0701412A* | 35800 | 15.5 | 8.1 | 38500 | 35000 | 90.91% | 2 | 0 | 10 |  |  |  | No | R-410A | 2.9833 | Residential & Commercial | Ducted CEE Tier 1
210532917 | Central HP <5.4 tons | BRYANT HEATING AND COOLING SYSTEMS | HRCU-A-CB (Split System: Heat Pump with Remote Outdoor Unit-Air-Source) | 284ANV048*0**B* |  |  | CSPH*4812AL*+UI | 935CA66100C21*** | 44500 | 20.5 | 9 | 46500 | 36400 | 78.28% | 2.24 | 0 | 11.7 |  |  |  | No | R-410A | 3.7083 | Residential & Commercial | Ducted CEE Tier 1
214250707 | Central HP <5.4 tons | TRANE | HRCU-A-CB (Split System: Heat Pump with Remote Outdoor Unit-Air-Source) | 4TWV0X60A1 |  |  | 4TXCD010DS3 | *UHMD120CCV5 | 53500 | 19 | 8.2 | 51000 | 39000 | 76.47% | 1.8 | 0 | 11.7 |  |  |  | No | R-410A | 4.4583 | Residential & Commercial | Ducted CEE Tier 1
210470425 | Central HP <5.4 tons | DAY & NIGHT | HRCU-A-CB (Split System: Heat Pump with Remote Outdoor Unit-Air-Source) | CVH837GKA2* |  |  | EA*4X61L21A*+WALLCON | *80CSU1002120A* | 33200 | 17 | 8.1 | 32200 | 24800 | 77.02% | 1.98 | 0 | 11.5 |  |  |  | No | R-410A | 2.7667 | Residential & Commercial | Ducted CEE Tier 1
213872275 | Central HP <5.4 tons | DAIKIN | HRCU-A-CB (Split System: Heat Pump with Remote Outdoor Unit-Air-Source) | DZ6VSA481EA* |  |  | CA*EA6030*4A* | D*96VC0804CNA* | 44000 | 17 | 8.5 | 44000 | 31000 | 70.45% | 2 | 0 | 10 |  |  |  | No | R-410A | 3.6667 | Residential & Commercial | Ducted CEE Tier 1
211377524 | Central HP <5.4 tons | YORK | HRCU-A-CB (Split System: Heat Pump with Remote Outdoor Unit-Air-Source) | HMH72B341 |  |  | XAFC36DBCN1 | YP9C100C16MP13 | 34000 | 17.5 | 8.5 | 34000 | 24000 | 70.59% | 2.1 | 0 | 10 |  |  |  | No | R-410A | 2.8333 | Residential & Commercial | Ducted CEE Tier 1
212981207 | Central HP <5.4 tons | BRYANT HEATING AND COOLING SYSTEMS | HRCU-A-CB (Split System: Heat Pump with Remote Outdoor Unit-Air-Source) | 38MURAQ36AB3* |  |  | CAP**4824AL* | 8(0,1)*SB60135M24*** | 35800 | 16.5 | 8.5 | 37800 | 34600 | 91.53% | 2.02 | 0 | 10 |  |  |  | No | R-410A | 2.9833 | Residential & Commercial | Ducted CEE Tier 1
212391373 | Central HP <5.4 tons | TRANE | HRCU-A-CB (Split System: Heat Pump with Remote Outdoor Unit-Air-Source) | 4TWV7X24A1 |  |  | TAMXB0B30V31 |  | 23800 | 17.1 | 8.5 | 18200 | 12900 | 70.88% | 1.9 | 0 | 12 |  |  |  | No | R-410A | 1.9833 | Residential & Commercial | Ducted CEE Tier 1
212614866 | Central HP <5.4 tons | DAIKIN | HRCU-A-CB (Split System: Heat Pump with Remote Outdoor Unit-Air-Source) | DZ6VSA421EA* |  |  | DFVE60DP1400A* |  | 40000 | 17 | 8.6 | 40000 | 30600 | 76.5% | 2 | 0 | 10 |  |  |  | No | R-410A | 3.3333 | Residential & Commercial | Ducted CEE Tier 1
210596612 | Central HP <5.4 tons | BRYANT HEATING AND COOLING SYSTEMS | HRCU-A-CB (Split System: Heat Pump with Remote Outdoor Unit-Air-Source) | 288BNV037*0**A* |  |  | CSPH*6012AL*+UI | 987MB66100C21*** | 33000 | 17 | 8.1 | 32200 | 24800 | 77.02% | 2.02 | 0 | 11.5 |  |  |  | No | R-410A | 2.75 | Residential & Commercial | Ducted CEE Tier 1
210596575 | Central HP <5.4 tons | BRYANT HEATING AND COOLING SYSTEMS | HRCU-A-CB (Split System: Heat Pump with Remote Outdoor Unit-Air-Source) | 288BNV037*0**A* |  |  | CNPV*4824AL*+UI | 83*CA60100C21*** | 32400 | 17 | 8.1 | 33000 | 24800 | 75.15% | 1.94 | 0 | 11.5 |  |  |  | No | R-410A | 2.7 | Residential & Commercial | Ducted CEE Tier 1
210596593 | Central HP <5.4 tons | BRYANT HEATING AND COOLING SYSTEMS | HRCU-A-CB (Split System: Heat Pump with Remote Outdoor Unit-Air-Source) | 288BNV037*0**A* |  |  | CSPH*3612AL*+UI | 935CA60080C21*** | 32200 | 16.5 | 8.1 | 33200 | 24600 | 74.1% | 1.94 | 0 | 11 |  |  |  | No | R-410A | 2.6833 | Residential & Commercial | Ducted CEE Tier 1
213779357 | Central HP <5.4 tons | HEIL | HRCU-A-CB (Split System: Heat Pump with Remote Outdoor Unit-Air-Source) | HVH837GKA** |  |  | EA*4X43L21A*+WALLCON | *96CTN1002122B* | 33000 | 17 | 8.5 | 32600 | 25000 | 76.69% | 1.98 | 0 | 11.5 |  |  |  | No | R-410A | 2.75 | Residential & Commercial | Ducted CEE Tier 1
213774577 | Central HP <5.4 tons | HEIL | HRCU-A-CB (Split System: Heat Pump with Remote Outdoor Unit-Air-Source) | HVH825GKA3* |  |  | EHD4X48AAL+WALLCON | *80CTL0701716B* | 24200 | 16 | 8.1 | 21200 | 16600 | 78.3% | 2 | 0 | 10.5 |  |  |  | No | R-410A | 2.0167 | Residential & Commercial | Ducted CEE Tier 1
213779457 | Central HP <5.4 tons | HEIL | HRCU-A-CB (Split System: Heat Pump with Remote Outdoor Unit-Air-Source) | HVH837GKA** |  |  | EA*4X48L21A*+WALLCON | *96CTN0601714B* | 32200 | 17 | 8.1 | 32600 | 25200 | 77.3% | 1.94 | 0 | 11 |  |  |  | No | R-410A | 2.6833 | Residential & Commercial | Ducted CEE Tier 1
213779707 | Central HP <5.4 tons | HEIL | HRCU-A-CB (Split System: Heat Pump with Remote Outdoor Unit-Air-Source) | HVH837GKA** |  |  | EA*4X61L21A*+WALLCON | *97CMN1002122B* | 33200 | 17.5 | 8.5 | 32000 | 24800 | 77.5% | 1.98 | 0 | 11.7 |  |  |  | No | R-410A | 2.7667 | Residential & Commercial | Ducted CEE Tier 1
213076107 | Central HP <5.4 tons | COMFORTMAKER | HRCU-A-CB (Split System: Heat Pump with Remote Outdoor Unit-Air-Source) | DLCURAH24ABK |  |  | EA*4X37L21A* | *95MSU1002120A* | 24400 | 17 | 8.5 | 25200 | 21200 | 84.13% | 1.8 | 0 | 10.5 |  |  |  | No | R-410A | 2.0333 | Residential & Commercial | Ducted CEE Tier 1
213607642 | Central HP <5.4 tons | TEMPSTAR | HRCU-A-CB (Split System: Heat Pump with Remote Outdoor Unit-Air-Source) | DLCURAH24ABK |  |  | FTMA4B36L0C* |  | 24600 | 17.5 | 9 | 25800 | 22400 | 86.82% | 1.86 | 0 | 10.5 |  |  |  | No | R-410A | 2.05 | Residential & Commercial | Ducted CEE Tier 1
214574570 | Central HP <5.4 tons | HEIL | HRCU-A-CB (Split System: Heat Pump with Remote Outdoor Unit-Air-Source) | HVH837GKA2* |  |  | EN(A,D,W)4X48L21**+WALLCON | *80CTL0702120B* | 32400 | 18.5 | 8.1 | 32800 | 24800 | 75.61% | 1.96 | 0 | 11.5 |  |  |  | No | R-410A | 2.7 | Residential & Commercial | Ducted CEE Tier 1
213780727 | Central HP <5.4 tons | HEIL | HRCU-A-CB (Split System: Heat Pump with Remote Outdoor Unit-Air-Source) | HVH837GKA2* |  |  | EA*4X36L21A*+WALLCON | *80CTL0451712B* | 31200 | 16.5 | 8.1 | 33400 | 24600 | 73.65% | 1.82 | 0 | 10.5 |  |  |  | No | R-410A | 2.6 | Residential & Commercial | Ducted CEE Tier 1
213780877 | Central HP <5.4 tons | HEIL | HRCU-A-CB (Split System: Heat Pump with Remote Outdoor Unit-Air-Source) | HVH837GKA2* |  |  | EA*4X37L21A*+WALLCON | *80CTL0902120B* | 32800 | 17 | 8.5 | 33000 | 25000 | 75.76% | 1.98 | 0 | 11 |  |  |  | No | R-410A | 2.7333 | Residential & Commercial | Ducted CEE Tier 1
213780977 | Central HP <5.4 tons | HEIL | HRCU-A-CB (Split System: Heat Pump with Remote Outdoor Unit-Air-Source) | HVH837GKA2* |  |  | EA*4X42L21A*+WALLCON | *80CTL0701716B* | 31400 | 17 | 8.1 | 33200 | 24400 | 73.49% | 1.86 | 0 | 10.5 |  |  |  | No | R-410A | 2.6167 | Residential & Commercial | Ducted CEE Tier 1
212974196 | Central HP <5.4 tons | COMFORTMAKER | HRCU-A-CB (Split System: Heat Pump with Remote Outdoor Unit-Air-Source) | DLCURAH36ABK |  |  | EA*4X48L24A* | *96VSN0802120B* | 35400 | 16.5 | 8.1 | 37800 | 34600 | 91.53% | 2 | 0 | 10 |  |  |  | No | R-410A | 2.95 | Residential & Commercial | Ducted CEE Tier 1
210470861 | Central HP <5.4 tons | DAY & NIGHT | HRCU-A-CB (Split System: Heat Pump with Remote Outdoor Unit-Air-Source) | CVH837GKA2* |  |  | EN(A,D)4X48L24**+WALLCON | *80CSU1002120A* | 32400 | 17 | 8.1 | 33000 | 24800 | 75.15% | 1.94 | 0 | 11.5 |  |  |  | No | R-410A | 2.7 | Residential & Commercial | Ducted CEE Tier 1
213078751 | Central HP <5.4 tons | DAY & NIGHT | HRCU-A-CB (Split System: Heat Pump with Remote Outdoor Unit-Air-Source) | DLCURAH36ABK |  |  | EA*4X48L24A* | *80MS(N,L)1102420A* | 36200 | 16.5 | 8.5 | 38000 | 34600 | 91.05% | 2.04 | 0 | 10 |  |  |  | No | R-410A | 3.0167 | Residential & Commercial | Ducted CEE Tier 1
213079183 | Central HP <5.4 tons | DAY & NIGHT | HRCU-A-CB (Split System: Heat Pump with Remote Outdoor Unit-Air-Source) | DLCURAH36ABK |  |  | EN(A,D,W)4X48L21** | *80MSU0601716A* | 35800 | 16.5 | 8.1 | 38500 | 34800 | 90.39% | 2 | 0 | 10 |  |  |  | No | R-410A | 2.9833 | Residential & Commercial | Ducted CEE Tier 1
213079369 | Central HP <5.4 tons | DAY & NIGHT | HRCU-A-CB (Split System: Heat Pump with Remote Outdoor Unit-Air-Source) | DLCURAH36ABK |  |  | END4X42L17** | *92MSN0601412A* | 35600 | 15.5 | 8.1 | 38500 | 35200 | 91.43% | 1.94 | 0 | 10 |  |  |  | No | R-410A | 2.9667 | Residential & Commercial | Ducted CEE Tier 1
211378465 | Central HP <5.4 tons | YORK | HRCU-A-CB (Split System: Heat Pump with Remote Outdoor Unit-Air-Source) | HMH72B341 |  |  | XAHC36DBCN1 | TMLE120C16MP11 | 33600 | 17.5 | 8.1 | 33000 | 23200 | 70.3% | 2.04 | 0 | 10 |  |  |  | No | R-410A | 2.8 | Residential & Commercial | Ducted CEE Tier 1
210474438 | Central HP <5.4 tons | BRYANT HEATING AND COOLING SYSTEMS | HRCU-A-CB (Split System: Heat Pump with Remote Outdoor Unit-Air-Source) | 288BNV025*0**C* |  |  | CSPH*4812AL*+UI | 935CA48060C17*** | 24200 | 16 | 8.1 | 21400 | 16700 | 78.04% | 2 | 0 | 10.5 |  |  |  | No | R-410A | 2.0167 | Residential & Commercial | Ducted CEE Tier 1
210474504 | Central HP <5.4 tons | BRYANT HEATING AND COOLING SYSTEMS | HRCU-A-CB (Split System: Heat Pump with Remote Outdoor Unit-Air-Source) | 288BNV025*0**C* |  |  | CSPH*4812AL*+UI | 88*TA36045C17*** | 24200 | 16 | 8.1 | 21400 | 16700 | 78.04% | 2 | 0 | 10.5 |  |  |  | No | R-410A | 2.0167 | Residential & Commercial | Ducted CEE Tier 1
210474059 | Central HP <5.4 tons | BRYANT HEATING AND COOLING SYSTEMS | HRCU-A-CB (Split System: Heat Pump with Remote Outdoor Unit-Air-Source) | 288BNV025*0**C* |  |  | CNPV*4824AL*+UI | 935CA60080C21*** | 24200 | 17 | 8.1 | 21200 | 16600 | 78.3% | 2.02 | 0 | 11.5 |  |  |  | No | R-410A | 2.0167 | Residential & Commercial | Ducted CEE Tier 1
210596597 | Central HP <5.4 tons | BRYANT HEATING AND COOLING SYSTEMS | HRCU-A-CB (Split System: Heat Pump with Remote Outdoor Unit-Air-Source) | 288BNV037*0**A* |  |  | CSPH*6012AL*+UI | 88*TA36070C14*** | 32800 | 17 | 8.1 | 32400 | 25000 | 77.16% | 2 | 0 | 11 |  |  |  | No | R-410A | 2.7333 | Residential & Commercial | Ducted CEE Tier 1
213872282 | Central HP <5.4 tons | DAIKIN | HRCU-A-CB (Split System: Heat Pump with Remote Outdoor Unit-Air-Source) | DZ6VSA421EA* |  |  | CA*EA6030*4A* | D*80VC0804C*A* | 40000 | 17 | 8.6 | 40000 | 30600 | 76.5% | 2.2 | 0 | 10 |  |  |  | No | R-410A | 3.3333 | Residential & Commercial | Ducted CEE Tier 1
213780027 | Central HP <5.4 tons | HEIL | HRCU-A-CB (Split System: Heat Pump with Remote Outdoor Unit-Air-Source) | HVH837GKA** |  |  | EHD4X42AAL+WALLCON | *80CTL1102120B* | 32600 | 16.5 | 8.1 | 32800 | 24600 | 75% | 1.94 | 0 | 11 |  |  |  | No | R-410A | 2.7167 | Residential & Commercial | Ducted CEE Tier 1
213780157 | Central HP <5.4 tons | HEIL | HRCU-A-CB (Split System: Heat Pump with Remote Outdoor Unit-Air-Source) | HVH837GKA** |  |  | EHD4X48AAL+WALLCON | *80CTL0701716B* | 32600 | 16.5 | 8.1 | 33200 | 25000 | 75.3% | 1.94 | 0 | 11 |  |  |  | No | R-410A | 2.7167 | Residential & Commercial | Ducted CEE Tier 1
213779607 | Central HP <5.4 tons | HEIL | HRCU-A-CB (Split System: Heat Pump with Remote Outdoor Unit-Air-Source) | HVH837GKA** |  |  | EA*4X60L24A*+WALLCON | *96CTN1002122B* | 32800 | 17.5 | 8.1 | 31800 | 24600 | 77.36% | 1.98 | 0 | 11.5 |  |  |  | No | R-410A | 2.7333 | Residential & Commercial | Ducted CEE Tier 1
213780327 | Central HP <5.4 tons | HEIL | HRCU-A-CB (Split System: Heat Pump with Remote Outdoor Unit-Air-Source) | HVH837GKA** |  |  | EHD4X60AAL+WALLCON | *80CTL0901716B* | 33000 | 16.5 | 8.1 | 32200 | 24800 | 77.02% | 1.98 | 0 | 11 |  |  |  | No | R-410A | 2.75 | Residential & Commercial | Ducted CEE Tier 1
211378588 | Central HP <5.4 tons | YORK | HRCU-A-CB (Split System: Heat Pump with Remote Outdoor Unit-Air-Source) | HMH72B341 |  |  | XAFB36DBCN1 | TM8E100B12MP11 | 34000 | 18 | 8.1 | 33800 | 23800 | 70.41% | 2.06 | 0 | 10 |  |  |  | No | R-410A | 2.8333 | Residential & Commercial | Ducted CEE Tier 1
211378597 | Central HP <5.4 tons | YORK | HRCU-A-CB (Split System: Heat Pump with Remote Outdoor Unit-Air-Source) | HMH72B341 |  |  | XAUB36DXXN1+TXV | TMLE100B12MP11 | 34000 | 18 | 8.1 | 33800 | 23800 | 70.41% | 2.06 | 0 | 10 |  |  |  | No | R-410A | 2.8333 | Residential & Commercial | Ducted CEE Tier 1
211377843 | Central HP <5.4 tons | YORK | HRCU-A-CB (Split System: Heat Pump with Remote Outdoor Unit-Air-Source) | HMH72B341 |  |  | XAHC36DXXN1+TXV | TM9E100C16MP12 | 33600 | 17.5 | 8.1 | 33000 | 23200 | 70.3% | 2.04 | 0 | 10 |  |  |  | No | R-410A | 2.8 | Residential & Commercial | Ducted CEE Tier 1
213872257 | Central HP <5.4 tons | DAIKIN | HRCU-A-CB (Split System: Heat Pump with Remote Outdoor Unit-Air-Source) | DZ6VSA421EA* |  |  | CA*EA6030*4A* | D*80VC0805C*A* | 40000 | 17 | 8.6 | 40000 | 30600 | 76.5% | 2.2 | 0 | 10 |  |  |  | No | R-410A | 3.3333 | Residential & Commercial | Ducted CEE Tier 1
211207008 | Central HP <5.4 tons | YORK | HRCU-A-CB (Split System: Heat Pump with Remote Outdoor Unit-Air-Source) | YZV24B21 |  |  | XAMB24DE1N1+CC | TP9C060B12MP13 | 22600 | 17 | 8.5 | 23800 | 18500 | 77.73% | 1.92 | 0 | 12 |  |  |  | No | R-410A | 1.8833 | Residential & Commercial | Ducted CEE Tier 1
215853862 | Central HP <5.4 tons | BLUERIDGE | HRCU-A-CB (Split System: Heat Pump with Remote Outdoor Unit-Air-Source) | BMS3320HHYC |  |  | BMMZAH36I |  | 33000 | 16.5 | 10 | 35000 | 34000 | 97.14% | 2 | 0 | 11.7 |  |  |  | No | R-454B | 2.75 | Residential & Commercial | Ducted CEE Tier 1
211378176 | Central HP <5.4 tons | YORK | HRCU-A-CB (Split System: Heat Pump with Remote Outdoor Unit-Air-Source) | HMH72B341 |  |  | XAFC36DXXN1+TXV | TMLV100C16MP12 | 34000 | 17.5 | 8.5 | 33800 | 23800 | 70.41% | 2.08 | 0 | 10 |  |  |  | No | R-410A | 2.8333 | Residential & Commercial | Ducted CEE Tier 1
211378462 | Central HP <5.4 tons | YORK | HRCU-A-CB (Split System: Heat Pump with Remote Outdoor Unit-Air-Source) | HMH72B341 |  |  | XAHC36DBCN1 | TM8E120C16MP11 | 33600 | 17.5 | 8.1 | 33000 | 23200 | 70.3% | 2.04 | 0 | 10 |  |  |  | No | R-410A | 2.8 | Residential & Commercial | Ducted CEE Tier 1
211378510 | Central HP <5.4 tons | YORK | HRCU-A-CB (Split System: Heat Pump with Remote Outdoor Unit-Air-Source) | HMH72B341 |  |  | XAFC36DXXN1+TXV | TM8E100C16MP11 | 34000 | 17.5 | 8.1 | 33600 | 23800 | 70.83% | 2.08 | 0 | 10 |  |  |  | No | R-410A | 2.8333 | Residential & Commercial | Ducted CEE Tier 1
215415508 | Central HP <5.4 tons | DAIKIN | HRCU-A-CB (Split System: Heat Pump with Remote Outdoor Unit-Air-Source) | DH7VSA2410A* |  |  | DFVE36CP1300A* |  | 23200 | 19 | 8.8 | 23200 | 17000 | 73.28% | 2 | 0 | 11 |  |  |  | No | R-32 | 1.9333 | Residential & Commercial | Ducted CEE Tier 1
215433975 | Central HP <5.4 tons | DAIKIN | HRCU-A-CB (Split System: Heat Pump with Remote Outdoor Unit-Air-Source) | DH7VSA2410A* |  |  | CA*EA3022*3A* | D*80TC0603B*A* | 23200 | 19 | 8.6 | 23200 | 17000 | 73.28% | 2 | 0 | 11 |  |  |  | No | R-32 | 1.9333 | Residential & Commercial | Ducted CEE Tier 1
215433976 | Central HP <5.4 tons | DAIKIN | HRCU-A-CB (Split System: Heat Pump with Remote Outdoor Unit-Air-Source) | DH7VSA2410A* |  |  | CA*EA3022*3A* | D*80TC0803B*A* | 23200 | 19 | 8.6 | 23200 | 17000 | 73.28% | 2 | 0 | 11 |  |  |  | No | R-32 | 1.9333 | Residential & Commercial | Ducted CEE Tier 1
212614925 | Central HP <5.4 tons | DAIKIN | HRCU-A-CB (Split System: Heat Pump with Remote Outdoor Unit-Air-Source) | DZ6VSA361EA* |  |  | CA*EA4830*4A* | D*96VC0804CNA* | 34200 | 17.5 | 8.6 | 34200 | 29000 | 84.8% | 2 | 0 | 10 |  |  |  | No | R-410A | 2.85 | Residential & Commercial | Ducted CEE Tier 1
212928695 | Central HP <5.4 tons | DAIKIN | HRCU-A-CB (Split System: Heat Pump with Remote Outdoor Unit-Air-Source) | DZ6VSA361EA* |  |  | DFVE42CP1400A* |  | 34200 | 17.5 | 8.6 | 34200 | 29000 | 84.8% | 2 | 0 | 10 |  |  |  | No | R-410A | 2.85 | Residential & Commercial | Ducted CEE Tier 1
212614939 | Central HP <5.4 tons | DAIKIN | HRCU-A-CB (Split System: Heat Pump with Remote Outdoor Unit-Air-Source) | DZ6VSA481EA* |  |  | CA*EA6030*4A*+MBVC2000**-1A* |  | 44000 | 17 | 8.6 | 44000 | 31000 | 70.45% | 2 | 0 | 10 |  |  |  | No | R-410A | 3.6667 | Residential & Commercial | Ducted CEE Tier 1
210474529 | Central HP <5.4 tons | AIRQUEST | HRCU-A-CB (Split System: Heat Pump with Remote Outdoor Unit-Air-Source) | HVH825GKA3* |  |  | EHD4X48AAL+WALLCON | *80CTL1352422A* | 24200 | 16 | 8.1 | 21200 | 16600 | 78.3% | 2.02 | 0 | 11 |  |  |  | No | R-410A | 2.0167 | Residential & Commercial | Ducted CEE Tier 1
210474595 | Central HP <5.4 tons | AIRQUEST | HRCU-A-CB (Split System: Heat Pump with Remote Outdoor Unit-Air-Source) | HVH825GKA3* |  |  | EHD4X48AAL+WALLCON | *97CMN1002122A* | 24200 | 16 | 8.1 | 21200 | 16700 | 78.77% | 2.04 | 0 | 11 |  |  |  | No | R-410A | 2.0167 | Residential & Commercial | Ducted CEE Tier 1
212614893 | Central HP <5.4 tons | DAIKIN | HRCU-A-CB (Split System: Heat Pump with Remote Outdoor Unit-Air-Source) | DZ6VSA241EA* |  |  | CA*EA2422*4A* | D*97MC1005CNA* | 23000 | 17 | 8.6 | 23000 | 16100 | 70% | 2 | 0 | 10 |  |  |  | No | R-410A | 1.9167 | Residential & Commercial | Ducted CEE Tier 1
210474375 | Central HP <5.4 tons | AIRQUEST | HRCU-A-CB (Split System: Heat Pump with Remote Outdoor Unit-Air-Source) | HVH825GKA3* |  |  | EHD4X42AAL+WALLCON | *97CMN1002122A* | 24200 | 16 | 8.1 | 21400 | 16600 | 77.57% | 2 | 0 | 10.5 |  |  |  | No | R-410A | 2.0167 | Residential & Commercial | Ducted CEE Tier 1
210474507 | Central HP <5.4 tons | AIRQUEST | HRCU-A-CB (Split System: Heat Pump with Remote Outdoor Unit-Air-Source) | HVH825GKA3* |  |  | EHD4X48AAL+WALLCON | *80CTL0451712A* | 24200 | 16 | 8.1 | 21400 | 16700 | 78.04% | 2 | 0 | 10.5 |  |  |  | No | R-410A | 2.0167 | Residential & Commercial | Ducted CEE Tier 1
212614872 | Central HP <5.4 tons | DAIKIN | HRCU-A-CB (Split System: Heat Pump with Remote Outdoor Unit-Air-Source) | DZ6VSA241EA* |  |  | DFVE36CP0400A* |  | 23000 | 17 | 8.6 | 23000 | 16100 | 70% | 2 | 0 | 10 |  |  |  | No | R-410A | 1.9167 | Residential & Commercial | Ducted CEE Tier 1
215938173 | Central HP <5.4 tons | TEMPSTAR | HRCU-A-CB (Split System: Heat Pump with Remote Outdoor Unit-Air-Source) | T5H3V48*K*AAA* |  |  | EVD5X60M21A*+WALLCON | *80CTL0901716B* | 44500 | 20.5 | 8.1 | 53500 | 37600 | 70.28% | 1.95 | 0 | 11.5 |  |  |  | No | R-454B | 3.7083 | Residential & Commercial | Ducted CEE Tier 1
215864491 | Central HP <5.4 tons | TRANE | HRCU-A-CB (Split System: Heat Pump with Remote Outdoor Unit-Air-Source) | 5TWV8X36A1 |  |  | 5PX*B004AS3 | S8V2B080M4PCB | 31800 | 18.1 | 8.5 | 33000 | 25600 | 77.58% | 2 | 0 | 10 |  |  |  | No | R-454B | 2.65 | Residential & Commercial | Ducted CEE Tier 1
215864507 | Central HP <5.4 tons | TRANE | HRCU-A-CB (Split System: Heat Pump with Remote Outdoor Unit-Air-Source) | 5TWV8X36A1 |  |  | 5PX*BD04AS3 | S8V2B080M4PDB | 32000 | 18.1 | 8.5 | 34200 | 26000 | 76.02% | 2 | 0 | 10 |  |  |  | No | R-454B | 2.6667 | Residential & Commercial | Ducted CEE Tier 1
215864509 | Central HP <5.4 tons | TRANE | HRCU-A-CB (Split System: Heat Pump with Remote Outdoor Unit-Air-Source) | 5TWV8X36A1 |  |  | 5PX*BD04AS3 | S8V2B080M4PCB | 32000 | 18.1 | 8.5 | 34200 | 26000 | 76.02% | 2 | 0 | 10 |  |  |  | No | R-454B | 2.6667 | Residential & Commercial | Ducted CEE Tier 1
215864543 | Central HP <5.4 tons | TRANE | HRCU-A-CB (Split System: Heat Pump with Remote Outdoor Unit-Air-Source) | 5TWV8X36A1 |  |  | 5PX*C007AS3 | S9V2C080U5PSC+LRP | 33000 | 18.1 | 8.5 | 33400 | 25600 | 76.65% | 2.1 | 0 | 10.5 |  |  |  | No | R-454B | 2.75 | Residential & Commercial | Ducted CEE Tier 1
210596586 | Central HP <5.4 tons | BRYANT HEATING AND COOLING SYSTEMS | HRCU-A-CB (Split System: Heat Pump with Remote Outdoor Unit-Air-Source) | 288BNV037*0**A* |  |  | CNPV*6024AL*+UI | 986TC66120C24*** | 32800 | 18 | 8.1 | 32200 | 24600 | 76.4% | 1.98 | 0 | 12 |  |  |  | No | R-410A | 2.7333 | Residential & Commercial | Ducted CEE Tier 1
210596602 | Central HP <5.4 tons | BRYANT HEATING AND COOLING SYSTEMS | HRCU-A-CB (Split System: Heat Pump with Remote Outdoor Unit-Air-Source) | 288BNV037*0**A* |  |  | CSPH*6012AL*+UI | 88*TA66135C24*** | 33000 | 17 | 8.1 | 32200 | 24800 | 77.02% | 2.02 | 0 | 11.5 |  |  |  | No | R-410A | 2.75 | Residential & Commercial | Ducted CEE Tier 1
215864607 | Central HP <5.4 tons | TRANE | HRCU-A-CB (Split System: Heat Pump with Remote Outdoor Unit-Air-Source) | 5TWV8X36A1 |  |  | 5TXCB006AS3 | S9V2B040U3VSB+LRP | 32600 | 18.1 | 8.5 | 33400 | 25800 | 77.25% | 2.1 | 0 | 10 |  |  |  | No | R-454B | 2.7167 | Residential & Commercial | Ducted CEE Tier 1
215864627 | Central HP <5.4 tons | TRANE | HRCU-A-CB (Split System: Heat Pump with Remote Outdoor Unit-Air-Source) | 5TWV8X36A1 |  |  | 5TXCB006AS3 | S8V2B060M4PDB | 32800 | 18.1 | 8.5 | 33400 | 25600 | 76.65% | 2.1 | 0 | 10 |  |  |  | No | R-454B | 2.7333 | Residential & Commercial | Ducted CEE Tier 1
214572487 | Central HP <5.4 tons | TEMPSTAR | HRCU-A-CB (Split System: Heat Pump with Remote Outdoor Unit-Air-Source) | TVH837GKA** |  |  | EA*4X36L21A*+WALLCON | *95CSU0802120B* | 31400 | 17 | 8.1 | 33000 | 24200 | 73.33% | 1.86 | 0 | 11 |  |  |  | No | R-410A | 2.6167 | Residential & Commercial | Ducted CEE Tier 1
214572707 | Central HP <5.4 tons | TEMPSTAR | HRCU-A-CB (Split System: Heat Pump with Remote Outdoor Unit-Air-Source) | TVH837GKA** |  |  | EA*4X42L24A*+WALLCON | *96CTN0802120B* | 31800 | 17.5 | 8.5 | 32800 | 24400 | 74.39% | 1.9 | 0 | 11 |  |  |  | No | R-410A | 2.65 | Residential & Commercial | Ducted CEE Tier 1
214572927 | Central HP <5.4 tons | TEMPSTAR | HRCU-A-CB (Split System: Heat Pump with Remote Outdoor Unit-Air-Source) | TVH837GKA** |  |  | EA*4X60L24A*+WALLCON | *97CMN0602120B* | 32600 | 17.5 | 8.5 | 31800 | 25000 | 78.62% | 1.96 | 0 | 11 |  |  |  | No | R-410A | 2.7167 | Residential & Commercial | Ducted CEE Tier 1
215936730 | Central HP <5.4 tons | DAY & NIGHT | HRCU-A-CB (Split System: Heat Pump with Remote Outdoor Unit-Air-Source) | C5H3V36*K*AAA* |  |  | EVD5X60M21A*+WALLCON | *96CTN1002122B* | 35600 | 22 | 8.5 | 38000 | 28600 | 75.26% | 2.02 | 0 | 12.5 |  |  |  | No | R-454B | 2.9667 | Residential & Commercial | Ducted CEE Tier 1
215936530 | Central HP <5.4 tons | DAY & NIGHT | HRCU-A-CB (Split System: Heat Pump with Remote Outdoor Unit-Air-Source) | C5H3V36*K*AAA* |  |  | EVD5X49M24A*+WALLCON | *97CMN1202422B* | 35400 | 22 | 8.5 | 38000 | 28400 | 74.74% | 2.04 | 0 | 12.5 |  |  |  | No | R-454B | 2.95 | Residential & Commercial | Ducted CEE Tier 1
215936780 | Central HP <5.4 tons | DAY & NIGHT | HRCU-A-CB (Split System: Heat Pump with Remote Outdoor Unit-Air-Source) | C5H3V36*K*AAA* |  |  | EVD5X60M24A*+WALLCON | *80CTL1352422B* | 35600 | 22 | 8.5 | 38000 | 28400 | 74.74% | 2.04 | 0 | 12.5 |  |  |  | No | R-454B | 2.9667 | Residential & Commercial | Ducted CEE Tier 1
215936830 | Central HP <5.4 tons | DAY & NIGHT | HRCU-A-CB (Split System: Heat Pump with Remote Outdoor Unit-Air-Source) | C5H3V36*K*AAA* |  |  | EVD5X60M24A*+WALLCON | *97CMN1002122B* | 35600 | 22 | 8.5 | 38000 | 28400 | 74.74% | 2.04 | 0 | 12.5 |  |  |  | No | R-454B | 2.9667 | Residential & Commercial | Ducted CEE Tier 1
215936939 | Central HP <5.4 tons | COMFORTMAKER | HRCU-A-CB (Split System: Heat Pump with Remote Outdoor Unit-Air-Source) | C5H3V36*K*AAA* |  |  | EVD5X61M24A*+WALLCON | *80CTL1102120B* | 36000 | 22.5 | 8.5 | 37600 | 28200 | 75% | 2.06 | 0 | 12.5 |  |  |  | No | R-454B | 3 | Residential & Commercial | Ducted CEE Tier 1
215864657 | Central HP <5.4 tons | TRANE | HRCU-A-CB (Split System: Heat Pump with Remote Outdoor Unit-Air-Source) | 5TWV8X48A1 |  |  | 5PX*C007AS3 | S8V2C100M5PCB | 45000 | 18.1 | 8.5 | 46000 | 35400 | 76.96% | 2.1 | 0 | 10 |  |  |  | No | R-454B | 3.75 | Residential & Commercial | Ducted CEE Tier 1
215864877 | Central HP <5.4 tons | TRANE | HRCU-A-CB (Split System: Heat Pump with Remote Outdoor Unit-Air-Source) | 5TWV8X48A1 |  |  | 5PX*D008AS3 | S9V2C100U4VSB+LRP | 45500 | 18.1 | 8.5 | 45500 | 35200 | 77.36% | 2.1 | 0 | 10 |  |  |  | No | R-454B | 3.7917 | Residential & Commercial | Ducted CEE Tier 1
215864891 | Central HP <5.4 tons | TRANE | HRCU-A-CB (Split System: Heat Pump with Remote Outdoor Unit-Air-Source) | 5TWV8X48A1 |  |  | 5PX*D010AS3 | S9V2C100U4VSB+LRP | 46000 | 18.1 | 8.5 | 45500 | 34800 | 76.48% | 2.1 | 0 | 10.5 |  |  |  | No | R-454B | 3.8333 | Residential & Commercial | Ducted CEE Tier 1
215864943 | Central HP <5.4 tons | TRANE | HRCU-A-CB (Split System: Heat Pump with Remote Outdoor Unit-Air-Source) | 5TWV8X48A1 |  |  | 5TXCC009AS3 | S8V2C100M5PCB | 46000 | 18.1 | 8.5 | 45500 | 35000 | 76.92% | 2.1 | 0 | 10 |  |  |  | No | R-454B | 3.8333 | Residential & Commercial | Ducted CEE Tier 1
215433947 | Central HP <5.4 tons | DAIKIN | HRCU-A-CB (Split System: Heat Pump with Remote Outdoor Unit-Air-Source) | DH7VSA4810A* |  |  | CA*EA6030*3A*+MBVK16CP1X00A* |  | 45500 | 17 | 8.8 | 47000 | 33600 | 71.49% | 2 | 0 | 10 |  |  |  | No | R-32 | 3.7917 | Residential & Commercial | Ducted CEE Tier 1
213781447 | Central HP <5.4 tons | HEIL | HRCU-A-CB (Split System: Heat Pump with Remote Outdoor Unit-Air-Source) | HVH837GKA2* |  |  | EA*4X48L24A*+WALLCON | *96CTN1002122B* | 32400 | 17 | 8.5 | 32200 | 24800 | 77.02% | 1.98 | 0 | 11 |  |  |  | No | R-410A | 2.7 | Residential & Commercial | Ducted CEE Tier 1
213781697 | Central HP <5.4 tons | HEIL | HRCU-A-CB (Split System: Heat Pump with Remote Outdoor Unit-Air-Source) | HVH837GKA2* |  |  | EA*4X61L24A*+WALLCON | *97CMN1202422B* | 33200 | 17.5 | 8.5 | 32000 | 24800 | 77.5% | 1.98 | 0 | 11.7 |  |  |  | No | R-410A | 2.7667 | Residential & Commercial | Ducted CEE Tier 1
213781947 | Central HP <5.4 tons | HEIL | HRCU-A-CB (Split System: Heat Pump with Remote Outdoor Unit-Air-Source) | HVH837GKA2* |  |  | EHD4X42AAL+WALLCON | *80CTL1352422B* | 32600 | 16.5 | 8.1 | 33000 | 24600 | 74.55% | 1.96 | 0 | 11 |  |  |  | No | R-410A | 2.7167 | Residential & Commercial | Ducted CEE Tier 1
213782297 | Central HP <5.4 tons | HEIL | HRCU-A-CB (Split System: Heat Pump with Remote Outdoor Unit-Air-Source) | HVH837GKA2* |  |  | EHD4X60AAL+WALLCON | *97CMN0801714B* | 32800 | 16.5 | 8.1 | 32600 | 25000 | 76.69% | 1.96 | 0 | 11 |  |  |  | No | R-410A | 2.7333 | Residential & Commercial | Ducted CEE Tier 1
210470879 | Central HP <5.4 tons | AIRQUEST | HRCU-A-CB (Split System: Heat Pump with Remote Outdoor Unit-Air-Source) | HVH837GKA2* |  |  | EN(A,D,W)4X60L24**+WALLCON | *95CSU0802120A* | 32800 | 18 | 8.1 | 32200 | 24600 | 76.4% | 1.98 | 0 | 12 |  |  |  | No | R-410A | 2.7333 | Residential & Commercial | Ducted CEE Tier 1
215864709 | Central HP <5.4 tons | TRANE | HRCU-A-CB (Split System: Heat Pump with Remote Outdoor Unit-Air-Source) | 5TWV8X60A1 |  |  | 5TXCC007AS3 | S8V2C100M5PCB | 53000 | 18.1 | 8.5 | 56000 | 40000 | 71.43% | 2 | 0 | 10 |  |  |  | No | R-454B | 4.4167 | Residential & Commercial | Ducted CEE Tier 1
215864741 | Central HP <5.4 tons | TRANE | HRCU-A-CB (Split System: Heat Pump with Remote Outdoor Unit-Air-Source) | 5TWV8X60A1 |  |  | 5TXCD008AS3 | S8V2D120M5PCB | 53500 | 18.1 | 8.5 | 56000 | 40000 | 71.43% | 2 | 0 | 10 |  |  |  | No | R-454B | 4.4583 | Residential & Commercial | Ducted CEE Tier 1
214573327 | Central HP <5.4 tons | TEMPSTAR | HRCU-A-CB (Split System: Heat Pump with Remote Outdoor Unit-Air-Source) | TVH837GKA** |  |  | EN(A,D)4X36L21**+WALLCON | *95CSU0802120B* | 31400 | 16.5 | 8.1 | 33200 | 24200 | 72.89% | 1.82 | 0 | 11 |  |  |  | No | R-410A | 2.6167 | Residential & Commercial | Ducted CEE Tier 1
214573477 | Central HP <5.4 tons | TEMPSTAR | HRCU-A-CB (Split System: Heat Pump with Remote Outdoor Unit-Air-Source) | TVH837GKA** |  |  | EN(A,D,W)4X48L21**+WALLCON | *97CMN0802120B* | 32400 | 17.5 | 8.5 | 32800 | 24800 | 75.61% | 1.96 | 0 | 11.5 |  |  |  | No | R-410A | 2.7 | Residential & Commercial | Ducted CEE Tier 1
215864569 | Central HP <5.4 tons | TRANE | HRCU-A-CB (Split System: Heat Pump with Remote Outdoor Unit-Air-Source) | 5TWV8X36A1 |  |  | 5TXCB004AS3 | S9V2B060U3VSB+LRP | 31800 | 18.1 | 8.5 | 33000 | 25600 | 77.58% | 2 | 0 | 10 |  |  |  | No | R-454B | 2.65 | Residential & Commercial | Ducted CEE Tier 1
215864573 | Central HP <5.4 tons | TRANE | HRCU-A-CB (Split System: Heat Pump with Remote Outdoor Unit-Air-Source) | 5TWV8X36A1 |  |  | 5TXCB004AS3 | S9V2B040U3PSC+LRP | 31600 | 18.1 | 8.5 | 32800 | 25600 | 78.05% | 2 | 0 | 10 |  |  |  | No | R-454B | 2.6333 | Residential & Commercial | Ducted CEE Tier 1
212614940 | Central HP <5.4 tons | DAIKIN | HRCU-A-CB (Split System: Heat Pump with Remote Outdoor Unit-Air-Source) | DZ6VSA481EA* |  |  | CA*EA6030*4A* | D*97MC1205DNA* | 44000 | 17 | 8.5 | 44000 | 31000 | 70.45% | 2 | 0 | 10 |  |  |  | No | R-410A | 3.6667 | Residential & Commercial | Ducted CEE Tier 1
213872276 | Central HP <5.4 tons | DAIKIN | HRCU-A-CB (Split System: Heat Pump with Remote Outdoor Unit-Air-Source) | DZ6VSA481EA* |  |  | CA*EA6030*4A* | D*80VC1005C*A* | 44000 | 17 | 8.5 | 43500 | 31000 | 71.26% | 2 | 0 | 10 |  |  |  | No | R-410A | 3.6667 | Residential & Commercial | Ducted CEE Tier 1
213872265 | Central HP <5.4 tons | DAIKIN | HRCU-A-CB (Split System: Heat Pump with Remote Outdoor Unit-Air-Source) | DZ6VSA421EA* |  |  | CA*EA6030*4A* | D*96VC1005CNA* | 40000 | 17 | 8.6 | 40000 | 30600 | 76.5% | 2.2 | 0 | 10 |  |  |  | No | R-410A | 3.3333 | Residential & Commercial | Ducted CEE Tier 1
215939716 | Central HP <5.4 tons | HEIL | HRCU-A-CB (Split System: Heat Pump with Remote Outdoor Unit-Air-Source) | H5H3V36*K*AAA* |  |  | EA*5X48M21A*+WALLCON | *96CTN0802120B* | 33400 | 20 | 9.5 | 34600 | 26400 | 76.3% | 2.04 | 0 | 11.5 |  |  |  | No | R-454B | 2.7833 | Residential & Commercial | Ducted CEE Tier 1
215939806 | Central HP <5.4 tons | HEIL | HRCU-A-CB (Split System: Heat Pump with Remote Outdoor Unit-Air-Source) | H5H3V36*K*AAA* |  |  | EA*5X60M24A*+WALLCON | *97CTN1002122A* | 34000 | 20.5 | 9.5 | 34000 | 25800 | 75.88% | 2.06 | 0 | 12 |  |  |  | No | R-454B | 2.8333 | Residential & Commercial | Ducted CEE Tier 1
215940256 | Central HP <5.4 tons | HEIL | HRCU-A-CB (Split System: Heat Pump with Remote Outdoor Unit-Air-Source) | H5H3V36*K*AAA* |  |  | EVM5X44M21A*+WALLCON | *96CTN0802120B* | 35600 | 21.5 | 8.5 | 38000 | 28600 | 75.26% | 2.04 | 0 | 12 |  |  |  | No | R-454B | 2.9667 | Residential & Commercial | Ducted CEE Tier 1
215940326 | Central HP <5.4 tons | HEIL | HRCU-A-CB (Split System: Heat Pump with Remote Outdoor Unit-Air-Source) | H5H3V36*K*AAA* |  |  | EVM5X49M21A*+WALLCON | *96CTN0802120B* | 35600 | 21.5 | 8.5 | 38000 | 28600 | 75.26% | 2.04 | 0 | 12 |  |  |  | No | R-454B | 2.9667 | Residential & Commercial | Ducted CEE Tier 1
215940426 | Central HP <5.4 tons | HEIL | HRCU-A-CB (Split System: Heat Pump with Remote Outdoor Unit-Air-Source) | H5H3V36*K*AAA* |  |  | EVM5X60M21A*+WALLCON | *97CTN0601716A* | 35200 | 21 | 8.5 | 38500 | 29400 | 76.36% | 2.02 | 0 | 11.7 |  |  |  | No | R-454B | 2.9333 | Residential & Commercial | Ducted CEE Tier 1
215433993 | Central HP <5.4 tons | DAIKIN | HRCU-A-CB (Split System: Heat Pump with Remote Outdoor Unit-Air-Source) | DH7VSA2410A* |  |  | CA*EA3626*3A* | D*80TC0603B*A* | 23200 | 19 | 8.6 | 23200 | 17000 | 73.28% | 2 | 0 | 11 |  |  |  | No | R-32 | 1.9333 | Residential & Commercial | Ducted CEE Tier 1
215434009 | Central HP <5.4 tons | DAIKIN | HRCU-A-CB (Split System: Heat Pump with Remote Outdoor Unit-Air-Source) | DH7VSA2410A* |  |  | CHPEA3026*3A* | D*80SC0805CUA* | 23200 | 19 | 8.6 | 23200 | 17000 | 73.28% | 2 | 0 | 11 |  |  |  | No | R-32 | 1.9333 | Residential & Commercial | Ducted CEE Tier 1
215434240 | Central HP <5.4 tons | DAIKIN | HRCU-A-CB (Split System: Heat Pump with Remote Outdoor Unit-Air-Source) | DH7VSA4210A* |  |  | CA*EA6030*3A* | D*96TC0804CNA* | 40500 | 16.5 | 8.8 | 41000 | 31000 | 75.61% | 2 | 0 | 10 |  |  |  | No | R-32 | 3.375 | Residential & Commercial | Ducted CEE Tier 1
214573937 | Central HP <5.4 tons | TEMPSTAR | HRCU-A-CB (Split System: Heat Pump with Remote Outdoor Unit-Air-Source) | TVH837GKA2* |  |  | EA*4X48L21A*+WALLCON | *95CSU1002122B* | 32400 | 17.5 | 8.5 | 32400 | 24800 | 76.54% | 2 | 0 | 11.5 |  |  |  | No | R-410A | 2.7 | Residential & Commercial | Ducted CEE Tier 1
214574007 | Central HP <5.4 tons | TEMPSTAR | HRCU-A-CB (Split System: Heat Pump with Remote Outdoor Unit-Air-Source) | TVH837GKA2* |  |  | EA*4X48L24A*+WALLCON | *97CMN0602120B* | 32200 | 17 | 8.5 | 32600 | 25200 | 77.3% | 1.96 | 0 | 11 |  |  |  | No | R-410A | 2.6833 | Residential & Commercial | Ducted CEE Tier 1
215940576 | Central HP <5.4 tons | HEIL | HRCU-A-CB (Split System: Heat Pump with Remote Outdoor Unit-Air-Source) | H5H3V36*K*AAA* |  |  | EVD5X38M17A*+WALLCON | *80CSU0401712B* | 35600 | 22 | 8.5 | 38000 | 28600 | 75.26% | 2.04 | 0 | 12.5 |  |  |  | No | R-454B | 2.9667 | Residential & Commercial | Ducted CEE Tier 1
215940676 | Central HP <5.4 tons | HEIL | HRCU-A-CB (Split System: Heat Pump with Remote Outdoor Unit-Air-Source) | H5H3V36*K*AAA* |  |  | EVD5X42M21A*+WALLCON | *97CTN1002122A* | 34400 | 21 | 8.5 | 38500 | 28000 | 72.73% | 2.06 | 0 | 12 |  |  |  | No | R-454B | 2.8667 | Residential & Commercial | Ducted CEE Tier 1
215940006 | Central HP <5.4 tons | HEIL | HRCU-A-CB (Split System: Heat Pump with Remote Outdoor Unit-Air-Source) | H5H3V36*K*AAA* |  |  | ESH5X36M12A*+WALLCON | *97CTN1202422A* | 33400 | 19 | 9 | 34800 | 26600 | 76.44% | 1.92 | 0 | 11 |  |  |  | No | R-454B | 2.7833 | Residential & Commercial | Ducted CEE Tier 1
215939746 | Central HP <5.4 tons | HEIL | HRCU-A-CB (Split System: Heat Pump with Remote Outdoor Unit-Air-Source) | H5H3V36*K*AAA* |  |  | EA*5X48M21A*+WALLCON | *97CTN0601716A* | 33000 | 19 | 9 | 35400 | 27000 | 76.27% | 1.9 | 0 | 11 |  |  |  | No | R-454B | 2.75 | Residential & Commercial | Ducted CEE Tier 1
215938119 | Central HP <5.4 tons | COMFORTMAKER | HRCU-A-CB (Split System: Heat Pump with Remote Outdoor Unit-Air-Source) | C5H3V48*K*AAA* |  |  | EVD5X49M24A*+WALLCON | *96CTN1202422B* | 45500 | 20.5 | 8.1 | 52500 | 38000 | 72.38% | 1.95 | 0 | 11.5 |  |  |  | No | R-454B | 3.7917 | Residential & Commercial | Ducted CEE Tier 1
215937910 | Central HP <5.4 tons | DAY & NIGHT | HRCU-A-CB (Split System: Heat Pump with Remote Outdoor Unit-Air-Source) | C5H3V48*K*AAA* |  |  | EVD5X48M24A*+WALLCON | *80CTL1352422B* | 45000 | 20.5 | 8.1 | 52000 | 38000 | 73.08% | 1.95 | 0 | 11.5 |  |  |  | No | R-454B | 3.75 | Residential & Commercial | Ducted CEE Tier 1
215937769 | Central HP <5.4 tons | COMFORTMAKER | HRCU-A-CB (Split System: Heat Pump with Remote Outdoor Unit-Air-Source) | C5H3V48*K*AAA* |  |  | EVD5X48M21A*+WALLCON | *80CTL1102120B* | 44500 | 20 | 8.1 | 52000 | 38000 | 73.08% | 1.9 | 0 | 11 |  |  |  | No | R-454B | 3.7083 | Residential & Commercial | Ducted CEE Tier 1
215938446 | Central HP <5.4 tons | HEIL | HRCU-A-CB (Split System: Heat Pump with Remote Outdoor Unit-Air-Source) | H5H3V48*K*AAA* |  |  | EVD5X61M21A*+WALLCON | *80CTL0901716B* | 45000 | 21 | 8.1 | 53500 | 37600 | 70.28% | 1.95 | 0 | 12 |  |  |  | No | R-454B | 3.75 | Residential & Commercial | Ducted CEE Tier 1
215939866 | Central HP <5.4 tons | HEIL | HRCU-A-CB (Split System: Heat Pump with Remote Outdoor Unit-Air-Source) | H5H3V36*K*AAA* |  |  | EA*5X61M21A*+WALLCON | *97CTN0801716A* | 34200 | 20 | 9 | 34800 | 26600 | 76.44% | 1.92 | 0 | 11.5 |  |  |  | No | R-454B | 2.85 | Residential & Commercial | Ducted CEE Tier 1
215940616 | Central HP <5.4 tons | HEIL | HRCU-A-CB (Split System: Heat Pump with Remote Outdoor Unit-Air-Source) | H5H3V36*K*AAA* |  |  | EVD5X42M21A*+WALLCON | *96CTN0802120B* | 34400 | 20.5 | 8.5 | 38500 | 28200 | 73.25% | 2.04 | 0 | 11.7 |  |  |  | No | R-454B | 2.8667 | Residential & Commercial | Ducted CEE Tier 1
215940716 | Central HP <5.4 tons | HEIL | HRCU-A-CB (Split System: Heat Pump with Remote Outdoor Unit-Air-Source) | H5H3V36*K*AAA* |  |  | EVD5X42M24A*+WALLCON | *97CTN1202422A* | 35600 | 22 | 8.5 | 38000 | 28400 | 74.74% | 2.04 | 0 | 12.5 |  |  |  | No | R-454B | 2.9667 | Residential & Commercial | Ducted CEE Tier 1
215939876 | Central HP <5.4 tons | HEIL | HRCU-A-CB (Split System: Heat Pump with Remote Outdoor Unit-Air-Source) | H5H3V36*K*AAA* |  |  | EA*5X61M21A*+WALLCON | *97CTN0802120A* | 34400 | 20 | 9 | 34400 | 26200 | 76.16% | 1.96 | 0 | 11.7 |  |  |  | No | R-454B | 2.8667 | Residential & Commercial | Ducted CEE Tier 1
215939926 | Central HP <5.4 tons | HEIL | HRCU-A-CB (Split System: Heat Pump with Remote Outdoor Unit-Air-Source) | H5H3V36*K*AAA* |  |  | EA*5X61M24A*+WALLCON | *97CTN1202422A* | 34400 | 20.5 | 9.5 | 34200 | 26000 | 76.02% | 2.08 | 0 | 12 |  |  |  | No | R-454B | 2.8667 | Residential & Commercial | Ducted CEE Tier 1
215940146 | Central HP <5.4 tons | HEIL | HRCU-A-CB (Split System: Heat Pump with Remote Outdoor Unit-Air-Source) | H5H3V36*K*AAA* |  |  | ESH5X48M12A*+WALLCON | *97CTN0802120A* | 33800 | 19.5 | 9 | 34800 | 26600 | 76.44% | 1.94 | 0 | 11.5 |  |  |  | No | R-454B | 2.8167 | Residential & Commercial | Ducted CEE Tier 1
206790530 | Central HP <5.4 tons | BRYANT HEATING AND COOLING SYSTEMS | HRCU-A-CB (Split System: Heat Pump with Remote Outdoor Unit-Air-Source) | 284ANV036*0**B* |  |  | CAP**3717AL*+UI | 935CA48060C17*** | 33800 | 18.5 | 9 | 35600 | 26400 | 74.16% | 2 | 12 | 11.7 |  |  |  | No | R-410A | 2.8167 | Residential & Commercial | Ducted CEE Tier 1
206790547 | Central HP <5.4 tons | BRYANT HEATING AND COOLING SYSTEMS | HRCU-A-CB (Split System: Heat Pump with Remote Outdoor Unit-Air-Source) | 284ANV036*0**B* |  |  | CNPV*4217AL*+UI | 935CA48060C17*** | 33200 | 19 | 9 | 35600 | 26600 | 74.72% | 1.98 | 12 | 11.7 |  |  |  | No | R-410A | 2.7667 | Residential & Commercial | Ducted CEE Tier 1
212614907 | Central HP <5.4 tons | DAIKIN | HRCU-A-CB (Split System: Heat Pump with Remote Outdoor Unit-Air-Source) | DZ6VSA241EA* |  |  | CA*EA3026*4A* | D*96VC0803BNA* | 23000 | 17 | 8.6 | 23000 | 16100 | 70% | 2 | 0 | 10 |  |  |  | No | R-410A | 1.9167 | Residential & Commercial | Ducted CEE Tier 1
214505250 | Central HP <5.4 tons | DAIKIN | HRCU-A-CB (Split System: Heat Pump with Remote Outdoor Unit-Air-Source) | DZ6VSA241EA* |  |  | CA*EA3026*4B* | D*80VC1005C*A* | 23000 | 17 | 8.6 | 23000 | 16100 | 70% | 2 | 0 | 10 |  |  |  | No | R-410A | 1.9167 | Residential & Commercial | Ducted CEE Tier 1
212614888 | Central HP <5.4 tons | DAIKIN | HRCU-A-CB (Split System: Heat Pump with Remote Outdoor Unit-Air-Source) | DZ6VSA241EA* |  |  | CA*EA2422*4A* | D*96SC0805CUA* | 23000 | 17 | 8.6 | 23000 | 16100 | 70% | 2 | 0 | 10 |  |  |  | No | R-410A | 1.9167 | Residential & Commercial | Ducted CEE Tier 1
212614911 | Central HP <5.4 tons | DAIKIN | HRCU-A-CB (Split System: Heat Pump with Remote Outdoor Unit-Air-Source) | DZ6VSA241EA* |  |  | CA*EA3026*4A* | D*97MC0603BNA* | 23000 | 17 | 8.6 | 23000 | 16100 | 70% | 2 | 0 | 10 |  |  |  | No | R-410A | 1.9167 | Residential & Commercial | Ducted CEE Tier 1
210473406 | Central HP <5.4 tons | AIRQUEST | HRCU-A-CB (Split System: Heat Pump with Remote Outdoor Unit-Air-Source) | HVH825GKA3* |  |  | EA*4X48L21A*+WALLCON | *96CTN1002122A* | 24000 | 16.5 | 8.1 | 21000 | 16500 | 78.57% | 2.02 | 0 | 11 |  |  |  | No | R-410A | 2 | Residential & Commercial | Ducted CEE Tier 1
210473340 | Central HP <5.4 tons | AIRQUEST | HRCU-A-CB (Split System: Heat Pump with Remote Outdoor Unit-Air-Source) | HVH825GKA3* |  |  | EA*4X48L21A*+WALLCON | *80CTL0701716A* | 24000 | 17 | 8.1 | 21000 | 16600 | 79.05% | 2.02 | 0 | 11 |  |  |  | No | R-410A | 2 | Residential & Commercial | Ducted CEE Tier 1
210473439 | Central HP <5.4 tons | AIRQUEST | HRCU-A-CB (Split System: Heat Pump with Remote Outdoor Unit-Air-Source) | HVH825GKA3* |  |  | EA*4X48L24A*+WALLCON | *95CSU0802120A* | 24200 | 17 | 8.1 | 21000 | 16500 | 78.57% | 2.02 | 0 | 11 |  |  |  | No | R-410A | 2.0167 | Residential & Commercial | Ducted CEE Tier 1
215865009 | Central HP <5.4 tons | TRANE | HRCU-A-CB (Split System: Heat Pump with Remote Outdoor Unit-Air-Source) | 5TWV8X60A1 |  |  | 5PX*D010AS3 | L8V1C100U5VSB+LRP | 54500 | 18.1 | 8.5 | 55000 | 39500 | 71.82% | 2 | 0 | 10.5 |  |  |  | No | R-454B | 4.5417 | Residential & Commercial | Ducted CEE Tier 1
214279896 | Central HP <5.4 tons | COMFORTMAKER | HRCU-A-CB (Split System: Heat Pump with Remote Outdoor Unit-Air-Source) | DLCURAH24ABK |  |  | EA*4X30L17A* | *96MSN0601716A* | 23400 | 16.5 | 9 | 25800 | 24400 | 94.57% | 2.02 | 0 | 10 |  |  |  | No | R-410A | 1.95 | Residential & Commercial | Ducted CEE Tier 1
214279946 | Central HP <5.4 tons | AIRQUEST | HRCU-A-CB (Split System: Heat Pump with Remote Outdoor Unit-Air-Source) | DLCURAH24ABK |  |  | EA*4X37L21A* | *96MSN0601716A* | 24600 | 17 | 9 | 25400 | 21200 | 83.46% | 1.78 | 0 | 10 |  |  |  | No | R-410A | 2.05 | Residential & Commercial | Ducted CEE Tier 1
215864737 | Central HP <5.4 tons | TRANE | HRCU-A-CB (Split System: Heat Pump with Remote Outdoor Unit-Air-Source) | 5TWV8X60A1 |  |  | 5TXCD008AS3 | S9V2C080U5PSC+LRP | 53000 | 18.1 | 8.5 | 56000 | 40000 | 71.43% | 2 | 0 | 10 |  |  |  | No | R-454B | 4.4167 | Residential & Commercial | Ducted CEE Tier 1
212972136 | Central HP <5.4 tons | COMFORTMAKER | HRCU-A-CB (Split System: Heat Pump with Remote Outdoor Unit-Air-Source) | DLCURAH24ABK |  |  | EA*4X37L21A* | *80VTL0902120B* | 24800 | 17 | 8.5 | 25600 | 21400 | 83.59% | 1.8 | 0 | 10.5 |  |  |  | No | R-410A | 2.0667 | Residential & Commercial | Ducted CEE Tier 1
212972956 | Central HP <5.4 tons | COMFORTMAKER | HRCU-A-CB (Split System: Heat Pump with Remote Outdoor Unit-Air-Source) | DLCURAH24ABK |  |  | EA*4X37L17A* | *96VSN0401410B* | 23800 | 16.5 | 8.5 | 25600 | 22600 | 88.28% | 1.86 | 0 | 10 |  |  |  | No | R-410A | 1.9833 | Residential & Commercial | Ducted CEE Tier 1
215864959 | Central HP <5.4 tons | TRANE | HRCU-A-CB (Split System: Heat Pump with Remote Outdoor Unit-Air-Source) | 5TWV8X48A1 |  |  | 5TXCD008AS3 | S9V2C100U4VSB+LRP | 45500 | 18.1 | 8.5 | 45500 | 35200 | 77.36% | 2.1 | 0 | 10 |  |  |  | No | R-454B | 3.7917 | Residential & Commercial | Ducted CEE Tier 1
215864977 | Central HP <5.4 tons | TRANE | HRCU-A-CB (Split System: Heat Pump with Remote Outdoor Unit-Air-Source) | 5TWV8X48A1 |  |  | 5TXCD010AS3 | L8V1C100U5VSB+LRP | 46500 | 18.1 | 8.5 | 45000 | 34600 | 76.89% | 2.2 | 0 | 10.5 |  |  |  | No | R-454B | 3.875 | Residential & Commercial | Ducted CEE Tier 1
215864993 | Central HP <5.4 tons | TRANE | HRCU-A-CB (Split System: Heat Pump with Remote Outdoor Unit-Air-Source) | 5TWV8X48A1 |  |  | 5TXCD010AS3 | S8V2C080M5PCB | 46000 | 18.1 | 8.5 | 45000 | 34600 | 76.89% | 2.2 | 0 | 10.5 |  |  |  | No | R-454B | 3.8333 | Residential & Commercial | Ducted CEE Tier 1
215865043 | Central HP <5.4 tons | TRANE | HRCU-A-CB (Split System: Heat Pump with Remote Outdoor Unit-Air-Source) | 5TWV8X48A1 |  |  | 5TEMCD07AV51+TDR |  | 46500 | 18.1 | 8.5 | 45000 | 34400 | 76.44% | 2.2 | 0 | 11.2 |  |  |  | No | R-454B | 3.875 | Residential & Commercial | Ducted CEE Tier 1
215864665 | Central HP <5.4 tons | TRANE | HRCU-A-CB (Split System: Heat Pump with Remote Outdoor Unit-Air-Source) | 5TWV8X48A1 |  |  | 5TXCB006AS3 | S9V2B080U4VSB+LRP | 44500 | 18.1 | 8.5 | 46000 | 35400 | 76.96% | 2.1 | 0 | 10 |  |  |  | No | R-454B | 3.7083 | Residential & Commercial | Ducted CEE Tier 1
211378194 | Central HP <5.4 tons | YORK | HRCU-A-CB (Split System: Heat Pump with Remote Outdoor Unit-Air-Source) | HMH72B341 |  |  | XAFC36DBCN1 | TM8V080C16MP12 | 34000 | 17.5 | 8.5 | 33800 | 23800 | 70.41% | 2.08 | 0 | 10 |  |  |  | No | R-410A | 2.8333 | Residential & Commercial | Ducted CEE Tier 1
206790076 | Central HP <5.4 tons | BRYANT HEATING AND COOLING SYSTEMS | HRCU-A-CB (Split System: Heat Pump with Remote Outdoor Unit-Air-Source) | 284ANV024*0**B* |  |  | CNPV*4221AL*+UI | 987MB42080C17*** | 23400 | 20 | 10 | 26800 | 20000 | 74.63% | 2.42 | 13 | 13 |  |  |  | No | R-410A | 1.95 | Residential & Commercial | Ducted CEE Tier 1
206790144 | Central HP <5.4 tons | BRYANT HEATING AND COOLING SYSTEMS | HRCU-A-CB (Split System: Heat Pump with Remote Outdoor Unit-Air-Source) | 284ANV024*0**B* |  |  | CAP**3621AL*+UI | 986TC42080C17*** | 23200 | 20 | 10 | 26600 | 19900 | 74.81% | 2.42 | 14 | 13 |  |  |  | No | R-410A | 1.9333 | Residential & Commercial | Ducted CEE Tier 1
206790260 | Central HP <5.4 tons | BRYANT HEATING AND COOLING SYSTEMS | HRCU-A-CB (Split System: Heat Pump with Remote Outdoor Unit-Air-Source) | 284ANV024*0**B* |  |  | CSPH*3612AL*+UI | 935CA60080C21*** | 23800 | 19.5 | 9.5 | 26600 | 19700 | 74.06% | 2.52 | 13.5 | 13 |  |  |  | No | R-410A | 1.9833 | Residential & Commercial | Ducted CEE Tier 1
214491640 | Central HP <5.4 tons | DAIKIN | HRCU-A-CB (Split System: Heat Pump with Remote Outdoor Unit-Air-Source) | DZ6VSA1810A* |  |  | CA*EA1818*4B* | D*80VC0804C*A* | 16600 | 17.5 | 8.5 | 17400 | 13000 | 74.71% | 2.1 | 0 | 10.9 |  |  |  | No | R-410A | 1.3833 | Residential & Commercial | Ducted CEE Tier 1
214491642 | Central HP <5.4 tons | DAIKIN | HRCU-A-CB (Split System: Heat Pump with Remote Outdoor Unit-Air-Source) | DZ6VSA1810A* |  |  | CA*EA1818*4B* | D*96SC0805CUA* | 16600 | 17.5 | 8.5 | 17400 | 13000 | 74.71% | 2.1 | 0 | 10.9 |  |  |  | No | R-410A | 1.3833 | Residential & Commercial | Ducted CEE Tier 1
214491657 | Central HP <5.4 tons | DAIKIN | HRCU-A-CB (Split System: Heat Pump with Remote Outdoor Unit-Air-Source) | DZ6VSA1810A* |  |  | CA*EA2422*4B* | D*80SC0805CUA* | 16600 | 17.5 | 8.5 | 17400 | 13000 | 74.71% | 2.1 | 0 | 10.9 |  |  |  | No | R-410A | 1.3833 | Residential & Commercial | Ducted CEE Tier 1
210472826 | Central HP <5.4 tons | DAY & NIGHT | HRCU-A-CB (Split System: Heat Pump with Remote Outdoor Unit-Air-Source) | CVH825GKA3* |  |  | EA*4X42L21A*+WALLCON | *95CSU0802120A* | 23800 | 16.5 | 8.1 | 21400 | 16600 | 77.57% | 1.96 | 0 | 11 |  |  |  | No | R-410A | 1.9833 | Residential & Commercial | Ducted CEE Tier 1
210473024 | Central HP <5.4 tons | DAY & NIGHT | HRCU-A-CB (Split System: Heat Pump with Remote Outdoor Unit-Air-Source) | CVH825GKA3* |  |  | EA*4X42L24A*+WALLCON | *80CTL1352422A* | 23800 | 16.5 | 8.1 | 21400 | 16600 | 77.57% | 1.96 | 0 | 11 |  |  |  | No | R-410A | 1.9833 | Residential & Commercial | Ducted CEE Tier 1
211378905 | Central HP <5.4 tons | YORK | HRCU-A-CB (Split System: Heat Pump with Remote Outdoor Unit-Air-Source) | HMH72B341 |  |  | XAFC36DXXN1+TXV | TL8E080C16UH11 | 34000 | 17.5 | 8.1 | 34000 | 24200 | 71.18% | 2.1 | 0 | 10 |  |  |  | No | R-410A | 2.8333 | Residential & Commercial | Ducted CEE Tier 1
214491634 | Central HP <5.4 tons | DAIKIN | HRCU-A-CB (Split System: Heat Pump with Remote Outdoor Unit-Air-Source) | DZ6VSA1810A* |  |  | CA*EA1818*4B* | D*96VC0603BNA* | 16600 | 17.5 | 8.5 | 17400 | 13000 | 74.71% | 2.1 | 0 | 10.9 |  |  |  | No | R-410A | 1.3833 | Residential & Commercial | Ducted CEE Tier 1
214491651 | Central HP <5.4 tons | DAIKIN | HRCU-A-CB (Split System: Heat Pump with Remote Outdoor Unit-Air-Source) | DZ6VSA1810A* |  |  | CA*EA2422*4B* | D*96VC0403BNA* | 16600 | 17.5 | 8.5 | 17400 | 13000 | 74.71% | 2.1 | 0 | 10.9 |  |  |  | No | R-410A | 1.3833 | Residential & Commercial | Ducted CEE Tier 1
210473966 | Central HP <5.4 tons | DAY & NIGHT | HRCU-A-CB (Split System: Heat Pump with Remote Outdoor Unit-Air-Source) | CVH825GKA3* |  |  | EN(A,D,W)4X48L21**+WALLCON | *80CTL0701716A* | 24200 | 17 | 8.1 | 21400 | 16600 | 77.57% | 2.02 | 0 | 11 |  |  |  | No | R-410A | 2.0167 | Residential & Commercial | Ducted CEE Tier 1
210474032 | Central HP <5.4 tons | DAY & NIGHT | HRCU-A-CB (Split System: Heat Pump with Remote Outdoor Unit-Air-Source) | CVH825GKA3* |  |  | EN(A,D,W)4X48L21**+WALLCON | *96CTN1002122A* | 24200 | 17 | 8.1 | 21400 | 16600 | 77.57% | 2.02 | 0 | 11.5 |  |  |  | No | R-410A | 2.0167 | Residential & Commercial | Ducted CEE Tier 1
210473133 | Central HP <5.4 tons | COMFORTMAKER | HRCU-A-CB (Split System: Heat Pump with Remote Outdoor Unit-Air-Source) | CVH825GKA3* |  |  | EA*4X43L21A*+WALLCON | *80CSU0601716A* | 24400 | 17 | 8.1 | 21200 | 16600 | 78.3% | 2.02 | 0 | 11 |  |  |  | No | R-410A | 2.0333 | Residential & Commercial | Ducted CEE Tier 1
210474053 | Central HP <5.4 tons | COMFORTMAKER | HRCU-A-CB (Split System: Heat Pump with Remote Outdoor Unit-Air-Source) | CVH825GKA3* |  |  | EN(A,D,W)4X48L21**+WALLCON | *97CMN0602120A* | 24000 | 16.5 | 8.1 | 21400 | 16700 | 78.04% | 2 | 0 | 11 |  |  |  | No | R-410A | 2 | Residential & Commercial | Ducted CEE Tier 1
214491636 | Central HP <5.4 tons | DAIKIN | HRCU-A-CB (Split System: Heat Pump with Remote Outdoor Unit-Air-Source) | DZ6VSA1810A* |  |  | CA*EA1818*4B* | D*97MC0603BNA* | 16600 | 17.5 | 8.5 | 17400 | 13000 | 74.71% | 2.1 | 0 | 10.9 |  |  |  | No | R-410A | 1.3833 | Residential & Commercial | Ducted CEE Tier 1
214491638 | Central HP <5.4 tons | DAIKIN | HRCU-A-CB (Split System: Heat Pump with Remote Outdoor Unit-Air-Source) | DZ6VSA1810A* |  |  | CA*EA1818*4B*+MBVC1200**-1A* |  | 16600 | 17.5 | 8.5 | 17400 | 13000 | 74.71% | 2.1 | 0 | 10.9 |  |  |  | No | R-410A | 1.3833 | Residential & Commercial | Ducted CEE Tier 1
214491654 | Central HP <5.4 tons | DAIKIN | HRCU-A-CB (Split System: Heat Pump with Remote Outdoor Unit-Air-Source) | DZ6VSA1810A* |  |  | CA*EA2422*4B* | D*97MC0603BNA* | 16600 | 17.5 | 8.5 | 17400 | 13000 | 74.71% | 2.1 | 0 | 10.9 |  |  |  | No | R-410A | 1.3833 | Residential & Commercial | Ducted CEE Tier 1
214491663 | Central HP <5.4 tons | DAIKIN | HRCU-A-CB (Split System: Heat Pump with Remote Outdoor Unit-Air-Source) | DZ6VSA1810A* |  |  | CA*EA2422*4B*+MBVC1600**-1A* |  | 16600 | 17.5 | 8.5 | 17400 | 13000 | 74.71% | 2.1 | 0 | 10.9 |  |  |  | No | R-410A | 1.3833 | Residential & Commercial | Ducted CEE Tier 1
210473408 | Central HP <5.4 tons | COMFORTMAKER | HRCU-A-CB (Split System: Heat Pump with Remote Outdoor Unit-Air-Source) | CVH825GKA3* |  |  | EA*4X48L21A*+WALLCON | *96CTN1002122A* | 24000 | 16.5 | 8.1 | 21000 | 16500 | 78.57% | 2.02 | 0 | 11 |  |  |  | No | R-410A | 2 | Residential & Commercial | Ducted CEE Tier 1
210472836 | Central HP <5.4 tons | COMFORTMAKER | HRCU-A-CB (Split System: Heat Pump with Remote Outdoor Unit-Air-Source) | CVH825GKA3* |  |  | EA*4X42L21A*+WALLCON | *95CSU1002122A* | 23800 | 16.5 | 8.1 | 21400 | 16600 | 77.57% | 1.96 | 0 | 11 |  |  |  | No | R-410A | 1.9833 | Residential & Commercial | Ducted CEE Tier 1
210472902 | Central HP <5.4 tons | COMFORTMAKER | HRCU-A-CB (Split System: Heat Pump with Remote Outdoor Unit-Air-Source) | CVH825GKA3* |  |  | EA*4X42L21A*+WALLCON | *96CTN0601714A* | 23600 | 16.5 | 8.1 | 21400 | 16700 | 78.04% | 1.94 | 0 | 11 |  |  |  | No | R-410A | 1.9667 | Residential & Commercial | Ducted CEE Tier 1
210473155 | Central HP <5.4 tons | COMFORTMAKER | HRCU-A-CB (Split System: Heat Pump with Remote Outdoor Unit-Air-Source) | CVH825GKA3* |  |  | EA*4X43L21A*+WALLCON | *80CTL0451712A* | 24200 | 16.5 | 8.1 | 21600 | 16800 | 77.78% | 2 | 0 | 11 |  |  |  | No | R-410A | 2.0167 | Residential & Commercial | Ducted CEE Tier 1
210473101 | Central HP <5.4 tons | DAY & NIGHT | HRCU-A-CB (Split System: Heat Pump with Remote Outdoor Unit-Air-Source) | CVH825GKA3* |  |  | EA*4X43L21A*+WALLCON | *95CSU0802120A* | 24400 | 17 | 8.5 | 21200 | 16600 | 78.3% | 2.04 | 0 | 11 |  |  |  | No | R-410A | 2.0333 | Residential & Commercial | Ducted CEE Tier 1
210473167 | Central HP <5.4 tons | DAY & NIGHT | HRCU-A-CB (Split System: Heat Pump with Remote Outdoor Unit-Air-Source) | CVH825GKA3* |  |  | EA*4X43L21A*+WALLCON | *80CTL0701716A* | 24400 | 17 | 8.5 | 21200 | 16600 | 78.3% | 2.02 | 0 | 11 |  |  |  | No | R-410A | 2.0333 | Residential & Commercial | Ducted CEE Tier 1
210473233 | Central HP <5.4 tons | DAY & NIGHT | HRCU-A-CB (Split System: Heat Pump with Remote Outdoor Unit-Air-Source) | CVH825GKA3* |  |  | EA*4X43L21A*+WALLCON | *96CTN1002122A* | 24400 | 16.5 | 8.5 | 21200 | 16600 | 78.3% | 2.04 | 0 | 11 |  |  |  | No | R-410A | 2.0333 | Residential & Commercial | Ducted CEE Tier 1
210473244 | Central HP <5.4 tons | DAY & NIGHT | HRCU-A-CB (Split System: Heat Pump with Remote Outdoor Unit-Air-Source) | CVH825GKA3* |  |  | EA*4X43L21A*+WALLCON | *80CTL0901716A* | 24600 | 17.5 | 8.5 | 21000 | 16500 | 78.57% | 2.04 | 0 | 11.7 |  |  |  | No | R-410A | 2.05 | Residential & Commercial | Ducted CEE Tier 1
214573057 | Central HP <5.4 tons | TEMPSTAR | HRCU-A-CB (Split System: Heat Pump with Remote Outdoor Unit-Air-Source) | TVH837GKA** |  |  | EA*4X61L24A*+WALLCON | *97CMN0802120B* | 33200 | 17.5 | 8.5 | 31800 | 24800 | 77.99% | 2 | 0 | 11.5 |  |  |  | No | R-410A | 2.7667 | Residential & Commercial | Ducted CEE Tier 1
215864531 | Central HP <5.4 tons | TRANE | HRCU-A-CB (Split System: Heat Pump with Remote Outdoor Unit-Air-Source) | 5TWV8X36A1 |  |  | 5PX*C005AS3 | S8V2C100M5PDB | 31800 | 18.1 | 8.5 | 32800 | 25400 | 77.44% | 2.1 | 0 | 10 |  |  |  | No | R-454B | 2.65 | Residential & Commercial | Ducted CEE Tier 1
215864561 | Central HP <5.4 tons | TRANE | HRCU-A-CB (Split System: Heat Pump with Remote Outdoor Unit-Air-Source) | 5TWV8X36A1 |  |  | 5PX*CD05AS3 | S8V2C080M5PDB | 32000 | 18.1 | 8.5 | 33800 | 25600 | 75.74% | 2 | 0 | 10 |  |  |  | No | R-454B | 2.6667 | Residential & Commercial | Ducted CEE Tier 1
213353850 | Central HP <5.4 tons | DAY & NIGHT | HRCU-A-CB (Split System: Heat Pump with Remote Outdoor Unit-Air-Source) | DLCURAH36ABK |  |  | F5MA4*36L*B* |  | 35800 | 16 | 9 | 38500 | 35000 | 90.91% | 1.94 | 0 | 10 |  |  |  | No | R-410A | 2.9833 | Residential & Commercial | Ducted CEE Tier 1
213076495 | Central HP <5.4 tons | TEMPSTAR | HRCU-A-CB (Split System: Heat Pump with Remote Outdoor Unit-Air-Source) | DLCURAH36ABK |  |  | EA*4X37L17A* | *80VTL0701716B* | 36000 | 15.5 | 8.5 | 38500 | 34800 | 90.39% | 2.04 | 0 | 10 |  |  |  | No | R-410A | 3 | Residential & Commercial | Ducted CEE Tier 1
213076649 | Central HP <5.4 tons | TEMPSTAR | HRCU-A-CB (Split System: Heat Pump with Remote Outdoor Unit-Air-Source) | DLCURAH36ABK |  |  | EA*4X37L21A* | *80VTL0902120B* | 36600 | 16 | 8.5 | 38500 | 35000 | 90.91% | 1.88 | 0 | 10 |  |  |  | No | R-410A | 3.05 | Residential & Commercial | Ducted CEE Tier 1
213077014 | Central HP <5.4 tons | TEMPSTAR | HRCU-A-CB (Split System: Heat Pump with Remote Outdoor Unit-Air-Source) | DLCURAH36ABK |  |  | END4X42L17** | *96VSN0801716B* | 35800 | 15.5 | 8.1 | 39000 | 35200 | 90.26% | 1.88 | 0 | 10 |  |  |  | No | R-410A | 2.9833 | Residential & Commercial | Ducted CEE Tier 1
213077184 | Central HP <5.4 tons | TEMPSTAR | HRCU-A-CB (Split System: Heat Pump with Remote Outdoor Unit-Air-Source) | DLCURAH36ABK |  |  | EA*4X43L21A* | *96VSN1002120B* | 36200 | 16 | 8.5 | 38000 | 34800 | 91.58% | 2.02 | 0 | 10 |  |  |  | No | R-410A | 3.0167 | Residential & Commercial | Ducted CEE Tier 1
213078067 | Central HP <5.4 tons | TEMPSTAR | HRCU-A-CB (Split System: Heat Pump with Remote Outdoor Unit-Air-Source) | DLCURAH36ABK |  |  | EA*4X37L17A* | *80MS(N,L)0701716A* | 36000 | 15.5 | 8.5 | 38500 | 35000 | 90.91% | 2 | 0 | 10 |  |  |  | No | R-410A | 3 | Residential & Commercial | Ducted CEE Tier 1
213078103 | Central HP <5.4 tons | TEMPSTAR | HRCU-A-CB (Split System: Heat Pump with Remote Outdoor Unit-Air-Source) | DLCURAH36ABK |  |  | EA*4X43L21A* | *80MS(N,L)0701716A* | 36600 | 16 | 8.5 | 38500 | 35000 | 90.91% | 2.06 | 0 | 10 |  |  |  | No | R-410A | 3.05 | Residential & Commercial | Ducted CEE Tier 1
213078484 | Central HP <5.4 tons | TEMPSTAR | HRCU-A-CB (Split System: Heat Pump with Remote Outdoor Unit-Air-Source) | DLCURAH36ABK |  |  | EN(A,D)4X48L24** | *80MS(N,L)0902116A* | 35800 | 16.5 | 8.1 | 38500 | 34800 | 90.39% | 2 | 0 | 10 |  |  |  | No | R-410A | 2.9833 | Residential & Commercial | Ducted CEE Tier 1
213078518 | Central HP <5.4 tons | TEMPSTAR | HRCU-A-CB (Split System: Heat Pump with Remote Outdoor Unit-Air-Source) | DLCURAH36ABK |  |  | EA*4X42L21A* | *80MS(N,L)0902120A* | 35400 | 16.5 | 8.1 | 38500 | 35000 | 90.91% | 1.9 | 0 | 10 |  |  |  | No | R-410A | 2.95 | Residential & Commercial | Ducted CEE Tier 1
213079407 | Central HP <5.4 tons | TEMPSTAR | HRCU-A-CB (Split System: Heat Pump with Remote Outdoor Unit-Air-Source) | DLCURAH36ABK |  |  | EA*4X37L17A* | *92MSN0601714A* | 36000 | 15.5 | 8.5 | 38500 | 35000 | 90.91% | 2 | 0 | 10 |  |  |  | No | R-410A | 3 | Residential & Commercial | Ducted CEE Tier 1
213079505 | Central HP <5.4 tons | TEMPSTAR | HRCU-A-CB (Split System: Heat Pump with Remote Outdoor Unit-Air-Source) | DLCURAH36ABK |  |  | EN(A,D,W)4X48L21** | *92MSN0601714A* | 35800 | 16 | 8.1 | 38500 | 35000 | 90.91% | 2 | 0 | 10 |  |  |  | No | R-410A | 2.9833 | Residential & Commercial | Ducted CEE Tier 1
213079019 | Central HP <5.4 tons | TEMPSTAR | HRCU-A-CB (Split System: Heat Pump with Remote Outdoor Unit-Air-Source) | DLCURAH36ABK |  |  | EA*4X43L21A* | *80MSU0401712A* | 36600 | 16 | 8.5 | 38500 | 34800 | 90.39% | 2.08 | 0 | 10 |  |  |  | No | R-410A | 3.05 | Residential & Commercial | Ducted CEE Tier 1
214396089 | Central HP <5.4 tons | YORK | HRCU-A-CB (Split System: Heat Pump with Remote Outdoor Unit-Air-Source) | HH860E2S11 |  |  | JHC60D5CH2SS1 |  | 53500 | 19 | 9 | 53000 | 37800 | 71.32% | 2 | 0 | 12 |  |  |  | No | R-454B | 4.4583 | Residential & Commercial | Ducted CEE Tier 1
214395753 | Central HP <5.4 tons | YORK | HRCU-A-CB (Split System: Heat Pump with Remote Outdoor Unit-Air-Source) | HH860E2S11 |  |  | CTM60C5CGS1 | TPLC100C20MP13 | 44000 | 18 | 9 | 44500 | 33600 | 75.51% | 2 | 0 | 11.7 |  |  |  | No | R-454B | 3.6667 | Residential & Commercial | Ducted CEE Tier 1
214395755 | Central HP <5.4 tons | YORK | HRCU-A-CB (Split System: Heat Pump with Remote Outdoor Unit-Air-Source) | HH860E2S11 |  |  | CTM60C5CGS1 | YPLC100C20MP13 | 44000 | 18 | 9 | 44500 | 33600 | 75.51% | 2 | 0 | 11.7 |  |  |  | No | R-454B | 3.6667 | Residential & Commercial | Ducted CEE Tier 1
214395756 | Central HP <5.4 tons | YORK | HRCU-A-CB (Split System: Heat Pump with Remote Outdoor Unit-Air-Source) | HH860E2S11 |  |  | CTM60C5CGS1 | YPLC120C20MP13 | 44000 | 18 | 9 | 44500 | 33600 | 75.51% | 2 | 0 | 11.7 |  |  |  | No | R-454B | 3.6667 | Residential & Commercial | Ducted CEE Tier 1
214395653 | Central HP <5.4 tons | YORK | HRCU-A-CB (Split System: Heat Pump with Remote Outdoor Unit-Air-Source) | HH860E2S11 |  |  | CTF60C5CGS1 | TM9V080C16MP12 | 43500 | 17 | 9 | 44000 | 33600 | 76.36% | 2 | 0 | 11 |  |  |  | No | R-454B | 3.625 | Residential & Commercial | Ducted CEE Tier 1
214395940 | Central HP <5.4 tons | YORK | HRCU-A-CB (Split System: Heat Pump with Remote Outdoor Unit-Air-Source) | HH860E2S11 |  |  | CTF60C5CGS1 | YPLC080C16MP13 | 43500 | 18 | 9 | 44000 | 33400 | 75.91% | 2 | 0 | 11.7 |  |  |  | No | R-454B | 3.625 | Residential & Commercial | Ducted CEE Tier 1
214570637 | Central HP <5.4 tons | TEMPSTAR | HRCU-A-CB (Split System: Heat Pump with Remote Outdoor Unit-Air-Source) | TVH825GKA3* |  |  | EA*4X43L21A*+WALLCON | *95CSU1002122B* | 24400 | 17 | 8.5 | 21200 | 16600 | 78.3% | 2.04 | 0 | 11 |  |  |  | No | R-410A | 2.0333 | Residential & Commercial | Ducted CEE Tier 1
215940196 | Central HP <5.4 tons | HEIL | HRCU-A-CB (Split System: Heat Pump with Remote Outdoor Unit-Air-Source) | H5H3V36*K*AAA* |  |  | ESH5X60M12A*+WALLCON | *80CSU0601716B* | 34200 | 19.5 | 9 | 34200 | 26000 | 76.02% | 1.94 | 0 | 11.7 |  |  |  | No | R-454B | 2.85 | Residential & Commercial | Ducted CEE Tier 1
215940446 | Central HP <5.4 tons | HEIL | HRCU-A-CB (Split System: Heat Pump with Remote Outdoor Unit-Air-Source) | H5H3V36*K*AAA* |  |  | EVM5X60M21A*+WALLCON | *97CTN0802120A* | 35600 | 21.5 | 8.5 | 38000 | 28600 | 75.26% | 2.04 | 0 | 12 |  |  |  | No | R-454B | 2.9667 | Residential & Commercial | Ducted CEE Tier 1
215940046 | Central HP <5.4 tons | HEIL | HRCU-A-CB (Split System: Heat Pump with Remote Outdoor Unit-Air-Source) | H5H3V36*K*AAA* |  |  | ESH5X42M12A*+WALLCON | *97CTN0601716A* | 33200 | 18.5 | 9 | 35600 | 27200 | 76.4% | 1.92 | 0 | 10.5 |  |  |  | No | R-454B | 2.7667 | Residential & Commercial | Ducted CEE Tier 1
215940696 | Central HP <5.4 tons | HEIL | HRCU-A-CB (Split System: Heat Pump with Remote Outdoor Unit-Air-Source) | H5H3V36*K*AAA* |  |  | EVD5X42M24A*+WALLCON | *97CTN0802120A* | 35400 | 21.5 | 8.5 | 38000 | 28600 | 75.26% | 2.04 | 0 | 12 |  |  |  | No | R-454B | 2.95 | Residential & Commercial | Ducted CEE Tier 1
213607807 | Central HP <5.4 tons | TEMPSTAR | HRCU-A-CB (Split System: Heat Pump with Remote Outdoor Unit-Air-Source) | DLCURAH48ABK |  |  | FTMA4B60L0D* |  | 48500 | 17 | 8.5 | 48500 | 34000 | 70.1% | 2.02 | 0 | 10 |  |  |  | No | R-410A | 4.0417 | Residential & Commercial | Ducted CEE Tier 1
215940176 | Central HP <5.4 tons | HEIL | HRCU-A-CB (Split System: Heat Pump with Remote Outdoor Unit-Air-Source) | H5H3V36*K*AAA* |  |  | ESH5X60M12A*+WALLCON | *96CTN0802120B* | 34200 | 19.5 | 9 | 34200 | 26000 | 76.02% | 1.96 | 0 | 11.7 |  |  |  | No | R-454B | 2.85 | Residential & Commercial | Ducted CEE Tier 1
210596450 | Central HP <5.4 tons | BRYANT HEATING AND COOLING SYSTEMS | HRCU-A-CB (Split System: Heat Pump with Remote Outdoor Unit-Air-Source) | 288BNV025*0**B* |  |  | CSPH*4812AL*+UI | 987MB66100C21*** | 24200 | 16 | 8.1 | 21200 | 16700 | 78.77% | 2.04 | 0 | 11 |  |  |  | No | R-410A | 2.0167 | Residential & Commercial | Ducted CEE Tier 1
215433998 | Central HP <5.4 tons | DAIKIN | HRCU-A-CB (Split System: Heat Pump with Remote Outdoor Unit-Air-Source) | DH7VSA2410A* |  |  | CA*EA3626*3A* | D*80TC1005C*A* | 23200 | 19 | 8.6 | 23200 | 17000 | 73.28% | 2 | 0 | 11 |  |  |  | No | R-32 | 1.9333 | Residential & Commercial | Ducted CEE Tier 1
214573657 | Central HP <5.4 tons | TEMPSTAR | HRCU-A-CB (Split System: Heat Pump with Remote Outdoor Unit-Air-Source) | TVH837GKA2* |  |  | EA*4X36L21A*+WALLCON | *97CMN0802120B* | 31600 | 17 | 8.1 | 33000 | 24200 | 73.33% | 1.86 | 0 | 11 |  |  |  | No | R-410A | 2.6333 | Residential & Commercial | Ducted CEE Tier 1
214573857 | Central HP <5.4 tons | TEMPSTAR | HRCU-A-CB (Split System: Heat Pump with Remote Outdoor Unit-Air-Source) | TVH837GKA2* |  |  | EA*4X43L21A*+WALLCON | *80CTL0702120B* | 32800 | 17.5 | 8.5 | 32800 | 25200 | 76.83% | 2 | 0 | 11 |  |  |  | No | R-410A | 2.7333 | Residential & Commercial | Ducted CEE Tier 1
215941016 | Central HP <5.4 tons | HEIL | HRCU-A-CB (Split System: Heat Pump with Remote Outdoor Unit-Air-Source) | H5H3V48*K*AAA* |  |  | EA*5X60M24A*+WALLCON | *97CTN1002122A* | 44500 | 21 | 9.5 | 48000 | 36400 | 75.83% | 2 | 0 | 11 |  |  |  | No | R-454B | 3.7083 | Residential & Commercial | Ducted CEE Tier 1
215940996 | Central HP <5.4 tons | HEIL | HRCU-A-CB (Split System: Heat Pump with Remote Outdoor Unit-Air-Source) | H5H3V48*K*AAA* |  |  | EA*5X60M24A*+WALLCON | *96CTN0802120B* | 44500 | 21 | 9.5 | 48500 | 36600 | 75.46% | 2 | 0 | 11 |  |  |  | No | R-454B | 3.7083 | Residential & Commercial | Ducted CEE Tier 1
215941066 | Central HP <5.4 tons | HEIL | HRCU-A-CB (Split System: Heat Pump with Remote Outdoor Unit-Air-Source) | H5H3V48*K*AAA* |  |  | EA*5X61M21A*+WALLCON | *97CTN0801716A* | 44500 | 20 | 9 | 49000 | 37600 | 76.73% | 2 | 0 | 11 |  |  |  | No | R-454B | 3.7083 | Residential & Commercial | Ducted CEE Tier 1
210473688 | Central HP <5.4 tons | AIRQUEST | HRCU-A-CB (Split System: Heat Pump with Remote Outdoor Unit-Air-Source) | HVH825GKA3* |  |  | END4X42L17**+WALLCON | *80CTL0701412A* | 24000 | 17 | 8.1 | 21400 | 16600 | 77.57% | 2 | 0 | 11 |  |  |  | No | R-410A | 2 | Residential & Commercial | Ducted CEE Tier 1
210473974 | Central HP <5.4 tons | AIRQUEST | HRCU-A-CB (Split System: Heat Pump with Remote Outdoor Unit-Air-Source) | HVH825GKA3* |  |  | EN(A,D,W)4X48L21**+WALLCON | *96CTN0601714A* | 24000 | 16.5 | 8.1 | 21400 | 16700 | 78.04% | 2 | 0 | 11 |  |  |  | No | R-410A | 2 | Residential & Commercial | Ducted CEE Tier 1
210474441 | Central HP <5.4 tons | AIRQUEST | HRCU-A-CB (Split System: Heat Pump with Remote Outdoor Unit-Air-Source) | HVH825GKA3* |  |  | EHD4X48AAL+WALLCON | *95CSU0601716A* | 24200 | 16 | 8.1 | 21400 | 16700 | 78.04% | 2 | 0 | 10.5 |  |  |  | No | R-410A | 2.0167 | Residential & Commercial | Ducted CEE Tier 1
210474474 | Central HP <5.4 tons | AIRQUEST | HRCU-A-CB (Split System: Heat Pump with Remote Outdoor Unit-Air-Source) | HVH825GKA3* |  |  | EHD4X48AAL+WALLCON | *80CSU0401712A* | 24200 | 16.5 | 8.1 | 21200 | 16600 | 78.3% | 2.02 | 0 | 11 |  |  |  | No | R-410A | 2.0167 | Residential & Commercial | Ducted CEE Tier 1
215864505 | Central HP <5.4 tons | TRANE | HRCU-A-CB (Split System: Heat Pump with Remote Outdoor Unit-Air-Source) | 5TWV8X36A1 |  |  | 5PX*BD04AS3 | S9V2B040D3PSC+LRP | 31800 | 18.1 | 8.5 | 34000 | 25800 | 75.88% | 2 | 0 | 10 |  |  |  | No | R-454B | 2.65 | Residential & Commercial | Ducted CEE Tier 1
215864815 | Central HP <5.4 tons | TRANE | HRCU-A-CB (Split System: Heat Pump with Remote Outdoor Unit-Air-Source) | 5TWV8X48A1 |  |  | 5PX*B006AS3 | S9V2B060U4PSC+LRP | 44500 | 18.1 | 8.5 | 46000 | 35400 | 76.96% | 2.1 | 0 | 10 |  |  |  | No | R-454B | 3.7083 | Residential & Commercial | Ducted CEE Tier 1
215864897 | Central HP <5.4 tons | TRANE | HRCU-A-CB (Split System: Heat Pump with Remote Outdoor Unit-Air-Source) | 5TWV8X48A1 |  |  | 5PX*D010AS3 | S8V2D120M5PCB | 46500 | 18.1 | 8.5 | 45500 | 35000 | 76.92% | 2.2 | 0 | 10.5 |  |  |  | No | R-454B | 3.875 | Residential & Commercial | Ducted CEE Tier 1
215864931 | Central HP <5.4 tons | TRANE | HRCU-A-CB (Split System: Heat Pump with Remote Outdoor Unit-Air-Source) | 5TWV8X48A1 |  |  | 5TXCC007AS3 | S8V2C100M5PCB | 45500 | 18.1 | 8.5 | 46000 | 35600 | 77.39% | 2.1 | 0 | 10 |  |  |  | No | R-454B | 3.7917 | Residential & Commercial | Ducted CEE Tier 1
215864947 | Central HP <5.4 tons | TRANE | HRCU-A-CB (Split System: Heat Pump with Remote Outdoor Unit-Air-Source) | 5TWV8X48A1 |  |  | 5TXCC009AS3 | L8V1C100U5VSB+LRP | 46500 | 18.1 | 8.5 | 45000 | 34800 | 77.33% | 2.2 | 0 | 10.5 |  |  |  | No | R-454B | 3.875 | Residential & Commercial | Ducted CEE Tier 1
215864813 | Central HP <5.4 tons | TRANE | HRCU-A-CB (Split System: Heat Pump with Remote Outdoor Unit-Air-Source) | 5TWV8X48A1 |  |  | 5PX*B006AS3 | S9V2B080U4PSC+LRP | 44500 | 18.1 | 8.5 | 46000 | 35400 | 76.96% | 2.1 | 0 | 10 |  |  |  | No | R-454B | 3.7083 | Residential & Commercial | Ducted CEE Tier 1
210473208 | Central HP <5.4 tons | AIRQUEST | HRCU-A-CB (Split System: Heat Pump with Remote Outdoor Unit-Air-Source) | HVH825GKA3* |  |  | EA*4X43L21A*+WALLCON | *97CMN0801714A* | 24400 | 16.5 | 8.1 | 21200 | 16700 | 78.77% | 2.02 | 0 | 11 |  |  |  | No | R-410A | 2.0333 | Residential & Commercial | Ducted CEE Tier 1
210474419 | Central HP <5.4 tons | AIRQUEST | HRCU-A-CB (Split System: Heat Pump with Remote Outdoor Unit-Air-Source) | HVH825GKA3* |  |  | EHD4X42AAL+WALLCON | *80CTL0901716A* | 24200 | 16.5 | 8.1 | 21200 | 16500 | 77.83% | 2.02 | 0 | 11 |  |  |  | No | R-410A | 2.0167 | Residential & Commercial | Ducted CEE Tier 1
210474562 | Central HP <5.4 tons | AIRQUEST | HRCU-A-CB (Split System: Heat Pump with Remote Outdoor Unit-Air-Source) | HVH825GKA3* |  |  | EHD4X48AAL+WALLCON | *96CTN1202422A* | 24200 | 16.5 | 8.1 | 21200 | 16600 | 78.3% | 2.02 | 0 | 11 |  |  |  | No | R-410A | 2.0167 | Residential & Commercial | Ducted CEE Tier 1
210473274 | Central HP <5.4 tons | AIRQUEST | HRCU-A-CB (Split System: Heat Pump with Remote Outdoor Unit-Air-Source) | HVH825GKA3* |  |  | EA*4X48L21A*+WALLCON | *95CSU0802120A* | 24200 | 17 | 8.1 | 21000 | 16500 | 78.57% | 2.02 | 0 | 11 |  |  |  | No | R-410A | 2.0167 | Residential & Commercial | Ducted CEE Tier 1
212975116 | Central HP <5.4 tons | COMFORTMAKER | HRCU-A-CB (Split System: Heat Pump with Remote Outdoor Unit-Air-Source) | DLCURAH18ABK |  |  | EN(A,D)4X24L17** | *96VTN0401712B* | 17500 | 15.5 | 8.5 | 18600 | 19200 | 103.2% | 2.3 | 0 | 10.5 |  |  |  | No | R-410A | 1.4583 | Residential & Commercial | Ducted CEE Tier 1
212975391 | Central HP <5.4 tons | COMFORTMAKER | HRCU-A-CB (Split System: Heat Pump with Remote Outdoor Unit-Air-Source) | DLCURAH18ABK |  |  | EA*4X24L14A* | *96VTN0601412B* | 17200 | 16 | 8.5 | 18100 | 19400 | 107.2% | 2.34 | 0 | 10.5 |  |  |  | No | R-410A | 1.4333 | Residential & Commercial | Ducted CEE Tier 1
211378969 | Central HP <5.4 tons | YORK | HRCU-A-CB (Split System: Heat Pump with Remote Outdoor Unit-Air-Source) | HMH72B341 |  |  | XAFA30DXXN1+TXV | TMLE040A12MP11 | 33800 | 18 | 8.1 | 33600 | 23600 | 70.24% | 2.04 | 0 | 10 |  |  |  | No | R-410A | 2.8167 | Residential & Commercial | Ducted CEE Tier 1
215434376 | Central HP <5.4 tons | DAIKIN | HRCU-A-CB (Split System: Heat Pump with Remote Outdoor Unit-Air-Source) | DH7VSA4810A* |  |  | CHPEA6030*3A* | D*80TC0805C*A* | 45500 | 16.5 | 8.5 | 46500 | 33600 | 72.26% | 2 | 0 | 10 |  |  |  | No | R-32 | 3.7917 | Residential & Commercial | Ducted CEE Tier 1
215434360 | Central HP <5.4 tons | DAIKIN | HRCU-A-CB (Split System: Heat Pump with Remote Outdoor Unit-Air-Source) | DH7VSA4810A* |  |  | CA*EA6030*3A* | D*97MC1205DNA* | 45500 | 16.5 | 8.8 | 47000 | 33600 | 71.49% | 2 | 0 | 10 |  |  |  | No | R-32 | 3.7917 | Residential & Commercial | Ducted CEE Tier 1
215434375 | Central HP <5.4 tons | DAIKIN | HRCU-A-CB (Split System: Heat Pump with Remote Outdoor Unit-Air-Source) | DH7VSA4810A* |  |  | CHPEA6030*3A* | D*80TC0804C*A* | 45500 | 16.5 | 8.5 | 46500 | 33600 | 72.26% | 2 | 0 | 10 |  |  |  | No | R-32 | 3.7917 | Residential & Commercial | Ducted CEE Tier 1
212975677 | Central HP <5.4 tons | COMFORTMAKER | HRCU-A-CB (Split System: Heat Pump with Remote Outdoor Unit-Air-Source) | DLCURAH24ABK |  |  | EA*4X30L17A* | *96VTN0601412B* | 23400 | 16.5 | 8.5 | 26400 | 24800 | 93.94% | 2.06 | 0 | 10 |  |  |  | No | R-410A | 1.95 | Residential & Commercial | Ducted CEE Tier 1
215864731 | Central HP <5.4 tons | TRANE | HRCU-A-CB (Split System: Heat Pump with Remote Outdoor Unit-Air-Source) | 5TWV8X60A1 |  |  | 5TXCD008AS3 | S9V2D120U5VSB+LRP | 53000 | 18.1 | 8.5 | 55500 | 40000 | 72.07% | 2 | 0 | 10 |  |  |  | No | R-454B | 4.4167 | Residential & Commercial | Ducted CEE Tier 1
210470631 | Central HP <5.4 tons | AIRQUEST | HRCU-A-CB (Split System: Heat Pump with Remote Outdoor Unit-Air-Source) | HVH837GKA2* |  |  | EA*4X61L24A*+WALLCON | *96CTN1002122A* | 33200 | 18 | 8.5 | 32000 | 24800 | 77.5% | 2 | 0 | 12 |  |  |  | No | R-410A | 2.7667 | Residential & Commercial | Ducted CEE Tier 1
212973876 | Central HP <5.4 tons | COMFORTMAKER | HRCU-A-CB (Split System: Heat Pump with Remote Outdoor Unit-Air-Source) | DLCURAH24ABK |  |  | EA*4X37L17A* | *96VSN0801716B* | 24200 | 17 | 8.5 | 25800 | 22200 | 86.05% | 1.84 | 0 | 10 |  |  |  | No | R-410A | 2.0167 | Residential & Commercial | Ducted CEE Tier 1
214279870 | Central HP <5.4 tons | COMFORTMAKER | HRCU-A-CB (Split System: Heat Pump with Remote Outdoor Unit-Air-Source) | DLCURAH24ABK |  |  | EA*4X24L17A* | *96MSN0601716A* | 23600 | 16.5 | 9.5 | 26600 | 24800 | 93.23% | 2.04 | 0 | 10 |  |  |  | No | R-410A | 1.9667 | Residential & Commercial | Ducted CEE Tier 1
215864681 | Central HP <5.4 tons | TRANE | HRCU-A-CB (Split System: Heat Pump with Remote Outdoor Unit-Air-Source) | 5TWV8X60A1 |  |  | 5PX*C007AS3 | L8V1C100U5VSB+LRP | 53000 | 18.1 | 8.5 | 56000 | 40000 | 71.43% | 2 | 0 | 10 |  |  |  | No | R-454B | 4.4167 | Residential & Commercial | Ducted CEE Tier 1
212973226 | Central HP <5.4 tons | COMFORTMAKER | HRCU-A-CB (Split System: Heat Pump with Remote Outdoor Unit-Air-Source) | DLCURAH24ABK |  |  | EA*4X36L21A* | *96VSN0401712B* | 23400 | 16.5 | 8.5 | 26200 | 24200 | 92.37% | 2 | 0 | 10 |  |  |  | No | R-410A | 1.95 | Residential & Commercial | Ducted CEE Tier 1
212391575 | Central HP <5.4 tons | AMERICAN STANDARD | HRCU-A-CB (Split System: Heat Pump with Remote Outdoor Unit-Air-Source) | 4A6V7X60A1 |  |  | 4TXCD010DS3 | S8V2D120M5PCA | 54000 | 17.1 | 8.2 | 52000 | 39500 | 75.96% | 1.8 | 0 | 11.7 |  |  |  | No | R-410A | 4.5 | Residential & Commercial | Ducted CEE Tier 1
215937009 | Central HP <5.4 tons | COMFORTMAKER | HRCU-A-CB (Split System: Heat Pump with Remote Outdoor Unit-Air-Source) | C5H3V48*K*AAA* |  |  | EVM5X48M21A*+WALLCON | *80CTL0901716B* | 43500 | 20 | 8.1 | 52500 | 37600 | 71.62% | 2 | 0 | 11.5 |  |  |  | No | R-454B | 3.625 | Residential & Commercial | Ducted CEE Tier 1
215937759 | Central HP <5.4 tons | COMFORTMAKER | HRCU-A-CB (Split System: Heat Pump with Remote Outdoor Unit-Air-Source) | C5H3V48*K*AAA* |  |  | EVD5X48M21A*+WALLCON | *80CTL0902120B* | 44500 | 20 | 8.1 | 52000 | 38000 | 73.08% | 1.9 | 0 | 11 |  |  |  | No | R-454B | 3.7083 | Residential & Commercial | Ducted CEE Tier 1
215938386 | Central HP <5.4 tons | HEIL | HRCU-A-CB (Split System: Heat Pump with Remote Outdoor Unit-Air-Source) | H5H3V48*K*AAA* |  |  | EVD5X60M24A*+WALLCON | *96CTN1002122B* | 45500 | 20.5 | 8.1 | 52500 | 38000 | 72.38% | 1.9 | 0 | 11.5 |  |  |  | No | R-454B | 3.7917 | Residential & Commercial | Ducted CEE Tier 1
213079055 | Central HP <5.4 tons | TEMPSTAR | HRCU-A-CB (Split System: Heat Pump with Remote Outdoor Unit-Air-Source) | DLCURAH36ABK |  |  | END4X42L17** | *80MSU0401712A* | 35400 | 15.5 | 8.5 | 39000 | 34800 | 89.23% | 1.94 | 0 | 10 |  |  |  | No | R-410A | 2.95 | Residential & Commercial | Ducted CEE Tier 1
213079103 | Central HP <5.4 tons | TEMPSTAR | HRCU-A-CB (Split System: Heat Pump with Remote Outdoor Unit-Air-Source) | DLCURAH36ABK |  |  | EA*4X37L21A* | *80MSU0601716A* | 36400 | 16.5 | 8.5 | 38000 | 34800 | 91.58% | 2.08 | 0 | 10 |  |  |  | No | R-410A | 3.0333 | Residential & Commercial | Ducted CEE Tier 1
213079688 | Central HP <5.4 tons | TEMPSTAR | HRCU-A-CB (Split System: Heat Pump with Remote Outdoor Unit-Air-Source) | DLCURAH36ABK |  |  | EA*4X43L21A* | *92MSN0802120A* | 36800 | 16.5 | 8.5 | 38500 | 34600 | 89.87% | 2.02 | 0 | 10 |  |  |  | No | R-410A | 3.0667 | Residential & Commercial | Ducted CEE Tier 1
213079872 | Central HP <5.4 tons | TEMPSTAR | HRCU-A-CB (Split System: Heat Pump with Remote Outdoor Unit-Air-Source) | DLCURAH36ABK |  |  | EA*4X42L24A* | *92MSN1002122A* | 35400 | 16.5 | 8.1 | 38500 | 34800 | 90.39% | 2.04 | 0 | 10 |  |  |  | No | R-410A | 2.95 | Residential & Commercial | Ducted CEE Tier 1
213079908 | Central HP <5.4 tons | TEMPSTAR | HRCU-A-CB (Split System: Heat Pump with Remote Outdoor Unit-Air-Source) | DLCURAH36ABK |  |  | EN(A,D,W)4X48L21** | *92MSN1002122A* | 36000 | 16.5 | 8.1 | 38500 | 35000 | 90.91% | 2 | 0 | 10.5 |  |  |  | No | R-410A | 3 | Residential & Commercial | Ducted CEE Tier 1
212980168 | Central HP <5.4 tons | BRYANT HEATING AND COOLING SYSTEMS | HRCU-A-CB (Split System: Heat Pump with Remote Outdoor Unit-Air-Source) | 38MURAQ36AB3* |  |  | CAP**4824AL* | 8(0,1)*SB48090M21*** | 35600 | 16.5 | 8.5 | 37800 | 34600 | 91.53% | 2.02 | 0 | 10 |  |  |  | No | R-410A | 2.9667 | Residential & Commercial | Ducted CEE Tier 1
215434350 | Central HP <5.4 tons | DAIKIN | HRCU-A-CB (Split System: Heat Pump with Remote Outdoor Unit-Air-Source) | DH7VSA4810A* |  |  | CA*EA6030*3A* | D*80TC0805C*A* | 45500 | 16.5 | 8.8 | 47000 | 33600 | 71.49% | 2 | 0 | 10 |  |  |  | No | R-32 | 3.7917 | Residential & Commercial | Ducted CEE Tier 1
215935630 | Central HP <5.4 tons | DAY & NIGHT | HRCU-A-CB (Split System: Heat Pump with Remote Outdoor Unit-Air-Source) | C5H3V36*K*AAA* |  |  | EVD5X36M21A*+WALLCON | *80CTL0701716B* | 34200 | 20.5 | 8.5 | 39000 | 28400 | 72.82% | 2.02 | 0 | 11.5 |  |  |  | No | R-454B | 2.85 | Residential & Commercial | Ducted CEE Tier 1
215935710 | Central HP <5.4 tons | DAY & NIGHT | HRCU-A-CB (Split System: Heat Pump with Remote Outdoor Unit-Air-Source) | C5H3V36*K*AAA* |  |  | EVD5X36M21A*+WALLCON | *97CMN0601714B* | 34000 | 20 | 8.1 | 38000 | 27000 | 71.05% | 2 | 0 | 11 |  |  |  | No | R-454B | 2.8333 | Residential & Commercial | Ducted CEE Tier 1
210474136 | Central HP <5.4 tons | BRYANT HEATING AND COOLING SYSTEMS | HRCU-A-CB (Split System: Heat Pump with Remote Outdoor Unit-Air-Source) | 288BNV025*0**C* |  |  | CNPV*4824AL*+UI | 986TC66100C21*** | 24200 | 17 | 8.1 | 21400 | 16600 | 77.57% | 2.02 | 0 | 11.5 |  |  |  | No | R-410A | 2.0167 | Residential & Commercial | Ducted CEE Tier 1
215864479 | Central HP <5.4 tons | TRANE | HRCU-A-CB (Split System: Heat Pump with Remote Outdoor Unit-Air-Source) | 5TWV8X36A1 |  |  | 5PX*B004AS3 | S9V2B080U4PSC+LRP | 31600 | 18.1 | 8.5 | 32800 | 25600 | 78.05% | 2 | 0 | 10 |  |  |  | No | R-454B | 2.6333 | Residential & Commercial | Ducted CEE Tier 1
215864495 | Central HP <5.4 tons | TRANE | HRCU-A-CB (Split System: Heat Pump with Remote Outdoor Unit-Air-Source) | 5TWV8X36A1 |  |  | 5PX*B004AS3 | S8V2B060M4PCB | 31600 | 18.1 | 8.5 | 32800 | 25400 | 77.44% | 2 | 0 | 10 |  |  |  | No | R-454B | 2.6333 | Residential & Commercial | Ducted CEE Tier 1
215864511 | Central HP <5.4 tons | TRANE | HRCU-A-CB (Split System: Heat Pump with Remote Outdoor Unit-Air-Source) | 5TWV8X36A1 |  |  | 5PX*BD04AS3 | S9V2B080D4VSB+LRP | 31800 | 18.1 | 8.5 | 34000 | 25800 | 75.88% | 2 | 0 | 10 |  |  |  | No | R-454B | 2.65 | Residential & Commercial | Ducted CEE Tier 1
215864547 | Central HP <5.4 tons | TRANE | HRCU-A-CB (Split System: Heat Pump with Remote Outdoor Unit-Air-Source) | 5TWV8X36A1 |  |  | 5PX*C007AS3 | S8V2C080M5PCB | 32800 | 18.1 | 8.5 | 33200 | 25400 | 76.51% | 2.1 | 0 | 10.5 |  |  |  | No | R-454B | 2.7333 | Residential & Commercial | Ducted CEE Tier 1
215864595 | Central HP <5.4 tons | TRANE | HRCU-A-CB (Split System: Heat Pump with Remote Outdoor Unit-Air-Source) | 5TWV8X36A1 |  |  | 5TXCB006AS3 | *UHMB060CCV3+LRP | 32800 | 18.1 | 8.5 | 33600 | 25800 | 76.79% | 2.1 | 0 | 10 |  |  |  | No | R-454B | 2.7333 | Residential & Commercial | Ducted CEE Tier 1
215864525 | Central HP <5.4 tons | TRANE | HRCU-A-CB (Split System: Heat Pump with Remote Outdoor Unit-Air-Source) | 5TWV8X36A1 |  |  | 5PX*C005AS3 | S8V2C080M5PCB | 31800 | 18.1 | 8.5 | 32600 | 25400 | 77.91% | 2.1 | 0 | 10 |  |  |  | No | R-454B | 2.65 | Residential & Commercial | Ducted CEE Tier 1
212975457 | Central HP <5.4 tons | COMFORTMAKER | HRCU-A-CB (Split System: Heat Pump with Remote Outdoor Unit-Air-Source) | DLCURAH18ABK |  |  | EN(A,D)4X24L14** | *96VTN0601412B* | 17500 | 16 | 8.5 | 18500 | 19200 | 103.8% | 2.3 | 0 | 10.5 |  |  |  | No | R-410A | 1.4583 | Residential & Commercial | Ducted CEE Tier 1
210474496 | Central HP <5.4 tons | AIRQUEST | HRCU-A-CB (Split System: Heat Pump with Remote Outdoor Unit-Air-Source) | HVH825GKA3* |  |  | EHD4X48AAL+WALLCON | *80CSU1002120A* | 24200 | 16 | 8.1 | 21200 | 16600 | 78.3% | 2 | 0 | 10.5 |  |  |  | No | R-410A | 2.0167 | Residential & Commercial | Ducted CEE Tier 1
211245458 | Central HP <5.4 tons | BRYANT HEATING AND COOLING SYSTEMS | HRCU-A-CB (Split System: Heat Pump with Remote Outdoor Unit-Air-Source) | 38MURAQ24AB3* |  |  | CNPV*3621AL* | 935SA48060E17*** | 24200 | 16.5 | 8.1 | 26200 | 22800 | 87.02% | 1.9 | 0 | 10.5 |  |  |  | No | R-410A | 2.0167 | Residential & Commercial | Ducted CEE Tier 1
211245274 | Central HP <5.4 tons | BRYANT HEATING AND COOLING SYSTEMS | HRCU-A-CB (Split System: Heat Pump with Remote Outdoor Unit-Air-Source) | 38MURAQ24AB3* |  |  | CNPV*3617AL* | OVMAAB042112 | 24000 | 16 | 8.1 | 26400 | 23000 | 87.12% | 1.88 | 0 | 10 |  |  |  | No | R-410A | 2 | Residential & Commercial | Ducted CEE Tier 1
210474636 | Central HP <5.4 tons | BRYANT HEATING AND COOLING SYSTEMS | HRCU-A-CB (Split System: Heat Pump with Remote Outdoor Unit-Air-Source) | 288BNV025*0**C* |  |  | CSPH*4812AL*+UI | 88*TA48090C17*** | 24400 | 17 | 8.1 | 21200 | 16500 | 77.83% | 2.04 | 0 | 11 |  |  |  | No | R-410A | 2.0333 | Residential & Commercial | Ducted CEE Tier 1
213770504 | Central HP <5.4 tons | TEMPSTAR | HRCU-A-CB (Split System: Heat Pump with Remote Outdoor Unit-Air-Source) | TVH825GKA2* |  |  | EA*4X24L17A*+WALLCON | *80CTL0701412B* | 23400 | 16.5 | 8.1 | 22000 | 16800 | 76.36% | 1.9 | 0 | 10.5 |  |  |  | No | R-410A | 1.95 | Residential & Commercial | Ducted CEE Tier 1
215936850 | Central HP <5.4 tons | DAY & NIGHT | HRCU-A-CB (Split System: Heat Pump with Remote Outdoor Unit-Air-Source) | C5H3V36*K*AAA* |  |  | EVD5X60M24A*+WALLCON | *96CTN1002122B* | 35600 | 22 | 8.5 | 38000 | 28400 | 74.74% | 2.04 | 0 | 12.5 |  |  |  | No | R-454B | 2.9667 | Residential & Commercial | Ducted CEE Tier 1
215936900 | Central HP <5.4 tons | DAY & NIGHT | HRCU-A-CB (Split System: Heat Pump with Remote Outdoor Unit-Air-Source) | C5H3V36*K*AAA* |  |  | EVD5X61M21A*+WALLCON | *97CMN0602120B* | 35600 | 21.5 | 8.5 | 38000 | 28600 | 75.26% | 1.98 | 0 | 12 |  |  |  | No | R-454B | 2.9667 | Residential & Commercial | Ducted CEE Tier 1
215936930 | Central HP <5.4 tons | DAY & NIGHT | HRCU-A-CB (Split System: Heat Pump with Remote Outdoor Unit-Air-Source) | C5H3V36*K*AAA* |  |  | EVD5X61M24A*+WALLCON | *80CTL0902120B* | 36000 | 22.5 | 8.5 | 37600 | 28200 | 75% | 2.06 | 0 | 12.5 |  |  |  | No | R-454B | 3 | Residential & Commercial | Ducted CEE Tier 1
213771714 | Central HP <5.4 tons | TEMPSTAR | HRCU-A-CB (Split System: Heat Pump with Remote Outdoor Unit-Air-Source) | TVH825GKA2* |  |  | EA*4X48L24A*+WALLCON | *97CMN1002122B* | 24200 | 16.5 | 8.1 | 21000 | 16500 | 78.57% | 2.02 | 0 | 11 |  |  |  | No | R-410A | 2.0167 | Residential & Commercial | Ducted CEE Tier 1
215940206 | Central HP <5.4 tons | HEIL | HRCU-A-CB (Split System: Heat Pump with Remote Outdoor Unit-Air-Source) | H5H3V36*K*AAA* |  |  | ESH5X60M12A*+WALLCON | *97CTN0601716A* | 33800 | 18.5 | 9 | 35000 | 26800 | 76.57% | 1.92 | 0 | 11 |  |  |  | No | R-454B | 2.8167 | Residential & Commercial | Ducted CEE Tier 1
215940226 | Central HP <5.4 tons | HEIL | HRCU-A-CB (Split System: Heat Pump with Remote Outdoor Unit-Air-Source) | H5H3V36*K*AAA* |  |  | ESH5X60M12A*+WALLCON | *97CTN0802120A* | 34200 | 19.5 | 9 | 34200 | 26000 | 76.02% | 1.96 | 0 | 11.7 |  |  |  | No | R-454B | 2.85 | Residential & Commercial | Ducted CEE Tier 1
215940306 | Central HP <5.4 tons | HEIL | HRCU-A-CB (Split System: Heat Pump with Remote Outdoor Unit-Air-Source) | H5H3V36*K*AAA* |  |  | EVM5X44M21A*+WALLCON | *97CTN0802120A* | 35600 | 21.5 | 8.5 | 38000 | 28600 | 75.26% | 2.04 | 0 | 12 |  |  |  | No | R-454B | 2.9667 | Residential & Commercial | Ducted CEE Tier 1
215939906 | Central HP <5.4 tons | HEIL | HRCU-A-CB (Split System: Heat Pump with Remote Outdoor Unit-Air-Source) | H5H3V36*K*AAA* |  |  | EA*5X61M24A*+WALLCON | *97CTN0802120A* | 34400 | 20.5 | 9.5 | 34400 | 26000 | 75.58% | 2.06 | 0 | 12 |  |  |  | No | R-454B | 2.8667 | Residential & Commercial | Ducted CEE Tier 1
215940356 | Central HP <5.4 tons | HEIL | HRCU-A-CB (Split System: Heat Pump with Remote Outdoor Unit-Air-Source) | H5H3V36*K*AAA* |  |  | EVM5X49M21A*+WALLCON | *97CTN0601716A* | 35200 | 21 | 8.5 | 38500 | 29400 | 76.36% | 2.02 | 0 | 11.7 |  |  |  | No | R-454B | 2.9333 | Residential & Commercial | Ducted CEE Tier 1
215939686 | Central HP <5.4 tons | HEIL | HRCU-A-CB (Split System: Heat Pump with Remote Outdoor Unit-Air-Source) | H5H3V36*K*AAA* |  |  | EA*5X42M21A*+WALLCON | *97CTN0801716A* | 32400 | 19.5 | 9.5 | 35200 | 27200 | 77.27% | 2 | 0 | 11 |  |  |  | No | R-454B | 2.7 | Residential & Commercial | Ducted CEE Tier 1
215434259 | Central HP <5.4 tons | DAIKIN | HRCU-A-CB (Split System: Heat Pump with Remote Outdoor Unit-Air-Source) | DH7VSA4210A* |  |  | CHPEA6030*3A* | D*97MC1205DNA* | 40500 | 17 | 8.6 | 41000 | 31000 | 75.61% | 2 | 0 | 10 |  |  |  | No | R-32 | 3.375 | Residential & Commercial | Ducted CEE Tier 1
215434008 | Central HP <5.4 tons | DAIKIN | HRCU-A-CB (Split System: Heat Pump with Remote Outdoor Unit-Air-Source) | DH7VSA2410A* |  |  | CHPEA3026*3A* | D*80SC0604BUA* | 23200 | 19 | 8.6 | 23200 | 17000 | 73.28% | 2 | 0 | 11 |  |  |  | No | R-32 | 1.9333 | Residential & Commercial | Ducted CEE Tier 1
210596294 | Central HP <5.4 tons | BRYANT HEATING AND COOLING SYSTEMS | HRCU-A-CB (Split System: Heat Pump with Remote Outdoor Unit-Air-Source) | 288BNV025*0**B* |  |  | CAP**4221AL*+UI | 83*CA36040C17*** | 23800 | 17 | 8.1 | 21400 | 16600 | 77.57% | 1.96 | 0 | 11 |  |  |  | No | R-410A | 1.9833 | Residential & Commercial | Ducted CEE Tier 1
210596312 | Central HP <5.4 tons | BRYANT HEATING AND COOLING SYSTEMS | HRCU-A-CB (Split System: Heat Pump with Remote Outdoor Unit-Air-Source) | 288BNV025*0**B* |  |  | CAP**4224AL*+UI | 935CA60080C21*** | 23800 | 17 | 8.1 | 21400 | 16600 | 77.57% | 1.96 | 0 | 11 |  |  |  | No | R-410A | 1.9833 | Residential & Commercial | Ducted CEE Tier 1
210596396 | Central HP <5.4 tons | BRYANT HEATING AND COOLING SYSTEMS | HRCU-A-CB (Split System: Heat Pump with Remote Outdoor Unit-Air-Source) | 288BNV025*0**B* |  |  | CNPV*4821AL*+UI | 986TC42060C17*** | 24000 | 16.5 | 8.1 | 21400 | 16700 | 78.04% | 2 | 0 | 11 |  |  |  | No | R-410A | 2 | Residential & Commercial | Ducted CEE Tier 1
215434137 | Central HP <5.4 tons | DAIKIN | HRCU-A-CB (Split System: Heat Pump with Remote Outdoor Unit-Air-Source) | DH7VSA3610A* |  |  | CA*EA4830*3A* | D*96TC1005CNA* | 34800 | 18.5 | 8.5 | 35000 | 28400 | 81.14% | 2 | 0 | 10.5 |  |  |  | No | R-32 | 2.9 | Residential & Commercial | Ducted CEE Tier 1
215433916 | Central HP <5.4 tons | DAIKIN | HRCU-A-CB (Split System: Heat Pump with Remote Outdoor Unit-Air-Source) | DH7VSA3610A* |  |  | CHPEA4830*3A*+MBVK16CP1X00A* |  | 35000 | 19 | 8.1 | 35000 | 28400 | 81.14% | 2 | 0 | 10.5 |  |  |  | No | R-32 | 2.9167 | Residential & Commercial | Ducted CEE Tier 1
215434135 | Central HP <5.4 tons | DAIKIN | HRCU-A-CB (Split System: Heat Pump with Remote Outdoor Unit-Air-Source) | DH7VSA3610A* |  |  | CA*EA4830*3A* | D*96TC1205DNA* | 34800 | 18.5 | 8.5 | 35000 | 28400 | 81.14% | 2 | 0 | 10.5 |  |  |  | No | R-32 | 2.9 | Residential & Commercial | Ducted CEE Tier 1
213771334 | Central HP <5.4 tons | TEMPSTAR | HRCU-A-CB (Split System: Heat Pump with Remote Outdoor Unit-Air-Source) | TVH825GKA2* |  |  | EA*4X42L21A*+WALLCON | *97CMN1002122B* | 23800 | 16.5 | 8.1 | 21400 | 16600 | 77.57% | 1.96 | 0 | 11 |  |  |  | No | R-410A | 1.9833 | Residential & Commercial | Ducted CEE Tier 1
213771484 | Central HP <5.4 tons | TEMPSTAR | HRCU-A-CB (Split System: Heat Pump with Remote Outdoor Unit-Air-Source) | TVH825GKA2* |  |  | EA*4X43L21A*+WALLCON | *80CTL1102120B* | 24400 | 17 | 8.5 | 21200 | 16600 | 78.3% | 2.04 | 0 | 11 |  |  |  | No | R-410A | 2.0333 | Residential & Commercial | Ducted CEE Tier 1
215935730 | Central HP <5.4 tons | DAY & NIGHT | HRCU-A-CB (Split System: Heat Pump with Remote Outdoor Unit-Air-Source) | C5H3V36*K*AAA* |  |  | EVD5X36M21A*+WALLCON | *97CMN0801714B* | 34200 | 20.5 | 8.5 | 39000 | 28600 | 73.33% | 2.02 | 0 | 11.5 |  |  |  | No | R-454B | 2.85 | Residential & Commercial | Ducted CEE Tier 1
215935760 | Central HP <5.4 tons | DAY & NIGHT | HRCU-A-CB (Split System: Heat Pump with Remote Outdoor Unit-Air-Source) | C5H3V36*K*AAA* |  |  | EVD5X36M21A*+WALLCON | *96CTN0601714B* | 34000 | 20.5 | 8.1 | 38000 | 27000 | 71.05% | 1.95 | 0 | 11 |  |  |  | No | R-454B | 2.8333 | Residential & Commercial | Ducted CEE Tier 1
215935780 | Central HP <5.4 tons | DAY & NIGHT | HRCU-A-CB (Split System: Heat Pump with Remote Outdoor Unit-Air-Source) | C5H3V36*K*AAA* |  |  | EVD5X36M21A*+WALLCON | *96CTN1002122B* | 34400 | 21 | 8.5 | 38500 | 28000 | 72.73% | 2.06 | 0 | 12 |  |  |  | No | R-454B | 2.8667 | Residential & Commercial | Ducted CEE Tier 1
212391372 | Central HP <5.4 tons | AMERICAN STANDARD | HRCU-A-CB (Split System: Heat Pump with Remote Outdoor Unit-Air-Source) | 4A6V7X60A1 |  |  | TAMXA0C60V51 |  | 53000 | 17 | 8.2 | 54000 | 39000 | 72.22% | 1.82 | 0 | 12 |  |  |  | No | R-410A | 4.4167 | Residential & Commercial | Ducted CEE Tier 1
215938109 | Central HP <5.4 tons | COMFORTMAKER | HRCU-A-CB (Split System: Heat Pump with Remote Outdoor Unit-Air-Source) | C5H3V48*K*AAA* |  |  | EVD5X49M24A*+WALLCON | *96CTN1002122B* | 45500 | 20.5 | 8.1 | 52500 | 38000 | 72.38% | 1.9 | 0 | 11.5 |  |  |  | No | R-454B | 3.7917 | Residential & Commercial | Ducted CEE Tier 1
213772584 | Central HP <5.4 tons | TEMPSTAR | HRCU-A-CB (Split System: Heat Pump with Remote Outdoor Unit-Air-Source) | TVH825GKA2* |  |  | EHD4X48AAL+WALLCON | *96CTN1002122B* | 24200 | 16 | 8.1 | 21200 | 16600 | 78.3% | 2.02 | 0 | 11 |  |  |  | No | R-410A | 2.0167 | Residential & Commercial | Ducted CEE Tier 1
212614926 | Central HP <5.4 tons | DAIKIN | HRCU-A-CB (Split System: Heat Pump with Remote Outdoor Unit-Air-Source) | DZ6VSA361EA* |  |  | CA*EA4830*4A* | D*80VC1005C*A* | 34200 | 17.5 | 8.6 | 34200 | 29000 | 84.8% | 2 | 0 | 10 |  |  |  | No | R-410A | 2.85 | Residential & Commercial | Ducted CEE Tier 1
213770494 | Central HP <5.4 tons | TEMPSTAR | HRCU-A-CB (Split System: Heat Pump with Remote Outdoor Unit-Air-Source) | TVH825GKA2* |  |  | EA*4X24L17A*+WALLCON | *80CTL0451712B* | 23200 | 16 | 8.1 | 22000 | 16900 | 76.82% | 1.88 | 0 | 10.5 |  |  |  | No | R-410A | 1.9333 | Residential & Commercial | Ducted CEE Tier 1
215864881 | Central HP <5.4 tons | TRANE | HRCU-A-CB (Split System: Heat Pump with Remote Outdoor Unit-Air-Source) | 5TWV8X48A1 |  |  | 5PX*D010AS3 | S8V2C080M5PCB | 46000 | 18.1 | 8.5 | 45000 | 34600 | 76.89% | 2.2 | 0 | 10.5 |  |  |  | No | R-454B | 3.8333 | Residential & Commercial | Ducted CEE Tier 1
215864895 | Central HP <5.4 tons | TRANE | HRCU-A-CB (Split System: Heat Pump with Remote Outdoor Unit-Air-Source) | 5TWV8X48A1 |  |  | 5PX*D010AS3 | S8V2D120M5PDB | 46500 | 18.1 | 8.5 | 45500 | 35000 | 76.92% | 2.2 | 0 | 10.5 |  |  |  | No | R-454B | 3.875 | Residential & Commercial | Ducted CEE Tier 1
215864963 | Central HP <5.4 tons | TRANE | HRCU-A-CB (Split System: Heat Pump with Remote Outdoor Unit-Air-Source) | 5TWV8X48A1 |  |  | 5TXCD008AS3 | S8V2D120M5PDB | 45500 | 18.1 | 8.5 | 45500 | 35200 | 77.36% | 2.1 | 0 | 10 |  |  |  | No | R-454B | 3.7917 | Residential & Commercial | Ducted CEE Tier 1
215864965 | Central HP <5.4 tons | TRANE | HRCU-A-CB (Split System: Heat Pump with Remote Outdoor Unit-Air-Source) | 5TWV8X48A1 |  |  | 5TXCD008AS3 | S8V2D120M5PCB | 45500 | 18.1 | 8.5 | 45500 | 35200 | 77.36% | 2.1 | 0 | 10 |  |  |  | No | R-454B | 3.7917 | Residential & Commercial | Ducted CEE Tier 1
215864979 | Central HP <5.4 tons | TRANE | HRCU-A-CB (Split System: Heat Pump with Remote Outdoor Unit-Air-Source) | 5TWV8X48A1 |  |  | 5TXCD010AS3 | S9V2C100U4VSB+LRP | 46500 | 18.1 | 8.5 | 45500 | 34800 | 76.48% | 2.1 | 0 | 10.5 |  |  |  | No | R-454B | 3.875 | Residential & Commercial | Ducted CEE Tier 1
214609126 | Central HP <5.4 tons | COLEMAN | HRCU-A-CB (Split System: Heat Pump with Remote Outdoor Unit-Air-Source) | HH824E2S11 |  |  | CTF30A5ADS1 | Z9ES040A10SMPS1 | 23000 | 18 | 9 | 23000 | 17700 | 76.96% | 2 | 0 | 12 |  |  |  | No | R-454B | 1.9167 | Residential & Commercial | Ducted CEE Tier 1
215940086 | Central HP <5.4 tons | HEIL | HRCU-A-CB (Split System: Heat Pump with Remote Outdoor Unit-Air-Source) | H5H3V36*K*AAA* |  |  | ESH5X42M12A*+WALLCON | *97CTN1202422A* | 33600 | 19 | 9 | 34600 | 26600 | 76.88% | 1.94 | 0 | 11.5 |  |  |  | No | R-454B | 2.8 | Residential & Commercial | Ducted CEE Tier 1
215940236 | Central HP <5.4 tons | HEIL | HRCU-A-CB (Split System: Heat Pump with Remote Outdoor Unit-Air-Source) | H5H3V36*K*AAA* |  |  | ESH5X60M12A*+WALLCON | *97CTN1002122A* | 34200 | 19.5 | 9 | 34200 | 26000 | 76.02% | 1.94 | 0 | 11.7 |  |  |  | No | R-454B | 2.85 | Residential & Commercial | Ducted CEE Tier 1
215940726 | Central HP <5.4 tons | HEIL | HRCU-A-CB (Split System: Heat Pump with Remote Outdoor Unit-Air-Source) | H5H3V36*K*AAA* |  |  | EVD5X48M24A*+WALLCON | *96CTN0802120B* | 35000 | 21 | 8.5 | 38500 | 28400 | 73.77% | 2.04 | 0 | 12 |  |  |  | No | R-454B | 2.9167 | Residential & Commercial | Ducted CEE Tier 1
215940926 | Central HP <5.4 tons | HEIL | HRCU-A-CB (Split System: Heat Pump with Remote Outdoor Unit-Air-Source) | H5H3V36*K*AAA* |  |  | EVD5X61M24A*+WALLCON | *97CTN1202422A* | 36000 | 22 | 8.5 | 37600 | 28400 | 75.53% | 2.04 | 0 | 12.5 |  |  |  | No | R-454B | 3 | Residential & Commercial | Ducted CEE Tier 1
215942382 | Central HP <5.4 tons | HEIL | HRCU-A-CB (Split System: Heat Pump with Remote Outdoor Unit-Air-Source) | H5H3V36*K*AAA* |  |  | EVM5X49M21A*+WALLCON | *97CMN0601714B* | 35200 | 21 | 8.5 | 37400 | 28000 | 74.87% | 2.06 | 0 | 11.7 |  |  |  | No | R-454B | 2.9333 | Residential & Commercial | Ducted CEE Tier 1
215942432 | Central HP <5.4 tons | HEIL | HRCU-A-CB (Split System: Heat Pump with Remote Outdoor Unit-Air-Source) | H5H3V36*K*AAA* |  |  | EVM5X61M24A*+WALLCON | *80CTL0702120B* | 35800 | 22 | 8.5 | 37400 | 28200 | 75.4% | 2.04 | 0 | 12.5 |  |  |  | No | R-454B | 2.9833 | Residential & Commercial | Ducted CEE Tier 1
211245608 | Central HP <5.4 tons | BRYANT HEATING AND COOLING SYSTEMS | HRCU-A-CB (Split System: Heat Pump with Remote Outdoor Unit-Air-Source) | 38MURAQ24AB3* |  |  | CNPV*3621AL* | 8(0,1)*SA48070E21*** | 24200 | 17 | 8.1 | 26200 | 22800 | 87.02% | 1.9 | 0 | 10.5 |  |  |  | No | R-410A | 2.0167 | Residential & Commercial | Ducted CEE Tier 1
212973666 | Central HP <5.4 tons | COMFORTMAKER | HRCU-A-CB (Split System: Heat Pump with Remote Outdoor Unit-Air-Source) | DLCURAH18ABK |  |  | EA*4X24L17A* | *96VSN0801716B* | 17200 | 16 | 8.5 | 18200 | 19400 | 106.6% | 2.34 | 0 | 10.5 |  |  |  | No | R-410A | 1.4333 | Residential & Commercial | Ducted CEE Tier 1
210474150 | Central HP <5.4 tons | AIRQUEST | HRCU-A-CB (Split System: Heat Pump with Remote Outdoor Unit-Air-Source) | HVH825GKA3* |  |  | EN(A,D)4X48L24**+WALLCON | *97CMN0602120A* | 24000 | 16.5 | 8.1 | 21400 | 16700 | 78.04% | 2 | 0 | 11 |  |  |  | No | R-410A | 2 | Residential & Commercial | Ducted CEE Tier 1
212974683 | Central HP <5.4 tons | COMFORTMAKER | HRCU-A-CB (Split System: Heat Pump with Remote Outdoor Unit-Air-Source) | DLCURAH18ABK |  |  | EA*4X30L17A* | *96VTN0401410B* | 17300 | 16 | 8.5 | 18100 | 18900 | 104.4% | 2.26 | 0 | 10.5 |  |  |  | No | R-410A | 1.4417 | Residential & Commercial | Ducted CEE Tier 1
212614880 | Central HP <5.4 tons | DAIKIN | HRCU-A-CB (Split System: Heat Pump with Remote Outdoor Unit-Air-Source) | DZ6VSA241EA* |  |  | CA*EA2422*4A* | D*80VC0805C*A* | 23000 | 17 | 8.6 | 23000 | 16100 | 70% | 2 | 0 | 10 |  |  |  | No | R-410A | 1.9167 | Residential & Commercial | Ducted CEE Tier 1
215864677 | Central HP <5.4 tons | TRANE | HRCU-A-CB (Split System: Heat Pump with Remote Outdoor Unit-Air-Source) | 5TWV8X48A1 |  |  | 5TXCB006AS3 | S8V2B060M4PCB | 45000 | 18.1 | 8.5 | 46000 | 35400 | 76.96% | 2.1 | 0 | 10 |  |  |  | No | R-454B | 3.75 | Residential & Commercial | Ducted CEE Tier 1
215864811 | Central HP <5.4 tons | TRANE | HRCU-A-CB (Split System: Heat Pump with Remote Outdoor Unit-Air-Source) | 5TWV8X48A1 |  |  | 5PX*B006AS3 | S9V2B080U4VSB+LRP | 44500 | 18.1 | 8.5 | 46000 | 35400 | 76.96% | 2.1 | 0 | 10 |  |  |  | No | R-454B | 3.7083 | Residential & Commercial | Ducted CEE Tier 1
215864841 | Central HP <5.4 tons | TRANE | HRCU-A-CB (Split System: Heat Pump with Remote Outdoor Unit-Air-Source) | 5TWV8X48A1 |  |  | 5PX*C009AS3 | S9V2C100U5PSC+LRP | 46000 | 18.1 | 8.5 | 45500 | 34800 | 76.48% | 2.1 | 0 | 10.5 |  |  |  | No | R-454B | 3.8333 | Residential & Commercial | Ducted CEE Tier 1
211245319 | Central HP <5.4 tons | BRYANT HEATING AND COOLING SYSTEMS | HRCU-A-CB (Split System: Heat Pump with Remote Outdoor Unit-Air-Source) | 38MURAQ24AB3* |  |  | CNPV*3621AL* | 926SA60080V21*** | 24000 | 17 | 8.1 | 26000 | 23200 | 89.23% | 1.92 | 0 | 10.5 |  |  |  | No | R-410A | 2 | Residential & Commercial | Ducted CEE Tier 1
211245337 | Central HP <5.4 tons | BRYANT HEATING AND COOLING SYSTEMS | HRCU-A-CB (Split System: Heat Pump with Remote Outdoor Unit-Air-Source) | 38MURAQ24AB3* |  |  | CNPV*3621AL* | 926SA36040V17*** | 23400 | 16 | 8.1 | 25800 | 24000 | 93.02% | 1.98 | 0 | 10 |  |  |  | No | R-410A | 1.95 | Residential & Commercial | Ducted CEE Tier 1
211245422 | Central HP <5.4 tons | BRYANT HEATING AND COOLING SYSTEMS | HRCU-A-CB (Split System: Heat Pump with Remote Outdoor Unit-Air-Source) | 38MURAQ24AB3* |  |  | CNPV*3621AL* | 82*SA48045V17*** | 24200 | 16 | 8.1 | 26400 | 22800 | 86.36% | 1.88 | 0 | 10.5 |  |  |  | No | R-410A | 2.0167 | Residential & Commercial | Ducted CEE Tier 1
211245755 | Central HP <5.4 tons | BRYANT HEATING AND COOLING SYSTEMS | HRCU-A-CB (Split System: Heat Pump with Remote Outdoor Unit-Air-Source) | 38MURAQ24AB3* |  |  | CNPV*3621AL* | OVMAAB036098 | 23600 | 16.5 | 8.1 | 26000 | 23600 | 90.77% | 1.96 | 0 | 10 |  |  |  | No | R-410A | 1.9667 | Residential & Commercial | Ducted CEE Tier 1
215939896 | Central HP <5.4 tons | HEIL | HRCU-A-CB (Split System: Heat Pump with Remote Outdoor Unit-Air-Source) | H5H3V36*K*AAA* |  |  | EA*5X61M24A*+WALLCON | *96CTN0802120B* | 34400 | 20.5 | 9.5 | 34400 | 26000 | 75.58% | 2.06 | 0 | 12 |  |  |  | No | R-454B | 2.8667 | Residential & Commercial | Ducted CEE Tier 1
215939946 | Central HP <5.4 tons | HEIL | HRCU-A-CB (Split System: Heat Pump with Remote Outdoor Unit-Air-Source) | H5H3V36*K*AAA* |  |  | ESH5X36M12A*+WALLCON | *80CSU0401712B* | 33400 | 19 | 9 | 34800 | 26600 | 76.44% | 1.92 | 0 | 11.5 |  |  |  | No | R-454B | 2.7833 | Residential & Commercial | Ducted CEE Tier 1
215939976 | Central HP <5.4 tons | HEIL | HRCU-A-CB (Split System: Heat Pump with Remote Outdoor Unit-Air-Source) | H5H3V36*K*AAA* |  |  | ESH5X36M12A*+WALLCON | *97CTN0801716A* | 33000 | 18.5 | 9 | 35400 | 27200 | 76.84% | 1.92 | 0 | 10.5 |  |  |  | No | R-454B | 2.75 | Residential & Commercial | Ducted CEE Tier 1
215939856 | Central HP <5.4 tons | HEIL | HRCU-A-CB (Split System: Heat Pump with Remote Outdoor Unit-Air-Source) | H5H3V36*K*AAA* |  |  | EA*5X61M21A*+WALLCON | *97CTN0601716A* | 34000 | 19.5 | 9 | 35200 | 26800 | 76.14% | 1.94 | 0 | 11 |  |  |  | No | R-454B | 2.8333 | Residential & Commercial | Ducted CEE Tier 1
215940126 | Central HP <5.4 tons | HEIL | HRCU-A-CB (Split System: Heat Pump with Remote Outdoor Unit-Air-Source) | H5H3V36*K*AAA* |  |  | ESH5X48M12A*+WALLCON | *97CTN0601716A* | 33400 | 18.5 | 9 | 35400 | 27200 | 76.84% | 1.92 | 0 | 10.5 |  |  |  | No | R-454B | 2.7833 | Residential & Commercial | Ducted CEE Tier 1
212973546 | Central HP <5.4 tons | COMFORTMAKER | HRCU-A-CB (Split System: Heat Pump with Remote Outdoor Unit-Air-Source) | DLCURAH24ABK |  |  | EA*4X25L17A* | *96VSN0601412B* | 24000 | 17 | 8.5 | 25000 | 21800 | 87.2% | 1.82 | 0 | 10 |  |  |  | No | R-410A | 2 | Residential & Commercial | Ducted CEE Tier 1
213607657 | Central HP <5.4 tons | TEMPSTAR | HRCU-A-CB (Split System: Heat Pump with Remote Outdoor Unit-Air-Source) | DLCURAH24ABK |  |  | FTMA4X24L0B* |  | 24600 | 17 | 9.5 | 26000 | 22200 | 85.38% | 1.84 | 0 | 10 |  |  |  | No | R-410A | 2.05 | Residential & Commercial | Ducted CEE Tier 1
210470411 | Central HP <5.4 tons | AIRQUEST | HRCU-A-CB (Split System: Heat Pump with Remote Outdoor Unit-Air-Source) | HVH837GKA2* |  |  | EA*4X61L21A*+WALLCON | *80CSU0601716A* | 33200 | 17.5 | 8.1 | 32200 | 25000 | 77.64% | 1.98 | 0 | 11.5 |  |  |  | No | R-410A | 2.7667 | Residential & Commercial | Ducted CEE Tier 1
210470836 | Central HP <5.4 tons | AIRQUEST | HRCU-A-CB (Split System: Heat Pump with Remote Outdoor Unit-Air-Source) | HVH837GKA2* |  |  | EN(A,D)4X48L24**+WALLCON | *95CSU0802120A* | 32400 | 17.5 | 8.1 | 32800 | 24800 | 75.61% | 1.96 | 0 | 11.7 |  |  |  | No | R-410A | 2.7 | Residential & Commercial | Ducted CEE Tier 1
215864691 | Central HP <5.4 tons | TRANE | HRCU-A-CB (Split System: Heat Pump with Remote Outdoor Unit-Air-Source) | 5TWV8X60A1 |  |  | 5PX*C007AS3 | S9V2C100U5PSC+LRP | 53000 | 18.1 | 8.5 | 56000 | 40000 | 71.43% | 2 | 0 | 10 |  |  |  | No | R-454B | 4.4167 | Residential & Commercial | Ducted CEE Tier 1
212976076 | Central HP <5.4 tons | COMFORTMAKER | HRCU-A-CB (Split System: Heat Pump with Remote Outdoor Unit-Air-Source) | DLCURAH24ABK |  |  | EA*4X37L21A* | *96VTN0801716B* | 24600 | 17 | 8.5 | 25200 | 21200 | 84.13% | 1.78 | 0 | 10.5 |  |  |  | No | R-410A | 2.05 | Residential & Commercial | Ducted CEE Tier 1
213770694 | Central HP <5.4 tons | TEMPSTAR | HRCU-A-CB (Split System: Heat Pump with Remote Outdoor Unit-Air-Source) | TVH825GKA2* |  |  | EA*4X30L14A*+WALLCON | *80CTL0701412B* | 23400 | 16.5 | 8.1 | 21600 | 16700 | 77.31% | 1.92 | 0 | 11 |  |  |  | No | R-410A | 1.95 | Residential & Commercial | Ducted CEE Tier 1
212614916 | Central HP <5.4 tons | DAIKIN | HRCU-A-CB (Split System: Heat Pump with Remote Outdoor Unit-Air-Source) | DZ6VSA361EA* |  |  | DFVE60DP0400A* |  | 34200 | 17.5 | 8.6 | 34200 | 30000 | 87.72% | 2 | 0 | 10 |  |  |  | No | R-410A | 2.85 | Residential & Commercial | Ducted CEE Tier 1
213770684 | Central HP <5.4 tons | TEMPSTAR | HRCU-A-CB (Split System: Heat Pump with Remote Outdoor Unit-Air-Source) | TVH825GKA2* |  |  | EA*4X25L17A*+WALLCON | *96CTN0801714B* | 24200 | 16.5 | 8.1 | 21400 | 16700 | 78.04% | 2.02 | 0 | 11 |  |  |  | No | R-410A | 2.0167 | Residential & Commercial | Ducted CEE Tier 1
213770834 | Central HP <5.4 tons | TEMPSTAR | HRCU-A-CB (Split System: Heat Pump with Remote Outdoor Unit-Air-Source) | TVH825GKA2* |  |  | EA*4X36L17A*+WALLCON | *80CTL0701716B* | 23600 | 16.5 | 8.1 | 21400 | 16700 | 78.04% | 1.94 | 0 | 11 |  |  |  | No | R-410A | 1.9667 | Residential & Commercial | Ducted CEE Tier 1
211245773 | Central HP <5.4 tons | BRYANT HEATING AND COOLING SYSTEMS | HRCU-A-CB (Split System: Heat Pump with Remote Outdoor Unit-Air-Source) | 38MURAQ24AB3* |  |  | CNPV*3621AL* | OVMAAB042112 | 24200 | 16 | 8.1 | 26400 | 23000 | 87.12% | 1.88 | 0 | 10 |  |  |  | No | R-410A | 2.0167 | Residential & Commercial | Ducted CEE Tier 1
211245803 | Central HP <5.4 tons | BRYANT HEATING AND COOLING SYSTEMS | HRCU-A-CB (Split System: Heat Pump with Remote Outdoor Unit-Air-Source) | 38MURAQ24AB3* |  |  | FB4CNP025L |  | 23800 | 17.5 | 8.5 | 26000 | 23800 | 91.54% | 2 | 0 | 10 |  |  |  | No | R-410A | 1.9833 | Residential & Commercial | Ducted CEE Tier 1
211245523 | Central HP <5.4 tons | BRYANT HEATING AND COOLING SYSTEMS | HRCU-A-CB (Split System: Heat Pump with Remote Outdoor Unit-Air-Source) | 38MURAQ24AB3* |  |  | CNPV*3621AL* | 82*TA48070V17*** | 24200 | 17 | 8.1 | 26200 | 23000 | 87.79% | 1.9 | 0 | 10.5 |  |  |  | No | R-410A | 2.0167 | Residential & Commercial | Ducted CEE Tier 1
212972684 | Central HP <5.4 tons | AIRQUEST | HRCU-A-CB (Split System: Heat Pump with Remote Outdoor Unit-Air-Source) | DLCURAH18ABK |  |  | EA*4X24L17A* | *96VSN0401410B* | 17200 | 17.5 | 8.5 | 18200 | 19400 | 106.6% | 2.34 | 0 | 10.5 |  |  |  | No | R-410A | 1.4333 | Residential & Commercial | Ducted CEE Tier 1
212977807 | Central HP <5.4 tons | COMFORTMAKER | HRCU-A-CB (Split System: Heat Pump with Remote Outdoor Unit-Air-Source) | DLCURAH18ABK |  |  | EN(A,D)4X24L17** | *80MS(N,L)0451412A* | 17500 | 16.5 | 8.5 | 18400 | 19200 | 104.3% | 2.3 | 0 | 11 |  |  |  | No | R-410A | 1.4583 | Residential & Commercial | Ducted CEE Tier 1
212973034 | Central HP <5.4 tons | AIRQUEST | HRCU-A-CB (Split System: Heat Pump with Remote Outdoor Unit-Air-Source) | DLCURAH18ABK |  |  | EA*4X25L17A* | *96VSN0401712B* | 17700 | 16 | 8.1 | 17800 | 17800 | 100% | 2.14 | 0 | 10.5 |  |  |  | No | R-410A | 1.475 | Residential & Commercial | Ducted CEE Tier 1
212975081 | Central HP <5.4 tons | AIRQUEST | HRCU-A-CB (Split System: Heat Pump with Remote Outdoor Unit-Air-Source) | DLCURAH18ABK |  |  | EA*4X24L17A* | *96VTN0401712B* | 17200 | 16 | 8.5 | 18200 | 19400 | 106.6% | 2.34 | 0 | 10.5 |  |  |  | No | R-410A | 1.4333 | Residential & Commercial | Ducted CEE Tier 1
210596403 | Central HP <5.4 tons | BRYANT HEATING AND COOLING SYSTEMS | HRCU-A-CB (Split System: Heat Pump with Remote Outdoor Unit-Air-Source) | 288BNV025*0**B* |  |  | CNPV*4824AL*+UI | 83*CA60100C21*** | 24000 | 16.5 | 8.1 | 21400 | 16600 | 77.57% | 2 | 0 | 11 |  |  |  | No | R-410A | 2 | Residential & Commercial | Ducted CEE Tier 1
215434251 | Central HP <5.4 tons | DAIKIN | HRCU-A-CB (Split System: Heat Pump with Remote Outdoor Unit-Air-Source) | DH7VSA4210A* |  |  | CHPEA4830*3A* | D*80TC0805D*A* | 40500 | 17 | 8.6 | 41000 | 31000 | 75.61% | 2 | 0 | 10 |  |  |  | No | R-32 | 3.375 | Residential & Commercial | Ducted CEE Tier 1
215434252 | Central HP <5.4 tons | DAIKIN | HRCU-A-CB (Split System: Heat Pump with Remote Outdoor Unit-Air-Source) | DH7VSA4210A* |  |  | CHPEA4830*3A* | D*80TC1005C*A* | 40500 | 17 | 8.6 | 41000 | 31000 | 75.61% | 2 | 0 | 10 |  |  |  | No | R-32 | 3.375 | Residential & Commercial | Ducted CEE Tier 1
215433931 | Central HP <5.4 tons | DAIKIN | HRCU-A-CB (Split System: Heat Pump with Remote Outdoor Unit-Air-Source) | DH7VSA4210A* |  |  | CHPEA4830*3A*+MBVK16CP1X00A* |  | 41000 | 17.5 | 8.8 | 41000 | 31000 | 75.61% | 2 | 0 | 10 |  |  |  | No | R-32 | 3.4167 | Residential & Commercial | Ducted CEE Tier 1
215864541 | Central HP <5.4 tons | TRANE | HRCU-A-CB (Split System: Heat Pump with Remote Outdoor Unit-Air-Source) | 5TWV8X36A1 |  |  | 5PX*C007AS3 | S8V2C100M5PDB | 33000 | 18.1 | 8.5 | 33400 | 25600 | 76.65% | 2.1 | 0 | 10 |  |  |  | No | R-454B | 2.75 | Residential & Commercial | Ducted CEE Tier 1
215864559 | Central HP <5.4 tons | TRANE | HRCU-A-CB (Split System: Heat Pump with Remote Outdoor Unit-Air-Source) | 5TWV8X36A1 |  |  | 5PX*CD05AS3 | S8V2C100M5PCB | 32000 | 18.1 | 8.5 | 34000 | 25800 | 75.88% | 2 | 0 | 10 |  |  |  | No | R-454B | 2.6667 | Residential & Commercial | Ducted CEE Tier 1
211227238 | Central HP <5.4 tons | BRYANT HEATING AND COOLING SYSTEMS | HRCU-A-CB (Split System: Heat Pump with Remote Outdoor Unit-Air-Source) | 38MURAQ36AB3* |  |  | CAP**3721AL* | OVMAAB042112 | 36200 | 15.5 | 8.5 | 38500 | 34800 | 90.39% | 2.06 | 0 | 10 |  |  |  | No | R-410A | 3.0167 | Residential & Commercial | Ducted CEE Tier 1
211226954 | Central HP <5.4 tons | BRYANT HEATING AND COOLING SYSTEMS | HRCU-A-CB (Split System: Heat Pump with Remote Outdoor Unit-Air-Source) | 38MURAQ36AB3* |  |  | CAP**3721AL* | 82*TA66110V21*** | 37000 | 15.5 | 8.5 | 38500 | 34800 | 90.39% | 2.12 | 0 | 10 |  |  |  | No | R-410A | 3.0833 | Residential & Commercial | Ducted CEE Tier 1
211227002 | Central HP <5.4 tons | BRYANT HEATING AND COOLING SYSTEMS | HRCU-A-CB (Split System: Heat Pump with Remote Outdoor Unit-Air-Source) | 38MURAQ36AB3* |  |  | CAP**3721AL* | 912SD48080E17*** | 36200 | 16 | 8.5 | 38500 | 34800 | 90.39% | 2.08 | 0 | 10 |  |  |  | No | R-410A | 3.0167 | Residential & Commercial | Ducted CEE Tier 1
210596307 | Central HP <5.4 tons | BRYANT HEATING AND COOLING SYSTEMS | HRCU-A-CB (Split System: Heat Pump with Remote Outdoor Unit-Air-Source) | 288BNV025*0**B* |  |  | CAP**4221AL*+UI | 987MB42080C17*** | 23600 | 16.5 | 8.1 | 21400 | 16700 | 78.04% | 1.96 | 0 | 11 |  |  |  | No | R-410A | 1.9667 | Residential & Commercial | Ducted CEE Tier 1
210596308 | Central HP <5.4 tons | BRYANT HEATING AND COOLING SYSTEMS | HRCU-A-CB (Split System: Heat Pump with Remote Outdoor Unit-Air-Source) | 288BNV025*0**B* |  |  | CAP**4221AL*+UI | 987MB60060C21*** | 23600 | 16 | 8.1 | 21400 | 16700 | 78.04% | 1.94 | 0 | 11 |  |  |  | No | R-410A | 1.9667 | Residential & Commercial | Ducted CEE Tier 1
210596358 | Central HP <5.4 tons | BRYANT HEATING AND COOLING SYSTEMS | HRCU-A-CB (Split System: Heat Pump with Remote Outdoor Unit-Air-Source) | 288BNV025*0**B* |  |  | CAP**4824AL*+UI | 987MB66100C21*** | 24200 | 16.5 | 8.1 | 21000 | 16500 | 78.57% | 2.02 | 0 | 11 |  |  |  | No | R-410A | 2.0167 | Residential & Commercial | Ducted CEE Tier 1
210596360 | Central HP <5.4 tons | BRYANT HEATING AND COOLING SYSTEMS | HRCU-A-CB (Split System: Heat Pump with Remote Outdoor Unit-Air-Source) | 288BNV025*0**B* |  |  | CNPV*4217AL*+UI | 83*CA36040C17*** | 24000 | 17 | 8.1 | 21400 | 16600 | 77.57% | 1.98 | 0 | 11 |  |  |  | No | R-410A | 2 | Residential & Commercial | Ducted CEE Tier 1
213872261 | Central HP <5.4 tons | DAIKIN | HRCU-A-CB (Split System: Heat Pump with Remote Outdoor Unit-Air-Source) | DZ6VSA421EA* |  |  | CA*EA6030*4A* | D*97MC1005CNA* | 40000 | 17 | 8.6 | 40000 | 30600 | 76.5% | 2.2 | 0 | 10 |  |  |  | No | R-410A | 3.3333 | Residential & Commercial | Ducted CEE Tier 1
212971657 | Central HP <5.4 tons | AIRQUEST | HRCU-A-CB (Split System: Heat Pump with Remote Outdoor Unit-Air-Source) | DLCURAH24ABK |  |  | EA*4X36L17A* | *80VTL0701716B* | 23800 | 17 | 8.5 | 26200 | 23800 | 90.84% | 1.98 | 0 | 10 |  |  |  | No | R-410A | 1.9833 | Residential & Commercial | Ducted CEE Tier 1
212971723 | Central HP <5.4 tons | AIRQUEST | HRCU-A-CB (Split System: Heat Pump with Remote Outdoor Unit-Air-Source) | DLCURAH24ABK |  |  | EN(A,D,W)4X36L17** | *80VTL0701716B* | 23600 | 17 | 8.5 | 26400 | 24200 | 91.67% | 2.02 | 0 | 10.5 |  |  |  | No | R-410A | 1.9667 | Residential & Commercial | Ducted CEE Tier 1
212973584 | Central HP <5.4 tons | AIRQUEST | HRCU-A-CB (Split System: Heat Pump with Remote Outdoor Unit-Air-Source) | DLCURAH24ABK |  |  | EA*4X37L17A* | *96VSN0601412B* | 24000 | 17 | 8.1 | 25200 | 22400 | 88.89% | 1.86 | 0 | 10 |  |  |  | No | R-410A | 2 | Residential & Commercial | Ducted CEE Tier 1
212973604 | Central HP <5.4 tons | AIRQUEST | HRCU-A-CB (Split System: Heat Pump with Remote Outdoor Unit-Air-Source) | DLCURAH24ABK |  |  | EN(A,D)4X24L17** | *96VSN0601412B* | 23200 | 16.5 | 8.5 | 26800 | 25400 | 94.78% | 2.12 | 0 | 10 |  |  |  | No | R-410A | 1.9333 | Residential & Commercial | Ducted CEE Tier 1
212973904 | Central HP <5.4 tons | AIRQUEST | HRCU-A-CB (Split System: Heat Pump with Remote Outdoor Unit-Air-Source) | DLCURAH24ABK |  |  | EN(A,D)4X30L17** | *96VSN0801716B* | 23400 | 16.5 | 8.1 | 25800 | 24200 | 93.8% | 2 | 0 | 10 |  |  |  | No | R-410A | 1.95 | Residential & Commercial | Ducted CEE Tier 1
212975290 | Central HP <5.4 tons | AIRQUEST | HRCU-A-CB (Split System: Heat Pump with Remote Outdoor Unit-Air-Source) | DLCURAH24ABK |  |  | EA*4X36L17A* | *96VTN0401712B* | 23400 | 16.5 | 8.5 | 26200 | 24400 | 93.13% | 2.02 | 0 | 10 |  |  |  | No | R-410A | 1.95 | Residential & Commercial | Ducted CEE Tier 1
212975367 | Central HP <5.4 tons | AIRQUEST | HRCU-A-CB (Split System: Heat Pump with Remote Outdoor Unit-Air-Source) | DLCURAH24ABK |  |  | EN(A,D)4X36L21** | *96VTN0401712B* | 23200 | 16 | 8.1 | 26200 | 24800 | 94.66% | 2.06 | 0 | 10 |  |  |  | No | R-410A | 1.9333 | Residential & Commercial | Ducted CEE Tier 1
213770474 | Central HP <5.4 tons | TEMPSTAR | HRCU-A-CB (Split System: Heat Pump with Remote Outdoor Unit-Air-Source) | TVH825GKA2* |  |  | EA*4X24L14A*+WALLCON | *80CTL0701412B* | 23400 | 16.5 | 8.1 | 22000 | 16800 | 76.36% | 1.9 | 0 | 10.5 |  |  |  | No | R-410A | 1.95 | Residential & Commercial | Ducted CEE Tier 1
213770524 | Central HP <5.4 tons | TEMPSTAR | HRCU-A-CB (Split System: Heat Pump with Remote Outdoor Unit-Air-Source) | TVH825GKA2* |  |  | EA*4X24L17A*+WALLCON | *80CTL0901716B* | 23400 | 16.5 | 8.1 | 21800 | 16800 | 77.06% | 1.9 | 0 | 10.5 |  |  |  | No | R-410A | 1.95 | Residential & Commercial | Ducted CEE Tier 1
213770674 | Central HP <5.4 tons | TEMPSTAR | HRCU-A-CB (Split System: Heat Pump with Remote Outdoor Unit-Air-Source) | TVH825GKA2* |  |  | EA*4X25L17A*+WALLCON | *96CTN0601714B* | 24200 | 16.5 | 8.1 | 21400 | 16700 | 78.04% | 2 | 0 | 11 |  |  |  | No | R-410A | 2.0167 | Residential & Commercial | Ducted CEE Tier 1
213770824 | Central HP <5.4 tons | TEMPSTAR | HRCU-A-CB (Split System: Heat Pump with Remote Outdoor Unit-Air-Source) | TVH825GKA2* |  |  | EA*4X36L17A*+WALLCON | *80CTL0701412B* | 23600 | 16.5 | 8.1 | 21400 | 16700 | 78.04% | 1.94 | 0 | 10.5 |  |  |  | No | R-410A | 1.9667 | Residential & Commercial | Ducted CEE Tier 1
213770654 | Central HP <5.4 tons | TEMPSTAR | HRCU-A-CB (Split System: Heat Pump with Remote Outdoor Unit-Air-Source) | TVH825GKA2* |  |  | EA*4X25L17A*+WALLCON | *97CMN0801714B* | 24200 | 16.5 | 8.1 | 21400 | 16700 | 78.04% | 2.02 | 0 | 11 |  |  |  | No | R-410A | 2.0167 | Residential & Commercial | Ducted CEE Tier 1
213771154 | Central HP <5.4 tons | TEMPSTAR | HRCU-A-CB (Split System: Heat Pump with Remote Outdoor Unit-Air-Source) | TVH825GKA2* |  |  | EA*4X37L21A*+WALLCON | *80CTL0901716B* | 24600 | 17 | 8.5 | 21000 | 16600 | 79.05% | 2.02 | 0 | 11 |  |  |  | No | R-410A | 2.05 | Residential & Commercial | Ducted CEE Tier 1
215434148 | Central HP <5.4 tons | DAIKIN | HRCU-A-CB (Split System: Heat Pump with Remote Outdoor Unit-Air-Source) | DH7VSA3610A* |  |  | CA*EA6030*3A* | D*80TC1005C*A* | 35000 | 18.5 | 8.5 | 35000 | 28400 | 81.14% | 2 | 0 | 10.5 |  |  |  | No | R-32 | 2.9167 | Residential & Commercial | Ducted CEE Tier 1
215434158 | Central HP <5.4 tons | DAIKIN | HRCU-A-CB (Split System: Heat Pump with Remote Outdoor Unit-Air-Source) | DH7VSA3610A* |  |  | CHPEA4830*3A* | D*80TC1005C*A* | 35000 | 18.5 | 8.1 | 35000 | 28400 | 81.14% | 2 | 0 | 10.5 |  |  |  | No | R-32 | 2.9167 | Residential & Commercial | Ducted CEE Tier 1
215434146 | Central HP <5.4 tons | DAIKIN | HRCU-A-CB (Split System: Heat Pump with Remote Outdoor Unit-Air-Source) | DH7VSA3610A* |  |  | CA*EA4830*3A* | D*97MC1005CNA* | 34800 | 18.5 | 8.5 | 35000 | 28400 | 81.14% | 2 | 0 | 10.5 |  |  |  | No | R-32 | 2.9 | Residential & Commercial | Ducted CEE Tier 1
215434153 | Central HP <5.4 tons | DAIKIN | HRCU-A-CB (Split System: Heat Pump with Remote Outdoor Unit-Air-Source) | DH7VSA3610A* |  |  | CA*EA6030*3A* | D*80SC0805CUA* | 35000 | 18.5 | 8.5 | 35000 | 28400 | 81.14% | 2 | 0 | 10.5 |  |  |  | No | R-32 | 2.9167 | Residential & Commercial | Ducted CEE Tier 1
210472889 | Central HP <5.4 tons | AIRQUEST | HRCU-A-CB (Split System: Heat Pump with Remote Outdoor Unit-Air-Source) | HVH825GKA3* |  |  | EA*4X42L21A*+WALLCON | *80CTL0701716A* | 23800 | 16.5 | 8.1 | 21400 | 16600 | 77.57% | 1.96 | 0 | 11 |  |  |  | No | R-410A | 1.9833 | Residential & Commercial | Ducted CEE Tier 1
210472900 | Central HP <5.4 tons | AIRQUEST | HRCU-A-CB (Split System: Heat Pump with Remote Outdoor Unit-Air-Source) | HVH825GKA3* |  |  | EA*4X42L21A*+WALLCON | *96CTN0601714A* | 23600 | 16.5 | 8.1 | 21400 | 16700 | 78.04% | 1.94 | 0 | 11 |  |  |  | No | R-410A | 1.9667 | Residential & Commercial | Ducted CEE Tier 1
210473516 | Central HP <5.4 tons | AIRQUEST | HRCU-A-CB (Split System: Heat Pump with Remote Outdoor Unit-Air-Source) | HVH825GKA3* |  |  | EA*4X48L24A*+WALLCON | *96CTN1002122A* | 24200 | 16.5 | 8.1 | 21000 | 16500 | 78.57% | 2.02 | 0 | 11 |  |  |  | No | R-410A | 2.0167 | Residential & Commercial | Ducted CEE Tier 1
210473952 | Central HP <5.4 tons | AIRQUEST | HRCU-A-CB (Split System: Heat Pump with Remote Outdoor Unit-Air-Source) | HVH825GKA3* |  |  | EN(A,D,W)4X48L21**+WALLCON | *80CTL0451712A* | 24000 | 16.5 | 8.1 | 21400 | 16700 | 78.04% | 2 | 0 | 11 |  |  |  | No | R-410A | 2 | Residential & Commercial | Ducted CEE Tier 1
213772674 | Central HP <5.4 tons | TEMPSTAR | HRCU-A-CB (Split System: Heat Pump with Remote Outdoor Unit-Air-Source) | TVH825GKA3* |  |  | EA*4X24L17A*+WALLCON | *97CMN0601714B* | 23000 | 16 | 8.1 | 22000 | 16900 | 76.82% | 1.88 | 0 | 10 |  |  |  | No | R-410A | 1.9167 | Residential & Commercial | Ducted CEE Tier 1
213772724 | Central HP <5.4 tons | TEMPSTAR | HRCU-A-CB (Split System: Heat Pump with Remote Outdoor Unit-Air-Source) | TVH825GKA3* |  |  | EA*4X25L17A*+WALLCON | *80CTL0451712B* | 24200 | 16.5 | 8.1 | 21400 | 16700 | 78.04% | 2 | 0 | 10.5 |  |  |  | No | R-410A | 2.0167 | Residential & Commercial | Ducted CEE Tier 1
214396369 | Central HP <5.4 tons | COLEMAN | HRCU-A-CB (Split System: Heat Pump with Remote Outdoor Unit-Air-Source) | HH860E2S11 |  |  | CTF60D5CJS1 | CP9C120D20MP13 | 53000 | 19 | 9 | 55000 | 39500 | 71.82% | 2 | 0 | 11 |  |  |  | No | R-454B | 4.4167 | Residential & Commercial | Ducted CEE Tier 1
215864441 | Central HP <5.4 tons | TRANE | HRCU-A-CB (Split System: Heat Pump with Remote Outdoor Unit-Air-Source) | 5TWV8X24A1 |  |  | 5PX*B003AS3 | L8V1A060U3VSB+LRP | 21400 | 18.1 | 8.5 | 24600 | 19000 | 77.24% | 2.1 | 0 | 11 |  |  |  | No | R-454B | 1.7833 | Residential & Commercial | Ducted CEE Tier 1
215864457 | Central HP <5.4 tons | TRANE | HRCU-A-CB (Split System: Heat Pump with Remote Outdoor Unit-Air-Source) | 5TWV8X24A1 |  |  | 5TXCB003AS3 | *UHMB080CCV3+LRP | 21400 | 18.1 | 8.5 | 24200 | 18700 | 77.27% | 2.2 | 0 | 11.5 |  |  |  | No | R-454B | 1.7833 | Residential & Commercial | Ducted CEE Tier 1
213772744 | Central HP <5.4 tons | TEMPSTAR | HRCU-A-CB (Split System: Heat Pump with Remote Outdoor Unit-Air-Source) | TVH825GKA3* |  |  | EA*4X25L17A*+WALLCON | *80CTL0701716B* | 24400 | 16.5 | 8.1 | 21200 | 16700 | 78.77% | 2 | 0 | 10.5 |  |  |  | No | R-410A | 2.0333 | Residential & Commercial | Ducted CEE Tier 1
206790562 | Central HP <5.4 tons | BRYANT HEATING AND COOLING SYSTEMS | HRCU-A-CB (Split System: Heat Pump with Remote Outdoor Unit-Air-Source) | 284ANV036*0**B* |  |  | CAP**4821AL*+UI | 88*TA36045C17*** | 33400 | 19 | 9 | 35200 | 26000 | 73.86% | 2 | 12 | 11 |  |  |  | No | R-410A | 2.7833 | Residential & Commercial | Ducted CEE Tier 1
206790393 | Central HP <5.4 tons | BRYANT HEATING AND COOLING SYSTEMS | HRCU-A-CB (Split System: Heat Pump with Remote Outdoor Unit-Air-Source) | 284ANV036*0**B* |  |  | CNPV*4821AL*+UI | 88*TA48070C17*** | 33800 | 19.5 | 9 | 35200 | 26000 | 73.86% | 2.04 | 12.5 | 12 |  |  |  | No | R-410A | 2.8167 | Residential & Commercial | Ducted CEE Tier 1
206790018 | Central HP <5.4 tons | BRYANT HEATING AND COOLING SYSTEMS | HRCU-A-CB (Split System: Heat Pump with Remote Outdoor Unit-Air-Source) | 284ANV024*0**B* |  |  | FE4AN(B,F)003L+UI |  | 23400 | 21 | 10.5 | 26400 | 19700 | 74.62% | 2.46 | 14.5 | 13.5 |  |  |  | No | R-410A | 1.95 | Residential & Commercial | Ducted CEE Tier 1
206790021 | Central HP <5.4 tons | BRYANT HEATING AND COOLING SYSTEMS | HRCU-A-CB (Split System: Heat Pump with Remote Outdoor Unit-Air-Source) | 284ANV024*0**B* |  |  | CAP**3617AL*+UI | 987MB42080C17*** | 23200 | 20 | 10 | 26800 | 20000 | 74.63% | 2.4 | 13 | 13 |  |  |  | No | R-410A | 1.9333 | Residential & Commercial | Ducted CEE Tier 1
211377894 | Central HP <5.4 tons | YORK | HRCU-A-CB (Split System: Heat Pump with Remote Outdoor Unit-Air-Source) | HMH72B341 |  |  | XAFB36DXXN1+TXV | TM9E080B12MP12 | 34000 | 17.5 | 8.1 | 33800 | 24000 | 71.01% | 2.06 | 0 | 10 |  |  |  | No | R-410A | 2.8333 | Residential & Commercial | Ducted CEE Tier 1
215434367 | Central HP <5.4 tons | DAIKIN | HRCU-A-CB (Split System: Heat Pump with Remote Outdoor Unit-Air-Source) | DH7VSA4810A* |  |  | CHPEA4830*3A* | D*96TC1005CNA* | 45500 | 16.2 | 8.5 | 46000 | 33600 | 73.04% | 2 | 0 | 10 |  |  |  | No | R-32 | 3.7917 | Residential & Commercial | Ducted CEE Tier 1
215434369 | Central HP <5.4 tons | DAIKIN | HRCU-A-CB (Split System: Heat Pump with Remote Outdoor Unit-Air-Source) | DH7VSA4810A* |  |  | CHPEA4830*3A* | D*97MC1005CNA* | 45500 | 16.2 | 8.5 | 46000 | 33600 | 73.04% | 2 | 0 | 10 |  |  |  | No | R-32 | 3.7917 | Residential & Commercial | Ducted CEE Tier 1
215434382 | Central HP <5.4 tons | DAIKIN | HRCU-A-CB (Split System: Heat Pump with Remote Outdoor Unit-Air-Source) | DH7VSA4810A* |  |  | CHPEA6030*3A* | D*97MC1005CNA* | 45500 | 16.2 | 8.5 | 46500 | 33600 | 72.26% | 2 | 0 | 10 |  |  |  | No | R-32 | 3.7917 | Residential & Commercial | Ducted CEE Tier 1
215434384 | Central HP <5.4 tons | DAIKIN | HRCU-A-CB (Split System: Heat Pump with Remote Outdoor Unit-Air-Source) | DH7VSA4810A* |  |  | CHPEA6030*3A* | D*96TC1005DNA* | 45500 | 16.5 | 8.5 | 46500 | 33600 | 72.26% | 2 | 0 | 10 |  |  |  | No | R-32 | 3.7917 | Residential & Commercial | Ducted CEE Tier 1
211245904 | Central HP <5.4 tons | BRYANT HEATING AND COOLING SYSTEMS | HRCU-A-CB (Split System: Heat Pump with Remote Outdoor Unit-Air-Source) | 38MURAQ24AB3* |  |  | FMA4X36**AL* |  | 25800 | 18 | 9 | 27600 | 21000 | 76.09% | 1.8 | 0 | 10.5 |  |  |  | No | R-410A | 2.15 | Residential & Commercial | Ducted CEE Tier 1
210473054 | Central HP <5.4 tons | AIRQUEST | HRCU-A-CB (Split System: Heat Pump with Remote Outdoor Unit-Air-Source) | HVH825GKA3* |  |  | EA*4X42L24A*+WALLCON | *97CMN1202422A* | 23800 | 16.5 | 8.1 | 21400 | 16700 | 78.04% | 1.96 | 0 | 11 |  |  |  | No | R-410A | 1.9833 | Residential & Commercial | Ducted CEE Tier 1
210473087 | Central HP <5.4 tons | AIRQUEST | HRCU-A-CB (Split System: Heat Pump with Remote Outdoor Unit-Air-Source) | HVH825GKA3* |  |  | EA*4X43L21A*+WALLCON | *95CSU0601716A* | 24400 | 16.5 | 8.1 | 21200 | 16700 | 78.77% | 2.02 | 0 | 10.5 |  |  |  | No | R-410A | 2.0333 | Residential & Commercial | Ducted CEE Tier 1
210473153 | Central HP <5.4 tons | AIRQUEST | HRCU-A-CB (Split System: Heat Pump with Remote Outdoor Unit-Air-Source) | HVH825GKA3* |  |  | EA*4X43L21A*+WALLCON | *80CTL0451712A* | 24200 | 16.5 | 8.1 | 21600 | 16800 | 77.78% | 2 | 0 | 11 |  |  |  | No | R-410A | 2.0167 | Residential & Commercial | Ducted CEE Tier 1
213772774 | Central HP <5.4 tons | TEMPSTAR | HRCU-A-CB (Split System: Heat Pump with Remote Outdoor Unit-Air-Source) | TVH825GKA3* |  |  | EA*4X25L17A*+WALLCON | *97CMN0601714B* | 24200 | 15.5 | 8.1 | 20000 | 16700 | 83.5% | 2 | 0 | 10.5 |  |  |  | No | R-410A | 2.0167 | Residential & Commercial | Ducted CEE Tier 1
213772944 | Central HP <5.4 tons | TEMPSTAR | HRCU-A-CB (Split System: Heat Pump with Remote Outdoor Unit-Air-Source) | TVH825GKA3* |  |  | EA*4X36L17A*+WALLCON | *80CTL0451712B* | 23400 | 16 | 8.1 | 21600 | 16800 | 77.78% | 1.92 | 0 | 10.5 |  |  |  | No | R-410A | 1.95 | Residential & Commercial | Ducted CEE Tier 1
213773244 | Central HP <5.4 tons | TEMPSTAR | HRCU-A-CB (Split System: Heat Pump with Remote Outdoor Unit-Air-Source) | TVH825GKA3* |  |  | EA*4X37L17A*+WALLCON | *96CTN0601714B* | 24000 | 16 | 8.1 | 21400 | 16700 | 78.04% | 1.98 | 0 | 10.5 |  |  |  | No | R-410A | 2 | Residential & Commercial | Ducted CEE Tier 1
213772734 | Central HP <5.4 tons | TEMPSTAR | HRCU-A-CB (Split System: Heat Pump with Remote Outdoor Unit-Air-Source) | TVH825GKA3* |  |  | EA*4X25L17A*+WALLCON | *80CTL0701412B* | 24400 | 16.5 | 8.1 | 21200 | 16600 | 78.3% | 2 | 0 | 11 |  |  |  | No | R-410A | 2.0333 | Residential & Commercial | Ducted CEE Tier 1
213772784 | Central HP <5.4 tons | TEMPSTAR | HRCU-A-CB (Split System: Heat Pump with Remote Outdoor Unit-Air-Source) | TVH825GKA3* |  |  | EA*4X25L17A*+WALLCON | *97CMN0801714B* | 24200 | 16.5 | 8.1 | 21400 | 16700 | 78.04% | 2 | 0 | 10.5 |  |  |  | No | R-410A | 2.0167 | Residential & Commercial | Ducted CEE Tier 1
213773134 | Central HP <5.4 tons | TEMPSTAR | HRCU-A-CB (Split System: Heat Pump with Remote Outdoor Unit-Air-Source) | TVH825GKA3* |  |  | EA*4X36L21A*+WALLCON | *96CTN0601714B* | 23400 | 16.5 | 8.1 | 21600 | 16700 | 77.31% | 1.92 | 0 | 10.5 |  |  |  | No | R-410A | 1.95 | Residential & Commercial | Ducted CEE Tier 1
213773284 | Central HP <5.4 tons | TEMPSTAR | HRCU-A-CB (Split System: Heat Pump with Remote Outdoor Unit-Air-Source) | TVH825GKA3* |  |  | EA*4X37L21A*+WALLCON | *80CTL0901716B* | 24200 | 17 | 8.1 | 21000 | 16600 | 79.05% | 2.02 | 0 | 11 |  |  |  | No | R-410A | 2.0167 | Residential & Commercial | Ducted CEE Tier 1
210596393 | Central HP <5.4 tons | BRYANT HEATING AND COOLING SYSTEMS | HRCU-A-CB (Split System: Heat Pump with Remote Outdoor Unit-Air-Source) | 288BNV025*0**B* |  |  | CNPV*4821AL*+UI | 935CA48060C17*** | 24000 | 16.5 | 8.1 | 21400 | 16700 | 78.04% | 2 | 0 | 11 |  |  |  | No | R-410A | 2 | Residential & Commercial | Ducted CEE Tier 1
210596424 | Central HP <5.4 tons | BRYANT HEATING AND COOLING SYSTEMS | HRCU-A-CB (Split System: Heat Pump with Remote Outdoor Unit-Air-Source) | 288BNV025*0**B* |  |  | CSPH*4212AL*+UI | 986TC42080C17*** | 24000 | 16 | 8.1 | 21400 | 16700 | 78.04% | 2 | 0 | 10.5 |  |  |  | No | R-410A | 2 | Residential & Commercial | Ducted CEE Tier 1
215433896 | Central HP <5.4 tons | DAIKIN | HRCU-A-CB (Split System: Heat Pump with Remote Outdoor Unit-Air-Source) | DH7VSA2410A* |  |  | CA*EA3626*3A*+MBVK16CP1X00A* |  | 23200 | 19 | 8.6 | 23200 | 17000 | 73.28% | 2 | 0 | 11 |  |  |  | No | R-32 | 1.9333 | Residential & Commercial | Ducted CEE Tier 1
215433980 | Central HP <5.4 tons | DAIKIN | HRCU-A-CB (Split System: Heat Pump with Remote Outdoor Unit-Air-Source) | DH7VSA2410A* |  |  | CA*EA3022*3A* | D*96TC0403BNA* | 23200 | 19 | 8.6 | 23200 | 17000 | 73.28% | 2 | 0 | 11 |  |  |  | No | R-32 | 1.9333 | Residential & Commercial | Ducted CEE Tier 1
215434253 | Central HP <5.4 tons | DAIKIN | HRCU-A-CB (Split System: Heat Pump with Remote Outdoor Unit-Air-Source) | DH7VSA4210A* |  |  | CHPEA4830*3A* | D*96TC0804CNA* | 40500 | 16.5 | 8.6 | 41000 | 31000 | 75.61% | 2 | 0 | 10 |  |  |  | No | R-32 | 3.375 | Residential & Commercial | Ducted CEE Tier 1
206790172 | Central HP <5.4 tons | BRYANT HEATING AND COOLING SYSTEMS | HRCU-A-CB (Split System: Heat Pump with Remote Outdoor Unit-Air-Source) | 284ANV024*0**B* |  |  | CNPV*3617AL*+UI | 986TC42080C17*** | 23200 | 20 | 9.5 | 26800 | 20000 | 74.63% | 2.38 | 14 | 13 |  |  |  | No | R-410A | 1.9333 | Residential & Commercial | Ducted CEE Tier 1
206790217 | Central HP <5.4 tons | BRYANT HEATING AND COOLING SYSTEMS | HRCU-A-CB (Split System: Heat Pump with Remote Outdoor Unit-Air-Source) | 284ANV024*0**B* |  |  | CSPH*4212AL*+UI | 986TC42080C17*** | 23800 | 19.5 | 9.5 | 26600 | 19800 | 74.44% | 2.5 | 14 | 12.5 |  |  |  | No | R-410A | 1.9833 | Residential & Commercial | Ducted CEE Tier 1
206790247 | Central HP <5.4 tons | BRYANT HEATING AND COOLING SYSTEMS | HRCU-A-CB (Split System: Heat Pump with Remote Outdoor Unit-Air-Source) | 284ANV024*0**B* |  |  | CSPH*3612AL*+UI | 83*CA36040C17*** | 23800 | 19.5 | 9.5 | 26600 | 19700 | 74.06% | 2.48 | 13.5 | 13 |  |  |  | No | R-410A | 1.9833 | Residential & Commercial | Ducted CEE Tier 1
213296560 | Central HP <5.4 tons | YORK | HRCU-A-CB (Split System: Heat Pump with Remote Outdoor Unit-Air-Source) | HMH72B341 |  |  | XAUB36DXXN1+TXV | Y81E080B12LMPS1 | 34000 | 18 | 8.1 | 33400 | 24000 | 71.86% | 2.08 | 0 | 10 |  |  |  | No | R-410A | 2.8333 | Residential & Commercial | Ducted CEE Tier 1
206790302 | Central HP <5.4 tons | BRYANT HEATING AND COOLING SYSTEMS | HRCU-A-CB (Split System: Heat Pump with Remote Outdoor Unit-Air-Source) | 284ANV036*0**B* |  |  | CAP**4224AL*+UI | 987MB60060C21*** | 32800 | 18.5 | 9 | 35600 | 26800 | 75.28% | 1.98 | 12 | 11 |  |  |  | No | R-410A | 2.7333 | Residential & Commercial | Ducted CEE Tier 1
206790320 | Central HP <5.4 tons | BRYANT HEATING AND COOLING SYSTEMS | HRCU-A-CB (Split System: Heat Pump with Remote Outdoor Unit-Air-Source) | 284ANV036*0**B* |  |  | CAP**4821AL*+UI | 986TC42080C17*** | 33600 | 19 | 9 | 35200 | 26000 | 73.86% | 2.02 | 12 | 11.7 |  |  |  | No | R-410A | 2.8 | Residential & Commercial | Ducted CEE Tier 1
206790354 | Central HP <5.4 tons | BRYANT HEATING AND COOLING SYSTEMS | HRCU-A-CB (Split System: Heat Pump with Remote Outdoor Unit-Air-Source) | 284ANV036*0**B* |  |  | CAP**6121AL*+UI | 986TC42060C17*** | 34600 | 19 | 9 | 33600 | 25400 | 75.6% | 1.98 | 12.5 | 11.7 |  |  |  | No | R-410A | 2.8833 | Residential & Commercial | Ducted CEE Tier 1
206790370 | Central HP <5.4 tons | BRYANT HEATING AND COOLING SYSTEMS | HRCU-A-CB (Split System: Heat Pump with Remote Outdoor Unit-Air-Source) | 284ANV036*0**B* |  |  | CAP**6124AL*+UI | 987MB66120C24*** | 34800 | 19.5 | 9 | 34600 | 25200 | 72.83% | 2.02 | 13 | 12.5 |  |  |  | No | R-410A | 2.9 | Residential & Commercial | Ducted CEE Tier 1
206790503 | Central HP <5.4 tons | BRYANT HEATING AND COOLING SYSTEMS | HRCU-A-CB (Split System: Heat Pump with Remote Outdoor Unit-Air-Source) | 284ANV036*0**B* |  |  | CAP**4321AL*+UI | 83*CA36040C17*** | 34400 | 19.5 | 9.5 | 35000 | 25600 | 73.14% | 2.04 | 12.5 | 12 |  |  |  | No | R-410A | 2.8667 | Residential & Commercial | Ducted CEE Tier 1
211227436 | Central HP <5.4 tons | BRYANT HEATING AND COOLING SYSTEMS | HRCU-A-CB (Split System: Heat Pump with Remote Outdoor Unit-Air-Source) | 38MURAQ36AB3* |  |  | CAP**4221AL* | 83*SA60080E21*** | 36800 | 15.5 | 8.5 | 40000 | 35200 | 88% | 1.96 | 0 | 10 |  |  |  | No | R-410A | 3.0667 | Residential & Commercial | Ducted CEE Tier 1
206790109 | Central HP <5.4 tons | BRYANT HEATING AND COOLING SYSTEMS | HRCU-A-CB (Split System: Heat Pump with Remote Outdoor Unit-Air-Source) | 284ANV024*0**B* |  |  | CSPH*4212AL*+UI | 987MB42080C17*** | 23800 | 19.5 | 9.5 | 26600 | 19800 | 74.44% | 2.5 | 13 | 12.5 |  |  |  | No | R-410A | 1.9833 | Residential & Commercial | Ducted CEE Tier 1
206790110 | Central HP <5.4 tons | BRYANT HEATING AND COOLING SYSTEMS | HRCU-A-CB (Split System: Heat Pump with Remote Outdoor Unit-Air-Source) | 284ANV024*0**B* |  |  | CSPH*4212AL*+UI | 987MB60060C21*** | 23800 | 19 | 9 | 26600 | 19800 | 74.44% | 2.5 | 13 | 12.5 |  |  |  | No | R-410A | 1.9833 | Residential & Commercial | Ducted CEE Tier 1
215433979 | Central HP <5.4 tons | DAIKIN | HRCU-A-CB (Split System: Heat Pump with Remote Outdoor Unit-Air-Source) | DH7VSA2410A* |  |  | CA*EA3022*3A* | D*80TC1005C*A* | 23200 | 19 | 8.6 | 23200 | 17000 | 73.28% | 2 | 0 | 11 |  |  |  | No | R-32 | 1.9333 | Residential & Commercial | Ducted CEE Tier 1
213771254 | Central HP <5.4 tons | TEMPSTAR | HRCU-A-CB (Split System: Heat Pump with Remote Outdoor Unit-Air-Source) | TVH825GKA2* |  |  | EA*4X42L21A*+WALLCON | *80CTL0451712B* | 23600 | 16.5 | 8.1 | 21600 | 16700 | 77.31% | 1.94 | 0 | 10.5 |  |  |  | No | R-410A | 1.9667 | Residential & Commercial | Ducted CEE Tier 1
213771304 | Central HP <5.4 tons | TEMPSTAR | HRCU-A-CB (Split System: Heat Pump with Remote Outdoor Unit-Air-Source) | TVH825GKA2* |  |  | EA*4X42L21A*+WALLCON | *95CSU0601716B* | 23600 | 16.5 | 8.1 | 21400 | 16700 | 78.04% | 1.96 | 0 | 10.5 |  |  |  | No | R-410A | 1.9667 | Residential & Commercial | Ducted CEE Tier 1
210474251 | Central HP <5.4 tons | BRYANT HEATING AND COOLING SYSTEMS | HRCU-A-CB (Split System: Heat Pump with Remote Outdoor Unit-Air-Source) | 288BNV025*0**C* |  |  | CSPH*4212AL*+UI | 83*CA36040C17*** | 24200 | 16.5 | 8.1 | 21400 | 16600 | 77.57% | 2 | 0 | 10.5 |  |  |  | No | R-410A | 2.0167 | Residential & Commercial | Ducted CEE Tier 1
212614915 | Central HP <5.4 tons | DAIKIN | HRCU-A-CB (Split System: Heat Pump with Remote Outdoor Unit-Air-Source) | DZ6VSA361EA* |  |  | DFVE60DP1400A* |  | 34200 | 17.5 | 8.6 | 34200 | 30000 | 87.72% | 2 | 0 | 10 |  |  |  | No | R-410A | 2.85 | Residential & Commercial | Ducted CEE Tier 1
213770514 | Central HP <5.4 tons | TEMPSTAR | HRCU-A-CB (Split System: Heat Pump with Remote Outdoor Unit-Air-Source) | TVH825GKA2* |  |  | EA*4X24L17A*+WALLCON | *80CTL0701716B* | 23200 | 16.5 | 8.1 | 22000 | 16800 | 76.36% | 1.9 | 0 | 10.5 |  |  |  | No | R-410A | 1.9333 | Residential & Commercial | Ducted CEE Tier 1
213770614 | Central HP <5.4 tons | TEMPSTAR | HRCU-A-CB (Split System: Heat Pump with Remote Outdoor Unit-Air-Source) | TVH825GKA2* |  |  | EA*4X25L17A*+WALLCON | *80CTL0701716B* | 24400 | 16.5 | 8.1 | 21200 | 16700 | 78.77% | 2.02 | 0 | 11 |  |  |  | No | R-410A | 2.0333 | Residential & Commercial | Ducted CEE Tier 1
213770594 | Central HP <5.4 tons | TEMPSTAR | HRCU-A-CB (Split System: Heat Pump with Remote Outdoor Unit-Air-Source) | TVH825GKA2* |  |  | EA*4X25L17A*+WALLCON | *80CTL0451712B* | 24200 | 16.5 | 8.1 | 21400 | 16800 | 78.5% | 2 | 0 | 11 |  |  |  | No | R-410A | 2.0167 | Residential & Commercial | Ducted CEE Tier 1
213770794 | Central HP <5.4 tons | TEMPSTAR | HRCU-A-CB (Split System: Heat Pump with Remote Outdoor Unit-Air-Source) | TVH825GKA2* |  |  | EA*4X30L17A*+WALLCON | *96CTN0601714B* | 23400 | 16 | 8.1 | 21600 | 16800 | 77.78% | 1.9 | 0 | 10.5 |  |  |  | No | R-410A | 1.95 | Residential & Commercial | Ducted CEE Tier 1
213770864 | Central HP <5.4 tons | TEMPSTAR | HRCU-A-CB (Split System: Heat Pump with Remote Outdoor Unit-Air-Source) | TVH825GKA2* |  |  | EA*4X36L17A*+WALLCON | *97CMN0601714B* | 23400 | 16 | 8.1 | 21600 | 16800 | 77.78% | 1.92 | 0 | 10.5 |  |  |  | No | R-410A | 1.95 | Residential & Commercial | Ducted CEE Tier 1
213770894 | Central HP <5.4 tons | TEMPSTAR | HRCU-A-CB (Split System: Heat Pump with Remote Outdoor Unit-Air-Source) | TVH825GKA2* |  |  | EA*4X36L17A*+WALLCON | *96CTN0601714B* | 23400 | 16 | 8.1 | 21600 | 16700 | 77.31% | 1.92 | 0 | 10.5 |  |  |  | No | R-410A | 1.95 | Residential & Commercial | Ducted CEE Tier 1
213771064 | Central HP <5.4 tons | TEMPSTAR | HRCU-A-CB (Split System: Heat Pump with Remote Outdoor Unit-Air-Source) | TVH825GKA2* |  |  | EA*4X37L17A*+WALLCON | *80CTL0901716B* | 24200 | 16.5 | 8.1 | 21400 | 16700 | 78.04% | 2 | 0 | 11 |  |  |  | No | R-410A | 2.0167 | Residential & Commercial | Ducted CEE Tier 1
213771114 | Central HP <5.4 tons | TEMPSTAR | HRCU-A-CB (Split System: Heat Pump with Remote Outdoor Unit-Air-Source) | TVH825GKA2* |  |  | EA*4X37L17A*+WALLCON | *96CTN0601714B* | 24000 | 16 | 8.1 | 21400 | 16800 | 78.5% | 1.98 | 0 | 11 |  |  |  | No | R-410A | 2 | Residential & Commercial | Ducted CEE Tier 1
213771364 | Central HP <5.4 tons | TEMPSTAR | HRCU-A-CB (Split System: Heat Pump with Remote Outdoor Unit-Air-Source) | TVH825GKA2* |  |  | EA*4X42L21A*+WALLCON | *96CTN1002122B* | 23800 | 16.5 | 8.1 | 21400 | 16600 | 77.57% | 1.96 | 0 | 11 |  |  |  | No | R-410A | 1.9833 | Residential & Commercial | Ducted CEE Tier 1
206790284 | Central HP <5.4 tons | BRYANT HEATING AND COOLING SYSTEMS | HRCU-A-CB (Split System: Heat Pump with Remote Outdoor Unit-Air-Source) | 284ANV036*0**B* |  |  | CAP**4221AL*+UI | 987MB42080C17*** | 32800 | 19 | 9 | 35800 | 26800 | 74.86% | 1.96 | 12 | 11 |  |  |  | No | R-410A | 2.7333 | Residential & Commercial | Ducted CEE Tier 1
206790307 | Central HP <5.4 tons | BRYANT HEATING AND COOLING SYSTEMS | HRCU-A-CB (Split System: Heat Pump with Remote Outdoor Unit-Air-Source) | 284ANV036*0**B* |  |  | CAP**4321AL*+UI | 986TC42080C17*** | 34200 | 19 | 9.5 | 35200 | 25800 | 73.3% | 2.02 | 12 | 11.7 |  |  |  | No | R-410A | 2.85 | Residential & Commercial | Ducted CEE Tier 1
206790448 | Central HP <5.4 tons | BRYANT HEATING AND COOLING SYSTEMS | HRCU-A-CB (Split System: Heat Pump with Remote Outdoor Unit-Air-Source) | 284ANV036*0**B* |  |  | CSPH*4212AL*+UI | 986TC42060C17*** | 33600 | 18 | 9 | 35400 | 26200 | 74.01% | 2 | 12 | 11 |  |  |  | No | R-410A | 2.8 | Residential & Commercial | Ducted CEE Tier 1
206790466 | Central HP <5.4 tons | BRYANT HEATING AND COOLING SYSTEMS | HRCU-A-CB (Split System: Heat Pump with Remote Outdoor Unit-Air-Source) | 284ANV036*0**B* |  |  | CSPH*4812AL*+UI | 986TC66120C24*** | 34200 | 19 | 9 | 35000 | 25800 | 73.71% | 2.04 | 12.5 | 12 |  |  |  | No | R-410A | 2.85 | Residential & Commercial | Ducted CEE Tier 1
206790315 | Central HP <5.4 tons | BRYANT HEATING AND COOLING SYSTEMS | HRCU-A-CB (Split System: Heat Pump with Remote Outdoor Unit-Air-Source) | 284ANV036*0**B* |  |  | CAP**4321AL*+UI | 987MB60060C21*** | 34200 | 19 | 9.5 | 35400 | 25800 | 72.88% | 2.02 | 12.5 | 12 |  |  |  | No | R-410A | 2.85 | Residential & Commercial | Ducted CEE Tier 1
206790356 | Central HP <5.4 tons | BRYANT HEATING AND COOLING SYSTEMS | HRCU-A-CB (Split System: Heat Pump with Remote Outdoor Unit-Air-Source) | 284ANV036*0**B* |  |  | CAP**6121AL*+UI | 987MB42080C17*** | 34600 | 19.5 | 9 | 34800 | 25400 | 72.99% | 2 | 12.5 | 12 |  |  |  | No | R-410A | 2.8833 | Residential & Commercial | Ducted CEE Tier 1
206790392 | Central HP <5.4 tons | BRYANT HEATING AND COOLING SYSTEMS | HRCU-A-CB (Split System: Heat Pump with Remote Outdoor Unit-Air-Source) | 284ANV036*0**B* |  |  | CNPV*4221AL*+UI | 987MB60060C21*** | 32800 | 18.5 | 9 | 35600 | 26800 | 75.28% | 1.96 | 12 | 11.7 |  |  |  | No | R-410A | 2.7333 | Residential & Commercial | Ducted CEE Tier 1
210471293 | Central HP <5.4 tons | COMFORTMAKER | HRCU-A-CB (Split System: Heat Pump with Remote Outdoor Unit-Air-Source) | CVH837GKA2* |  |  | EHD4X60AAL+WALLCON | *80CTL0701412A* | 32800 | 17 | 8.1 | 32400 | 25000 | 77.16% | 2 | 0 | 11 |  |  |  | No | R-410A | 2.7333 | Residential & Commercial | Ducted CEE Tier 1
213607732 | Central HP <5.4 tons | TEMPSTAR | HRCU-A-CB (Split System: Heat Pump with Remote Outdoor Unit-Air-Source) | DLCURAH36ABK |  |  | FTMA4B36L0C* |  | 35400 | 16.5 | 8.5 | 38000 | 35200 | 92.63% | 1.86 | 0 | 10 |  |  |  | No | R-410A | 2.95 | Residential & Commercial | Ducted CEE Tier 1
213079633 | Central HP <5.4 tons | DAY & NIGHT | HRCU-A-CB (Split System: Heat Pump with Remote Outdoor Unit-Air-Source) | DLCURAH36ABK |  |  | EN(A,D,W)4X48L21** | *92MSN0801716A* | 36000 | 16.5 | 8.1 | 38500 | 35000 | 90.91% | 2 | 0 | 10 |  |  |  | No | R-410A | 3 | Residential & Commercial | Ducted CEE Tier 1
213079819 | Central HP <5.4 tons | DAY & NIGHT | HRCU-A-CB (Split System: Heat Pump with Remote Outdoor Unit-Air-Source) | DLCURAH36ABK |  |  | EN(A,D,W)4X48L21** | *92MSN1002120A* | 36000 | 16.5 | 8.1 | 38500 | 34800 | 90.39% | 2 | 0 | 10.5 |  |  |  | No | R-410A | 3 | Residential & Commercial | Ducted CEE Tier 1
210474309 | Central HP <5.4 tons | AIRQUEST | HRCU-A-CB (Split System: Heat Pump with Remote Outdoor Unit-Air-Source) | HVH825GKA3* |  |  | EHD4X42AAL+WALLCON | *80CTL1352422A* | 24200 | 16 | 8.1 | 21400 | 16600 | 77.57% | 2 | 0 | 10.5 |  |  |  | No | R-410A | 2.0167 | Residential & Commercial | Ducted CEE Tier 1
210474408 | Central HP <5.4 tons | AIRQUEST | HRCU-A-CB (Split System: Heat Pump with Remote Outdoor Unit-Air-Source) | HVH825GKA3* |  |  | EHD4X42AAL+WALLCON | *80CTL0701412A* | 24200 | 16.5 | 8.1 | 21200 | 16600 | 78.3% | 2.02 | 0 | 11 |  |  |  | No | R-410A | 2.0167 | Residential & Commercial | Ducted CEE Tier 1
210474106 | Central HP <5.4 tons | AIRQUEST | HRCU-A-CB (Split System: Heat Pump with Remote Outdoor Unit-Air-Source) | HVH825GKA3* |  |  | EN(A,D)4X48L24**+WALLCON | *96CTN1202422A* | 24200 | 17 | 8.1 | 21200 | 16600 | 78.3% | 2.02 | 0 | 11.5 |  |  |  | No | R-410A | 2.0167 | Residential & Commercial | Ducted CEE Tier 1
210474139 | Central HP <5.4 tons | AIRQUEST | HRCU-A-CB (Split System: Heat Pump with Remote Outdoor Unit-Air-Source) | HVH825GKA3* |  |  | EN(A,D)4X48L24**+WALLCON | *96CTN1002122A* | 24200 | 17 | 8.1 | 21400 | 16600 | 77.57% | 2.02 | 0 | 11.5 |  |  |  | No | R-410A | 2.0167 | Residential & Commercial | Ducted CEE Tier 1
212975433 | Central HP <5.4 tons | AIRQUEST | HRCU-A-CB (Split System: Heat Pump with Remote Outdoor Unit-Air-Source) | DLCURAH18ABK |  |  | EA*4X30L17A* | *96VTN0601412B* | 17400 | 16.5 | 8.5 | 18000 | 18700 | 103.9% | 2.26 | 0 | 10.5 |  |  |  | No | R-410A | 1.45 | Residential & Commercial | Ducted CEE Tier 1
212977721 | Central HP <5.4 tons | AIRQUEST | HRCU-A-CB (Split System: Heat Pump with Remote Outdoor Unit-Air-Source) | DLCURAH18ABK |  |  | EA*4X24L14A* | *80MS(N,L)0451412A* | 17500 | 16.5 | 8.5 | 18400 | 19500 | 106% | 2.34 | 0 | 10.5 |  |  |  | No | R-410A | 1.4583 | Residential & Commercial | Ducted CEE Tier 1
215941576 | Central HP <5.4 tons | HEIL | HRCU-A-CB (Split System: Heat Pump with Remote Outdoor Unit-Air-Source) | H5H3V48*K*AAA* |  |  | EVD5X48M21A*+WALLCON | *97CTN1002122A* | 44500 | 20 | 8.1 | 52000 | 38500 | 74.04% | 2 | 0 | 11 |  |  |  | No | R-454B | 3.7083 | Residential & Commercial | Ducted CEE Tier 1
215941076 | Central HP <5.4 tons | HEIL | HRCU-A-CB (Split System: Heat Pump with Remote Outdoor Unit-Air-Source) | H5H3V48*K*AAA* |  |  | EA*5X61M21A*+WALLCON | *97CTN0802120A* | 45000 | 21 | 9.5 | 48500 | 37000 | 76.29% | 2 | 0 | 11 |  |  |  | No | R-454B | 3.75 | Residential & Commercial | Ducted CEE Tier 1
215941326 | Central HP <5.4 tons | HEIL | HRCU-A-CB (Split System: Heat Pump with Remote Outdoor Unit-Air-Source) | H5H3V48*K*AAA* |  |  | EVM5X49M21A*+WALLCON | *96CTN0802120B* | 45500 | 20.5 | 8.1 | 53000 | 38500 | 72.64% | 1.95 | 0 | 11 |  |  |  | No | R-454B | 3.7917 | Residential & Commercial | Ducted CEE Tier 1
206790431 | Central HP <5.4 tons | BRYANT HEATING AND COOLING SYSTEMS | HRCU-A-CB (Split System: Heat Pump with Remote Outdoor Unit-Air-Source) | 284ANV036*0**B* |  |  | CSPH*3612AL*+UI | 88*TA66135C24*** | 33800 | 18.5 | 9 | 35200 | 26200 | 74.43% | 2.02 | 12.5 | 11.7 |  |  |  | No | R-410A | 2.8167 | Residential & Commercial | Ducted CEE Tier 1
214626236 | Central HP <5.4 tons | LENNOX | HRCU-A-CB (Split System: Heat Pump with Remote Outdoor Unit-Air-Source) | SL25XPV-048-230A** |  |  | CK40CT-49C-0*+TDR | EL296UH110XV48C* | 45500 | 20 | 8.9 | 44000 | 36000 | 81.82% | 1.76 | 0 | 12 |  |  |  | No | R-410A | 3.7917 | Residential & Commercial | Ducted CEE Tier 1
214626237 | Central HP <5.4 tons | LENNOX | HRCU-A-CB (Split System: Heat Pump with Remote Outdoor Unit-Air-Source) | SL25XPV-048-230A** |  |  | CK40CT-49C-0*+TDR | EL296UH110XV60C* | 45500 | 20 | 8.9 | 44000 | 35800 | 81.36% | 1.78 | 0 | 12 |  |  |  | No | R-410A | 3.7917 | Residential & Commercial | Ducted CEE Tier 1
211207046 | Central HP <5.4 tons | YORK | HRCU-A-CB (Split System: Heat Pump with Remote Outdoor Unit-Air-Source) | YZV48B21 |  |  | XAMC48HE3N1+CC | TMLV100C16MP12 | 43500 | 19 | 9 | 44500 | 36200 | 81.35% | 2.14 | 0 | 12 |  |  |  | No | R-410A | 3.625 | Residential & Commercial | Ducted CEE Tier 1
215940376 | Central HP <5.4 tons | HEIL | HRCU-A-CB (Split System: Heat Pump with Remote Outdoor Unit-Air-Source) | H5H3V36*K*AAA* |  |  | EVM5X49M21A*+WALLCON | *97CTN0802120A* | 35600 | 21.5 | 8.5 | 38000 | 28600 | 75.26% | 2.04 | 0 | 12 |  |  |  | No | R-454B | 2.9667 | Residential & Commercial | Ducted CEE Tier 1
215940406 | Central HP <5.4 tons | HEIL | HRCU-A-CB (Split System: Heat Pump with Remote Outdoor Unit-Air-Source) | H5H3V36*K*AAA* |  |  | EVM5X60M21A*+WALLCON | *80CSU0401712B* | 35600 | 22 | 8.5 | 38000 | 28600 | 75.26% | 2.02 | 0 | 12.5 |  |  |  | No | R-454B | 2.9667 | Residential & Commercial | Ducted CEE Tier 1
215942512 | Central HP <5.4 tons | HEIL | HRCU-A-CB (Split System: Heat Pump with Remote Outdoor Unit-Air-Source) | H5H3V36*K*AAA* |  |  | EVD5X61M21A*+WALLCON | *97CMN0601714B* | 35600 | 21.5 | 8.5 | 37400 | 28200 | 75.4% | 2.06 | 0 | 11.7 |  |  |  | No | R-454B | 2.9667 | Residential & Commercial | Ducted CEE Tier 1
215942532 | Central HP <5.4 tons | HEIL | HRCU-A-CB (Split System: Heat Pump with Remote Outdoor Unit-Air-Source) | H5H3V36*K*AAA* |  |  | EVD5X61M21A*+WALLCON | *97CMN1002122B* | 36000 | 22 | 8.5 | 37400 | 28200 | 75.4% | 2.04 | 0 | 12.5 |  |  |  | No | R-454B | 3 | Residential & Commercial | Ducted CEE Tier 1
214228994 | Central HP <5.4 tons | AIRQUEST | HRCU-A-CB (Split System: Heat Pump with Remote Outdoor Unit-Air-Source) | DLCURAH18ABK |  |  | EA*4X25L17A* | *80MSU0601716A* | 18200 | 16.5 | 8.5 | 18000 | 17500 | 97.22% | 2.12 | 0 | 11 |  |  |  | No | R-410A | 1.5167 | Residential & Commercial | Ducted CEE Tier 1
213296775 | Central HP <5.4 tons | YORK | HRCU-A-CB (Split System: Heat Pump with Remote Outdoor Unit-Air-Source) | HMH72B341 |  |  | XAUB36DXXN1+TXV | Y81E040A12SMPS1 | 34000 | 18 | 8.5 | 33400 | 24200 | 72.46% | 2.1 | 0 | 10 |  |  |  | No | R-410A | 2.8333 | Residential & Commercial | Ducted CEE Tier 1
206790136 | Central HP <5.4 tons | BRYANT HEATING AND COOLING SYSTEMS | HRCU-A-CB (Split System: Heat Pump with Remote Outdoor Unit-Air-Source) | 284ANV024*0**B* |  |  | CAP**3617AL*+UI | 88*TA48070C17*** | 23200 | 20.5 | 10 | 26600 | 19900 | 74.81% | 2.42 | 14 | 13 |  |  |  | No | R-410A | 1.9333 | Residential & Commercial | Ducted CEE Tier 1
206790137 | Central HP <5.4 tons | BRYANT HEATING AND COOLING SYSTEMS | HRCU-A-CB (Split System: Heat Pump with Remote Outdoor Unit-Air-Source) | 284ANV024*0**B* |  |  | CAP**3617AL*+UI | 986TC42060C17*** | 23200 | 19.5 | 10 | 26800 | 20000 | 74.63% | 2.4 | 14 | 13 |  |  |  | No | R-410A | 1.9333 | Residential & Commercial | Ducted CEE Tier 1
206790385 | Central HP <5.4 tons | BRYANT HEATING AND COOLING SYSTEMS | HRCU-A-CB (Split System: Heat Pump with Remote Outdoor Unit-Air-Source) | 284ANV036*0**B* |  |  | CNPV*4221AL*+UI | 987MB42080C17*** | 32800 | 18.5 | 9 | 35600 | 26800 | 75.28% | 1.96 | 12 | 11.7 |  |  |  | No | R-410A | 2.7333 | Residential & Commercial | Ducted CEE Tier 1
206790405 | Central HP <5.4 tons | BRYANT HEATING AND COOLING SYSTEMS | HRCU-A-CB (Split System: Heat Pump with Remote Outdoor Unit-Air-Source) | 284ANV036*0**B* |  |  | CNPV*4821AL*+UI | 987MB60060C21*** | 33600 | 19 | 9 | 35400 | 26200 | 74.01% | 2.02 | 12.5 | 12 |  |  |  | No | R-410A | 2.8 | Residential & Commercial | Ducted CEE Tier 1
212614918 | Central HP <5.4 tons | DAIKIN | HRCU-A-CB (Split System: Heat Pump with Remote Outdoor Unit-Air-Source) | DZ6VSA361EA* |  |  | CA*EA6030*4A*+MBVC2000**-1A* |  | 34200 | 17.5 | 8.6 | 34200 | 30000 | 87.72% | 2 | 0 | 10 |  |  |  | No | R-410A | 2.85 | Residential & Commercial | Ducted CEE Tier 1
213771004 | Central HP <5.4 tons | TEMPSTAR | HRCU-A-CB (Split System: Heat Pump with Remote Outdoor Unit-Air-Source) | TVH825GKA2* |  |  | EA*4X36L21A*+WALLCON | *96CTN0601714B* | 23400 | 16.5 | 8.1 | 21600 | 16700 | 77.31% | 1.94 | 0 | 10.5 |  |  |  | No | R-410A | 1.95 | Residential & Commercial | Ducted CEE Tier 1
213771454 | Central HP <5.4 tons | TEMPSTAR | HRCU-A-CB (Split System: Heat Pump with Remote Outdoor Unit-Air-Source) | TVH825GKA2* |  |  | EA*4X43L21A*+WALLCON | *80CTL0701716B* | 24400 | 17 | 8.5 | 21200 | 16600 | 78.3% | 2.02 | 0 | 11 |  |  |  | No | R-410A | 2.0333 | Residential & Commercial | Ducted CEE Tier 1
215936800 | Central HP <5.4 tons | DAY & NIGHT | HRCU-A-CB (Split System: Heat Pump with Remote Outdoor Unit-Air-Source) | C5H3V36*K*AAA* |  |  | EVD5X60M24A*+WALLCON | *95CSU1002122B* | 35600 | 22 | 8.5 | 38000 | 28400 | 74.74% | 2.06 | 0 | 12.5 |  |  |  | No | R-454B | 2.9667 | Residential & Commercial | Ducted CEE Tier 1
215935830 | Central HP <5.4 tons | DAY & NIGHT | HRCU-A-CB (Split System: Heat Pump with Remote Outdoor Unit-Air-Source) | C5H3V36*K*AAA* |  |  | EVD5X38M17A*+WALLCON | *80CTL0451712B* | 35000 | 21 | 8.5 | 39000 | 29600 | 75.9% | 2 | 0 | 11.5 |  |  |  | No | R-454B | 2.9167 | Residential & Commercial | Ducted CEE Tier 1
213770744 | Central HP <5.4 tons | TEMPSTAR | HRCU-A-CB (Split System: Heat Pump with Remote Outdoor Unit-Air-Source) | TVH825GKA2* |  |  | EA*4X30L17A*+WALLCON | *80CTL0901716B* | 23600 | 16.5 | 8.1 | 21400 | 16700 | 78.04% | 1.92 | 0 | 11 |  |  |  | No | R-410A | 1.9667 | Residential & Commercial | Ducted CEE Tier 1
213770814 | Central HP <5.4 tons | TEMPSTAR | HRCU-A-CB (Split System: Heat Pump with Remote Outdoor Unit-Air-Source) | TVH825GKA2* |  |  | EA*4X36L17A*+WALLCON | *80CTL0451712B* | 23400 | 16 | 8.1 | 21600 | 16800 | 77.78% | 1.92 | 0 | 10.5 |  |  |  | No | R-410A | 1.95 | Residential & Commercial | Ducted CEE Tier 1
213770634 | Central HP <5.4 tons | TEMPSTAR | HRCU-A-CB (Split System: Heat Pump with Remote Outdoor Unit-Air-Source) | TVH825GKA2* |  |  | EA*4X25L17A*+WALLCON | *95CSU0601716B* | 24200 | 16.5 | 8.1 | 21400 | 16700 | 78.04% | 2.02 | 0 | 10.5 |  |  |  | No | R-410A | 2.0167 | Residential & Commercial | Ducted CEE Tier 1
213770934 | Central HP <5.4 tons | TEMPSTAR | HRCU-A-CB (Split System: Heat Pump with Remote Outdoor Unit-Air-Source) | TVH825GKA2* |  |  | EA*4X36L21A*+WALLCON | *80CTL0901716B* | 23600 | 16.5 | 8.1 | 21400 | 16600 | 77.57% | 1.94 | 0 | 10.5 |  |  |  | No | R-410A | 1.9667 | Residential & Commercial | Ducted CEE Tier 1
213770984 | Central HP <5.4 tons | TEMPSTAR | HRCU-A-CB (Split System: Heat Pump with Remote Outdoor Unit-Air-Source) | TVH825GKA2* |  |  | EA*4X36L21A*+WALLCON | *97CMN0801714B* | 23600 | 16.5 | 8.1 | 21600 | 16700 | 77.31% | 1.94 | 0 | 10.5 |  |  |  | No | R-410A | 1.9667 | Residential & Commercial | Ducted CEE Tier 1
213771134 | Central HP <5.4 tons | TEMPSTAR | HRCU-A-CB (Split System: Heat Pump with Remote Outdoor Unit-Air-Source) | TVH825GKA2* |  |  | EA*4X37L21A*+WALLCON | *80CTL0451712B* | 24200 | 16.5 | 8.1 | 21200 | 16700 | 78.77% | 2.02 | 0 | 10.5 |  |  |  | No | R-410A | 2.0167 | Residential & Commercial | Ducted CEE Tier 1
213773354 | Central HP <5.4 tons | TEMPSTAR | HRCU-A-CB (Split System: Heat Pump with Remote Outdoor Unit-Air-Source) | TVH825GKA3* |  |  | EA*4X37L21A*+WALLCON | *96CTN0601714B* | 24400 | 16.5 | 8.1 | 21200 | 16700 | 78.77% | 2 | 0 | 10.5 |  |  |  | No | R-410A | 2.0333 | Residential & Commercial | Ducted CEE Tier 1
213773384 | Central HP <5.4 tons | TEMPSTAR | HRCU-A-CB (Split System: Heat Pump with Remote Outdoor Unit-Air-Source) | TVH825GKA3* |  |  | EA*4X42L21A*+WALLCON | *80CTL0451712B* | 23600 | 16.5 | 8.1 | 21600 | 16700 | 77.31% | 1.94 | 0 | 10.5 |  |  |  | No | R-410A | 1.9667 | Residential & Commercial | Ducted CEE Tier 1
213773454 | Central HP <5.4 tons | TEMPSTAR | HRCU-A-CB (Split System: Heat Pump with Remote Outdoor Unit-Air-Source) | TVH825GKA3* |  |  | EA*4X42L21A*+WALLCON | *97CMN0801714B* | 23600 | 16.5 | 8.1 | 21400 | 16700 | 78.04% | 1.94 | 0 | 10.5 |  |  |  | No | R-410A | 1.9667 | Residential & Commercial | Ducted CEE Tier 1
213773604 | Central HP <5.4 tons | TEMPSTAR | HRCU-A-CB (Split System: Heat Pump with Remote Outdoor Unit-Air-Source) | TVH825GKA3* |  |  | EA*4X43L21A*+WALLCON | *80CTL0902120B* | 24400 | 17 | 8.1 | 21200 | 16600 | 78.3% | 2.02 | 0 | 11 |  |  |  | No | R-410A | 2.0333 | Residential & Commercial | Ducted CEE Tier 1
214606520 | Central HP <5.4 tons | COLEMAN | HRCU-A-C (Split System: Heat Pump with Remote Outdoor Unit with No Indoor Fan --Air Source) | HH860E2S11 |  |  | CTF60D5CJS1 |  | 52000 | 15.2 | 8.5 | 55000 | 40000 | 72.73% | 2 | 0 | 10 |  |  |  | No | R-454B | 4.3333 | Residential & Commercial | Ducted CEE Tier 1
215941746 | Central HP <5.4 tons | HEIL | HRCU-A-CB (Split System: Heat Pump with Remote Outdoor Unit-Air-Source) | H5H3V48*K*AAA* |  |  | EVD5X60M24A*+WALLCON | *97CTN1002122A* | 45500 | 20.5 | 8.1 | 52500 | 38000 | 72.38% | 1.9 | 0 | 11.5 |  |  |  | No | R-454B | 3.7917 | Residential & Commercial | Ducted CEE Tier 1
215941226 | Central HP <5.4 tons | HEIL | HRCU-A-CB (Split System: Heat Pump with Remote Outdoor Unit-Air-Source) | H5H3V48*K*AAA* |  |  | ESH5X60M12A*+WALLCON | *97CTN0801716A* | 44000 | 19.5 | 9 | 49000 | 37400 | 76.33% | 1.8 | 0 | 10.5 |  |  |  | No | R-454B | 3.6667 | Residential & Commercial | Ducted CEE Tier 1
215434361 | Central HP <5.4 tons | DAIKIN | HRCU-A-CB (Split System: Heat Pump with Remote Outdoor Unit-Air-Source) | DH7VSA4810A* |  |  | CHPEA4830*3A* | D*80SC0805CUA* | 45500 | 16.5 | 8.5 | 46000 | 33600 | 73.04% | 2 | 0 | 10 |  |  |  | No | R-32 | 3.7917 | Residential & Commercial | Ducted CEE Tier 1
215434381 | Central HP <5.4 tons | DAIKIN | HRCU-A-CB (Split System: Heat Pump with Remote Outdoor Unit-Air-Source) | DH7VSA4810A* |  |  | CHPEA6030*3A* | D*97MC0804CNA* | 45500 | 16.2 | 8.5 | 46500 | 33600 | 72.26% | 2 | 0 | 10 |  |  |  | No | R-32 | 3.7917 | Residential & Commercial | Ducted CEE Tier 1
215434386 | Central HP <5.4 tons | DAIKIN | HRCU-A-CB (Split System: Heat Pump with Remote Outdoor Unit-Air-Source) | DH7VSA4810A* |  |  | CHPEA6030*3A* | D*97MC1205DNA* | 45500 | 16.5 | 8.5 | 46500 | 33600 | 72.26% | 2 | 0 | 10 |  |  |  | No | R-32 | 3.7917 | Residential & Commercial | Ducted CEE Tier 1
206790419 | Central HP <5.4 tons | BRYANT HEATING AND COOLING SYSTEMS | HRCU-A-CB (Split System: Heat Pump with Remote Outdoor Unit-Air-Source) | 284ANV036*0**B* |  |  | CNPV*6024AL*+UI | 88*TA66135C24*** | 34400 | 20.5 | 9 | 34800 | 25400 | 72.99% | 2.04 | 13 | 12.5 |  |  |  | No | R-410A | 2.8667 | Residential & Commercial | Ducted CEE Tier 1
206790486 | Central HP <5.4 tons | BRYANT HEATING AND COOLING SYSTEMS | HRCU-A-CB (Split System: Heat Pump with Remote Outdoor Unit-Air-Source) | 284ANV036*0**B* |  |  | CSPH*6012AL*+UI | 987MB66120C24*** | 34400 | 18.5 | 9 | 34600 | 25400 | 73.41% | 2.04 | 12.5 | 12 |  |  |  | No | R-410A | 2.8667 | Residential & Commercial | Ducted CEE Tier 1
206790520 | Central HP <5.4 tons | BRYANT HEATING AND COOLING SYSTEMS | HRCU-A-CB (Split System: Heat Pump with Remote Outdoor Unit-Air-Source) | 284ANV036*0**B* |  |  | CSPH*3612AL*+UI | 83*CA48060C17*** | 33600 | 18.5 | 9 | 35200 | 26200 | 74.43% | 2 | 12 | 11.5 |  |  |  | No | R-410A | 2.8 | Residential & Commercial | Ducted CEE Tier 1
206790538 | Central HP <5.4 tons | BRYANT HEATING AND COOLING SYSTEMS | HRCU-A-CB (Split System: Heat Pump with Remote Outdoor Unit-Air-Source) | 284ANV036*0**B* |  |  | CAP**4224AL*+UI | 935CA66100C21*** | 33200 | 19.5 | 9.5 | 35400 | 26400 | 74.58% | 2 | 12.5 | 12 |  |  |  | No | R-410A | 2.7667 | Residential & Commercial | Ducted CEE Tier 1
206790539 | Central HP <5.4 tons | BRYANT HEATING AND COOLING SYSTEMS | HRCU-A-CB (Split System: Heat Pump with Remote Outdoor Unit-Air-Source) | 284ANV036*0**B* |  |  | CAP**4321AL*+UI | 935CA48060C17*** | 34200 | 19 | 9 | 35400 | 26000 | 73.45% | 2.02 | 12 | 11.7 |  |  |  | No | R-410A | 2.85 | Residential & Commercial | Ducted CEE Tier 1
206790569 | Central HP <5.4 tons | BRYANT HEATING AND COOLING SYSTEMS | HRCU-A-CB (Split System: Heat Pump with Remote Outdoor Unit-Air-Source) | 284ANV036*0**B* |  |  | CSPH*4812AL*+UI | 88*TA36045C17*** | 33800 | 18 | 9 | 35400 | 26200 | 74.01% | 2 | 12 | 11 |  |  |  | No | R-410A | 2.8167 | Residential & Commercial | Ducted CEE Tier 1
213772934 | Central HP <5.4 tons | TEMPSTAR | HRCU-A-CB (Split System: Heat Pump with Remote Outdoor Unit-Air-Source) | TVH825GKA3* |  |  | EA*4X30L17A*+WALLCON | *96CTN0801714B* | 23400 | 16.5 | 8.1 | 21600 | 16700 | 77.31% | 1.9 | 0 | 10.5 |  |  |  | No | R-410A | 1.95 | Residential & Commercial | Ducted CEE Tier 1
213773364 | Central HP <5.4 tons | TEMPSTAR | HRCU-A-CB (Split System: Heat Pump with Remote Outdoor Unit-Air-Source) | TVH825GKA3* |  |  | EA*4X37L21A*+WALLCON | *96CTN0801714B* | 24400 | 16.5 | 8.1 | 21200 | 16600 | 78.3% | 2.02 | 0 | 11 |  |  |  | No | R-410A | 2.0333 | Residential & Commercial | Ducted CEE Tier 1
213773434 | Central HP <5.4 tons | TEMPSTAR | HRCU-A-CB (Split System: Heat Pump with Remote Outdoor Unit-Air-Source) | TVH825GKA3* |  |  | EA*4X42L21A*+WALLCON | *95CSU0601716B* | 23600 | 16.5 | 8.1 | 21400 | 16700 | 78.04% | 1.94 | 0 | 10.5 |  |  |  | No | R-410A | 1.9667 | Residential & Commercial | Ducted CEE Tier 1
213773534 | Central HP <5.4 tons | TEMPSTAR | HRCU-A-CB (Split System: Heat Pump with Remote Outdoor Unit-Air-Source) | TVH825GKA3* |  |  | EA*4X42L24A*+WALLCON | *97CMN1002122B* | 23800 | 16.5 | 8.1 | 21400 | 16600 | 77.57% | 1.96 | 0 | 11 |  |  |  | No | R-410A | 1.9833 | Residential & Commercial | Ducted CEE Tier 1
213773564 | Central HP <5.4 tons | TEMPSTAR | HRCU-A-CB (Split System: Heat Pump with Remote Outdoor Unit-Air-Source) | TVH825GKA3* |  |  | EA*4X42L24A*+WALLCON | *96CTN1202422B* | 23800 | 17 | 8.1 | 21400 | 16600 | 77.57% | 1.96 | 0 | 10.5 |  |  |  | No | R-410A | 1.9833 | Residential & Commercial | Ducted CEE Tier 1
213773584 | Central HP <5.4 tons | TEMPSTAR | HRCU-A-CB (Split System: Heat Pump with Remote Outdoor Unit-Air-Source) | TVH825GKA3* |  |  | EA*4X43L21A*+WALLCON | *80CTL0701716B* | 24400 | 17 | 8.1 | 21200 | 16600 | 78.3% | 2.02 | 0 | 11 |  |  |  | No | R-410A | 2.0333 | Residential & Commercial | Ducted CEE Tier 1
215433995 | Central HP <5.4 tons | DAIKIN | HRCU-A-CB (Split System: Heat Pump with Remote Outdoor Unit-Air-Source) | DH7VSA2410A* |  |  | CA*EA3626*3A* | D*80TC0803B*A* | 23200 | 19 | 8.6 | 23200 | 17000 | 73.28% | 2 | 0 | 11 |  |  |  | No | R-32 | 1.9333 | Residential & Commercial | Ducted CEE Tier 1
215434000 | Central HP <5.4 tons | DAIKIN | HRCU-A-CB (Split System: Heat Pump with Remote Outdoor Unit-Air-Source) | DH7VSA2410A* |  |  | CA*EA3626*3A* | D*96TC0603BNA* | 23200 | 19 | 8.6 | 23200 | 17000 | 73.28% | 2 | 0 | 11 |  |  |  | No | R-32 | 1.9333 | Residential & Commercial | Ducted CEE Tier 1
213770804 | Central HP <5.4 tons | TEMPSTAR | HRCU-A-CB (Split System: Heat Pump with Remote Outdoor Unit-Air-Source) | TVH825GKA2* |  |  | EA*4X30L17A*+WALLCON | *96CTN0801714B* | 23400 | 16.5 | 8.1 | 21600 | 16700 | 77.31% | 1.92 | 0 | 10.5 |  |  |  | No | R-410A | 1.95 | Residential & Commercial | Ducted CEE Tier 1
213771544 | Central HP <5.4 tons | TEMPSTAR | HRCU-A-CB (Split System: Heat Pump with Remote Outdoor Unit-Air-Source) | TVH825GKA2* |  |  | EA*4X43L21A*+WALLCON | *96CTN0801714B* | 24400 | 16.5 | 8.1 | 21200 | 16600 | 78.3% | 2.02 | 0 | 11 |  |  |  | No | R-410A | 2.0333 | Residential & Commercial | Ducted CEE Tier 1
213771644 | Central HP <5.4 tons | TEMPSTAR | HRCU-A-CB (Split System: Heat Pump with Remote Outdoor Unit-Air-Source) | TVH825GKA2* |  |  | EA*4X48L21A*+WALLCON | *97CMN1002122B* | 24000 | 16.5 | 8.1 | 21000 | 16500 | 78.57% | 2.02 | 0 | 11 |  |  |  | No | R-410A | 2 | Residential & Commercial | Ducted CEE Tier 1
213772494 | Central HP <5.4 tons | TEMPSTAR | HRCU-A-CB (Split System: Heat Pump with Remote Outdoor Unit-Air-Source) | TVH825GKA2* |  |  | EHD4X48AAL+WALLCON | *80CTL1352422B* | 24200 | 16 | 8.1 | 21200 | 16600 | 78.3% | 2.02 | 0 | 11 |  |  |  | No | R-410A | 2.0167 | Residential & Commercial | Ducted CEE Tier 1
213770964 | Central HP <5.4 tons | TEMPSTAR | HRCU-A-CB (Split System: Heat Pump with Remote Outdoor Unit-Air-Source) | TVH825GKA2* |  |  | EA*4X36L21A*+WALLCON | *95CSU0601716B* | 23600 | 16.5 | 8.1 | 21600 | 16700 | 77.31% | 1.94 | 0 | 10.5 |  |  |  | No | R-410A | 1.9667 | Residential & Commercial | Ducted CEE Tier 1
210596523 | Central HP <5.4 tons | BRYANT HEATING AND COOLING SYSTEMS | HRCU-A-CB (Split System: Heat Pump with Remote Outdoor Unit-Air-Source) | 288BNV037*0**A* |  |  | CAP**4221AL*+UI | 935CA60080C21*** | 31800 | 17.5 | 8.1 | 33000 | 24400 | 73.94% | 1.9 | 0 | 11 |  |  |  | No | R-410A | 2.65 | Residential & Commercial | Ducted CEE Tier 1
210596553 | Central HP <5.4 tons | BRYANT HEATING AND COOLING SYSTEMS | HRCU-A-CB (Split System: Heat Pump with Remote Outdoor Unit-Air-Source) | 288BNV037*0**A* |  |  | CAP**6124AL*+UI | 88*TA66135C24*** | 33200 | 18 | 8.5 | 32000 | 24800 | 77.5% | 2.02 | 0 | 12 |  |  |  | No | R-410A | 2.7667 | Residential & Commercial | Ducted CEE Tier 1
210596557 | Central HP <5.4 tons | BRYANT HEATING AND COOLING SYSTEMS | HRCU-A-CB (Split System: Heat Pump with Remote Outdoor Unit-Air-Source) | 288BNV037*0**A* |  |  | CAP**6124AL*+UI | 986TC66100C21*** | 33200 | 18 | 8.5 | 32000 | 24800 | 77.5% | 2 | 0 | 12 |  |  |  | No | R-410A | 2.7667 | Residential & Commercial | Ducted CEE Tier 1
210596562 | Central HP <5.4 tons | BRYANT HEATING AND COOLING SYSTEMS | HRCU-A-CB (Split System: Heat Pump with Remote Outdoor Unit-Air-Source) | 288BNV037*0**A* |  |  | CAP**6124AL*+UI | 987MB66120C24*** | 33200 | 17.5 | 8.5 | 32000 | 25000 | 78.12% | 2 | 0 | 11.7 |  |  |  | No | R-410A | 2.7667 | Residential & Commercial | Ducted CEE Tier 1
214250708 | Central HP <5.4 tons | AMERICAN STANDARD | HRCU-A-CB (Split System: Heat Pump with Remote Outdoor Unit-Air-Source) | 4A6V0X60A1 |  |  | 4TXCD010DS3 | *UHMD120CCV5 | 53500 | 19 | 8.2 | 51000 | 39000 | 76.47% | 1.8 | 0 | 11.7 |  |  |  | No | R-410A | 4.4583 | Residential & Commercial | Ducted CEE Tier 1
210473285 | Central HP <5.4 tons | AIRQUEST | HRCU-A-CB (Split System: Heat Pump with Remote Outdoor Unit-Air-Source) | HVH825GKA3* |  |  | EA*4X48L21A*+WALLCON | *95CSU1002122A* | 24200 | 17 | 8.1 | 21000 | 16500 | 78.57% | 2.02 | 0 | 11 |  |  |  | No | R-410A | 2.0167 | Residential & Commercial | Ducted CEE Tier 1
210473494 | Central HP <5.4 tons | AIRQUEST | HRCU-A-CB (Split System: Heat Pump with Remote Outdoor Unit-Air-Source) | HVH825GKA3* |  |  | EA*4X48L24A*+WALLCON | *97CMN1002122A* | 24200 | 16.5 | 8.1 | 21000 | 16500 | 78.57% | 2.02 | 0 | 11 |  |  |  | No | R-410A | 2.0167 | Residential & Commercial | Ducted CEE Tier 1
210474128 | Central HP <5.4 tons | AIRQUEST | HRCU-A-CB (Split System: Heat Pump with Remote Outdoor Unit-Air-Source) | HVH825GKA3* |  |  | EN(A,D)4X48L24**+WALLCON | *97CMN1202422A* | 24200 | 16.5 | 8.1 | 21400 | 16600 | 77.57% | 2 | 0 | 11 |  |  |  | No | R-410A | 2.0167 | Residential & Commercial | Ducted CEE Tier 1
213893307 | Central HP <5.4 tons | AIRQUEST | HRCU-A-CB (Split System: Heat Pump with Remote Outdoor Unit-Air-Source) | HVH825GKA3* |  |  | EA*4X25L17A*+WALLCON | *96CTN0401410B* | 24000 | 15.5 | 8.1 | 21600 | 17000 | 78.7% | 1.96 | 0 | 10 |  |  |  | No | R-410A | 2 | Residential & Commercial | Ducted CEE Tier 1
210473699 | Central HP <5.4 tons | AIRQUEST | HRCU-A-CB (Split System: Heat Pump with Remote Outdoor Unit-Air-Source) | HVH825GKA3* |  |  | END4X42L17**+WALLCON | *80CTL0901716A* | 24000 | 17 | 8.1 | 21400 | 16600 | 77.57% | 2 | 0 | 11.5 |  |  |  | No | R-410A | 2 | Residential & Commercial | Ducted CEE Tier 1
210473897 | Central HP <5.4 tons | AIRQUEST | HRCU-A-CB (Split System: Heat Pump with Remote Outdoor Unit-Air-Source) | HVH825GKA3* |  |  | EN(A,D,W)4X48L21**+WALLCON | *95CSU0802120A* | 24200 | 17 | 8.1 | 21200 | 16600 | 78.3% | 2.02 | 0 | 11.5 |  |  |  | No | R-410A | 2.0167 | Residential & Commercial | Ducted CEE Tier 1
210474232 | Central HP <5.4 tons | AIRQUEST | HRCU-A-CB (Split System: Heat Pump with Remote Outdoor Unit-Air-Source) | HVH825GKA3* |  |  | EHD4X42AAL+WALLCON | *95CSU0802120A* | 24200 | 16 | 8.1 | 21400 | 16600 | 77.57% | 2 | 0 | 11 |  |  |  | No | R-410A | 2.0167 | Residential & Commercial | Ducted CEE Tier 1
210474485 | Central HP <5.4 tons | AIRQUEST | HRCU-A-CB (Split System: Heat Pump with Remote Outdoor Unit-Air-Source) | HVH825GKA3* |  |  | EHD4X48AAL+WALLCON | *80CSU0601716A* | 24200 | 16.5 | 8.1 | 21200 | 16600 | 78.3% | 2 | 0 | 10.5 |  |  |  | No | R-410A | 2.0167 | Residential & Commercial | Ducted CEE Tier 1
213773664 | Central HP <5.4 tons | TEMPSTAR | HRCU-A-CB (Split System: Heat Pump with Remote Outdoor Unit-Air-Source) | TVH825GKA3* |  |  | EA*4X43L21A*+WALLCON | *96CTN0601714B* | 24400 | 16.5 | 8.1 | 21200 | 16700 | 78.77% | 2 | 0 | 10.5 |  |  |  | No | R-410A | 2.0333 | Residential & Commercial | Ducted CEE Tier 1
213773734 | Central HP <5.4 tons | TEMPSTAR | HRCU-A-CB (Split System: Heat Pump with Remote Outdoor Unit-Air-Source) | TVH825GKA3* |  |  | EA*4X48L21A*+WALLCON | *80CTL1102120B* | 24000 | 17 | 8.1 | 21000 | 16500 | 78.57% | 2.02 | 0 | 11 |  |  |  | No | R-410A | 2 | Residential & Commercial | Ducted CEE Tier 1
213772714 | Central HP <5.4 tons | TEMPSTAR | HRCU-A-CB (Split System: Heat Pump with Remote Outdoor Unit-Air-Source) | TVH825GKA3* |  |  | EA*4X24L17A*+WALLCON | *96CTN0801714B* | 23200 | 16 | 8.1 | 22200 | 16800 | 75.68% | 1.88 | 0 | 10.5 |  |  |  | No | R-410A | 1.9333 | Residential & Commercial | Ducted CEE Tier 1
213772764 | Central HP <5.4 tons | TEMPSTAR | HRCU-A-CB (Split System: Heat Pump with Remote Outdoor Unit-Air-Source) | TVH825GKA3* |  |  | EA*4X25L17A*+WALLCON | *95CSU0601716B* | 24200 | 16.5 | 8.1 | 21400 | 16700 | 78.04% | 2 | 0 | 10.5 |  |  |  | No | R-410A | 2.0167 | Residential & Commercial | Ducted CEE Tier 1
213773114 | Central HP <5.4 tons | TEMPSTAR | HRCU-A-CB (Split System: Heat Pump with Remote Outdoor Unit-Air-Source) | TVH825GKA3* |  |  | EA*4X36L21A*+WALLCON | *97CMN0801714B* | 23600 | 16.5 | 8.1 | 21600 | 16700 | 77.31% | 1.92 | 0 | 10.5 |  |  |  | No | R-410A | 1.9667 | Residential & Commercial | Ducted CEE Tier 1
213773214 | Central HP <5.4 tons | TEMPSTAR | HRCU-A-CB (Split System: Heat Pump with Remote Outdoor Unit-Air-Source) | TVH825GKA3* |  |  | EA*4X37L17A*+WALLCON | *97CMN0601714B* | 24000 | 16 | 8.1 | 21600 | 16800 | 77.78% | 1.98 | 0 | 10.5 |  |  |  | No | R-410A | 2 | Residential & Commercial | Ducted CEE Tier 1
213773784 | Central HP <5.4 tons | TEMPSTAR | HRCU-A-CB (Split System: Heat Pump with Remote Outdoor Unit-Air-Source) | TVH825GKA3* |  |  | EA*4X48L21A*+WALLCON | *96CTN0601714B* | 24000 | 16.5 | 8.1 | 21000 | 16600 | 79.05% | 2 | 0 | 10.5 |  |  |  | No | R-410A | 2 | Residential & Commercial | Ducted CEE Tier 1
213771014 | Central HP <5.4 tons | TEMPSTAR | HRCU-A-CB (Split System: Heat Pump with Remote Outdoor Unit-Air-Source) | TVH825GKA2* |  |  | EA*4X36L21A*+WALLCON | *96CTN0801714B* | 23600 | 16.5 | 8.1 | 21400 | 16700 | 78.04% | 1.94 | 0 | 10.5 |  |  |  | No | R-410A | 1.9667 | Residential & Commercial | Ducted CEE Tier 1
213771164 | Central HP <5.4 tons | TEMPSTAR | HRCU-A-CB (Split System: Heat Pump with Remote Outdoor Unit-Air-Source) | TVH825GKA2* |  |  | EA*4X37L21A*+WALLCON | *80CTL0902120B* | 24400 | 16.5 | 8.5 | 21200 | 16600 | 78.3% | 2.04 | 0 | 11 |  |  |  | No | R-410A | 2.0333 | Residential & Commercial | Ducted CEE Tier 1
213771464 | Central HP <5.4 tons | TEMPSTAR | HRCU-A-CB (Split System: Heat Pump with Remote Outdoor Unit-Air-Source) | TVH825GKA2* |  |  | EA*4X43L21A*+WALLCON | *80CTL0901716B* | 24600 | 17 | 8.5 | 21000 | 16600 | 79.05% | 2.02 | 0 | 11 |  |  |  | No | R-410A | 2.05 | Residential & Commercial | Ducted CEE Tier 1
206790332 | Central HP <5.4 tons | BRYANT HEATING AND COOLING SYSTEMS | HRCU-A-CB (Split System: Heat Pump with Remote Outdoor Unit-Air-Source) | 284ANV036*0**B* |  |  | CAP**4824AL*+UI | 986TC66120C24*** | 33800 | 19.5 | 9.5 | 34800 | 25800 | 74.14% | 2.04 | 12.5 | 12.5 |  |  |  | No | R-410A | 2.8167 | Residential & Commercial | Ducted CEE Tier 1
206790366 | Central HP <5.4 tons | BRYANT HEATING AND COOLING SYSTEMS | HRCU-A-CB (Split System: Heat Pump with Remote Outdoor Unit-Air-Source) | 284ANV036*0**B* |  |  | CAP**6124AL*+UI | 88*TA66135C24*** | 34800 | 20 | 9 | 34400 | 25000 | 72.67% | 2.02 | 13 | 12.5 |  |  |  | No | R-410A | 2.9 | Residential & Commercial | Ducted CEE Tier 1
212975708 | Central HP <5.4 tons | AIRQUEST | HRCU-A-CB (Split System: Heat Pump with Remote Outdoor Unit-Air-Source) | DLCURAH24ABK |  |  | EN(A,D)4X24L14** | *96VTN0601412B* | 23200 | 16.5 | 8.5 | 26800 | 25400 | 94.78% | 2.12 | 0 | 10 |  |  |  | No | R-410A | 1.9333 | Residential & Commercial | Ducted CEE Tier 1
212976126 | Central HP <5.4 tons | AIRQUEST | HRCU-A-CB (Split System: Heat Pump with Remote Outdoor Unit-Air-Source) | DLCURAH24ABK |  |  | EN(A,D)4X36L21** | *96VTN0801716B* | 23400 | 16.5 | 8.1 | 25800 | 24200 | 93.8% | 2 | 0 | 10 |  |  |  | No | R-410A | 1.95 | Residential & Commercial | Ducted CEE Tier 1
214229137 | Central HP <5.4 tons | AIRQUEST | HRCU-A-CB (Split System: Heat Pump with Remote Outdoor Unit-Air-Source) | DLCURAH24ABK |  |  | EA*4X25L17A* | *80MSU0601716A* | 24200 | 17.5 | 8.5 | 25200 | 21200 | 84.13% | 1.8 | 0 | 10 |  |  |  | No | R-410A | 2.0167 | Residential & Commercial | Ducted CEE Tier 1
214229203 | Central HP <5.4 tons | AIRQUEST | HRCU-A-CB (Split System: Heat Pump with Remote Outdoor Unit-Air-Source) | DLCURAH24ABK |  |  | EN(A,D,W)4X36L17** | *80MSU0601716A* | 23600 | 17 | 8.5 | 25600 | 24000 | 93.75% | 2 | 0 | 10.5 |  |  |  | No | R-410A | 1.9667 | Residential & Commercial | Ducted CEE Tier 1
210471280 | Central HP <5.4 tons | AIRQUEST | HRCU-A-CB (Split System: Heat Pump with Remote Outdoor Unit-Air-Source) | HVH837GKA2* |  |  | EHD4X60AAL+WALLCON | *96CTN1002122A* | 33000 | 17 | 8.1 | 32200 | 24800 | 77.02% | 2.02 | 0 | 11.5 |  |  |  | No | R-410A | 2.75 | Residential & Commercial | Ducted CEE Tier 1
212972936 | Central HP <5.4 tons | COMFORTMAKER | HRCU-A-CB (Split System: Heat Pump with Remote Outdoor Unit-Air-Source) | DLCURAH24ABK |  |  | EA*4X30L17A* | *96VSN0401410B* | 23400 | 16 | 8.5 | 26400 | 24800 | 93.94% | 2.04 | 0 | 10 |  |  |  | No | R-410A | 1.95 | Residential & Commercial | Ducted CEE Tier 1
212973286 | Central HP <5.4 tons | COMFORTMAKER | HRCU-A-CB (Split System: Heat Pump with Remote Outdoor Unit-Air-Source) | DLCURAH24ABK |  |  | EN(A,D)4X36L21** | *96VSN0401712B* | 23200 | 16 | 8.1 | 26200 | 24800 | 94.66% | 2.06 | 0 | 10 |  |  |  | No | R-410A | 1.9333 | Residential & Commercial | Ducted CEE Tier 1
215864488 | Central HP <5.4 tons | AMERICAN STANDARD | HRCU-A-CB (Split System: Heat Pump with Remote Outdoor Unit-Air-Source) | 5A6V8X36A1 |  |  | 5PX*B004AS3 | S9V2B040U3PSC+LRP | 31600 | 18.1 | 8.5 | 32800 | 25600 | 78.05% | 2 | 0 | 10 |  |  |  | No | R-454B | 2.6333 | Residential & Commercial | Ducted CEE Tier 1
215864504 | Central HP <5.4 tons | AMERICAN STANDARD | HRCU-A-CB (Split System: Heat Pump with Remote Outdoor Unit-Air-Source) | 5A6V8X36A1 |  |  | 5PX*BD04AS3 | S9V2B060D3PSC+LRP | 31600 | 18.1 | 8.5 | 33800 | 25800 | 76.33% | 2 | 0 | 10 |  |  |  | No | R-454B | 2.6333 | Residential & Commercial | Ducted CEE Tier 1
215864554 | Central HP <5.4 tons | AMERICAN STANDARD | HRCU-A-CB (Split System: Heat Pump with Remote Outdoor Unit-Air-Source) | 5A6V8X36A1 |  |  | 5PX*C007AS3 | S9V2C100U5PSC+LRP | 33000 | 18.1 | 8.5 | 33200 | 25400 | 76.51% | 2.1 | 0 | 10.5 |  |  |  | No | R-454B | 2.75 | Residential & Commercial | Ducted CEE Tier 1
215864532 | Central HP <5.4 tons | AMERICAN STANDARD | HRCU-A-CB (Split System: Heat Pump with Remote Outdoor Unit-Air-Source) | 5A6V8X36A1 |  |  | 5PX*C005AS3 | S8V2C100M5PDB | 31800 | 18.1 | 8.5 | 32800 | 25400 | 77.44% | 2.1 | 0 | 10 |  |  |  | No | R-454B | 2.65 | Residential & Commercial | Ducted CEE Tier 1
215864616 | Central HP <5.4 tons | AMERICAN STANDARD | HRCU-A-CB (Split System: Heat Pump with Remote Outdoor Unit-Air-Source) | 5A6V8X36A1 |  |  | 5TXCB006AS3 | L8V1A040U3VSB+LRP | 32400 | 18.1 | 8.5 | 33600 | 25800 | 76.79% | 2 | 0 | 10 |  |  |  | No | R-454B | 2.7 | Residential & Commercial | Ducted CEE Tier 1
215864668 | Central HP <5.4 tons | AMERICAN STANDARD | HRCU-A-CB (Split System: Heat Pump with Remote Outdoor Unit-Air-Source) | 5A6V8X48A1 |  |  | 5TXCB006AS3 | S9V2B080U4PSC+LRP | 44500 | 18.1 | 8.5 | 46000 | 35400 | 76.96% | 2.1 | 0 | 10 |  |  |  | No | R-454B | 3.7083 | Residential & Commercial | Ducted CEE Tier 1
215864682 | Central HP <5.4 tons | AMERICAN STANDARD | HRCU-A-CB (Split System: Heat Pump with Remote Outdoor Unit-Air-Source) | 5A6V8X60A1 |  |  | 5PX*C007AS3 | L8V1C100U5VSB+LRP | 53000 | 18.1 | 8.5 | 56000 | 40000 | 71.43% | 2 | 0 | 10 |  |  |  | No | R-454B | 4.4167 | Residential & Commercial | Ducted CEE Tier 1
213771514 | Central HP <5.4 tons | TEMPSTAR | HRCU-A-CB (Split System: Heat Pump with Remote Outdoor Unit-Air-Source) | TVH825GKA2* |  |  | EA*4X43L21A*+WALLCON | *97CMN0801714B* | 24400 | 16.5 | 8.1 | 21200 | 16700 | 78.77% | 2.02 | 0 | 11 |  |  |  | No | R-410A | 2.0333 | Residential & Commercial | Ducted CEE Tier 1
213771564 | Central HP <5.4 tons | TEMPSTAR | HRCU-A-CB (Split System: Heat Pump with Remote Outdoor Unit-Air-Source) | TVH825GKA2* |  |  | EA*4X48L21A*+WALLCON | *80CTL0451712B* | 24000 | 16.5 | 8.1 | 21000 | 16600 | 79.05% | 2 | 0 | 10.5 |  |  |  | No | R-410A | 2 | Residential & Commercial | Ducted CEE Tier 1
213771664 | Central HP <5.4 tons | TEMPSTAR | HRCU-A-CB (Split System: Heat Pump with Remote Outdoor Unit-Air-Source) | TVH825GKA2* |  |  | EA*4X48L21A*+WALLCON | *96CTN0801714B* | 24000 | 16.5 | 8.1 | 21000 | 16500 | 78.57% | 2.02 | 0 | 11 |  |  |  | No | R-410A | 2 | Residential & Commercial | Ducted CEE Tier 1
213771324 | Central HP <5.4 tons | TEMPSTAR | HRCU-A-CB (Split System: Heat Pump with Remote Outdoor Unit-Air-Source) | TVH825GKA2* |  |  | EA*4X42L21A*+WALLCON | *97CMN0801714B* | 23600 | 16.5 | 8.1 | 21400 | 16700 | 78.04% | 1.96 | 0 | 10.5 |  |  |  | No | R-410A | 1.9667 | Residential & Commercial | Ducted CEE Tier 1
215940156 | Central HP <5.4 tons | HEIL | HRCU-A-CB (Split System: Heat Pump with Remote Outdoor Unit-Air-Source) | H5H3V36*K*AAA* |  |  | ESH5X48M12A*+WALLCON | *97CTN1002122A* | 33800 | 19.5 | 9 | 34600 | 26400 | 76.3% | 1.92 | 0 | 11.7 |  |  |  | No | R-454B | 2.8167 | Residential & Commercial | Ducted CEE Tier 1
215940276 | Central HP <5.4 tons | HEIL | HRCU-A-CB (Split System: Heat Pump with Remote Outdoor Unit-Air-Source) | H5H3V36*K*AAA* |  |  | EVM5X44M21A*+WALLCON | *80CSU0601716B* | 35600 | 22 | 8.5 | 38000 | 28600 | 75.26% | 2.02 | 0 | 12.5 |  |  |  | No | R-454B | 2.9667 | Residential & Commercial | Ducted CEE Tier 1
215940526 | Central HP <5.4 tons | HEIL | HRCU-A-CB (Split System: Heat Pump with Remote Outdoor Unit-Air-Source) | H5H3V36*K*AAA* |  |  | EVD5X36M21A*+WALLCON | *80CSU0601716B* | 34400 | 21 | 8.5 | 38500 | 28000 | 72.73% | 2.04 | 0 | 12 |  |  |  | No | R-454B | 2.8667 | Residential & Commercial | Ducted CEE Tier 1
215942482 | Central HP <5.4 tons | HEIL | HRCU-A-CB (Split System: Heat Pump with Remote Outdoor Unit-Air-Source) | H5H3V36*K*AAA* |  |  | EVD5X61M21A*+WALLCON | *80CTL0702120B* | 35800 | 22 | 8.5 | 37400 | 28400 | 75.94% | 2.02 | 0 | 12.5 |  |  |  | No | R-454B | 2.9833 | Residential & Commercial | Ducted CEE Tier 1
206790138 | Central HP <5.4 tons | BRYANT HEATING AND COOLING SYSTEMS | HRCU-A-CB (Split System: Heat Pump with Remote Outdoor Unit-Air-Source) | 284ANV024*0**B* |  |  | CAP**3617AL*+UI | 986TC42080C17*** | 23200 | 20 | 10 | 26600 | 19900 | 74.81% | 2.4 | 14 | 13 |  |  |  | No | R-410A | 1.9333 | Residential & Commercial | Ducted CEE Tier 1
206790187 | Central HP <5.4 tons | BRYANT HEATING AND COOLING SYSTEMS | HRCU-A-CB (Split System: Heat Pump with Remote Outdoor Unit-Air-Source) | 284ANV024*0**B* |  |  | CNPV*4221AL*+UI | 986TC42060C17*** | 23400 | 20 | 10 | 26800 | 20000 | 74.63% | 2.42 | 14 | 13 |  |  |  | No | R-410A | 1.95 | Residential & Commercial | Ducted CEE Tier 1
206790023 | Central HP <5.4 tons | BRYANT HEATING AND COOLING SYSTEMS | HRCU-A-CB (Split System: Heat Pump with Remote Outdoor Unit-Air-Source) | 284ANV024*0**B* |  |  | CAP**3617AL*+UI | 88*TA48090C17*** | 23400 | 21.5 | 10.5 | 26600 | 19700 | 74.06% | 2.44 | 14 | 13.5 |  |  |  | No | R-410A | 1.95 | Residential & Commercial | Ducted CEE Tier 1
206790073 | Central HP <5.4 tons | BRYANT HEATING AND COOLING SYSTEMS | HRCU-A-CB (Split System: Heat Pump with Remote Outdoor Unit-Air-Source) | 284ANV024*0**B* |  |  | CNPV*4217AL*+UI | 88*TA36070C14*** | 23800 | 21.5 | 10 | 26600 | 19700 | 74.06% | 2.5 | 14 | 13.5 |  |  |  | No | R-410A | 1.9833 | Residential & Commercial | Ducted CEE Tier 1
206790100 | Central HP <5.4 tons | BRYANT HEATING AND COOLING SYSTEMS | HRCU-A-CB (Split System: Heat Pump with Remote Outdoor Unit-Air-Source) | 284ANV024*0**B* |  |  | CSPH*3612AL*+UI | 987MB42080C17*** | 23600 | 19.5 | 9 | 26600 | 19900 | 74.81% | 2.46 | 13 | 12.5 |  |  |  | No | R-410A | 1.9667 | Residential & Commercial | Ducted CEE Tier 1
206790173 | Central HP <5.4 tons | BRYANT HEATING AND COOLING SYSTEMS | HRCU-A-CB (Split System: Heat Pump with Remote Outdoor Unit-Air-Source) | 284ANV024*0**B* |  |  | CNPV*3621AL*+UI | 88*TA36045C17*** | 23000 | 19.5 | 9.5 | 26800 | 20200 | 75.37% | 2.36 | 14 | 12.5 |  |  |  | No | R-410A | 1.9167 | Residential & Commercial | Ducted CEE Tier 1
213774434 | Central HP <5.4 tons | TEMPSTAR | HRCU-A-CB (Split System: Heat Pump with Remote Outdoor Unit-Air-Source) | TVH825GKA3* |  |  | EHD4X42AAL+WALLCON | *80CTL0902120B* | 24200 | 16 | 8.1 | 21400 | 16600 | 77.57% | 2 | 0 | 10.5 |  |  |  | No | R-410A | 2.0167 | Residential & Commercial | Ducted CEE Tier 1
213774584 | Central HP <5.4 tons | TEMPSTAR | HRCU-A-CB (Split System: Heat Pump with Remote Outdoor Unit-Air-Source) | TVH825GKA3* |  |  | EHD4X48AAL+WALLCON | *80CTL0701716B* | 24200 | 16 | 8.1 | 21200 | 16600 | 78.3% | 2 | 0 | 10.5 |  |  |  | No | R-410A | 2.0167 | Residential & Commercial | Ducted CEE Tier 1
213774654 | Central HP <5.4 tons | TEMPSTAR | HRCU-A-CB (Split System: Heat Pump with Remote Outdoor Unit-Air-Source) | TVH825GKA3* |  |  | EHD4X48AAL+WALLCON | *97CMN0801714B* | 24200 | 16 | 8.1 | 21400 | 16600 | 77.57% | 2 | 0 | 10.5 |  |  |  | No | R-410A | 2.0167 | Residential & Commercial | Ducted CEE Tier 1
213773414 | Central HP <5.4 tons | TEMPSTAR | HRCU-A-CB (Split System: Heat Pump with Remote Outdoor Unit-Air-Source) | TVH825GKA3* |  |  | EA*4X42L21A*+WALLCON | *80CTL0902120B* | 23800 | 16.5 | 8.1 | 21400 | 16600 | 77.57% | 1.96 | 0 | 10.5 |  |  |  | No | R-410A | 1.9833 | Residential & Commercial | Ducted CEE Tier 1
213773484 | Central HP <5.4 tons | TEMPSTAR | HRCU-A-CB (Split System: Heat Pump with Remote Outdoor Unit-Air-Source) | TVH825GKA3* |  |  | EA*4X42L21A*+WALLCON | *96CTN0801714B* | 23600 | 16.5 | 8.1 | 21400 | 16600 | 77.57% | 1.94 | 0 | 10.5 |  |  |  | No | R-410A | 1.9667 | Residential & Commercial | Ducted CEE Tier 1
213773634 | Central HP <5.4 tons | TEMPSTAR | HRCU-A-CB (Split System: Heat Pump with Remote Outdoor Unit-Air-Source) | TVH825GKA3* |  |  | EA*4X43L21A*+WALLCON | *97CMN0601714B* | 24200 | 16.5 | 8.1 | 21200 | 16700 | 78.77% | 2 | 0 | 10.5 |  |  |  | No | R-410A | 2.0167 | Residential & Commercial | Ducted CEE Tier 1
213773684 | Central HP <5.4 tons | TEMPSTAR | HRCU-A-CB (Split System: Heat Pump with Remote Outdoor Unit-Air-Source) | TVH825GKA3* |  |  | EA*4X43L21A*+WALLCON | *96CTN1002122B* | 24400 | 16.5 | 8.5 | 21200 | 16600 | 78.3% | 2.02 | 0 | 11 |  |  |  | No | R-410A | 2.0333 | Residential & Commercial | Ducted CEE Tier 1
213872280 | Central HP <5.4 tons | DAIKIN | HRCU-A-CB (Split System: Heat Pump with Remote Outdoor Unit-Air-Source) | DZ6VSA481EA* |  |  | CA*EA6030*4A* | D*80VC0804C*A* | 44000 | 17 | 8.5 | 43500 | 31000 | 71.26% | 2 | 0 | 10 |  |  |  | No | R-410A | 3.6667 | Residential & Commercial | Ducted CEE Tier 1
206790277 | Central HP <5.4 tons | BRYANT HEATING AND COOLING SYSTEMS | HRCU-A-CB (Split System: Heat Pump with Remote Outdoor Unit-Air-Source) | 284ANV036*0**B* |  |  | CAP**3721AL*+UI | 88*TA48090C17*** | 34600 | 20 | 9.5 | 35000 | 25600 | 73.14% | 2.06 | 13 | 12 |  |  |  | No | R-410A | 2.8833 | Residential & Commercial | Ducted CEE Tier 1
206790377 | Central HP <5.4 tons | BRYANT HEATING AND COOLING SYSTEMS | HRCU-A-CB (Split System: Heat Pump with Remote Outdoor Unit-Air-Source) | 284ANV036*0**B* |  |  | CNPV*4217AL*+UI | 986TC42080C17*** | 33200 | 19 | 9 | 35400 | 26400 | 74.58% | 2 | 12 | 11.7 |  |  |  | No | R-410A | 2.7667 | Residential & Commercial | Ducted CEE Tier 1
212974416 | Central HP <5.4 tons | COMFORTMAKER | HRCU-A-CB (Split System: Heat Pump with Remote Outdoor Unit-Air-Source) | DLCURAH36ABK |  |  | EA*4X48L21A* | *96VSN1002120B* | 35800 | 16 | 8.5 | 37800 | 34800 | 92.06% | 2.02 | 0 | 10 |  |  |  | No | R-410A | 2.9833 | Residential & Commercial | Ducted CEE Tier 1
206790587 | Central HP <5.4 tons | BRYANT HEATING AND COOLING SYSTEMS | HRCU-A-CB (Split System: Heat Pump with Remote Outdoor Unit-Air-Source) | 284ANV048*0**B* |  |  | FE4ANB006L+UI |  | 46000 | 22 | 9.5 | 45500 | 35600 | 78.24% | 2.44 | 13.5 | 13 |  |  |  | No | R-410A | 3.8333 | Residential & Commercial | Ducted CEE Tier 1
211261346 | Central HP <5.4 tons | AIRQUEST | HRCU-A-CB (Split System: Heat Pump with Remote Outdoor Unit-Air-Source) | DLCURAH18ABK |  |  | EA*4X30L14A* | *95ESN0601412A* | 17900 | 16 | 8.5 | 18500 | 18500 | 100% | 2.22 | 0 | 10.5 |  |  |  | No | R-410A | 1.4917 | Residential & Commercial | Ducted CEE Tier 1
212969588 | Central HP <5.4 tons | AIRQUEST | HRCU-A-CB (Split System: Heat Pump with Remote Outdoor Unit-Air-Source) | DLCURAH18ABK |  |  | EN(A,D)4X30L14** | *80VSL0451412B* | 17400 | 16.5 | 8.1 | 17900 | 18600 | 103.9% | 2.24 | 0 | 11 |  |  |  | No | R-410A | 1.45 | Residential & Commercial | Ducted CEE Tier 1
212969988 | Central HP <5.4 tons | AIRQUEST | HRCU-A-CB (Split System: Heat Pump with Remote Outdoor Unit-Air-Source) | DLCURAH18ABK |  |  | EA*4X25L17A* | *80VSL0701716B* | 17800 | 16.5 | 8.1 | 17700 | 17700 | 100% | 2.14 | 0 | 10.5 |  |  |  | No | R-410A | 1.4833 | Residential & Commercial | Ducted CEE Tier 1
210474254 | Central HP <5.4 tons | AIRQUEST | HRCU-A-CB (Split System: Heat Pump with Remote Outdoor Unit-Air-Source) | HVH825GKA3* |  |  | EHD4X42AAL+WALLCON | *80CSU0401712A* | 24200 | 16.5 | 8.1 | 21400 | 16600 | 77.57% | 2 | 0 | 10.5 |  |  |  | No | R-410A | 2.0167 | Residential & Commercial | Ducted CEE Tier 1
213771354 | Central HP <5.4 tons | TEMPSTAR | HRCU-A-CB (Split System: Heat Pump with Remote Outdoor Unit-Air-Source) | TVH825GKA2* |  |  | EA*4X42L21A*+WALLCON | *96CTN0801714B* | 23600 | 16.5 | 8.1 | 21400 | 16700 | 78.04% | 1.96 | 0 | 10.5 |  |  |  | No | R-410A | 1.9667 | Residential & Commercial | Ducted CEE Tier 1
213771404 | Central HP <5.4 tons | TEMPSTAR | HRCU-A-CB (Split System: Heat Pump with Remote Outdoor Unit-Air-Source) | TVH825GKA2* |  |  | EA*4X42L24A*+WALLCON | *97CMN1002122B* | 23800 | 16.5 | 8.1 | 21400 | 16600 | 77.57% | 1.96 | 0 | 11 |  |  |  | No | R-410A | 1.9833 | Residential & Commercial | Ducted CEE Tier 1
206790062 | Central HP <5.4 tons | BRYANT HEATING AND COOLING SYSTEMS | HRCU-A-CB (Split System: Heat Pump with Remote Outdoor Unit-Air-Source) | 284ANV024*0**B* |  |  | CNPV*3617AL*+UI | 88*TA36070C14*** | 23200 | 21 | 10 | 26600 | 19900 | 74.81% | 2.4 | 14 | 13 |  |  |  | No | R-410A | 1.9333 | Residential & Commercial | Ducted CEE Tier 1
206790179 | Central HP <5.4 tons | BRYANT HEATING AND COOLING SYSTEMS | HRCU-A-CB (Split System: Heat Pump with Remote Outdoor Unit-Air-Source) | 284ANV024*0**B* |  |  | CNPV*4217AL*+UI | 88*TA36045C17*** | 23600 | 19.5 | 10 | 26800 | 20000 | 74.63% | 2.44 | 14 | 13 |  |  |  | No | R-410A | 1.9667 | Residential & Commercial | Ducted CEE Tier 1
206790212 | Central HP <5.4 tons | BRYANT HEATING AND COOLING SYSTEMS | HRCU-A-CB (Split System: Heat Pump with Remote Outdoor Unit-Air-Source) | 284ANV024*0**B* |  |  | CSPH*4212AL*+UI | 88*TA48070C17*** | 23800 | 20 | 9.5 | 26600 | 19700 | 74.06% | 2.52 | 14 | 13 |  |  |  | No | R-410A | 1.9833 | Residential & Commercial | Ducted CEE Tier 1
210596561 | Central HP <5.4 tons | BRYANT HEATING AND COOLING SYSTEMS | HRCU-A-CB (Split System: Heat Pump with Remote Outdoor Unit-Air-Source) | 288BNV037*0**A* |  |  | CAP**6124AL*+UI | 987MB66100C21*** | 33200 | 18 | 8.5 | 32000 | 24800 | 77.5% | 2 | 0 | 12 |  |  |  | No | R-410A | 2.7667 | Residential & Commercial | Ducted CEE Tier 1
206790397 | Central HP <5.4 tons | BRYANT HEATING AND COOLING SYSTEMS | HRCU-A-CB (Split System: Heat Pump with Remote Outdoor Unit-Air-Source) | 284ANV036*0**B* |  |  | CNPV*4821AL*+UI | 986TC42080C17*** | 33600 | 19 | 9 | 35400 | 26200 | 74.01% | 2.02 | 12.5 | 12 |  |  |  | No | R-410A | 2.8 | Residential & Commercial | Ducted CEE Tier 1
206790412 | Central HP <5.4 tons | BRYANT HEATING AND COOLING SYSTEMS | HRCU-A-CB (Split System: Heat Pump with Remote Outdoor Unit-Air-Source) | 284ANV036*0**B* |  |  | CNPV*4824AL*+UI | 987MB66120C24*** | 33800 | 19.5 | 9 | 35200 | 26000 | 73.86% | 2.04 | 13 | 12.5 |  |  |  | No | R-410A | 2.8167 | Residential & Commercial | Ducted CEE Tier 1
206790495 | Central HP <5.4 tons | BRYANT HEATING AND COOLING SYSTEMS | HRCU-A-CB (Split System: Heat Pump with Remote Outdoor Unit-Air-Source) | 284ANV036*0**B* |  |  | CAP**3721AL*+UI | 83*CA48060C17*** | 34000 | 19.5 | 9.5 | 35200 | 25800 | 73.3% | 2.02 | 12.5 | 11.7 |  |  |  | No | R-410A | 2.8333 | Residential & Commercial | Ducted CEE Tier 1
210596577 | Central HP <5.4 tons | BRYANT HEATING AND COOLING SYSTEMS | HRCU-A-CB (Split System: Heat Pump with Remote Outdoor Unit-Air-Source) | 288BNV037*0**A* |  |  | CNPV*4824AL*+UI | 935CA66100C21*** | 32400 | 17.5 | 8.1 | 32800 | 24600 | 75% | 1.98 | 0 | 11.7 |  |  |  | No | R-410A | 2.7 | Residential & Commercial | Ducted CEE Tier 1
210596608 | Central HP <5.4 tons | BRYANT HEATING AND COOLING SYSTEMS | HRCU-A-CB (Split System: Heat Pump with Remote Outdoor Unit-Air-Source) | 288BNV037*0**A* |  |  | CSPH*6012AL*+UI | 986TC66120C24*** | 33000 | 17 | 8.1 | 32200 | 24800 | 77.02% | 2.02 | 0 | 11.5 |  |  |  | No | R-410A | 2.75 | Residential & Commercial | Ducted CEE Tier 1
210596609 | Central HP <5.4 tons | BRYANT HEATING AND COOLING SYSTEMS | HRCU-A-CB (Split System: Heat Pump with Remote Outdoor Unit-Air-Source) | 288BNV037*0**A* |  |  | CSPH*6012AL*+UI | 987MB42080C17*** | 32800 | 16.5 | 8.1 | 32600 | 25200 | 77.3% | 1.98 | 0 | 11 |  |  |  | No | R-410A | 2.7333 | Residential & Commercial | Ducted CEE Tier 1
212614933 | Central HP <5.4 tons | DAIKIN | HRCU-A-CB (Split System: Heat Pump with Remote Outdoor Unit-Air-Source) | DZ6VSA421EA* |  |  | DFVE60DP0400A* |  | 40000 | 17 | 8.6 | 40000 | 30600 | 76.5% | 2 | 0 | 10 |  |  |  | No | R-410A | 3.3333 | Residential & Commercial | Ducted CEE Tier 1
213771524 | Central HP <5.4 tons | TEMPSTAR | HRCU-A-CB (Split System: Heat Pump with Remote Outdoor Unit-Air-Source) | TVH825GKA2* |  |  | EA*4X43L21A*+WALLCON | *97CMN1002122B* | 24400 | 16.5 | 8.5 | 21200 | 16600 | 78.3% | 2.04 | 0 | 11 |  |  |  | No | R-410A | 2.0333 | Residential & Commercial | Ducted CEE Tier 1
213771724 | Central HP <5.4 tons | TEMPSTAR | HRCU-A-CB (Split System: Heat Pump with Remote Outdoor Unit-Air-Source) | TVH825GKA2* |  |  | EA*4X48L24A*+WALLCON | *97CMN1202422B* | 24000 | 16.5 | 8.1 | 21000 | 16500 | 78.57% | 2.02 | 0 | 11 |  |  |  | No | R-410A | 2 | Residential & Commercial | Ducted CEE Tier 1
213772374 | Central HP <5.4 tons | TEMPSTAR | HRCU-A-CB (Split System: Heat Pump with Remote Outdoor Unit-Air-Source) | TVH825GKA2* |  |  | EHD4X42AAL+WALLCON | *97CMN1202422B* | 24200 | 16 | 8.1 | 21400 | 16600 | 77.57% | 2 | 0 | 10.5 |  |  |  | No | R-410A | 2.0167 | Residential & Commercial | Ducted CEE Tier 1
214574097 | Central HP <5.4 tons | TEMPSTAR | HRCU-A-CB (Split System: Heat Pump with Remote Outdoor Unit-Air-Source) | TVH837GKA2* |  |  | EA*4X61L21A*+WALLCON | *80CTL0702120B* | 33200 | 17.5 | 8.5 | 32000 | 25000 | 78.12% | 2 | 0 | 11.5 |  |  |  | No | R-410A | 2.7667 | Residential & Commercial | Ducted CEE Tier 1
215487367 | Central HP <5.4 tons | DAIKIN | HRCU-A-CB (Split System: Heat Pump with Remote Outdoor Unit-Air-Source) | DH7VSA2410A* |  |  | CA*EA3022*3A* | D*80VC1005C*A* | 23200 | 19 | 8.6 | 23200 | 17000 | 73.28% | 2 | 0 | 11 |  |  |  | No | R-32 | 1.9333 | Residential & Commercial | Ducted CEE Tier 1
215434258 | Central HP <5.4 tons | DAIKIN | HRCU-A-CB (Split System: Heat Pump with Remote Outdoor Unit-Air-Source) | DH7VSA4210A* |  |  | CHPEA6030*3A* | D*97MC1005CNA* | 40500 | 16.5 | 8.6 | 41000 | 31000 | 75.61% | 2 | 0 | 10 |  |  |  | No | R-32 | 3.375 | Residential & Commercial | Ducted CEE Tier 1
215434260 | Central HP <5.4 tons | DAIKIN | HRCU-A-CB (Split System: Heat Pump with Remote Outdoor Unit-Air-Source) | DH7VSA4210A* |  |  | CHPEA6030*3A* | D*80SC0805CUA* | 40500 | 17 | 8.6 | 41000 | 31000 | 75.61% | 2 | 0 | 10 |  |  |  | No | R-32 | 3.375 | Residential & Commercial | Ducted CEE Tier 1
215864700 | Central HP <5.4 tons | AMERICAN STANDARD | HRCU-A-CB (Split System: Heat Pump with Remote Outdoor Unit-Air-Source) | 5A6V8X60A1 |  |  | 5TXCC007AS3 | S8V2C080M5PDB | 53000 | 18.1 | 8.5 | 56000 | 40000 | 71.43% | 2 | 0 | 10 |  |  |  | No | R-454B | 4.4167 | Residential & Commercial | Ducted CEE Tier 1
215864752 | Central HP <5.4 tons | AMERICAN STANDARD | HRCU-A-CB (Split System: Heat Pump with Remote Outdoor Unit-Air-Source) | 5A6V8X60A1 |  |  | 5TXCD010AS3 | *UHMD120CCV5+LRP | 53500 | 18.1 | 8.5 | 55000 | 39500 | 71.82% | 2 | 0 | 10 |  |  |  | No | R-454B | 4.4583 | Residential & Commercial | Ducted CEE Tier 1
215864868 | Central HP <5.4 tons | AMERICAN STANDARD | HRCU-A-CB (Split System: Heat Pump with Remote Outdoor Unit-Air-Source) | 5A6V8X48A1 |  |  | 5PX*D008AS3 | S9V2C100U5PSC+LRP | 45500 | 18.1 | 8.5 | 45500 | 35200 | 77.36% | 2.1 | 0 | 10 |  |  |  | No | R-454B | 3.7917 | Residential & Commercial | Ducted CEE Tier 1
215864902 | Central HP <5.4 tons | AMERICAN STANDARD | HRCU-A-CB (Split System: Heat Pump with Remote Outdoor Unit-Air-Source) | 5A6V8X48A1 |  |  | 5PX*D010AS3 | S8V2C100M5PCB | 46000 | 18.1 | 8.5 | 45000 | 34800 | 77.33% | 2.2 | 0 | 10.5 |  |  |  | No | R-454B | 3.8333 | Residential & Commercial | Ducted CEE Tier 1
215864934 | Central HP <5.4 tons | AMERICAN STANDARD | HRCU-A-CB (Split System: Heat Pump with Remote Outdoor Unit-Air-Source) | 5A6V8X48A1 |  |  | 5TXCC007AS3 | S8V2C080M5PDB | 45000 | 18.1 | 8.5 | 45500 | 35200 | 77.36% | 2.1 | 0 | 10 |  |  |  | No | R-454B | 3.75 | Residential & Commercial | Ducted CEE Tier 1
215864950 | Central HP <5.4 tons | AMERICAN STANDARD | HRCU-A-CB (Split System: Heat Pump with Remote Outdoor Unit-Air-Source) | 5A6V8X48A1 |  |  | 5TXCC009AS3 | *UHMC100CCV4+LRP | 46000 | 18.1 | 8.5 | 45000 | 34600 | 76.89% | 2.1 | 0 | 10.5 |  |  |  | No | R-454B | 3.8333 | Residential & Commercial | Ducted CEE Tier 1
215864556 | Central HP <5.4 tons | AMERICAN STANDARD | HRCU-A-CB (Split System: Heat Pump with Remote Outdoor Unit-Air-Source) | 5A6V8X36A1 |  |  | 5PX*CD05AS3 | S9V2C100D4VSB+LRP | 32200 | 18.1 | 8.5 | 34000 | 25600 | 75.29% | 2 | 0 | 10 |  |  |  | No | R-454B | 2.6833 | Residential & Commercial | Ducted CEE Tier 1
215864638 | Central HP <5.4 tons | AMERICAN STANDARD | HRCU-A-CB (Split System: Heat Pump with Remote Outdoor Unit-Air-Source) | 5A6V8X36A1 |  |  | 5TXCC005AS3 | S9V2C100U5PSC+LRP | 32000 | 18.1 | 8.5 | 32800 | 25400 | 77.44% | 2.1 | 0 | 10 |  |  |  | No | R-454B | 2.6667 | Residential & Commercial | Ducted CEE Tier 1
215434142 | Central HP <5.4 tons | DAIKIN | HRCU-A-CB (Split System: Heat Pump with Remote Outdoor Unit-Air-Source) | DH7VSA3610A* |  |  | CA*EA4830*3A* | D*80TC0804C*A* | 34800 | 18.5 | 8.5 | 35000 | 28400 | 81.14% | 2 | 0 | 10.5 |  |  |  | No | R-32 | 2.9 | Residential & Commercial | Ducted CEE Tier 1
215434159 | Central HP <5.4 tons | DAIKIN | HRCU-A-CB (Split System: Heat Pump with Remote Outdoor Unit-Air-Source) | DH7VSA3610A* |  |  | CHPEA4830*3A* | D*80TC0805D*A* | 35000 | 18.5 | 8.1 | 35000 | 28400 | 81.14% | 2 | 0 | 10.5 |  |  |  | No | R-32 | 2.9167 | Residential & Commercial | Ducted CEE Tier 1
213778864 | Central HP <5.4 tons | TEMPSTAR | HRCU-A-CB (Split System: Heat Pump with Remote Outdoor Unit-Air-Source) | TVH837GKA** |  |  | EA*4X36L21A*+WALLCON | *80CTL1102120B* | 31600 | 17 | 8.1 | 32800 | 24200 | 73.78% | 1.86 | 0 | 11 |  |  |  | No | R-410A | 2.6333 | Residential & Commercial | Ducted CEE Tier 1
215864593 | Central HP <5.4 tons | TRANE | HRCU-A-CB (Split System: Heat Pump with Remote Outdoor Unit-Air-Source) | 5TWV8X36A1 |  |  | 5TXCB004AS3 | S9V2B080U4PSC+LRP | 31600 | 18.1 | 8.5 | 32800 | 25600 | 78.05% | 2 | 0 | 10 |  |  |  | No | R-454B | 2.6333 | Residential & Commercial | Ducted CEE Tier 1
215864625 | Central HP <5.4 tons | TRANE | HRCU-A-CB (Split System: Heat Pump with Remote Outdoor Unit-Air-Source) | 5TWV8X36A1 |  |  | 5TXCB006AS3 | S8V2B060M4PCB | 32800 | 18.1 | 8.5 | 33400 | 25600 | 76.65% | 2.1 | 0 | 10 |  |  |  | No | R-454B | 2.7333 | Residential & Commercial | Ducted CEE Tier 1
212969960 | Central HP <5.4 tons | COMFORTMAKER | HRCU-A-CB (Split System: Heat Pump with Remote Outdoor Unit-Air-Source) | DLCURAH36ABK |  |  | END4X42L17** | *80VSL0451412B* | 35400 | 16 | 8.1 | 38500 | 35000 | 90.91% | 1.94 | 0 | 10 |  |  |  | No | R-410A | 2.95 | Residential & Commercial | Ducted CEE Tier 1
212970428 | Central HP <5.4 tons | AIRQUEST | HRCU-A-CB (Split System: Heat Pump with Remote Outdoor Unit-Air-Source) | DLCURAH36ABK |  |  | EA*4X48L21A* | *80VSL0701716B* | 36000 | 16 | 8.5 | 38500 | 34800 | 90.39% | 2.02 | 0 | 10 |  |  |  | No | R-410A | 3 | Residential & Commercial | Ducted CEE Tier 1
212970420 | Central HP <5.4 tons | COMFORTMAKER | HRCU-A-CB (Split System: Heat Pump with Remote Outdoor Unit-Air-Source) | DLCURAH36ABK |  |  | EA*4X43L21A* | *80VSL0701716B* | 36400 | 16 | 8.5 | 38500 | 35000 | 90.91% | 2.06 | 0 | 10 |  |  |  | No | R-410A | 3.0333 | Residential & Commercial | Ducted CEE Tier 1
210470152 | Central HP <5.4 tons | DAY & NIGHT | HRCU-A-CB (Split System: Heat Pump with Remote Outdoor Unit-Air-Source) | CVH837GKA2* |  |  | EA*4X42L21A*+WALLCON | *80CSU0401712A* | 31800 | 17 | 8.1 | 33200 | 24400 | 73.49% | 1.88 | 0 | 11 |  |  |  | No | R-410A | 2.65 | Residential & Commercial | Ducted CEE Tier 1
215936220 | Central HP <5.4 tons | DAY & NIGHT | HRCU-A-CB (Split System: Heat Pump with Remote Outdoor Unit-Air-Source) | C5H3V36*K*AAA* |  |  | EVD5X42M24A*+WALLCON | *97CMN0602120B* | 35200 | 21 | 8.5 | 38500 | 28800 | 74.81% | 2.02 | 0 | 12 |  |  |  | No | R-454B | 2.9333 | Residential & Commercial | Ducted CEE Tier 1
215936290 | Central HP <5.4 tons | DAY & NIGHT | HRCU-A-CB (Split System: Heat Pump with Remote Outdoor Unit-Air-Source) | C5H3V36*K*AAA* |  |  | EVD5X48M21A*+WALLCON | *96CTN0601714B* | 34600 | 20.5 | 8.5 | 38000 | 27600 | 72.63% | 2 | 0 | 11.5 |  |  |  | No | R-454B | 2.8833 | Residential & Commercial | Ducted CEE Tier 1
215936490 | Central HP <5.4 tons | DAY & NIGHT | HRCU-A-CB (Split System: Heat Pump with Remote Outdoor Unit-Air-Source) | C5H3V36*K*AAA* |  |  | EVD5X49M24A*+WALLCON | *95CSU1002122B* | 35600 | 22 | 8.5 | 38000 | 28400 | 74.74% | 2.06 | 0 | 12.5 |  |  |  | No | R-454B | 2.9667 | Residential & Commercial | Ducted CEE Tier 1
215936590 | Central HP <5.4 tons | DAY & NIGHT | HRCU-A-CB (Split System: Heat Pump with Remote Outdoor Unit-Air-Source) | C5H3V36*K*AAA* |  |  | EVD5X60M21A*+WALLCON | *80CTL0451712B* | 35200 | 21 | 8.5 | 39000 | 29400 | 75.38% | 2 | 0 | 11.7 |  |  |  | No | R-454B | 2.9333 | Residential & Commercial | Ducted CEE Tier 1
215941116 | Central HP <5.4 tons | HEIL | HRCU-A-CB (Split System: Heat Pump with Remote Outdoor Unit-Air-Source) | H5H3V48*K*AAA* |  |  | EA*5X61M24A*+WALLCON | *97CTN1002122A* | 45500 | 21.5 | 9.5 | 48500 | 36800 | 75.88% | 2 | 0 | 11 |  |  |  | No | R-454B | 3.7917 | Residential & Commercial | Ducted CEE Tier 1
215941146 | Central HP <5.4 tons | HEIL | HRCU-A-CB (Split System: Heat Pump with Remote Outdoor Unit-Air-Source) | H5H3V48*K*AAA* |  |  | ESH5X48M12A*+WALLCON | *80CSU0401712B* | 44000 | 20 | 9 | 48500 | 36600 | 75.46% | 1.82 | 0 | 11 |  |  |  | No | R-454B | 3.6667 | Residential & Commercial | Ducted CEE Tier 1
215941216 | Central HP <5.4 tons | HEIL | HRCU-A-CB (Split System: Heat Pump with Remote Outdoor Unit-Air-Source) | H5H3V48*K*AAA* |  |  | ESH5X60M12A*+WALLCON | *80CSU0601716B* | 45000 | 20.5 | 9 | 48500 | 36600 | 75.46% | 1.82 | 0 | 11.5 |  |  |  | No | R-454B | 3.75 | Residential & Commercial | Ducted CEE Tier 1
215941236 | Central HP <5.4 tons | HEIL | HRCU-A-CB (Split System: Heat Pump with Remote Outdoor Unit-Air-Source) | H5H3V48*K*AAA* |  |  | ESH5X60M12A*+WALLCON | *97CTN0802120A* | 45000 | 20 | 9 | 48500 | 36600 | 75.46% | 1.82 | 0 | 11 |  |  |  | No | R-454B | 3.75 | Residential & Commercial | Ducted CEE Tier 1
212972996 | Central HP <5.4 tons | COMFORTMAKER | HRCU-A-CB (Split System: Heat Pump with Remote Outdoor Unit-Air-Source) | DLCURAH24ABK |  |  | EN(A,D)4X30L17** | *96VSN0401410B* | 23400 | 16 | 8.1 | 26400 | 24600 | 93.18% | 2.02 | 0 | 10 |  |  |  | No | R-410A | 1.95 | Residential & Commercial | Ducted CEE Tier 1
212973916 | Central HP <5.4 tons | COMFORTMAKER | HRCU-A-CB (Split System: Heat Pump with Remote Outdoor Unit-Air-Source) | DLCURAH24ABK |  |  | EN(A,D,W)4X36L17** | *96VSN0801716B* | 23400 | 16.5 | 8.1 | 25800 | 24200 | 93.8% | 2 | 0 | 10 |  |  |  | No | R-410A | 1.95 | Residential & Commercial | Ducted CEE Tier 1
212969838 | Central HP <5.4 tons | AIRQUEST | HRCU-A-CB (Split System: Heat Pump with Remote Outdoor Unit-Air-Source) | DLCURAH24ABK |  |  | EN(A,D,W)4X36L17** | *80VSL0451412B* | 23600 | 17 | 8.5 | 26200 | 24600 | 93.89% | 2.04 | 0 | 10.5 |  |  |  | No | R-410A | 1.9667 | Residential & Commercial | Ducted CEE Tier 1
212973566 | Central HP <5.4 tons | COMFORTMAKER | HRCU-A-CB (Split System: Heat Pump with Remote Outdoor Unit-Air-Source) | DLCURAH24ABK |  |  | EA*4X30L17A* | *96VSN0601412B* | 23400 | 16.5 | 8.5 | 26400 | 24800 | 93.94% | 2.06 | 0 | 10 |  |  |  | No | R-410A | 1.95 | Residential & Commercial | Ducted CEE Tier 1
212975270 | Central HP <5.4 tons | COMFORTMAKER | HRCU-A-CB (Split System: Heat Pump with Remote Outdoor Unit-Air-Source) | DLCURAH24ABK |  |  | EA*4X25L17A* | *96VTN0401712B* | 24200 | 16 | 8.5 | 25400 | 21800 | 85.83% | 1.8 | 0 | 10 |  |  |  | No | R-410A | 2.0167 | Residential & Commercial | Ducted CEE Tier 1
206790529 | Central HP <5.4 tons | BRYANT HEATING AND COOLING SYSTEMS | HRCU-A-CB (Split System: Heat Pump with Remote Outdoor Unit-Air-Source) | 284ANV036*0**B* |  |  | CSPH*4812AL*+UI | 83*CA60100C21*** | 34000 | 18.5 | 9 | 35000 | 26000 | 74.29% | 2.02 | 12.5 | 11.7 |  |  |  | No | R-410A | 2.8333 | Residential & Commercial | Ducted CEE Tier 1
206790546 | Central HP <5.4 tons | BRYANT HEATING AND COOLING SYSTEMS | HRCU-A-CB (Split System: Heat Pump with Remote Outdoor Unit-Air-Source) | 284ANV036*0**B* |  |  | CAP**4824AL*+UI | 935CA66100C21*** | 33800 | 19.5 | 9.5 | 34800 | 25600 | 73.56% | 2.04 | 13 | 12 |  |  |  | No | R-410A | 2.8167 | Residential & Commercial | Ducted CEE Tier 1
206790264 | Central HP <5.4 tons | BRYANT HEATING AND COOLING SYSTEMS | HRCU-A-CB (Split System: Heat Pump with Remote Outdoor Unit-Air-Source) | 284ANV036*0**B* |  |  | FE4ANB006L+UI |  | 34800 | 20.5 | 9.5 | 35400 | 24800 | 70.06% | 2.06 | 13.5 | 13 |  |  |  | No | R-410A | 2.9 | Residential & Commercial | Ducted CEE Tier 1
206790289 | Central HP <5.4 tons | BRYANT HEATING AND COOLING SYSTEMS | HRCU-A-CB (Split System: Heat Pump with Remote Outdoor Unit-Air-Source) | 284ANV036*0**B* |  |  | CAP**4221AL*+UI | 88*TA48090C17*** | 33200 | 20 | 9.5 | 35400 | 26400 | 74.58% | 2 | 12 | 12 |  |  |  | No | R-410A | 2.7667 | Residential & Commercial | Ducted CEE Tier 1
206790316 | Central HP <5.4 tons | BRYANT HEATING AND COOLING SYSTEMS | HRCU-A-CB (Split System: Heat Pump with Remote Outdoor Unit-Air-Source) | 284ANV036*0**B* |  |  | CAP**4821AL*+UI | 88*TA48070C17*** | 33600 | 19.5 | 9.5 | 35000 | 25800 | 73.71% | 2.02 | 12.5 | 11.7 |  |  |  | No | R-410A | 2.8 | Residential & Commercial | Ducted CEE Tier 1
206790350 | Central HP <5.4 tons | BRYANT HEATING AND COOLING SYSTEMS | HRCU-A-CB (Split System: Heat Pump with Remote Outdoor Unit-Air-Source) | 284ANV036*0**B* |  |  | CAP**6024AL*+UI | 987MB60060C21*** | 34000 | 19 | 9 | 34600 | 25400 | 73.41% | 2 | 12.5 | 12 |  |  |  | No | R-410A | 2.8333 | Residential & Commercial | Ducted CEE Tier 1
210474397 | Central HP <5.4 tons | AIRQUEST | HRCU-A-CB (Split System: Heat Pump with Remote Outdoor Unit-Air-Source) | HVH825GKA3* |  |  | EHD4X42AAL+WALLCON | *96CTN1002122A* | 24200 | 16 | 8.1 | 21400 | 16600 | 77.57% | 2 | 0 | 10.5 |  |  |  | No | R-410A | 2.0167 | Residential & Commercial | Ducted CEE Tier 1
210474606 | Central HP <5.4 tons | AIRQUEST | HRCU-A-CB (Split System: Heat Pump with Remote Outdoor Unit-Air-Source) | HVH825GKA3* |  |  | EHD4X48AAL+WALLCON | *97CMN1202422A* | 24200 | 16 | 8.1 | 21200 | 16600 | 78.3% | 2.02 | 0 | 10.5 |  |  |  | No | R-410A | 2.0167 | Residential & Commercial | Ducted CEE Tier 1
210473417 | Central HP <5.4 tons | AIRQUEST | HRCU-A-CB (Split System: Heat Pump with Remote Outdoor Unit-Air-Source) | HVH825GKA3* |  |  | EA*4X48L21A*+WALLCON | *80CTL0901716A* | 24200 | 17.5 | 8.1 | 20800 | 16500 | 79.33% | 2.04 | 0 | 11.5 |  |  |  | No | R-410A | 2.0167 | Residential & Commercial | Ducted CEE Tier 1
210474639 | Central HP <5.4 tons | AIRQUEST | HRCU-A-CB (Split System: Heat Pump with Remote Outdoor Unit-Air-Source) | HVH825GKA3* |  |  | EHD4X48AAL+WALLCON | *80CTL0901716A* | 24400 | 17 | 8.1 | 21200 | 16500 | 77.83% | 2.04 | 0 | 11 |  |  |  | No | R-410A | 2.0333 | Residential & Commercial | Ducted CEE Tier 1
210474051 | Central HP <5.4 tons | AIRQUEST | HRCU-A-CB (Split System: Heat Pump with Remote Outdoor Unit-Air-Source) | HVH825GKA3* |  |  | EN(A,D,W)4X48L21**+WALLCON | *97CMN0602120A* | 24000 | 16.5 | 8.1 | 21400 | 16700 | 78.04% | 2 | 0 | 11 |  |  |  | No | R-410A | 2 | Residential & Commercial | Ducted CEE Tier 1
215932004 | Central HP <5.4 tons | CARRIER | HRCU-A-CB (Split System: Heat Pump with Remote Outdoor Unit-Air-Source) | 27VNA336A*030* |  |  | CAA**3017AM*+UI | 59MN7C060C17**14 | 31800 | 18.5 | 9 | 34600 | 26600 | 76.88% | 1.9 | 0 | 10.5 |  |  |  | No | R-454B | 2.65 | Residential & Commercial | Ducted CEE Tier 1
215932024 | Central HP <5.4 tons | CARRIER | HRCU-A-CB (Split System: Heat Pump with Remote Outdoor Unit-Air-Source) | 27VNA336A*030* |  |  | CAA**3017AM*+UI | 59TN6C060C17**14 | 31800 | 19 | 9.5 | 34600 | 26600 | 76.88% | 2 | 0 | 10.5 |  |  |  | No | R-454B | 2.65 | Residential & Commercial | Ducted CEE Tier 1
215932174 | Central HP <5.4 tons | CARRIER | HRCU-A-CB (Split System: Heat Pump with Remote Outdoor Unit-Air-Source) | 27VNA336A*030* |  |  | CAA**3721AM*+UI | 59TN6C060C17**14 | 33800 | 19.5 | 9.5 | 34200 | 26000 | 76.02% | 2.06 | 0 | 11 |  |  |  | No | R-454B | 2.8167 | Residential & Commercial | Ducted CEE Tier 1
215936380 | Central HP <5.4 tons | DAY & NIGHT | HRCU-A-CB (Split System: Heat Pump with Remote Outdoor Unit-Air-Source) | C5H3V36*K*AAA* |  |  | EVD5X48M24A*+WALLCON | *97CMN0802120B* | 35000 | 21 | 8.5 | 38500 | 28400 | 73.77% | 2.04 | 0 | 12 |  |  |  | No | R-454B | 2.9167 | Residential & Commercial | Ducted CEE Tier 1
215935980 | Central HP <5.4 tons | DAY & NIGHT | HRCU-A-CB (Split System: Heat Pump with Remote Outdoor Unit-Air-Source) | C5H3V36*K*AAA* |  |  | EVD5X42M21A*+WALLCON | *80CTL0451712B* | 34000 | 20 | 8.5 | 39500 | 29000 | 73.42% | 2.02 | 0 | 11 |  |  |  | No | R-454B | 2.8333 | Residential & Commercial | Ducted CEE Tier 1
215936030 | Central HP <5.4 tons | DAY & NIGHT | HRCU-A-CB (Split System: Heat Pump with Remote Outdoor Unit-Air-Source) | C5H3V36*K*AAA* |  |  | EVD5X42M21A*+WALLCON | *80CTL1102120B* | 34400 | 21 | 8.5 | 38500 | 28000 | 72.73% | 2.04 | 0 | 12 |  |  |  | No | R-454B | 2.8667 | Residential & Commercial | Ducted CEE Tier 1
215935510 | Central HP <5.4 tons | DAY & NIGHT | HRCU-A-CB (Split System: Heat Pump with Remote Outdoor Unit-Air-Source) | C5H3V36*K*AAA* |  |  | EVD5X25M17A*+WALLCON | *97CMN0601714B* | 34000 | 20 | 8.1 | 38000 | 27200 | 71.58% | 2 | 0 | 11 |  |  |  | No | R-454B | 2.8333 | Residential & Commercial | Ducted CEE Tier 1
213771554 | Central HP <5.4 tons | TEMPSTAR | HRCU-A-CB (Split System: Heat Pump with Remote Outdoor Unit-Air-Source) | TVH825GKA2* |  |  | EA*4X43L21A*+WALLCON | *96CTN1002122B* | 24400 | 16.5 | 8.5 | 21200 | 16600 | 78.3% | 2.04 | 0 | 11 |  |  |  | No | R-410A | 2.0333 | Residential & Commercial | Ducted CEE Tier 1
213772124 | Central HP <5.4 tons | TEMPSTAR | HRCU-A-CB (Split System: Heat Pump with Remote Outdoor Unit-Air-Source) | TVH825GKA2* |  |  | EHD4X36AAL+WALLCON | *80CTL0901716B* | 24200 | 16.5 | 8.1 | 21400 | 16700 | 78.04% | 1.98 | 0 | 10.5 |  |  |  | No | R-410A | 2.0167 | Residential & Commercial | Ducted CEE Tier 1
215864688 | Central HP <5.4 tons | AMERICAN STANDARD | HRCU-A-CB (Split System: Heat Pump with Remote Outdoor Unit-Air-Source) | 5A6V8X60A1 |  |  | 5PX*C007AS3 | S8V2C100M5PDB | 53000 | 18.1 | 8.5 | 56000 | 40000 | 71.43% | 2 | 0 | 10 |  |  |  | No | R-454B | 4.4167 | Residential & Commercial | Ducted CEE Tier 1
215864706 | Central HP <5.4 tons | AMERICAN STANDARD | HRCU-A-CB (Split System: Heat Pump with Remote Outdoor Unit-Air-Source) | 5A6V8X60A1 |  |  | 5TXCC007AS3 | S9V2C080U5PSC+LRP | 53000 | 18.1 | 8.5 | 56000 | 40000 | 71.43% | 2 | 0 | 10 |  |  |  | No | R-454B | 4.4167 | Residential & Commercial | Ducted CEE Tier 1
215864512 | Central HP <5.4 tons | AMERICAN STANDARD | HRCU-A-CB (Split System: Heat Pump with Remote Outdoor Unit-Air-Source) | 5A6V8X36A1 |  |  | 5PX*BD04AS3 | S9V2B080D4VSB+LRP | 31800 | 18.1 | 8.5 | 34000 | 25800 | 75.88% | 2 | 0 | 10 |  |  |  | No | R-454B | 2.65 | Residential & Commercial | Ducted CEE Tier 1
215864528 | Central HP <5.4 tons | AMERICAN STANDARD | HRCU-A-CB (Split System: Heat Pump with Remote Outdoor Unit-Air-Source) | 5A6V8X36A1 |  |  | 5PX*C005AS3 | S8V2C080M5PDB | 31800 | 18.1 | 8.5 | 32600 | 25400 | 77.91% | 2.1 | 0 | 10 |  |  |  | No | R-454B | 2.65 | Residential & Commercial | Ducted CEE Tier 1
215864544 | Central HP <5.4 tons | AMERICAN STANDARD | HRCU-A-CB (Split System: Heat Pump with Remote Outdoor Unit-Air-Source) | 5A6V8X36A1 |  |  | 5PX*C007AS3 | S9V2C080U5PSC+LRP | 33000 | 18.1 | 8.5 | 33400 | 25600 | 76.65% | 2.1 | 0 | 10.5 |  |  |  | No | R-454B | 2.75 | Residential & Commercial | Ducted CEE Tier 1
215864646 | Central HP <5.4 tons | AMERICAN STANDARD | HRCU-A-CB (Split System: Heat Pump with Remote Outdoor Unit-Air-Source) | 5A6V8X48A1 |  |  | 5PX*C007AS3 | *UHMC100CCV4+LRP | 45000 | 18.1 | 8.5 | 45500 | 35000 | 76.92% | 2.1 | 0 | 10.5 |  |  |  | No | R-454B | 3.75 | Residential & Commercial | Ducted CEE Tier 1
215864664 | Central HP <5.4 tons | AMERICAN STANDARD | HRCU-A-CB (Split System: Heat Pump with Remote Outdoor Unit-Air-Source) | 5A6V8X48A1 |  |  | 5TXCB006AS3 | L8V1B080U4VSB+LRP | 44500 | 18.1 | 8.5 | 46000 | 35400 | 76.96% | 2.1 | 0 | 10 |  |  |  | No | R-454B | 3.7083 | Residential & Commercial | Ducted CEE Tier 1
214242575 | Central HP <5.4 tons | CARRIER | HRCU-A-CB (Split System: Heat Pump with Remote Outdoor Unit-Air-Source) | 25VNA825A*031* |  |  | CNPV*3017AL*+UI | 59CU5B060C17**16 | 23400 | 16.5 | 8.1 | 21600 | 16700 | 77.31% | 1.92 | 0 | 10.5 |  |  |  | No | R-410A | 1.95 | Residential & Commercial | Ducted CEE Tier 1
214242625 | Central HP <5.4 tons | CARRIER | HRCU-A-CB (Split System: Heat Pump with Remote Outdoor Unit-Air-Source) | 25VNA825A*031* |  |  | CNPV*3017AL*+UI | 59TN6C080C17**14 | 23400 | 16.5 | 8.1 | 21600 | 16700 | 77.31% | 1.92 | 0 | 11 |  |  |  | No | R-410A | 1.95 | Residential & Commercial | Ducted CEE Tier 1
214242775 | Central HP <5.4 tons | CARRIER | HRCU-A-CB (Split System: Heat Pump with Remote Outdoor Unit-Air-Source) | 25VNA825A*031* |  |  | CNPV*3621AL*+UI | 58TN*B110C21**20 | 23600 | 16.5 | 8.1 | 21600 | 16700 | 77.31% | 1.92 | 0 | 11 |  |  |  | No | R-410A | 1.9667 | Residential & Commercial | Ducted CEE Tier 1
214242845 | Central HP <5.4 tons | CARRIER | HRCU-A-CB (Split System: Heat Pump with Remote Outdoor Unit-Air-Source) | 25VNA825A*031* |  |  | CNPV*3621AL*+UI | 59TN6C100C21**22 | 23600 | 16.5 | 8.1 | 21400 | 16700 | 78.04% | 1.92 | 0 | 11 |  |  |  | No | R-410A | 1.9667 | Residential & Commercial | Ducted CEE Tier 1
215434154 | Central HP <5.4 tons | DAIKIN | HRCU-A-CB (Split System: Heat Pump with Remote Outdoor Unit-Air-Source) | DH7VSA3610A* |  |  | CHPEA4830*3A* | D*96TC1205DNA* | 35000 | 18.5 | 8.1 | 35000 | 28400 | 81.14% | 2 | 0 | 10.5 |  |  |  | No | R-32 | 2.9167 | Residential & Commercial | Ducted CEE Tier 1
215434161 | Central HP <5.4 tons | DAIKIN | HRCU-A-CB (Split System: Heat Pump with Remote Outdoor Unit-Air-Source) | DH7VSA3610A* |  |  | CHPEA4830*3A* | D*80TC0804C*A* | 35000 | 18.5 | 8.1 | 35000 | 28400 | 81.14% | 2 | 0 | 10.5 |  |  |  | No | R-32 | 2.9167 | Residential & Commercial | Ducted CEE Tier 1
212971247 | Central HP <5.4 tons | COMFORTMAKER | HRCU-A-CB (Split System: Heat Pump with Remote Outdoor Unit-Air-Source) | DLCURAH24ABK |  |  | EN(A,D,W)4X36L17** | *80VTL0451412B* | 23600 | 17 | 8.5 | 26200 | 24600 | 93.89% | 2.04 | 0 | 10.5 |  |  |  | No | R-410A | 1.9667 | Residential & Commercial | Ducted CEE Tier 1
206790025 | Central HP <5.4 tons | BRYANT HEATING AND COOLING SYSTEMS | HRCU-A-CB (Split System: Heat Pump with Remote Outdoor Unit-Air-Source) | 284ANV024*0**B* |  |  | CAP**3621AL*+UI | 987MB42080C17*** | 23200 | 20 | 10 | 26600 | 19900 | 74.81% | 2.4 | 13 | 13 |  |  |  | No | R-410A | 1.9333 | Residential & Commercial | Ducted CEE Tier 1
206790032 | Central HP <5.4 tons | BRYANT HEATING AND COOLING SYSTEMS | HRCU-A-CB (Split System: Heat Pump with Remote Outdoor Unit-Air-Source) | 284ANV024*0**B* |  |  | CAP**4221AL*+UI | 987MB42080C17*** | 23400 | 20 | 10.5 | 26600 | 19900 | 74.81% | 2.44 | 13 | 13 |  |  |  | No | R-410A | 1.95 | Residential & Commercial | Ducted CEE Tier 1
206790241 | Central HP <5.4 tons | BRYANT HEATING AND COOLING SYSTEMS | HRCU-A-CB (Split System: Heat Pump with Remote Outdoor Unit-Air-Source) | 284ANV024*0**B* |  |  | CNPV*3617AL*+UI | 83*CA36040C17*** | 23200 | 20 | 9.5 | 26600 | 19900 | 74.81% | 2.38 | 14 | 13 |  |  |  | No | R-410A | 1.9333 | Residential & Commercial | Ducted CEE Tier 1
206790259 | Central HP <5.4 tons | BRYANT HEATING AND COOLING SYSTEMS | HRCU-A-CB (Split System: Heat Pump with Remote Outdoor Unit-Air-Source) | 284ANV024*0**B* |  |  | CSPH*3612AL*+UI | 935CA48060C17*** | 23600 | 19 | 9 | 26600 | 19900 | 74.81% | 2.46 | 13.5 | 12.5 |  |  |  | No | R-410A | 1.9667 | Residential & Commercial | Ducted CEE Tier 1
215487466 | Central HP <5.4 tons | DAIKIN | HRCU-A-CB (Split System: Heat Pump with Remote Outdoor Unit-Air-Source) | DH6VSA1810A* |  |  | CA*EA3022*3A* | D*96VC0803BNA* | 17000 | 19 | 8.8 | 16800 | 13000 | 77.38% | 2.1 | 0 | 12 |  |  |  | No | R-32 | 1.4167 | Residential & Commercial | Ducted CEE Tier 1
212970668 | Central HP <5.4 tons | AIRQUEST | HRCU-A-CB (Split System: Heat Pump with Remote Outdoor Unit-Air-Source) | DLCURAH36ABK |  |  | EA*4X42L24A* | *80VSL0902120B* | 35200 | 16 | 8.1 | 38500 | 35000 | 90.91% | 1.88 | 0 | 10 |  |  |  | No | R-410A | 2.9333 | Residential & Commercial | Ducted CEE Tier 1
213078718 | Central HP <5.4 tons | HEIL | HRCU-A-CB (Split System: Heat Pump with Remote Outdoor Unit-Air-Source) | DLCURAH36ABK |  |  | EN(A,D,W)4X48L21** | *80MS(N,L)1102120A* | 36400 | 16.5 | 8.1 | 38500 | 35000 | 90.91% | 2.02 | 0 | 10.5 |  |  |  | No | R-410A | 3.0333 | Residential & Commercial | Ducted CEE Tier 1
213078752 | Central HP <5.4 tons | HEIL | HRCU-A-CB (Split System: Heat Pump with Remote Outdoor Unit-Air-Source) | DLCURAH36ABK |  |  | EA*4X48L24A* | *80MS(N,L)1102420A* | 36200 | 16.5 | 8.5 | 38000 | 34600 | 91.05% | 2.04 | 0 | 10 |  |  |  | No | R-410A | 3.0167 | Residential & Commercial | Ducted CEE Tier 1
213773394 | Central HP <5.4 tons | TEMPSTAR | HRCU-A-CB (Split System: Heat Pump with Remote Outdoor Unit-Air-Source) | TVH825GKA3* |  |  | EA*4X42L21A*+WALLCON | *80CTL0701716B* | 23800 | 16.5 | 8.1 | 21400 | 16600 | 77.57% | 1.94 | 0 | 10.5 |  |  |  | No | R-410A | 1.9833 | Residential & Commercial | Ducted CEE Tier 1
213773764 | Central HP <5.4 tons | TEMPSTAR | HRCU-A-CB (Split System: Heat Pump with Remote Outdoor Unit-Air-Source) | TVH825GKA3* |  |  | EA*4X48L21A*+WALLCON | *97CMN0801714B* | 24000 | 16.5 | 8.1 | 21000 | 16600 | 79.05% | 2 | 0 | 10.5 |  |  |  | No | R-410A | 2 | Residential & Commercial | Ducted CEE Tier 1
213774564 | Central HP <5.4 tons | TEMPSTAR | HRCU-A-CB (Split System: Heat Pump with Remote Outdoor Unit-Air-Source) | TVH825GKA3* |  |  | EHD4X48AAL+WALLCON | *80CTL0451712B* | 24200 | 16 | 8.1 | 21400 | 16700 | 78.04% | 2 | 0 | 10.5 |  |  |  | No | R-410A | 2.0167 | Residential & Commercial | Ducted CEE Tier 1
213774714 | Central HP <5.4 tons | TEMPSTAR | HRCU-A-CB (Split System: Heat Pump with Remote Outdoor Unit-Air-Source) | TVH825GKA3* |  |  | EHD4X48AAL+WALLCON | *96CTN1002122B* | 24200 | 16 | 8.1 | 21200 | 16600 | 78.3% | 2.02 | 0 | 11 |  |  |  | No | R-410A | 2.0167 | Residential & Commercial | Ducted CEE Tier 1
214570727 | Central HP <5.4 tons | TEMPSTAR | HRCU-A-CB (Split System: Heat Pump with Remote Outdoor Unit-Air-Source) | TVH825GKA3* |  |  | EA*4X48L21A*+WALLCON | *96CTN0802120B* | 24200 | 17 | 8.5 | 20800 | 16500 | 79.33% | 2.02 | 0 | 11 |  |  |  | No | R-410A | 2.0167 | Residential & Commercial | Ducted CEE Tier 1
213772754 | Central HP <5.4 tons | TEMPSTAR | HRCU-A-CB (Split System: Heat Pump with Remote Outdoor Unit-Air-Source) | TVH825GKA3* |  |  | EA*4X25L17A*+WALLCON | *80CTL0901716B* | 24400 | 16.5 | 8.1 | 21200 | 16600 | 78.3% | 2 | 0 | 11 |  |  |  | No | R-410A | 2.0333 | Residential & Commercial | Ducted CEE Tier 1
210474344 | Central HP <5.4 tons | COMFORTMAKER | HRCU-A-CB (Split System: Heat Pump with Remote Outdoor Unit-Air-Source) | CVH825GKA3* |  |  | EHD4X42AAL+WALLCON | *96CTN1202422A* | 24200 | 16 | 8.1 | 21400 | 16600 | 77.57% | 2 | 0 | 10.5 |  |  |  | No | R-410A | 2.0167 | Residential & Commercial | Ducted CEE Tier 1
210474421 | Central HP <5.4 tons | COMFORTMAKER | HRCU-A-CB (Split System: Heat Pump with Remote Outdoor Unit-Air-Source) | CVH825GKA3* |  |  | EHD4X42AAL+WALLCON | *80CTL0901716A* | 24200 | 16.5 | 8.1 | 21200 | 16500 | 77.83% | 2.02 | 0 | 11 |  |  |  | No | R-410A | 2.0167 | Residential & Commercial | Ducted CEE Tier 1
210474619 | Central HP <5.4 tons | COMFORTMAKER | HRCU-A-CB (Split System: Heat Pump with Remote Outdoor Unit-Air-Source) | CVH825GKA3* |  |  | EHD4X48AAL+WALLCON | *96CTN1002122A* | 24200 | 16 | 8.1 | 21200 | 16700 | 78.77% | 2.04 | 0 | 11 |  |  |  | No | R-410A | 2.0167 | Residential & Commercial | Ducted CEE Tier 1
210473690 | Central HP <5.4 tons | COMFORTMAKER | HRCU-A-CB (Split System: Heat Pump with Remote Outdoor Unit-Air-Source) | CVH825GKA3* |  |  | END4X42L17**+WALLCON | *80CTL0701412A* | 24000 | 17 | 8.1 | 21400 | 16600 | 77.57% | 2 | 0 | 11 |  |  |  | No | R-410A | 2 | Residential & Commercial | Ducted CEE Tier 1
210473921 | Central HP <5.4 tons | COMFORTMAKER | HRCU-A-CB (Split System: Heat Pump with Remote Outdoor Unit-Air-Source) | CVH825GKA3* |  |  | EN(A,D,W)4X48L21**+WALLCON | *80CSU0401712A* | 24200 | 17 | 8.1 | 21200 | 16500 | 77.83% | 2 | 0 | 11 |  |  |  | No | R-410A | 2.0167 | Residential & Commercial | Ducted CEE Tier 1
210474075 | Central HP <5.4 tons | COMFORTMAKER | HRCU-A-CB (Split System: Heat Pump with Remote Outdoor Unit-Air-Source) | CVH825GKA3* |  |  | EN(A,D)4X48L24**+WALLCON | *95CSU1002122A* | 24200 | 17 | 8.1 | 21200 | 16600 | 78.3% | 2.02 | 0 | 11.5 |  |  |  | No | R-410A | 2.0167 | Residential & Commercial | Ducted CEE Tier 1
214491655 | Central HP <5.4 tons | DAIKIN | HRCU-A-CB (Split System: Heat Pump with Remote Outdoor Unit-Air-Source) | DZ6VSA1810A* |  |  | CA*EA2422*4B* | D*97MC0803BNA* | 16600 | 17.5 | 8.5 | 17400 | 13000 | 74.71% | 2.1 | 0 | 10.9 |  |  |  | No | R-410A | 1.3833 | Residential & Commercial | Ducted CEE Tier 1
210473375 | Central HP <5.4 tons | COMFORTMAKER | HRCU-A-CB (Split System: Heat Pump with Remote Outdoor Unit-Air-Source) | CVH825GKA3* |  |  | EA*4X48L21A*+WALLCON | *97CMN0601714A* | 24000 | 16.5 | 8.1 | 21000 | 16700 | 79.52% | 2 | 0 | 11 |  |  |  | No | R-410A | 2 | Residential & Commercial | Ducted CEE Tier 1
210474388 | Central HP <5.4 tons | COMFORTMAKER | HRCU-A-CB (Split System: Heat Pump with Remote Outdoor Unit-Air-Source) | CVH825GKA3* |  |  | EHD4X42AAL+WALLCON | *97CMN1202422A* | 24200 | 16 | 8.1 | 21400 | 16700 | 78.04% | 2 | 0 | 10.5 |  |  |  | No | R-410A | 2.0167 | Residential & Commercial | Ducted CEE Tier 1
210474520 | Central HP <5.4 tons | COMFORTMAKER | HRCU-A-CB (Split System: Heat Pump with Remote Outdoor Unit-Air-Source) | CVH825GKA3* |  |  | EHD4X48AAL+WALLCON | *80CTL0701716A* | 24200 | 16.5 | 8.1 | 21200 | 16600 | 78.3% | 2.02 | 0 | 10.5 |  |  |  | No | R-410A | 2.0167 | Residential & Commercial | Ducted CEE Tier 1
210474141 | Central HP <5.4 tons | COMFORTMAKER | HRCU-A-CB (Split System: Heat Pump with Remote Outdoor Unit-Air-Source) | CVH825GKA3* |  |  | EN(A,D)4X48L24**+WALLCON | *96CTN1002122A* | 24200 | 17 | 8.1 | 21400 | 16600 | 77.57% | 2.02 | 0 | 11.5 |  |  |  | No | R-410A | 2.0167 | Residential & Commercial | Ducted CEE Tier 1
210474256 | Central HP <5.4 tons | COMFORTMAKER | HRCU-A-CB (Split System: Heat Pump with Remote Outdoor Unit-Air-Source) | CVH825GKA3* |  |  | EHD4X42AAL+WALLCON | *80CSU0401712A* | 24200 | 16.5 | 8.1 | 21400 | 16600 | 77.57% | 2 | 0 | 10.5 |  |  |  | No | R-410A | 2.0167 | Residential & Commercial | Ducted CEE Tier 1
210474476 | Central HP <5.4 tons | COMFORTMAKER | HRCU-A-CB (Split System: Heat Pump with Remote Outdoor Unit-Air-Source) | CVH825GKA3* |  |  | EHD4X48AAL+WALLCON | *80CSU0401712A* | 24200 | 16.5 | 8.1 | 21200 | 16600 | 78.3% | 2.02 | 0 | 11 |  |  |  | No | R-410A | 2.0167 | Residential & Commercial | Ducted CEE Tier 1
210474542 | Central HP <5.4 tons | COMFORTMAKER | HRCU-A-CB (Split System: Heat Pump with Remote Outdoor Unit-Air-Source) | CVH825GKA3* |  |  | EHD4X48AAL+WALLCON | *96CTN0601714A* | 24200 | 16 | 8.1 | 21400 | 16700 | 78.04% | 2 | 0 | 10.5 |  |  |  | No | R-410A | 2.0167 | Residential & Commercial | Ducted CEE Tier 1
214491656 | Central HP <5.4 tons | DAIKIN | HRCU-A-CB (Split System: Heat Pump with Remote Outdoor Unit-Air-Source) | DZ6VSA1810A* |  |  | CA*EA2422*4B*+MBVC1200**-1A* |  | 16600 | 17.5 | 8.5 | 17400 | 13000 | 74.71% | 2.1 | 0 | 10.9 |  |  |  | No | R-410A | 1.3833 | Residential & Commercial | Ducted CEE Tier 1
214491628 | Central HP <5.4 tons | DAIKIN | HRCU-A-CB (Split System: Heat Pump with Remote Outdoor Unit-Air-Source) | DZ6VSA1810A* |  |  | CA*EA1818*4B* | D*80SC0604BUA* | 16600 | 17.5 | 8.5 | 17400 | 13000 | 74.71% | 2.1 | 0 | 10.9 |  |  |  | No | R-410A | 1.3833 | Residential & Commercial | Ducted CEE Tier 1
214491639 | Central HP <5.4 tons | DAIKIN | HRCU-A-CB (Split System: Heat Pump with Remote Outdoor Unit-Air-Source) | DZ6VSA1810A* |  |  | CA*EA1818*4B* | D*80SC0805CUA* | 16600 | 17.5 | 8.5 | 17400 | 13000 | 74.71% | 2.1 | 0 | 10.9 |  |  |  | No | R-410A | 1.3833 | Residential & Commercial | Ducted CEE Tier 1
212973376 | Central HP <5.4 tons | COMFORTMAKER | HRCU-A-CB (Split System: Heat Pump with Remote Outdoor Unit-Air-Source) | DLCURAH18ABK |  |  | EN(A,D)4X24L17** | *96VSN0601412B* | 17500 | 16 | 8.5 | 18500 | 19200 | 103.8% | 2.3 | 0 | 10.5 |  |  |  | No | R-410A | 1.4583 | Residential & Commercial | Ducted CEE Tier 1
210474628 | Central HP <5.4 tons | AIRQUEST | HRCU-A-CB (Split System: Heat Pump with Remote Outdoor Unit-Air-Source) | HVH825GKA3* |  |  | EHD4X48AAL+WALLCON | *80CTL0701412A* | 24400 | 17 | 8.1 | 21200 | 16500 | 77.83% | 2.02 | 0 | 11 |  |  |  | No | R-410A | 2.0333 | Residential & Commercial | Ducted CEE Tier 1
212973676 | Central HP <5.4 tons | COMFORTMAKER | HRCU-A-CB (Split System: Heat Pump with Remote Outdoor Unit-Air-Source) | DLCURAH18ABK |  |  | EA*4X25L17A* | *96VSN0801716B* | 17800 | 16.5 | 8.1 | 17600 | 17800 | 101.1% | 2.14 | 0 | 10.5 |  |  |  | No | R-410A | 1.4833 | Residential & Commercial | Ducted CEE Tier 1
212969518 | Central HP <5.4 tons | AIRQUEST | HRCU-A-CB (Split System: Heat Pump with Remote Outdoor Unit-Air-Source) | DLCURAH18ABK |  |  | EA*4X24L14A* | *80VSL0451412B* | 17700 | 16.5 | 8.5 | 18600 | 19400 | 104.3% | 2.32 | 0 | 10.5 |  |  |  | No | R-410A | 1.475 | Residential & Commercial | Ducted CEE Tier 1
215864714 | Central HP <5.4 tons | AMERICAN STANDARD | HRCU-A-CB (Split System: Heat Pump with Remote Outdoor Unit-Air-Source) | 5A6V8X60A1 |  |  | 5TXCC009AS3 | S9V2C080U5PSC+LRP | 54000 | 18.1 | 8.5 | 55500 | 40000 | 72.07% | 2 | 0 | 10 |  |  |  | No | R-454B | 4.5 | Residential & Commercial | Ducted CEE Tier 1
215864746 | Central HP <5.4 tons | AMERICAN STANDARD | HRCU-A-CB (Split System: Heat Pump with Remote Outdoor Unit-Air-Source) | 5A6V8X60A1 |  |  | 5TXCD008AS3 | S8V2C100M5PCB | 53000 | 18.1 | 8.5 | 56000 | 40000 | 71.43% | 2 | 0 | 10 |  |  |  | No | R-454B | 4.4167 | Residential & Commercial | Ducted CEE Tier 1
215864514 | Central HP <5.4 tons | AMERICAN STANDARD | HRCU-A-CB (Split System: Heat Pump with Remote Outdoor Unit-Air-Source) | 5A6V8X36A1 |  |  | 5PX*BD04AS3 | S8V2B060M4PCB | 32000 | 18.1 | 8.5 | 34200 | 26000 | 76.02% | 2 | 0 | 10 |  |  |  | No | R-454B | 2.6667 | Residential & Commercial | Ducted CEE Tier 1
215864662 | Central HP <5.4 tons | AMERICAN STANDARD | HRCU-A-CB (Split System: Heat Pump with Remote Outdoor Unit-Air-Source) | 5A6V8X48A1 |  |  | 5PX*C007AS3 | S8V2C080M5PCB | 45000 | 18.1 | 8.5 | 45500 | 35400 | 77.8% | 2.1 | 0 | 10 |  |  |  | No | R-454B | 3.75 | Residential & Commercial | Ducted CEE Tier 1
215864696 | Central HP <5.4 tons | AMERICAN STANDARD | HRCU-A-CB (Split System: Heat Pump with Remote Outdoor Unit-Air-Source) | 5A6V8X60A1 |  |  | 5TXCC007AS3 | S8V2C080M5PCB | 53000 | 18.1 | 8.5 | 56000 | 40000 | 71.43% | 2 | 0 | 10 |  |  |  | No | R-454B | 4.4167 | Residential & Commercial | Ducted CEE Tier 1
215864712 | Central HP <5.4 tons | AMERICAN STANDARD | HRCU-A-CB (Split System: Heat Pump with Remote Outdoor Unit-Air-Source) | 5A6V8X60A1 |  |  | 5TXCC009AS3 | L8V1C100U5VSB+LRP | 54500 | 18.1 | 8.5 | 55000 | 39500 | 71.82% | 2 | 0 | 10 |  |  |  | No | R-454B | 4.5417 | Residential & Commercial | Ducted CEE Tier 1
215864728 | Central HP <5.4 tons | AMERICAN STANDARD | HRCU-A-CB (Split System: Heat Pump with Remote Outdoor Unit-Air-Source) | 5A6V8X60A1 |  |  | 5TXCD008AS3 | *UHMD120CCV5+LRP | 52500 | 18.1 | 8.5 | 55500 | 39500 | 71.17% | 2 | 0 | 10 |  |  |  | No | R-454B | 4.375 | Residential & Commercial | Ducted CEE Tier 1
213772904 | Central HP <5.4 tons | TEMPSTAR | HRCU-A-CB (Split System: Heat Pump with Remote Outdoor Unit-Air-Source) | TVH825GKA3* |  |  | EA*4X30L17A*+WALLCON | *97CMN0801714B* | 23400 | 16 | 8.1 | 21600 | 16700 | 77.31% | 1.9 | 0 | 10.5 |  |  |  | No | R-410A | 1.95 | Residential & Commercial | Ducted CEE Tier 1
214570517 | Central HP <5.4 tons | TEMPSTAR | HRCU-A-CB (Split System: Heat Pump with Remote Outdoor Unit-Air-Source) | TVH825GKA3* |  |  | EA*4X42L21A*+WALLCON | *95CSU1002122B* | 23800 | 16.5 | 8.1 | 21400 | 16600 | 77.57% | 1.96 | 0 | 11 |  |  |  | No | R-410A | 1.9833 | Residential & Commercial | Ducted CEE Tier 1
214571217 | Central HP <5.4 tons | TEMPSTAR | HRCU-A-CB (Split System: Heat Pump with Remote Outdoor Unit-Air-Source) | TVH825GKA3* |  |  | EN(A,D,W)4X48L21**+WALLCON | *80CTL0702120B* | 24200 | 17 | 8.1 | 21200 | 16600 | 78.3% | 2.02 | 0 | 11 |  |  |  | No | R-410A | 2.0167 | Residential & Commercial | Ducted CEE Tier 1
213772864 | Central HP <5.4 tons | TEMPSTAR | HRCU-A-CB (Split System: Heat Pump with Remote Outdoor Unit-Air-Source) | TVH825GKA3* |  |  | EA*4X30L17A*+WALLCON | *80CTL0701716B* | 23400 | 16.5 | 8.1 | 21600 | 16700 | 77.31% | 1.9 | 0 | 10.5 |  |  |  | No | R-410A | 1.95 | Residential & Commercial | Ducted CEE Tier 1
213773064 | Central HP <5.4 tons | TEMPSTAR | HRCU-A-CB (Split System: Heat Pump with Remote Outdoor Unit-Air-Source) | TVH825GKA3* |  |  | EA*4X36L21A*+WALLCON | *80CTL0901716B* | 23600 | 16.5 | 8.1 | 21400 | 16600 | 77.57% | 1.94 | 0 | 10.5 |  |  |  | No | R-410A | 1.9667 | Residential & Commercial | Ducted CEE Tier 1
213773314 | Central HP <5.4 tons | TEMPSTAR | HRCU-A-CB (Split System: Heat Pump with Remote Outdoor Unit-Air-Source) | TVH825GKA3* |  |  | EA*4X37L21A*+WALLCON | *95CSU0601716B* | 24400 | 16.5 | 8.1 | 21400 | 16600 | 77.57% | 2.02 | 0 | 10.5 |  |  |  | No | R-410A | 2.0333 | Residential & Commercial | Ducted CEE Tier 1
215932324 | Central HP <5.4 tons | CARRIER | HRCU-A-CB (Split System: Heat Pump with Remote Outdoor Unit-Air-Source) | 27VNA336A*030* |  |  | CAA**4221AM*+UI | 59MN7C100C21**22 | 32800 | 20 | 9.5 | 34800 | 26600 | 76.44% | 2 | 0 | 11.5 |  |  |  | No | R-454B | 2.7333 | Residential & Commercial | Ducted CEE Tier 1
215932106 | Central HP <5.4 tons | HEIL | HRCU-A-CB (Split System: Heat Pump with Remote Outdoor Unit-Air-Source) | H5H3V36*K*AAA* |  |  | EA*5X36M17A*+WALLCON | *96CTN0401410B* | 31000 | 17.5 | 9 | 34200 | 26400 | 77.19% | 1.92 | 0 | 10.5 |  |  |  | No | R-454B | 2.5833 | Residential & Commercial | Ducted CEE Tier 1
215678335 | Central HP <5.4 tons | HEIL | HRCU-A-CB (Split System: Heat Pump with Remote Outdoor Unit-Air-Source) | H5H0V24*K*AAA* |  |  | EA*5X36M17A*+WALLCON | *97CTN0801716A* | 23000 | 17 | 9 | 23800 | 16700 | 70.17% | 1.98 | 0 | 10 |  |  |  | No | R-454B | 1.9167 | Residential & Commercial | Ducted CEE Tier 1
215939636 | Central HP <5.4 tons | HEIL | HRCU-A-CB (Split System: Heat Pump with Remote Outdoor Unit-Air-Source) | H5H3V36*K*AAA* |  |  | EA*5X36M17A*+WALLCON | *97CTN0801716A* | 32000 | 19 | 9.5 | 35600 | 27400 | 76.97% | 1.98 | 0 | 10.5 |  |  |  | No | R-454B | 2.6667 | Residential & Commercial | Ducted CEE Tier 1
215864764 | Central HP <5.4 tons | AMERICAN STANDARD | HRCU-A-CB (Split System: Heat Pump with Remote Outdoor Unit-Air-Source) | 5A6V8X60A1 |  |  | 5TXCD010AS3 | S9V2C100U5PSC+LRP | 54500 | 18.1 | 8.5 | 55500 | 39500 | 71.17% | 2 | 0 | 10 |  |  |  | No | R-454B | 4.5417 | Residential & Commercial | Ducted CEE Tier 1
215864798 | Central HP <5.4 tons | AMERICAN STANDARD | HRCU-A-CB (Split System: Heat Pump with Remote Outdoor Unit-Air-Source) | 5A6V8X36A1 |  |  | 5PX*BD06AS3 | S9V2B060D3VSB+LRP | 32400 | 18.1 | 8.5 | 34000 | 25800 | 75.88% | 2 | 0 | 10 |  |  |  | No | R-454B | 2.7 | Residential & Commercial | Ducted CEE Tier 1
215864812 | Central HP <5.4 tons | AMERICAN STANDARD | HRCU-A-CB (Split System: Heat Pump with Remote Outdoor Unit-Air-Source) | 5A6V8X48A1 |  |  | 5PX*B006AS3 | S9V2B080U4VSB+LRP | 44500 | 18.1 | 8.5 | 46000 | 35400 | 76.96% | 2.1 | 0 | 10 |  |  |  | No | R-454B | 3.7083 | Residential & Commercial | Ducted CEE Tier 1
215864814 | Central HP <5.4 tons | AMERICAN STANDARD | HRCU-A-CB (Split System: Heat Pump with Remote Outdoor Unit-Air-Source) | 5A6V8X48A1 |  |  | 5PX*B006AS3 | S9V2B080U4PSC+LRP | 44500 | 18.1 | 8.5 | 46000 | 35400 | 76.96% | 2.1 | 0 | 10 |  |  |  | No | R-454B | 3.7083 | Residential & Commercial | Ducted CEE Tier 1
215864896 | Central HP <5.4 tons | AMERICAN STANDARD | HRCU-A-CB (Split System: Heat Pump with Remote Outdoor Unit-Air-Source) | 5A6V8X48A1 |  |  | 5PX*D010AS3 | S8V2D120M5PDB | 46500 | 18.1 | 8.5 | 45500 | 35000 | 76.92% | 2.2 | 0 | 10.5 |  |  |  | No | R-454B | 3.875 | Residential & Commercial | Ducted CEE Tier 1
215864898 | Central HP <5.4 tons | AMERICAN STANDARD | HRCU-A-CB (Split System: Heat Pump with Remote Outdoor Unit-Air-Source) | 5A6V8X48A1 |  |  | 5PX*D010AS3 | S8V2D120M5PCB | 46500 | 18.1 | 8.5 | 45500 | 35000 | 76.92% | 2.2 | 0 | 10.5 |  |  |  | No | R-454B | 3.875 | Residential & Commercial | Ducted CEE Tier 1
215864998 | Central HP <5.4 tons | AMERICAN STANDARD | HRCU-A-CB (Split System: Heat Pump with Remote Outdoor Unit-Air-Source) | 5A6V8X60A1 |  |  | 5PX*C009AS3 | S8V2C100M5PCB | 54000 | 18.1 | 8.5 | 55500 | 40000 | 72.07% | 2 | 0 | 10 |  |  |  | No | R-454B | 4.5 | Residential & Commercial | Ducted CEE Tier 1
215865030 | Central HP <5.4 tons | AMERICAN STANDARD | HRCU-A-CB (Split System: Heat Pump with Remote Outdoor Unit-Air-Source) | 5A6V8X60A1 |  |  | 5PX*DD10AS3 | S8V2C100M5PDB | 53000 | 18.1 | 8.5 | 55500 | 39500 | 71.17% | 1.9 | 0 | 10 |  |  |  | No | R-454B | 4.4167 | Residential & Commercial | Ducted CEE Tier 1
215487484 | Central HP <5.4 tons | DAIKIN | HRCU-A-CB (Split System: Heat Pump with Remote Outdoor Unit-Air-Source) | DH6VSA1810A* |  |  | CHPEA2422*3A* | D*80VC0603B*A* | 17000 | 19 | 8.8 | 16800 | 13000 | 77.38% | 2.1 | 0 | 12 |  |  |  | No | R-32 | 1.4167 | Residential & Commercial | Ducted CEE Tier 1
211378935 | Central HP <5.4 tons | YORK | HRCU-A-CB (Split System: Heat Pump with Remote Outdoor Unit-Air-Source) | HMH72B341 |  |  | JHVTB36DBCC2N1 |  | 34000 | 18.5 | 8.5 | 33800 | 23800 | 70.41% | 2.1 | 0 | 10 |  |  |  | No | R-410A | 2.8333 | Residential & Commercial | Ducted CEE Tier 1
215931586 | Central HP <5.4 tons | HEIL | HRCU-A-CB (Split System: Heat Pump with Remote Outdoor Unit-Air-Source) | H5H3V60*K*AAA* |  |  | EA*5X60M24A*+WALLCON | *95CSU1002122B* | 56000 | 18.5 | 8.5 | 60500 | 45500 | 75.21% | 2.08 | 0 | 11.5 |  |  |  | No | R-454B | 4.6667 | Residential & Commercial | Ducted CEE Tier 1
215931806 | Central HP <5.4 tons | HEIL | HRCU-A-CB (Split System: Heat Pump with Remote Outdoor Unit-Air-Source) | H5H3V60*K*AAA* |  |  | ESH5X60M12A*+WALLCON | *80CSU1002120A* | 56000 | 18 | 8.1 | 61000 | 46000 | 75.41% | 1.95 | 0 | 11 |  |  |  | No | R-454B | 4.6667 | Residential & Commercial | Ducted CEE Tier 1
212972964 | Central HP <5.4 tons | AIRQUEST | HRCU-A-CB (Split System: Heat Pump with Remote Outdoor Unit-Air-Source) | DLCURAH24ABK |  |  | EN(A,D)4X24L14** | *96VSN0401410B* | 23000 | 16 | 8.5 | 27000 | 25600 | 94.81% | 2.12 | 0 | 10 |  |  |  | No | R-410A | 1.9167 | Residential & Commercial | Ducted CEE Tier 1
212973264 | Central HP <5.4 tons | AIRQUEST | HRCU-A-CB (Split System: Heat Pump with Remote Outdoor Unit-Air-Source) | DLCURAH24ABK |  |  | EN(A,D)4X30L17** | *96VSN0401712B* | 23200 | 16 | 8.1 | 26200 | 24800 | 94.66% | 2.06 | 0 | 10 |  |  |  | No | R-410A | 1.9333 | Residential & Commercial | Ducted CEE Tier 1
215864763 | Central HP <5.4 tons | TRANE | HRCU-A-CB (Split System: Heat Pump with Remote Outdoor Unit-Air-Source) | 5TWV8X60A1 |  |  | 5TXCD010AS3 | S9V2C100U5PSC+LRP | 54500 | 18.1 | 8.5 | 55500 | 39500 | 71.17% | 2 | 0 | 10 |  |  |  | No | R-454B | 4.5417 | Residential & Commercial | Ducted CEE Tier 1
215941586 | Central HP <5.4 tons | HEIL | HRCU-A-CB (Split System: Heat Pump with Remote Outdoor Unit-Air-Source) | H5H3V48*K*AAA* |  |  | EVD5X48M24A*+WALLCON | *96CTN0802120B* | 44500 | 20 | 8.1 | 52000 | 38000 | 73.08% | 1.9 | 0 | 11 |  |  |  | No | R-454B | 3.7083 | Residential & Commercial | Ducted CEE Tier 1
215864611 | Central HP <5.4 tons | TRANE | HRCU-A-CB (Split System: Heat Pump with Remote Outdoor Unit-Air-Source) | 5TWV8X36A1 |  |  | 5TXCB006AS3 | S8V2B080M4PDB | 32800 | 18.1 | 8.5 | 33600 | 25800 | 76.79% | 2.1 | 0 | 10 |  |  |  | No | R-454B | 2.7333 | Residential & Commercial | Ducted CEE Tier 1
212975479 | Central HP <5.4 tons | COMFORTMAKER | HRCU-A-CB (Split System: Heat Pump with Remote Outdoor Unit-Air-Source) | DLCURAH18ABK |  |  | EN(A,D)4X30L14** | *96VTN0601412B* | 17400 | 16 | 8.1 | 18000 | 18700 | 103.9% | 2.24 | 0 | 11 |  |  |  | No | R-410A | 1.45 | Residential & Commercial | Ducted CEE Tier 1
215864444 | Central HP <5.4 tons | AMERICAN STANDARD | HRCU-A-CB (Split System: Heat Pump with Remote Outdoor Unit-Air-Source) | 5A6V8X24A1 |  |  | 5PX*B003AS3 | S9V2B040U3PSC+LRP | 21400 | 18.1 | 8.5 | 24400 | 18900 | 77.46% | 2.1 | 0 | 11.2 |  |  |  | No | R-454B | 1.7833 | Residential & Commercial | Ducted CEE Tier 1
215864446 | Central HP <5.4 tons | AMERICAN STANDARD | HRCU-A-CB (Split System: Heat Pump with Remote Outdoor Unit-Air-Source) | 5A6V8X24A1 |  |  | 5PX*B003AS3 | S9V2B040U3VSB+LRP | 21400 | 18.1 | 8.5 | 24400 | 18900 | 77.46% | 2.1 | 0 | 11.2 |  |  |  | No | R-454B | 1.7833 | Residential & Commercial | Ducted CEE Tier 1
215864462 | Central HP <5.4 tons | AMERICAN STANDARD | HRCU-A-CB (Split System: Heat Pump with Remote Outdoor Unit-Air-Source) | 5A6V8X24A1 |  |  | 5TXCB003AS3 | *DHMB080CCV3+LRP | 20000 | 18.1 | 8.5 | 23200 | 18500 | 79.74% | 2.1 | 0 | 10.5 |  |  |  | No | R-454B | 1.6667 | Residential & Commercial | Ducted CEE Tier 1
211245355 | Central HP <5.4 tons | BRYANT HEATING AND COOLING SYSTEMS | HRCU-A-CB (Split System: Heat Pump with Remote Outdoor Unit-Air-Source) | 38MURAQ24AB3* |  |  | CNPV*3621AL* | 935SA36040E17*** | 23600 | 16.5 | 8.1 | 26000 | 23600 | 90.77% | 1.96 | 0 | 10.5 |  |  |  | No | R-410A | 1.9667 | Residential & Commercial | Ducted CEE Tier 1
212972664 | Central HP <5.4 tons | AIRQUEST | HRCU-A-CB (Split System: Heat Pump with Remote Outdoor Unit-Air-Source) | DLCURAH18ABK |  |  | EA*4X19L17A* | *96VSN0401410B* | 17700 | 16 | 8.1 | 17800 | 17900 | 100.6% | 2.16 | 0 | 10.5 |  |  |  | No | R-410A | 1.475 | Residential & Commercial | Ducted CEE Tier 1
213778914 | Central HP <5.4 tons | TEMPSTAR | HRCU-A-CB (Split System: Heat Pump with Remote Outdoor Unit-Air-Source) | TVH837GKA** |  |  | EA*4X36L21A*+WALLCON | *96CTN0601714B* | 31400 | 16.5 | 8.1 | 33200 | 24400 | 73.49% | 1.82 | 0 | 10.5 |  |  |  | No | R-410A | 2.6167 | Residential & Commercial | Ducted CEE Tier 1
213779064 | Central HP <5.4 tons | TEMPSTAR | HRCU-A-CB (Split System: Heat Pump with Remote Outdoor Unit-Air-Source) | TVH837GKA** |  |  | EA*4X42L21A*+WALLCON | *80CTL0451712B* | 31600 | 16.5 | 8.1 | 33400 | 24800 | 74.25% | 1.84 | 0 | 10.5 |  |  |  | No | R-410A | 2.6333 | Residential & Commercial | Ducted CEE Tier 1
213779364 | Central HP <5.4 tons | TEMPSTAR | HRCU-A-CB (Split System: Heat Pump with Remote Outdoor Unit-Air-Source) | TVH837GKA** |  |  | EA*4X43L21A*+WALLCON | *96CTN1002122B* | 33000 | 17 | 8.5 | 32600 | 25000 | 76.69% | 1.98 | 0 | 11.5 |  |  |  | No | R-410A | 2.75 | Residential & Commercial | Ducted CEE Tier 1
213779584 | Central HP <5.4 tons | TEMPSTAR | HRCU-A-CB (Split System: Heat Pump with Remote Outdoor Unit-Air-Source) | TVH837GKA** |  |  | EA*4X60L24A*+WALLCON | *80CTL1352422B* | 32800 | 17.5 | 8.1 | 31800 | 24600 | 77.36% | 1.98 | 0 | 11.5 |  |  |  | No | R-410A | 2.7333 | Residential & Commercial | Ducted CEE Tier 1
213779664 | Central HP <5.4 tons | TEMPSTAR | HRCU-A-CB (Split System: Heat Pump with Remote Outdoor Unit-Air-Source) | TVH837GKA** |  |  | EA*4X61L21A*+WALLCON | *80CTL0902120B* | 33200 | 17.5 | 8.5 | 32000 | 24800 | 77.5% | 1.98 | 0 | 11.7 |  |  |  | No | R-410A | 2.7667 | Residential & Commercial | Ducted CEE Tier 1
213779714 | Central HP <5.4 tons | TEMPSTAR | HRCU-A-CB (Split System: Heat Pump with Remote Outdoor Unit-Air-Source) | TVH837GKA** |  |  | EA*4X61L21A*+WALLCON | *97CMN1002122B* | 33200 | 17.5 | 8.5 | 32000 | 24800 | 77.5% | 1.98 | 0 | 11.7 |  |  |  | No | R-410A | 2.7667 | Residential & Commercial | Ducted CEE Tier 1
215865115 | Central HP <5.4 tons | TRANE | HRCU-A-CB (Split System: Heat Pump with Remote Outdoor Unit-Air-Source) | 5TWV8X60A1 |  |  | 5PX*C009AS3+P0V0C000M50SD+LRP |  | 54500 | 18.1 | 8.5 | 55000 | 39500 | 71.82% | 2 | 0 | 10.5 |  |  |  | No | R-454B | 4.5417 | Residential & Commercial | Ducted CEE Tier 1
212971668 | Central HP <5.4 tons | AIRQUEST | HRCU-A-CB (Split System: Heat Pump with Remote Outdoor Unit-Air-Source) | DLCURAH24ABK |  |  | EA*4X36L21A* | *80VTL0701716B* | 23800 | 17 | 8.5 | 26200 | 23600 | 90.08% | 1.96 | 0 | 10 |  |  |  | No | R-410A | 1.9833 | Residential & Commercial | Ducted CEE Tier 1
212971734 | Central HP <5.4 tons | AIRQUEST | HRCU-A-CB (Split System: Heat Pump with Remote Outdoor Unit-Air-Source) | DLCURAH24ABK |  |  | EN(A,D)4X36L21** | *80VTL0701716B* | 23600 | 17 | 8.5 | 26400 | 24200 | 91.67% | 2 | 0 | 10.5 |  |  |  | No | R-410A | 1.9667 | Residential & Commercial | Ducted CEE Tier 1
212973254 | Central HP <5.4 tons | AIRQUEST | HRCU-A-CB (Split System: Heat Pump with Remote Outdoor Unit-Air-Source) | DLCURAH24ABK |  |  | EN(A,D)4X24L17** | *96VSN0401712B* | 23200 | 15.5 | 8.5 | 27000 | 25000 | 92.59% | 2.06 | 0 | 10 |  |  |  | No | R-410A | 1.9333 | Residential & Commercial | Ducted CEE Tier 1
212973274 | Central HP <5.4 tons | AIRQUEST | HRCU-A-CB (Split System: Heat Pump with Remote Outdoor Unit-Air-Source) | DLCURAH24ABK |  |  | EN(A,D,W)4X36L17** | *96VSN0401712B* | 23200 | 16 | 8.1 | 26200 | 24800 | 94.66% | 2.06 | 0 | 10 |  |  |  | No | R-410A | 1.9333 | Residential & Commercial | Ducted CEE Tier 1
211257311 | Central HP <5.4 tons | CARRIER | HRCU-A-CB (Split System: Heat Pump with Remote Outdoor Unit-Air-Source) | 38MURAQ18AB3* |  |  | FJ4DN*B24L* |  | 18500 | 15.5 | 9 | 19300 | 18300 | 94.82% | 2.2 | 0 | 10.5 |  |  |  | No | R-410A | 1.5417 | Residential & Commercial | Ducted CEE Tier 1
211257747 | Central HP <5.4 tons | CARRIER | HRCU-A-CB (Split System: Heat Pump with Remote Outdoor Unit-Air-Source) | 38MURAQ18AB3* |  |  | CAP**1917AL* | 58S(B,C)*A045E14**12 | 18600 | 16.5 | 8.5 | 18500 | 17500 | 94.59% | 2.14 | 0 | 11 |  |  |  | No | R-410A | 1.55 | Residential & Commercial | Ducted CEE Tier 1
211257797 | Central HP <5.4 tons | CARRIER | HRCU-A-CB (Split System: Heat Pump with Remote Outdoor Unit-Air-Source) | 38MURAQ18AB3* |  |  | CAP**2417AL* | 58TP*A045V14**12 | 17600 | 16.5 | 8.5 | 18500 | 19100 | 103.2% | 2.3 | 0 | 10.5 |  |  |  | No | R-410A | 1.4667 | Residential & Commercial | Ducted CEE Tier 1
211257830 | Central HP <5.4 tons | CARRIER | HRCU-A-CB (Split System: Heat Pump with Remote Outdoor Unit-Air-Source) | 38MURAQ18AB3* |  |  | CAP**2417AL* | OVMAAB042112 | 18100 | 15.5 | 8.5 | 19100 | 18900 | 98.95% | 2.26 | 0 | 10.5 |  |  |  | No | R-410A | 1.5083 | Residential & Commercial | Ducted CEE Tier 1
213773514 | Central HP <5.4 tons | TEMPSTAR | HRCU-A-CB (Split System: Heat Pump with Remote Outdoor Unit-Air-Source) | TVH825GKA3* |  |  | EA*4X42L24A*+WALLCON | *80CTL1102120B* | 23800 | 16.5 | 8.1 | 21400 | 16600 | 77.57% | 1.96 | 0 | 11 |  |  |  | No | R-410A | 1.9833 | Residential & Commercial | Ducted CEE Tier 1
213773714 | Central HP <5.4 tons | TEMPSTAR | HRCU-A-CB (Split System: Heat Pump with Remote Outdoor Unit-Air-Source) | TVH825GKA3* |  |  | EA*4X48L21A*+WALLCON | *80CTL0901716B* | 24200 | 17 | 8.1 | 20800 | 16600 | 79.81% | 2.02 | 0 | 11 |  |  |  | No | R-410A | 2.0167 | Residential & Commercial | Ducted CEE Tier 1
214609077 | Central HP <5.4 tons | COLEMAN | HRCU-A-CB (Split System: Heat Pump with Remote Outdoor Unit-Air-Source) | HH860E2S11 |  |  | CTM60C5CHS1 | Z9ES100C20SMPS1 | 53000 | 19 | 8.5 | 54000 | 38500 | 71.3% | 2 | 0 | 11 |  |  |  | No | R-454B | 4.4167 | Residential & Commercial | Ducted CEE Tier 1
213772624 | Central HP <5.4 tons | TEMPSTAR | HRCU-A-CB (Split System: Heat Pump with Remote Outdoor Unit-Air-Source) | TVH825GKA3* |  |  | EA*4X24L17A*+WALLCON | *80CTL0451712B* | 23200 | 16 | 8.1 | 22000 | 16900 | 76.82% | 1.88 | 0 | 10 |  |  |  | No | R-410A | 1.9333 | Residential & Commercial | Ducted CEE Tier 1
213773144 | Central HP <5.4 tons | TEMPSTAR | HRCU-A-CB (Split System: Heat Pump with Remote Outdoor Unit-Air-Source) | TVH825GKA3* |  |  | EA*4X36L21A*+WALLCON | *96CTN0801714B* | 23600 | 16.5 | 8.1 | 21400 | 16700 | 78.04% | 1.92 | 0 | 10.5 |  |  |  | No | R-410A | 1.9667 | Residential & Commercial | Ducted CEE Tier 1
213773294 | Central HP <5.4 tons | TEMPSTAR | HRCU-A-CB (Split System: Heat Pump with Remote Outdoor Unit-Air-Source) | TVH825GKA3* |  |  | EA*4X37L21A*+WALLCON | *80CTL0902120B* | 24400 | 16.5 | 8.1 | 21200 | 16600 | 78.3% | 2.02 | 0 | 11 |  |  |  | No | R-410A | 2.0333 | Residential & Commercial | Ducted CEE Tier 1
213773694 | Central HP <5.4 tons | TEMPSTAR | HRCU-A-CB (Split System: Heat Pump with Remote Outdoor Unit-Air-Source) | TVH825GKA3* |  |  | EA*4X48L21A*+WALLCON | *80CTL0451712B* | 24000 | 16.5 | 8.1 | 21000 | 16700 | 79.52% | 2 | 0 | 10.5 |  |  |  | No | R-410A | 2 | Residential & Commercial | Ducted CEE Tier 1
215865064 | Central HP <5.4 tons | AMERICAN STANDARD | HRCU-A-CB (Split System: Heat Pump with Remote Outdoor Unit-Air-Source) | 5A6V8X36A1 |  |  | 5TXCC005AS3+P0V0C000M50SD+LRP |  | 32000 | 18.1 | 8.5 | 32600 | 25400 | 77.91% | 2.1 | 0 | 10.5 |  |  |  | No | R-454B | 2.6667 | Residential & Commercial | Ducted CEE Tier 1
215865080 | Central HP <5.4 tons | AMERICAN STANDARD | HRCU-A-CB (Split System: Heat Pump with Remote Outdoor Unit-Air-Source) | 5A6V8X60A1 |  |  | 5TXCD008AS3+P0V0D000M50SD+LRP |  | 53500 | 18.1 | 8.5 | 55500 | 39500 | 71.17% | 2 | 0 | 10.5 |  |  |  | No | R-454B | 4.4583 | Residential & Commercial | Ducted CEE Tier 1
215864782 | Central HP <5.4 tons | AMERICAN STANDARD | HRCU-A-CB (Split System: Heat Pump with Remote Outdoor Unit-Air-Source) | 5A6V8X36A1 |  |  | 5PX*BD06AS3 | *DHMB080CCV3+LRP | 32400 | 18.1 | 8.5 | 34000 | 25800 | 75.88% | 2 | 0 | 10 |  |  |  | No | R-454B | 2.7 | Residential & Commercial | Ducted CEE Tier 1
215864880 | Central HP <5.4 tons | AMERICAN STANDARD | HRCU-A-CB (Split System: Heat Pump with Remote Outdoor Unit-Air-Source) | 5A6V8X48A1 |  |  | 5PX*D008AS3 | S8V2C100M5PCB | 45500 | 18.1 | 8.5 | 45500 | 35200 | 77.36% | 2.1 | 0 | 10 |  |  |  | No | R-454B | 3.7917 | Residential & Commercial | Ducted CEE Tier 1
215864912 | Central HP <5.4 tons | AMERICAN STANDARD | HRCU-A-CB (Split System: Heat Pump with Remote Outdoor Unit-Air-Source) | 5A6V8X48A1 |  |  | 5PX*DD10AS3 | S8V2C100M5PDB | 45000 | 18.1 | 8.5 | 45000 | 34800 | 77.33% | 2.1 | 0 | 10 |  |  |  | No | R-454B | 3.75 | Residential & Commercial | Ducted CEE Tier 1
215864962 | Central HP <5.4 tons | AMERICAN STANDARD | HRCU-A-CB (Split System: Heat Pump with Remote Outdoor Unit-Air-Source) | 5A6V8X48A1 |  |  | 5TXCD008AS3 | S9V2C080U5PSC+LRP | 45500 | 18.1 | 8.5 | 46000 | 35200 | 76.52% | 2.1 | 0 | 10 |  |  |  | No | R-454B | 3.7917 | Residential & Commercial | Ducted CEE Tier 1
215864982 | Central HP <5.4 tons | AMERICAN STANDARD | HRCU-A-CB (Split System: Heat Pump with Remote Outdoor Unit-Air-Source) | 5A6V8X48A1 |  |  | 5TXCD010AS3 | S9V2C080U5PSC+LRP | 46500 | 18.1 | 8.5 | 45500 | 34800 | 76.48% | 2.1 | 0 | 10.5 |  |  |  | No | R-454B | 3.875 | Residential & Commercial | Ducted CEE Tier 1
215865012 | Central HP <5.4 tons | AMERICAN STANDARD | HRCU-A-CB (Split System: Heat Pump with Remote Outdoor Unit-Air-Source) | 5A6V8X60A1 |  |  | 5PX*D010AS3 | S8V2C100M5PCB | 54000 | 18.1 | 8.5 | 55500 | 40000 | 72.07% | 2 | 0 | 10 |  |  |  | No | R-454B | 4.5 | Residential & Commercial | Ducted CEE Tier 1
211241483 | Central HP <5.4 tons | HEIL | HRCU-A-CB (Split System: Heat Pump with Remote Outdoor Unit-Air-Source) | DLCURAH24ABK |  |  | EA*4X30L17A* | *80VSL0451716A* | 24200 | 16.5 | 8.5 | 26400 | 23000 | 87.12% | 1.9 | 0 | 10 |  |  |  | No | R-410A | 2.0167 | Residential & Commercial | Ducted CEE Tier 1
212971624 | Central HP <5.4 tons | AIRQUEST | HRCU-A-CB (Split System: Heat Pump with Remote Outdoor Unit-Air-Source) | DLCURAH24ABK |  |  | EA*4X24L17A* | *80VTL0701716B* | 23400 | 17 | 8.5 | 27000 | 26200 | 97.04% | 2.22 | 0 | 10 |  |  |  | No | R-410A | 1.95 | Residential & Commercial | Ducted CEE Tier 1
212972924 | Central HP <5.4 tons | AIRQUEST | HRCU-A-CB (Split System: Heat Pump with Remote Outdoor Unit-Air-Source) | DLCURAH24ABK |  |  | EA*4X30L14A* | *96VSN0401410B* | 23400 | 16 | 8.5 | 26400 | 24800 | 93.94% | 2.06 | 0 | 10 |  |  |  | No | R-410A | 1.95 | Residential & Commercial | Ducted CEE Tier 1
212972944 | Central HP <5.4 tons | AIRQUEST | HRCU-A-CB (Split System: Heat Pump with Remote Outdoor Unit-Air-Source) | DLCURAH24ABK |  |  | EA*4X36L17A* | *96VSN0401410B* | 23600 | 16 | 8.5 | 26200 | 24000 | 91.6% | 1.98 | 0 | 10 |  |  |  | No | R-410A | 1.9667 | Residential & Commercial | Ducted CEE Tier 1
212972994 | Central HP <5.4 tons | AIRQUEST | HRCU-A-CB (Split System: Heat Pump with Remote Outdoor Unit-Air-Source) | DLCURAH24ABK |  |  | EN(A,D)4X30L17** | *96VSN0401410B* | 23400 | 16 | 8.1 | 26400 | 24600 | 93.18% | 2.02 | 0 | 10 |  |  |  | No | R-410A | 1.95 | Residential & Commercial | Ducted CEE Tier 1
215939936 | Central HP <5.4 tons | HEIL | HRCU-A-CB (Split System: Heat Pump with Remote Outdoor Unit-Air-Source) | H5H3V36*K*AAA* |  |  | ESH5X36M12A*+WALLCON | *96CTN0802120B* | 33200 | 19 | 9 | 35000 | 26800 | 76.57% | 1.92 | 0 | 11 |  |  |  | No | R-454B | 2.7667 | Residential & Commercial | Ducted CEE Tier 1
216448742 | Central HP <5.4 tons | TRANE | HRCU-A-CB (Split System: Heat Pump with Remote Outdoor Unit-Air-Source) | 5TWV0X36A1 |  |  | 5PX*B004AS3+P0V0B000M40SD+LRP |  | 33200 | 18.6 | 9 | 31800 | 23800 | 74.84% | 2.1 | 0 | 12 |  |  |  | No | R-454B | 2.7667 | Residential & Commercial | Ducted CEE Tier 1
215487441 | Central HP <5.4 tons | DAIKIN | HRCU-A-CB (Split System: Heat Pump with Remote Outdoor Unit-Air-Source) | DH7VSA4810A* |  |  | CA*EA6030*3A* | D*80VC1005C*A* | 45500 | 16.5 | 8.8 | 47000 | 33600 | 71.49% | 2 | 0 | 10 |  |  |  | No | R-32 | 3.7917 | Residential & Commercial | Ducted CEE Tier 1
215434349 | Central HP <5.4 tons | DAIKIN | HRCU-A-CB (Split System: Heat Pump with Remote Outdoor Unit-Air-Source) | DH7VSA4810A* |  |  | CA*EA6030*3A* | D*80TC0804C*A* | 45500 | 16.5 | 8.8 | 47000 | 33600 | 71.49% | 2 | 0 | 10 |  |  |  | No | R-32 | 3.7917 | Residential & Commercial | Ducted CEE Tier 1
215487458 | Central HP <5.4 tons | DAIKIN | HRCU-A-CB (Split System: Heat Pump with Remote Outdoor Unit-Air-Source) | DH7VSA4810A* |  |  | CHPEA6030*3A* | D*96VC0804CNA* | 45500 | 16.2 | 8.5 | 46500 | 33600 | 72.26% | 2 | 0 | 10 |  |  |  | No | R-32 | 3.7917 | Residential & Commercial | Ducted CEE Tier 1
212972714 | Central HP <5.4 tons | AIRQUEST | HRCU-A-CB (Split System: Heat Pump with Remote Outdoor Unit-Air-Source) | DLCURAH18ABK |  |  | EA*4X30L17A* | *96VSN0401410B* | 17400 | 16 | 8.5 | 18000 | 18800 | 104.4% | 2.24 | 0 | 10.5 |  |  |  | No | R-410A | 1.45 | Residential & Commercial | Ducted CEE Tier 1
212973314 | Central HP <5.4 tons | AIRQUEST | HRCU-A-CB (Split System: Heat Pump with Remote Outdoor Unit-Air-Source) | DLCURAH18ABK |  |  | EA*4X24L17A* | *96VSN0601412B* | 17300 | 16 | 8.5 | 18200 | 19400 | 106.6% | 2.34 | 0 | 10.5 |  |  |  | No | R-410A | 1.4417 | Residential & Commercial | Ducted CEE Tier 1
212973664 | Central HP <5.4 tons | AIRQUEST | HRCU-A-CB (Split System: Heat Pump with Remote Outdoor Unit-Air-Source) | DLCURAH18ABK |  |  | EA*4X24L17A* | *96VSN0801716B* | 17200 | 16 | 8.5 | 18200 | 19400 | 106.6% | 2.34 | 0 | 10.5 |  |  |  | No | R-410A | 1.4333 | Residential & Commercial | Ducted CEE Tier 1
213607597 | Central HP <5.4 tons | TEMPSTAR | HRCU-A-CB (Split System: Heat Pump with Remote Outdoor Unit-Air-Source) | DLCURAH18ABK |  |  | FTMA4X24L0B* |  | 18100 | 16.5 | 8.5 | 18200 | 18200 | 100% | 2.2 | 0 | 11 |  |  |  | No | R-410A | 1.5083 | Residential & Commercial | Ducted CEE Tier 1
212970921 | Central HP <5.4 tons | AIRQUEST | HRCU-A-CB (Split System: Heat Pump with Remote Outdoor Unit-Air-Source) | DLCURAH18ABK |  |  | EN(A,D)4X24L14** | *80VTL0451412B* | 17700 | 16.5 | 8.5 | 18700 | 19100 | 102.1% | 2.3 | 0 | 11 |  |  |  | No | R-410A | 1.475 | Residential & Commercial | Ducted CEE Tier 1
214279751 | Central HP <5.4 tons | AIRQUEST | HRCU-A-CB (Split System: Heat Pump with Remote Outdoor Unit-Air-Source) | DLCURAH18ABK |  |  | EA*4X25L17A* | *96MSN0601716A* | 17700 | 16 | 8.5 | 17600 | 17800 | 101.1% | 2.14 | 0 | 10.5 |  |  |  | No | R-410A | 1.475 | Residential & Commercial | Ducted CEE Tier 1
212972244 | Central HP <5.4 tons | AIRQUEST | HRCU-A-CB (Split System: Heat Pump with Remote Outdoor Unit-Air-Source) | DLCURAH36ABK |  |  | EA*4X48L24A* | *80VTL0902120B* | 35800 | 16.5 | 8.5 | 37800 | 34600 | 91.53% | 2.02 | 0 | 10 |  |  |  | No | R-410A | 2.9833 | Residential & Commercial | Ducted CEE Tier 1
214573967 | Central HP <5.4 tons | TEMPSTAR | HRCU-A-CB (Split System: Heat Pump with Remote Outdoor Unit-Air-Source) | TVH837GKA2* |  |  | EA*4X48L21A*+WALLCON | *96CTN0802120B* | 32400 | 17.5 | 8.5 | 32400 | 24800 | 76.54% | 2 | 0 | 11.5 |  |  |  | No | R-410A | 2.7 | Residential & Commercial | Ducted CEE Tier 1
212391468 | Central HP <5.4 tons | TRANE | HRCU-A-CB (Split System: Heat Pump with Remote Outdoor Unit-Air-Source) | 4TWV7X36A1 |  |  | TAMXB0B30V31 |  | 34000 | 17.1 | 8.5 | 29000 | 20400 | 70.34% | 1.8 | 0 | 12 |  |  |  | No | R-410A | 2.8333 | Residential & Commercial | Ducted CEE Tier 1
213780754 | Central HP <5.4 tons | TEMPSTAR | HRCU-A-CB (Split System: Heat Pump with Remote Outdoor Unit-Air-Source) | TVH837GKA2* |  |  | EA*4X36L21A*+WALLCON | *80CTL0901716B* | 31600 | 17 | 8.1 | 33000 | 24200 | 73.33% | 1.84 | 0 | 11 |  |  |  | No | R-410A | 2.6333 | Residential & Commercial | Ducted CEE Tier 1
214574169 | Central HP <5.4 tons | BRYANT HEATING AND COOLING SYSTEMS | HRCU-A-CB (Split System: Heat Pump with Remote Outdoor Unit-Air-Source) | 288BNV037*0**B* |  |  | CAP**6124AL*+UI | 935CB66100C21*** | 33200 | 18.5 | 8.5 | 31800 | 24800 | 77.99% | 2 | 0 | 11.5 |  |  |  | No | R-410A | 2.7667 | Residential & Commercial | Ducted CEE Tier 1
214574319 | Central HP <5.4 tons | BRYANT HEATING AND COOLING SYSTEMS | HRCU-A-CB (Split System: Heat Pump with Remote Outdoor Unit-Air-Source) | 288BNV037*0**B* |  |  | CSPH*4212AL*+UI | 986TD60080C21*** | 32600 | 17.5 | 8.5 | 32800 | 24800 | 75.61% | 1.96 | 0 | 11 |  |  |  | No | R-410A | 2.7167 | Residential & Commercial | Ducted CEE Tier 1
214573577 | Central HP <5.4 tons | TEMPSTAR | HRCU-A-CB (Split System: Heat Pump with Remote Outdoor Unit-Air-Source) | TVH837GKA** |  |  | EN(A,D,W)4X60L24**+WALLCON | *95CSU1002122B* | 32800 | 19 | 8.5 | 32200 | 24600 | 76.4% | 1.98 | 0 | 12 |  |  |  | No | R-410A | 2.7333 | Residential & Commercial | Ducted CEE Tier 1
215865014 | Central HP <5.4 tons | AMERICAN STANDARD | HRCU-A-CB (Split System: Heat Pump with Remote Outdoor Unit-Air-Source) | 5A6V8X60A1 |  |  | 5PX*D010AS3 | S9V2D120U5VSB+LRP | 54500 | 18.1 | 8.5 | 55000 | 39500 | 71.82% | 2 | 0 | 10.5 |  |  |  | No | R-454B | 4.5417 | Residential & Commercial | Ducted CEE Tier 1
215865032 | Central HP <5.4 tons | AMERICAN STANDARD | HRCU-A-CB (Split System: Heat Pump with Remote Outdoor Unit-Air-Source) | 5A6V8X60A1 |  |  | 5PX*DD10AS3 | S8V2C100M5PCB | 53000 | 18.1 | 8.5 | 55500 | 39500 | 71.17% | 1.9 | 0 | 10 |  |  |  | No | R-454B | 4.4167 | Residential & Commercial | Ducted CEE Tier 1
206790375 | Central HP <5.4 tons | BRYANT HEATING AND COOLING SYSTEMS | HRCU-A-CB (Split System: Heat Pump with Remote Outdoor Unit-Air-Source) | 284ANV036*0**B* |  |  | CNPV*4217AL*+UI | 88*TA48070C17*** | 33400 | 19.5 | 9 | 35400 | 26400 | 74.58% | 2 | 12.5 | 12 |  |  |  | No | R-410A | 2.7833 | Residential & Commercial | Ducted CEE Tier 1
206790423 | Central HP <5.4 tons | BRYANT HEATING AND COOLING SYSTEMS | HRCU-A-CB (Split System: Heat Pump with Remote Outdoor Unit-Air-Source) | 284ANV036*0**B* |  |  | CNPV*6024AL*+UI | 987MB66120C24*** | 34200 | 20 | 9 | 34800 | 25600 | 73.56% | 2.02 | 13 | 12.5 |  |  |  | No | R-410A | 2.85 | Residential & Commercial | Ducted CEE Tier 1
206790432 | Central HP <5.4 tons | BRYANT HEATING AND COOLING SYSTEMS | HRCU-A-CB (Split System: Heat Pump with Remote Outdoor Unit-Air-Source) | 284ANV036*0**B* |  |  | CSPH*3612AL*+UI | 986TC42060C17*** | 33400 | 17.5 | 9 | 35600 | 26400 | 74.16% | 2 | 12 | 11 |  |  |  | No | R-410A | 2.7833 | Residential & Commercial | Ducted CEE Tier 1
206790283 | Central HP <5.4 tons | BRYANT HEATING AND COOLING SYSTEMS | HRCU-A-CB (Split System: Heat Pump with Remote Outdoor Unit-Air-Source) | 284ANV036*0**B* |  |  | CAP**4221AL*+UI | 986TC42060C17*** | 32800 | 18.5 | 9 | 35800 | 26800 | 74.86% | 1.96 | 12 | 11 |  |  |  | No | R-410A | 2.7333 | Residential & Commercial | Ducted CEE Tier 1
206790374 | Central HP <5.4 tons | BRYANT HEATING AND COOLING SYSTEMS | HRCU-A-CB (Split System: Heat Pump with Remote Outdoor Unit-Air-Source) | 284ANV036*0**B* |  |  | CAP**6124AL*+UI | 987MB60060C21*** | 34600 | 19 | 9 | 34800 | 25200 | 72.41% | 2 | 12.5 | 12 |  |  |  | No | R-410A | 2.8833 | Residential & Commercial | Ducted CEE Tier 1
211241767 | Central HP <5.4 tons | HEIL | HRCU-A-CB (Split System: Heat Pump with Remote Outdoor Unit-Air-Source) | DLCURAH24ABK |  |  | EA*4X30L17A* | *80ES(N,L)0701412A* | 24200 | 16.5 | 8.5 | 26400 | 22800 | 86.36% | 1.88 | 0 | 10 |  |  |  | No | R-410A | 2.0167 | Residential & Commercial | Ducted CEE Tier 1
211242004 | Central HP <5.4 tons | HEIL | HRCU-A-CB (Split System: Heat Pump with Remote Outdoor Unit-Air-Source) | DLCURAH24ABK |  |  | EA*4X36L17A* | *95ESN0401410A* | 24400 | 15.2 | 8.5 | 26600 | 22400 | 84.21% | 1.82 | 0 | 10 |  |  |  | No | R-410A | 2.0333 | Residential & Commercial | Ducted CEE Tier 1
211242102 | Central HP <5.4 tons | HEIL | HRCU-A-CB (Split System: Heat Pump with Remote Outdoor Unit-Air-Source) | DLCURAH24ABK |  |  | EA*4X36L17A* | *80ES(N,L)0701712A* | 24400 | 16.5 | 8.5 | 26400 | 22400 | 84.85% | 1.84 | 0 | 10 |  |  |  | No | R-410A | 2.0333 | Residential & Commercial | Ducted CEE Tier 1
211245010 | Central HP <5.4 tons | HEIL | HRCU-A-CB (Split System: Heat Pump with Remote Outdoor Unit-Air-Source) | DLCURAH24ABK |  |  | EN(A,D,W)4X36L17** | *96VTN0401712A* | 23400 | 16 | 8.1 | 25800 | 24000 | 93.02% | 1.98 | 0 | 10 |  |  |  | No | R-410A | 1.95 | Residential & Commercial | Ducted CEE Tier 1
211245162 | Central HP <5.4 tons | HEIL | HRCU-A-CB (Split System: Heat Pump with Remote Outdoor Unit-Air-Source) | DLCURAH24ABK |  |  | EN(A,D,W)4X36L17** | *92ESN0601412A* | 23400 | 17 | 8.1 | 25800 | 24000 | 93.02% | 2 | 0 | 10 |  |  |  | No | R-410A | 1.95 | Residential & Commercial | Ducted CEE Tier 1
212987370 | Central HP <5.4 tons | HEIL | HRCU-A-CB (Split System: Heat Pump with Remote Outdoor Unit-Air-Source) | DLCURAH24ABK |  |  | EA*4X24L17A* | *96MSN0801716A* | 23400 | 16.5 | 8.5 | 27000 | 26000 | 96.3% | 2.16 | 0 | 10 |  |  |  | No | R-410A | 1.95 | Residential & Commercial | Ducted CEE Tier 1
213080158 | Central HP <5.4 tons | TEMPSTAR | HRCU-A-CB (Split System: Heat Pump with Remote Outdoor Unit-Air-Source) | DLCURAH36ABK |  |  | EA*4X37L21A* | *96MSN0802120A* | 36400 | 16 | 8.5 | 38000 | 35200 | 92.63% | 1.9 | 0 | 10 |  |  |  | No | R-410A | 3.0333 | Residential & Commercial | Ducted CEE Tier 1
213080206 | Central HP <5.4 tons | TEMPSTAR | HRCU-A-CB (Split System: Heat Pump with Remote Outdoor Unit-Air-Source) | DLCURAH36ABK |  |  | EA*4X48L21A* | *96MSN0802120A* | 36000 | 16 | 8.5 | 38000 | 34800 | 91.58% | 2.04 | 0 | 10 |  |  |  | No | R-410A | 3 | Residential & Commercial | Ducted CEE Tier 1
212976305 | Central HP <5.4 tons | COMFORTMAKER | HRCU-A-CB (Split System: Heat Pump with Remote Outdoor Unit-Air-Source) | DLCURAH36ABK |  |  | EA*4X48L21A* | *96VTN0801716B* | 35400 | 16 | 8.1 | 37800 | 34800 | 92.06% | 2 | 0 | 10 |  |  |  | No | R-410A | 2.95 | Residential & Commercial | Ducted CEE Tier 1
206790390 | Central HP <5.4 tons | BRYANT HEATING AND COOLING SYSTEMS | HRCU-A-CB (Split System: Heat Pump with Remote Outdoor Unit-Air-Source) | 284ANV036*0**B* |  |  | CNPV*4221AL*+UI | 88*TA48090C17*** | 33200 | 19.5 | 9 | 35200 | 26600 | 75.57% | 2 | 12.5 | 12 |  |  |  | No | R-410A | 2.7667 | Residential & Commercial | Ducted CEE Tier 1
206790433 | Central HP <5.4 tons | BRYANT HEATING AND COOLING SYSTEMS | HRCU-A-CB (Split System: Heat Pump with Remote Outdoor Unit-Air-Source) | 284ANV036*0**B* |  |  | CSPH*3612AL*+UI | 986TC42080C17*** | 33400 | 18 | 9 | 35400 | 26400 | 74.58% | 2 | 12 | 11 |  |  |  | No | R-410A | 2.7833 | Residential & Commercial | Ducted CEE Tier 1
206790483 | Central HP <5.4 tons | BRYANT HEATING AND COOLING SYSTEMS | HRCU-A-CB (Split System: Heat Pump with Remote Outdoor Unit-Air-Source) | 284ANV036*0**B* |  |  | CSPH*6012AL*+UI | 987MB42080C17*** | 34200 | 18.5 | 9 | 35000 | 25600 | 73.14% | 2.02 | 12.5 | 11.7 |  |  |  | No | R-410A | 2.85 | Residential & Commercial | Ducted CEE Tier 1
206790506 | Central HP <5.4 tons | BRYANT HEATING AND COOLING SYSTEMS | HRCU-A-CB (Split System: Heat Pump with Remote Outdoor Unit-Air-Source) | 284ANV036*0**B* |  |  | CAP**4321AL*+UI | 83*CA60100C21*** | 34000 | 19 | 9.5 | 35200 | 25800 | 73.3% | 2.02 | 12.5 | 12 |  |  |  | No | R-410A | 2.8333 | Residential & Commercial | Ducted CEE Tier 1
212614941 | Central HP <5.4 tons | DAIKIN | HRCU-A-CB (Split System: Heat Pump with Remote Outdoor Unit-Air-Source) | DZ6VSA481EA* |  |  | CA*EA6030*4A* | D*96VC1205DNA* | 44000 | 17 | 8.5 | 44000 | 31000 | 70.45% | 2 | 0 | 10 |  |  |  | No | R-410A | 3.6667 | Residential & Commercial | Ducted CEE Tier 1
215675445 | Central HP <5.4 tons | HEIL | HRCU-A-CB (Split System: Heat Pump with Remote Outdoor Unit-Air-Source) | H5H0V48*K*AAA* |  |  | EVM5X48M21A*+WALLCON | *97CMN0802120B* | 47000 | 18.5 | 9 | 50000 | 36600 | 73.2% | 2 | 0 | 10 |  |  |  | No | R-454B | 3.9167 | Residential & Commercial | Ducted CEE Tier 1
215864498 | Central HP <5.4 tons | AMERICAN STANDARD | HRCU-A-CB (Split System: Heat Pump with Remote Outdoor Unit-Air-Source) | 5A6V8X36A1 |  |  | 5PX*B004AS3 | L8V1B080U4VSB+LRP | 31600 | 18.1 | 8.5 | 32800 | 25600 | 78.05% | 2 | 0 | 10 |  |  |  | No | R-454B | 2.6333 | Residential & Commercial | Ducted CEE Tier 1
215864500 | Central HP <5.4 tons | AMERICAN STANDARD | HRCU-A-CB (Split System: Heat Pump with Remote Outdoor Unit-Air-Source) | 5A6V8X36A1 |  |  | 5PX*BD04AS3 | S9V2B080D4PSC+LRP | 31800 | 18.1 | 8.5 | 34000 | 25800 | 75.88% | 2 | 0 | 10 |  |  |  | No | R-454B | 2.65 | Residential & Commercial | Ducted CEE Tier 1
215864516 | Central HP <5.4 tons | AMERICAN STANDARD | HRCU-A-CB (Split System: Heat Pump with Remote Outdoor Unit-Air-Source) | 5A6V8X36A1 |  |  | 5PX*BD04AS3 | S8V2A040M3PCB | 31400 | 18.1 | 8.5 | 33800 | 25800 | 76.33% | 1.9 | 0 | 10 |  |  |  | No | R-454B | 2.6167 | Residential & Commercial | Ducted CEE Tier 1
215865048 | Central HP <5.4 tons | AMERICAN STANDARD | HRCU-A-CB (Split System: Heat Pump with Remote Outdoor Unit-Air-Source) | 5A6V8X24A1 |  |  | 5PX*B003AS3+P0V0A000M30SD+LRP |  | 21400 | 18.1 | 8.5 | 24600 | 19000 | 77.24% | 2.1 | 0 | 11.2 |  |  |  | No | R-454B | 1.7833 | Residential & Commercial | Ducted CEE Tier 1
215864450 | Central HP <5.4 tons | AMERICAN STANDARD | HRCU-A-CB (Split System: Heat Pump with Remote Outdoor Unit-Air-Source) | 5A6V8X24A1 |  |  | 5PX*B003AS3 | S9V2B060U4PSC+LRP | 21400 | 18.1 | 8.5 | 24400 | 18900 | 77.46% | 2.1 | 0 | 11.5 |  |  |  | No | R-454B | 1.7833 | Residential & Commercial | Ducted CEE Tier 1
215864468 | Central HP <5.4 tons | AMERICAN STANDARD | HRCU-A-CB (Split System: Heat Pump with Remote Outdoor Unit-Air-Source) | 5A6V8X24A1 |  |  | 5TXCB003AS3 | S9V2B060U4PSC+LRP | 21400 | 18.1 | 8.5 | 24400 | 18900 | 77.46% | 2.1 | 0 | 11.5 |  |  |  | No | R-454B | 1.7833 | Residential & Commercial | Ducted CEE Tier 1
212972724 | Central HP <5.4 tons | AIRQUEST | HRCU-A-CB (Split System: Heat Pump with Remote Outdoor Unit-Air-Source) | DLCURAH18ABK |  |  | EN(A,D)4X18L14** | *96VSN0401410B* | 17200 | 15.5 | 8.5 | 18500 | 19800 | 107% | 2.38 | 0 | 10.5 |  |  |  | No | R-410A | 1.4333 | Residential & Commercial | Ducted CEE Tier 1
215864552 | Central HP <5.4 tons | AMERICAN STANDARD | HRCU-A-CB (Split System: Heat Pump with Remote Outdoor Unit-Air-Source) | 5A6V8X36A1 |  |  | 5PX*C007AS3 | S8V2C080M5PDB | 32800 | 18.1 | 8.5 | 33200 | 25400 | 76.51% | 2.1 | 0 | 10.5 |  |  |  | No | R-454B | 2.7333 | Residential & Commercial | Ducted CEE Tier 1
215864566 | Central HP <5.4 tons | AMERICAN STANDARD | HRCU-A-CB (Split System: Heat Pump with Remote Outdoor Unit-Air-Source) | 5A6V8X36A1 |  |  | 5PX*CD05AS3 | S9V2C100D5PSC+LRP | 32200 | 18.1 | 8.5 | 34000 | 25600 | 75.29% | 2 | 0 | 10 |  |  |  | No | R-454B | 2.6833 | Residential & Commercial | Ducted CEE Tier 1
215864582 | Central HP <5.4 tons | AMERICAN STANDARD | HRCU-A-CB (Split System: Heat Pump with Remote Outdoor Unit-Air-Source) | 5A6V8X36A1 |  |  | 5TXCB004AS3 | S8V2B060M4PCB | 31600 | 18.1 | 8.5 | 32800 | 25400 | 77.44% | 2 | 0 | 10 |  |  |  | No | R-454B | 2.6333 | Residential & Commercial | Ducted CEE Tier 1
215864584 | Central HP <5.4 tons | AMERICAN STANDARD | HRCU-A-CB (Split System: Heat Pump with Remote Outdoor Unit-Air-Source) | 5A6V8X36A1 |  |  | 5TXCB004AS3 | L8V1B080U4VSB+LRP | 31600 | 18.1 | 8.5 | 32800 | 25600 | 78.05% | 2 | 0 | 10 |  |  |  | No | R-454B | 2.6333 | Residential & Commercial | Ducted CEE Tier 1
215864684 | Central HP <5.4 tons | AMERICAN STANDARD | HRCU-A-CB (Split System: Heat Pump with Remote Outdoor Unit-Air-Source) | 5A6V8X60A1 |  |  | 5PX*C007AS3 | S8V2C080M5PDB | 52500 | 18.1 | 8.5 | 55500 | 40000 | 72.07% | 2 | 0 | 10 |  |  |  | No | R-454B | 4.375 | Residential & Commercial | Ducted CEE Tier 1
215864718 | Central HP <5.4 tons | AMERICAN STANDARD | HRCU-A-CB (Split System: Heat Pump with Remote Outdoor Unit-Air-Source) | 5A6V8X60A1 |  |  | 5TXCC009AS3 | S8V2C100M5PCB | 54000 | 18.1 | 8.5 | 55500 | 40000 | 72.07% | 2 | 0 | 10 |  |  |  | No | R-454B | 4.5 | Residential & Commercial | Ducted CEE Tier 1
215864736 | Central HP <5.4 tons | AMERICAN STANDARD | HRCU-A-CB (Split System: Heat Pump with Remote Outdoor Unit-Air-Source) | 5A6V8X60A1 |  |  | 5TXCD008AS3 | S9V2C100U5PSC+LRP | 53000 | 18.1 | 8.5 | 56000 | 40000 | 71.43% | 2 | 0 | 10 |  |  |  | No | R-454B | 4.4167 | Residential & Commercial | Ducted CEE Tier 1
215864766 | Central HP <5.4 tons | AMERICAN STANDARD | HRCU-A-CB (Split System: Heat Pump with Remote Outdoor Unit-Air-Source) | 5A6V8X60A1 |  |  | 5TXCD010AS3 | S9V2C080U5PSC+LRP | 54500 | 18.1 | 8.5 | 55500 | 40000 | 72.07% | 2 | 0 | 10 |  |  |  | No | R-454B | 4.5417 | Residential & Commercial | Ducted CEE Tier 1
213780854 | Central HP <5.4 tons | TEMPSTAR | HRCU-A-CB (Split System: Heat Pump with Remote Outdoor Unit-Air-Source) | TVH837GKA2* |  |  | EA*4X37L21A*+WALLCON | *80CTL0451712B* | 32600 | 16.5 | 8.1 | 33200 | 25400 | 76.51% | 1.94 | 0 | 10.5 |  |  |  | No | R-410A | 2.7167 | Residential & Commercial | Ducted CEE Tier 1
213780884 | Central HP <5.4 tons | TEMPSTAR | HRCU-A-CB (Split System: Heat Pump with Remote Outdoor Unit-Air-Source) | TVH837GKA2* |  |  | EA*4X37L21A*+WALLCON | *80CTL0902120B* | 32800 | 17 | 8.5 | 33000 | 25000 | 75.76% | 1.98 | 0 | 11 |  |  |  | No | R-410A | 2.7333 | Residential & Commercial | Ducted CEE Tier 1
216448741 | Central HP <5.4 tons | AMERICAN STANDARD | HRCU-A-CB (Split System: Heat Pump with Remote Outdoor Unit-Air-Source) | 5A6V0X24A1 |  |  | 5PX*BD06AS3+P0V0A000M30SD+LRP |  | 21000 | 21 | 9.4 | 23200 | 17300 | 74.57% | 2.1 | 0 | 12 |  |  |  | No | R-454B | 1.75 | Residential & Commercial | Ducted CEE Tier 1
215864745 | Central HP <5.4 tons | TRANE | HRCU-A-CB (Split System: Heat Pump with Remote Outdoor Unit-Air-Source) | 5TWV8X60A1 |  |  | 5TXCD008AS3 | S8V2C100M5PCB | 53000 | 18.1 | 8.5 | 56000 | 40000 | 71.43% | 2 | 0 | 10 |  |  |  | No | R-454B | 4.4167 | Residential & Commercial | Ducted CEE Tier 1
215865013 | Central HP <5.4 tons | TRANE | HRCU-A-CB (Split System: Heat Pump with Remote Outdoor Unit-Air-Source) | 5TWV8X60A1 |  |  | 5PX*D010AS3 | S9V2D120U5VSB+LRP | 54500 | 18.1 | 8.5 | 55000 | 39500 | 71.82% | 2 | 0 | 10.5 |  |  |  | No | R-454B | 4.5417 | Residential & Commercial | Ducted CEE Tier 1
212974326 | Central HP <5.4 tons | COMFORTMAKER | HRCU-A-CB (Split System: Heat Pump with Remote Outdoor Unit-Air-Source) | DLCURAH24ABK |  |  | EA*4X37L21A* | *96VSN1002120B* | 24800 | 17.5 | 8.5 | 25600 | 21200 | 82.81% | 1.8 | 0 | 10.5 |  |  |  | No | R-410A | 2.0667 | Residential & Commercial | Ducted CEE Tier 1
212974956 | Central HP <5.4 tons | COMFORTMAKER | HRCU-A-CB (Split System: Heat Pump with Remote Outdoor Unit-Air-Source) | DLCURAH24ABK |  |  | EA*4X30L14A* | *96VTN0401410B* | 23200 | 16 | 8.5 | 26400 | 25000 | 94.7% | 2.08 | 0 | 10 |  |  |  | No | R-410A | 1.9333 | Residential & Commercial | Ducted CEE Tier 1
212975358 | Central HP <5.4 tons | COMFORTMAKER | HRCU-A-CB (Split System: Heat Pump with Remote Outdoor Unit-Air-Source) | DLCURAH24ABK |  |  | EN(A,D,W)4X36L17** | *96VTN0401712B* | 23200 | 16 | 8.1 | 26200 | 24800 | 94.66% | 2.06 | 0 | 10 |  |  |  | No | R-410A | 1.9333 | Residential & Commercial | Ducted CEE Tier 1
212972934 | Central HP <5.4 tons | AIRQUEST | HRCU-A-CB (Split System: Heat Pump with Remote Outdoor Unit-Air-Source) | DLCURAH24ABK |  |  | EA*4X30L17A* | *96VSN0401410B* | 23400 | 16 | 8.5 | 26400 | 24800 | 93.94% | 2.04 | 0 | 10 |  |  |  | No | R-410A | 1.95 | Residential & Commercial | Ducted CEE Tier 1
211242170 | Central HP <5.4 tons | HEIL | HRCU-A-CB (Split System: Heat Pump with Remote Outdoor Unit-Air-Source) | DLCURAH24ABK |  |  | EA*4X36L17A* | *95ESN0801716A* | 24800 | 15.5 | 8.5 | 26800 | 22000 | 82.09% | 1.8 | 0 | 10 |  |  |  | No | R-410A | 2.0667 | Residential & Commercial | Ducted CEE Tier 1
211242336 | Central HP <5.4 tons | HEIL | HRCU-A-CB (Split System: Heat Pump with Remote Outdoor Unit-Air-Source) | DLCURAH24ABK |  |  | EA*4X36L21A* | *80ES(N,L)0701716A* | 25000 | 16.5 | 8.5 | 26800 | 21800 | 81.34% | 1.8 | 0 | 10 |  |  |  | No | R-410A | 2.0833 | Residential & Commercial | Ducted CEE Tier 1
212973248 | Central HP <5.4 tons | HEIL | HRCU-A-CB (Split System: Heat Pump with Remote Outdoor Unit-Air-Source) | DLCURAH24ABK |  |  | EA*4X37L21A* | *96VSN0401712B* | 24200 | 16.5 | 8.5 | 25400 | 21600 | 85.04% | 1.8 | 0 | 10 |  |  |  | No | R-410A | 2.0167 | Residential & Commercial | Ducted CEE Tier 1
212975371 | Central HP <5.4 tons | HEIL | HRCU-A-CB (Split System: Heat Pump with Remote Outdoor Unit-Air-Source) | DLCURAH24ABK |  |  | EN(A,D)4X36L21** | *96VTN0401712B* | 23200 | 16 | 8.1 | 26200 | 24800 | 94.66% | 2.06 | 0 | 10 |  |  |  | No | R-410A | 1.9333 | Residential & Commercial | Ducted CEE Tier 1
215865045 | Central HP <5.4 tons | TRANE | HRCU-A-CB (Split System: Heat Pump with Remote Outdoor Unit-Air-Source) | 5TWV8X60A1 |  |  | 5TEMCD06AV41+TDR |  | 54500 | 18.1 | 8.5 | 54500 | 39000 | 71.56% | 2.1 | 0 | 10.5 |  |  |  | No | R-454B | 4.5417 | Residential & Commercial | Ducted CEE Tier 1
212975314 | Central HP <5.4 tons | COMFORTMAKER | HRCU-A-CB (Split System: Heat Pump with Remote Outdoor Unit-Air-Source) | DLCURAH24ABK |  |  | EA*4X37L17A* | *96VTN0401712B* | 24000 | 16 | 8.1 | 25400 | 22000 | 86.61% | 1.82 | 0 | 10 |  |  |  | No | R-410A | 2 | Residential & Commercial | Ducted CEE Tier 1
212971245 | Central HP <5.4 tons | AIRQUEST | HRCU-A-CB (Split System: Heat Pump with Remote Outdoor Unit-Air-Source) | DLCURAH24ABK |  |  | EN(A,D,W)4X36L17** | *80VTL0451412B* | 23600 | 17 | 8.5 | 26200 | 24600 | 93.89% | 2.04 | 0 | 10.5 |  |  |  | No | R-410A | 1.9667 | Residential & Commercial | Ducted CEE Tier 1
206790500 | Central HP <5.4 tons | BRYANT HEATING AND COOLING SYSTEMS | HRCU-A-CB (Split System: Heat Pump with Remote Outdoor Unit-Air-Source) | 284ANV036*0**B* |  |  | CAP**4221AL*+UI | 83*CA60100C21*** | 33000 | 19 | 9 | 35600 | 26600 | 74.72% | 1.98 | 12 | 11.7 |  |  |  | No | R-410A | 2.75 | Residential & Commercial | Ducted CEE Tier 1
206790516 | Central HP <5.4 tons | BRYANT HEATING AND COOLING SYSTEMS | HRCU-A-CB (Split System: Heat Pump with Remote Outdoor Unit-Air-Source) | 284ANV036*0**B* |  |  | CNPV*4221AL*+UI | 83*CA60100C21*** | 33000 | 18.5 | 9 | 35400 | 26600 | 75.14% | 1.98 | 12.5 | 11.7 |  |  |  | No | R-410A | 2.75 | Residential & Commercial | Ducted CEE Tier 1
206790559 | Central HP <5.4 tons | BRYANT HEATING AND COOLING SYSTEMS | HRCU-A-CB (Split System: Heat Pump with Remote Outdoor Unit-Air-Source) | 284ANV036*0**B* |  |  | CSPH*4812AL*+UI | 935CA60080C21*** | 34200 | 19 | 9 | 35000 | 25800 | 73.71% | 2.04 | 12.5 | 12 |  |  |  | No | R-410A | 2.85 | Residential & Commercial | Ducted CEE Tier 1
212976102 | Central HP <5.4 tons | COMFORTMAKER | HRCU-A-CB (Split System: Heat Pump with Remote Outdoor Unit-Air-Source) | DLCURAH24ABK |  |  | EN(A,D)4X30L17** | *96VTN0801716B* | 23400 | 16.5 | 8.1 | 25800 | 24200 | 93.8% | 2 | 0 | 10 |  |  |  | No | R-410A | 1.95 | Residential & Commercial | Ducted CEE Tier 1
212971197 | Central HP <5.4 tons | AIRQUEST | HRCU-A-CB (Split System: Heat Pump with Remote Outdoor Unit-Air-Source) | DLCURAH24ABK |  |  | EN(A,D)4X24L14** | *80VTL0451412B* | 23400 | 17 | 8.5 | 27000 | 25000 | 92.59% | 2.08 | 0 | 10 |  |  |  | No | R-410A | 1.95 | Residential & Commercial | Ducted CEE Tier 1
212975325 | Central HP <5.4 tons | COMFORTMAKER | HRCU-A-CB (Split System: Heat Pump with Remote Outdoor Unit-Air-Source) | DLCURAH24ABK |  |  | EA*4X37L21A* | *96VTN0401712B* | 24200 | 16.5 | 8.5 | 25400 | 21600 | 85.04% | 1.8 | 0 | 10 |  |  |  | No | R-410A | 2.0167 | Residential & Commercial | Ducted CEE Tier 1
212975666 | Central HP <5.4 tons | COMFORTMAKER | HRCU-A-CB (Split System: Heat Pump with Remote Outdoor Unit-Air-Source) | DLCURAH24ABK |  |  | EA*4X30L14A* | *96VTN0601412B* | 23400 | 16.5 | 8.5 | 26200 | 25000 | 95.42% | 2.08 | 0 | 10 |  |  |  | No | R-410A | 1.95 | Residential & Commercial | Ducted CEE Tier 1
212975756 | Central HP <5.4 tons | HEIL | HRCU-A-CB (Split System: Heat Pump with Remote Outdoor Unit-Air-Source) | DLCURAH24ABK |  |  | EN(A,D,W)4X36L17** | *96VTN0601412B* | 23400 | 16.5 | 8.1 | 26200 | 24600 | 93.89% | 2.04 | 0 | 10 |  |  |  | No | R-410A | 1.95 | Residential & Commercial | Ducted CEE Tier 1
212976039 | Central HP <5.4 tons | HEIL | HRCU-A-CB (Split System: Heat Pump with Remote Outdoor Unit-Air-Source) | DLCURAH24ABK |  |  | EA*4X36L17A* | *96VTN0801716B* | 23600 | 17 | 8.5 | 26000 | 24200 | 93.08% | 2.02 | 0 | 10 |  |  |  | No | R-410A | 1.9667 | Residential & Commercial | Ducted CEE Tier 1
212978145 | Central HP <5.4 tons | HEIL | HRCU-A-CB (Split System: Heat Pump with Remote Outdoor Unit-Air-Source) | DLCURAH24ABK |  |  | EA*4X36L17A* | *80MS(N,L)0701412A* | 23600 | 17.5 | 8.5 | 26200 | 23800 | 90.84% | 2 | 0 | 10 |  |  |  | No | R-410A | 1.9667 | Residential & Commercial | Ducted CEE Tier 1
212973348 | Central HP <5.4 tons | HEIL | HRCU-A-CB (Split System: Heat Pump with Remote Outdoor Unit-Air-Source) | DLCURAH18ABK |  |  | EA*4X30L17A* | *96VSN0601412B* | 17400 | 16.5 | 8.5 | 18000 | 18700 | 103.9% | 2.26 | 0 | 10.5 |  |  |  | No | R-410A | 1.45 | Residential & Commercial | Ducted CEE Tier 1
212973698 | Central HP <5.4 tons | HEIL | HRCU-A-CB (Split System: Heat Pump with Remote Outdoor Unit-Air-Source) | DLCURAH18ABK |  |  | EN(A,D)4X24L17** | *96VSN0801716B* | 17700 | 16 | 8.5 | 18700 | 19100 | 102.1% | 2.3 | 0 | 11 |  |  |  | No | R-410A | 1.475 | Residential & Commercial | Ducted CEE Tier 1
212969568 | Central HP <5.4 tons | AIRQUEST | HRCU-A-CB (Split System: Heat Pump with Remote Outdoor Unit-Air-Source) | DLCURAH18ABK |  |  | EN(A,D)4X24L14** | *80VSL0451412B* | 17700 | 16.5 | 8.5 | 18700 | 19100 | 102.1% | 2.3 | 0 | 11 |  |  |  | No | R-410A | 1.475 | Residential & Commercial | Ducted CEE Tier 1
212970018 | Central HP <5.4 tons | AIRQUEST | HRCU-A-CB (Split System: Heat Pump with Remote Outdoor Unit-Air-Source) | DLCURAH18ABK |  |  | EN(A,D)4X30L17** | *80VSL0701716B* | 17500 | 16 | 8.1 | 18000 | 18600 | 103.3% | 2.24 | 0 | 11 |  |  |  | No | R-410A | 1.4583 | Residential & Commercial | Ducted CEE Tier 1
212972674 | Central HP <5.4 tons | AIRQUEST | HRCU-A-CB (Split System: Heat Pump with Remote Outdoor Unit-Air-Source) | DLCURAH18ABK |  |  | EA*4X24L14A* | *96VSN0401410B* | 17200 | 16 | 8.5 | 18200 | 19400 | 106.6% | 2.34 | 0 | 10 |  |  |  | No | R-410A | 1.4333 | Residential & Commercial | Ducted CEE Tier 1
206790533 | Central HP <5.4 tons | BRYANT HEATING AND COOLING SYSTEMS | HRCU-A-CB (Split System: Heat Pump with Remote Outdoor Unit-Air-Source) | 284ANV036*0**B* |  |  | CAP**3721AL*+UI | 935CA66100C21*** | 34600 | 19.5 | 9.5 | 35000 | 25600 | 73.14% | 2.06 | 13 | 12.5 |  |  |  | No | R-410A | 2.8833 | Residential & Commercial | Ducted CEE Tier 1
206790540 | Central HP <5.4 tons | BRYANT HEATING AND COOLING SYSTEMS | HRCU-A-CB (Split System: Heat Pump with Remote Outdoor Unit-Air-Source) | 284ANV036*0**B* |  |  | CAP**4321AL*+UI | 935CA60080C21*** | 34600 | 19.5 | 9.5 | 35000 | 25600 | 73.14% | 2.06 | 12.5 | 12.5 |  |  |  | No | R-410A | 2.8833 | Residential & Commercial | Ducted CEE Tier 1
213079656 | Central HP <5.4 tons | HEIL | HRCU-A-CB (Split System: Heat Pump with Remote Outdoor Unit-Air-Source) | DLCURAH36ABK |  |  | EA*4X37L21A* | *92MSN0802120A* | 36800 | 16.5 | 8.5 | 38500 | 34800 | 90.39% | 2.08 | 0 | 10 |  |  |  | No | R-410A | 3.0667 | Residential & Commercial | Ducted CEE Tier 1
212988221 | Central HP <5.4 tons | HEIL | HRCU-A-CB (Split System: Heat Pump with Remote Outdoor Unit-Air-Source) | DLCURAH36ABK |  |  | EA*4X48L21A* | *96MSN1002122A* | 35600 | 16 | 8.5 | 37800 | 34600 | 91.53% | 2.04 | 0 | 10 |  |  |  | No | R-410A | 2.9667 | Residential & Commercial | Ducted CEE Tier 1
213077031 | Central HP <5.4 tons | HEIL | HRCU-A-CB (Split System: Heat Pump with Remote Outdoor Unit-Air-Source) | DLCURAH36ABK |  |  | EN(A,D,W)4X48L21** | *96VSN0801716B* | 35600 | 16 | 8.1 | 38500 | 35000 | 90.91% | 1.98 | 0 | 10 |  |  |  | No | R-410A | 2.9667 | Residential & Commercial | Ducted CEE Tier 1
212988219 | Central HP <5.4 tons | COMFORTMAKER | HRCU-A-CB (Split System: Heat Pump with Remote Outdoor Unit-Air-Source) | DLCURAH36ABK |  |  | EA*4X48L21A* | *96MSN1002122A* | 35600 | 16 | 8.5 | 37800 | 34600 | 91.53% | 2.04 | 0 | 10 |  |  |  | No | R-410A | 2.9667 | Residential & Commercial | Ducted CEE Tier 1
206790542 | Central HP <5.4 tons | BRYANT HEATING AND COOLING SYSTEMS | HRCU-A-CB (Split System: Heat Pump with Remote Outdoor Unit-Air-Source) | 284ANV036*0**B* |  |  | CAP**4821AL*+UI | 935CA48060C17*** | 33400 | 19 | 9 | 35200 | 26000 | 73.86% | 2.02 | 12 | 11 |  |  |  | No | R-410A | 2.7833 | Residential & Commercial | Ducted CEE Tier 1
206790549 | Central HP <5.4 tons | BRYANT HEATING AND COOLING SYSTEMS | HRCU-A-CB (Split System: Heat Pump with Remote Outdoor Unit-Air-Source) | 284ANV036*0**B* |  |  | CNPV*4221AL*+UI | 935CA66100C21*** | 33200 | 19 | 9 | 35200 | 26600 | 75.57% | 2 | 13 | 12 |  |  |  | No | R-410A | 2.7667 | Residential & Commercial | Ducted CEE Tier 1
206790263 | Central HP <5.4 tons | BRYANT HEATING AND COOLING SYSTEMS | HRCU-A-CB (Split System: Heat Pump with Remote Outdoor Unit-Air-Source) | 284ANV036*0**B* |  |  | FE4AN(B,F)003L+UI |  | 33000 | 19.5 | 9 | 35600 | 26600 | 74.72% | 1.96 | 13 | 12 |  |  |  | No | R-410A | 2.75 | Residential & Commercial | Ducted CEE Tier 1
206790380 | Central HP <5.4 tons | BRYANT HEATING AND COOLING SYSTEMS | HRCU-A-CB (Split System: Heat Pump with Remote Outdoor Unit-Air-Source) | 284ANV036*0**B* |  |  | CNPV*4221AL*+UI | 88*TA48070C17*** | 33000 | 19 | 9 | 35400 | 26600 | 75.14% | 1.98 | 12 | 11.7 |  |  |  | No | R-410A | 2.75 | Residential & Commercial | Ducted CEE Tier 1
206790396 | Central HP <5.4 tons | BRYANT HEATING AND COOLING SYSTEMS | HRCU-A-CB (Split System: Heat Pump with Remote Outdoor Unit-Air-Source) | 284ANV036*0**B* |  |  | CNPV*4821AL*+UI | 986TC42060C17*** | 33600 | 19 | 9 | 35400 | 26200 | 74.01% | 2.02 | 12 | 12 |  |  |  | No | R-410A | 2.8 | Residential & Commercial | Ducted CEE Tier 1
212978627 | Central HP <5.4 tons | HEIL | HRCU-A-CB (Split System: Heat Pump with Remote Outdoor Unit-Air-Source) | DLCURAH24ABK |  |  | EA*4X24L17A* | *80MS(N,L)0701712A* | 23600 | 17 | 9 | 27000 | 25800 | 95.56% | 2.16 | 0 | 10 |  |  |  | No | R-410A | 1.9667 | Residential & Commercial | Ducted CEE Tier 1
212976011 | Central HP <5.4 tons | COMFORTMAKER | HRCU-A-CB (Split System: Heat Pump with Remote Outdoor Unit-Air-Source) | DLCURAH24ABK |  |  | EA*4X25L17A* | *96VTN0801716B* | 24400 | 17 | 8.5 | 25400 | 21600 | 85.04% | 1.8 | 0 | 10 |  |  |  | No | R-410A | 2.0333 | Residential & Commercial | Ducted CEE Tier 1
212973844 | Central HP <5.4 tons | AIRQUEST | HRCU-A-CB (Split System: Heat Pump with Remote Outdoor Unit-Air-Source) | DLCURAH24ABK |  |  | EA*4X30L17A* | *96VSN0801716B* | 23400 | 17 | 8.5 | 26200 | 25000 | 95.42% | 2.08 | 0 | 10 |  |  |  | No | R-410A | 1.95 | Residential & Commercial | Ducted CEE Tier 1
212973894 | Central HP <5.4 tons | AIRQUEST | HRCU-A-CB (Split System: Heat Pump with Remote Outdoor Unit-Air-Source) | DLCURAH24ABK |  |  | EN(A,D)4X24L17** | *96VSN0801716B* | 23400 | 16.5 | 8.5 | 27000 | 24800 | 91.85% | 2.04 | 0 | 10 |  |  |  | No | R-410A | 1.95 | Residential & Commercial | Ducted CEE Tier 1
212971161 | Central HP <5.4 tons | AIRQUEST | HRCU-A-CB (Split System: Heat Pump with Remote Outdoor Unit-Air-Source) | DLCURAH24ABK |  |  | EA*4X30L17A* | *80VTL0451412B* | 23400 | 17 | 8.5 | 26200 | 24800 | 94.66% | 2.08 | 0 | 10 |  |  |  | No | R-410A | 1.95 | Residential & Commercial | Ducted CEE Tier 1
212972401 | Central HP <5.4 tons | AIRQUEST | HRCU-A-CB (Split System: Heat Pump with Remote Outdoor Unit-Air-Source) | DLCURAH24ABK |  |  | EA*4X36L21A* | *80VTL1102122B* | 24000 | 17.5 | 8.5 | 26400 | 23200 | 87.88% | 1.94 | 0 | 10 |  |  |  | No | R-410A | 2 | Residential & Commercial | Ducted CEE Tier 1
212972974 | Central HP <5.4 tons | AIRQUEST | HRCU-A-CB (Split System: Heat Pump with Remote Outdoor Unit-Air-Source) | DLCURAH24ABK |  |  | EN(A,D)4X24L17** | *96VSN0401410B* | 23000 | 16 | 8.5 | 27000 | 25600 | 94.81% | 2.12 | 0 | 10 |  |  |  | No | R-410A | 1.9167 | Residential & Commercial | Ducted CEE Tier 1
212988228 | Central HP <5.4 tons | COMFORTMAKER | HRCU-A-CB (Split System: Heat Pump with Remote Outdoor Unit-Air-Source) | DLCURAH36ABK |  |  | EA*4X48L24A* | *96MSN1002122A* | 35800 | 16.5 | 8.5 | 37800 | 34600 | 91.53% | 2.06 | 0 | 10 |  |  |  | No | R-410A | 2.9833 | Residential & Commercial | Ducted CEE Tier 1
213607747 | Central HP <5.4 tons | TEMPSTAR | HRCU-A-CB (Split System: Heat Pump with Remote Outdoor Unit-Air-Source) | DLCURAH36ABK |  |  | FTMA4B48L0C* |  | 36400 | 17 | 9 | 37200 | 34600 | 93.01% | 2.08 | 0 | 10 |  |  |  | No | R-410A | 3.0333 | Residential & Commercial | Ducted CEE Tier 1
215864768 | Central HP <5.4 tons | AMERICAN STANDARD | HRCU-A-CB (Split System: Heat Pump with Remote Outdoor Unit-Air-Source) | 5A6V8X60A1 |  |  | 5TXCD010AS3 | S8V2D120M5PDB | 54500 | 18.1 | 8.5 | 55500 | 40000 | 72.07% | 2 | 0 | 10 |  |  |  | No | R-454B | 4.5417 | Residential & Commercial | Ducted CEE Tier 1
215864786 | Central HP <5.4 tons | AMERICAN STANDARD | HRCU-A-CB (Split System: Heat Pump with Remote Outdoor Unit-Air-Source) | 5A6V8X36A1 |  |  | 5PX*BD06AS3 | S8V2A040M3PDB | 32000 | 18.1 | 8.5 | 34200 | 25800 | 75.44% | 2 | 0 | 10 |  |  |  | No | R-454B | 2.6667 | Residential & Commercial | Ducted CEE Tier 1
215864816 | Central HP <5.4 tons | AMERICAN STANDARD | HRCU-A-CB (Split System: Heat Pump with Remote Outdoor Unit-Air-Source) | 5A6V8X48A1 |  |  | 5PX*B006AS3 | S9V2B060U4PSC+LRP | 44500 | 18.1 | 8.5 | 46000 | 35400 | 76.96% | 2.1 | 0 | 10 |  |  |  | No | R-454B | 3.7083 | Residential & Commercial | Ducted CEE Tier 1
215864818 | Central HP <5.4 tons | AMERICAN STANDARD | HRCU-A-CB (Split System: Heat Pump with Remote Outdoor Unit-Air-Source) | 5A6V8X48A1 |  |  | 5PX*B006AS3 | S8V2B080M4PDB | 44500 | 18.1 | 8.5 | 46000 | 35200 | 76.52% | 2.1 | 0 | 10 |  |  |  | No | R-454B | 3.7083 | Residential & Commercial | Ducted CEE Tier 1
215864866 | Central HP <5.4 tons | AMERICAN STANDARD | HRCU-A-CB (Split System: Heat Pump with Remote Outdoor Unit-Air-Source) | 5A6V8X48A1 |  |  | 5PX*D008AS3 | S8V2C080M5PDB | 45000 | 18.1 | 8.5 | 45500 | 35000 | 76.92% | 2.2 | 0 | 10 |  |  |  | No | R-454B | 3.75 | Residential & Commercial | Ducted CEE Tier 1
215864884 | Central HP <5.4 tons | AMERICAN STANDARD | HRCU-A-CB (Split System: Heat Pump with Remote Outdoor Unit-Air-Source) | 5A6V8X48A1 |  |  | 5PX*D010AS3 | L8V1C100U5VSB+LRP | 46500 | 18.1 | 8.5 | 45000 | 34600 | 76.89% | 2.2 | 0 | 10.5 |  |  |  | No | R-454B | 3.875 | Residential & Commercial | Ducted CEE Tier 1
215864522 | Central HP <5.4 tons | AMERICAN STANDARD | HRCU-A-CB (Split System: Heat Pump with Remote Outdoor Unit-Air-Source) | 5A6V8X36A1 |  |  | 5PX*BD04AS3 | S8V2B060M4PDB | 32000 | 18.1 | 8.5 | 34200 | 26000 | 76.02% | 2 | 0 | 10 |  |  |  | No | R-454B | 2.6667 | Residential & Commercial | Ducted CEE Tier 1
215676475 | Central HP <5.4 tons | HEIL | HRCU-A-CB (Split System: Heat Pump with Remote Outdoor Unit-Air-Source) | H5H0V48*K*AAA* |  |  | EVD5X60M21A*+WALLCON | *80CTL0902120B* | 48000 | 19 | 9.5 | 50000 | 36600 | 73.2% | 2.12 | 0 | 10.5 |  |  |  | No | R-454B | 4 | Residential & Commercial | Ducted CEE Tier 1
215676625 | Central HP <5.4 tons | HEIL | HRCU-A-CB (Split System: Heat Pump with Remote Outdoor Unit-Air-Source) | H5H0V48*K*AAA* |  |  | EVD5X60M24A*+WALLCON | *80CTL1102120B* | 48000 | 19 | 9 | 50000 | 36400 | 72.8% | 2 | 0 | 10.5 |  |  |  | No | R-454B | 4 | Residential & Commercial | Ducted CEE Tier 1
206790427 | Central HP <5.4 tons | BRYANT HEATING AND COOLING SYSTEMS | HRCU-A-CB (Split System: Heat Pump with Remote Outdoor Unit-Air-Source) | 284ANV036*0**B* |  |  | CNPV*6024AL*+UI | 987MB60060C21*** | 34000 | 19.5 | 9 | 35000 | 25600 | 73.14% | 2 | 13 | 12 |  |  |  | No | R-410A | 2.8333 | Residential & Commercial | Ducted CEE Tier 1
206790480 | Central HP <5.4 tons | BRYANT HEATING AND COOLING SYSTEMS | HRCU-A-CB (Split System: Heat Pump with Remote Outdoor Unit-Air-Source) | 284ANV036*0**B* |  |  | CSPH*6012AL*+UI | 986TC42060C17*** | 34200 | 18 | 9 | 35000 | 25600 | 73.14% | 2 | 12 | 11.7 |  |  |  | No | R-410A | 2.85 | Residential & Commercial | Ducted CEE Tier 1
215676615 | Central HP <5.4 tons | HEIL | HRCU-A-CB (Split System: Heat Pump with Remote Outdoor Unit-Air-Source) | H5H0V48*K*AAA* |  |  | EVD5X60M24A*+WALLCON | *80CTL0902120B* | 48000 | 19 | 9 | 50000 | 36400 | 72.8% | 2 | 0 | 10.5 |  |  |  | No | R-454B | 4 | Residential & Commercial | Ducted CEE Tier 1
206790545 | Central HP <5.4 tons | BRYANT HEATING AND COOLING SYSTEMS | HRCU-A-CB (Split System: Heat Pump with Remote Outdoor Unit-Air-Source) | 284ANV036*0**B* |  |  | CAP**4824AL*+UI | 935CA60080C21*** | 33800 | 19.5 | 9.5 | 34800 | 25800 | 74.14% | 2.04 | 12.5 | 12 |  |  |  | No | R-410A | 2.8167 | Residential & Commercial | Ducted CEE Tier 1
212984700 | Central HP <5.4 tons | AIRQUEST | HRCU-A-CB (Split System: Heat Pump with Remote Outdoor Unit-Air-Source) | DLCURAH18ABK |  |  | EA*4X19L17A* | *92MSN0801716A* | 18300 | 16.5 | 8.5 | 18200 | 17700 | 97.25% | 2.14 | 0 | 11 |  |  |  | No | R-410A | 1.525 | Residential & Commercial | Ducted CEE Tier 1
212987524 | Central HP <5.4 tons | COMFORTMAKER | HRCU-A-CB (Split System: Heat Pump with Remote Outdoor Unit-Air-Source) | DLCURAH18ABK |  |  | EA*4X25L17A* | *96MSN0801716A* | 18200 | 16.5 | 8.5 | 18100 | 17600 | 97.24% | 2.14 | 0 | 11 |  |  |  | No | R-410A | 1.5167 | Residential & Commercial | Ducted CEE Tier 1
212970008 | Central HP <5.4 tons | AIRQUEST | HRCU-A-CB (Split System: Heat Pump with Remote Outdoor Unit-Air-Source) | DLCURAH18ABK |  |  | EN(A,D)4X24L17** | *80VSL0701716B* | 17700 | 16 | 8.5 | 18700 | 19100 | 102.1% | 2.3 | 0 | 11 |  |  |  | No | R-410A | 1.475 | Residential & Commercial | Ducted CEE Tier 1
212973386 | Central HP <5.4 tons | COMFORTMAKER | HRCU-A-CB (Split System: Heat Pump with Remote Outdoor Unit-Air-Source) | DLCURAH18ABK |  |  | EN(A,D)4X30L14** | *96VSN0601412B* | 17400 | 16 | 8.1 | 18000 | 18700 | 103.9% | 2.24 | 0 | 11 |  |  |  | No | R-410A | 1.45 | Residential & Commercial | Ducted CEE Tier 1
212971437 | Central HP <5.4 tons | AIRQUEST | HRCU-A-CB (Split System: Heat Pump with Remote Outdoor Unit-Air-Source) | DLCURAH18ABK |  |  | EA*4X19L17A* | *80VTL0701716B* | 18000 | 16.5 | 8.5 | 18000 | 17800 | 98.89% | 2.14 | 0 | 10.5 |  |  |  | No | R-410A | 1.5 | Residential & Commercial | Ducted CEE Tier 1
212975083 | Central HP <5.4 tons | COMFORTMAKER | HRCU-A-CB (Split System: Heat Pump with Remote Outdoor Unit-Air-Source) | DLCURAH18ABK |  |  | EA*4X24L17A* | *96VTN0401712B* | 17200 | 16 | 8.5 | 18200 | 19400 | 106.6% | 2.34 | 0 | 10.5 |  |  |  | No | R-410A | 1.4333 | Residential & Commercial | Ducted CEE Tier 1
212969548 | Central HP <5.4 tons | AIRQUEST | HRCU-A-CB (Split System: Heat Pump with Remote Outdoor Unit-Air-Source) | DLCURAH18ABK |  |  | EA*4X30L14A* | *80VSL0451412B* | 17800 | 16.5 | 8.5 | 18400 | 18800 | 102.2% | 2.26 | 0 | 10.5 |  |  |  | No | R-410A | 1.4833 | Residential & Commercial | Ducted CEE Tier 1
212976050 | Central HP <5.4 tons | COMFORTMAKER | HRCU-A-CB (Split System: Heat Pump with Remote Outdoor Unit-Air-Source) | DLCURAH24ABK |  |  | EA*4X36L21A* | *96VTN0801716B* | 23600 | 17 | 8.5 | 26200 | 24000 | 91.6% | 2 | 0 | 10 |  |  |  | No | R-410A | 1.9667 | Residential & Commercial | Ducted CEE Tier 1
212973594 | Central HP <5.4 tons | AIRQUEST | HRCU-A-CB (Split System: Heat Pump with Remote Outdoor Unit-Air-Source) | DLCURAH24ABK |  |  | EN(A,D)4X24L14** | *96VSN0601412B* | 23200 | 16.5 | 8.5 | 26800 | 25400 | 94.78% | 2.12 | 0 | 10 |  |  |  | No | R-410A | 1.9333 | Residential & Commercial | Ducted CEE Tier 1
212977579 | Central HP <5.4 tons | COMFORTMAKER | HRCU-A-CB (Split System: Heat Pump with Remote Outdoor Unit-Air-Source) | DLCURAH24ABK |  |  | EA*4X24L17A* | *80MS(N,L)0451412A* | 23400 | 17 | 9 | 27000 | 26200 | 97.04% | 2.2 | 0 | 10 |  |  |  | No | R-410A | 1.95 | Residential & Commercial | Ducted CEE Tier 1
212977663 | Central HP <5.4 tons | COMFORTMAKER | HRCU-A-CB (Split System: Heat Pump with Remote Outdoor Unit-Air-Source) | DLCURAH24ABK |  |  | EN(A,D)4X24L17** | *80MS(N,L)0451412A* | 23200 | 16.5 | 8.5 | 26800 | 25000 | 93.28% | 2.08 | 0 | 10 |  |  |  | No | R-410A | 1.9333 | Residential & Commercial | Ducted CEE Tier 1
212978083 | Central HP <5.4 tons | COMFORTMAKER | HRCU-A-CB (Split System: Heat Pump with Remote Outdoor Unit-Air-Source) | DLCURAH24ABK |  |  | EA*4X24L14A* | *80MS(N,L)0701412A* | 23200 | 17 | 9 | 26800 | 26800 | 100% | 2.28 | 0 | 10 |  |  |  | No | R-410A | 1.9333 | Residential & Commercial | Ducted CEE Tier 1
212986972 | Central HP <5.4 tons | COMFORTMAKER | HRCU-A-CB (Split System: Heat Pump with Remote Outdoor Unit-Air-Source) | DLCURAH24ABK |  |  | EN(A,D,W)4X36L17** | *96MSN0601412A* | 23600 | 16.5 | 8.1 | 26400 | 24200 | 91.67% | 2.02 | 0 | 10 |  |  |  | No | R-410A | 1.9667 | Residential & Commercial | Ducted CEE Tier 1
212987392 | Central HP <5.4 tons | COMFORTMAKER | HRCU-A-CB (Split System: Heat Pump with Remote Outdoor Unit-Air-Source) | DLCURAH24ABK |  |  | EA*4X30L17A* | *96MSN0801716A* | 23600 | 17 | 8.5 | 26400 | 24200 | 91.67% | 2.02 | 0 | 10 |  |  |  | No | R-410A | 1.9667 | Residential & Commercial | Ducted CEE Tier 1
213772274 | Central HP <5.4 tons | TEMPSTAR | HRCU-A-CB (Split System: Heat Pump with Remote Outdoor Unit-Air-Source) | TVH825GKA2* |  |  | EHD4X42AAL+WALLCON | *80CTL0701412B* | 24200 | 16.5 | 8.1 | 21200 | 16600 | 78.3% | 2 | 0 | 10.5 |  |  |  | No | R-410A | 2.0167 | Residential & Commercial | Ducted CEE Tier 1
213772524 | Central HP <5.4 tons | TEMPSTAR | HRCU-A-CB (Split System: Heat Pump with Remote Outdoor Unit-Air-Source) | TVH825GKA2* |  |  | EHD4X48AAL+WALLCON | *97CMN0801714B* | 24200 | 16 | 8.1 | 21400 | 16600 | 77.57% | 2.02 | 0 | 10.5 |  |  |  | No | R-410A | 2.0167 | Residential & Commercial | Ducted CEE Tier 1
212614927 | Central HP <5.4 tons | DAIKIN | HRCU-A-CB (Split System: Heat Pump with Remote Outdoor Unit-Air-Source) | DZ6VSA361EA* |  |  | CA*EA6030*4A* | D*80VC0805D*A* | 34200 | 17.5 | 8.6 | 34200 | 30000 | 87.72% | 2 | 0 | 10 |  |  |  | No | R-410A | 2.85 | Residential & Commercial | Ducted CEE Tier 1
213770604 | Central HP <5.4 tons | TEMPSTAR | HRCU-A-CB (Split System: Heat Pump with Remote Outdoor Unit-Air-Source) | TVH825GKA2* |  |  | EA*4X25L17A*+WALLCON | *80CTL0701412B* | 24400 | 16.5 | 8.5 | 21200 | 16600 | 78.3% | 2.02 | 0 | 11 |  |  |  | No | R-410A | 2.0333 | Residential & Commercial | Ducted CEE Tier 1
215935660 | Central HP <5.4 tons | DAY & NIGHT | HRCU-A-CB (Split System: Heat Pump with Remote Outdoor Unit-Air-Source) | C5H3V36*K*AAA* |  |  | EVD5X36M21A*+WALLCON | *80CTL0902120B* | 34400 | 21 | 8.5 | 38500 | 28000 | 72.73% | 2.04 | 0 | 12 |  |  |  | No | R-454B | 2.8667 | Residential & Commercial | Ducted CEE Tier 1
213770844 | Central HP <5.4 tons | TEMPSTAR | HRCU-A-CB (Split System: Heat Pump with Remote Outdoor Unit-Air-Source) | TVH825GKA2* |  |  | EA*4X36L17A*+WALLCON | *80CTL0901716B* | 23600 | 16.5 | 8.1 | 21400 | 16700 | 78.04% | 1.94 | 0 | 11 |  |  |  | No | R-410A | 1.9667 | Residential & Commercial | Ducted CEE Tier 1
215434353 | Central HP <5.4 tons | DAIKIN | HRCU-A-CB (Split System: Heat Pump with Remote Outdoor Unit-Air-Source) | DH7VSA4810A* |  |  | CA*EA6030*3A* | D*96TC0804CNA* | 45500 | 16.2 | 8.8 | 47000 | 33600 | 71.49% | 2 | 0 | 10 |  |  |  | No | R-32 | 3.7917 | Residential & Commercial | Ducted CEE Tier 1
215434378 | Central HP <5.4 tons | DAIKIN | HRCU-A-CB (Split System: Heat Pump with Remote Outdoor Unit-Air-Source) | DH7VSA4810A* |  |  | CHPEA6030*3A* | D*96SC0805CUA* | 45500 | 16.2 | 8.5 | 46500 | 33600 | 72.26% | 2 | 0 | 10 |  |  |  | No | R-32 | 3.7917 | Residential & Commercial | Ducted CEE Tier 1
206790280 | Central HP <5.4 tons | BRYANT HEATING AND COOLING SYSTEMS | HRCU-A-CB (Split System: Heat Pump with Remote Outdoor Unit-Air-Source) | 284ANV036*0**B* |  |  | CAP**4221AL*+UI | 88*TA48070C17*** | 33000 | 19 | 9.5 | 35600 | 26600 | 74.72% | 1.98 | 12 | 11.7 |  |  |  | No | R-410A | 2.75 | Residential & Commercial | Ducted CEE Tier 1
206790294 | Central HP <5.4 tons | BRYANT HEATING AND COOLING SYSTEMS | HRCU-A-CB (Split System: Heat Pump with Remote Outdoor Unit-Air-Source) | 284ANV036*0**B* |  |  | CAP**4224AL*+UI | 88*TA66135C24*** | 33200 | 19.5 | 9.5 | 35400 | 26400 | 74.58% | 2 | 12.5 | 12 |  |  |  | No | R-410A | 2.7667 | Residential & Commercial | Ducted CEE Tier 1
206790328 | Central HP <5.4 tons | BRYANT HEATING AND COOLING SYSTEMS | HRCU-A-CB (Split System: Heat Pump with Remote Outdoor Unit-Air-Source) | 284ANV036*0**B* |  |  | CAP**4821AL*+UI | 987MB60060C21*** | 33600 | 19 | 9 | 35000 | 26000 | 74.29% | 2.02 | 12 | 12 |  |  |  | No | R-410A | 2.8 | Residential & Commercial | Ducted CEE Tier 1
206790343 | Central HP <5.4 tons | BRYANT HEATING AND COOLING SYSTEMS | HRCU-A-CB (Split System: Heat Pump with Remote Outdoor Unit-Air-Source) | 284ANV036*0**B* |  |  | CAP**6024AL*+UI | 986TC66120C24*** | 34400 | 20 | 9 | 34400 | 25000 | 72.67% | 2.02 | 13 | 12.5 |  |  |  | No | R-410A | 2.8667 | Residential & Commercial | Ducted CEE Tier 1
206790346 | Central HP <5.4 tons | BRYANT HEATING AND COOLING SYSTEMS | HRCU-A-CB (Split System: Heat Pump with Remote Outdoor Unit-Air-Source) | 284ANV036*0**B* |  |  | CAP**6024AL*+UI | 987MB66120C24*** | 34200 | 19.5 | 9 | 34400 | 25200 | 73.26% | 2 | 13 | 12.5 |  |  |  | No | R-410A | 2.85 | Residential & Commercial | Ducted CEE Tier 1
206790361 | Central HP <5.4 tons | BRYANT HEATING AND COOLING SYSTEMS | HRCU-A-CB (Split System: Heat Pump with Remote Outdoor Unit-Air-Source) | 284ANV036*0**B* |  |  | CAP**6121AL*+UI | 88*TA48090C17*** | 34800 | 20.5 | 9.5 | 34400 | 25000 | 72.67% | 2.02 | 13 | 12.5 |  |  |  | No | R-410A | 2.9 | Residential & Commercial | Ducted CEE Tier 1
213770914 | Central HP <5.4 tons | TEMPSTAR | HRCU-A-CB (Split System: Heat Pump with Remote Outdoor Unit-Air-Source) | TVH825GKA2* |  |  | EA*4X36L21A*+WALLCON | *80CTL0451712B* | 23400 | 16 | 8.1 | 21600 | 16800 | 77.78% | 1.92 | 0 | 10.5 |  |  |  | No | R-410A | 1.95 | Residential & Commercial | Ducted CEE Tier 1
213771214 | Central HP <5.4 tons | TEMPSTAR | HRCU-A-CB (Split System: Heat Pump with Remote Outdoor Unit-Air-Source) | TVH825GKA2* |  |  | EA*4X37L21A*+WALLCON | *97CMN1002122B* | 24400 | 16.5 | 8.5 | 21200 | 16600 | 78.3% | 2.04 | 0 | 11 |  |  |  | No | R-410A | 2.0333 | Residential & Commercial | Ducted CEE Tier 1
213771054 | Central HP <5.4 tons | TEMPSTAR | HRCU-A-CB (Split System: Heat Pump with Remote Outdoor Unit-Air-Source) | TVH825GKA2* |  |  | EA*4X37L17A*+WALLCON | *80CTL0701716B* | 24200 | 16.5 | 8.1 | 21400 | 16700 | 78.04% | 2 | 0 | 11 |  |  |  | No | R-410A | 2.0167 | Residential & Commercial | Ducted CEE Tier 1
213771204 | Central HP <5.4 tons | TEMPSTAR | HRCU-A-CB (Split System: Heat Pump with Remote Outdoor Unit-Air-Source) | TVH825GKA2* |  |  | EA*4X37L21A*+WALLCON | *97CMN0801714B* | 24400 | 16.5 | 8.1 | 21200 | 16700 | 78.77% | 2.02 | 0 | 11 |  |  |  | No | R-410A | 2.0333 | Residential & Commercial | Ducted CEE Tier 1
213771674 | Central HP <5.4 tons | TEMPSTAR | HRCU-A-CB (Split System: Heat Pump with Remote Outdoor Unit-Air-Source) | TVH825GKA2* |  |  | EA*4X48L21A*+WALLCON | *96CTN1002122B* | 24000 | 16.5 | 8.1 | 21000 | 16500 | 78.57% | 2.02 | 0 | 11 |  |  |  | No | R-410A | 2 | Residential & Commercial | Ducted CEE Tier 1
213772324 | Central HP <5.4 tons | TEMPSTAR | HRCU-A-CB (Split System: Heat Pump with Remote Outdoor Unit-Air-Source) | TVH825GKA2* |  |  | EHD4X42AAL+WALLCON | *80CTL1352422B* | 24200 | 16 | 8.1 | 21400 | 16600 | 77.57% | 2 | 0 | 10.5 |  |  |  | No | R-410A | 2.0167 | Residential & Commercial | Ducted CEE Tier 1
210474625 | Central HP <5.4 tons | BRYANT HEATING AND COOLING SYSTEMS | HRCU-A-CB (Split System: Heat Pump with Remote Outdoor Unit-Air-Source) | 288BNV025*0**C* |  |  | CSPH*4812AL*+UI | 88*TA36070C14*** | 24400 | 17 | 8.1 | 21200 | 16500 | 77.83% | 2.02 | 0 | 11 |  |  |  | No | R-410A | 2.0333 | Residential & Commercial | Ducted CEE Tier 1
215864572 | Central HP <5.4 tons | AMERICAN STANDARD | HRCU-A-CB (Split System: Heat Pump with Remote Outdoor Unit-Air-Source) | 5A6V8X36A1 |  |  | 5TXCB004AS3 | S9V2B040U3VSB+LRP | 31600 | 18.1 | 8.5 | 32800 | 25400 | 77.44% | 2 | 0 | 10 |  |  |  | No | R-454B | 2.6333 | Residential & Commercial | Ducted CEE Tier 1
215864586 | Central HP <5.4 tons | AMERICAN STANDARD | HRCU-A-CB (Split System: Heat Pump with Remote Outdoor Unit-Air-Source) | 5A6V8X36A1 |  |  | 5TXCB004AS3 | *UHMB080CCV3+LRP | 31600 | 18.1 | 8.5 | 32800 | 25600 | 78.05% | 2 | 0 | 10 |  |  |  | No | R-454B | 2.6333 | Residential & Commercial | Ducted CEE Tier 1
206790038 | Central HP <5.4 tons | BRYANT HEATING AND COOLING SYSTEMS | HRCU-A-CB (Split System: Heat Pump with Remote Outdoor Unit-Air-Source) | 284ANV024*0**B* |  |  | CAP**4224AL*+UI | 987MB60060C21*** | 23400 | 20 | 10.5 | 26600 | 19900 | 74.81% | 2.44 | 13 | 13 |  |  |  | No | R-410A | 1.95 | Residential & Commercial | Ducted CEE Tier 1
206790074 | Central HP <5.4 tons | BRYANT HEATING AND COOLING SYSTEMS | HRCU-A-CB (Split System: Heat Pump with Remote Outdoor Unit-Air-Source) | 284ANV024*0**B* |  |  | CNPV*4217AL*+UI | 88*TA48090C17*** | 23800 | 21.5 | 10 | 26400 | 19700 | 74.62% | 2.52 | 14 | 13.5 |  |  |  | No | R-410A | 1.9833 | Residential & Commercial | Ducted CEE Tier 1
206790242 | Central HP <5.4 tons | BRYANT HEATING AND COOLING SYSTEMS | HRCU-A-CB (Split System: Heat Pump with Remote Outdoor Unit-Air-Source) | 284ANV024*0**B* |  |  | CNPV*3617AL*+UI | 83*CA48060C17*** | 23200 | 20 | 9.5 | 26800 | 20000 | 74.63% | 2.38 | 14 | 13 |  |  |  | No | R-410A | 1.9333 | Residential & Commercial | Ducted CEE Tier 1
213770574 | Central HP <5.4 tons | TEMPSTAR | HRCU-A-CB (Split System: Heat Pump with Remote Outdoor Unit-Air-Source) | TVH825GKA2* |  |  | EA*4X24L17A*+WALLCON | *96CTN0601714B* | 23200 | 16 | 8.1 | 22000 | 16900 | 76.82% | 1.88 | 0 | 10.5 |  |  |  | No | R-410A | 1.9333 | Residential & Commercial | Ducted CEE Tier 1
213770724 | Central HP <5.4 tons | TEMPSTAR | HRCU-A-CB (Split System: Heat Pump with Remote Outdoor Unit-Air-Source) | TVH825GKA2* |  |  | EA*4X30L17A*+WALLCON | *80CTL0701412B* | 23600 | 16.5 | 8.1 | 21600 | 16700 | 77.31% | 1.92 | 0 | 10.5 |  |  |  | No | R-410A | 1.9667 | Residential & Commercial | Ducted CEE Tier 1
213770974 | Central HP <5.4 tons | TEMPSTAR | HRCU-A-CB (Split System: Heat Pump with Remote Outdoor Unit-Air-Source) | TVH825GKA2* |  |  | EA*4X36L21A*+WALLCON | *97CMN0601714B* | 23400 | 16 | 8.1 | 21600 | 16700 | 77.31% | 1.92 | 0 | 10.5 |  |  |  | No | R-410A | 1.95 | Residential & Commercial | Ducted CEE Tier 1
213771044 | Central HP <5.4 tons | TEMPSTAR | HRCU-A-CB (Split System: Heat Pump with Remote Outdoor Unit-Air-Source) | TVH825GKA2* |  |  | EA*4X37L17A*+WALLCON | *80CTL0701412B* | 24200 | 16.5 | 8.1 | 21400 | 16700 | 78.04% | 2 | 0 | 11 |  |  |  | No | R-410A | 2.0167 | Residential & Commercial | Ducted CEE Tier 1
213771094 | Central HP <5.4 tons | TEMPSTAR | HRCU-A-CB (Split System: Heat Pump with Remote Outdoor Unit-Air-Source) | TVH825GKA2* |  |  | EA*4X37L17A*+WALLCON | *97CMN0801714B* | 24200 | 16 | 8.1 | 21400 | 16700 | 78.04% | 2 | 0 | 11 |  |  |  | No | R-410A | 2.0167 | Residential & Commercial | Ducted CEE Tier 1
213771194 | Central HP <5.4 tons | TEMPSTAR | HRCU-A-CB (Split System: Heat Pump with Remote Outdoor Unit-Air-Source) | TVH825GKA2* |  |  | EA*4X37L21A*+WALLCON | *97CMN0601714B* | 24200 | 16 | 8.1 | 21200 | 16700 | 78.77% | 2.02 | 0 | 10.5 |  |  |  | No | R-410A | 2.0167 | Residential & Commercial | Ducted CEE Tier 1
213771274 | Central HP <5.4 tons | TEMPSTAR | HRCU-A-CB (Split System: Heat Pump with Remote Outdoor Unit-Air-Source) | TVH825GKA2* |  |  | EA*4X42L21A*+WALLCON | *80CTL0901716B* | 23800 | 16.5 | 8.1 | 21400 | 16600 | 77.57% | 1.96 | 0 | 10.5 |  |  |  | No | R-410A | 1.9833 | Residential & Commercial | Ducted CEE Tier 1
212984064 | Central HP <5.4 tons | AIRQUEST | HRCU-A-CB (Split System: Heat Pump with Remote Outdoor Unit-Air-Source) | DLCURAH24ABK |  |  | EA*4X36L17A* | *92MSN0601714A* | 23800 | 17 | 8.5 | 26200 | 23800 | 90.84% | 1.98 | 0 | 10 |  |  |  | No | R-410A | 1.9833 | Residential & Commercial | Ducted CEE Tier 1
212988726 | Central HP <5.4 tons | COMFORTMAKER | HRCU-A-CB (Split System: Heat Pump with Remote Outdoor Unit-Air-Source) | DLCURAH24ABK |  |  | EN(A,D)4X24L17** | *95MSU0401712A* | 23200 | 16 | 8.5 | 27000 | 25200 | 93.33% | 2.1 | 0 | 10 |  |  |  | No | R-410A | 1.9333 | Residential & Commercial | Ducted CEE Tier 1
212973536 | Central HP <5.4 tons | COMFORTMAKER | HRCU-A-CB (Split System: Heat Pump with Remote Outdoor Unit-Air-Source) | DLCURAH24ABK |  |  | EA*4X24L17A* | *96VSN0601412B* | 23200 | 16.5 | 8.5 | 26800 | 26800 | 100% | 2.28 | 0 | 10 |  |  |  | No | R-410A | 1.9333 | Residential & Commercial | Ducted CEE Tier 1
212971712 | Central HP <5.4 tons | AIRQUEST | HRCU-A-CB (Split System: Heat Pump with Remote Outdoor Unit-Air-Source) | DLCURAH24ABK |  |  | EN(A,D)4X30L17** | *80VTL0701716B* | 23600 | 17 | 8.5 | 26400 | 24200 | 91.67% | 2.02 | 0 | 10.5 |  |  |  | No | R-410A | 1.9667 | Residential & Commercial | Ducted CEE Tier 1
212975633 | Central HP <5.4 tons | COMFORTMAKER | HRCU-A-CB (Split System: Heat Pump with Remote Outdoor Unit-Air-Source) | DLCURAH24ABK |  |  | EA*4X24L14A* | *96VTN0601412B* | 23200 | 16.5 | 8.5 | 26800 | 27000 | 100.7% | 2.3 | 0 | 10 |  |  |  | No | R-410A | 1.9333 | Residential & Commercial | Ducted CEE Tier 1
212973614 | Central HP <5.4 tons | AIRQUEST | HRCU-A-CB (Split System: Heat Pump with Remote Outdoor Unit-Air-Source) | DLCURAH24ABK |  |  | EN(A,D)4X30L14** | *96VSN0601412B* | 23400 | 16.5 | 8.1 | 26000 | 24400 | 93.85% | 2.02 | 0 | 10 |  |  |  | No | R-410A | 1.95 | Residential & Commercial | Ducted CEE Tier 1
210596297 | Central HP <5.4 tons | BRYANT HEATING AND COOLING SYSTEMS | HRCU-A-CB (Split System: Heat Pump with Remote Outdoor Unit-Air-Source) | 288BNV025*0**B* |  |  | CAP**4221AL*+UI | 88*TA36045C17*** | 23600 | 16.5 | 8.1 | 21600 | 16800 | 77.78% | 1.94 | 0 | 10.5 |  |  |  | No | R-410A | 1.9667 | Residential & Commercial | Ducted CEE Tier 1
210596306 | Central HP <5.4 tons | BRYANT HEATING AND COOLING SYSTEMS | HRCU-A-CB (Split System: Heat Pump with Remote Outdoor Unit-Air-Source) | 288BNV025*0**B* |  |  | CAP**4221AL*+UI | 987MB42060C17*** | 23600 | 16 | 8.1 | 21600 | 16800 | 77.78% | 1.94 | 0 | 10.5 |  |  |  | No | R-410A | 1.9667 | Residential & Commercial | Ducted CEE Tier 1
210596356 | Central HP <5.4 tons | BRYANT HEATING AND COOLING SYSTEMS | HRCU-A-CB (Split System: Heat Pump with Remote Outdoor Unit-Air-Source) | 288BNV025*0**B* |  |  | CAP**4824AL*+UI | 986TC66120C24*** | 24200 | 17 | 8.1 | 21000 | 16500 | 78.57% | 2.02 | 0 | 11 |  |  |  | No | R-410A | 2.0167 | Residential & Commercial | Ducted CEE Tier 1
210596395 | Central HP <5.4 tons | BRYANT HEATING AND COOLING SYSTEMS | HRCU-A-CB (Split System: Heat Pump with Remote Outdoor Unit-Air-Source) | 288BNV025*0**B* |  |  | CNPV*4821AL*+UI | 935CA66100C21*** | 24200 | 17 | 8.1 | 21200 | 16600 | 78.3% | 2.02 | 0 | 11.5 |  |  |  | No | R-410A | 2.0167 | Residential & Commercial | Ducted CEE Tier 1
215487448 | Central HP <5.4 tons | DAIKIN | HRCU-A-CB (Split System: Heat Pump with Remote Outdoor Unit-Air-Source) | DH7VSA4810A* |  |  | CHPEA4830*3A* | D*80VC0805C*A* | 45500 | 16.5 | 8.5 | 46000 | 33600 | 73.04% | 2 | 0 | 10 |  |  |  | No | R-32 | 3.7917 | Residential & Commercial | Ducted CEE Tier 1
212975777 | Central HP <5.4 tons | COMFORTMAKER | HRCU-A-CB (Split System: Heat Pump with Remote Outdoor Unit-Air-Source) | DLCURAH18ABK |  |  | EA*4X19L17A* | *96VTN0801716B* | 17700 | 16.5 | 8.1 | 17700 | 17900 | 101.1% | 2.16 | 0 | 10.5 |  |  |  | No | R-410A | 1.475 | Residential & Commercial | Ducted CEE Tier 1
212973024 | Central HP <5.4 tons | AIRQUEST | HRCU-A-CB (Split System: Heat Pump with Remote Outdoor Unit-Air-Source) | DLCURAH18ABK |  |  | EA*4X24L17A* | *96VSN0401712B* | 17200 | 16 | 8.5 | 18200 | 19400 | 106.6% | 2.34 | 0 | 10.5 |  |  |  | No | R-410A | 1.4333 | Residential & Commercial | Ducted CEE Tier 1
212975468 | Central HP <5.4 tons | COMFORTMAKER | HRCU-A-CB (Split System: Heat Pump with Remote Outdoor Unit-Air-Source) | DLCURAH18ABK |  |  | EN(A,D)4X24L17** | *96VTN0601412B* | 17500 | 16 | 8.5 | 18500 | 19200 | 103.8% | 2.3 | 0 | 10.5 |  |  |  | No | R-410A | 1.4583 | Residential & Commercial | Ducted CEE Tier 1
212975816 | Central HP <5.4 tons | COMFORTMAKER | HRCU-A-CB (Split System: Heat Pump with Remote Outdoor Unit-Air-Source) | DLCURAH18ABK |  |  | EA*4X30L17A* | *96VTN0801716B* | 17400 | 16 | 8.5 | 18000 | 18700 | 103.9% | 2.26 | 0 | 10.5 |  |  |  | No | R-410A | 1.45 | Residential & Commercial | Ducted CEE Tier 1
212977747 | Central HP <5.4 tons | COMFORTMAKER | HRCU-A-CB (Split System: Heat Pump with Remote Outdoor Unit-Air-Source) | DLCURAH18ABK |  |  | EA*4X25L17A* | *80MS(N,L)0451412A* | 18000 | 16.5 | 8.5 | 17900 | 17700 | 98.88% | 2.14 | 0 | 11 |  |  |  | No | R-410A | 1.5 | Residential & Commercial | Ducted CEE Tier 1
212978349 | Central HP <5.4 tons | COMFORTMAKER | HRCU-A-CB (Split System: Heat Pump with Remote Outdoor Unit-Air-Source) | DLCURAH18ABK |  |  | EN(A,D)4X30L17** | *80MS(N,L)0701412A* | 17400 | 16.5 | 8.1 | 18000 | 18700 | 103.9% | 2.26 | 0 | 11 |  |  |  | No | R-410A | 1.45 | Residential & Commercial | Ducted CEE Tier 1
213771534 | Central HP <5.4 tons | TEMPSTAR | HRCU-A-CB (Split System: Heat Pump with Remote Outdoor Unit-Air-Source) | TVH825GKA2* |  |  | EA*4X43L21A*+WALLCON | *96CTN0601714B* | 24400 | 16.5 | 8.1 | 21200 | 16700 | 78.77% | 2.02 | 0 | 11 |  |  |  | No | R-410A | 2.0333 | Residential & Commercial | Ducted CEE Tier 1
212614931 | Central HP <5.4 tons | DAIKIN | HRCU-A-CB (Split System: Heat Pump with Remote Outdoor Unit-Air-Source) | DZ6VSA361EA* |  |  | CA*EA4830*4A* | D*80SC0805CUA* | 34200 | 17.5 | 8.6 | 34200 | 29000 | 84.8% | 2 | 0 | 10 |  |  |  | No | R-410A | 2.85 | Residential & Commercial | Ducted CEE Tier 1
213771954 | Central HP <5.4 tons | TEMPSTAR | HRCU-A-CB (Split System: Heat Pump with Remote Outdoor Unit-Air-Source) | TVH825GKA2* |  |  | EHD4X30AAL+WALLCON | *80CTL0901716B* | 23800 | 16 | 8.1 | 21800 | 16800 | 77.06% | 1.96 | 0 | 10.5 |  |  |  | No | R-410A | 1.9833 | Residential & Commercial | Ducted CEE Tier 1
213770734 | Central HP <5.4 tons | TEMPSTAR | HRCU-A-CB (Split System: Heat Pump with Remote Outdoor Unit-Air-Source) | TVH825GKA2* |  |  | EA*4X30L17A*+WALLCON | *80CTL0701716B* | 23400 | 16.5 | 8.1 | 21600 | 16700 | 77.31% | 1.92 | 0 | 11 |  |  |  | No | R-410A | 1.95 | Residential & Commercial | Ducted CEE Tier 1
213771934 | Central HP <5.4 tons | TEMPSTAR | HRCU-A-CB (Split System: Heat Pump with Remote Outdoor Unit-Air-Source) | TVH825GKA2* |  |  | EHD4X30AAL+WALLCON | *80CTL0701412B* | 23800 | 16 | 8.1 | 21800 | 16800 | 77.06% | 1.98 | 0 | 10.5 |  |  |  | No | R-410A | 1.9833 | Residential & Commercial | Ducted CEE Tier 1
215487365 | Central HP <5.4 tons | DAIKIN | HRCU-A-CB (Split System: Heat Pump with Remote Outdoor Unit-Air-Source) | DH7VSA2410A* |  |  | CA*EA3022*3A* | D*80VC0804C*A* | 23200 | 19 | 8.6 | 23200 | 17000 | 73.28% | 2 | 0 | 11 |  |  |  | No | R-32 | 1.9333 | Residential & Commercial | Ducted CEE Tier 1
215487376 | Central HP <5.4 tons | DAIKIN | HRCU-A-CB (Split System: Heat Pump with Remote Outdoor Unit-Air-Source) | DH7VSA2410A* |  |  | CA*EA3626*3A* | D*80VC0804C*A* | 23200 | 19 | 8.6 | 23200 | 17000 | 73.28% | 2 | 0 | 11 |  |  |  | No | R-32 | 1.9333 | Residential & Commercial | Ducted CEE Tier 1
215487383 | Central HP <5.4 tons | DAIKIN | HRCU-A-CB (Split System: Heat Pump with Remote Outdoor Unit-Air-Source) | DH7VSA2410A* |  |  | CA*EA3626*3A* | D*96VC1005CNA* | 23200 | 19 | 8.6 | 23200 | 17000 | 73.28% | 2 | 0 | 11 |  |  |  | No | R-32 | 1.9333 | Residential & Commercial | Ducted CEE Tier 1
215487426 | Central HP <5.4 tons | DAIKIN | HRCU-A-CB (Split System: Heat Pump with Remote Outdoor Unit-Air-Source) | DH7VSA4210A* |  |  | CHPEA4830*3A* | D*80VC1005C*A* | 40500 | 17 | 8.6 | 41000 | 31000 | 75.61% | 2 | 0 | 10 |  |  |  | No | R-32 | 3.375 | Residential & Commercial | Ducted CEE Tier 1
215864604 | Central HP <5.4 tons | AMERICAN STANDARD | HRCU-A-CB (Split System: Heat Pump with Remote Outdoor Unit-Air-Source) | 5A6V8X36A1 |  |  | 5TXCB006AS3 | S9V2B060U4PSC+LRP | 32800 | 18.1 | 8.5 | 33600 | 25800 | 76.79% | 2.1 | 0 | 10 |  |  |  | No | R-454B | 2.7333 | Residential & Commercial | Ducted CEE Tier 1
215864686 | Central HP <5.4 tons | AMERICAN STANDARD | HRCU-A-CB (Split System: Heat Pump with Remote Outdoor Unit-Air-Source) | 5A6V8X60A1 |  |  | 5PX*C007AS3 | S8V2C100M5PCB | 53000 | 18.1 | 8.5 | 56000 | 40000 | 71.43% | 2 | 0 | 10 |  |  |  | No | R-454B | 4.4167 | Residential & Commercial | Ducted CEE Tier 1
206790363 | Central HP <5.4 tons | BRYANT HEATING AND COOLING SYSTEMS | HRCU-A-CB (Split System: Heat Pump with Remote Outdoor Unit-Air-Source) | 284ANV036*0**B* |  |  | CAP**6121AL*+UI | 987MB60060C21*** | 34600 | 19 | 9 | 34800 | 25200 | 72.41% | 2 | 12.5 | 12 |  |  |  | No | R-410A | 2.8833 | Residential & Commercial | Ducted CEE Tier 1
206790504 | Central HP <5.4 tons | BRYANT HEATING AND COOLING SYSTEMS | HRCU-A-CB (Split System: Heat Pump with Remote Outdoor Unit-Air-Source) | 284ANV036*0**B* |  |  | CAP**4321AL*+UI | 83*CA48060C17*** | 34000 | 19.5 | 9.5 | 35200 | 25800 | 73.3% | 2.02 | 12.5 | 11.7 |  |  |  | No | R-410A | 2.8333 | Residential & Commercial | Ducted CEE Tier 1
206790552 | Central HP <5.4 tons | BRYANT HEATING AND COOLING SYSTEMS | HRCU-A-CB (Split System: Heat Pump with Remote Outdoor Unit-Air-Source) | 284ANV036*0**B* |  |  | CSPH*3612AL*+UI | 935CA48060C17*** | 33400 | 18 | 9 | 35600 | 26400 | 74.16% | 2 | 11.5 | 11 |  |  |  | No | R-410A | 2.7833 | Residential & Commercial | Ducted CEE Tier 1
206790572 | Central HP <5.4 tons | BRYANT HEATING AND COOLING SYSTEMS | HRCU-A-CB (Split System: Heat Pump with Remote Outdoor Unit-Air-Source) | 284ANV036*0**B* |  |  | CAP**4821AL*+UI | 987MB42060C17*** | 33400 | 18.5 | 9 | 35400 | 26200 | 74.01% | 2 | 12 | 11 |  |  |  | No | R-410A | 2.7833 | Residential & Commercial | Ducted CEE Tier 1
215675585 | Central HP <5.4 tons | HEIL | HRCU-A-CB (Split System: Heat Pump with Remote Outdoor Unit-Air-Source) | H5H0V48*K*AAA* |  |  | EVM5X49M21A*+WALLCON | *95CSU0601716B* | 47500 | 18 | 9 | 50000 | 37200 | 74.4% | 1.98 | 0 | 10 |  |  |  | No | R-454B | 3.9583 | Residential & Commercial | Ducted CEE Tier 1
215676015 | Central HP <5.4 tons | HEIL | HRCU-A-CB (Split System: Heat Pump with Remote Outdoor Unit-Air-Source) | H5H0V48*K*AAA* |  |  | EVM5X61M24A*+WALLCON | *95CSU0802120B* | 48500 | 19 | 9 | 50000 | 36800 | 73.6% | 2 | 0 | 10 |  |  |  | No | R-454B | 4.0417 | Residential & Commercial | Ducted CEE Tier 1
215676185 | Central HP <5.4 tons | HEIL | HRCU-A-CB (Split System: Heat Pump with Remote Outdoor Unit-Air-Source) | H5H0V48*K*AAA* |  |  | EVD5X48M24A*+WALLCON | *80CSU1002120A* | 47000 | 18.5 | 9 | 50000 | 36600 | 73.2% | 2.02 | 0 | 10 |  |  |  | No | R-454B | 3.9167 | Residential & Commercial | Ducted CEE Tier 1
213778744 | Central HP <5.4 tons | TEMPSTAR | HRCU-A-CB (Split System: Heat Pump with Remote Outdoor Unit-Air-Source) | TVH837GKA** |  |  | EA*4X36L17A*+WALLCON | *80CTL0701412B* | 31400 | 16.5 | 8.1 | 33400 | 24400 | 73.05% | 1.82 | 0 | 10.5 |  |  |  | No | R-410A | 2.6167 | Residential & Commercial | Ducted CEE Tier 1
213778844 | Central HP <5.4 tons | TEMPSTAR | HRCU-A-CB (Split System: Heat Pump with Remote Outdoor Unit-Air-Source) | TVH837GKA** |  |  | EA*4X36L21A*+WALLCON | *80CTL0901716B* | 31600 | 17 | 8.1 | 33000 | 24200 | 73.33% | 1.84 | 0 | 11 |  |  |  | No | R-410A | 2.6333 | Residential & Commercial | Ducted CEE Tier 1
213778994 | Central HP <5.4 tons | TEMPSTAR | HRCU-A-CB (Split System: Heat Pump with Remote Outdoor Unit-Air-Source) | TVH837GKA** |  |  | EA*4X37L21A*+WALLCON | *95CSU0601716B* | 32800 | 17 | 8.5 | 33000 | 25200 | 76.36% | 1.96 | 0 | 11 |  |  |  | No | R-410A | 2.7333 | Residential & Commercial | Ducted CEE Tier 1
215487408 | Central HP <5.4 tons | DAIKIN | HRCU-A-CB (Split System: Heat Pump with Remote Outdoor Unit-Air-Source) | DH7VSA3610A* |  |  | CHPEA4830*3A* | D*96VC1005DNA* | 35000 | 18.5 | 8.1 | 35000 | 28400 | 81.14% | 2 | 0 | 10.5 |  |  |  | No | R-32 | 2.9167 | Residential & Commercial | Ducted CEE Tier 1
215676285 | Central HP <5.4 tons | HEIL | HRCU-A-CB (Split System: Heat Pump with Remote Outdoor Unit-Air-Source) | H5H0V48*K*AAA* |  |  | EVD5X49M24A*+WALLCON | *80CSU0802120A* | 48000 | 19 | 9 | 50000 | 36400 | 72.8% | 2.12 | 0 | 10 |  |  |  | No | R-454B | 4 | Residential & Commercial | Ducted CEE Tier 1
206790303 | Central HP <5.4 tons | BRYANT HEATING AND COOLING SYSTEMS | HRCU-A-CB (Split System: Heat Pump with Remote Outdoor Unit-Air-Source) | 284ANV036*0**B* |  |  | CAP**4321AL*+UI | 88*TA48070C17*** | 34400 | 19.5 | 9.5 | 35200 | 25800 | 73.3% | 2.04 | 12.5 | 12 |  |  |  | No | R-410A | 2.8667 | Residential & Commercial | Ducted CEE Tier 1
206790319 | Central HP <5.4 tons | BRYANT HEATING AND COOLING SYSTEMS | HRCU-A-CB (Split System: Heat Pump with Remote Outdoor Unit-Air-Source) | 284ANV036*0**B* |  |  | CAP**4821AL*+UI | 986TC42060C17*** | 33400 | 19 | 9 | 35200 | 26000 | 73.86% | 2 | 12 | 11 |  |  |  | No | R-410A | 2.7833 | Residential & Commercial | Ducted CEE Tier 1
206790321 | Central HP <5.4 tons | BRYANT HEATING AND COOLING SYSTEMS | HRCU-A-CB (Split System: Heat Pump with Remote Outdoor Unit-Air-Source) | 284ANV036*0**B* |  |  | CAP**4821AL*+UI | 987MB42080C17*** | 33400 | 19 | 9 | 35200 | 26000 | 73.86% | 2.02 | 12 | 11.7 |  |  |  | No | R-410A | 2.7833 | Residential & Commercial | Ducted CEE Tier 1
206790435 | Central HP <5.4 tons | BRYANT HEATING AND COOLING SYSTEMS | HRCU-A-CB (Split System: Heat Pump with Remote Outdoor Unit-Air-Source) | 284ANV036*0**B* |  |  | CSPH*3612AL*+UI | 987MB42080C17*** | 33400 | 18 | 9 | 35400 | 26400 | 74.58% | 2 | 12 | 11 |  |  |  | No | R-410A | 2.7833 | Residential & Commercial | Ducted CEE Tier 1
206790454 | Central HP <5.4 tons | BRYANT HEATING AND COOLING SYSTEMS | HRCU-A-CB (Split System: Heat Pump with Remote Outdoor Unit-Air-Source) | 284ANV036*0**B* |  |  | CSPH*4212AL*+UI | 987MB66120C24*** | 33800 | 18 | 9 | 35200 | 26000 | 73.86% | 2.04 | 12.5 | 11.7 |  |  |  | No | R-410A | 2.8167 | Residential & Commercial | Ducted CEE Tier 1
212974616 | Central HP <5.4 tons | AIRQUEST | HRCU-A-CB (Split System: Heat Pump with Remote Outdoor Unit-Air-Source) | DLCURAH18ABK |  |  | EA*4X19L17A* | *96VTN0401410B* | 17600 | 16 | 8.1 | 17700 | 17900 | 101.1% | 2.16 | 0 | 10.5 |  |  |  | No | R-410A | 1.4667 | Residential & Commercial | Ducted CEE Tier 1
212974720 | Central HP <5.4 tons | AIRQUEST | HRCU-A-CB (Split System: Heat Pump with Remote Outdoor Unit-Air-Source) | DLCURAH18ABK |  |  | EN(A,D)4X24L17** | *96VTN0401410B* | 17300 | 15.5 | 8.5 | 18400 | 19200 | 104.3% | 2.3 | 0 | 10.5 |  |  |  | No | R-410A | 1.4417 | Residential & Commercial | Ducted CEE Tier 1
212974733 | Central HP <5.4 tons | AIRQUEST | HRCU-A-CB (Split System: Heat Pump with Remote Outdoor Unit-Air-Source) | DLCURAH18ABK |  |  | EN(A,D)4X30L14** | *96VTN0401410B* | 17400 | 16 | 8.1 | 18000 | 18600 | 103.3% | 2.22 | 0 | 10.5 |  |  |  | No | R-410A | 1.45 | Residential & Commercial | Ducted CEE Tier 1
212978779 | Central HP <5.4 tons | COMFORTMAKER | HRCU-A-CB (Split System: Heat Pump with Remote Outdoor Unit-Air-Source) | DLCURAH18ABK |  |  | EA*4X30L17A* | *80MS(N,L)0701712A* | 17600 | 16.5 | 8.5 | 18200 | 18800 | 103.3% | 2.26 | 0 | 10.5 |  |  |  | No | R-410A | 1.4667 | Residential & Commercial | Ducted CEE Tier 1
212978239 | Central HP <5.4 tons | COMFORTMAKER | HRCU-A-CB (Split System: Heat Pump with Remote Outdoor Unit-Air-Source) | DLCURAH18ABK |  |  | EA*4X24L14A* | *80MS(N,L)0701412A* | 17600 | 16.5 | 8.5 | 18500 | 19400 | 104.9% | 2.34 | 0 | 10.5 |  |  |  | No | R-410A | 1.4667 | Residential & Commercial | Ducted CEE Tier 1
212978768 | Central HP <5.4 tons | COMFORTMAKER | HRCU-A-CB (Split System: Heat Pump with Remote Outdoor Unit-Air-Source) | DLCURAH18ABK |  |  | EA*4X25L17A* | *80MS(N,L)0701712A* | 18000 | 17 | 8.5 | 17800 | 17700 | 99.44% | 2.14 | 0 | 11 |  |  |  | No | R-410A | 1.5 | Residential & Commercial | Ducted CEE Tier 1
215864704 | Central HP <5.4 tons | AMERICAN STANDARD | HRCU-A-CB (Split System: Heat Pump with Remote Outdoor Unit-Air-Source) | 5A6V8X60A1 |  |  | 5TXCC007AS3 | S9V2C100U5PSC+LRP | 53000 | 18.1 | 8.5 | 56000 | 40000 | 71.43% | 2 | 0 | 10 |  |  |  | No | R-454B | 4.4167 | Residential & Commercial | Ducted CEE Tier 1
215864722 | Central HP <5.4 tons | AMERICAN STANDARD | HRCU-A-CB (Split System: Heat Pump with Remote Outdoor Unit-Air-Source) | 5A6V8X60A1 |  |  | 5TXCC009AS3 | S8V2C080M5PCB | 54000 | 18.1 | 8.5 | 55000 | 39500 | 71.82% | 2 | 0 | 10 |  |  |  | No | R-454B | 4.5 | Residential & Commercial | Ducted CEE Tier 1
215864986 | Central HP <5.4 tons | AMERICAN STANDARD | HRCU-A-CB (Split System: Heat Pump with Remote Outdoor Unit-Air-Source) | 5A6V8X48A1 |  |  | 5TXCD010AS3 | S9V2C100U5PSC+LRP | 46500 | 18.1 | 8.5 | 45500 | 34800 | 76.48% | 2.1 | 0 | 10.5 |  |  |  | No | R-454B | 3.875 | Residential & Commercial | Ducted CEE Tier 1
215865000 | Central HP <5.4 tons | AMERICAN STANDARD | HRCU-A-CB (Split System: Heat Pump with Remote Outdoor Unit-Air-Source) | 5A6V8X60A1 |  |  | 5PX*C009AS3 | L8V1C100U5VSB+LRP | 54500 | 18.1 | 8.5 | 55000 | 39500 | 71.82% | 2 | 0 | 10 |  |  |  | No | R-454B | 4.5417 | Residential & Commercial | Ducted CEE Tier 1
215865100 | Central HP <5.4 tons | AMERICAN STANDARD | HRCU-A-CB (Split System: Heat Pump with Remote Outdoor Unit-Air-Source) | 5A6V8X48A1 |  |  | 5PX*DD10AS3+P0V0C000M50SD+LRP |  | 45500 | 18.1 | 8.5 | 45000 | 34400 | 76.44% | 2.2 | 0 | 10.5 |  |  |  | No | R-454B | 3.7917 | Residential & Commercial | Ducted CEE Tier 1
215940106 | Central HP <5.4 tons | HEIL | HRCU-A-CB (Split System: Heat Pump with Remote Outdoor Unit-Air-Source) | H5H3V36*K*AAA* |  |  | ESH5X48M12A*+WALLCON | *80CSU0401712B* | 33800 | 19.5 | 9 | 34600 | 26400 | 76.3% | 1.92 | 0 | 11.7 |  |  |  | No | R-454B | 2.8167 | Residential & Commercial | Ducted CEE Tier 1
215940476 | Central HP <5.4 tons | HEIL | HRCU-A-CB (Split System: Heat Pump with Remote Outdoor Unit-Air-Source) | H5H3V36*K*AAA* |  |  | EVM5X60M24A*+WALLCON | *97CTN0802120A* | 35400 | 21.5 | 8.5 | 38000 | 28600 | 75.26% | 2.04 | 0 | 12 |  |  |  | No | R-454B | 2.95 | Residential & Commercial | Ducted CEE Tier 1
215940876 | Central HP <5.4 tons | HEIL | HRCU-A-CB (Split System: Heat Pump with Remote Outdoor Unit-Air-Source) | H5H3V36*K*AAA* |  |  | EVD5X60M24A*+WALLCON | *96CTN0802120B* | 35400 | 21.5 | 8.5 | 38000 | 28600 | 75.26% | 2.04 | 0 | 12 |  |  |  | No | R-454B | 2.95 | Residential & Commercial | Ducted CEE Tier 1
215487411 | Central HP <5.4 tons | DAIKIN | HRCU-A-CB (Split System: Heat Pump with Remote Outdoor Unit-Air-Source) | DH7VSA3610A* |  |  | CHPEA4830*3A* | D*80VC1005C*A* | 35000 | 18.5 | 8.1 | 35000 | 28400 | 81.14% | 2 | 0 | 10.5 |  |  |  | No | R-32 | 2.9167 | Residential & Commercial | Ducted CEE Tier 1
215487413 | Central HP <5.4 tons | DAIKIN | HRCU-A-CB (Split System: Heat Pump with Remote Outdoor Unit-Air-Source) | DH7VSA3610A* |  |  | CHPEA4830*3A* | D*80VC0805C*A* | 35000 | 18.5 | 8.1 | 35000 | 28400 | 81.14% | 2 | 0 | 10.5 |  |  |  | No | R-32 | 2.9167 | Residential & Commercial | Ducted CEE Tier 1
213772574 | Central HP <5.4 tons | TEMPSTAR | HRCU-A-CB (Split System: Heat Pump with Remote Outdoor Unit-Air-Source) | TVH825GKA2* |  |  | EHD4X48AAL+WALLCON | *96CTN0801714B* | 24200 | 16 | 8.1 | 21400 | 16600 | 77.57% | 2.02 | 0 | 10.5 |  |  |  | No | R-410A | 2.0167 | Residential & Commercial | Ducted CEE Tier 1
212976811 | Central HP <5.4 tons | COMFORTMAKER | HRCU-A-CB (Split System: Heat Pump with Remote Outdoor Unit-Air-Source) | DLCURAH36ABK |  |  | EA*4X48L24A* | *96VTN1002120B* | 36000 | 16.5 | 8.5 | 37800 | 34800 | 92.06% | 2.04 | 0 | 10 |  |  |  | No | R-410A | 3 | Residential & Commercial | Ducted CEE Tier 1
212970478 | Central HP <5.4 tons | AIRQUEST | HRCU-A-CB (Split System: Heat Pump with Remote Outdoor Unit-Air-Source) | DLCURAH36ABK |  |  | EN(A,D,W)4X48L21** | *80VSL0701716B* | 36200 | 16 | 8.1 | 38500 | 35000 | 90.91% | 2 | 0 | 10 |  |  |  | No | R-410A | 3.0167 | Residential & Commercial | Ducted CEE Tier 1
212970728 | Central HP <5.4 tons | AIRQUEST | HRCU-A-CB (Split System: Heat Pump with Remote Outdoor Unit-Air-Source) | DLCURAH36ABK |  |  | EN(A,D,W)4X48L21** | *80VSL0902120B* | 36000 | 16.5 | 8.1 | 38500 | 35000 | 90.91% | 2 | 0 | 10 |  |  |  | No | R-410A | 3 | Residential & Commercial | Ducted CEE Tier 1
206790470 | Central HP <5.4 tons | BRYANT HEATING AND COOLING SYSTEMS | HRCU-A-CB (Split System: Heat Pump with Remote Outdoor Unit-Air-Source) | 284ANV036*0**B* |  |  | CSPH*4812AL*+UI | 987MB66120C24*** | 34000 | 18.5 | 9 | 35000 | 25800 | 73.71% | 2.04 | 12.5 | 11.7 |  |  |  | No | R-410A | 2.8333 | Residential & Commercial | Ducted CEE Tier 1
206790489 | Central HP <5.4 tons | BRYANT HEATING AND COOLING SYSTEMS | HRCU-A-CB (Split System: Heat Pump with Remote Outdoor Unit-Air-Source) | 284ANV036*0**B* |  |  | CSPH*6012AL*+UI | 88*TA48090C17*** | 34600 | 19.5 | 9 | 34600 | 25200 | 72.83% | 2.04 | 13 | 12 |  |  |  | No | R-410A | 2.8833 | Residential & Commercial | Ducted CEE Tier 1
206790502 | Central HP <5.4 tons | BRYANT HEATING AND COOLING SYSTEMS | HRCU-A-CB (Split System: Heat Pump with Remote Outdoor Unit-Air-Source) | 284ANV036*0**B* |  |  | CAP**4224AL*+UI | 83*CA60100C21*** | 33000 | 19 | 9 | 35600 | 26600 | 74.72% | 1.98 | 12 | 11.7 |  |  |  | No | R-410A | 2.75 | Residential & Commercial | Ducted CEE Tier 1
206790519 | Central HP <5.4 tons | BRYANT HEATING AND COOLING SYSTEMS | HRCU-A-CB (Split System: Heat Pump with Remote Outdoor Unit-Air-Source) | 284ANV036*0**B* |  |  | CSPH*3612AL*+UI | 83*CA36040C17*** | 33600 | 18.5 | 9 | 35200 | 26200 | 74.43% | 2 | 12 | 11.7 |  |  |  | No | R-410A | 2.8 | Residential & Commercial | Ducted CEE Tier 1
206790537 | Central HP <5.4 tons | BRYANT HEATING AND COOLING SYSTEMS | HRCU-A-CB (Split System: Heat Pump with Remote Outdoor Unit-Air-Source) | 284ANV036*0**B* |  |  | CAP**4224AL*+UI | 935CA60080C21*** | 33200 | 19.5 | 9.5 | 35400 | 26600 | 75.14% | 2 | 12 | 11.7 |  |  |  | No | R-410A | 2.7667 | Residential & Commercial | Ducted CEE Tier 1
206790553 | Central HP <5.4 tons | BRYANT HEATING AND COOLING SYSTEMS | HRCU-A-CB (Split System: Heat Pump with Remote Outdoor Unit-Air-Source) | 284ANV036*0**B* |  |  | CSPH*3612AL*+UI | 935CA60080C21*** | 33600 | 18.5 | 9 | 35200 | 26200 | 74.43% | 2.02 | 12 | 11.7 |  |  |  | No | R-410A | 2.8 | Residential & Commercial | Ducted CEE Tier 1
206790570 | Central HP <5.4 tons | BRYANT HEATING AND COOLING SYSTEMS | HRCU-A-CB (Split System: Heat Pump with Remote Outdoor Unit-Air-Source) | 284ANV036*0**B* |  |  | CSPH*6012AL*+UI | 88*TA36045C17*** | 34200 | 18 | 9 | 35000 | 25600 | 73.14% | 2 | 12 | 11.5 |  |  |  | No | R-410A | 2.85 | Residential & Commercial | Ducted CEE Tier 1
206790069 | Central HP <5.4 tons | BRYANT HEATING AND COOLING SYSTEMS | HRCU-A-CB (Split System: Heat Pump with Remote Outdoor Unit-Air-Source) | 284ANV024*0**B* |  |  | CNPV*3621AL*+UI | 88*TA48090C17*** | 23400 | 21 | 10 | 26600 | 19800 | 74.44% | 2.42 | 14 | 13.5 |  |  |  | No | R-410A | 1.95 | Residential & Commercial | Ducted CEE Tier 1
206790188 | Central HP <5.4 tons | BRYANT HEATING AND COOLING SYSTEMS | HRCU-A-CB (Split System: Heat Pump with Remote Outdoor Unit-Air-Source) | 284ANV024*0**B* |  |  | CNPV*4221AL*+UI | 986TC42080C17*** | 23400 | 20 | 10 | 26600 | 19900 | 74.81% | 2.44 | 14 | 13 |  |  |  | No | R-410A | 1.95 | Residential & Commercial | Ducted CEE Tier 1
206790237 | Central HP <5.4 tons | BRYANT HEATING AND COOLING SYSTEMS | HRCU-A-CB (Split System: Heat Pump with Remote Outdoor Unit-Air-Source) | 284ANV024*0**B* |  |  | CAP**3621AL*+UI | 83*CA36040C17*** | 23400 | 20.5 | 10 | 26600 | 19800 | 74.44% | 2.42 | 14 | 13 |  |  |  | No | R-410A | 1.95 | Residential & Commercial | Ducted CEE Tier 1
206790238 | Central HP <5.4 tons | BRYANT HEATING AND COOLING SYSTEMS | HRCU-A-CB (Split System: Heat Pump with Remote Outdoor Unit-Air-Source) | 284ANV024*0**B* |  |  | CAP**3621AL*+UI | 83*CA48060C17*** | 23000 | 20.5 | 10 | 26600 | 19800 | 74.44% | 2.42 | 14 | 13 |  |  |  | No | R-410A | 1.9167 | Residential & Commercial | Ducted CEE Tier 1
206790252 | Central HP <5.4 tons | BRYANT HEATING AND COOLING SYSTEMS | HRCU-A-CB (Split System: Heat Pump with Remote Outdoor Unit-Air-Source) | 284ANV024*0**B* |  |  | CAP**3621AL*+UI | 935CA48060C17*** | 23200 | 20 | 10 | 26600 | 19900 | 74.81% | 2.4 | 13.5 | 13 |  |  |  | No | R-410A | 1.9333 | Residential & Commercial | Ducted CEE Tier 1
215487417 | Central HP <5.4 tons | DAIKIN | HRCU-A-CB (Split System: Heat Pump with Remote Outdoor Unit-Air-Source) | DH7VSA4210A* |  |  | CA*EA6030*3A* | D*80VC0805D*A* | 40500 | 17 | 8.8 | 41000 | 31000 | 75.61% | 2 | 0 | 10 |  |  |  | No | R-32 | 3.375 | Residential & Commercial | Ducted CEE Tier 1
206790580 | Central HP <5.4 tons | BRYANT HEATING AND COOLING SYSTEMS | HRCU-A-CB (Split System: Heat Pump with Remote Outdoor Unit-Air-Source) | 284ANV036*0**B* |  |  | CSPH*6012AL*+UI | 987MB42060C17*** | 34000 | 18 | 9 | 35200 | 25600 | 72.73% | 2 | 12 | 11.5 |  |  |  | No | R-410A | 2.8333 | Residential & Commercial | Ducted CEE Tier 1
215676865 | Central HP <5.4 tons | HEIL | HRCU-A-CB (Split System: Heat Pump with Remote Outdoor Unit-Air-Source) | H5H0V48*K*AAA* |  |  | EVD5X61M24A*+WALLCON | *80CTL0702120B* | 48500 | 19 | 9 | 50000 | 36800 | 73.6% | 2 | 0 | 10.5 |  |  |  | No | R-454B | 4.0417 | Residential & Commercial | Ducted CEE Tier 1
210720632 | Central HP <5.4 tons | BRYANT HEATING AND COOLING SYSTEMS | HRCU-A-CB (Split System: Heat Pump with Remote Outdoor Unit-Air-Source) | 284ANV036*0**B* |  |  | CAP**3717AL*+UI | 986TC42060C17*** | 33800 | 18.5 | 9 | 35600 | 26400 | 74.16% | 2 | 0 | 11.7 |  |  |  | No | R-410A | 2.8167 | Residential & Commercial | Ducted CEE Tier 1
206790444 | Central HP <5.4 tons | BRYANT HEATING AND COOLING SYSTEMS | HRCU-A-CB (Split System: Heat Pump with Remote Outdoor Unit-Air-Source) | 284ANV036*0**B* |  |  | CSPH*4212AL*+UI | 88*TA48070C17*** | 33800 | 18.5 | 9 | 35200 | 26000 | 73.86% | 2.02 | 12 | 11.7 |  |  |  | No | R-410A | 2.8167 | Residential & Commercial | Ducted CEE Tier 1
206790494 | Central HP <5.4 tons | BRYANT HEATING AND COOLING SYSTEMS | HRCU-A-CB (Split System: Heat Pump with Remote Outdoor Unit-Air-Source) | 284ANV036*0**B* |  |  | CAP**3721AL*+UI | 83*CA36040C17*** | 34400 | 19.5 | 9.5 | 35000 | 25800 | 73.71% | 2.04 | 12.5 | 12 |  |  |  | No | R-410A | 2.8667 | Residential & Commercial | Ducted CEE Tier 1
206790497 | Central HP <5.4 tons | BRYANT HEATING AND COOLING SYSTEMS | HRCU-A-CB (Split System: Heat Pump with Remote Outdoor Unit-Air-Source) | 284ANV036*0**B* |  |  | CAP**4221AL*+UI | 83*CA36040C17*** | 33000 | 19.5 | 9.5 | 35400 | 26600 | 75.14% | 1.98 | 12 | 11.7 |  |  |  | No | R-410A | 2.75 | Residential & Commercial | Ducted CEE Tier 1
213771414 | Central HP <5.4 tons | TEMPSTAR | HRCU-A-CB (Split System: Heat Pump with Remote Outdoor Unit-Air-Source) | TVH825GKA2* |  |  | EA*4X42L24A*+WALLCON | *97CMN1202422B* | 23800 | 16.5 | 8.1 | 21400 | 16600 | 77.57% | 1.96 | 0 | 11 |  |  |  | No | R-410A | 1.9833 | Residential & Commercial | Ducted CEE Tier 1
213772434 | Central HP <5.4 tons | TEMPSTAR | HRCU-A-CB (Split System: Heat Pump with Remote Outdoor Unit-Air-Source) | TVH825GKA2* |  |  | EHD4X48AAL+WALLCON | *80CTL0451712B* | 24200 | 16 | 8.1 | 21400 | 16700 | 78.04% | 2 | 0 | 10.5 |  |  |  | No | R-410A | 2.0167 | Residential & Commercial | Ducted CEE Tier 1
213772534 | Central HP <5.4 tons | TEMPSTAR | HRCU-A-CB (Split System: Heat Pump with Remote Outdoor Unit-Air-Source) | TVH825GKA2* |  |  | EHD4X48AAL+WALLCON | *97CMN1002122B* | 24200 | 16 | 8.1 | 21200 | 16600 | 78.3% | 2.02 | 0 | 11 |  |  |  | No | R-410A | 2.0167 | Residential & Commercial | Ducted CEE Tier 1
213771024 | Central HP <5.4 tons | TEMPSTAR | HRCU-A-CB (Split System: Heat Pump with Remote Outdoor Unit-Air-Source) | TVH825GKA2* |  |  | EA*4X36L21A*+WALLCON | *96CTN1002122B* | 23600 | 16.5 | 8.1 | 21400 | 16600 | 77.57% | 1.94 | 0 | 11 |  |  |  | No | R-410A | 1.9667 | Residential & Commercial | Ducted CEE Tier 1
213771144 | Central HP <5.4 tons | TEMPSTAR | HRCU-A-CB (Split System: Heat Pump with Remote Outdoor Unit-Air-Source) | TVH825GKA2* |  |  | EA*4X37L21A*+WALLCON | *80CTL0701716B* | 24400 | 17 | 8.5 | 21200 | 16600 | 78.3% | 2.02 | 0 | 11 |  |  |  | No | R-410A | 2.0333 | Residential & Commercial | Ducted CEE Tier 1
212970688 | Central HP <5.4 tons | AIRQUEST | HRCU-A-CB (Split System: Heat Pump with Remote Outdoor Unit-Air-Source) | DLCURAH36ABK |  |  | EA*4X48L21A* | *80VSL0902120B* | 35600 | 16.5 | 8.5 | 38500 | 34600 | 89.87% | 2.02 | 0 | 10 |  |  |  | No | R-410A | 2.9667 | Residential & Commercial | Ducted CEE Tier 1
212970738 | Central HP <5.4 tons | AIRQUEST | HRCU-A-CB (Split System: Heat Pump with Remote Outdoor Unit-Air-Source) | DLCURAH36ABK |  |  | EN(A,D)4X48L24** | *80VSL0902120B* | 36000 | 16.5 | 8.1 | 38500 | 35000 | 90.91% | 2 | 0 | 10 |  |  |  | No | R-410A | 3 | Residential & Commercial | Ducted CEE Tier 1
210470403 | Central HP <5.4 tons | DAY & NIGHT | HRCU-A-CB (Split System: Heat Pump with Remote Outdoor Unit-Air-Source) | CVH837GKA2* |  |  | EA*4X61L21A*+WALLCON | *80CSU0401712A* | 33200 | 17.5 | 8.1 | 32000 | 24800 | 77.5% | 1.98 | 0 | 11.5 |  |  |  | No | R-410A | 2.7667 | Residential & Commercial | Ducted CEE Tier 1
212972246 | Central HP <5.4 tons | COMFORTMAKER | HRCU-A-CB (Split System: Heat Pump with Remote Outdoor Unit-Air-Source) | DLCURAH36ABK |  |  | EA*4X48L24A* | *80VTL0902120B* | 35800 | 16.5 | 8.5 | 37800 | 34600 | 91.53% | 2.02 | 0 | 10 |  |  |  | No | R-410A | 2.9833 | Residential & Commercial | Ducted CEE Tier 1
213076248 | Central HP <5.4 tons | DAY & NIGHT | HRCU-A-CB (Split System: Heat Pump with Remote Outdoor Unit-Air-Source) | DLCURAH36ABK |  |  | EA*4X36L21A* | *95MSU1002122A* | 35400 | 16 | 8.1 | 38500 | 35200 | 91.43% | 1.84 | 0 | 10 |  |  |  | No | R-410A | 2.95 | Residential & Commercial | Ducted CEE Tier 1
212973834 | Central HP <5.4 tons | AIRQUEST | HRCU-A-CB (Split System: Heat Pump with Remote Outdoor Unit-Air-Source) | DLCURAH24ABK |  |  | EA*4X25L17A* | *96VSN0801716B* | 24400 | 17 | 8.5 | 25400 | 21600 | 85.04% | 1.8 | 0 | 10 |  |  |  | No | R-410A | 2.0333 | Residential & Commercial | Ducted CEE Tier 1
212977675 | Central HP <5.4 tons | COMFORTMAKER | HRCU-A-CB (Split System: Heat Pump with Remote Outdoor Unit-Air-Source) | DLCURAH24ABK |  |  | EN(A,D)4X30L14** | *80MS(N,L)0451412A* | 23600 | 17 | 8.1 | 26000 | 24000 | 92.31% | 2 | 0 | 10 |  |  |  | No | R-410A | 1.9667 | Residential & Commercial | Ducted CEE Tier 1
212978647 | Central HP <5.4 tons | COMFORTMAKER | HRCU-A-CB (Split System: Heat Pump with Remote Outdoor Unit-Air-Source) | DLCURAH24ABK |  |  | EA*4X30L17A* | *80MS(N,L)0701712A* | 23400 | 17.5 | 8.5 | 26200 | 25000 | 95.42% | 2.1 | 0 | 10 |  |  |  | No | R-410A | 1.95 | Residential & Commercial | Ducted CEE Tier 1
212975710 | Central HP <5.4 tons | COMFORTMAKER | HRCU-A-CB (Split System: Heat Pump with Remote Outdoor Unit-Air-Source) | DLCURAH24ABK |  |  | EN(A,D)4X24L14** | *96VTN0601412B* | 23200 | 16.5 | 8.5 | 26800 | 25400 | 94.78% | 2.12 | 0 | 10 |  |  |  | No | R-410A | 1.9333 | Residential & Commercial | Ducted CEE Tier 1
212972123 | Central HP <5.4 tons | AIRQUEST | HRCU-A-CB (Split System: Heat Pump with Remote Outdoor Unit-Air-Source) | DLCURAH24ABK |  |  | EA*4X36L21A* | *80VTL0902120B* | 23600 | 17 | 8.5 | 26200 | 24000 | 91.6% | 1.98 | 0 | 10 |  |  |  | No | R-410A | 1.9667 | Residential & Commercial | Ducted CEE Tier 1
212972425 | Central HP <5.4 tons | AIRQUEST | HRCU-A-CB (Split System: Heat Pump with Remote Outdoor Unit-Air-Source) | DLCURAH24ABK |  |  | EN(A,D)4X36L21** | *80VTL1102122B* | 23800 | 17 | 8.5 | 26400 | 24000 | 90.91% | 1.98 | 0 | 10.5 |  |  |  | No | R-410A | 1.9833 | Residential & Commercial | Ducted CEE Tier 1
212973234 | Central HP <5.4 tons | AIRQUEST | HRCU-A-CB (Split System: Heat Pump with Remote Outdoor Unit-Air-Source) | DLCURAH24ABK |  |  | EA*4X37L17A* | *96VSN0401712B* | 24000 | 16 | 8.1 | 25400 | 22000 | 86.61% | 1.82 | 0 | 10 |  |  |  | No | R-410A | 2 | Residential & Commercial | Ducted CEE Tier 1
212984748 | Central HP <5.4 tons | AIRQUEST | HRCU-A-CB (Split System: Heat Pump with Remote Outdoor Unit-Air-Source) | DLCURAH18ABK |  |  | EN(A,D)4X24L17** | *92MSN0801716A* | 17700 | 16.5 | 8.5 | 18700 | 19100 | 102.1% | 2.3 | 0 | 11 |  |  |  | No | R-410A | 1.475 | Residential & Commercial | Ducted CEE Tier 1
212988810 | Central HP <5.4 tons | COMFORTMAKER | HRCU-A-CB (Split System: Heat Pump with Remote Outdoor Unit-Air-Source) | DLCURAH18ABK |  |  | EA*4X30L17A* | *95MSU0401712A* | 17400 | 16 | 8.5 | 18000 | 18800 | 104.4% | 2.26 | 0 | 10.5 |  |  |  | No | R-410A | 1.45 | Residential & Commercial | Ducted CEE Tier 1
212989278 | Central HP <5.4 tons | COMFORTMAKER | HRCU-A-CB (Split System: Heat Pump with Remote Outdoor Unit-Air-Source) | DLCURAH18ABK |  |  | EA*4X24L17A* | *95MSU0601716A* | 17300 | 16.5 | 8.5 | 18200 | 19400 | 106.6% | 2.34 | 0 | 10.5 |  |  |  | No | R-410A | 1.4417 | Residential & Commercial | Ducted CEE Tier 1
206790527 | Central HP <5.4 tons | BRYANT HEATING AND COOLING SYSTEMS | HRCU-A-CB (Split System: Heat Pump with Remote Outdoor Unit-Air-Source) | 284ANV036*0**B* |  |  | CSPH*4812AL*+UI | 83*CA48060C17*** | 34000 | 19 | 9 | 35000 | 26000 | 74.29% | 2.02 | 12.5 | 11.7 |  |  |  | No | R-410A | 2.8333 | Residential & Commercial | Ducted CEE Tier 1
206790482 | Central HP <5.4 tons | BRYANT HEATING AND COOLING SYSTEMS | HRCU-A-CB (Split System: Heat Pump with Remote Outdoor Unit-Air-Source) | 284ANV036*0**B* |  |  | CSPH*6012AL*+UI | 986TC66120C24*** | 34600 | 19 | 9 | 34600 | 25200 | 72.83% | 2.04 | 13 | 12 |  |  |  | No | R-410A | 2.8833 | Residential & Commercial | Ducted CEE Tier 1
206790491 | Central HP <5.4 tons | BRYANT HEATING AND COOLING SYSTEMS | HRCU-A-CB (Split System: Heat Pump with Remote Outdoor Unit-Air-Source) | 284ANV036*0**B* |  |  | CSPH*6012AL*+UI | 987MB60060C21*** | 34400 | 18 | 9 | 34800 | 25400 | 72.99% | 2.02 | 12.5 | 11.7 |  |  |  | No | R-410A | 2.8667 | Residential & Commercial | Ducted CEE Tier 1
206790493 | Central HP <5.4 tons | BRYANT HEATING AND COOLING SYSTEMS | HRCU-A-CB (Split System: Heat Pump with Remote Outdoor Unit-Air-Source) | 284ANV036*0**B* |  |  | CAP**3717AL*+UI | 83*CA48060C17*** | 33800 | 19 | 9.5 | 35400 | 26200 | 74.01% | 2 | 12 | 11.5 |  |  |  | No | R-410A | 2.8167 | Residential & Commercial | Ducted CEE Tier 1
215675905 | Central HP <5.4 tons | HEIL | HRCU-A-CB (Split System: Heat Pump with Remote Outdoor Unit-Air-Source) | H5H0V48*K*AAA* |  |  | EVM5X60M24A*+WALLCON | *95CSU0802120B* | 47500 | 18.5 | 9 | 50000 | 36800 | 73.6% | 2 | 0 | 10 |  |  |  | No | R-454B | 3.9583 | Residential & Commercial | Ducted CEE Tier 1
215675635 | Central HP <5.4 tons | HEIL | HRCU-A-CB (Split System: Heat Pump with Remote Outdoor Unit-Air-Source) | H5H0V48*K*AAA* |  |  | EVM5X49M21A*+WALLCON | *97CMN1002122B* | 48000 | 19 | 9 | 50000 | 36800 | 73.6% | 2 | 0 | 10.5 |  |  |  | No | R-454B | 4 | Residential & Commercial | Ducted CEE Tier 1
210596529 | Central HP <5.4 tons | BRYANT HEATING AND COOLING SYSTEMS | HRCU-A-CB (Split System: Heat Pump with Remote Outdoor Unit-Air-Source) | 288BNV037*0**A* |  |  | CAP**6024AL*+UI | 935CA66100C21*** | 32800 | 18 | 8.5 | 31800 | 24800 | 77.99% | 2 | 0 | 11.5 |  |  |  | No | R-410A | 2.7333 | Residential & Commercial | Ducted CEE Tier 1
210596540 | Central HP <5.4 tons | BRYANT HEATING AND COOLING SYSTEMS | HRCU-A-CB (Split System: Heat Pump with Remote Outdoor Unit-Air-Source) | 288BNV037*0**A* |  |  | CAP**6121AL*+UI | 88*TA48070C17*** | 33200 | 17.5 | 8.5 | 32200 | 25000 | 77.64% | 1.98 | 0 | 11.7 |  |  |  | No | R-410A | 2.7667 | Residential & Commercial | Ducted CEE Tier 1
210596579 | Central HP <5.4 tons | BRYANT HEATING AND COOLING SYSTEMS | HRCU-A-CB (Split System: Heat Pump with Remote Outdoor Unit-Air-Source) | 288BNV037*0**A* |  |  | CNPV*6024AL*+UI | 88*TA60090C21*** | 32800 | 18 | 8.1 | 32200 | 24800 | 77.02% | 1.98 | 0 | 12 |  |  |  | No | R-410A | 2.7333 | Residential & Commercial | Ducted CEE Tier 1
210596598 | Central HP <5.4 tons | BRYANT HEATING AND COOLING SYSTEMS | HRCU-A-CB (Split System: Heat Pump with Remote Outdoor Unit-Air-Source) | 288BNV037*0**A* |  |  | CSPH*6012AL*+UI | 88*TA48070C17*** | 32800 | 17 | 8.1 | 32400 | 25000 | 77.16% | 2 | 0 | 11 |  |  |  | No | R-410A | 2.7333 | Residential & Commercial | Ducted CEE Tier 1
215487449 | Central HP <5.4 tons | DAIKIN | HRCU-A-CB (Split System: Heat Pump with Remote Outdoor Unit-Air-Source) | DH7VSA4810A* |  |  | CHPEA4830*3A* | D*80VC1005C*A* | 45500 | 16.5 | 8.5 | 46000 | 33600 | 73.04% | 2 | 0 | 10 |  |  |  | No | R-32 | 3.7917 | Residential & Commercial | Ducted CEE Tier 1
215433949 | Central HP <5.4 tons | DAIKIN | HRCU-A-CB (Split System: Heat Pump with Remote Outdoor Unit-Air-Source) | DH7VSA4810A* |  |  | CHPEA4830*3A*+MBVK16CP1X00A* |  | 45500 | 17 | 8.5 | 46000 | 33600 | 73.04% | 2 | 0 | 10 |  |  |  | No | R-32 | 3.7917 | Residential & Commercial | Ducted CEE Tier 1
215433950 | Central HP <5.4 tons | DAIKIN | HRCU-A-CB (Split System: Heat Pump with Remote Outdoor Unit-Air-Source) | DH7VSA4810A* |  |  | CHPEA4830*3A*+MBVK20DP1X00A* |  | 45500 | 17.5 | 8.5 | 46000 | 33600 | 73.04% | 2 | 0 | 10 |  |  |  | No | R-32 | 3.7917 | Residential & Commercial | Ducted CEE Tier 1
215487461 | Central HP <5.4 tons | DAIKIN | HRCU-A-CB (Split System: Heat Pump with Remote Outdoor Unit-Air-Source) | DH7VSA4810A* |  |  | CHPEA6030*3A* | D*96VC1005DNA* | 45500 | 16.5 | 8.5 | 46500 | 33600 | 72.26% | 2 | 0 | 10 |  |  |  | No | R-32 | 3.7917 | Residential & Commercial | Ducted CEE Tier 1
213773744 | Central HP <5.4 tons | TEMPSTAR | HRCU-A-CB (Split System: Heat Pump with Remote Outdoor Unit-Air-Source) | TVH825GKA3* |  |  | EA*4X48L21A*+WALLCON | *95CSU0601716B* | 24000 | 16.5 | 8.1 | 21000 | 16600 | 79.05% | 2 | 0 | 10.5 |  |  |  | No | R-410A | 2 | Residential & Commercial | Ducted CEE Tier 1
213773814 | Central HP <5.4 tons | TEMPSTAR | HRCU-A-CB (Split System: Heat Pump with Remote Outdoor Unit-Air-Source) | TVH825GKA3* |  |  | EA*4X48L24A*+WALLCON | *80CTL0902120B* | 24200 | 17 | 8.1 | 21000 | 16500 | 78.57% | 2.02 | 0 | 11 |  |  |  | No | R-410A | 2.0167 | Residential & Commercial | Ducted CEE Tier 1
213773864 | Central HP <5.4 tons | TEMPSTAR | HRCU-A-CB (Split System: Heat Pump with Remote Outdoor Unit-Air-Source) | TVH825GKA3* |  |  | EA*4X48L24A*+WALLCON | *96CTN1002122B* | 24200 | 16.5 | 8.1 | 21000 | 16500 | 78.57% | 2.02 | 0 | 11 |  |  |  | No | R-410A | 2.0167 | Residential & Commercial | Ducted CEE Tier 1
208101244 | Central HP <5.4 tons | BLUERIDGE | HRCU-A-CB (Split System: Heat Pump with Remote Outdoor Unit-Air-Source) | BMAH3018C |  |  | BMAH3018I |  | 30000 | 16.2 | 8.9 | 33000 | 24000 | 72.73% | 1.8 | 11 | 10 |  |  |  | No | R-410A | 2.5 | Residential & Commercial | Ducted CEE Tier 1
215864455 | Central HP <5.4 tons | TRANE | HRCU-A-CB (Split System: Heat Pump with Remote Outdoor Unit-Air-Source) | 5TWV8X24A1 |  |  | 5TXCB003AS3 | *UHMB060CCV3+LRP | 21400 | 18.1 | 8.5 | 24400 | 18700 | 76.64% | 2.2 | 0 | 11.5 |  |  |  | No | R-454B | 1.7833 | Residential & Commercial | Ducted CEE Tier 1
213772654 | Central HP <5.4 tons | TEMPSTAR | HRCU-A-CB (Split System: Heat Pump with Remote Outdoor Unit-Air-Source) | TVH825GKA3* |  |  | EA*4X24L17A*+WALLCON | *80CTL0901716B* | 23400 | 16.5 | 8.1 | 21800 | 16800 | 77.06% | 1.88 | 0 | 10.5 |  |  |  | No | R-410A | 1.95 | Residential & Commercial | Ducted CEE Tier 1
215940866 | Central HP <5.4 tons | HEIL | HRCU-A-CB (Split System: Heat Pump with Remote Outdoor Unit-Air-Source) | H5H3V36*K*AAA* |  |  | EVD5X60M21A*+WALLCON | *97CTN1002122A* | 35600 | 22 | 8.5 | 38000 | 28600 | 75.26% | 2.02 | 0 | 12.5 |  |  |  | No | R-454B | 2.9667 | Residential & Commercial | Ducted CEE Tier 1
215678405 | Central HP <5.4 tons | HEIL | HRCU-A-CB (Split System: Heat Pump with Remote Outdoor Unit-Air-Source) | H5H0V24*K*AAA* |  |  | EA*5X37M21A*+WALLCON | *97CTN0601716A* | 24000 | 17 | 9 | 23400 | 16400 | 70.09% | 2.02 | 0 | 10.5 |  |  |  | No | R-454B | 2 | Residential & Commercial | Ducted CEE Tier 1
215940286 | Central HP <5.4 tons | HEIL | HRCU-A-CB (Split System: Heat Pump with Remote Outdoor Unit-Air-Source) | H5H3V36*K*AAA* |  |  | EVM5X44M21A*+WALLCON | *97CTN0601716A* | 35200 | 21 | 8.5 | 38500 | 29400 | 76.36% | 2 | 0 | 11.7 |  |  |  | No | R-454B | 2.9333 | Residential & Commercial | Ducted CEE Tier 1
215940686 | Central HP <5.4 tons | HEIL | HRCU-A-CB (Split System: Heat Pump with Remote Outdoor Unit-Air-Source) | H5H3V36*K*AAA* |  |  | EVD5X42M24A*+WALLCON | *96CTN0802120B* | 35400 | 21.5 | 8.5 | 38000 | 28600 | 75.26% | 2.04 | 0 | 12 |  |  |  | No | R-454B | 2.95 | Residential & Commercial | Ducted CEE Tier 1
215940856 | Central HP <5.4 tons | HEIL | HRCU-A-CB (Split System: Heat Pump with Remote Outdoor Unit-Air-Source) | H5H3V36*K*AAA* |  |  | EVD5X60M21A*+WALLCON | *97CTN0802120A* | 35600 | 21.5 | 8.5 | 38000 | 28600 | 75.26% | 2.02 | 0 | 12 |  |  |  | No | R-454B | 2.9667 | Residential & Commercial | Ducted CEE Tier 1
213771344 | Central HP <5.4 tons | TEMPSTAR | HRCU-A-CB (Split System: Heat Pump with Remote Outdoor Unit-Air-Source) | TVH825GKA2* |  |  | EA*4X42L21A*+WALLCON | *96CTN0601714B* | 23600 | 16.5 | 8.1 | 21400 | 16700 | 78.04% | 1.96 | 0 | 10.5 |  |  |  | No | R-410A | 1.9667 | Residential & Commercial | Ducted CEE Tier 1
215935609 | Central HP <5.4 tons | COMFORTMAKER | HRCU-A-CB (Split System: Heat Pump with Remote Outdoor Unit-Air-Source) | C5H3V36*K*AAA* |  |  | EVD5X36M21A*+WALLCON | *80CSU1002120A* | 34400 | 20.5 | 8.5 | 38500 | 28200 | 73.25% | 2.04 | 0 | 11.7 |  |  |  | No | R-454B | 2.8667 | Residential & Commercial | Ducted CEE Tier 1
215935759 | Central HP <5.4 tons | COMFORTMAKER | HRCU-A-CB (Split System: Heat Pump with Remote Outdoor Unit-Air-Source) | C5H3V36*K*AAA* |  |  | EVD5X36M21A*+WALLCON | *96CTN0601714B* | 34000 | 20.5 | 8.1 | 38000 | 27000 | 71.05% | 1.95 | 0 | 11 |  |  |  | No | R-454B | 2.8333 | Residential & Commercial | Ducted CEE Tier 1
215935809 | Central HP <5.4 tons | COMFORTMAKER | HRCU-A-CB (Split System: Heat Pump with Remote Outdoor Unit-Air-Source) | C5H3V36*K*AAA* |  |  | EVD5X38M17A*+WALLCON | *80CSU0401712A* | 35400 | 22 | 8.5 | 38500 | 28800 | 74.81% | 2.04 | 0 | 12 |  |  |  | No | R-454B | 2.95 | Residential & Commercial | Ducted CEE Tier 1
215935859 | Central HP <5.4 tons | COMFORTMAKER | HRCU-A-CB (Split System: Heat Pump with Remote Outdoor Unit-Air-Source) | C5H3V36*K*AAA* |  |  | EVD5X38M17A*+WALLCON | *80CTL0901716B* | 35400 | 21.5 | 8.5 | 38000 | 28800 | 75.79% | 2.02 | 0 | 12 |  |  |  | No | R-454B | 2.95 | Residential & Commercial | Ducted CEE Tier 1
206790065 | Central HP <5.4 tons | BRYANT HEATING AND COOLING SYSTEMS | HRCU-A-CB (Split System: Heat Pump with Remote Outdoor Unit-Air-Source) | 284ANV024*0**B* |  |  | CNPV*3621AL*+UI | 987MB42080C17*** | 23200 | 20 | 9.5 | 26800 | 20000 | 74.63% | 2.36 | 13 | 13 |  |  |  | No | R-410A | 1.9333 | Residential & Commercial | Ducted CEE Tier 1
206790135 | Central HP <5.4 tons | BRYANT HEATING AND COOLING SYSTEMS | HRCU-A-CB (Split System: Heat Pump with Remote Outdoor Unit-Air-Source) | 284ANV024*0**B* |  |  | CAP**3617AL*+UI | 88*TA36045C17*** | 23200 | 19.5 | 10 | 26800 | 20000 | 74.63% | 2.38 | 14 | 12.5 |  |  |  | No | R-410A | 1.9333 | Residential & Commercial | Ducted CEE Tier 1
215487470 | Central HP <5.4 tons | DAIKIN | HRCU-A-CB (Split System: Heat Pump with Remote Outdoor Unit-Air-Source) | DH6VSA1810A* |  |  | CA*EA2418*3A* | D*96VC0603BNA* | 17000 | 19 | 8.8 | 16800 | 13000 | 77.38% | 2.1 | 0 | 12 |  |  |  | No | R-32 | 1.4167 | Residential & Commercial | Ducted CEE Tier 1
215487471 | Central HP <5.4 tons | DAIKIN | HRCU-A-CB (Split System: Heat Pump with Remote Outdoor Unit-Air-Source) | DH6VSA1810A* |  |  | CHPEA2422*3A* | D*96VC0403BNA* | 17000 | 19 | 8.8 | 16800 | 13000 | 77.38% | 2.1 | 0 | 12 |  |  |  | No | R-32 | 1.4167 | Residential & Commercial | Ducted CEE Tier 1
212976420 | Central HP <5.4 tons | COMFORTMAKER | HRCU-A-CB (Split System: Heat Pump with Remote Outdoor Unit-Air-Source) | DLCURAH24ABK |  |  | EN(A,D)4X36L21** | *96VTN0802120B* | 23800 | 17 | 8.5 | 26400 | 24000 | 90.91% | 1.98 | 0 | 10.5 |  |  |  | No | R-410A | 1.9833 | Residential & Commercial | Ducted CEE Tier 1
212973244 | Central HP <5.4 tons | AIRQUEST | HRCU-A-CB (Split System: Heat Pump with Remote Outdoor Unit-Air-Source) | DLCURAH24ABK |  |  | EA*4X37L21A* | *96VSN0401712B* | 24200 | 16.5 | 8.5 | 25400 | 21600 | 85.04% | 1.8 | 0 | 10 |  |  |  | No | R-410A | 2.0167 | Residential & Commercial | Ducted CEE Tier 1
212977002 | Central HP <5.4 tons | COMFORTMAKER | HRCU-A-CB (Split System: Heat Pump with Remote Outdoor Unit-Air-Source) | DLCURAH24ABK |  |  | EN(A,D)4X36L21** | *96VTN1002122B* | 23800 | 17 | 8.5 | 26400 | 23800 | 90.15% | 1.98 | 0 | 10.5 |  |  |  | No | R-410A | 1.9833 | Residential & Commercial | Ducted CEE Tier 1
212974094 | Central HP <5.4 tons | AIRQUEST | HRCU-A-CB (Split System: Heat Pump with Remote Outdoor Unit-Air-Source) | DLCURAH24ABK |  |  | EA*4X36L21A* | *96VSN0802120B* | 24000 | 17 | 8.5 | 26400 | 23400 | 88.64% | 1.94 | 0 | 10 |  |  |  | No | R-410A | 2 | Residential & Commercial | Ducted CEE Tier 1
212971173 | Central HP <5.4 tons | AIRQUEST | HRCU-A-CB (Split System: Heat Pump with Remote Outdoor Unit-Air-Source) | DLCURAH24ABK |  |  | EA*4X36L17A* | *80VTL0451412B* | 23600 | 17 | 8.5 | 26000 | 24200 | 93.08% | 2 | 0 | 10 |  |  |  | No | R-410A | 1.9667 | Residential & Commercial | Ducted CEE Tier 1
212971125 | Central HP <5.4 tons | AIRQUEST | HRCU-A-CB (Split System: Heat Pump with Remote Outdoor Unit-Air-Source) | DLCURAH24ABK |  |  | EA*4X24L17A* | *80VTL0451412B* | 23200 | 17 | 8.5 | 38500 | 27000 | 70.13% | 2.3 | 0 | 10 |  |  |  | No | R-410A | 1.9333 | Residential & Commercial | Ducted CEE Tier 1
212972413 | Central HP <5.4 tons | AIRQUEST | HRCU-A-CB (Split System: Heat Pump with Remote Outdoor Unit-Air-Source) | DLCURAH24ABK |  |  | EA*4X37L21A* | *80VTL1102122B* | 24400 | 17.5 | 8.5 | 25400 | 21600 | 85.04% | 1.8 | 0 | 10.5 |  |  |  | No | R-410A | 2.0333 | Residential & Commercial | Ducted CEE Tier 1
215676255 | Central HP <5.4 tons | HEIL | HRCU-A-CB (Split System: Heat Pump with Remote Outdoor Unit-Air-Source) | H5H0V48*K*AAA* |  |  | EVD5X48M24A*+WALLCON | *97CMN0802120B* | 47000 | 18.5 | 9 | 50000 | 36400 | 72.8% | 2 | 0 | 10 |  |  |  | No | R-454B | 3.9167 | Residential & Commercial | Ducted CEE Tier 1
215676305 | Central HP <5.4 tons | HEIL | HRCU-A-CB (Split System: Heat Pump with Remote Outdoor Unit-Air-Source) | H5H0V48*K*AAA* |  |  | EVD5X49M24A*+WALLCON | *80CTL0902120B* | 48000 | 19 | 9 | 50000 | 36400 | 72.8% | 2 | 0 | 10.5 |  |  |  | No | R-454B | 4 | Residential & Commercial | Ducted CEE Tier 1
215676455 | Central HP <5.4 tons | HEIL | HRCU-A-CB (Split System: Heat Pump with Remote Outdoor Unit-Air-Source) | H5H0V48*K*AAA* |  |  | EVD5X60M21A*+WALLCON | *80CTL0702120B* | 48000 | 19 | 9 | 50000 | 36800 | 73.6% | 2 | 0 | 10 |  |  |  | No | R-454B | 4 | Residential & Commercial | Ducted CEE Tier 1
215676555 | Central HP <5.4 tons | HEIL | HRCU-A-CB (Split System: Heat Pump with Remote Outdoor Unit-Air-Source) | H5H0V48*K*AAA* |  |  | EVD5X60M21A*+WALLCON | *97CMN1002122B* | 48000 | 19 | 9 | 50000 | 36600 | 73.2% | 2 | 0 | 10 |  |  |  | No | R-454B | 4 | Residential & Commercial | Ducted CEE Tier 1
215676925 | Central HP <5.4 tons | HEIL | HRCU-A-CB (Split System: Heat Pump with Remote Outdoor Unit-Air-Source) | H5H0V48*K*AAA* |  |  | EVD5X61M24A*+WALLCON | *97CMN1002122B* | 48500 | 19.5 | 9.5 | 50000 | 36800 | 73.6% | 2.12 | 0 | 10.5 |  |  |  | No | R-454B | 4.0417 | Residential & Commercial | Ducted CEE Tier 1
206790518 | Central HP <5.4 tons | BRYANT HEATING AND COOLING SYSTEMS | HRCU-A-CB (Split System: Heat Pump with Remote Outdoor Unit-Air-Source) | 284ANV036*0**B* |  |  | CNPV*4821AL*+UI | 83*CA60100C21*** | 33800 | 19 | 9 | 35200 | 26000 | 73.86% | 2.02 | 13 | 12 |  |  |  | No | R-410A | 2.8167 | Residential & Commercial | Ducted CEE Tier 1
212985886 | Central HP <5.4 tons | AIRQUEST | HRCU-A-CB (Split System: Heat Pump with Remote Outdoor Unit-Air-Source) | DLCURAH18ABK |  |  | EA*4X24L14A* | *96MSN0261410A* | 17300 | 16 | 8.5 | 18200 | 19400 | 106.6% | 2.34 | 0 | 10.5 |  |  |  | No | R-410A | 1.4417 | Residential & Commercial | Ducted CEE Tier 1
212974709 | Central HP <5.4 tons | COMFORTMAKER | HRCU-A-CB (Split System: Heat Pump with Remote Outdoor Unit-Air-Source) | DLCURAH18ABK |  |  | EN(A,D)4X24L14** | *96VTN0401410B* | 17300 | 15.5 | 8.5 | 18400 | 19200 | 104.3% | 2.3 | 0 | 10.5 |  |  |  | No | R-410A | 1.4417 | Residential & Commercial | Ducted CEE Tier 1
212972704 | Central HP <5.4 tons | AIRQUEST | HRCU-A-CB (Split System: Heat Pump with Remote Outdoor Unit-Air-Source) | DLCURAH18ABK |  |  | EA*4X30L14A* | *96VSN0401410B* | 17300 | 16 | 8.5 | 18100 | 18900 | 104.4% | 2.26 | 0 | 10.5 |  |  |  | No | R-410A | 1.4417 | Residential & Commercial | Ducted CEE Tier 1
212975446 | Central HP <5.4 tons | COMFORTMAKER | HRCU-A-CB (Split System: Heat Pump with Remote Outdoor Unit-Air-Source) | DLCURAH18ABK |  |  | EN(A,D)4X18L14** | *96VTN0601412B* | 17300 | 16 | 8.5 | 18500 | 19800 | 107% | 2.38 | 0 | 10.5 |  |  |  | No | R-410A | 1.4417 | Residential & Commercial | Ducted CEE Tier 1
212975829 | Central HP <5.4 tons | COMFORTMAKER | HRCU-A-CB (Split System: Heat Pump with Remote Outdoor Unit-Air-Source) | DLCURAH18ABK |  |  | EN(A,D)4X24L17** | *96VTN0801716B* | 17700 | 16 | 8.5 | 18700 | 19100 | 102.1% | 2.3 | 0 | 11 |  |  |  | No | R-410A | 1.475 | Residential & Commercial | Ducted CEE Tier 1
212975424 | Central HP <5.4 tons | COMFORTMAKER | HRCU-A-CB (Split System: Heat Pump with Remote Outdoor Unit-Air-Source) | DLCURAH18ABK |  |  | EA*4X30L14A* | *96VTN0601412B* | 17400 | 16.5 | 8.5 | 18000 | 18900 | 105% | 2.28 | 0 | 10.5 |  |  |  | No | R-410A | 1.45 | Residential & Commercial | Ducted CEE Tier 1
212975790 | Central HP <5.4 tons | COMFORTMAKER | HRCU-A-CB (Split System: Heat Pump with Remote Outdoor Unit-Air-Source) | DLCURAH18ABK |  |  | EA*4X24L17A* | *96VTN0801716B* | 17200 | 16 | 8.5 | 18200 | 19400 | 106.6% | 2.34 | 0 | 10.5 |  |  |  | No | R-410A | 1.4333 | Residential & Commercial | Ducted CEE Tier 1
215936109 | Central HP <5.4 tons | COMFORTMAKER | HRCU-A-CB (Split System: Heat Pump with Remote Outdoor Unit-Air-Source) | C5H3V36*K*AAA* |  |  | EVD5X42M21A*+WALLCON | *97CMN1002122B* | 34400 | 21 | 8.5 | 38500 | 28000 | 72.73% | 2.06 | 0 | 12 |  |  |  | No | R-454B | 2.8667 | Residential & Commercial | Ducted CEE Tier 1
215936159 | Central HP <5.4 tons | COMFORTMAKER | HRCU-A-CB (Split System: Heat Pump with Remote Outdoor Unit-Air-Source) | C5H3V36*K*AAA* |  |  | EVD5X42M24A*+WALLCON | *80CTL0702120B* | 35400 | 21.5 | 8.5 | 38000 | 28600 | 75.26% | 2.04 | 0 | 12 |  |  |  | No | R-454B | 2.95 | Residential & Commercial | Ducted CEE Tier 1
215936509 | Central HP <5.4 tons | COMFORTMAKER | HRCU-A-CB (Split System: Heat Pump with Remote Outdoor Unit-Air-Source) | C5H3V36*K*AAA* |  |  | EVD5X49M24A*+WALLCON | *97CMN0802120B* | 35400 | 21.5 | 8.5 | 38000 | 28400 | 74.74% | 2.04 | 0 | 12 |  |  |  | No | R-454B | 2.95 | Residential & Commercial | Ducted CEE Tier 1
215936659 | Central HP <5.4 tons | COMFORTMAKER | HRCU-A-CB (Split System: Heat Pump with Remote Outdoor Unit-Air-Source) | C5H3V36*K*AAA* |  |  | EVD5X60M21A*+WALLCON | *95CSU0802120B* | 35600 | 21.5 | 8.5 | 38000 | 28600 | 75.26% | 2.04 | 0 | 12 |  |  |  | No | R-454B | 2.9667 | Residential & Commercial | Ducted CEE Tier 1
215936909 | Central HP <5.4 tons | COMFORTMAKER | HRCU-A-CB (Split System: Heat Pump with Remote Outdoor Unit-Air-Source) | C5H3V36*K*AAA* |  |  | EVD5X61M21A*+WALLCON | *97CMN0801714B* | 35600 | 21.5 | 8.5 | 38000 | 28800 | 75.79% | 2.04 | 0 | 12 |  |  |  | No | R-454B | 2.9667 | Residential & Commercial | Ducted CEE Tier 1
215936959 | Central HP <5.4 tons | COMFORTMAKER | HRCU-A-CB (Split System: Heat Pump with Remote Outdoor Unit-Air-Source) | C5H3V36*K*AAA* |  |  | EVD5X61M24A*+WALLCON | *96CTN1202422B* | 36000 | 22 | 8.5 | 37600 | 28400 | 75.53% | 2.04 | 0 | 12.5 |  |  |  | No | R-454B | 3 | Residential & Commercial | Ducted CEE Tier 1
213771434 | Central HP <5.4 tons | TEMPSTAR | HRCU-A-CB (Split System: Heat Pump with Remote Outdoor Unit-Air-Source) | TVH825GKA2* |  |  | EA*4X42L24A*+WALLCON | *96CTN1202422B* | 23800 | 17 | 8.1 | 21400 | 16600 | 77.57% | 1.96 | 0 | 11 |  |  |  | No | R-410A | 1.9833 | Residential & Commercial | Ducted CEE Tier 1
215667924 | Central HP <5.4 tons | HEIL | HRCU-A-CB (Split System: Heat Pump with Remote Outdoor Unit-Air-Source) | H5H0V24*K*AAA* |  |  | EA*5X37M21A*+WALLCON | *96CTN0801714B* | 24000 | 17.5 | 9 | 23200 | 16300 | 70.26% | 2.02 | 0 | 10.5 |  |  |  | No | R-454B | 2 | Residential & Commercial | Ducted CEE Tier 1
212973864 | Central HP <5.4 tons | AIRQUEST | HRCU-A-CB (Split System: Heat Pump with Remote Outdoor Unit-Air-Source) | DLCURAH24ABK |  |  | EA*4X36L21A* | *96VSN0801716B* | 23600 | 17 | 8.5 | 26200 | 24000 | 91.6% | 2 | 0 | 10 |  |  |  | No | R-410A | 1.9667 | Residential & Commercial | Ducted CEE Tier 1
212977615 | Central HP <5.4 tons | COMFORTMAKER | HRCU-A-CB (Split System: Heat Pump with Remote Outdoor Unit-Air-Source) | DLCURAH24ABK |  |  | EA*4X30L17A* | *80MS(N,L)0451412A* | 23600 | 17 | 8.5 | 26000 | 24000 | 92.31% | 2 | 0 | 10 |  |  |  | No | R-410A | 1.9667 | Residential & Commercial | Ducted CEE Tier 1
212974941 | Central HP <5.4 tons | AIRQUEST | HRCU-A-CB (Split System: Heat Pump with Remote Outdoor Unit-Air-Source) | DLCURAH24ABK |  |  | EA*4X25L17A* | *96VTN0401410B* | 24000 | 16 | 8.1 | 25200 | 22000 | 87.3% | 1.82 | 0 | 10 |  |  |  | No | R-410A | 2 | Residential & Commercial | Ducted CEE Tier 1
212975334 | Central HP <5.4 tons | AIRQUEST | HRCU-A-CB (Split System: Heat Pump with Remote Outdoor Unit-Air-Source) | DLCURAH24ABK |  |  | EN(A,D)4X24L17** | *96VTN0401712B* | 23200 | 15.5 | 8.5 | 27000 | 25000 | 92.59% | 2.06 | 0 | 10 |  |  |  | No | R-410A | 1.9333 | Residential & Commercial | Ducted CEE Tier 1
212974995 | Central HP <5.4 tons | COMFORTMAKER | HRCU-A-CB (Split System: Heat Pump with Remote Outdoor Unit-Air-Source) | DLCURAH24ABK |  |  | EA*4X37L17A* | *96VTN0401410B* | 23800 | 16 | 8.1 | 25200 | 22400 | 88.89% | 1.84 | 0 | 10 |  |  |  | No | R-410A | 1.9833 | Residential & Commercial | Ducted CEE Tier 1
212972134 | Central HP <5.4 tons | AIRQUEST | HRCU-A-CB (Split System: Heat Pump with Remote Outdoor Unit-Air-Source) | DLCURAH24ABK |  |  | EA*4X37L21A* | *80VTL0902120B* | 24800 | 17 | 8.5 | 25600 | 21400 | 83.59% | 1.8 | 0 | 10.5 |  |  |  | No | R-410A | 2.0667 | Residential & Commercial | Ducted CEE Tier 1
212973524 | Central HP <5.4 tons | AIRQUEST | HRCU-A-CB (Split System: Heat Pump with Remote Outdoor Unit-Air-Source) | DLCURAH24ABK |  |  | EA*4X24L14A* | *96VSN0601412B* | 23200 | 16.5 | 8.5 | 26800 | 27000 | 100.7% | 2.3 | 0 | 10 |  |  |  | No | R-410A | 1.9333 | Residential & Commercial | Ducted CEE Tier 1
214570547 | Central HP <5.4 tons | TEMPSTAR | HRCU-A-CB (Split System: Heat Pump with Remote Outdoor Unit-Air-Source) | TVH825GKA3* |  |  | EA*4X42L21A*+WALLCON | *96CTN0802120B* | 23800 | 16.5 | 8.1 | 21400 | 16600 | 77.57% | 1.96 | 0 | 11 |  |  |  | No | R-410A | 1.9833 | Residential & Commercial | Ducted CEE Tier 1
214571197 | Central HP <5.4 tons | TEMPSTAR | HRCU-A-CB (Split System: Heat Pump with Remote Outdoor Unit-Air-Source) | TVH825GKA3* |  |  | EN(A,D,W)4X42L21**+WALLCON | *97CMN0802120B* | 23800 | 16.5 | 8.1 | 21400 | 16700 | 78.04% | 1.96 | 0 | 11 |  |  |  | No | R-410A | 1.9833 | Residential & Commercial | Ducted CEE Tier 1
213773334 | Central HP <5.4 tons | TEMPSTAR | HRCU-A-CB (Split System: Heat Pump with Remote Outdoor Unit-Air-Source) | TVH825GKA3* |  |  | EA*4X37L21A*+WALLCON | *97CMN0801714B* | 24400 | 16.5 | 8.1 | 21200 | 16600 | 78.3% | 2.02 | 0 | 11 |  |  |  | No | R-410A | 2.0333 | Residential & Commercial | Ducted CEE Tier 1
214397070 | Central HP <5.4 tons | COLEMAN | HRCU-A-CB (Split System: Heat Pump with Remote Outdoor Unit-Air-Source) | HH860E2S11 |  |  | CTM60D5CGS1 | TM8E130D20MP11 | 46000 | 17 | 9 | 47000 | 34800 | 74.04% | 2 | 0 | 11 |  |  |  | No | R-454B | 3.8333 | Residential & Commercial | Ducted CEE Tier 1
214571207 | Central HP <5.4 tons | TEMPSTAR | HRCU-A-CB (Split System: Heat Pump with Remote Outdoor Unit-Air-Source) | TVH825GKA3* |  |  | EN(A,D,W)4X42L21**+WALLCON | *96CTN0802120B* | 23800 | 16.5 | 8.1 | 21400 | 16600 | 77.57% | 1.96 | 0 | 11 |  |  |  | No | R-410A | 1.9833 | Residential & Commercial | Ducted CEE Tier 1
213773094 | Central HP <5.4 tons | TEMPSTAR | HRCU-A-CB (Split System: Heat Pump with Remote Outdoor Unit-Air-Source) | TVH825GKA3* |  |  | EA*4X36L21A*+WALLCON | *95CSU0601716B* | 23600 | 16.5 | 8.1 | 21600 | 16700 | 77.31% | 1.92 | 0 | 10.5 |  |  |  | No | R-410A | 1.9667 | Residential & Commercial | Ducted CEE Tier 1
206790589 | Central HP <5.4 tons | BRYANT HEATING AND COOLING SYSTEMS | HRCU-A-CB (Split System: Heat Pump with Remote Outdoor Unit-Air-Source) | 284ANV048*0**B* |  |  | CAP**4821AL*+UI | 88*TA60090C21*** | 43500 | 21 | 9.5 | 46500 | 36400 | 78.28% | 2.28 | 12 | 11.7 |  |  |  | No | R-410A | 3.625 | Residential & Commercial | Ducted CEE Tier 1
212384836 | Central HP <5.4 tons | TEMPSTAR | HRCU-A-CB (Split System: Heat Pump with Remote Outdoor Unit-Air-Source) | DLCURAH36ABK |  |  | FJMA4*42L*C* |  | 37000 | 16 | 8.1 | 39000 | 34800 | 89.23% | 2 | 0 | 10 |  |  |  | No | R-410A | 3.0833 | Residential & Commercial | Ducted CEE Tier 1
212974054 | Central HP <5.4 tons | AIRQUEST | HRCU-A-CB (Split System: Heat Pump with Remote Outdoor Unit-Air-Source) | DLCURAH36ABK |  |  | EA*4X48L21A* | *96VSN0801716B* | 35400 | 16 | 8.1 | 37800 | 34800 | 92.06% | 2 | 0 | 10 |  |  |  | No | R-410A | 2.95 | Residential & Commercial | Ducted CEE Tier 1
206790543 | Central HP <5.4 tons | BRYANT HEATING AND COOLING SYSTEMS | HRCU-A-CB (Split System: Heat Pump with Remote Outdoor Unit-Air-Source) | 284ANV036*0**B* |  |  | CAP**4821AL*+UI | 935CA60080C21*** | 33800 | 19.5 | 9.5 | 34800 | 25800 | 74.14% | 2.04 | 12.5 | 12.5 |  |  |  | No | R-410A | 2.8167 | Residential & Commercial | Ducted CEE Tier 1
210720636 | Central HP <5.4 tons | BRYANT HEATING AND COOLING SYSTEMS | HRCU-A-CB (Split System: Heat Pump with Remote Outdoor Unit-Air-Source) | 284ANV036*0**B* |  |  | CAP**3721AL*+UI | 88*TA36045C17*** | 34000 | 19 | 9 | 35600 | 26000 | 73.03% | 2 | 0 | 11 |  |  |  | No | R-410A | 2.8333 | Residential & Commercial | Ducted CEE Tier 1
210720654 | Central HP <5.4 tons | BRYANT HEATING AND COOLING SYSTEMS | HRCU-A-CB (Split System: Heat Pump with Remote Outdoor Unit-Air-Source) | 284ANV036*0**B* |  |  | CAP**6121AL*+UI | 935CA48060C17*** | 34600 | 19.5 | 9 | 34800 | 25400 | 72.99% | 2 | 0 | 11.7 |  |  |  | No | R-410A | 2.8833 | Residential & Commercial | Ducted CEE Tier 1
215674226 | Central HP <5.4 tons | HEIL | HRCU-A-CB (Split System: Heat Pump with Remote Outdoor Unit-Air-Source) | H5H0V48*K*AAA* |  |  | EA*5X60M24A*+WALLCON | *95CSU1002122B* | 45000 | 18 | 9 | 47500 | 33400 | 70.32% | 2.08 | 0 | 10 |  |  |  | No | R-454B | 3.75 | Residential & Commercial | Ducted CEE Tier 1
204456355 | Central HP <5.4 tons | BRYANT HEATING AND COOLING SYSTEMS | HRCU-A-CB (Split System: Heat Pump with Remote Outdoor Unit-Air-Source) | 288BNV025*0**B* |  |  | CAP**2414AL*+UI | 88*TA36070C14*** | 23400 | 17 | 8.1 | 22000 | 16800 | 76.36% | 1.9 | 11 | 10.5 |  |  |  | No | R-410A | 1.95 | Residential & Commercial | Ducted CEE Tier 1
204456373 | Central HP <5.4 tons | BRYANT HEATING AND COOLING SYSTEMS | HRCU-A-CB (Split System: Heat Pump with Remote Outdoor Unit-Air-Source) | 288BNV025*0**B* |  |  | CAP**2417AL*+UI | 88*TA48070C17*** | 23200 | 16.5 | 8.1 | 22000 | 16800 | 76.36% | 1.9 | 11 | 10.5 |  |  |  | No | R-410A | 1.9333 | Residential & Commercial | Ducted CEE Tier 1
211245687 | Central HP <5.4 tons | TEMPSTAR | HRCU-A-CB (Split System: Heat Pump with Remote Outdoor Unit-Air-Source) | DLCURAH24ABK |  |  | EN(A,D)4X36L21** | *92ESN0802120A* | 24800 | 16.5 | 8.5 | 26800 | 22200 | 82.84% | 1.84 | 0 | 10.5 |  |  |  | No | R-410A | 2.0667 | Residential & Commercial | Ducted CEE Tier 1
212976668 | Central HP <5.4 tons | COMFORTMAKER | HRCU-A-CB (Split System: Heat Pump with Remote Outdoor Unit-Air-Source) | DLCURAH24ABK |  |  | EA*4X36L21A* | *96VTN1002120B* | 23600 | 17.5 | 8.5 | 26200 | 23800 | 90.84% | 1.98 | 0 | 10 |  |  |  | No | R-410A | 1.9667 | Residential & Commercial | Ducted CEE Tier 1
212977699 | Central HP <5.4 tons | COMFORTMAKER | HRCU-A-CB (Split System: Heat Pump with Remote Outdoor Unit-Air-Source) | DLCURAH24ABK |  |  | EN(A,D,W)4X36L17** | *80MS(N,L)0451412A* | 23600 | 17 | 8.5 | 26400 | 24200 | 91.67% | 2 | 0 | 10.5 |  |  |  | No | R-410A | 1.9667 | Residential & Commercial | Ducted CEE Tier 1
212975032 | Central HP <5.4 tons | AIRQUEST | HRCU-A-CB (Split System: Heat Pump with Remote Outdoor Unit-Air-Source) | DLCURAH24ABK |  |  | EN(A,D)4X30L14** | *96VTN0401410B* | 23200 | 15.5 | 8.1 | 25800 | 24200 | 93.8% | 2 | 0 | 10 |  |  |  | No | R-410A | 1.9333 | Residential & Commercial | Ducted CEE Tier 1
212973534 | Central HP <5.4 tons | AIRQUEST | HRCU-A-CB (Split System: Heat Pump with Remote Outdoor Unit-Air-Source) | DLCURAH24ABK |  |  | EA*4X24L17A* | *96VSN0601412B* | 23200 | 16.5 | 8.5 | 26800 | 26800 | 100% | 2.28 | 0 | 10 |  |  |  | No | R-410A | 1.9333 | Residential & Commercial | Ducted CEE Tier 1
212973854 | Central HP <5.4 tons | AIRQUEST | HRCU-A-CB (Split System: Heat Pump with Remote Outdoor Unit-Air-Source) | DLCURAH24ABK |  |  | EA*4X36L17A* | *96VSN0801716B* | 23600 | 17 | 8.5 | 26000 | 24200 | 93.08% | 2.02 | 0 | 10 |  |  |  | No | R-410A | 1.9667 | Residential & Commercial | Ducted CEE Tier 1
212978155 | Central HP <5.4 tons | COMFORTMAKER | HRCU-A-CB (Split System: Heat Pump with Remote Outdoor Unit-Air-Source) | DLCURAH24ABK |  |  | EA*4X37L17A* | *80MS(N,L)0701412A* | 24000 | 17.5 | 8.5 | 25200 | 22200 | 88.1% | 1.86 | 0 | 10 |  |  |  | No | R-410A | 2 | Residential & Commercial | Ducted CEE Tier 1
215487382 | Central HP <5.4 tons | DAIKIN | HRCU-A-CB (Split System: Heat Pump with Remote Outdoor Unit-Air-Source) | DH7VSA2410A* |  |  | CA*EA3626*3A* | D*96VC0804CNA* | 23200 | 19 | 8.6 | 23200 | 17000 | 73.28% | 2 | 0 | 11 |  |  |  | No | R-32 | 1.9333 | Residential & Commercial | Ducted CEE Tier 1
215487363 | Central HP <5.4 tons | DAIKIN | HRCU-A-CB (Split System: Heat Pump with Remote Outdoor Unit-Air-Source) | DH7VSA2410A* |  |  | CA*EA3022*3A* | D*80VC0603B*A* | 23200 | 19 | 8.6 | 23200 | 17000 | 73.28% | 2 | 0 | 11 |  |  |  | No | R-32 | 1.9333 | Residential & Commercial | Ducted CEE Tier 1
215487379 | Central HP <5.4 tons | DAIKIN | HRCU-A-CB (Split System: Heat Pump with Remote Outdoor Unit-Air-Source) | DH7VSA2410A* |  |  | CA*EA3626*3A* | D*96VC0403BNA* | 23200 | 19 | 8.6 | 23200 | 17000 | 73.28% | 2 | 0 | 11 |  |  |  | No | R-32 | 1.9333 | Residential & Commercial | Ducted CEE Tier 1
215487415 | Central HP <5.4 tons | DAIKIN | HRCU-A-CB (Split System: Heat Pump with Remote Outdoor Unit-Air-Source) | DH7VSA4210A* |  |  | CA*EA6030*3A* | D*80VC0804C*A* | 40500 | 17 | 8.8 | 41000 | 31000 | 75.61% | 2 | 0 | 10 |  |  |  | No | R-32 | 3.375 | Residential & Commercial | Ducted CEE Tier 1
215487424 | Central HP <5.4 tons | DAIKIN | HRCU-A-CB (Split System: Heat Pump with Remote Outdoor Unit-Air-Source) | DH7VSA4210A* |  |  | CHPEA4830*3A* | D*80VC0805C*A* | 40500 | 17 | 8.6 | 41000 | 31000 | 75.61% | 2 | 0 | 10 |  |  |  | No | R-32 | 3.375 | Residential & Commercial | Ducted CEE Tier 1
212979184 | Central HP <5.4 tons | COMFORTMAKER | HRCU-A-CB (Split System: Heat Pump with Remote Outdoor Unit-Air-Source) | DLCURAH24ABK |  |  | EA*4X37L17A* | *80MS(N,L)0701716A* | 24000 | 17 | 8.5 | 25200 | 22200 | 88.1% | 1.86 | 0 | 10 |  |  |  | No | R-410A | 2 | Residential & Commercial | Ducted CEE Tier 1
212978131 | Central HP <5.4 tons | COMFORTMAKER | HRCU-A-CB (Split System: Heat Pump with Remote Outdoor Unit-Air-Source) | DLCURAH24ABK |  |  | EA*4X30L17A* | *80MS(N,L)0701412A* | 23600 | 17.5 | 8.5 | 26200 | 24600 | 93.89% | 2.06 | 0 | 10 |  |  |  | No | R-410A | 1.9667 | Residential & Commercial | Ducted CEE Tier 1
212974114 | Central HP <5.4 tons | AIRQUEST | HRCU-A-CB (Split System: Heat Pump with Remote Outdoor Unit-Air-Source) | DLCURAH24ABK |  |  | EN(A,D)4X36L21** | *96VSN0802120B* | 23800 | 17 | 8.5 | 26400 | 24000 | 90.91% | 1.98 | 0 | 10.5 |  |  |  | No | R-410A | 1.9833 | Residential & Commercial | Ducted CEE Tier 1
212974980 | Central HP <5.4 tons | AIRQUEST | HRCU-A-CB (Split System: Heat Pump with Remote Outdoor Unit-Air-Source) | DLCURAH24ABK |  |  | EA*4X36L17A* | *96VTN0401410B* | 23400 | 16 | 8.5 | 26200 | 24200 | 92.37% | 2 | 0 | 10 |  |  |  | No | R-410A | 1.95 | Residential & Commercial | Ducted CEE Tier 1
212975741 | Central HP <5.4 tons | AIRQUEST | HRCU-A-CB (Split System: Heat Pump with Remote Outdoor Unit-Air-Source) | DLCURAH24ABK |  |  | EN(A,D)4X30L17** | *96VTN0601412B* | 23400 | 16.5 | 8.1 | 26200 | 24600 | 93.89% | 2.04 | 0 | 10 |  |  |  | No | R-410A | 1.95 | Residential & Commercial | Ducted CEE Tier 1
211245772 | Central HP <5.4 tons | TEMPSTAR | HRCU-A-CB (Split System: Heat Pump with Remote Outdoor Unit-Air-Source) | DLCURAH24ABK |  |  | EN(A,D)4X36L21** | OLV098A12* | 23400 | 16.5 | 8.1 | 25800 | 24200 | 93.8% | 2 | 0 | 10 |  |  |  | No | R-410A | 1.95 | Residential & Commercial | Ducted CEE Tier 1
211245924 | Central HP <5.4 tons | TEMPSTAR | HRCU-A-CB (Split System: Heat Pump with Remote Outdoor Unit-Air-Source) | DLCURAH24ABK |  |  | FM(C,U)4X30**AL* |  | 25000 | 15.2 | 8.5 | 27800 | 21800 | 78.42% | 1.8 | 0 | 10 |  |  |  | No | R-410A | 2.0833 | Residential & Commercial | Ducted CEE Tier 1
212976809 | Central HP <5.4 tons | AIRQUEST | HRCU-A-CB (Split System: Heat Pump with Remote Outdoor Unit-Air-Source) | DLCURAH36ABK |  |  | EA*4X48L24A* | *96VTN1002120B* | 36000 | 16.5 | 8.5 | 37800 | 34800 | 92.06% | 2.04 | 0 | 10 |  |  |  | No | R-410A | 3 | Residential & Commercial | Ducted CEE Tier 1
212383433 | Central HP <5.4 tons | TEMPSTAR | HRCU-A-CB (Split System: Heat Pump with Remote Outdoor Unit-Air-Source) | DLCURAH36ABK |  |  | EA*4X37L21A* | *80VTL0902120A* | 36200 | 16 | 8.5 | 38500 | 34800 | 90.39% | 2.06 | 0 | 10 |  |  |  | No | R-410A | 3.0167 | Residential & Commercial | Ducted CEE Tier 1
212383466 | Central HP <5.4 tons | TEMPSTAR | HRCU-A-CB (Split System: Heat Pump with Remote Outdoor Unit-Air-Source) | DLCURAH36ABK |  |  | EA*4X43L21A* | *80ES(N,L)0701716A* | 36800 | 15.5 | 8.5 | 39000 | 34800 | 89.23% | 2.1 | 0 | 10 |  |  |  | No | R-410A | 3.0667 | Residential & Commercial | Ducted CEE Tier 1
213779144 | Central HP <5.4 tons | TEMPSTAR | HRCU-A-CB (Split System: Heat Pump with Remote Outdoor Unit-Air-Source) | TVH837GKA** |  |  | EA*4X42L21A*+WALLCON | *97CMN1002122B* | 31800 | 17 | 8.1 | 33000 | 24400 | 73.94% | 1.88 | 0 | 11 |  |  |  | No | R-410A | 2.65 | Residential & Commercial | Ducted CEE Tier 1
213779244 | Central HP <5.4 tons | TEMPSTAR | HRCU-A-CB (Split System: Heat Pump with Remote Outdoor Unit-Air-Source) | TVH837GKA** |  |  | EA*4X42L24A*+WALLCON | *96CTN1202422B* | 31800 | 17 | 8.1 | 33000 | 24200 | 73.33% | 1.88 | 0 | 11 |  |  |  | No | R-410A | 2.65 | Residential & Commercial | Ducted CEE Tier 1
213779394 | Central HP <5.4 tons | TEMPSTAR | HRCU-A-CB (Split System: Heat Pump with Remote Outdoor Unit-Air-Source) | TVH837GKA** |  |  | EA*4X48L21A*+WALLCON | *80CTL0901716B* | 32400 | 17 | 8.1 | 32600 | 25000 | 76.69% | 1.96 | 0 | 11 |  |  |  | No | R-410A | 2.7 | Residential & Commercial | Ducted CEE Tier 1
214572957 | Central HP <5.4 tons | TEMPSTAR | HRCU-A-CB (Split System: Heat Pump with Remote Outdoor Unit-Air-Source) | TVH837GKA** |  |  | EA*4X61L21A*+WALLCON | *80CTL0702120B* | 33200 | 17.5 | 8.5 | 32000 | 25000 | 78.12% | 2 | 0 | 11.5 |  |  |  | No | R-410A | 2.7667 | Residential & Commercial | Ducted CEE Tier 1
215487456 | Central HP <5.4 tons | DAIKIN | HRCU-A-CB (Split System: Heat Pump with Remote Outdoor Unit-Air-Source) | DH7VSA4810A* |  |  | CHPEA6030*3A* | D*80VC0805C*A* | 45500 | 16.5 | 8.5 | 46500 | 33600 | 72.26% | 2 | 0 | 10 |  |  |  | No | R-32 | 3.7917 | Residential & Commercial | Ducted CEE Tier 1
212391563 | Central HP <5.4 tons | TRANE | HRCU-A-CB (Split System: Heat Pump with Remote Outdoor Unit-Air-Source) | 4TWV7X60A1 |  |  | 4TXCD010DS3 | S8V2D120M5PDA | 54000 | 17.1 | 8.2 | 52000 | 39500 | 75.96% | 1.8 | 0 | 11.7 |  |  |  | No | R-410A | 4.5 | Residential & Commercial | Ducted CEE Tier 1
212384334 | Central HP <5.4 tons | TEMPSTAR | HRCU-A-CB (Split System: Heat Pump with Remote Outdoor Unit-Air-Source) | DLCURAH36ABK |  |  | END4X42L17** | *92ESN0801716A* | 35600 | 16 | 8.1 | 39000 | 35000 | 89.74% | 1.96 | 0 | 10 |  |  |  | No | R-410A | 2.9667 | Residential & Commercial | Ducted CEE Tier 1
210470893 | Central HP <5.4 tons | DAY & NIGHT | HRCU-A-CB (Split System: Heat Pump with Remote Outdoor Unit-Air-Source) | CVH837GKA2* |  |  | EN(A,D,W)4X60L24**+WALLCON | *95CSU1002122A* | 32800 | 18 | 8.1 | 32200 | 24600 | 76.4% | 1.98 | 0 | 12 |  |  |  | No | R-410A | 2.7333 | Residential & Commercial | Ducted CEE Tier 1
212974414 | Central HP <5.4 tons | AIRQUEST | HRCU-A-CB (Split System: Heat Pump with Remote Outdoor Unit-Air-Source) | DLCURAH36ABK |  |  | EA*4X48L21A* | *96VSN1002120B* | 35800 | 16 | 8.5 | 37800 | 34800 | 92.06% | 2.02 | 0 | 10 |  |  |  | No | R-410A | 2.9833 | Residential & Commercial | Ducted CEE Tier 1
211226940 | Central HP <5.4 tons | TEMPSTAR | HRCU-A-CB (Split System: Heat Pump with Remote Outdoor Unit-Air-Source) | DLCURAH36ABK |  |  | EA*4X37L21A* | *80ESU1002120A* | 36200 | 16 | 8.5 | 38500 | 34800 | 90.39% | 2.08 | 0 | 10 |  |  |  | No | R-410A | 3.0167 | Residential & Commercial | Ducted CEE Tier 1
211227085 | Central HP <5.4 tons | TEMPSTAR | HRCU-A-CB (Split System: Heat Pump with Remote Outdoor Unit-Air-Source) | DLCURAH36ABK |  |  | EA*4X37L21A* | *95ESN1002122A* | 37400 | 15.5 | 8.5 | 39000 | 35000 | 89.74% | 2.16 | 0 | 10 |  |  |  | No | R-410A | 3.1167 | Residential & Commercial | Ducted CEE Tier 1
212384684 | Central HP <5.4 tons | TEMPSTAR | HRCU-A-CB (Split System: Heat Pump with Remote Outdoor Unit-Air-Source) | DLCURAH36ABK |  |  | EN(A,D,W)4X42L21** | *92ESN0802120A* | 36400 | 15.5 | 8.1 | 39500 | 35200 | 89.11% | 1.92 | 0 | 10 |  |  |  | No | R-410A | 3.0333 | Residential & Commercial | Ducted CEE Tier 1
215667772 | Central HP <5.4 tons | HEIL | HRCU-A-CB (Split System: Heat Pump with Remote Outdoor Unit-Air-Source) | H5H0V24*K*AAA* |  |  | EA*5X37M17A*+WALLCON | *97CMN0601714B* | 23600 | 17 | 9 | 23600 | 16600 | 70.34% | 1.98 | 0 | 10 |  |  |  | No | R-454B | 1.9667 | Residential & Commercial | Ducted CEE Tier 1
215678415 | Central HP <5.4 tons | HEIL | HRCU-A-CB (Split System: Heat Pump with Remote Outdoor Unit-Air-Source) | H5H0V24*K*AAA* |  |  | EA*5X37M21A*+WALLCON | *97CTN0801716A* | 24000 | 17 | 9 | 23400 | 16400 | 70.09% | 2 | 0 | 10.5 |  |  |  | No | R-454B | 2 | Residential & Commercial | Ducted CEE Tier 1
215678315 | Central HP <5.4 tons | HEIL | HRCU-A-CB (Split System: Heat Pump with Remote Outdoor Unit-Air-Source) | H5H0V24*K*AAA* |  |  | EA*5X36M17A*+WALLCON | *80CSU0601716B* | 23200 | 17 | 8.5 | 23400 | 16500 | 70.51% | 1.98 | 0 | 10 |  |  |  | No | R-454B | 1.9333 | Residential & Commercial | Ducted CEE Tier 1
206790544 | Central HP <5.4 tons | BRYANT HEATING AND COOLING SYSTEMS | HRCU-A-CB (Split System: Heat Pump with Remote Outdoor Unit-Air-Source) | 284ANV036*0**B* |  |  | CAP**4821AL*+UI | 935CA66100C21*** | 33800 | 19.5 | 9.5 | 34800 | 25800 | 74.14% | 2.04 | 12.5 | 12.5 |  |  |  | No | R-410A | 2.8167 | Residential & Commercial | Ducted CEE Tier 1
206790564 | Central HP <5.4 tons | BRYANT HEATING AND COOLING SYSTEMS | HRCU-A-CB (Split System: Heat Pump with Remote Outdoor Unit-Air-Source) | 284ANV036*0**B* |  |  | CNPV*4217AL*+UI | 88*TA36045C17*** | 33000 | 18.5 | 9 | 35600 | 26600 | 74.72% | 1.98 | 12 | 11.7 |  |  |  | No | R-410A | 2.75 | Residential & Commercial | Ducted CEE Tier 1
206790577 | Central HP <5.4 tons | BRYANT HEATING AND COOLING SYSTEMS | HRCU-A-CB (Split System: Heat Pump with Remote Outdoor Unit-Air-Source) | 284ANV036*0**B* |  |  | CSPH*3612AL*+UI | 987MB42060C17*** | 33200 | 17.5 | 9 | 35600 | 26600 | 74.72% | 1.98 | 11.5 | 11 |  |  |  | No | R-410A | 2.7667 | Residential & Commercial | Ducted CEE Tier 1
213872273 | Central HP <5.4 tons | DAIKIN | HRCU-A-CB (Split System: Heat Pump with Remote Outdoor Unit-Air-Source) | DZ6VSA481EA* |  |  | CA*EA6030*4A* | D*96VC1005CNA* | 44000 | 17 | 8.5 | 44000 | 31000 | 70.45% | 2 | 0 | 10 |  |  |  | No | R-410A | 3.6667 | Residential & Commercial | Ducted CEE Tier 1
215678205 | Central HP <5.4 tons | HEIL | HRCU-A-CB (Split System: Heat Pump with Remote Outdoor Unit-Air-Source) | H5H0V24*K*AAA* |  |  | EA*5X24M17A*+WALLCON | *97CTN0601716A* | 22800 | 16.5 | 9 | 24000 | 16900 | 70.42% | 1.94 | 0 | 10 |  |  |  | No | R-454B | 1.9 | Residential & Commercial | Ducted CEE Tier 1
215678255 | Central HP <5.4 tons | HEIL | HRCU-A-CB (Split System: Heat Pump with Remote Outdoor Unit-Air-Source) | H5H0V24*K*AAA* |  |  | EA*5X25M17A*+WALLCON | *97CTN0801716A* | 23800 | 17 | 9 | 23400 | 16500 | 70.51% | 2.02 | 0 | 10.5 |  |  |  | No | R-454B | 1.9833 | Residential & Commercial | Ducted CEE Tier 1
215678325 | Central HP <5.4 tons | HEIL | HRCU-A-CB (Split System: Heat Pump with Remote Outdoor Unit-Air-Source) | H5H0V24*K*AAA* |  |  | EA*5X36M17A*+WALLCON | *97CTN0601716A* | 23000 | 16.5 | 9 | 23800 | 16700 | 70.17% | 1.98 | 0 | 10 |  |  |  | No | R-454B | 1.9167 | Residential & Commercial | Ducted CEE Tier 1
215678425 | Central HP <5.4 tons | HEIL | HRCU-A-CB (Split System: Heat Pump with Remote Outdoor Unit-Air-Source) | H5H0V24*K*AAA* |  |  | EA*5X37M21A*+WALLCON | *97CTN1002122A* | 24000 | 17.5 | 9 | 23200 | 16300 | 70.26% | 2.02 | 0 | 10.5 |  |  |  | No | R-454B | 2 | Residential & Commercial | Ducted CEE Tier 1
214573607 | Central HP <5.4 tons | TEMPSTAR | HRCU-A-CB (Split System: Heat Pump with Remote Outdoor Unit-Air-Source) | TVH837GKA** |  |  | EN(A,D,W)4X60L24**+WALLCON | *96CTN0802120B* | 32800 | 19 | 8.5 | 32200 | 24600 | 76.4% | 1.98 | 0 | 12 |  |  |  | No | R-410A | 2.7333 | Residential & Commercial | Ducted CEE Tier 1
211257895 | Central HP <5.4 tons | CARRIER | HRCU-A-CB (Split System: Heat Pump with Remote Outdoor Unit-Air-Source) | 38MURAQ18AB3* |  |  | CAP**3014AL* | 59SC2D060E14**12 | 18200 | 16 | 8.5 | 18700 | 18400 | 98.4% | 2.22 | 0 | 10.5 |  |  |  | No | R-410A | 1.5167 | Residential & Commercial | Ducted CEE Tier 1
211257915 | Central HP <5.4 tons | CARRIER | HRCU-A-CB (Split System: Heat Pump with Remote Outdoor Unit-Air-Source) | 38MURAQ18AB3* |  |  | CAP**3017AL* | 58SU*A040E17**12 | 18600 | 16.5 | 9 | 19000 | 18200 | 95.79% | 2.22 | 0 | 11 |  |  |  | No | R-410A | 1.55 | Residential & Commercial | Ducted CEE Tier 1
211257945 | Central HP <5.4 tons | CARRIER | HRCU-A-CB (Split System: Heat Pump with Remote Outdoor Unit-Air-Source) | 38MURAQ18AB3* |  |  | CAP**3017AL* | OVMAAB036098 | 18300 | 16 | 8.5 | 18900 | 18400 | 97.35% | 2.22 | 0 | 10.5 |  |  |  | No | R-410A | 1.525 | Residential & Commercial | Ducted CEE Tier 1
211257946 | Central HP <5.4 tons | CARRIER | HRCU-A-CB (Split System: Heat Pump with Remote Outdoor Unit-Air-Source) | 38MURAQ18AB3* |  |  | CAP**3017AL* | OVLAAB036098 | 18200 | 15.5 | 8.5 | 18800 | 18400 | 97.87% | 2.22 | 0 | 10.5 |  |  |  | No | R-410A | 1.5167 | Residential & Commercial | Ducted CEE Tier 1
211257982 | Central HP <5.4 tons | CARRIER | HRCU-A-CB (Split System: Heat Pump with Remote Outdoor Unit-Air-Source) | 38MURAQ18AB3* |  |  | CNPV*2414AL* | 59SC5B026E14**10 | 18000 | 15.5 | 8.5 | 19000 | 18700 | 98.42% | 2.24 | 0 | 10.5 |  |  |  | No | R-410A | 1.5 | Residential & Commercial | Ducted CEE Tier 1
211257997 | Central HP <5.4 tons | CARRIER | HRCU-A-CB (Split System: Heat Pump with Remote Outdoor Unit-Air-Source) | 38MURAQ18AB3* |  |  | CNPV*2417AL* | 59SU5A040E17**12 | 17600 | 16 | 8.5 | 18500 | 18800 | 101.6% | 2.26 | 0 | 11 |  |  |  | No | R-410A | 1.4667 | Residential & Commercial | Ducted CEE Tier 1
211227121 | Central HP <5.4 tons | TEMPSTAR | HRCU-A-CB (Split System: Heat Pump with Remote Outdoor Unit-Air-Source) | DLCURAH36ABK |  |  | EA*4X37L21A* | *96VSN0802120A* | 36400 | 16 | 8.5 | 38500 | 34800 | 90.39% | 2.08 | 0 | 10 |  |  |  | No | R-410A | 3.0333 | Residential & Commercial | Ducted CEE Tier 1
211227456 | Central HP <5.4 tons | TEMPSTAR | HRCU-A-CB (Split System: Heat Pump with Remote Outdoor Unit-Air-Source) | DLCURAH36ABK |  |  | EA*4X42L21A* | *80ESU1002120A* | 35400 | 16 | 8.1 | 38500 | 35000 | 90.91% | 1.88 | 0 | 10 |  |  |  | No | R-410A | 2.95 | Residential & Commercial | Ducted CEE Tier 1
211227151 | Central HP <5.4 tons | TEMPSTAR | HRCU-A-CB (Split System: Heat Pump with Remote Outdoor Unit-Air-Source) | DLCURAH36ABK |  |  | EA*4X37L21A* | *95ESU1002120A* | 36600 | 16 | 8.5 | 38500 | 34800 | 90.39% | 2.1 | 0 | 10 |  |  |  | No | R-410A | 3.05 | Residential & Commercial | Ducted CEE Tier 1
211227517 | Central HP <5.4 tons | TEMPSTAR | HRCU-A-CB (Split System: Heat Pump with Remote Outdoor Unit-Air-Source) | DLCURAH36ABK |  |  | EA*4X42L21A* | *92ESN0601714A* | 35400 | 16 | 8.1 | 38500 | 35000 | 90.91% | 1.88 | 0 | 10 |  |  |  | No | R-410A | 2.95 | Residential & Commercial | Ducted CEE Tier 1
211228312 | Central HP <5.4 tons | TEMPSTAR | HRCU-A-CB (Split System: Heat Pump with Remote Outdoor Unit-Air-Source) | DLCURAH36ABK |  |  | EA*4X43L21A* | *80VSL0701716A* | 36600 | 15.5 | 8.5 | 38500 | 34800 | 90.39% | 2.1 | 0 | 10 |  |  |  | No | R-410A | 3.05 | Residential & Commercial | Ducted CEE Tier 1
211228351 | Central HP <5.4 tons | TEMPSTAR | HRCU-A-CB (Split System: Heat Pump with Remote Outdoor Unit-Air-Source) | DLCURAH36ABK |  |  | EA*4X43L21A* | *80ESU0601716A | 37200 | 16 | 8.5 | 38500 | 34800 | 90.39% | 2.12 | 0 | 10 |  |  |  | No | R-410A | 3.1 | Residential & Commercial | Ducted CEE Tier 1
211228396 | Central HP <5.4 tons | TEMPSTAR | HRCU-A-CB (Split System: Heat Pump with Remote Outdoor Unit-Air-Source) | DLCURAH36ABK |  |  | EA*4X43L21A* | *80VTL0902120A* | 36200 | 16 | 8.5 | 38500 | 34800 | 90.39% | 2.06 | 0 | 10 |  |  |  | No | R-410A | 3.0167 | Residential & Commercial | Ducted CEE Tier 1
211228564 | Central HP <5.4 tons | TEMPSTAR | HRCU-A-CB (Split System: Heat Pump with Remote Outdoor Unit-Air-Source) | DLCURAH36ABK |  |  | EA*4X43L21A* | *96VSN0802120A* | 36400 | 16 | 8.5 | 38500 | 34800 | 90.39% | 2.08 | 0 | 10 |  |  |  | No | R-410A | 3.0333 | Residential & Commercial | Ducted CEE Tier 1
211228605 | Central HP <5.4 tons | TEMPSTAR | HRCU-A-CB (Split System: Heat Pump with Remote Outdoor Unit-Air-Source) | DLCURAH36ABK |  |  | EA*4X43L21A* | *95ESU1002120A* | 36600 | 16 | 8.5 | 38500 | 34800 | 90.39% | 2.1 | 0 | 10 |  |  |  | No | R-410A | 3.05 | Residential & Commercial | Ducted CEE Tier 1
212976529 | Central HP <5.4 tons | COMFORTMAKER | HRCU-A-CB (Split System: Heat Pump with Remote Outdoor Unit-Air-Source) | DLCURAH36ABK |  |  | EA*4X48L24A* | *96VTN0802120B* | 35400 | 16.5 | 8.1 | 37800 | 34600 | 91.53% | 2 | 0 | 10 |  |  |  | No | R-410A | 2.95 | Residential & Commercial | Ducted CEE Tier 1
211245989 | Central HP <5.4 tons | TEMPSTAR | HRCU-A-CB (Split System: Heat Pump with Remote Outdoor Unit-Air-Source) | DLCURAH24ABK |  |  | FVM4X36***L |  | 24400 | 17.5 | 8.5 | 26000 | 22400 | 86.15% | 1.88 | 0 | 10.5 |  |  |  | No | R-410A | 2.0333 | Residential & Commercial | Ducted CEE Tier 1
212974324 | Central HP <5.4 tons | AIRQUEST | HRCU-A-CB (Split System: Heat Pump with Remote Outdoor Unit-Air-Source) | DLCURAH24ABK |  |  | EA*4X37L21A* | *96VSN1002120B* | 24800 | 17.5 | 8.5 | 25600 | 21200 | 82.81% | 1.8 | 0 | 10.5 |  |  |  | No | R-410A | 2.0667 | Residential & Commercial | Ducted CEE Tier 1
212989230 | Central HP <5.4 tons | COMFORTMAKER | HRCU-A-CB (Split System: Heat Pump with Remote Outdoor Unit-Air-Source) | DLCURAH24ABK |  |  | EN(A,D)4X30L17** | *95MSU0601716A* | 23600 | 17 | 8.5 | 26400 | 24400 | 92.42% | 2.02 | 0 | 10.5 |  |  |  | No | R-410A | 1.9667 | Residential & Commercial | Ducted CEE Tier 1
212989614 | Central HP <5.4 tons | COMFORTMAKER | HRCU-A-CB (Split System: Heat Pump with Remote Outdoor Unit-Air-Source) | DLCURAH24ABK |  |  | EA*4X37L21A* | *95MSU0802120A* | 24000 | 17.5 | 8.5 | 25200 | 21800 | 86.51% | 1.82 | 0 | 10 |  |  |  | No | R-410A | 2 | Residential & Commercial | Ducted CEE Tier 1
212986622 | Central HP <5.4 tons | AIRQUEST | HRCU-A-CB (Split System: Heat Pump with Remote Outdoor Unit-Air-Source) | DLCURAH24ABK |  |  | EN(A,D)4X30L17** | *96MSN0401712A* | 23200 | 15.5 | 8.1 | 26000 | 24400 | 93.85% | 2.02 | 0 | 10 |  |  |  | No | R-410A | 1.9333 | Residential & Commercial | Ducted CEE Tier 1
212986940 | Central HP <5.4 tons | AIRQUEST | HRCU-A-CB (Split System: Heat Pump with Remote Outdoor Unit-Air-Source) | DLCURAH24ABK |  |  | EN(A,D)4X24L17** | *96MSN0601412A* | 23200 | 16.5 | 8.5 | 27000 | 25200 | 93.33% | 2.1 | 0 | 10 |  |  |  | No | R-410A | 1.9333 | Residential & Commercial | Ducted CEE Tier 1
212978215 | Central HP <5.4 tons | COMFORTMAKER | HRCU-A-CB (Split System: Heat Pump with Remote Outdoor Unit-Air-Source) | DLCURAH24ABK |  |  | EN(A,D,W)4X36L17** | *80MS(N,L)0701412A* | 23600 | 17 | 8.1 | 26000 | 24000 | 92.31% | 2 | 0 | 10.5 |  |  |  | No | R-410A | 1.9667 | Residential & Commercial | Ducted CEE Tier 1
215674536 | Central HP <5.4 tons | HEIL | HRCU-A-CB (Split System: Heat Pump with Remote Outdoor Unit-Air-Source) | H5H0V48*K*AAA* |  |  | EA*5X61M24A*+WALLCON | *95CSU1002122B* | 46000 | 18 | 9 | 47500 | 33600 | 70.74% | 2.08 | 0 | 10 |  |  |  | No | R-454B | 3.8333 | Residential & Commercial | Ducted CEE Tier 1
215676685 | Central HP <5.4 tons | HEIL | HRCU-A-CB (Split System: Heat Pump with Remote Outdoor Unit-Air-Source) | H5H0V48*K*AAA* |  |  | EVD5X61M21A*+WALLCON | *80CSU0601716A* | 48500 | 19 | 9 | 50000 | 36800 | 73.6% | 2 | 0 | 10 |  |  |  | No | R-454B | 4.0417 | Residential & Commercial | Ducted CEE Tier 1
206790265 | Central HP <5.4 tons | BRYANT HEATING AND COOLING SYSTEMS | HRCU-A-CB (Split System: Heat Pump with Remote Outdoor Unit-Air-Source) | 284ANV036*0**B* |  |  | CAP**3717AL*+UI | 88*TA48070C17*** | 34000 | 19 | 9.5 | 35400 | 26200 | 74.01% | 2.02 | 12 | 12 |  |  |  | No | R-410A | 2.8333 | Residential & Commercial | Ducted CEE Tier 1
206790267 | Central HP <5.4 tons | BRYANT HEATING AND COOLING SYSTEMS | HRCU-A-CB (Split System: Heat Pump with Remote Outdoor Unit-Air-Source) | 284ANV036*0**B* |  |  | CAP**3721AL*+UI | 88*TA48070C17*** | 34400 | 19.5 | 9.5 | 35200 | 25800 | 73.3% | 2.04 | 12.5 | 12 |  |  |  | No | R-410A | 2.8667 | Residential & Commercial | Ducted CEE Tier 1
206790326 | Central HP <5.4 tons | BRYANT HEATING AND COOLING SYSTEMS | HRCU-A-CB (Split System: Heat Pump with Remote Outdoor Unit-Air-Source) | 284ANV036*0**B* |  |  | CAP**4821AL*+UI | 88*TA48090C17*** | 33800 | 20 | 9.5 | 34800 | 25800 | 74.14% | 2.04 | 12.5 | 12 |  |  |  | No | R-410A | 2.8167 | Residential & Commercial | Ducted CEE Tier 1
215674486 | Central HP <5.4 tons | HEIL | HRCU-A-CB (Split System: Heat Pump with Remote Outdoor Unit-Air-Source) | H5H0V48*K*AAA* |  |  | EA*5X61M24A*+WALLCON | *80CTL0902120B* | 46000 | 18.5 | 9 | 48000 | 33600 | 70% | 2.08 | 0 | 10 |  |  |  | No | R-454B | 3.8333 | Residential & Commercial | Ducted CEE Tier 1
212975842 | Central HP <5.4 tons | COMFORTMAKER | HRCU-A-CB (Split System: Heat Pump with Remote Outdoor Unit-Air-Source) | DLCURAH18ABK |  |  | EN(A,D)4X30L17** | *96VTN0801716B* | 17500 | 16 | 8.1 | 18000 | 18700 | 103.9% | 2.24 | 0 | 11 |  |  |  | No | R-410A | 1.4583 | Residential & Commercial | Ducted CEE Tier 1
212973334 | Central HP <5.4 tons | AIRQUEST | HRCU-A-CB (Split System: Heat Pump with Remote Outdoor Unit-Air-Source) | DLCURAH18ABK |  |  | EA*4X30L14A* | *96VSN0601412B* | 17400 | 16.5 | 8.5 | 18000 | 18900 | 105% | 2.28 | 0 | 10.5 |  |  |  | No | R-410A | 1.45 | Residential & Commercial | Ducted CEE Tier 1
212973344 | Central HP <5.4 tons | AIRQUEST | HRCU-A-CB (Split System: Heat Pump with Remote Outdoor Unit-Air-Source) | DLCURAH18ABK |  |  | EA*4X30L17A* | *96VSN0601412B* | 17400 | 16.5 | 8.5 | 18000 | 18700 | 103.9% | 2.26 | 0 | 10.5 |  |  |  | No | R-410A | 1.45 | Residential & Commercial | Ducted CEE Tier 1
212973694 | Central HP <5.4 tons | AIRQUEST | HRCU-A-CB (Split System: Heat Pump with Remote Outdoor Unit-Air-Source) | DLCURAH18ABK |  |  | EN(A,D)4X24L17** | *96VSN0801716B* | 17700 | 16 | 8.5 | 18700 | 19100 | 102.1% | 2.3 | 0 | 11 |  |  |  | No | R-410A | 1.475 | Residential & Commercial | Ducted CEE Tier 1
212978790 | Central HP <5.4 tons | COMFORTMAKER | HRCU-A-CB (Split System: Heat Pump with Remote Outdoor Unit-Air-Source) | DLCURAH18ABK |  |  | EN(A,D)4X24L17** | *80MS(N,L)0701712A* | 17400 | 16.5 | 8.5 | 18400 | 19200 | 104.3% | 2.32 | 0 | 11 |  |  |  | No | R-410A | 1.45 | Residential & Commercial | Ducted CEE Tier 1
212978801 | Central HP <5.4 tons | COMFORTMAKER | HRCU-A-CB (Split System: Heat Pump with Remote Outdoor Unit-Air-Source) | DLCURAH18ABK |  |  | EN(A,D)4X30L17** | *80MS(N,L)0701712A* | 17700 | 16.5 | 8.1 | 18200 | 18600 | 102.2% | 2.24 | 0 | 11 |  |  |  | No | R-410A | 1.475 | Residential & Commercial | Ducted CEE Tier 1
215864603 | Central HP <5.4 tons | TRANE | HRCU-A-CB (Split System: Heat Pump with Remote Outdoor Unit-Air-Source) | 5TWV8X36A1 |  |  | 5TXCB006AS3 | S9V2B060U4PSC+LRP | 32800 | 18.1 | 8.5 | 33600 | 25800 | 76.79% | 2.1 | 0 | 10 |  |  |  | No | R-454B | 2.7333 | Residential & Commercial | Ducted CEE Tier 1
215487401 | Central HP <5.4 tons | DAIKIN | HRCU-A-CB (Split System: Heat Pump with Remote Outdoor Unit-Air-Source) | DH7VSA3610A* |  |  | CA*EA4830*3A* | D*80VC0805C*A* | 34800 | 18.5 | 8.5 | 35000 | 28400 | 81.14% | 2 | 0 | 10.5 |  |  |  | No | R-32 | 2.9 | Residential & Commercial | Ducted CEE Tier 1
215487406 | Central HP <5.4 tons | DAIKIN | HRCU-A-CB (Split System: Heat Pump with Remote Outdoor Unit-Air-Source) | DH7VSA3610A* |  |  | CA*EA6030*3A* | D*80VC0804C*A* | 35000 | 18.5 | 8.5 | 35000 | 28400 | 81.14% | 2 | 0 | 10.5 |  |  |  | No | R-32 | 2.9167 | Residential & Commercial | Ducted CEE Tier 1
215487451 | Central HP <5.4 tons | DAIKIN | HRCU-A-CB (Split System: Heat Pump with Remote Outdoor Unit-Air-Source) | DH7VSA4810A* |  |  | CHPEA4830*3A* | D*96VC1005CNA* | 45500 | 16.2 | 8.5 | 46000 | 33600 | 73.04% | 2 | 0 | 10 |  |  |  | No | R-32 | 3.7917 | Residential & Commercial | Ducted CEE Tier 1
206790248 | Central HP <5.4 tons | BRYANT HEATING AND COOLING SYSTEMS | HRCU-A-CB (Split System: Heat Pump with Remote Outdoor Unit-Air-Source) | 284ANV024*0**B* |  |  | CSPH*3612AL*+UI | 83*CA48060C17*** | 23400 | 19 | 9 | 26600 | 19800 | 74.44% | 2.48 | 13.5 | 12.5 |  |  |  | No | R-410A | 1.95 | Residential & Commercial | Ducted CEE Tier 1
215487482 | Central HP <5.4 tons | DAIKIN | HRCU-A-CB (Split System: Heat Pump with Remote Outdoor Unit-Air-Source) | DH6VSA1810A* |  |  | CA*EA3022*3A* | D*80VC0604B*A* | 17000 | 19 | 8.8 | 16800 | 13000 | 77.38% | 2.1 | 0 | 12 |  |  |  | No | R-32 | 1.4167 | Residential & Commercial | Ducted CEE Tier 1
215487477 | Central HP <5.4 tons | DAIKIN | HRCU-A-CB (Split System: Heat Pump with Remote Outdoor Unit-Air-Source) | DH6VSA1810A* |  |  | CA*EA2418*3A* | D*80VC0804C*A* | 17000 | 19 | 8.8 | 16800 | 13000 | 77.38% | 2.1 | 0 | 12 |  |  |  | No | R-32 | 1.4167 | Residential & Commercial | Ducted CEE Tier 1
206790256 | Central HP <5.4 tons | BRYANT HEATING AND COOLING SYSTEMS | HRCU-A-CB (Split System: Heat Pump with Remote Outdoor Unit-Air-Source) | 284ANV024*0**B* |  |  | CNPV*3621AL*+UI | 935CA48060C17*** | 23200 | 20 | 9.5 | 26800 | 20000 | 74.63% | 2.36 | 13.5 | 13 |  |  |  | No | R-410A | 1.9333 | Residential & Commercial | Ducted CEE Tier 1
215487467 | Central HP <5.4 tons | DAIKIN | HRCU-A-CB (Split System: Heat Pump with Remote Outdoor Unit-Air-Source) | DH6VSA1810A* |  |  | CA*EA2418*3A* | D*96VC0803BNA* | 17000 | 19 | 8.8 | 16800 | 13000 | 77.38% | 2.1 | 0 | 12 |  |  |  | No | R-32 | 1.4167 | Residential & Commercial | Ducted CEE Tier 1
215487483 | Central HP <5.4 tons | DAIKIN | HRCU-A-CB (Split System: Heat Pump with Remote Outdoor Unit-Air-Source) | DH6VSA1810A* |  |  | CA*EA2418*3A* | D*80VC0604B*A* | 17000 | 19 | 8.8 | 16800 | 13000 | 77.38% | 2.1 | 0 | 12 |  |  |  | No | R-32 | 1.4167 | Residential & Commercial | Ducted CEE Tier 1
206790551 | Central HP <5.4 tons | BRYANT HEATING AND COOLING SYSTEMS | HRCU-A-CB (Split System: Heat Pump with Remote Outdoor Unit-Air-Source) | 284ANV036*0**B* |  |  | CNPV*4821AL*+UI | 935CA66100C21*** | 33800 | 19.5 | 9 | 35000 | 26000 | 74.29% | 2.04 | 13 | 12.5 |  |  |  | No | R-410A | 2.8167 | Residential & Commercial | Ducted CEE Tier 1
206790565 | Central HP <5.4 tons | BRYANT HEATING AND COOLING SYSTEMS | HRCU-A-CB (Split System: Heat Pump with Remote Outdoor Unit-Air-Source) | 284ANV036*0**B* |  |  | CNPV*4221AL*+UI | 88*TA36045C17*** | 32800 | 18 | 9 | 35600 | 27000 | 75.84% | 1.96 | 12 | 11 |  |  |  | No | R-410A | 2.7333 | Residential & Commercial | Ducted CEE Tier 1
206790376 | Central HP <5.4 tons | BRYANT HEATING AND COOLING SYSTEMS | HRCU-A-CB (Split System: Heat Pump with Remote Outdoor Unit-Air-Source) | 284ANV036*0**B* |  |  | CNPV*4217AL*+UI | 986TC42060C17*** | 33200 | 18.5 | 9 | 35600 | 26600 | 74.72% | 1.98 | 12 | 11.7 |  |  |  | No | R-410A | 2.7667 | Residential & Commercial | Ducted CEE Tier 1
206790383 | Central HP <5.4 tons | BRYANT HEATING AND COOLING SYSTEMS | HRCU-A-CB (Split System: Heat Pump with Remote Outdoor Unit-Air-Source) | 284ANV036*0**B* |  |  | CNPV*4221AL*+UI | 986TC42060C17*** | 32800 | 18.5 | 9 | 35800 | 26800 | 74.86% | 1.96 | 12 | 11 |  |  |  | No | R-410A | 2.7333 | Residential & Commercial | Ducted CEE Tier 1
206790408 | Central HP <5.4 tons | BRYANT HEATING AND COOLING SYSTEMS | HRCU-A-CB (Split System: Heat Pump with Remote Outdoor Unit-Air-Source) | 284ANV036*0**B* |  |  | CNPV*4824AL*+UI | 88*TA66135C24*** | 34000 | 19.5 | 9 | 35000 | 26000 | 74.29% | 2.04 | 13 | 12.5 |  |  |  | No | R-410A | 2.8333 | Residential & Commercial | Ducted CEE Tier 1
206790451 | Central HP <5.4 tons | BRYANT HEATING AND COOLING SYSTEMS | HRCU-A-CB (Split System: Heat Pump with Remote Outdoor Unit-Air-Source) | 284ANV036*0**B* |  |  | CSPH*4212AL*+UI | 987MB42080C17*** | 33800 | 18 | 9 | 35400 | 26200 | 74.01% | 2.02 | 12 | 11.5 |  |  |  | No | R-410A | 2.8167 | Residential & Commercial | Ducted CEE Tier 1
206790465 | Central HP <5.4 tons | BRYANT HEATING AND COOLING SYSTEMS | HRCU-A-CB (Split System: Heat Pump with Remote Outdoor Unit-Air-Source) | 284ANV036*0**B* |  |  | CSPH*4812AL*+UI | 986TC42080C17*** | 33800 | 18.5 | 9 | 35200 | 26000 | 73.86% | 2.02 | 12 | 11.5 |  |  |  | No | R-410A | 2.8167 | Residential & Commercial | Ducted CEE Tier 1
212976527 | Central HP <5.4 tons | AIRQUEST | HRCU-A-CB (Split System: Heat Pump with Remote Outdoor Unit-Air-Source) | DLCURAH36ABK |  |  | EA*4X48L24A* | *96VTN0802120B* | 35400 | 16.5 | 8.1 | 37800 | 34600 | 91.53% | 2 | 0 | 10 |  |  |  | No | R-410A | 2.95 | Residential & Commercial | Ducted CEE Tier 1
211228655 | Central HP <5.4 tons | TEMPSTAR | HRCU-A-CB (Split System: Heat Pump with Remote Outdoor Unit-Air-Source) | DLCURAH36ABK |  |  | EA*4X43L21A* | *96VTN1002120A* | 36800 | 15.5 | 8.5 | 38500 | 34800 | 90.39% | 2.1 | 0 | 10 |  |  |  | No | R-410A | 3.0667 | Residential & Commercial | Ducted CEE Tier 1
211229396 | Central HP <5.4 tons | TEMPSTAR | HRCU-A-CB (Split System: Heat Pump with Remote Outdoor Unit-Air-Source) | DLCURAH36ABK |  |  | EA*4X48L24A* | *80ESU1002120A* | 36000 | 16 | 8.5 | 38500 | 34600 | 89.87% | 2.06 | 0 | 10 |  |  |  | No | R-410A | 3 | Residential & Commercial | Ducted CEE Tier 1
211229489 | Central HP <5.4 tons | TEMPSTAR | HRCU-A-CB (Split System: Heat Pump with Remote Outdoor Unit-Air-Source) | DLCURAH36ABK |  |  | EA*4X48L24A* | *95ESN0802120A* | 36600 | 15.5 | 8.5 | 38500 | 34800 | 90.39% | 2.1 | 0 | 10 |  |  |  | No | R-410A | 3.05 | Residential & Commercial | Ducted CEE Tier 1
211229541 | Central HP <5.4 tons | TEMPSTAR | HRCU-A-CB (Split System: Heat Pump with Remote Outdoor Unit-Air-Source) | DLCURAH36ABK |  |  | EA*4X48L24A* | *96VSN0802120A* | 36200 | 16 | 8.5 | 38500 | 34600 | 89.87% | 2.06 | 0 | 10 |  |  |  | No | R-410A | 3.0167 | Residential & Commercial | Ducted CEE Tier 1
211229550 | Central HP <5.4 tons | TEMPSTAR | HRCU-A-CB (Split System: Heat Pump with Remote Outdoor Unit-Air-Source) | DLCURAH36ABK |  |  | EA*4X48L24A* | *96VSN1002120A* | 36000 | 16 | 8.5 | 38500 | 34600 | 89.87% | 2.06 | 0 | 10 |  |  |  | No | R-410A | 3 | Residential & Commercial | Ducted CEE Tier 1
211229580 | Central HP <5.4 tons | TEMPSTAR | HRCU-A-CB (Split System: Heat Pump with Remote Outdoor Unit-Air-Source) | DLCURAH36ABK |  |  | EA*4X48L24A* | *95ESU1002120A* | 36200 | 16 | 8.5 | 38500 | 34600 | 89.87% | 2.08 | 0 | 10 |  |  |  | No | R-410A | 3.0167 | Residential & Commercial | Ducted CEE Tier 1
206790508 | Central HP <5.4 tons | BRYANT HEATING AND COOLING SYSTEMS | HRCU-A-CB (Split System: Heat Pump with Remote Outdoor Unit-Air-Source) | 284ANV036*0**B* |  |  | CAP**4821AL*+UI | 83*CA48060C17*** | 33600 | 19.5 | 9.5 | 35000 | 25800 | 73.71% | 2.02 | 12.5 | 11.7 |  |  |  | No | R-410A | 2.8 | Residential & Commercial | Ducted CEE Tier 1
206790531 | Central HP <5.4 tons | BRYANT HEATING AND COOLING SYSTEMS | HRCU-A-CB (Split System: Heat Pump with Remote Outdoor Unit-Air-Source) | 284ANV036*0**B* |  |  | CAP**3721AL*+UI | 935CA48060C17*** | 34200 | 19 | 9 | 35400 | 26000 | 73.45% | 2.02 | 12 | 11.7 |  |  |  | No | R-410A | 2.85 | Residential & Commercial | Ducted CEE Tier 1
206790481 | Central HP <5.4 tons | BRYANT HEATING AND COOLING SYSTEMS | HRCU-A-CB (Split System: Heat Pump with Remote Outdoor Unit-Air-Source) | 284ANV036*0**B* |  |  | CSPH*6012AL*+UI | 986TC42080C17*** | 34200 | 18.5 | 9 | 35000 | 25400 | 72.57% | 2.02 | 12.5 | 11.7 |  |  |  | No | R-410A | 2.85 | Residential & Commercial | Ducted CEE Tier 1
206790535 | Central HP <5.4 tons | BRYANT HEATING AND COOLING SYSTEMS | HRCU-A-CB (Split System: Heat Pump with Remote Outdoor Unit-Air-Source) | 284ANV036*0**B* |  |  | CAP**4221AL*+UI | 935CA60080C21*** | 33000 | 19.45 | 9.5 | 35400 | 26600 | 75.14% | 2 | 12 | 12 |  |  |  | No | R-410A | 2.75 | Residential & Commercial | Ducted CEE Tier 1
206790585 | Central HP <5.4 tons | BRYANT HEATING AND COOLING SYSTEMS | HRCU-A-CB (Split System: Heat Pump with Remote Outdoor Unit-Air-Source) | 284ANV036*0**B* |  |  | CSPH*4812AL*+UI | 88*TA36070C14*** | 34000 | 19 | 9 | 35200 | 26000 | 73.86% | 2.04 | 12 | 11.7 |  |  |  | No | R-410A | 2.8333 | Residential & Commercial | Ducted CEE Tier 1
210720660 | Central HP <5.4 tons | BRYANT HEATING AND COOLING SYSTEMS | HRCU-A-CB (Split System: Heat Pump with Remote Outdoor Unit-Air-Source) | 284ANV036*0**B* |  |  | CAP**6124AL*+UI | 83*CA60100C21*** | 34400 | 19.5 | 9 | 34600 | 25200 | 72.83% | 2 | 0 | 12 |  |  |  | No | R-410A | 2.8667 | Residential & Commercial | Ducted CEE Tier 1
212974655 | Central HP <5.4 tons | AIRQUEST | HRCU-A-CB (Split System: Heat Pump with Remote Outdoor Unit-Air-Source) | DLCURAH18ABK |  |  | EA*4X25L17A* | *96VTN0401410B* | 17700 | 16 | 8.1 | 17700 | 17900 | 101.1% | 2.14 | 0 | 10.5 |  |  |  | No | R-410A | 1.475 | Residential & Commercial | Ducted CEE Tier 1
212974746 | Central HP <5.4 tons | AIRQUEST | HRCU-A-CB (Split System: Heat Pump with Remote Outdoor Unit-Air-Source) | DLCURAH18ABK |  |  | EN(A,D)4X30L17** | *96VTN0401410B* | 17400 | 16 | 8.1 | 18000 | 18700 | 103.9% | 2.24 | 0 | 10.5 |  |  |  | No | R-410A | 1.45 | Residential & Commercial | Ducted CEE Tier 1
212979994 | Central HP <5.4 tons | COMFORTMAKER | HRCU-A-CB (Split System: Heat Pump with Remote Outdoor Unit-Air-Source) | DLCURAH18ABK |  |  | EN(A,D)4X24L17** | *80MS(N,L)0901714A* | 17400 | 16 | 8.5 | 18500 | 19200 | 103.8% | 2.3 | 0 | 10.5 |  |  |  | No | R-410A | 1.45 | Residential & Commercial | Ducted CEE Tier 1
212977781 | Central HP <5.4 tons | AIRQUEST | HRCU-A-CB (Split System: Heat Pump with Remote Outdoor Unit-Air-Source) | DLCURAH18ABK |  |  | EN(A,D)4X18L14** | *80MS(N,L)0451412A* | 17200 | 16 | 8.5 | 18400 | 19800 | 107.6% | 2.4 | 0 | 10.5 |  |  |  | No | R-410A | 1.4333 | Residential & Commercial | Ducted CEE Tier 1
211245838 | Central HP <5.4 tons | BRYANT HEATING AND COOLING SYSTEMS | HRCU-A-CB (Split System: Heat Pump with Remote Outdoor Unit-Air-Source) | 38MURAQ24AB3* |  |  | FX4DNF031L |  | 24200 | 16.5 | 8.5 | 26000 | 22600 | 86.92% | 1.86 | 0 | 10 |  |  |  | No | R-410A | 2.0167 | Residential & Commercial | Ducted CEE Tier 1
212975323 | Central HP <5.4 tons | AIRQUEST | HRCU-A-CB (Split System: Heat Pump with Remote Outdoor Unit-Air-Source) | DLCURAH24ABK |  |  | EA*4X37L21A* | *96VTN0401712B* | 24200 | 16.5 | 8.5 | 25400 | 21600 | 85.04% | 1.8 | 0 | 10 |  |  |  | No | R-410A | 2.0167 | Residential & Commercial | Ducted CEE Tier 1
212979208 | Central HP <5.4 tons | COMFORTMAKER | HRCU-A-CB (Split System: Heat Pump with Remote Outdoor Unit-Air-Source) | DLCURAH24ABK |  |  | EN(A,D)4X24L17** | *80MS(N,L)0701716A* | 23200 | 16.5 | 8.5 | 26800 | 25400 | 94.78% | 2.14 | 0 | 10 |  |  |  | No | R-410A | 1.9333 | Residential & Commercial | Ducted CEE Tier 1
212977649 | Central HP <5.4 tons | AIRQUEST | HRCU-A-CB (Split System: Heat Pump with Remote Outdoor Unit-Air-Source) | DLCURAH24ABK |  |  | EN(A,D)4X24L14** | *80MS(N,L)0451412A* | 23200 | 16.5 | 8.5 | 26800 | 25000 | 93.28% | 2.08 | 0 | 10 |  |  |  | No | R-410A | 1.9333 | Residential & Commercial | Ducted CEE Tier 1
212973224 | Central HP <5.4 tons | AIRQUEST | HRCU-A-CB (Split System: Heat Pump with Remote Outdoor Unit-Air-Source) | DLCURAH24ABK |  |  | EA*4X36L21A* | *96VSN0401712B* | 23400 | 16.5 | 8.5 | 26200 | 24200 | 92.37% | 2 | 0 | 10 |  |  |  | No | R-410A | 1.95 | Residential & Commercial | Ducted CEE Tier 1
212973574 | Central HP <5.4 tons | AIRQUEST | HRCU-A-CB (Split System: Heat Pump with Remote Outdoor Unit-Air-Source) | DLCURAH24ABK |  |  | EA*4X36L17A* | *96VSN0601412B* | 23600 | 17 | 8.5 | 26200 | 24000 | 91.6% | 2 | 0 | 10 |  |  |  | No | R-410A | 1.9667 | Residential & Commercial | Ducted CEE Tier 1
212977603 | Central HP <5.4 tons | COMFORTMAKER | HRCU-A-CB (Split System: Heat Pump with Remote Outdoor Unit-Air-Source) | DLCURAH24ABK |  |  | EA*4X30L14A* | *80MS(N,L)0451412A* | 23600 | 17 | 8.5 | 26400 | 24600 | 93.18% | 2.04 | 0 | 10 |  |  |  | No | R-410A | 1.9667 | Residential & Commercial | Ducted CEE Tier 1
212977651 | Central HP <5.4 tons | COMFORTMAKER | HRCU-A-CB (Split System: Heat Pump with Remote Outdoor Unit-Air-Source) | DLCURAH24ABK |  |  | EN(A,D)4X24L14** | *80MS(N,L)0451412A* | 23200 | 16.5 | 8.5 | 26800 | 25000 | 93.28% | 2.08 | 0 | 10 |  |  |  | No | R-410A | 1.9333 | Residential & Commercial | Ducted CEE Tier 1
211207030 | Central HP <5.4 tons | YORK | HRCU-A-CB (Split System: Heat Pump with Remote Outdoor Unit-Air-Source) | YZV48B21 |  |  | XAMC48HE3N1+CC | YP9C100C20MP13 | 43500 | 19 | 9 | 44500 | 36400 | 81.8% | 2.14 | 0 | 11.7 |  |  |  | No | R-410A | 3.625 | Residential & Commercial | Ducted CEE Tier 1
215939986 | Central HP <5.4 tons | HEIL | HRCU-A-CB (Split System: Heat Pump with Remote Outdoor Unit-Air-Source) | H5H3V36*K*AAA* |  |  | ESH5X36M12A*+WALLCON | *97CTN0802120A* | 33200 | 19 | 9 | 35000 | 26800 | 76.57% | 1.92 | 0 | 11 |  |  |  | No | R-454B | 2.7667 | Residential & Commercial | Ducted CEE Tier 1
215940536 | Central HP <5.4 tons | HEIL | HRCU-A-CB (Split System: Heat Pump with Remote Outdoor Unit-Air-Source) | H5H3V36*K*AAA* |  |  | EVD5X36M21A*+WALLCON | *97CTN0601716A* | 34000 | 20 | 8.5 | 39500 | 28800 | 72.91% | 2.02 | 0 | 11 |  |  |  | No | R-454B | 2.8333 | Residential & Commercial | Ducted CEE Tier 1
211229941 | Central HP <5.4 tons | TEMPSTAR | HRCU-A-CB (Split System: Heat Pump with Remote Outdoor Unit-Air-Source) | DLCURAH36ABK |  |  | EN(A,D,W)4X48L21** | *80ES(N,L)0901714A* | 36600 | 16 | 8.1 | 39500 | 35000 | 88.61% | 2.04 | 0 | 10.5 |  |  |  | No | R-410A | 3.05 | Residential & Commercial | Ducted CEE Tier 1
212970400 | Central HP <5.4 tons | COMFORTMAKER | HRCU-A-CB (Split System: Heat Pump with Remote Outdoor Unit-Air-Source) | DLCURAH36ABK |  |  | EA*4X37L21A* | *80VSL0701716B* | 36400 | 16 | 8.5 | 38000 | 35000 | 92.11% | 2.06 | 0 | 10 |  |  |  | No | R-410A | 3.0333 | Residential & Commercial | Ducted CEE Tier 1
212970480 | Central HP <5.4 tons | COMFORTMAKER | HRCU-A-CB (Split System: Heat Pump with Remote Outdoor Unit-Air-Source) | DLCURAH36ABK |  |  | EN(A,D,W)4X48L21** | *80VSL0701716B* | 36200 | 16 | 8.1 | 38500 | 35000 | 90.91% | 2 | 0 | 10 |  |  |  | No | R-410A | 3.0167 | Residential & Commercial | Ducted CEE Tier 1
212970398 | Central HP <5.4 tons | AIRQUEST | HRCU-A-CB (Split System: Heat Pump with Remote Outdoor Unit-Air-Source) | DLCURAH36ABK |  |  | EA*4X37L21A* | *80VSL0701716B* | 36400 | 16 | 8.5 | 38500 | 35000 | 90.91% | 2.06 | 0 | 10 |  |  |  | No | R-410A | 3.0333 | Residential & Commercial | Ducted CEE Tier 1
212976798 | Central HP <5.4 tons | COMFORTMAKER | HRCU-A-CB (Split System: Heat Pump with Remote Outdoor Unit-Air-Source) | DLCURAH36ABK |  |  | EA*4X48L21A* | *96VTN1002120B* | 35800 | 16.5 | 8.5 | 37800 | 34600 | 91.53% | 2.02 | 0 | 10 |  |  |  | No | R-410A | 2.9833 | Residential & Commercial | Ducted CEE Tier 1
212977082 | Central HP <5.4 tons | COMFORTMAKER | HRCU-A-CB (Split System: Heat Pump with Remote Outdoor Unit-Air-Source) | DLCURAH36ABK |  |  | EA*4X48L21A* | *96VTN1002122B* | 35800 | 16.5 | 8.5 | 37800 | 34600 | 91.53% | 2.02 | 0 | 10 |  |  |  | No | R-410A | 2.9833 | Residential & Commercial | Ducted CEE Tier 1
212979658 | Central HP <5.4 tons | COMFORTMAKER | HRCU-A-CB (Split System: Heat Pump with Remote Outdoor Unit-Air-Source) | DLCURAH36ABK |  |  | EA*4X48L21A* | *80MS(N,L)0901714A* | 35800 | 16.5 | 8.5 | 37800 | 34600 | 91.53% | 2.02 | 0 | 10 |  |  |  | No | R-410A | 2.9833 | Residential & Commercial | Ducted CEE Tier 1
215864637 | Central HP <5.4 tons | TRANE | HRCU-A-CB (Split System: Heat Pump with Remote Outdoor Unit-Air-Source) | 5TWV8X36A1 |  |  | 5TXCC005AS3 | S9V2C100U5PSC+LRP | 32000 | 18.1 | 8.5 | 32800 | 25400 | 77.44% | 2.1 | 0 | 10 |  |  |  | No | R-454B | 2.6667 | Residential & Commercial | Ducted CEE Tier 1
215864639 | Central HP <5.4 tons | TRANE | HRCU-A-CB (Split System: Heat Pump with Remote Outdoor Unit-Air-Source) | 5TWV8X36A1 |  |  | 5TXCC005AS3 | S8V2C080M5PCB | 31800 | 18.1 | 8.5 | 32600 | 25600 | 78.53% | 2.1 | 0 | 10 |  |  |  | No | R-454B | 2.65 | Residential & Commercial | Ducted CEE Tier 1
213780034 | Central HP <5.4 tons | TEMPSTAR | HRCU-A-CB (Split System: Heat Pump with Remote Outdoor Unit-Air-Source) | TVH837GKA** |  |  | EHD4X42AAL+WALLCON | *80CTL1102120B* | 32600 | 16.5 | 8.1 | 32800 | 24600 | 75% | 1.94 | 0 | 11 |  |  |  | No | R-410A | 2.7167 | Residential & Commercial | Ducted CEE Tier 1
210472881 | Central HP <5.4 tons | DAY & NIGHT | HRCU-A-CB (Split System: Heat Pump with Remote Outdoor Unit-Air-Source) | CVH825GKA3* |  |  | EA*4X42L21A*+WALLCON | *80CTL0451712A* | 23600 | 16.5 | 8.1 | 21600 | 16800 | 77.78% | 1.94 | 0 | 10.5 |  |  |  | No | R-410A | 1.9667 | Residential & Commercial | Ducted CEE Tier 1
210474076 | Central HP <5.4 tons | DAY & NIGHT | HRCU-A-CB (Split System: Heat Pump with Remote Outdoor Unit-Air-Source) | CVH825GKA3* |  |  | EN(A,D)4X48L24**+WALLCON | *95CSU1002122A* | 24200 | 17 | 8.1 | 21200 | 16600 | 78.3% | 2.02 | 0 | 11.5 |  |  |  | No | R-410A | 2.0167 | Residential & Commercial | Ducted CEE Tier 1
214491630 | Central HP <5.4 tons | DAIKIN | HRCU-A-CB (Split System: Heat Pump with Remote Outdoor Unit-Air-Source) | DZ6VSA1810A* |  |  | CA*EA1818*4B* | D*80VC0604B*A* | 16600 | 17.5 | 8.5 | 17400 | 13000 | 74.71% | 2.1 | 0 | 10.9 |  |  |  | No | R-410A | 1.3833 | Residential & Commercial | Ducted CEE Tier 1
210474641 | Central HP <5.4 tons | COMFORTMAKER | HRCU-A-CB (Split System: Heat Pump with Remote Outdoor Unit-Air-Source) | CVH825GKA3* |  |  | EHD4X48AAL+WALLCON | *80CTL0901716A* | 24400 | 17 | 8.1 | 21200 | 16500 | 77.83% | 2.04 | 0 | 11 |  |  |  | No | R-410A | 2.0333 | Residential & Commercial | Ducted CEE Tier 1
212978301 | Central HP <5.4 tons | COMFORTMAKER | HRCU-A-CB (Split System: Heat Pump with Remote Outdoor Unit-Air-Source) | DLCURAH18ABK |  |  | EN(A,D)4X18L14** | *80MS(N,L)0701412A* | 17400 | 16 | 8.5 | 18500 | 19700 | 106.5% | 2.38 | 0 | 10.5 |  |  |  | No | R-410A | 1.45 | Residential & Commercial | Ducted CEE Tier 1
212978337 | Central HP <5.4 tons | COMFORTMAKER | HRCU-A-CB (Split System: Heat Pump with Remote Outdoor Unit-Air-Source) | DLCURAH18ABK |  |  | EN(A,D)4X30L14** | *80MS(N,L)0701412A* | 17400 | 16.5 | 8.1 | 18000 | 18700 | 103.9% | 2.26 | 0 | 11 |  |  |  | No | R-410A | 1.45 | Residential & Commercial | Ducted CEE Tier 1
212974642 | Central HP <5.4 tons | AIRQUEST | HRCU-A-CB (Split System: Heat Pump with Remote Outdoor Unit-Air-Source) | DLCURAH18ABK |  |  | EA*4X24L17A* | *96VTN0401410B* | 17200 | 16.5 | 8.5 | 18200 | 19400 | 106.6% | 2.34 | 0 | 10 |  |  |  | No | R-410A | 1.4333 | Residential & Commercial | Ducted CEE Tier 1
212974618 | Central HP <5.4 tons | COMFORTMAKER | HRCU-A-CB (Split System: Heat Pump with Remote Outdoor Unit-Air-Source) | DLCURAH18ABK |  |  | EA*4X19L17A* | *96VTN0401410B* | 17600 | 16 | 8.1 | 17700 | 17900 | 101.1% | 2.16 | 0 | 10.5 |  |  |  | No | R-410A | 1.4667 | Residential & Commercial | Ducted CEE Tier 1
212975402 | Central HP <5.4 tons | COMFORTMAKER | HRCU-A-CB (Split System: Heat Pump with Remote Outdoor Unit-Air-Source) | DLCURAH18ABK |  |  | EA*4X24L17A* | *96VTN0601412B* | 17300 | 16 | 8.5 | 18200 | 19400 | 106.6% | 2.34 | 0 | 10.5 |  |  |  | No | R-410A | 1.4417 | Residential & Commercial | Ducted CEE Tier 1
212977711 | Central HP <5.4 tons | COMFORTMAKER | HRCU-A-CB (Split System: Heat Pump with Remote Outdoor Unit-Air-Source) | DLCURAH18ABK |  |  | EA*4X19L17A* | *80MS(N,L)0451412A* | 18000 | 16.5 | 8.5 | 17900 | 17800 | 99.44% | 2.16 | 0 | 11 |  |  |  | No | R-410A | 1.5 | Residential & Commercial | Ducted CEE Tier 1
212975422 | Central HP <5.4 tons | AIRQUEST | HRCU-A-CB (Split System: Heat Pump with Remote Outdoor Unit-Air-Source) | DLCURAH18ABK |  |  | EA*4X30L14A* | *96VTN0601412B* | 17400 | 16.5 | 8.5 | 18000 | 18900 | 105% | 2.28 | 0 | 10.5 |  |  |  | No | R-410A | 1.45 | Residential & Commercial | Ducted CEE Tier 1
212978669 | Central HP <5.4 tons | COMFORTMAKER | HRCU-A-CB (Split System: Heat Pump with Remote Outdoor Unit-Air-Source) | DLCURAH24ABK |  |  | EA*4X36L21A* | *80MS(N,L)0701712A* | 23600 | 17.5 | 8.5 | 26000 | 24000 | 92.31% | 2 | 0 | 10 |  |  |  | No | R-410A | 1.9667 | Residential & Commercial | Ducted CEE Tier 1
212975279 | Central HP <5.4 tons | AIRQUEST | HRCU-A-CB (Split System: Heat Pump with Remote Outdoor Unit-Air-Source) | DLCURAH24ABK |  |  | EA*4X30L17A* | *96VTN0401712B* | 23200 | 16 | 8.5 | 26400 | 25200 | 95.45% | 2.08 | 0 | 10 |  |  |  | No | R-410A | 1.9333 | Residential & Commercial | Ducted CEE Tier 1
212979922 | Central HP <5.4 tons | COMFORTMAKER | HRCU-A-CB (Split System: Heat Pump with Remote Outdoor Unit-Air-Source) | DLCURAH24ABK |  |  | EN(A,D,W)4X36L17** | *80MS(N,L)0901714A* | 23600 | 17 | 8.5 | 26400 | 24400 | 92.42% | 2.02 | 0 | 10.5 |  |  |  | No | R-410A | 1.9667 | Residential & Commercial | Ducted CEE Tier 1
212977000 | Central HP <5.4 tons | AIRQUEST | HRCU-A-CB (Split System: Heat Pump with Remote Outdoor Unit-Air-Source) | DLCURAH24ABK |  |  | EN(A,D)4X36L21** | *96VTN1002122B* | 23800 | 17 | 8.5 | 26400 | 23800 | 90.15% | 1.98 | 0 | 10.5 |  |  |  | No | R-410A | 1.9833 | Residential & Commercial | Ducted CEE Tier 1
212973884 | Central HP <5.4 tons | AIRQUEST | HRCU-A-CB (Split System: Heat Pump with Remote Outdoor Unit-Air-Source) | DLCURAH24ABK |  |  | EA*4X37L21A* | *96VSN0801716B* | 24600 | 17 | 8.5 | 25200 | 21200 | 84.13% | 1.78 | 0 | 10.5 |  |  |  | No | R-410A | 2.05 | Residential & Commercial | Ducted CEE Tier 1
212977627 | Central HP <5.4 tons | COMFORTMAKER | HRCU-A-CB (Split System: Heat Pump with Remote Outdoor Unit-Air-Source) | DLCURAH24ABK |  |  | EA*4X36L17A* | *80MS(N,L)0451412A* | 23800 | 17 | 8.5 | 26200 | 23800 | 90.84% | 1.96 | 0 | 10 |  |  |  | No | R-410A | 1.9833 | Residential & Commercial | Ducted CEE Tier 1
212975653 | Central HP <5.4 tons | AIRQUEST | HRCU-A-CB (Split System: Heat Pump with Remote Outdoor Unit-Air-Source) | DLCURAH24ABK |  |  | EA*4X25L17A* | *96VTN0601412B* | 24000 | 17 | 8.5 | 25000 | 21800 | 87.2% | 1.82 | 0 | 10 |  |  |  | No | R-410A | 2 | Residential & Commercial | Ducted CEE Tier 1
213771584 | Central HP <5.4 tons | TEMPSTAR | HRCU-A-CB (Split System: Heat Pump with Remote Outdoor Unit-Air-Source) | TVH825GKA2* |  |  | EA*4X48L21A*+WALLCON | *80CTL0901716B* | 24200 | 17 | 8.1 | 20800 | 16500 | 79.33% | 2.02 | 0 | 11 |  |  |  | No | R-410A | 2.0167 | Residential & Commercial | Ducted CEE Tier 1
213771634 | Central HP <5.4 tons | TEMPSTAR | HRCU-A-CB (Split System: Heat Pump with Remote Outdoor Unit-Air-Source) | TVH825GKA2* |  |  | EA*4X48L21A*+WALLCON | *97CMN0801714B* | 24000 | 16.5 | 8.1 | 21000 | 16600 | 79.05% | 2 | 0 | 11 |  |  |  | No | R-410A | 2 | Residential & Commercial | Ducted CEE Tier 1
213771034 | Central HP <5.4 tons | TEMPSTAR | HRCU-A-CB (Split System: Heat Pump with Remote Outdoor Unit-Air-Source) | TVH825GKA2* |  |  | EA*4X37L17A*+WALLCON | *80CTL0451712B* | 24000 | 16 | 8.1 | 21600 | 16800 | 77.78% | 1.98 | 0 | 10.5 |  |  |  | No | R-410A | 2 | Residential & Commercial | Ducted CEE Tier 1
213771704 | Central HP <5.4 tons | TEMPSTAR | HRCU-A-CB (Split System: Heat Pump with Remote Outdoor Unit-Air-Source) | TVH825GKA2* |  |  | EA*4X48L24A*+WALLCON | *80CTL1352422B* | 24200 | 17 | 8.1 | 21000 | 16500 | 78.57% | 2.02 | 0 | 11 |  |  |  | No | R-410A | 2.0167 | Residential & Commercial | Ducted CEE Tier 1
213772104 | Central HP <5.4 tons | TEMPSTAR | HRCU-A-CB (Split System: Heat Pump with Remote Outdoor Unit-Air-Source) | TVH825GKA2* |  |  | EHD4X36AAL+WALLCON | *80CTL0701412B* | 24000 | 16.5 | 8.1 | 21400 | 16600 | 77.57% | 1.98 | 0 | 10.5 |  |  |  | No | R-410A | 2 | Residential & Commercial | Ducted CEE Tier 1
215487462 | Central HP <5.4 tons | DAIKIN | HRCU-A-CB (Split System: Heat Pump with Remote Outdoor Unit-Air-Source) | DH7VSA4810A* |  |  | CHPEA6030*3A* | D*96VC1205DNA* | 45500 | 16.5 | 8.5 | 46500 | 33600 | 72.26% | 2 | 0 | 10 |  |  |  | No | R-32 | 3.7917 | Residential & Commercial | Ducted CEE Tier 1
213780084 | Central HP <5.4 tons | TEMPSTAR | HRCU-A-CB (Split System: Heat Pump with Remote Outdoor Unit-Air-Source) | TVH837GKA** |  |  | EHD4X42AAL+WALLCON | *97CMN1002122B* | 32600 | 16.5 | 8.1 | 33000 | 24600 | 74.55% | 1.94 | 0 | 11 |  |  |  | No | R-410A | 2.7167 | Residential & Commercial | Ducted CEE Tier 1
213780184 | Central HP <5.4 tons | TEMPSTAR | HRCU-A-CB (Split System: Heat Pump with Remote Outdoor Unit-Air-Source) | TVH837GKA** |  |  | EHD4X48AAL+WALLCON | *80CTL0902120B* | 32600 | 16.5 | 8.1 | 33000 | 24800 | 75.15% | 1.96 | 0 | 11 |  |  |  | No | R-410A | 2.7167 | Residential & Commercial | Ducted CEE Tier 1
213780434 | Central HP <5.4 tons | TEMPSTAR | HRCU-A-CB (Split System: Heat Pump with Remote Outdoor Unit-Air-Source) | TVH837GKA** |  |  | EHD4X60AAL+WALLCON | *96CTN0801714B* | 32800 | 16.5 | 8.1 | 32200 | 25000 | 77.64% | 1.98 | 0 | 11 |  |  |  | No | R-410A | 2.7333 | Residential & Commercial | Ducted CEE Tier 1
215487392 | Central HP <5.4 tons | DAIKIN | HRCU-A-CB (Split System: Heat Pump with Remote Outdoor Unit-Air-Source) | DH7VSA2410A* |  |  | CHPEA3026*3A* | D*96VC0803BNA* | 23200 | 19 | 8.6 | 23200 | 17000 | 73.28% | 2 | 0 | 11 |  |  |  | No | R-32 | 1.9333 | Residential & Commercial | Ducted CEE Tier 1
215487388 | Central HP <5.4 tons | DAIKIN | HRCU-A-CB (Split System: Heat Pump with Remote Outdoor Unit-Air-Source) | DH7VSA2410A* |  |  | CHPEA3026*3A* | D*80VC0805C*A* | 23200 | 19 | 8.6 | 23200 | 17000 | 73.28% | 2 | 0 | 11 |  |  |  | No | R-32 | 1.9333 | Residential & Commercial | Ducted CEE Tier 1
215487437 | Central HP <5.4 tons | DAIKIN | HRCU-A-CB (Split System: Heat Pump with Remote Outdoor Unit-Air-Source) | DH7VSA4210A* |  |  | CHPEA6030*3A* | D*96VC1005DNA* | 40500 | 17 | 8.6 | 41000 | 31000 | 75.61% | 2 | 0 | 10 |  |  |  | No | R-32 | 3.375 | Residential & Commercial | Ducted CEE Tier 1
210596405 | Central HP <5.4 tons | BRYANT HEATING AND COOLING SYSTEMS | HRCU-A-CB (Split System: Heat Pump with Remote Outdoor Unit-Air-Source) | 288BNV025*0**B* |  |  | CNPV*4824AL*+UI | 935CA60080C21*** | 24200 | 17 | 8.1 | 21200 | 16600 | 78.3% | 2.02 | 0 | 11.5 |  |  |  | No | R-410A | 2.0167 | Residential & Commercial | Ducted CEE Tier 1
210596430 | Central HP <5.4 tons | BRYANT HEATING AND COOLING SYSTEMS | HRCU-A-CB (Split System: Heat Pump with Remote Outdoor Unit-Air-Source) | 288BNV025*0**B* |  |  | CSPH*4212AL*+UI | 987MB66100C21*** | 24200 | 16 | 8.1 | 21400 | 16600 | 77.57% | 2 | 0 | 10.5 |  |  |  | No | R-410A | 2.0167 | Residential & Commercial | Ducted CEE Tier 1
215487366 | Central HP <5.4 tons | DAIKIN | HRCU-A-CB (Split System: Heat Pump with Remote Outdoor Unit-Air-Source) | DH7VSA2410A* |  |  | CA*EA3022*3A* | D*80VC0805C*A* | 23200 | 19 | 8.6 | 23200 | 17000 | 73.28% | 2 | 0 | 11 |  |  |  | No | R-32 | 1.9333 | Residential & Commercial | Ducted CEE Tier 1
213872269 | Central HP <5.4 tons | DAIKIN | HRCU-A-CB (Split System: Heat Pump with Remote Outdoor Unit-Air-Source) | DZ6VSA481EA* |  |  | CA*EA6030*4A* | D*97MC1005CNA* | 44000 | 17 | 8.5 | 44000 | 31000 | 70.45% | 2 | 0 | 10 |  |  |  | No | R-410A | 3.6667 | Residential & Commercial | Ducted CEE Tier 1
206790428 | Central HP <5.4 tons | BRYANT HEATING AND COOLING SYSTEMS | HRCU-A-CB (Split System: Heat Pump with Remote Outdoor Unit-Air-Source) | 284ANV036*0**B* |  |  | CSPH*3612AL*+UI | 88*TA48070C17*** | 33600 | 18 | 9 | 35400 | 26200 | 74.01% | 2.02 | 12 | 11.7 |  |  |  | No | R-410A | 2.8 | Residential & Commercial | Ducted CEE Tier 1
206790434 | Central HP <5.4 tons | BRYANT HEATING AND COOLING SYSTEMS | HRCU-A-CB (Split System: Heat Pump with Remote Outdoor Unit-Air-Source) | 284ANV036*0**B* |  |  | CSPH*3612AL*+UI | 986TC66120C24*** | 33800 | 18.5 | 9 | 35200 | 26200 | 74.43% | 2.02 | 12.5 | 11.7 |  |  |  | No | R-410A | 2.8167 | Residential & Commercial | Ducted CEE Tier 1
206790441 | Central HP <5.4 tons | BRYANT HEATING AND COOLING SYSTEMS | HRCU-A-CB (Split System: Heat Pump with Remote Outdoor Unit-Air-Source) | 284ANV036*0**B* |  |  | CSPH*3612AL*+UI | 88*TA48090C17*** | 33800 | 19 | 9 | 35200 | 26200 | 74.43% | 2.02 | 12.5 | 12 |  |  |  | No | R-410A | 2.8167 | Residential & Commercial | Ducted CEE Tier 1
206790443 | Central HP <5.4 tons | BRYANT HEATING AND COOLING SYSTEMS | HRCU-A-CB (Split System: Heat Pump with Remote Outdoor Unit-Air-Source) | 284ANV036*0**B* |  |  | CSPH*3612AL*+UI | 987MB60060C21*** | 33400 | 17.5 | 9 | 35400 | 26400 | 74.58% | 2 | 12 | 11 |  |  |  | No | R-410A | 2.7833 | Residential & Commercial | Ducted CEE Tier 1
206790450 | Central HP <5.4 tons | BRYANT HEATING AND COOLING SYSTEMS | HRCU-A-CB (Split System: Heat Pump with Remote Outdoor Unit-Air-Source) | 284ANV036*0**B* |  |  | CSPH*4212AL*+UI | 986TC66120C24*** | 34000 | 18.5 | 9 | 35200 | 26000 | 73.86% | 2.04 | 12.5 | 12 |  |  |  | No | R-410A | 2.8333 | Residential & Commercial | Ducted CEE Tier 1
206790498 | Central HP <5.4 tons | BRYANT HEATING AND COOLING SYSTEMS | HRCU-A-CB (Split System: Heat Pump with Remote Outdoor Unit-Air-Source) | 284ANV036*0**B* |  |  | CAP**4221AL*+UI | 83*CA48060C17*** | 33000 | 19 | 9 | 35600 | 26600 | 74.72% | 1.98 | 12 | 11.7 |  |  |  | No | R-410A | 2.75 | Residential & Commercial | Ducted CEE Tier 1
206790525 | Central HP <5.4 tons | BRYANT HEATING AND COOLING SYSTEMS | HRCU-A-CB (Split System: Heat Pump with Remote Outdoor Unit-Air-Source) | 284ANV036*0**B* |  |  | CSPH*4212AL*+UI | 83*CA60100C21*** | 33800 | 18 | 9 | 35200 | 26000 | 73.86% | 2.02 | 12.5 | 11.7 |  |  |  | No | R-410A | 2.8167 | Residential & Commercial | Ducted CEE Tier 1
206790550 | Central HP <5.4 tons | BRYANT HEATING AND COOLING SYSTEMS | HRCU-A-CB (Split System: Heat Pump with Remote Outdoor Unit-Air-Source) | 284ANV036*0**B* |  |  | CNPV*4821AL*+UI | 935CA60080C21*** | 33800 | 19.5 | 9 | 35000 | 26000 | 74.29% | 2.04 | 13 | 12.5 |  |  |  | No | R-410A | 2.8167 | Residential & Commercial | Ducted CEE Tier 1
206790561 | Central HP <5.4 tons | BRYANT HEATING AND COOLING SYSTEMS | HRCU-A-CB (Split System: Heat Pump with Remote Outdoor Unit-Air-Source) | 284ANV036*0**B* |  |  | CAP**4221AL*+UI | 88*TA36045C17*** | 32600 | 18.5 | 9 | 35800 | 26800 | 74.86% | 1.96 | 11.5 | 11 |  |  |  | No | R-410A | 2.7167 | Residential & Commercial | Ducted CEE Tier 1
210720634 | Central HP <5.4 tons | BRYANT HEATING AND COOLING SYSTEMS | HRCU-A-CB (Split System: Heat Pump with Remote Outdoor Unit-Air-Source) | 284ANV036*0**B* |  |  | CAP**3717AL*+UI | 986TC42080C17*** | 33800 | 18.5 | 9.5 | 35600 | 26200 | 73.6% | 2 | 0 | 11.7 |  |  |  | No | R-410A | 2.8167 | Residential & Commercial | Ducted CEE Tier 1
214626020 | Central HP <5.4 tons | LENNOX | HRCU-A-CB (Split System: Heat Pump with Remote Outdoor Unit-Air-Source) | SL25XPV-024-230A** |  |  | CK40HT-42B-0*+TDR | EL296UH045XV36B* | 22800 | 22.6 | 9.5 | 21200 | 20000 | 94.34% | 1.96 | 0 | 14.5 |  |  |  | No | R-410A | 1.9 | Residential & Commercial | Ducted CEE Tier 1
215487446 | Central HP <5.4 tons | DAIKIN | HRCU-A-CB (Split System: Heat Pump with Remote Outdoor Unit-Air-Source) | DH7VSA4810A* |  |  | CA*EA6030*3A* | D*96VC1205DNA* | 45500 | 16.5 | 8.8 | 47000 | 33600 | 71.49% | 2 | 0 | 10 |  |  |  | No | R-32 | 3.7917 | Residential & Commercial | Ducted CEE Tier 1
215668828 | Central HP <5.4 tons | HEIL | HRCU-A-CB (Split System: Heat Pump with Remote Outdoor Unit-Air-Source) | H5H0V36*K*AAA* |  |  | EA*5X42M21A*+WALLCON | *80CTL0702120B* | 33000 | 17.5 | 9 | 35800 | 25600 | 71.51% | 1.86 | 0 | 10 |  |  |  | No | R-454B | 2.75 | Residential & Commercial | Ducted CEE Tier 1
215668660 | Central HP <5.4 tons | HEIL | HRCU-A-CB (Split System: Heat Pump with Remote Outdoor Unit-Air-Source) | H5H0V36*K*AAA* |  |  | EA*5X37M21A*+WALLCON | *80CTL0701716B* | 34400 | 18 | 9 | 35400 | 25200 | 71.19% | 1.9 | 0 | 10 |  |  |  | No | R-454B | 2.8667 | Residential & Commercial | Ducted CEE Tier 1
215668844 | Central HP <5.4 tons | HEIL | HRCU-A-CB (Split System: Heat Pump with Remote Outdoor Unit-Air-Source) | H5H0V36*K*AAA* |  |  | EA*5X42M21A*+WALLCON | *80CTL0902120B* | 33200 | 18 | 9 | 35800 | 25600 | 71.51% | 1.86 | 0 | 10 |  |  |  | No | R-454B | 2.7667 | Residential & Commercial | Ducted CEE Tier 1
210720650 | Central HP <5.4 tons | BRYANT HEATING AND COOLING SYSTEMS | HRCU-A-CB (Split System: Heat Pump with Remote Outdoor Unit-Air-Source) | 284ANV036*0**B* |  |  | CAP**6121AL*+UI | 83*CA48060C17*** | 34400 | 20 | 9 | 34600 | 25200 | 72.83% | 2 | 0 | 12 |  |  |  | No | R-410A | 2.8667 | Residential & Commercial | Ducted CEE Tier 1
210720664 | Central HP <5.4 tons | BRYANT HEATING AND COOLING SYSTEMS | HRCU-A-CB (Split System: Heat Pump with Remote Outdoor Unit-Air-Source) | 284ANV036*0**B* |  |  | CAP**6124AL*+UI | 935CA66100C21*** | 34800 | 20 | 9 | 34400 | 25000 | 72.67% | 2.02 | 0 | 12.5 |  |  |  | No | R-410A | 2.9 | Residential & Commercial | Ducted CEE Tier 1
206790557 | Central HP <5.4 tons | BRYANT HEATING AND COOLING SYSTEMS | HRCU-A-CB (Split System: Heat Pump with Remote Outdoor Unit-Air-Source) | 284ANV036*0**B* |  |  | CSPH*4212AL*+UI | 935CA66100C21*** | 34000 | 18.5 | 9 | 35000 | 26000 | 74.29% | 2.04 | 12.5 | 12 |  |  |  | No | R-410A | 2.8333 | Residential & Commercial | Ducted CEE Tier 1
206790566 | Central HP <5.4 tons | BRYANT HEATING AND COOLING SYSTEMS | HRCU-A-CB (Split System: Heat Pump with Remote Outdoor Unit-Air-Source) | 284ANV036*0**B* |  |  | CNPV*4821AL*+UI | 88*TA36045C17*** | 33400 | 19 | 9 | 35400 | 26400 | 74.58% | 2 | 12 | 11.7 |  |  |  | No | R-410A | 2.7833 | Residential & Commercial | Ducted CEE Tier 1
206790584 | Central HP <5.4 tons | BRYANT HEATING AND COOLING SYSTEMS | HRCU-A-CB (Split System: Heat Pump with Remote Outdoor Unit-Air-Source) | 284ANV036*0**B* |  |  | CSPH*4212AL*+UI | 88*TA36070C14*** | 33800 | 19 | 9 | 35200 | 26000 | 73.86% | 2.02 | 12 | 11.7 |  |  |  | No | R-410A | 2.8167 | Residential & Commercial | Ducted CEE Tier 1
210720672 | Central HP <5.4 tons | BRYANT HEATING AND COOLING SYSTEMS | HRCU-A-CB (Split System: Heat Pump with Remote Outdoor Unit-Air-Source) | 284ANV036*0**B* |  |  | CNPV*4821AL*+UI | 83*CA36040C17*** | 33800 | 19.5 | 9 | 35200 | 26000 | 73.86% | 2.02 | 0 | 12 |  |  |  | No | R-410A | 2.8167 | Residential & Commercial | Ducted CEE Tier 1
212975719 | Central HP <5.4 tons | AIRQUEST | HRCU-A-CB (Split System: Heat Pump with Remote Outdoor Unit-Air-Source) | DLCURAH24ABK |  |  | EN(A,D)4X24L17** | *96VTN0601412B* | 23200 | 16.5 | 8.5 | 26800 | 25400 | 94.78% | 2.12 | 0 | 10 |  |  |  | No | R-410A | 1.9333 | Residential & Commercial | Ducted CEE Tier 1
212975686 | Central HP <5.4 tons | AIRQUEST | HRCU-A-CB (Split System: Heat Pump with Remote Outdoor Unit-Air-Source) | DLCURAH24ABK |  |  | EA*4X36L17A* | *96VTN0601412B* | 23600 | 17 | 8.5 | 26200 | 24000 | 91.6% | 2 | 0 | 10 |  |  |  | No | R-410A | 1.9667 | Residential & Commercial | Ducted CEE Tier 1
212979496 | Central HP <5.4 tons | COMFORTMAKER | HRCU-A-CB (Split System: Heat Pump with Remote Outdoor Unit-Air-Source) | DLCURAH24ABK |  |  | EA*4X36L21A* | *80MS(N,L)0702116A* | 24000 | 17.5 | 8.5 | 26400 | 23400 | 88.64% | 1.94 | 0 | 10 |  |  |  | No | R-410A | 2 | Residential & Commercial | Ducted CEE Tier 1
212978177 | Central HP <5.4 tons | AIRQUEST | HRCU-A-CB (Split System: Heat Pump with Remote Outdoor Unit-Air-Source) | DLCURAH24ABK |  |  | EN(A,D)4X24L17** | *80MS(N,L)0701412A* | 23200 | 17 | 8.5 | 26800 | 25400 | 94.78% | 2.14 | 0 | 10 |  |  |  | No | R-410A | 1.9333 | Residential & Commercial | Ducted CEE Tier 1
212978645 | Central HP <5.4 tons | AIRQUEST | HRCU-A-CB (Split System: Heat Pump with Remote Outdoor Unit-Air-Source) | DLCURAH24ABK |  |  | EA*4X30L17A* | *80MS(N,L)0701712A* | 23400 | 17.5 | 8.5 | 26200 | 25000 | 95.42% | 2.1 | 0 | 10 |  |  |  | No | R-410A | 1.95 | Residential & Commercial | Ducted CEE Tier 1
214229382 | Central HP <5.4 tons | DAY & NIGHT | HRCU-A-CB (Split System: Heat Pump with Remote Outdoor Unit-Air-Source) | DLCURAH24ABK |  |  | EA*4X37L21A* | *80MSU0802120A* | 24200 | 17.5 | 8.5 | 25000 | 21400 | 85.6% | 1.8 | 0 | 10 |  |  |  | No | R-410A | 2.0167 | Residential & Commercial | Ducted CEE Tier 1
214229129 | Central HP <5.4 tons | DAY & NIGHT | HRCU-A-CB (Split System: Heat Pump with Remote Outdoor Unit-Air-Source) | DLCURAH24ABK |  |  | EA*4X24L17A* | *80MSU0601716A* | 23400 | 17 | 9 | 26200 | 26000 | 99.24% | 2.2 | 0 | 10 |  |  |  | No | R-410A | 1.95 | Residential & Commercial | Ducted CEE Tier 1
212978261 | Central HP <5.4 tons | AIRQUEST | HRCU-A-CB (Split System: Heat Pump with Remote Outdoor Unit-Air-Source) | DLCURAH18ABK |  |  | EA*4X25L17A* | *80MS(N,L)0701412A* | 18200 | 17 | 8.5 | 18000 | 17600 | 97.78% | 2.14 | 0 | 11 |  |  |  | No | R-410A | 1.5167 | Residential & Commercial | Ducted CEE Tier 1
212973704 | Central HP <5.4 tons | AIRQUEST | HRCU-A-CB (Split System: Heat Pump with Remote Outdoor Unit-Air-Source) | DLCURAH18ABK |  |  | EN(A,D)4X30L17** | *96VSN0801716B* | 17500 | 16 | 8.1 | 18000 | 18700 | 103.9% | 2.24 | 0 | 11 |  |  |  | No | R-410A | 1.4583 | Residential & Commercial | Ducted CEE Tier 1
212974629 | Central HP <5.4 tons | AIRQUEST | HRCU-A-CB (Split System: Heat Pump with Remote Outdoor Unit-Air-Source) | DLCURAH18ABK |  |  | EA*4X24L14A* | *96VTN0401410B* | 17300 | 15.5 | 8.5 | 18400 | 19400 | 105.4% | 2.32 | 0 | 10.5 |  |  |  | No | R-410A | 1.4417 | Residential & Commercial | Ducted CEE Tier 1
212978325 | Central HP <5.4 tons | COMFORTMAKER | HRCU-A-CB (Split System: Heat Pump with Remote Outdoor Unit-Air-Source) | DLCURAH18ABK |  |  | EN(A,D)4X24L17** | *80MS(N,L)0701412A* | 17600 | 16.5 | 8.5 | 18500 | 19100 | 103.2% | 2.3 | 0 | 11 |  |  |  | No | R-410A | 1.4667 | Residential & Commercial | Ducted CEE Tier 1
212974681 | Central HP <5.4 tons | AIRQUEST | HRCU-A-CB (Split System: Heat Pump with Remote Outdoor Unit-Air-Source) | DLCURAH18ABK |  |  | EA*4X30L17A* | *96VTN0401410B* | 17300 | 16 | 8.5 | 18100 | 18900 | 104.4% | 2.26 | 0 | 10.5 |  |  |  | No | R-410A | 1.4417 | Residential & Commercial | Ducted CEE Tier 1
215937980 | Central HP <5.4 tons | DAY & NIGHT | HRCU-A-CB (Split System: Heat Pump with Remote Outdoor Unit-Air-Source) | C5H3V48*K*AAA* |  |  | EVD5X48M24A*+WALLCON | *96CTN1002122B* | 44500 | 20 | 8.1 | 52000 | 38000 | 73.08% | 1.9 | 0 | 11 |  |  |  | No | R-454B | 3.7083 | Residential & Commercial | Ducted CEE Tier 1
215937010 | Central HP <5.4 tons | DAY & NIGHT | HRCU-A-CB (Split System: Heat Pump with Remote Outdoor Unit-Air-Source) | C5H3V48*K*AAA* |  |  | EVM5X48M21A*+WALLCON | *80CTL0901716B* | 43500 | 20 | 8.1 | 52500 | 37600 | 71.62% | 2 | 0 | 11.5 |  |  |  | No | R-454B | 3.625 | Residential & Commercial | Ducted CEE Tier 1
215938030 | Central HP <5.4 tons | DAY & NIGHT | HRCU-A-CB (Split System: Heat Pump with Remote Outdoor Unit-Air-Source) | C5H3V48*K*AAA* |  |  | EVD5X49M24A*+WALLCON | *80CTL1102120B* | 45500 | 21 | 8.1 | 52500 | 38000 | 72.38% | 1.95 | 0 | 11.5 |  |  |  | No | R-454B | 3.7917 | Residential & Commercial | Ducted CEE Tier 1
210470887 | Central HP <5.4 tons | BRYANT HEATING AND COOLING SYSTEMS | HRCU-A-CB (Split System: Heat Pump with Remote Outdoor Unit-Air-Source) | 288BNV037*0**B* |  |  | CNPV*6024AL*+UI | 935CA66100C21*** | 32800 | 18 | 8.1 | 32200 | 24600 | 76.4% | 1.98 | 0 | 12 |  |  |  | No | R-410A | 2.7333 | Residential & Commercial | Ducted CEE Tier 1
210471019 | Central HP <5.4 tons | BRYANT HEATING AND COOLING SYSTEMS | HRCU-A-CB (Split System: Heat Pump with Remote Outdoor Unit-Air-Source) | 288BNV037*0**B* |  |  | CSPH*3612AL*+UI | 935CA60080C21*** | 32200 | 16.5 | 8.1 | 33200 | 24600 | 74.1% | 1.94 | 0 | 11 |  |  |  | No | R-410A | 2.6833 | Residential & Commercial | Ducted CEE Tier 1
211245573 | Central HP <5.4 tons | TEMPSTAR | HRCU-A-CB (Split System: Heat Pump with Remote Outdoor Unit-Air-Source) | DLCURAH24ABK |  |  | EN(A,D)4X36L21** | *96VTN1002120A* | 23800 | 16.5 | 8.1 | 26000 | 23400 | 90% | 1.94 | 0 | 10.5 |  |  |  | No | R-410A | 1.9833 | Residential & Commercial | Ducted CEE Tier 1
212973284 | Central HP <5.4 tons | AIRQUEST | HRCU-A-CB (Split System: Heat Pump with Remote Outdoor Unit-Air-Source) | DLCURAH24ABK |  |  | EN(A,D)4X36L21** | *96VSN0401712B* | 23200 | 16 | 8.1 | 26200 | 24800 | 94.66% | 2.06 | 0 | 10 |  |  |  | No | R-410A | 1.9333 | Residential & Commercial | Ducted CEE Tier 1
212977639 | Central HP <5.4 tons | COMFORTMAKER | HRCU-A-CB (Split System: Heat Pump with Remote Outdoor Unit-Air-Source) | DLCURAH24ABK |  |  | EA*4X37L17A* | *80MS(N,L)0451412A* | 24200 | 17 | 8.5 | 25200 | 22000 | 87.3% | 1.84 | 0 | 10 |  |  |  | No | R-410A | 2.0167 | Residential & Commercial | Ducted CEE Tier 1
212977687 | Central HP <5.4 tons | COMFORTMAKER | HRCU-A-CB (Split System: Heat Pump with Remote Outdoor Unit-Air-Source) | DLCURAH24ABK |  |  | EN(A,D)4X30L17** | *80MS(N,L)0451412A* | 23600 | 17 | 8.5 | 26400 | 24200 | 91.67% | 2 | 0 | 10.5 |  |  |  | No | R-410A | 1.9667 | Residential & Commercial | Ducted CEE Tier 1
212975058 | Central HP <5.4 tons | AIRQUEST | HRCU-A-CB (Split System: Heat Pump with Remote Outdoor Unit-Air-Source) | DLCURAH24ABK |  |  | EN(A,D,W)4X36L17** | *96VTN0401410B* | 23400 | 16 | 8.1 | 26400 | 24600 | 93.18% | 2.04 | 0 | 10 |  |  |  | No | R-410A | 1.95 | Residential & Commercial | Ducted CEE Tier 1
212978167 | Central HP <5.4 tons | COMFORTMAKER | HRCU-A-CB (Split System: Heat Pump with Remote Outdoor Unit-Air-Source) | DLCURAH24ABK |  |  | EN(A,D)4X24L14** | *80MS(N,L)0701412A* | 23200 | 17 | 8.5 | 26800 | 25400 | 94.78% | 2.14 | 0 | 10 |  |  |  | No | R-410A | 1.9333 | Residential & Commercial | Ducted CEE Tier 1
215940606 | Central HP <5.4 tons | HEIL | HRCU-A-CB (Split System: Heat Pump with Remote Outdoor Unit-Air-Source) | H5H3V36*K*AAA* |  |  | EVD5X38M17A*+WALLCON | *97CTN0801716A* | 35200 | 21 | 8.5 | 38500 | 29200 | 75.84% | 2.06 | 0 | 11.7 |  |  |  | No | R-454B | 2.9333 | Residential & Commercial | Ducted CEE Tier 1
215487402 | Central HP <5.4 tons | DAIKIN | HRCU-A-CB (Split System: Heat Pump with Remote Outdoor Unit-Air-Source) | DH7VSA3610A* |  |  | CA*EA4830*3A* | D*80VC0804C*A* | 34800 | 18.5 | 8.5 | 35000 | 28400 | 81.14% | 2 | 0 | 10.5 |  |  |  | No | R-32 | 2.9 | Residential & Commercial | Ducted CEE Tier 1
215487404 | Central HP <5.4 tons | DAIKIN | HRCU-A-CB (Split System: Heat Pump with Remote Outdoor Unit-Air-Source) | DH7VSA3610A* |  |  | CA*EA6030*3A* | D*80VC0805D*A* | 35000 | 18.5 | 8.5 | 35000 | 28400 | 81.14% | 2 | 0 | 10.5 |  |  |  | No | R-32 | 2.9167 | Residential & Commercial | Ducted CEE Tier 1
204299746 | Central HP <5.4 tons | BRYANT HEATING AND COOLING SYSTEMS | HRCU-A-CB (Split System: Heat Pump with Remote Outdoor Unit-Air-Source) | 288BNV037*0**A* |  |  | CNPV*4821AL*+UI | 88*TA60090C21*** | 32400 | 17.5 | 8.1 | 33000 | 24800 | 75.15% | 1.96 | 12 | 11.7 |  |  |  | No | R-410A | 2.7 | Residential & Commercial | Ducted CEE Tier 1
204300180 | Central HP <5.4 tons | BRYANT HEATING AND COOLING SYSTEMS | HRCU-A-CB (Split System: Heat Pump with Remote Outdoor Unit-Air-Source) | 288BNV037*0**A* |  |  | CSPH*3612AL*+UI | 986TC66100C21*** | 32200 | 16.5 | 8.1 | 33200 | 24800 | 74.7% | 1.94 | 11.5 | 11 |  |  |  | No | R-410A | 2.6833 | Residential & Commercial | Ducted CEE Tier 1
206136125 | Central HP <5.4 tons | BRYANT HEATING AND COOLING SYSTEMS | HRCU-A-CB (Split System: Heat Pump with Remote Outdoor Unit-Air-Source) | 288BNV037*0**A* |  |  | CAP**4224AL*+UI | 935CA66100C21*** | 31800 | 17.5 | 8.1 | 33000 | 24400 | 73.94% | 1.9 | 11.5 | 11 |  |  |  | No | R-410A | 2.65 | Residential & Commercial | Ducted CEE Tier 1
215487368 | Central HP <5.4 tons | DAIKIN | HRCU-A-CB (Split System: Heat Pump with Remote Outdoor Unit-Air-Source) | DH7VSA2410A* |  |  | CA*EA3022*3A* | D*96VC0403BNA* | 23200 | 19 | 8.6 | 23200 | 17000 | 73.28% | 2 | 0 | 11 |  |  |  | No | R-32 | 1.9333 | Residential & Commercial | Ducted CEE Tier 1
215487373 | Central HP <5.4 tons | DAIKIN | HRCU-A-CB (Split System: Heat Pump with Remote Outdoor Unit-Air-Source) | DH7VSA2410A* |  |  | CA*EA3626*3A* | D*80VC0603B*A* | 23200 | 19 | 8.6 | 23200 | 17000 | 73.28% | 2 | 0 | 11 |  |  |  | No | R-32 | 1.9333 | Residential & Commercial | Ducted CEE Tier 1
215487393 | Central HP <5.4 tons | DAIKIN | HRCU-A-CB (Split System: Heat Pump with Remote Outdoor Unit-Air-Source) | DH7VSA2410A* |  |  | CHPEA3026*3A* | D*96VC0804CNA* | 23200 | 19 | 8.6 | 23200 | 17000 | 73.28% | 2 | 0 | 11 |  |  |  | No | R-32 | 1.9333 | Residential & Commercial | Ducted CEE Tier 1
215487418 | Central HP <5.4 tons | DAIKIN | HRCU-A-CB (Split System: Heat Pump with Remote Outdoor Unit-Air-Source) | DH7VSA4210A* |  |  | CA*EA6030*3A* | D*80VC1005C*A* | 40500 | 17 | 8.8 | 41000 | 31000 | 75.61% | 2 | 0 | 10 |  |  |  | No | R-32 | 3.375 | Residential & Commercial | Ducted CEE Tier 1
211230091 | Central HP <5.4 tons | TEMPSTAR | HRCU-A-CB (Split System: Heat Pump with Remote Outdoor Unit-Air-Source) | DLCURAH36ABK |  |  | EN(A,D,W)4X48L21** | *80VTL1102122A* | 37000 | 16 | 8.1 | 39500 | 35000 | 88.61% | 2.06 | 0 | 10.5 |  |  |  | No | R-410A | 3.0833 | Residential & Commercial | Ducted CEE Tier 1
211230425 | Central HP <5.4 tons | TEMPSTAR | HRCU-A-CB (Split System: Heat Pump with Remote Outdoor Unit-Air-Source) | DLCURAH36ABK |  |  | EN(A,D)4X48L24** | *80ES(N,L)0902116A* | 36400 | 16 | 8.1 | 38500 | 34800 | 90.39% | 2.04 | 0 | 10.5 |  |  |  | No | R-410A | 3.0333 | Residential & Commercial | Ducted CEE Tier 1
211230575 | Central HP <5.4 tons | TEMPSTAR | HRCU-A-CB (Split System: Heat Pump with Remote Outdoor Unit-Air-Source) | DLCURAH36ABK |  |  | EN(A,D)4X48L24** | *80VTL1102122A* | 37000 | 16 | 8.1 | 39500 | 35000 | 88.61% | 2.06 | 0 | 10.5 |  |  |  | No | R-410A | 3.0833 | Residential & Commercial | Ducted CEE Tier 1
211230636 | Central HP <5.4 tons | TEMPSTAR | HRCU-A-CB (Split System: Heat Pump with Remote Outdoor Unit-Air-Source) | DLCURAH36ABK |  |  | EN(A,D)4X48L24** | *92ESN1202420A* | 36400 | 16 | 8.1 | 38500 | 34800 | 90.39% | 2.04 | 0 | 10.5 |  |  |  | No | R-410A | 3.0333 | Residential & Commercial | Ducted CEE Tier 1
215487453 | Central HP <5.4 tons | DAIKIN | HRCU-A-CB (Split System: Heat Pump with Remote Outdoor Unit-Air-Source) | DH7VSA4810A* |  |  | CHPEA4830*3A* | D*96VC1005DNA* | 45500 | 16.5 | 8.5 | 46000 | 33600 | 73.04% | 2 | 0 | 10 |  |  |  | No | R-32 | 3.7917 | Residential & Commercial | Ducted CEE Tier 1
215487455 | Central HP <5.4 tons | DAIKIN | HRCU-A-CB (Split System: Heat Pump with Remote Outdoor Unit-Air-Source) | DH7VSA4810A* |  |  | CHPEA6030*3A* | D*80VC0804C*A* | 45500 | 16.5 | 8.5 | 46500 | 33600 | 72.26% | 2 | 0 | 10 |  |  |  | No | R-32 | 3.7917 | Residential & Commercial | Ducted CEE Tier 1
215487423 | Central HP <5.4 tons | DAIKIN | HRCU-A-CB (Split System: Heat Pump with Remote Outdoor Unit-Air-Source) | DH7VSA4210A* |  |  | CHPEA4830*3A* | D*80VC0804C*A* | 40500 | 17 | 8.6 | 41000 | 31000 | 75.61% | 2 | 0 | 10 |  |  |  | No | R-32 | 3.375 | Residential & Commercial | Ducted CEE Tier 1
204456409 | Central HP <5.4 tons | BRYANT HEATING AND COOLING SYSTEMS | HRCU-A-CB (Split System: Heat Pump with Remote Outdoor Unit-Air-Source) | 288BNV025*0**B* |  |  | CAP**2417AL*+UI | 987MB42080C17*** | 23200 | 16 | 8.1 | 22000 | 16900 | 76.82% | 1.88 | 11 | 10.5 |  |  |  | No | R-410A | 1.9333 | Residential & Commercial | Ducted CEE Tier 1
204456589 | Central HP <5.4 tons | BRYANT HEATING AND COOLING SYSTEMS | HRCU-A-CB (Split System: Heat Pump with Remote Outdoor Unit-Air-Source) | 288BNV025*0**B* |  |  | CAP**3617AL*+UI | 88*TA36045C17*** | 23400 | 16 | 8.1 | 21600 | 16800 | 77.78% | 1.92 | 11 | 10.5 |  |  |  | No | R-410A | 1.95 | Residential & Commercial | Ducted CEE Tier 1
204459232 | Central HP <5.4 tons | BRYANT HEATING AND COOLING SYSTEMS | HRCU-A-CB (Split System: Heat Pump with Remote Outdoor Unit-Air-Source) | 288BNV025*0**B* |  |  | CSPH*3012AL*+UI | 88*TA36070C14*** | 23800 | 16 | 8.1 | 21800 | 16700 | 76.61% | 1.98 | 11 | 10.5 |  |  |  | No | R-410A | 1.9833 | Residential & Commercial | Ducted CEE Tier 1
204456706 | Central HP <5.4 tons | BRYANT HEATING AND COOLING SYSTEMS | HRCU-A-CB (Split System: Heat Pump with Remote Outdoor Unit-Air-Source) | 288BNV025*0**B* |  |  | CAP**3621AL*+UI | 986TC42080C17*** | 23600 | 16.5 | 8.1 | 21400 | 16700 | 78.04% | 1.94 | 11 | 11 |  |  |  | No | R-410A | 1.9667 | Residential & Commercial | Ducted CEE Tier 1
215487384 | Central HP <5.4 tons | DAIKIN | HRCU-A-CB (Split System: Heat Pump with Remote Outdoor Unit-Air-Source) | DH7VSA2410A* |  |  | CHPEA3026*3A* | D*80VC0603B*A* | 23200 | 19 | 8.6 | 23200 | 17000 | 73.28% | 2 | 0 | 11 |  |  |  | No | R-32 | 1.9333 | Residential & Commercial | Ducted CEE Tier 1
210720644 | Central HP <5.4 tons | BRYANT HEATING AND COOLING SYSTEMS | HRCU-A-CB (Split System: Heat Pump with Remote Outdoor Unit-Air-Source) | 284ANV036*0**B* |  |  | CAP**6024AL*+UI | 935CA60080C21*** | 34400 | 19.5 | 9 | 34400 | 25200 | 73.26% | 2.02 | 0 | 12 |  |  |  | No | R-410A | 2.8667 | Residential & Commercial | Ducted CEE Tier 1
210720678 | Central HP <5.4 tons | BRYANT HEATING AND COOLING SYSTEMS | HRCU-A-CB (Split System: Heat Pump with Remote Outdoor Unit-Air-Source) | 284ANV036*0**B* |  |  | CNPV*4824AL*+UI | 83*CA60100C21*** | 33800 | 19 | 9 | 35200 | 26000 | 73.86% | 2.02 | 0 | 12 |  |  |  | No | R-410A | 2.8167 | Residential & Commercial | Ducted CEE Tier 1
210720680 | Central HP <5.4 tons | BRYANT HEATING AND COOLING SYSTEMS | HRCU-A-CB (Split System: Heat Pump with Remote Outdoor Unit-Air-Source) | 284ANV036*0**B* |  |  | CNPV*4824AL*+UI | 935CA60080C21*** | 33800 | 19.5 | 9 | 35000 | 26000 | 74.29% | 2.04 | 0 | 12.5 |  |  |  | No | R-410A | 2.8167 | Residential & Commercial | Ducted CEE Tier 1
206790571 | Central HP <5.4 tons | BRYANT HEATING AND COOLING SYSTEMS | HRCU-A-CB (Split System: Heat Pump with Remote Outdoor Unit-Air-Source) | 284ANV036*0**B* |  |  | CAP**4221AL*+UI | 987MB42060C17*** | 32600 | 18.5 | 9 | 36000 | 27000 | 75% | 1.96 | 11.5 | 11 |  |  |  | No | R-410A | 2.7167 | Residential & Commercial | Ducted CEE Tier 1
215487440 | Central HP <5.4 tons | DAIKIN | HRCU-A-CB (Split System: Heat Pump with Remote Outdoor Unit-Air-Source) | DH7VSA4810A* |  |  | CA*EA6030*3A* | D*80VC0805C*A* | 45500 | 16.5 | 8.8 | 47000 | 33600 | 71.49% | 2 | 0 | 10 |  |  |  | No | R-32 | 3.7917 | Residential & Commercial | Ducted CEE Tier 1
212614913 | Central HP <5.4 tons | DAIKIN | HRCU-A-CB (Split System: Heat Pump with Remote Outdoor Unit-Air-Source) | DZ6VSA241EA* |  |  | CA*EA3026*4A* | D*97MC0804CNA* | 23000 | 17 | 8.6 | 23000 | 16100 | 70% | 2 | 0 | 10 |  |  |  | No | R-410A | 1.9167 | Residential & Commercial | Ducted CEE Tier 1
212984191 | Central HP <5.4 tons | TEMPSTAR | HRCU-A-CB (Split System: Heat Pump with Remote Outdoor Unit-Air-Source) | DLCURAH18ABK |  |  | EA*4X25L17A* | *92MSN0601714A* | 18100 | 16.5 | 8.5 | 17900 | 17700 | 98.88% | 2.14 | 0 | 11 |  |  |  | No | R-410A | 1.5083 | Residential & Commercial | Ducted CEE Tier 1
215935557 | Central HP <5.4 tons | AIRQUEST | HRCU-A-CB (Split System: Heat Pump with Remote Outdoor Unit-Air-Source) | H5H3V36*K*AAA* |  |  | EVD5X31M17A*+WALLCON | *96CTN0601714B* | 34800 | 21 | 8.5 | 38000 | 27800 | 73.16% | 2.06 | 0 | 11 |  |  |  | No | R-454B | 2.9 | Residential & Commercial | Ducted CEE Tier 1
215667036 | Central HP <5.4 tons | HEIL | HRCU-A-CB (Split System: Heat Pump with Remote Outdoor Unit-Air-Source) | H5H0V24*K*AAA* |  |  | EA*5X24M17A*+WALLCON | *80CTL0701716B* | 22800 | 16.5 | 9 | 24000 | 16900 | 70.42% | 1.96 | 0 | 10 |  |  |  | No | R-454B | 1.9 | Residential & Commercial | Ducted CEE Tier 1
215667908 | Central HP <5.4 tons | HEIL | HRCU-A-CB (Split System: Heat Pump with Remote Outdoor Unit-Air-Source) | H5H0V24*K*AAA* |  |  | EA*5X37M21A*+WALLCON | *97CMN1002122B* | 24000 | 17.5 | 9 | 23200 | 16300 | 70.26% | 2.02 | 0 | 10.5 |  |  |  | No | R-454B | 2 | Residential & Commercial | Ducted CEE Tier 1
212975675 | Central HP <5.4 tons | AIRQUEST | HRCU-A-CB (Split System: Heat Pump with Remote Outdoor Unit-Air-Source) | DLCURAH24ABK |  |  | EA*4X30L17A* | *96VTN0601412B* | 23400 | 16.5 | 8.5 | 26400 | 24800 | 93.94% | 2.06 | 0 | 10 |  |  |  | No | R-410A | 1.95 | Residential & Commercial | Ducted CEE Tier 1
212975752 | Central HP <5.4 tons | AIRQUEST | HRCU-A-CB (Split System: Heat Pump with Remote Outdoor Unit-Air-Source) | DLCURAH24ABK |  |  | EN(A,D,W)4X36L17** | *96VTN0601412B* | 23400 | 16.5 | 8.1 | 26200 | 24600 | 93.89% | 2.04 | 0 | 10 |  |  |  | No | R-410A | 1.95 | Residential & Commercial | Ducted CEE Tier 1
211245467 | Central HP <5.4 tons | TEMPSTAR | HRCU-A-CB (Split System: Heat Pump with Remote Outdoor Unit-Air-Source) | DLCURAH24ABK |  |  | EN(A,D)4X36L21** | *95ESU0601716A* | 24200 | 16.5 | 8.1 | 26200 | 22800 | 87.02% | 1.9 | 0 | 10.5 |  |  |  | No | R-410A | 2.0167 | Residential & Commercial | Ducted CEE Tier 1
212977697 | Central HP <5.4 tons | AIRQUEST | HRCU-A-CB (Split System: Heat Pump with Remote Outdoor Unit-Air-Source) | DLCURAH24ABK |  |  | EN(A,D,W)4X36L17** | *80MS(N,L)0451412A* | 23600 | 17 | 8.5 | 26400 | 24200 | 91.67% | 2 | 0 | 10.5 |  |  |  | No | R-410A | 1.9667 | Residential & Commercial | Ducted CEE Tier 1
212978656 | Central HP <5.4 tons | AIRQUEST | HRCU-A-CB (Split System: Heat Pump with Remote Outdoor Unit-Air-Source) | DLCURAH24ABK |  |  | EA*4X36L17A* | *80MS(N,L)0701712A* | 23600 | 17.5 | 8.5 | 26000 | 24200 | 93.08% | 2.02 | 0 | 10 |  |  |  | No | R-410A | 1.9667 | Residential & Commercial | Ducted CEE Tier 1
212979158 | Central HP <5.4 tons | AIRQUEST | HRCU-A-CB (Split System: Heat Pump with Remote Outdoor Unit-Air-Source) | DLCURAH24ABK |  |  | EA*4X36L17A* | *80MS(N,L)0701716A* | 23800 | 17 | 8.5 | 26200 | 23800 | 90.84% | 1.98 | 0 | 10 |  |  |  | No | R-410A | 1.9833 | Residential & Commercial | Ducted CEE Tier 1
212979242 | Central HP <5.4 tons | AIRQUEST | HRCU-A-CB (Split System: Heat Pump with Remote Outdoor Unit-Air-Source) | DLCURAH24ABK |  |  | EN(A,D)4X36L21** | *80MS(N,L)0701716A* | 23600 | 17 | 8.5 | 26400 | 24200 | 91.67% | 2.02 | 0 | 10.5 |  |  |  | No | R-410A | 1.9667 | Residential & Commercial | Ducted CEE Tier 1
212974198 | Central HP <5.4 tons | HEIL | HRCU-A-CB (Split System: Heat Pump with Remote Outdoor Unit-Air-Source) | DLCURAH36ABK |  |  | EA*4X48L24A* | *96VSN0802120B* | 35400 | 16.5 | 8.1 | 37800 | 34600 | 91.53% | 2 | 0 | 10 |  |  |  | No | R-410A | 2.95 | Residential & Commercial | Ducted CEE Tier 1
206790602 | Central HP <5.4 tons | BRYANT HEATING AND COOLING SYSTEMS | HRCU-A-CB (Split System: Heat Pump with Remote Outdoor Unit-Air-Source) | 284ANV048*0**B* |  |  | CAP**4821AL*+UI | 987MB66100C21*** | 43500 | 21 | 9.5 | 46500 | 36400 | 78.28% | 2.28 | 12 | 11.7 |  |  |  | No | R-410A | 3.625 | Residential & Commercial | Ducted CEE Tier 1
215937560 | Central HP <5.4 tons | DAY & NIGHT | HRCU-A-CB (Split System: Heat Pump with Remote Outdoor Unit-Air-Source) | C5H3V48*K*AAA* |  |  | EVM5X60M24A*+WALLCON | *96CTN1002122B* | 45500 | 20.5 | 8.1 | 52500 | 38000 | 72.38% | 1.9 | 0 | 11.5 |  |  |  | No | R-454B | 3.7917 | Residential & Commercial | Ducted CEE Tier 1
215937760 | Central HP <5.4 tons | DAY & NIGHT | HRCU-A-CB (Split System: Heat Pump with Remote Outdoor Unit-Air-Source) | C5H3V48*K*AAA* |  |  | EVD5X48M21A*+WALLCON | *80CTL0902120B* | 44500 | 20 | 8.1 | 52000 | 38000 | 73.08% | 1.9 | 0 | 11 |  |  |  | No | R-454B | 3.7083 | Residential & Commercial | Ducted CEE Tier 1
206790556 | Central HP <5.4 tons | BRYANT HEATING AND COOLING SYSTEMS | HRCU-A-CB (Split System: Heat Pump with Remote Outdoor Unit-Air-Source) | 284ANV036*0**B* |  |  | CSPH*4212AL*+UI | 935CA60080C21*** | 34000 | 18.5 | 9 | 35200 | 26000 | 73.86% | 2.04 | 12.5 | 12 |  |  |  | No | R-410A | 2.8333 | Residential & Commercial | Ducted CEE Tier 1
206790574 | Central HP <5.4 tons | BRYANT HEATING AND COOLING SYSTEMS | HRCU-A-CB (Split System: Heat Pump with Remote Outdoor Unit-Air-Source) | 284ANV036*0**B* |  |  | CNPV*4217AL*+UI | 987MB42060C17*** | 33000 | 18.5 | 9 | 35600 | 26600 | 74.72% | 1.98 | 12 | 11.65 |  |  |  | No | R-410A | 2.75 | Residential & Commercial | Ducted CEE Tier 1
206790576 | Central HP <5.4 tons | BRYANT HEATING AND COOLING SYSTEMS | HRCU-A-CB (Split System: Heat Pump with Remote Outdoor Unit-Air-Source) | 284ANV036*0**B* |  |  | CNPV*4821AL*+UI | 987MB42060C17*** | 33400 | 18 | 9 | 35600 | 26400 | 74.16% | 2 | 12 | 11.7 |  |  |  | No | R-410A | 2.7833 | Residential & Commercial | Ducted CEE Tier 1
210720662 | Central HP <5.4 tons | BRYANT HEATING AND COOLING SYSTEMS | HRCU-A-CB (Split System: Heat Pump with Remote Outdoor Unit-Air-Source) | 284ANV036*0**B* |  |  | CAP**6124AL*+UI | 935CA60080C21*** | 34800 | 20 | 9 | 34400 | 25000 | 72.67% | 2.02 | 0 | 12.5 |  |  |  | No | R-410A | 2.9 | Residential & Commercial | Ducted CEE Tier 1
210720694 | Central HP <5.4 tons | BRYANT HEATING AND COOLING SYSTEMS | HRCU-A-CB (Split System: Heat Pump with Remote Outdoor Unit-Air-Source) | 284ANV036*0**B* |  |  | CSPH*6012AL*+UI | 83*CA60100C21*** | 34400 | 18.5 | 9 | 34800 | 25400 | 72.99% | 2.02 | 0 | 12 |  |  |  | No | R-410A | 2.8667 | Residential & Commercial | Ducted CEE Tier 1
215674640 | Central HP <5.4 tons | HEIL | HRCU-A-CB (Split System: Heat Pump with Remote Outdoor Unit-Air-Source) | H5H0V48*K*AAA* |  |  | EA*5X61M24A*+WALLCON | *96CTN1002122B* | 46000 | 18.5 | 9 | 47500 | 33600 | 70.74% | 2.06 | 0 | 10 |  |  |  | No | R-454B | 3.8333 | Residential & Commercial | Ducted CEE Tier 1
215487485 | Central HP <5.4 tons | DAIKIN | HRCU-A-CB (Split System: Heat Pump with Remote Outdoor Unit-Air-Source) | DH6VSA1810A* |  |  | CA*EA3022*3A* | D*80VC0603B*A* | 17000 | 19 | 8.8 | 16800 | 13000 | 77.38% | 2.1 | 0 | 12 |  |  |  | No | R-32 | 1.4167 | Residential & Commercial | Ducted CEE Tier 1
213296777 | Central HP <5.4 tons | YORK | HRCU-A-CB (Split System: Heat Pump with Remote Outdoor Unit-Air-Source) | HMH72B341 |  |  | XAUB36DXXN1+TXV | Y81E040A12LMPS1 | 34000 | 18 | 8.5 | 33400 | 24200 | 72.46% | 2.1 | 0 | 10 |  |  |  | No | R-410A | 2.8333 | Residential & Commercial | Ducted CEE Tier 1
215487464 | Central HP <5.4 tons | DAIKIN | HRCU-A-CB (Split System: Heat Pump with Remote Outdoor Unit-Air-Source) | DH6VSA1810A* |  |  | CA*EA2418*3A* | D*96VC0804CNA* | 17000 | 19 | 8.8 | 16800 | 13000 | 77.38% | 2.1 | 0 | 12 |  |  |  | No | R-32 | 1.4167 | Residential & Commercial | Ducted CEE Tier 1
215487481 | Central HP <5.4 tons | DAIKIN | HRCU-A-CB (Split System: Heat Pump with Remote Outdoor Unit-Air-Source) | DH6VSA1810A* |  |  | CHPEA2422*3A* | D*80VC0604B*A* | 17000 | 19 | 8.8 | 16800 | 13000 | 77.38% | 2.1 | 0 | 12 |  |  |  | No | R-32 | 1.4167 | Residential & Commercial | Ducted CEE Tier 1
206790653 | Central HP <5.4 tons | BRYANT HEATING AND COOLING SYSTEMS | HRCU-A-CB (Split System: Heat Pump with Remote Outdoor Unit-Air-Source) | 284ANV048*0**B* |  |  | CAP**6124AL*+UI | 935CA66100C21*** | 45500 | 21.5 | 9.5 | 46000 | 36200 | 78.7% | 2.38 | 12.5 | 12.3 |  |  |  | No | R-410A | 3.7917 | Residential & Commercial | Ducted CEE Tier 1
211227210 | Central HP <5.4 tons | TEMPSTAR | HRCU-A-CB (Split System: Heat Pump with Remote Outdoor Unit-Air-Source) | DLCURAH36ABK |  |  | EA*4X37L21A* | *96VTN1002122A* | 36800 | 16.5 | 8.5 | 38500 | 34800 | 90.39% | 2.1 | 0 | 10 |  |  |  | No | R-410A | 3.0667 | Residential & Commercial | Ducted CEE Tier 1
215487444 | Central HP <5.4 tons | DAIKIN | HRCU-A-CB (Split System: Heat Pump with Remote Outdoor Unit-Air-Source) | DH7VSA4810A* |  |  | CA*EA6030*3A* | D*80VC0805D*A* | 45500 | 17 | 8.8 | 47000 | 33600 | 71.49% | 2 | 0 | 10 |  |  |  | No | R-32 | 3.7917 | Residential & Commercial | Ducted CEE Tier 1
215864703 | Central HP <5.4 tons | TRANE | HRCU-A-CB (Split System: Heat Pump with Remote Outdoor Unit-Air-Source) | 5TWV8X60A1 |  |  | 5TXCC007AS3 | S9V2C100U5PSC+LRP | 53000 | 18.1 | 8.5 | 56000 | 40000 | 71.43% | 2 | 0 | 10 |  |  |  | No | R-454B | 4.4167 | Residential & Commercial | Ducted CEE Tier 1
215864705 | Central HP <5.4 tons | TRANE | HRCU-A-CB (Split System: Heat Pump with Remote Outdoor Unit-Air-Source) | 5TWV8X60A1 |  |  | 5TXCC007AS3 | S9V2C080U5PSC+LRP | 53000 | 18.1 | 8.5 | 56000 | 40000 | 71.43% | 2 | 0 | 10 |  |  |  | No | R-454B | 4.4167 | Residential & Commercial | Ducted CEE Tier 1
215864771 | Central HP <5.4 tons | TRANE | HRCU-A-CB (Split System: Heat Pump with Remote Outdoor Unit-Air-Source) | 5TWV8X60A1 |  |  | 5TXCD010AS3 | S8V2C100M5PDB | 54000 | 18.1 | 8.5 | 55500 | 39500 | 71.17% | 2 | 0 | 10 |  |  |  | No | R-454B | 4.5 | Residential & Commercial | Ducted CEE Tier 1
212976022 | Central HP <5.4 tons | AIRQUEST | HRCU-A-CB (Split System: Heat Pump with Remote Outdoor Unit-Air-Source) | DLCURAH24ABK |  |  | EA*4X30L17A* | *96VTN0801716B* | 23400 | 17 | 8.5 | 26200 | 25000 | 95.42% | 2.08 | 0 | 10 |  |  |  | No | R-410A | 1.95 | Residential & Commercial | Ducted CEE Tier 1
212976417 | Central HP <5.4 tons | AIRQUEST | HRCU-A-CB (Split System: Heat Pump with Remote Outdoor Unit-Air-Source) | DLCURAH24ABK |  |  | EN(A,D)4X36L21** | *96VTN0802120B* | 23800 | 17 | 8.5 | 26400 | 24000 | 90.91% | 1.98 | 0 | 10.5 |  |  |  | No | R-410A | 1.9833 | Residential & Commercial | Ducted CEE Tier 1
211245318 | Central HP <5.4 tons | TEMPSTAR | HRCU-A-CB (Split System: Heat Pump with Remote Outdoor Unit-Air-Source) | DLCURAH24ABK |  |  | EN(A,D)4X36L21** | *96VSN0601714A* | 23400 | 16.5 | 8.1 | 25800 | 24000 | 93.02% | 2 | 0 | 10 |  |  |  | No | R-410A | 1.95 | Residential & Commercial | Ducted CEE Tier 1
211245641 | Central HP <5.4 tons | TEMPSTAR | HRCU-A-CB (Split System: Heat Pump with Remote Outdoor Unit-Air-Source) | DLCURAH24ABK |  |  | EN(A,D)4X36L21** | *80ES(N,L)0902120A* | 24600 | 16.5 | 8.5 | 26600 | 22400 | 84.21% | 1.84 | 0 | 10.5 |  |  |  | No | R-410A | 2.05 | Residential & Commercial | Ducted CEE Tier 1
211239849 | Central HP <5.4 tons | CARRIER | HRCU-A-CB (Split System: Heat Pump with Remote Outdoor Unit-Air-Source) | 38MURAQ24AB3* |  |  | CAP**3617AL* | OVLAAB036098 | 23400 | 16.5 | 8.5 | 25600 | 23800 | 92.97% | 1.98 | 0 | 10 |  |  |  | No | R-410A | 1.95 | Residential & Commercial | Ducted CEE Tier 1
211239896 | Central HP <5.4 tons | CARRIER | HRCU-A-CB (Split System: Heat Pump with Remote Outdoor Unit-Air-Source) | 38MURAQ24AB3* |  |  | CAP**3621AL* | 58SU*A080E21**20 | 24600 | 17.5 | 8.5 | 26200 | 22200 | 84.73% | 1.86 | 0 | 10.5 |  |  |  | No | R-410A | 2.05 | Residential & Commercial | Ducted CEE Tier 1
211239913 | Central HP <5.4 tons | CARRIER | HRCU-A-CB (Split System: Heat Pump with Remote Outdoor Unit-Air-Source) | 38MURAQ24AB3* |  |  | CAP**3717AL* | 58SP*A045V17**16 | 24600 | 16.5 | 8.5 | 25600 | 21400 | 83.59% | 1.8 | 0 | 10 |  |  |  | No | R-410A | 2.05 | Residential & Commercial | Ducted CEE Tier 1
211239932 | Central HP <5.4 tons | CARRIER | HRCU-A-CB (Split System: Heat Pump with Remote Outdoor Unit-Air-Source) | 38MURAQ24AB3* |  |  | CAP**3717AL* | 58S(B,C)*A070E17**12 | 24800 | 16.5 | 8.5 | 25800 | 21400 | 82.95% | 1.78 | 0 | 10 |  |  |  | No | R-410A | 2.0667 | Residential & Commercial | Ducted CEE Tier 1
212973294 | Central HP <5.4 tons | AIRQUEST | HRCU-A-CB (Split System: Heat Pump with Remote Outdoor Unit-Air-Source) | DLCURAH18ABK |  |  | EA*4X19L17A* | *96VSN0601412B* | 17700 | 16.5 | 8.1 | 17700 | 17900 | 101.1% | 2.16 | 0 | 10.5 |  |  |  | No | R-410A | 1.475 | Residential & Commercial | Ducted CEE Tier 1
212973394 | Central HP <5.4 tons | AIRQUEST | HRCU-A-CB (Split System: Heat Pump with Remote Outdoor Unit-Air-Source) | DLCURAH18ABK |  |  | EN(A,D)4X30L17** | *96VSN0601412B* | 17500 | 16.5 | 8.1 | 18000 | 18700 | 103.9% | 2.24 | 0 | 11 |  |  |  | No | R-410A | 1.4583 | Residential & Commercial | Ducted CEE Tier 1
212975400 | Central HP <5.4 tons | AIRQUEST | HRCU-A-CB (Split System: Heat Pump with Remote Outdoor Unit-Air-Source) | DLCURAH18ABK |  |  | EA*4X24L17A* | *96VTN0601412B* | 17300 | 16 | 8.5 | 18200 | 19400 | 106.6% | 2.34 | 0 | 10.5 |  |  |  | No | R-410A | 1.4417 | Residential & Commercial | Ducted CEE Tier 1
215487425 | Central HP <5.4 tons | DAIKIN | HRCU-A-CB (Split System: Heat Pump with Remote Outdoor Unit-Air-Source) | DH7VSA4210A* |  |  | CHPEA4830*3A* | D*80VC0805D*A* | 40500 | 17 | 8.6 | 41000 | 31000 | 75.61% | 2 | 0 | 10 |  |  |  | No | R-32 | 3.375 | Residential & Commercial | Ducted CEE Tier 1
213780904 | Central HP <5.4 tons | TEMPSTAR | HRCU-A-CB (Split System: Heat Pump with Remote Outdoor Unit-Air-Source) | TVH837GKA2* |  |  | EA*4X37L21A*+WALLCON | *95CSU0601716B* | 32800 | 17 | 8.5 | 33000 | 25200 | 76.36% | 1.96 | 0 | 11 |  |  |  | No | R-410A | 2.7333 | Residential & Commercial | Ducted CEE Tier 1
213780934 | Central HP <5.4 tons | TEMPSTAR | HRCU-A-CB (Split System: Heat Pump with Remote Outdoor Unit-Air-Source) | TVH837GKA2* |  |  | EA*4X37L21A*+WALLCON | *97CMN1002122B* | 33000 | 17 | 8.5 | 32600 | 25000 | 76.69% | 1.98 | 0 | 11.5 |  |  |  | No | R-410A | 2.75 | Residential & Commercial | Ducted CEE Tier 1
211227467 | Central HP <5.4 tons | TEMPSTAR | HRCU-A-CB (Split System: Heat Pump with Remote Outdoor Unit-Air-Source) | DLCURAH36ABK |  |  | EA*4X42L21A* | *80VTL0701716A* | 35400 | 16 | 8.1 | 38500 | 35000 | 90.91% | 1.88 | 0 | 10 |  |  |  | No | R-410A | 2.95 | Residential & Commercial | Ducted CEE Tier 1
212978625 | Central HP <5.4 tons | COMFORTMAKER | HRCU-A-CB (Split System: Heat Pump with Remote Outdoor Unit-Air-Source) | DLCURAH24ABK |  |  | EA*4X24L17A* | *80MS(N,L)0701712A* | 23600 | 17 | 9 | 27000 | 25800 | 95.56% | 2.16 | 0 | 10 |  |  |  | No | R-410A | 1.9667 | Residential & Commercial | Ducted CEE Tier 1
212978117 | Central HP <5.4 tons | AIRQUEST | HRCU-A-CB (Split System: Heat Pump with Remote Outdoor Unit-Air-Source) | DLCURAH24ABK |  |  | EA*4X30L14A* | *80MS(N,L)0701412A* | 23400 | 17 | 8.5 | 26200 | 24800 | 94.66% | 2.08 | 0 | 10 |  |  |  | No | R-410A | 1.95 | Residential & Commercial | Ducted CEE Tier 1
212979862 | Central HP <5.4 tons | COMFORTMAKER | HRCU-A-CB (Split System: Heat Pump with Remote Outdoor Unit-Air-Source) | DLCURAH24ABK |  |  | EA*4X36L21A* | *80MS(N,L)0901714A* | 23800 | 17.5 | 8.5 | 26200 | 23600 | 90.08% | 1.98 | 0 | 10 |  |  |  | No | R-410A | 1.9833 | Residential & Commercial | Ducted CEE Tier 1
212980271 | Central HP <5.4 tons | COMFORTMAKER | HRCU-A-CB (Split System: Heat Pump with Remote Outdoor Unit-Air-Source) | DLCURAH24ABK |  |  | EA*4X37L21A* | *80MS(N,L)0902116A* | 24400 | 17.5 | 8.5 | 25200 | 21200 | 84.13% | 1.8 | 0 | 10.5 |  |  |  | No | R-410A | 2.0333 | Residential & Commercial | Ducted CEE Tier 1
212978733 | Central HP <5.4 tons | AIRQUEST | HRCU-A-CB (Split System: Heat Pump with Remote Outdoor Unit-Air-Source) | DLCURAH24ABK |  |  | EN(A,D)4X36L21** | *80MS(N,L)0701712A* | 23400 | 17.5 | 8.5 | 26200 | 24600 | 93.89% | 2.06 | 0 | 10.5 |  |  |  | No | R-410A | 1.95 | Residential & Commercial | Ducted CEE Tier 1
212977673 | Central HP <5.4 tons | AIRQUEST | HRCU-A-CB (Split System: Heat Pump with Remote Outdoor Unit-Air-Source) | DLCURAH24ABK |  |  | EN(A,D)4X30L14** | *80MS(N,L)0451412A* | 23600 | 17 | 8.1 | 26000 | 24000 | 92.31% | 2 | 0 | 10 |  |  |  | No | R-410A | 1.9667 | Residential & Commercial | Ducted CEE Tier 1
212978189 | Central HP <5.4 tons | AIRQUEST | HRCU-A-CB (Split System: Heat Pump with Remote Outdoor Unit-Air-Source) | DLCURAH24ABK |  |  | EN(A,D)4X30L14** | *80MS(N,L)0701412A* | 23600 | 17 | 8.5 | 26200 | 24600 | 93.89% | 2.04 | 0 | 10.5 |  |  |  | No | R-410A | 1.9667 | Residential & Commercial | Ducted CEE Tier 1
215487443 | Central HP <5.4 tons | DAIKIN | HRCU-A-CB (Split System: Heat Pump with Remote Outdoor Unit-Air-Source) | DH7VSA4810A* |  |  | CA*EA6030*3A* | D*96VC1005CNA* | 45500 | 16.2 | 8.8 | 47000 | 33600 | 71.49% | 2 | 0 | 10 |  |  |  | No | R-32 | 3.7917 | Residential & Commercial | Ducted CEE Tier 1
215487398 | Central HP <5.4 tons | DAIKIN | HRCU-A-CB (Split System: Heat Pump with Remote Outdoor Unit-Air-Source) | DH7VSA3610A* |  |  | CA*EA4830*3A* | D*96VC0804CNA* | 34800 | 18.5 | 8.5 | 35000 | 28400 | 81.14% | 2 | 0 | 10.5 |  |  |  | No | R-32 | 2.9 | Residential & Commercial | Ducted CEE Tier 1
215942562 | Central HP <5.4 tons | HEIL | HRCU-A-CB (Split System: Heat Pump with Remote Outdoor Unit-Air-Source) | H5H3V36*K*AAA* |  |  | EVD5X61M24A*+WALLCON | *80CTL0702120B* | 35800 | 22 | 8.5 | 37400 | 28200 | 75.4% | 2.04 | 0 | 12.5 |  |  |  | No | R-454B | 2.9833 | Residential & Commercial | Ducted CEE Tier 1
215942582 | Central HP <5.4 tons | HEIL | HRCU-A-CB (Split System: Heat Pump with Remote Outdoor Unit-Air-Source) | H5H3V36*K*AAA* |  |  | EVD5X61M24A*+WALLCON | *97CMN0802120B* | 36000 | 22 | 8.5 | 37400 | 28200 | 75.4% | 2.04 | 0 | 12.5 |  |  |  | No | R-454B | 3 | Residential & Commercial | Ducted CEE Tier 1
215674176 | Central HP <5.4 tons | HEIL | HRCU-A-CB (Split System: Heat Pump with Remote Outdoor Unit-Air-Source) | H5H0V48*K*AAA* |  |  | EA*5X60M24A*+WALLCON | *80CTL0702120B* | 45000 | 18 | 9 | 47500 | 33600 | 70.74% | 2.08 | 0 | 10 |  |  |  | No | R-454B | 3.75 | Residential & Commercial | Ducted CEE Tier 1
215674306 | Central HP <5.4 tons | HEIL | HRCU-A-CB (Split System: Heat Pump with Remote Outdoor Unit-Air-Source) | H5H0V48*K*AAA* |  |  | EA*5X61M21A*+WALLCON | *80CSU0802120A* | 46000 | 18 | 9 | 47500 | 33600 | 70.74% | 2.08 | 0 | 10 |  |  |  | No | R-454B | 3.8333 | Residential & Commercial | Ducted CEE Tier 1
213772544 | Central HP <5.4 tons | TEMPSTAR | HRCU-A-CB (Split System: Heat Pump with Remote Outdoor Unit-Air-Source) | TVH825GKA2* |  |  | EHD4X48AAL+WALLCON | *97CMN1202422B* | 24200 | 16 | 8.1 | 21200 | 16600 | 78.3% | 2.02 | 0 | 10.5 |  |  |  | No | R-410A | 2.0167 | Residential & Commercial | Ducted CEE Tier 1
215936229 | Central HP <5.4 tons | COMFORTMAKER | HRCU-A-CB (Split System: Heat Pump with Remote Outdoor Unit-Air-Source) | C5H3V36*K*AAA* |  |  | EVD5X42M24A*+WALLCON | *97CMN0802120B* | 35400 | 21.5 | 8.5 | 38000 | 28400 | 74.74% | 2.04 | 0 | 12 |  |  |  | No | R-454B | 2.95 | Residential & Commercial | Ducted CEE Tier 1
215936329 | Central HP <5.4 tons | COMFORTMAKER | HRCU-A-CB (Split System: Heat Pump with Remote Outdoor Unit-Air-Source) | C5H3V36*K*AAA* |  |  | EVD5X48M24A*+WALLCON | *80CTL1102120B* | 35200 | 21.5 | 8.5 | 38000 | 28200 | 74.21% | 2.04 | 0 | 12 |  |  |  | No | R-454B | 2.9333 | Residential & Commercial | Ducted CEE Tier 1
215675495 | Central HP <5.4 tons | HEIL | HRCU-A-CB (Split System: Heat Pump with Remote Outdoor Unit-Air-Source) | H5H0V48*K*AAA* |  |  | EVM5X49M21A*+WALLCON | *80CSU0601716A* | 48000 | 19 | 9 | 50000 | 36800 | 73.6% | 2 | 0 | 10 |  |  |  | No | R-454B | 4 | Residential & Commercial | Ducted CEE Tier 1
215675365 | Central HP <5.4 tons | HEIL | HRCU-A-CB (Split System: Heat Pump with Remote Outdoor Unit-Air-Source) | H5H0V48*K*AAA* |  |  | EVM5X48M21A*+WALLCON | *80CSU0802120A* | 47000 | 18.5 | 9 | 50000 | 36400 | 72.8% | 2 | 0 | 10 |  |  |  | No | R-454B | 3.9167 | Residential & Commercial | Ducted CEE Tier 1
212978634 | Central HP <5.4 tons | AIRQUEST | HRCU-A-CB (Split System: Heat Pump with Remote Outdoor Unit-Air-Source) | DLCURAH24ABK |  |  | EA*4X25L17A* | *80MS(N,L)0701712A* | 24400 | 17.5 | 8.5 | 25200 | 21600 | 85.71% | 1.82 | 0 | 10.5 |  |  |  | No | R-410A | 2.0333 | Residential & Commercial | Ducted CEE Tier 1
212979134 | Central HP <5.4 tons | AIRQUEST | HRCU-A-CB (Split System: Heat Pump with Remote Outdoor Unit-Air-Source) | DLCURAH24ABK |  |  | EA*4X25L17A* | *80MS(N,L)0701716A* | 24200 | 17.5 | 8.5 | 25200 | 21800 | 86.51% | 1.82 | 0 | 10 |  |  |  | No | R-410A | 2.0167 | Residential & Commercial | Ducted CEE Tier 1
212978735 | Central HP <5.4 tons | COMFORTMAKER | HRCU-A-CB (Split System: Heat Pump with Remote Outdoor Unit-Air-Source) | DLCURAH24ABK |  |  | EN(A,D)4X36L21** | *80MS(N,L)0701712A* | 23400 | 17.5 | 8.5 | 26200 | 24600 | 93.89% | 2.06 | 0 | 10.5 |  |  |  | No | R-410A | 1.95 | Residential & Commercial | Ducted CEE Tier 1
212976009 | Central HP <5.4 tons | AIRQUEST | HRCU-A-CB (Split System: Heat Pump with Remote Outdoor Unit-Air-Source) | DLCURAH24ABK |  |  | EA*4X25L17A* | *96VTN0801716B* | 24400 | 17 | 8.5 | 25400 | 21600 | 85.04% | 1.8 | 0 | 10 |  |  |  | No | R-410A | 2.0333 | Residential & Commercial | Ducted CEE Tier 1
212976061 | Central HP <5.4 tons | AIRQUEST | HRCU-A-CB (Split System: Heat Pump with Remote Outdoor Unit-Air-Source) | DLCURAH24ABK |  |  | EA*4X37L17A* | *96VTN0801716B* | 24200 | 17 | 8.5 | 25800 | 22200 | 86.05% | 1.84 | 0 | 10 |  |  |  | No | R-410A | 2.0167 | Residential & Commercial | Ducted CEE Tier 1
212979124 | Central HP <5.4 tons | COMFORTMAKER | HRCU-A-CB (Split System: Heat Pump with Remote Outdoor Unit-Air-Source) | DLCURAH24ABK |  |  | EA*4X24L17A* | *80MS(N,L)0701716A* | 23400 | 17 | 9 | 26800 | 26400 | 98.51% | 2.24 | 0 | 10 |  |  |  | No | R-410A | 1.95 | Residential & Commercial | Ducted CEE Tier 1
212987818 | Central HP <5.4 tons | TEMPSTAR | HRCU-A-CB (Split System: Heat Pump with Remote Outdoor Unit-Air-Source) | DLCURAH24ABK |  |  | EA*4X37L21A* | *96MSN0802120A* | 24200 | 17.5 | 8.5 | 25200 | 24200 | 96.03% | 2.02 | 0 | 10 |  |  |  | No | R-410A | 2.0167 | Residential & Commercial | Ducted CEE Tier 1
215487442 | Central HP <5.4 tons | DAIKIN | HRCU-A-CB (Split System: Heat Pump with Remote Outdoor Unit-Air-Source) | DH7VSA4810A* |  |  | CA*EA6030*3A* | D*96VC0804CNA* | 45500 | 16.2 | 8.8 | 47000 | 33600 | 71.49% | 2 | 0 | 10 |  |  |  | No | R-32 | 3.7917 | Residential & Commercial | Ducted CEE Tier 1
215487460 | Central HP <5.4 tons | DAIKIN | HRCU-A-CB (Split System: Heat Pump with Remote Outdoor Unit-Air-Source) | DH7VSA4810A* |  |  | CHPEA6030*3A* | D*80VC0805D*A* | 45500 | 17 | 8.5 | 46500 | 33600 | 72.26% | 2 | 0 | 10 |  |  |  | No | R-32 | 3.7917 | Residential & Commercial | Ducted CEE Tier 1
215487450 | Central HP <5.4 tons | DAIKIN | HRCU-A-CB (Split System: Heat Pump with Remote Outdoor Unit-Air-Source) | DH7VSA4810A* |  |  | CHPEA4830*3A* | D*96VC0804CNA* | 45500 | 16.2 | 8.5 | 46000 | 33600 | 73.04% | 2 | 0 | 10 |  |  |  | No | R-32 | 3.7917 | Residential & Commercial | Ducted CEE Tier 1
215487452 | Central HP <5.4 tons | DAIKIN | HRCU-A-CB (Split System: Heat Pump with Remote Outdoor Unit-Air-Source) | DH7VSA4810A* |  |  | CHPEA4830*3A* | D*80VC0805D*A* | 45500 | 17 | 8.5 | 46000 | 33600 | 73.04% | 2 | 0 | 10 |  |  |  | No | R-32 | 3.7917 | Residential & Commercial | Ducted CEE Tier 1
212988659 | Central HP <5.4 tons | TEMPSTAR | HRCU-A-CB (Split System: Heat Pump with Remote Outdoor Unit-Air-Source) | DLCURAH24ABK |  |  | EA*4X25L17A* | *95MSU0401712A* | 24200 | 16.5 | 8.5 | 25200 | 21800 | 86.51% | 1.82 | 0 | 10 |  |  |  | No | R-410A | 2.0167 | Residential & Commercial | Ducted CEE Tier 1
212979494 | Central HP <5.4 tons | AIRQUEST | HRCU-A-CB (Split System: Heat Pump with Remote Outdoor Unit-Air-Source) | DLCURAH24ABK |  |  | EA*4X36L21A* | *80MS(N,L)0702116A* | 24000 | 17.5 | 8.5 | 26400 | 23400 | 88.64% | 1.94 | 0 | 10 |  |  |  | No | R-410A | 2 | Residential & Commercial | Ducted CEE Tier 1
212979860 | Central HP <5.4 tons | AIRQUEST | HRCU-A-CB (Split System: Heat Pump with Remote Outdoor Unit-Air-Source) | DLCURAH24ABK |  |  | EA*4X36L21A* | *80MS(N,L)0901714A* | 23800 | 17.5 | 8.5 | 26200 | 23600 | 90.08% | 1.98 | 0 | 10 |  |  |  | No | R-410A | 1.9833 | Residential & Commercial | Ducted CEE Tier 1
212978678 | Central HP <5.4 tons | AIRQUEST | HRCU-A-CB (Split System: Heat Pump with Remote Outdoor Unit-Air-Source) | DLCURAH24ABK |  |  | EA*4X37L17A* | *80MS(N,L)0701712A* | 24200 | 17.5 | 8.5 | 25200 | 22000 | 87.3% | 1.84 | 0 | 10 |  |  |  | No | R-410A | 2.0167 | Residential & Commercial | Ducted CEE Tier 1
211241652 | Central HP <5.4 tons | COMFORTMAKER | HRCU-A-CB (Split System: Heat Pump with Remote Outdoor Unit-Air-Source) | DLCURAH24ABK |  |  | EA*4X30L17A* | *80ES(N,L)0451712A* | 24000 | 16.5 | 8.5 | 26200 | 23200 | 88.55% | 1.9 | 0 | 10 |  |  |  | No | R-410A | 2 | Residential & Commercial | Ducted CEE Tier 1
211241787 | Central HP <5.4 tons | COMFORTMAKER | HRCU-A-CB (Split System: Heat Pump with Remote Outdoor Unit-Air-Source) | DLCURAH24ABK |  |  | EA*4X30L17A* | OMV098J12* | 23600 | 16.5 | 8.5 | 26000 | 23800 | 91.54% | 1.98 | 0 | 10 |  |  |  | No | R-410A | 1.9667 | Residential & Commercial | Ducted CEE Tier 1
211241868 | Central HP <5.4 tons | COMFORTMAKER | HRCU-A-CB (Split System: Heat Pump with Remote Outdoor Unit-Air-Source) | DLCURAH24ABK |  |  | EA*4X36L17A* | *96VSN0801716A* | 24200 | 16.5 | 8.5 | 26200 | 22600 | 86.26% | 1.86 | 0 | 10 |  |  |  | No | R-410A | 2.0167 | Residential & Commercial | Ducted CEE Tier 1
215935657 | Central HP <5.4 tons | AIRQUEST | HRCU-A-CB (Split System: Heat Pump with Remote Outdoor Unit-Air-Source) | H5H3V36*K*AAA* |  |  | EVD5X36M21A*+WALLCON | *80CTL0902120B* | 34400 | 21 | 8.5 | 38500 | 28000 | 72.73% | 2.04 | 0 | 12 |  |  |  | No | R-454B | 2.8667 | Residential & Commercial | Ducted CEE Tier 1
215935907 | Central HP <5.4 tons | AIRQUEST | HRCU-A-CB (Split System: Heat Pump with Remote Outdoor Unit-Air-Source) | H5H3V36*K*AAA* |  |  | EVD5X38M17A*+WALLCON | *96CTN0801714B* | 35400 | 21.5 | 8.5 | 38500 | 29000 | 75.32% | 2.02 | 0 | 12 |  |  |  | No | R-454B | 2.95 | Residential & Commercial | Ducted CEE Tier 1
211228028 | Central HP <5.4 tons | TEMPSTAR | HRCU-A-CB (Split System: Heat Pump with Remote Outdoor Unit-Air-Source) | DLCURAH36ABK |  |  | EA*4X42L24A* | *95ESN1002122A* | 36800 | 15.5 | 8.5 | 40000 | 35200 | 88% | 1.94 | 0 | 10 |  |  |  | No | R-410A | 3.0667 | Residential & Commercial | Ducted CEE Tier 1
211228330 | Central HP <5.4 tons | TEMPSTAR | HRCU-A-CB (Split System: Heat Pump with Remote Outdoor Unit-Air-Source) | DLCURAH36ABK |  |  | EA*4X43L21A* | *80VSL0902120A* | 36200 | 16 | 8.5 | 38500 | 34800 | 90.39% | 2.06 | 0 | 10 |  |  |  | No | R-410A | 3.0167 | Residential & Commercial | Ducted CEE Tier 1
212980480 | Central HP <5.4 tons | COMFORTMAKER | HRCU-A-CB (Split System: Heat Pump with Remote Outdoor Unit-Air-Source) | DLCURAH36ABK |  |  | EA*4X48L21A* | *80MS(N,L)0902120A* | 35800 | 16.5 | 8.5 | 37800 | 34600 | 91.53% | 2.02 | 0 | 10 |  |  |  | No | R-410A | 2.9833 | Residential & Commercial | Ducted CEE Tier 1
211227000 | Central HP <5.4 tons | TEMPSTAR | HRCU-A-CB (Split System: Heat Pump with Remote Outdoor Unit-Air-Source) | DLCURAH36ABK |  |  | EA*4X37L21A* | *92ESN0601714A* | 36400 | 16 | 8.5 | 38500 | 34800 | 90.39% | 2.08 | 0 | 10 |  |  |  | No | R-410A | 3.0333 | Residential & Commercial | Ducted CEE Tier 1
211227032 | Central HP <5.4 tons | TEMPSTAR | HRCU-A-CB (Split System: Heat Pump with Remote Outdoor Unit-Air-Source) | DLCURAH36ABK |  |  | EA*4X37L21A* | *92ESN1002122A* | 37400 | 15.5 | 8.5 | 39000 | 35000 | 89.74% | 2.16 | 0 | 10 |  |  |  | No | R-410A | 3.1167 | Residential & Commercial | Ducted CEE Tier 1
211227191 | Central HP <5.4 tons | TEMPSTAR | HRCU-A-CB (Split System: Heat Pump with Remote Outdoor Unit-Air-Source) | DLCURAH36ABK |  |  | EA*4X37L21A* | *96VTN0802120A* | 37000 | 15.5 | 8.5 | 38500 | 35000 | 90.91% | 2.1 | 0 | 10 |  |  |  | No | R-410A | 3.0833 | Residential & Commercial | Ducted CEE Tier 1
213779544 | Central HP <5.4 tons | TEMPSTAR | HRCU-A-CB (Split System: Heat Pump with Remote Outdoor Unit-Air-Source) | TVH837GKA** |  |  | EA*4X48L24A*+WALLCON | *96CTN1002122B* | 32400 | 17 | 8.5 | 32200 | 24800 | 77.02% | 1.98 | 0 | 11 |  |  |  | No | R-410A | 2.7 | Residential & Commercial | Ducted CEE Tier 1
215675665 | Central HP <5.4 tons | HEIL | HRCU-A-CB (Split System: Heat Pump with Remote Outdoor Unit-Air-Source) | H5H0V48*K*AAA* |  |  | EVM5X60M21A*+WALLCON | *80CSU0601716A* | 48000 | 19 | 9 | 50000 | 36800 | 73.6% | 2 | 0 | 10 |  |  |  | No | R-454B | 4 | Residential & Commercial | Ducted CEE Tier 1
215675885 | Central HP <5.4 tons | HEIL | HRCU-A-CB (Split System: Heat Pump with Remote Outdoor Unit-Air-Source) | H5H0V48*K*AAA* |  |  | EVM5X60M24A*+WALLCON | *80CTL1102120B* | 48000 | 19 | 9 | 50000 | 36400 | 72.8% | 2 | 0 | 10.5 |  |  |  | No | R-454B | 4 | Residential & Commercial | Ducted CEE Tier 1
215675985 | Central HP <5.4 tons | HEIL | HRCU-A-CB (Split System: Heat Pump with Remote Outdoor Unit-Air-Source) | H5H0V48*K*AAA* |  |  | EVM5X61M24A*+WALLCON | *80CTL0902120B* | 48500 | 19.5 | 9.5 | 50000 | 36600 | 73.2% | 2.1 | 0 | 10.5 |  |  |  | No | R-454B | 4.0417 | Residential & Commercial | Ducted CEE Tier 1
215675455 | Central HP <5.4 tons | HEIL | HRCU-A-CB (Split System: Heat Pump with Remote Outdoor Unit-Air-Source) | H5H0V48*K*AAA* |  |  | EVM5X48M21A*+WALLCON | *97CMN1002122B* | 47000 | 18.5 | 9 | 50000 | 36400 | 72.8% | 2 | 0 | 10 |  |  |  | No | R-454B | 3.9167 | Residential & Commercial | Ducted CEE Tier 1
215675575 | Central HP <5.4 tons | HEIL | HRCU-A-CB (Split System: Heat Pump with Remote Outdoor Unit-Air-Source) | H5H0V48*K*AAA* |  |  | EVM5X49M21A*+WALLCON | *80CTL1102120B* | 48000 | 19 | 9 | 50000 | 36600 | 73.2% | 2 | 0 | 10.5 |  |  |  | No | R-454B | 4 | Residential & Commercial | Ducted CEE Tier 1
215675725 | Central HP <5.4 tons | HEIL | HRCU-A-CB (Split System: Heat Pump with Remote Outdoor Unit-Air-Source) | H5H0V48*K*AAA* |  |  | EVM5X60M21A*+WALLCON | *80CTL0901716B* | 48000 | 19 | 9 | 50000 | 37000 | 74% | 1.98 | 0 | 10 |  |  |  | No | R-454B | 4 | Residential & Commercial | Ducted CEE Tier 1
215675875 | Central HP <5.4 tons | HEIL | HRCU-A-CB (Split System: Heat Pump with Remote Outdoor Unit-Air-Source) | H5H0V48*K*AAA* |  |  | EVM5X60M24A*+WALLCON | *80CTL0902120B* | 48000 | 19 | 9 | 50000 | 36400 | 72.8% | 2 | 0 | 10.5 |  |  |  | No | R-454B | 4 | Residential & Commercial | Ducted CEE Tier 1
212979162 | Central HP <5.4 tons | HEIL | HRCU-A-CB (Split System: Heat Pump with Remote Outdoor Unit-Air-Source) | DLCURAH24ABK |  |  | EA*4X36L17A* | *80MS(N,L)0701716A* | 23800 | 17 | 8.5 | 26200 | 23800 | 90.84% | 1.98 | 0 | 10 |  |  |  | No | R-410A | 1.9833 | Residential & Commercial | Ducted CEE Tier 1
212979246 | Central HP <5.4 tons | HEIL | HRCU-A-CB (Split System: Heat Pump with Remote Outdoor Unit-Air-Source) | DLCURAH24ABK |  |  | EN(A,D)4X36L21** | *80MS(N,L)0701716A* | 23600 | 17 | 8.5 | 26400 | 24200 | 91.67% | 2.02 | 0 | 10.5 |  |  |  | No | R-410A | 1.9667 | Residential & Commercial | Ducted CEE Tier 1
213815137 | Central HP <5.4 tons | DAIKIN | HRCU-A-CB (Split System: Heat Pump with Remote Outdoor Unit-Air-Source) | DZ9VCA3610A* |  |  | CSCF3642N6D*+MBVK12BP1X00A*+TXV |  | 33800 | 18.5 | 8.2 | 34000 | 24400 | 71.76% | 1.8 | 0 | 11.5 |  |  |  | No | R-410A | 2.8167 | Residential & Commercial | Ducted CEE Tier 1
213815138 | Central HP <5.4 tons | DAIKIN | HRCU-A-CB (Split System: Heat Pump with Remote Outdoor Unit-Air-Source) | DZ9VCA3610A* |  |  | CSCF3642N6D*+MBVK16CP1X00A*+TXV |  | 33800 | 18.5 | 8.2 | 34000 | 24400 | 71.76% | 1.8 | 0 | 11.5 |  |  |  | No | R-410A | 2.8167 | Residential & Commercial | Ducted CEE Tier 1
211245583 | Central HP <5.4 tons | TEMPSTAR | HRCU-A-CB (Split System: Heat Pump with Remote Outdoor Unit-Air-Source) | DLCURAH24ABK |  |  | EN(A,D)4X36L21** | *80VTL1102122A* | 23800 | 17 | 8.1 | 26000 | 23600 | 90.77% | 1.96 | 0 | 10.5 |  |  |  | No | R-410A | 1.9833 | Residential & Commercial | Ducted CEE Tier 1
212977613 | Central HP <5.4 tons | AIRQUEST | HRCU-A-CB (Split System: Heat Pump with Remote Outdoor Unit-Air-Source) | DLCURAH24ABK |  |  | EA*4X30L17A* | *80MS(N,L)0451412A* | 23600 | 17 | 8.5 | 26000 | 24000 | 92.31% | 2 | 0 | 10 |  |  |  | No | R-410A | 1.9667 | Residential & Commercial | Ducted CEE Tier 1
212978165 | Central HP <5.4 tons | AIRQUEST | HRCU-A-CB (Split System: Heat Pump with Remote Outdoor Unit-Air-Source) | DLCURAH24ABK |  |  | EN(A,D)4X24L14** | *80MS(N,L)0701412A* | 23200 | 17 | 8.5 | 26800 | 25400 | 94.78% | 2.14 | 0 | 10 |  |  |  | No | R-410A | 1.9333 | Residential & Commercial | Ducted CEE Tier 1
212978667 | Central HP <5.4 tons | AIRQUEST | HRCU-A-CB (Split System: Heat Pump with Remote Outdoor Unit-Air-Source) | DLCURAH24ABK |  |  | EA*4X36L21A* | *80MS(N,L)0701712A* | 23600 | 17.5 | 8.5 | 26000 | 24000 | 92.31% | 2 | 0 | 10 |  |  |  | No | R-410A | 1.9667 | Residential & Commercial | Ducted CEE Tier 1
214606575 | Central HP <5.4 tons | YORK | HRCU-A-C (Split System: Heat Pump with Remote Outdoor Unit with No Indoor Fan --Air Source) | HH836E2S11 |  |  | CTM48C5CFS1 |  | 31600 | 15.2 | 8.5 | 30800 | 22200 | 72.08% | 2 | 0 | 10 |  |  |  | No | R-454B | 2.6333 | Residential & Commercial | Ducted CEE Tier 1
215853275 | Central HP <5.4 tons | YORK | HRCU-A-CB (Split System: Heat Pump with Remote Outdoor Unit-Air-Source) | HH836E2S11 |  |  | CTU48C5XFS1+JMC16C2SN1+TXV |  | 34400 | 19 | 9 | 32000 | 25200 | 78.75% | 2 | 0 | 11.7 |  |  |  | No | R-454B | 2.8667 | Residential & Commercial | Ducted CEE Tier 1
215853290 | Central HP <5.4 tons | YORK | HRCU-A-CB (Split System: Heat Pump with Remote Outdoor Unit-Air-Source) | HH836E2S11 |  |  | CTM36C5CDS1+JMVT16CC2N1 |  | 34400 | 19 | 9 | 31600 | 25800 | 81.65% | 2 | 0 | 11.7 |  |  |  | No | R-454B | 2.8667 | Residential & Commercial | Ducted CEE Tier 1
215439641 | Central HP <5.4 tons | DAIKIN | HRCU-A-CB (Split System: Heat Pump with Remote Outdoor Unit-Air-Source) | DH6VSA1810A* |  |  | CA*EA2418*3A* | D*96TC0603BNA* | 17000 | 19 | 8.8 | 16800 | 13000 | 77.38% | 2.1 | 0 | 12 |  |  |  | No | R-32 | 1.4167 | Residential & Commercial | Ducted CEE Tier 1
215439658 | Central HP <5.4 tons | DAIKIN | HRCU-A-CB (Split System: Heat Pump with Remote Outdoor Unit-Air-Source) | DH6VSA1810A* |  |  | CA*EA3022*3A* | D*96SC0805CUA* | 17000 | 19 | 8.8 | 16800 | 13000 | 77.38% | 2.1 | 0 | 12 |  |  |  | No | R-32 | 1.4167 | Residential & Commercial | Ducted CEE Tier 1
212976980 | Central HP <5.4 tons | AIRQUEST | HRCU-A-CB (Split System: Heat Pump with Remote Outdoor Unit-Air-Source) | DLCURAH24ABK |  |  | EA*4X36L21A* | *96VTN1002122B* | 24200 | 17.5 | 8.5 | 26400 | 23200 | 87.88% | 1.92 | 0 | 10 |  |  |  | No | R-410A | 2.0167 | Residential & Commercial | Ducted CEE Tier 1
212977589 | Central HP <5.4 tons | AIRQUEST | HRCU-A-CB (Split System: Heat Pump with Remote Outdoor Unit-Air-Source) | DLCURAH24ABK |  |  | EA*4X25L17A* | *80MS(N,L)0451412A* | 24200 | 17 | 8.5 | 25200 | 21800 | 86.51% | 1.82 | 0 | 10 |  |  |  | No | R-410A | 2.0167 | Residential & Commercial | Ducted CEE Tier 1
211241688 | Central HP <5.4 tons | COMFORTMAKER | HRCU-A-CB (Split System: Heat Pump with Remote Outdoor Unit-Air-Source) | DLCURAH24ABK |  |  | EA*4X30L17A* | *92ESN0601412A* | 23400 | 17 | 8.5 | 25800 | 24200 | 93.8% | 2.02 | 0 | 10 |  |  |  | No | R-410A | 1.95 | Residential & Commercial | Ducted CEE Tier 1
211241765 | Central HP <5.4 tons | COMFORTMAKER | HRCU-A-CB (Split System: Heat Pump with Remote Outdoor Unit-Air-Source) | DLCURAH24ABK |  |  | EA*4X30L17A* | *80ES(N,L)0701412A* | 24200 | 16.5 | 8.5 | 26400 | 22800 | 86.36% | 1.88 | 0 | 10 |  |  |  | No | R-410A | 2.0167 | Residential & Commercial | Ducted CEE Tier 1
210470576 | Central HP <5.4 tons | AIRQUEST | HRCU-A-CB (Split System: Heat Pump with Remote Outdoor Unit-Air-Source) | HVH837GKA2* |  |  | EA*4X61L24A*+WALLCON | *96CTN1202422A* | 33200 | 18 | 8.5 | 32000 | 24800 | 77.5% | 2 | 0 | 12 |  |  |  | No | R-410A | 2.7667 | Residential & Commercial | Ducted CEE Tier 1
210470901 | Central HP <5.4 tons | AIRQUEST | HRCU-A-CB (Split System: Heat Pump with Remote Outdoor Unit-Air-Source) | HVH837GKA2* |  |  | EN(A,D,W)4X60L24**+WALLCON | *80CSU1002120A* | 32800 | 17.5 | 8.1 | 32200 | 24600 | 76.4% | 1.96 | 0 | 11.7 |  |  |  | No | R-410A | 2.7333 | Residential & Commercial | Ducted CEE Tier 1
211245491 | Central HP <5.4 tons | TEMPSTAR | HRCU-A-CB (Split System: Heat Pump with Remote Outdoor Unit-Air-Source) | DLCURAH24ABK |  |  | EN(A,D)4X36L21** | *80VTL0902120A* | 23800 | 16.5 | 8.1 | 26000 | 23200 | 89.23% | 1.92 | 0 | 10.5 |  |  |  | No | R-410A | 1.9833 | Residential & Commercial | Ducted CEE Tier 1
210720666 | Central HP <5.4 tons | BRYANT HEATING AND COOLING SYSTEMS | HRCU-A-CB (Split System: Heat Pump with Remote Outdoor Unit-Air-Source) | 284ANV036*0**B* |  |  | CNPV*4221AL*+UI | 83*CA36040C17*** | 33000 | 19 | 9 | 35400 | 26600 | 75.14% | 1.98 | 0 | 12 |  |  |  | No | R-410A | 2.75 | Residential & Commercial | Ducted CEE Tier 1
210720668 | Central HP <5.4 tons | BRYANT HEATING AND COOLING SYSTEMS | HRCU-A-CB (Split System: Heat Pump with Remote Outdoor Unit-Air-Source) | 284ANV036*0**B* |  |  | CNPV*4221AL*+UI | 83*CA48060C17*** | 33000 | 19 | 9 | 35400 | 26600 | 75.14% | 1.96 | 0 | 11.7 |  |  |  | No | R-410A | 2.75 | Residential & Commercial | Ducted CEE Tier 1
215675345 | Central HP <5.4 tons | HEIL | HRCU-A-CB (Split System: Heat Pump with Remote Outdoor Unit-Air-Source) | H5H0V48*K*AAA* |  |  | FCMA5B60L0D*+WALLCON |  | 46500 | 19.5 | 9.5 | 47000 | 33000 | 70.21% | 2.2 | 0 | 10.5 |  |  |  | No | R-454B | 3.875 | Residential & Commercial | Ducted CEE Tier 1
215675615 | Central HP <5.4 tons | HEIL | HRCU-A-CB (Split System: Heat Pump with Remote Outdoor Unit-Air-Source) | H5H0V48*K*AAA* |  |  | EVM5X49M21A*+WALLCON | *97CMN0801714B* | 47500 | 18.5 | 9 | 50000 | 37400 | 74.8% | 1.98 | 0 | 10 |  |  |  | No | R-454B | 3.9583 | Residential & Commercial | Ducted CEE Tier 1
211259612 | Central HP <5.4 tons | TEMPSTAR | HRCU-A-CB (Split System: Heat Pump with Remote Outdoor Unit-Air-Source) | DLCURAH18ABK |  |  | EA*4X19L17A* | *96VSN0601714A* | 18200 | 16 | 8.5 | 18200 | 17600 | 96.7% | 2.14 | 0 | 10.5 |  |  |  | No | R-410A | 1.5167 | Residential & Commercial | Ducted CEE Tier 1
212975801 | Central HP <5.4 tons | AIRQUEST | HRCU-A-CB (Split System: Heat Pump with Remote Outdoor Unit-Air-Source) | DLCURAH18ABK |  |  | EA*4X25L17A* | *96VTN0801716B* | 17800 | 16.5 | 8.1 | 17600 | 17800 | 101.1% | 2.14 | 0 | 10.5 |  |  |  | No | R-410A | 1.4833 | Residential & Commercial | Ducted CEE Tier 1
212975840 | Central HP <5.4 tons | AIRQUEST | HRCU-A-CB (Split System: Heat Pump with Remote Outdoor Unit-Air-Source) | DLCURAH18ABK |  |  | EN(A,D)4X30L17** | *96VTN0801716B* | 17500 | 16 | 8.1 | 18000 | 18700 | 103.9% | 2.24 | 0 | 11 |  |  |  | No | R-410A | 1.4583 | Residential & Commercial | Ducted CEE Tier 1
212977805 | Central HP <5.4 tons | AIRQUEST | HRCU-A-CB (Split System: Heat Pump with Remote Outdoor Unit-Air-Source) | DLCURAH18ABK |  |  | EN(A,D)4X24L17** | *80MS(N,L)0451412A* | 17500 | 16.5 | 8.5 | 18400 | 19200 | 104.3% | 2.3 | 0 | 11 |  |  |  | No | R-410A | 1.4583 | Residential & Commercial | Ducted CEE Tier 1
212978225 | Central HP <5.4 tons | AIRQUEST | HRCU-A-CB (Split System: Heat Pump with Remote Outdoor Unit-Air-Source) | DLCURAH18ABK |  |  | EA*4X19L17A* | *80MS(N,L)0701412A* | 18200 | 17 | 8.5 | 18100 | 17700 | 97.79% | 2.16 | 0 | 11 |  |  |  | No | R-410A | 1.5167 | Residential & Commercial | Ducted CEE Tier 1
215668940 | Central HP <5.4 tons | HEIL | HRCU-A-CB (Split System: Heat Pump with Remote Outdoor Unit-Air-Source) | H5H0V36*K*AAA* |  |  | EA*5X42M21A*+WALLCON | *96CTN1002122B* | 33200 | 17.5 | 9 | 35800 | 25600 | 71.51% | 1.84 | 0 | 10 |  |  |  | No | R-454B | 2.7667 | Residential & Commercial | Ducted CEE Tier 1
211241958 | Central HP <5.4 tons | COMFORTMAKER | HRCU-A-CB (Split System: Heat Pump with Remote Outdoor Unit-Air-Source) | DLCURAH24ABK |  |  | EA*4X36L17A* | *80VTL0451412A* | 24200 | 16.5 | 8.5 | 26200 | 22400 | 85.5% | 1.86 | 0 | 10 |  |  |  | No | R-410A | 2.0167 | Residential & Commercial | Ducted CEE Tier 1
211242542 | Central HP <5.4 tons | COMFORTMAKER | HRCU-A-CB (Split System: Heat Pump with Remote Outdoor Unit-Air-Source) | DLCURAH24ABK |  |  | EA*4X36L21A* | *80VTL1102122A* | 24000 | 17 | 8.5 | 25800 | 23000 | 89.15% | 1.9 | 0 | 10 |  |  |  | No | R-410A | 2 | Residential & Commercial | Ducted CEE Tier 1
211242576 | Central HP <5.4 tons | COMFORTMAKER | HRCU-A-CB (Split System: Heat Pump with Remote Outdoor Unit-Air-Source) | DLCURAH24ABK |  |  | EA*4X36L21A* | *80ES(N,L)0702116A* | 24400 | 17 | 8.5 | 26200 | 22400 | 85.5% | 1.86 | 0 | 10 |  |  |  | No | R-410A | 2.0333 | Residential & Commercial | Ducted CEE Tier 1
211242635 | Central HP <5.4 tons | COMFORTMAKER | HRCU-A-CB (Split System: Heat Pump with Remote Outdoor Unit-Air-Source) | DLCURAH24ABK |  |  | EA*4X36L21A* | *92ESN0801716A* | 24400 | 17 | 8.5 | 26200 | 22400 | 85.5% | 1.86 | 0 | 10 |  |  |  | No | R-410A | 2.0333 | Residential & Commercial | Ducted CEE Tier 1
212979244 | Central HP <5.4 tons | COMFORTMAKER | HRCU-A-CB (Split System: Heat Pump with Remote Outdoor Unit-Air-Source) | DLCURAH24ABK |  |  | EN(A,D)4X36L21** | *80MS(N,L)0701716A* | 23600 | 17 | 8.5 | 26400 | 24200 | 91.67% | 2.02 | 0 | 10.5 |  |  |  | No | R-410A | 1.9667 | Residential & Commercial | Ducted CEE Tier 1
212978081 | Central HP <5.4 tons | AIRQUEST | HRCU-A-CB (Split System: Heat Pump with Remote Outdoor Unit-Air-Source) | DLCURAH24ABK |  |  | EA*4X24L14A* | *80MS(N,L)0701412A* | 23200 | 17 | 9 | 26800 | 26800 | 100% | 2.28 | 0 | 10 |  |  |  | No | R-410A | 1.9333 | Residential & Commercial | Ducted CEE Tier 1
213779644 | Central HP <5.4 tons | TEMPSTAR | HRCU-A-CB (Split System: Heat Pump with Remote Outdoor Unit-Air-Source) | TVH837GKA** |  |  | EA*4X61L21A*+WALLCON | *80CTL0701716B* | 32800 | 17 | 8.1 | 32200 | 25000 | 77.64% | 1.96 | 0 | 11 |  |  |  | No | R-410A | 2.7333 | Residential & Commercial | Ducted CEE Tier 1
215864859 | Central HP <5.4 tons | TRANE | HRCU-A-CB (Split System: Heat Pump with Remote Outdoor Unit-Air-Source) | 5TWV8X48A1 |  |  | 5PX*D008AS3 | S8V2C080M5PCB | 45000 | 18.1 | 8.5 | 45500 | 35000 | 76.92% | 2.2 | 0 | 10 |  |  |  | No | R-454B | 3.75 | Residential & Commercial | Ducted CEE Tier 1
215864875 | Central HP <5.4 tons | TRANE | HRCU-A-CB (Split System: Heat Pump with Remote Outdoor Unit-Air-Source) | 5TWV8X48A1 |  |  | 5PX*D008AS3 | S9V2C080U5PSC+LRP | 45500 | 18.1 | 8.5 | 46000 | 35200 | 76.52% | 2.1 | 0 | 10 |  |  |  | No | R-454B | 3.7917 | Residential & Commercial | Ducted CEE Tier 1
215675815 | Central HP <5.4 tons | HEIL | HRCU-A-CB (Split System: Heat Pump with Remote Outdoor Unit-Air-Source) | H5H0V48*K*AAA* |  |  | EVM5X60M21A*+WALLCON | *97CMN1002122B* | 48000 | 19 | 9 | 50000 | 36800 | 73.6% | 2 | 0 | 10 |  |  |  | No | R-454B | 4 | Residential & Commercial | Ducted CEE Tier 1
215676125 | Central HP <5.4 tons | HEIL | HRCU-A-CB (Split System: Heat Pump with Remote Outdoor Unit-Air-Source) | H5H0V48*K*AAA* |  |  | EVD5X48M21A*+WALLCON | *80CTL1102120B* | 47000 | 18.5 | 9 | 50000 | 36400 | 72.8% | 2 | 0 | 10 |  |  |  | No | R-454B | 3.9167 | Residential & Commercial | Ducted CEE Tier 1
215676225 | Central HP <5.4 tons | HEIL | HRCU-A-CB (Split System: Heat Pump with Remote Outdoor Unit-Air-Source) | H5H0V48*K*AAA* |  |  | EVD5X48M24A*+WALLCON | *80CTL1352422B* | 47000 | 19 | 9 | 50000 | 36200 | 72.4% | 2 | 0 | 10 |  |  |  | No | R-454B | 3.9167 | Residential & Commercial | Ducted CEE Tier 1
212974694 | Central HP <5.4 tons | AIRQUEST | HRCU-A-CB (Split System: Heat Pump with Remote Outdoor Unit-Air-Source) | DLCURAH18ABK |  |  | EN(A,D)4X18L14** | *96VTN0401410B* | 17100 | 15.5 | 8.1 | 18400 | 19800 | 107.6% | 2.38 | 0 | 10.5 |  |  |  | No | R-410A | 1.425 | Residential & Commercial | Ducted CEE Tier 1
212975477 | Central HP <5.4 tons | AIRQUEST | HRCU-A-CB (Split System: Heat Pump with Remote Outdoor Unit-Air-Source) | DLCURAH18ABK |  |  | EN(A,D)4X30L14** | *96VTN0601412B* | 17400 | 16 | 8.1 | 18000 | 18700 | 103.9% | 2.24 | 0 | 11 |  |  |  | No | R-410A | 1.45 | Residential & Commercial | Ducted CEE Tier 1
211259914 | Central HP <5.4 tons | TEMPSTAR | HRCU-A-CB (Split System: Heat Pump with Remote Outdoor Unit-Air-Source) | DLCURAH18ABK |  |  | EA*4X19L17A* | *80ES(N,L)0451712A* | 19100 | 16 | 9 | 19100 | 17400 | 91.1% | 2.14 | 0 | 11 |  |  |  | No | R-410A | 1.5917 | Residential & Commercial | Ducted CEE Tier 1
211260182 | Central HP <5.4 tons | TEMPSTAR | HRCU-A-CB (Split System: Heat Pump with Remote Outdoor Unit-Air-Source) | DLCURAH18ABK |  |  | EA*4X24L14A* | *95ESN0261410A* | 17900 | 15.5 | 8.5 | 19000 | 18900 | 99.47% | 2.26 | 0 | 10.5 |  |  |  | No | R-410A | 1.4917 | Residential & Commercial | Ducted CEE Tier 1
212978299 | Central HP <5.4 tons | AIRQUEST | HRCU-A-CB (Split System: Heat Pump with Remote Outdoor Unit-Air-Source) | DLCURAH18ABK |  |  | EN(A,D)4X18L14** | *80MS(N,L)0701412A* | 17400 | 16 | 8.5 | 18500 | 19700 | 106.5% | 2.38 | 0 | 10.5 |  |  |  | No | R-410A | 1.45 | Residential & Commercial | Ducted CEE Tier 1
215487396 | Central HP <5.4 tons | DAIKIN | HRCU-A-CB (Split System: Heat Pump with Remote Outdoor Unit-Air-Source) | DH7VSA3610A* |  |  | CA*EA4830*3A* | D*96VC1005DNA* | 34800 | 18.5 | 8.5 | 35000 | 28400 | 81.14% | 2 | 0 | 10.5 |  |  |  | No | R-32 | 2.9 | Residential & Commercial | Ducted CEE Tier 1
215487407 | Central HP <5.4 tons | DAIKIN | HRCU-A-CB (Split System: Heat Pump with Remote Outdoor Unit-Air-Source) | DH7VSA3610A* |  |  | CHPEA4830*3A* | D*96VC1205DNA* | 35000 | 18.5 | 8.1 | 35000 | 28400 | 81.14% | 2 | 0 | 10.5 |  |  |  | No | R-32 | 2.9167 | Residential & Commercial | Ducted CEE Tier 1
215487409 | Central HP <5.4 tons | DAIKIN | HRCU-A-CB (Split System: Heat Pump with Remote Outdoor Unit-Air-Source) | DH7VSA3610A* |  |  | CHPEA4830*3A* | D*96VC1005CNA* | 35000 | 18.5 | 8.1 | 35000 | 28400 | 81.14% | 2 | 0 | 10.5 |  |  |  | No | R-32 | 2.9167 | Residential & Commercial | Ducted CEE Tier 1
215487399 | Central HP <5.4 tons | DAIKIN | HRCU-A-CB (Split System: Heat Pump with Remote Outdoor Unit-Air-Source) | DH7VSA3610A* |  |  | CA*EA4830*3A* | D*80VC1005C*A* | 34800 | 18.5 | 8.5 | 35000 | 28400 | 81.14% | 2 | 0 | 10.5 |  |  |  | No | R-32 | 2.9 | Residential & Commercial | Ducted CEE Tier 1
211241832 | Central HP <5.4 tons | COMFORTMAKER | HRCU-A-CB (Split System: Heat Pump with Remote Outdoor Unit-Air-Source) | DLCURAH24ABK |  |  | EA*4X36L17A* | *96VSN0601714A* | 23400 | 16.5 | 8.5 | 25600 | 23600 | 92.19% | 1.96 | 0 | 10 |  |  |  | No | R-410A | 1.95 | Residential & Commercial | Ducted CEE Tier 1
213076350 | Central HP <5.4 tons | TEMPSTAR | HRCU-A-CB (Split System: Heat Pump with Remote Outdoor Unit-Air-Source) | DLCURAH24ABK |  |  | EA*4X36L21A* | *95MSU1002122A* | 23600 | 17.5 | 8.5 | 26200 | 21000 | 80.15% | 1.78 | 0 | 10 |  |  |  | No | R-410A | 1.9667 | Residential & Commercial | Ducted CEE Tier 1
213076359 | Central HP <5.4 tons | TEMPSTAR | HRCU-A-CB (Split System: Heat Pump with Remote Outdoor Unit-Air-Source) | DLCURAH24ABK |  |  | EA*4X37L21A* | *95MSU1002122A* | 25000 | 17.5 | 8.5 | 25400 | 24600 | 96.85% | 2.06 | 0 | 10.5 |  |  |  | No | R-410A | 2.0833 | Residential & Commercial | Ducted CEE Tier 1
212987474 | Central HP <5.4 tons | AIRQUEST | HRCU-A-CB (Split System: Heat Pump with Remote Outdoor Unit-Air-Source) | DLCURAH24ABK |  |  | EN(A,D,W)4X36L17** | *96MSN0801716A* | 23800 | 17 | 8.5 | 26400 | 24000 | 90.91% | 2 | 0 | 10.5 |  |  |  | No | R-410A | 1.9833 | Residential & Commercial | Ducted CEE Tier 1
215936677 | Central HP <5.4 tons | AIRQUEST | HRCU-A-CB (Split System: Heat Pump with Remote Outdoor Unit-Air-Source) | H5H3V36*K*AAA* |  |  | EVD5X60M21A*+WALLCON | *97CMN0602120B* | 35400 | 21 | 8.5 | 38500 | 29000 | 75.32% | 2 | 0 | 12 |  |  |  | No | R-454B | 2.95 | Residential & Commercial | Ducted CEE Tier 1
215936477 | Central HP <5.4 tons | AIRQUEST | HRCU-A-CB (Split System: Heat Pump with Remote Outdoor Unit-Air-Source) | H5H3V36*K*AAA* |  |  | EVD5X49M24A*+WALLCON | *95CSU0802120B* | 35400 | 21.5 | 8.5 | 38000 | 28600 | 75.26% | 2.04 | 0 | 12 |  |  |  | No | R-454B | 2.95 | Residential & Commercial | Ducted CEE Tier 1
215678305 | Central HP <5.4 tons | HEIL | HRCU-A-CB (Split System: Heat Pump with Remote Outdoor Unit-Air-Source) | H5H0V24*K*AAA* |  |  | EA*5X36M17A*+WALLCON | *80CSU0401712B* | 23200 | 17 | 8.5 | 23400 | 16500 | 70.51% | 2 | 0 | 10 |  |  |  | No | R-454B | 1.9333 | Residential & Commercial | Ducted CEE Tier 1
215678375 | Central HP <5.4 tons | HEIL | HRCU-A-CB (Split System: Heat Pump with Remote Outdoor Unit-Air-Source) | H5H0V24*K*AAA* |  |  | EA*5X37M17A*+WALLCON | *97CTN0801716A* | 23800 | 17 | 9 | 23400 | 16500 | 70.51% | 2 | 0 | 10 |  |  |  | No | R-454B | 1.9833 | Residential & Commercial | Ducted CEE Tier 1
215936399 | Central HP <5.4 tons | COMFORTMAKER | HRCU-A-CB (Split System: Heat Pump with Remote Outdoor Unit-Air-Source) | C5H3V36*K*AAA* |  |  | EVD5X48M24A*+WALLCON | *97CMN1202422B* | 35000 | 21.5 | 8.5 | 38500 | 28400 | 73.77% | 2.04 | 0 | 12 |  |  |  | No | R-454B | 2.9167 | Residential & Commercial | Ducted CEE Tier 1
215936449 | Central HP <5.4 tons | COMFORTMAKER | HRCU-A-CB (Split System: Heat Pump with Remote Outdoor Unit-Air-Source) | C5H3V36*K*AAA* |  |  | EVD5X49M24A*+WALLCON | *80CTL0902120B* | 35600 | 22 | 8.5 | 38000 | 28400 | 74.74% | 2.04 | 0 | 12.5 |  |  |  | No | R-454B | 2.9667 | Residential & Commercial | Ducted CEE Tier 1
215936699 | Central HP <5.4 tons | COMFORTMAKER | HRCU-A-CB (Split System: Heat Pump with Remote Outdoor Unit-Air-Source) | C5H3V36*K*AAA* |  |  | EVD5X60M21A*+WALLCON | *97CMN0802120B* | 35600 | 21.5 | 8.5 | 38000 | 28600 | 75.26% | 2.02 | 0 | 12.5 |  |  |  | No | R-454B | 2.9667 | Residential & Commercial | Ducted CEE Tier 1
215936849 | Central HP <5.4 tons | COMFORTMAKER | HRCU-A-CB (Split System: Heat Pump with Remote Outdoor Unit-Air-Source) | C5H3V36*K*AAA* |  |  | EVD5X60M24A*+WALLCON | *96CTN1002122B* | 35600 | 22 | 8.5 | 38000 | 28400 | 74.74% | 2.04 | 0 | 12.5 |  |  |  | No | R-454B | 2.9667 | Residential & Commercial | Ducted CEE Tier 1
215936410 | Central HP <5.4 tons | DAY & NIGHT | HRCU-A-CB (Split System: Heat Pump with Remote Outdoor Unit-Air-Source) | C5H3V36*K*AAA* |  |  | EVD5X48M24A*+WALLCON | *96CTN1002122B* | 35000 | 21.5 | 8.5 | 38000 | 28200 | 74.21% | 2.02 | 0 | 12 |  |  |  | No | R-454B | 2.9167 | Residential & Commercial | Ducted CEE Tier 1
215936760 | Central HP <5.4 tons | DAY & NIGHT | HRCU-A-CB (Split System: Heat Pump with Remote Outdoor Unit-Air-Source) | C5H3V36*K*AAA* |  |  | EVD5X60M24A*+WALLCON | *80CTL0902120B* | 35600 | 22 | 8.5 | 38000 | 28400 | 74.74% | 2.04 | 0 | 12.5 |  |  |  | No | R-454B | 2.9667 | Residential & Commercial | Ducted CEE Tier 1
211241699 | Central HP <5.4 tons | COMFORTMAKER | HRCU-A-CB (Split System: Heat Pump with Remote Outdoor Unit-Air-Source) | DLCURAH24ABK |  |  | EA*4X30L17A* | *92ESN0601714A* | 24400 | 17 | 8.5 | 26400 | 22800 | 86.36% | 1.88 | 0 | 10 |  |  |  | No | R-410A | 2.0333 | Residential & Commercial | Ducted CEE Tier 1
211241917 | Central HP <5.4 tons | COMFORTMAKER | HRCU-A-CB (Split System: Heat Pump with Remote Outdoor Unit-Air-Source) | DLCURAH24ABK |  |  | EA*4X36L17A* | *80VSL0451716A* | 24200 | 16.5 | 8.5 | 26200 | 22600 | 86.26% | 1.86 | 0 | 10 |  |  |  | No | R-410A | 2.0167 | Residential & Commercial | Ducted CEE Tier 1
211242024 | Central HP <5.4 tons | COMFORTMAKER | HRCU-A-CB (Split System: Heat Pump with Remote Outdoor Unit-Air-Source) | DLCURAH24ABK |  |  | EA*4X36L17A* | *95ESN0601412A* | 24400 | 15.5 | 8.5 | 26600 | 22400 | 84.21% | 1.84 | 0 | 10 |  |  |  | No | R-410A | 2.0333 | Residential & Commercial | Ducted CEE Tier 1
211245790 | Central HP <5.4 tons | TEMPSTAR | HRCU-A-CB (Split System: Heat Pump with Remote Outdoor Unit-Air-Source) | DLCURAH24ABK |  |  | EN(A,D)4X36L21** | OLV112A16A | 24400 | 16 | 8.1 | 26600 | 22600 | 84.96% | 1.86 | 0 | 10 |  |  |  | No | R-410A | 2.0333 | Residential & Commercial | Ducted CEE Tier 1
211242100 | Central HP <5.4 tons | COMFORTMAKER | HRCU-A-CB (Split System: Heat Pump with Remote Outdoor Unit-Air-Source) | DLCURAH24ABK |  |  | EA*4X36L17A* | *80ES(N,L)0701712A* | 24400 | 16.5 | 8.5 | 26400 | 22400 | 84.85% | 1.84 | 0 | 10 |  |  |  | No | R-410A | 2.0333 | Residential & Commercial | Ducted CEE Tier 1
211242334 | Central HP <5.4 tons | COMFORTMAKER | HRCU-A-CB (Split System: Heat Pump with Remote Outdoor Unit-Air-Source) | DLCURAH24ABK |  |  | EA*4X36L21A* | *80ES(N,L)0701716A* | 25000 | 16.5 | 8.5 | 26800 | 21800 | 81.34% | 1.8 | 0 | 10 |  |  |  | No | R-410A | 2.0833 | Residential & Commercial | Ducted CEE Tier 1
215676325 | Central HP <5.4 tons | HEIL | HRCU-A-CB (Split System: Heat Pump with Remote Outdoor Unit-Air-Source) | H5H0V48*K*AAA* |  |  | EVD5X49M24A*+WALLCON | *80CTL1352422B* | 48000 | 19 | 9 | 50000 | 36400 | 72.8% | 2 | 0 | 10.5 |  |  |  | No | R-454B | 4 | Residential & Commercial | Ducted CEE Tier 1
215676075 | Central HP <5.4 tons | HEIL | HRCU-A-CB (Split System: Heat Pump with Remote Outdoor Unit-Air-Source) | H5H0V48*K*AAA* |  |  | EVM5X61M24A*+WALLCON | *96CTN1002122B* | 48500 | 19.5 | 9.5 | 50000 | 36600 | 73.2% | 2.12 | 0 | 10.5 |  |  |  | No | R-454B | 4.0417 | Residential & Commercial | Ducted CEE Tier 1
215676675 | Central HP <5.4 tons | HEIL | HRCU-A-CB (Split System: Heat Pump with Remote Outdoor Unit-Air-Source) | H5H0V48*K*AAA* |  |  | EVD5X60M24A*+WALLCON | *96CTN1202422B* | 48000 | 19 | 9 | 50000 | 36600 | 73.2% | 2 | 0 | 10.5 |  |  |  | No | R-454B | 4 | Residential & Commercial | Ducted CEE Tier 1
211245254 | Central HP <5.4 tons | TEMPSTAR | HRCU-A-CB (Split System: Heat Pump with Remote Outdoor Unit-Air-Source) | DLCURAH24ABK |  |  | EN(A,D,W)4X36L17** | *80ESU0601716A | 24800 | 16.5 | 8.5 | 26600 | 22200 | 83.46% | 1.84 | 0 | 10.5 |  |  |  | No | R-410A | 2.0667 | Residential & Commercial | Ducted CEE Tier 1
211245336 | Central HP <5.4 tons | TEMPSTAR | HRCU-A-CB (Split System: Heat Pump with Remote Outdoor Unit-Air-Source) | DLCURAH24ABK |  |  | EN(A,D)4X36L21** | *96VSN1002120A* | 23800 | 17 | 8.1 | 26000 | 23400 | 90% | 1.94 | 0 | 10.5 |  |  |  | No | R-410A | 1.9833 | Residential & Commercial | Ducted CEE Tier 1
211245522 | Central HP <5.4 tons | TEMPSTAR | HRCU-A-CB (Split System: Heat Pump with Remote Outdoor Unit-Air-Source) | DLCURAH24ABK |  |  | EN(A,D)4X36L21** | *96VTN0801716A* | 24200 | 16.5 | 8.1 | 26200 | 23000 | 87.79% | 1.9 | 0 | 10.5 |  |  |  | No | R-410A | 2.0167 | Residential & Commercial | Ducted CEE Tier 1
215439672 | Central HP <5.4 tons | DAIKIN | HRCU-A-CB (Split System: Heat Pump with Remote Outdoor Unit-Air-Source) | DH6VSA1810A* |  |  | CA*EA2418*3A* | D*97MC0803BNA* | 17000 | 19 | 8.8 | 16800 | 13000 | 77.38% | 2.1 | 0 | 12 |  |  |  | No | R-32 | 1.4167 | Residential & Commercial | Ducted CEE Tier 1
206790178 | Central HP <5.4 tons | BRYANT HEATING AND COOLING SYSTEMS | HRCU-A-CB (Split System: Heat Pump with Remote Outdoor Unit-Air-Source) | 284ANV024*0**B* |  |  | CNPV*3621AL*+UI | 986TC42080C17*** | 23200 | 20 | 9.5 | 26800 | 20000 | 74.63% | 2.38 | 14 | 13 |  |  |  | No | R-410A | 1.9333 | Residential & Commercial | Ducted CEE Tier 1
206790243 | Central HP <5.4 tons | BRYANT HEATING AND COOLING SYSTEMS | HRCU-A-CB (Split System: Heat Pump with Remote Outdoor Unit-Air-Source) | 284ANV024*0**B* |  |  | CNPV*3621AL*+UI | 83*CA36040C17*** | 23200 | 20 | 9.5 | 26600 | 19900 | 74.81% | 2.38 | 14 | 13 |  |  |  | No | R-410A | 1.9333 | Residential & Commercial | Ducted CEE Tier 1
215487478 | Central HP <5.4 tons | DAIKIN | HRCU-A-CB (Split System: Heat Pump with Remote Outdoor Unit-Air-Source) | DH6VSA1810A* |  |  | CHPEA2422*3A* | D*80VC0803B*A* | 17000 | 19 | 8.8 | 16800 | 13000 | 77.38% | 2.1 | 0 | 12 |  |  |  | No | R-32 | 1.4167 | Residential & Commercial | Ducted CEE Tier 1
215487475 | Central HP <5.4 tons | DAIKIN | HRCU-A-CB (Split System: Heat Pump with Remote Outdoor Unit-Air-Source) | DH6VSA1810A* |  |  | CA*EA2418*3A* | D*80VC0805C*A* | 17000 | 19 | 8.8 | 16800 | 13000 | 77.38% | 2.1 | 0 | 12 |  |  |  | No | R-32 | 1.4167 | Residential & Commercial | Ducted CEE Tier 1
215487414 | Central HP <5.4 tons | DAIKIN | HRCU-A-CB (Split System: Heat Pump with Remote Outdoor Unit-Air-Source) | DH7VSA3610A* |  |  | CHPEA4830*3A* | D*80VC0804C*A* | 35000 | 18.5 | 8.1 | 35000 | 28400 | 81.14% | 2 | 0 | 10.5 |  |  |  | No | R-32 | 2.9167 | Residential & Commercial | Ducted CEE Tier 1
215940896 | Central HP <5.4 tons | HEIL | HRCU-A-CB (Split System: Heat Pump with Remote Outdoor Unit-Air-Source) | H5H3V36*K*AAA* |  |  | EVD5X60M24A*+WALLCON | *97CTN1002122A* | 35600 | 22 | 8.5 | 38000 | 28400 | 74.74% | 2.04 | 0 | 12.5 |  |  |  | No | R-454B | 2.9667 | Residential & Commercial | Ducted CEE Tier 1
211245720 | Central HP <5.4 tons | TEMPSTAR | HRCU-A-CB (Split System: Heat Pump with Remote Outdoor Unit-Air-Source) | DLCURAH24ABK |  |  | EN(A,D)4X36L21** | *95ESN0801716A* | 24600 | 15.5 | 8.1 | 26800 | 22200 | 82.84% | 1.82 | 0 | 10 |  |  |  | No | R-410A | 2.05 | Residential & Commercial | Ducted CEE Tier 1
211242624 | Central HP <5.4 tons | COMFORTMAKER | HRCU-A-CB (Split System: Heat Pump with Remote Outdoor Unit-Air-Source) | DLCURAH24ABK |  |  | EA*4X36L21A* | *92ESN0601714A* | 24600 | 17 | 8.5 | 26200 | 22200 | 84.73% | 1.86 | 0 | 10 |  |  |  | No | R-410A | 2.05 | Residential & Commercial | Ducted CEE Tier 1
211242701 | Central HP <5.4 tons | COMFORTMAKER | HRCU-A-CB (Split System: Heat Pump with Remote Outdoor Unit-Air-Source) | DLCURAH24ABK |  |  | EA*4X36L21A* | *80ESU0802120A | 24600 | 17.5 | 8.5 | 26200 | 22200 | 84.73% | 1.86 | 0 | 10.5 |  |  |  | No | R-410A | 2.05 | Residential & Commercial | Ducted CEE Tier 1
211242749 | Central HP <5.4 tons | COMFORTMAKER | HRCU-A-CB (Split System: Heat Pump with Remote Outdoor Unit-Air-Source) | DLCURAH24ABK |  |  | EA*4X36L21A* | OLV112A16A | 24400 | 16 | 8.5 | 26400 | 22200 | 84.09% | 1.84 | 0 | 10 |  |  |  | No | R-410A | 2.0333 | Residential & Commercial | Ducted CEE Tier 1
211242785 | Central HP <5.4 tons | COMFORTMAKER | HRCU-A-CB (Split System: Heat Pump with Remote Outdoor Unit-Air-Source) | DLCURAH24ABK |  |  | EA*4X37L17A* | *96VSN0401410A* | 24200 | 16 | 8.5 | 25600 | 21800 | 85.16% | 1.8 | 0 | 10 |  |  |  | No | R-410A | 2.0167 | Residential & Commercial | Ducted CEE Tier 1
212976390 | Central HP <5.4 tons | AIRQUEST | HRCU-A-CB (Split System: Heat Pump with Remote Outdoor Unit-Air-Source) | DLCURAH24ABK |  |  | EA*4X36L21A* | *96VTN0802120B* | 24000 | 17 | 8.5 | 26400 | 23400 | 88.64% | 1.94 | 0 | 10 |  |  |  | No | R-410A | 2 | Residential & Commercial | Ducted CEE Tier 1
212978179 | Central HP <5.4 tons | COMFORTMAKER | HRCU-A-CB (Split System: Heat Pump with Remote Outdoor Unit-Air-Source) | DLCURAH24ABK |  |  | EN(A,D)4X24L17** | *80MS(N,L)0701412A* | 23200 | 17 | 8.5 | 26800 | 25400 | 94.78% | 2.14 | 0 | 10 |  |  |  | No | R-410A | 1.9333 | Residential & Commercial | Ducted CEE Tier 1
213780954 | Central HP <5.4 tons | TEMPSTAR | HRCU-A-CB (Split System: Heat Pump with Remote Outdoor Unit-Air-Source) | TVH837GKA2* |  |  | EA*4X37L21A*+WALLCON | *96CTN0801714B* | 32800 | 17 | 8.5 | 33000 | 25200 | 76.36% | 1.96 | 0 | 11 |  |  |  | No | R-410A | 2.7333 | Residential & Commercial | Ducted CEE Tier 1
215487364 | Central HP <5.4 tons | DAIKIN | HRCU-A-CB (Split System: Heat Pump with Remote Outdoor Unit-Air-Source) | DH7VSA2410A* |  |  | CA*EA3022*3A* | D*80VC0803B*A* | 23200 | 19 | 8.6 | 23200 | 17000 | 73.28% | 2 | 0 | 11 |  |  |  | No | R-32 | 1.9333 | Residential & Commercial | Ducted CEE Tier 1
215487375 | Central HP <5.4 tons | DAIKIN | HRCU-A-CB (Split System: Heat Pump with Remote Outdoor Unit-Air-Source) | DH7VSA2410A* |  |  | CA*EA3626*3A* | D*80VC0803B*A* | 23200 | 19 | 8.6 | 23200 | 17000 | 73.28% | 2 | 0 | 11 |  |  |  | No | R-32 | 1.9333 | Residential & Commercial | Ducted CEE Tier 1
215487416 | Central HP <5.4 tons | DAIKIN | HRCU-A-CB (Split System: Heat Pump with Remote Outdoor Unit-Air-Source) | DH7VSA4210A* |  |  | CA*EA6030*3A* | D*80VC0805C*A* | 40500 | 17 | 8.8 | 41000 | 31000 | 75.61% | 2 | 0 | 10 |  |  |  | No | R-32 | 3.375 | Residential & Commercial | Ducted CEE Tier 1
215487427 | Central HP <5.4 tons | DAIKIN | HRCU-A-CB (Split System: Heat Pump with Remote Outdoor Unit-Air-Source) | DH7VSA4210A* |  |  | CHPEA4830*3A* | D*96VC0804CNA* | 40500 | 16.5 | 8.6 | 41000 | 31000 | 75.61% | 2 | 0 | 10 |  |  |  | No | R-32 | 3.375 | Residential & Commercial | Ducted CEE Tier 1
215487374 | Central HP <5.4 tons | DAIKIN | HRCU-A-CB (Split System: Heat Pump with Remote Outdoor Unit-Air-Source) | DH7VSA2410A* |  |  | CA*EA3626*3A* | D*80VC0604B*A* | 23200 | 19 | 8.6 | 23200 | 17000 | 73.28% | 2 | 0 | 11 |  |  |  | No | R-32 | 1.9333 | Residential & Commercial | Ducted CEE Tier 1
215487390 | Central HP <5.4 tons | DAIKIN | HRCU-A-CB (Split System: Heat Pump with Remote Outdoor Unit-Air-Source) | DH7VSA2410A* |  |  | CHPEA3026*3A* | D*96VC0403BNA* | 23200 | 19 | 8.6 | 23200 | 17000 | 73.28% | 2 | 0 | 11 |  |  |  | No | R-32 | 1.9333 | Residential & Commercial | Ducted CEE Tier 1
213815727 | Central HP <5.4 tons | DAIKIN | HRCU-A-CB (Split System: Heat Pump with Remote Outdoor Unit-Air-Source) | DZ6VSA241EA* |  |  | CA*EA2422*4A*+MBVK16CP1X00A* |  | 23000 | 17 | 8.6 | 23000 | 16100 | 70% | 2 | 0 | 10 |  |  |  | No | R-410A | 1.9167 | Residential & Commercial | Ducted CEE Tier 1
212614899 | Central HP <5.4 tons | DAIKIN | HRCU-A-CB (Split System: Heat Pump with Remote Outdoor Unit-Air-Source) | DZ6VSA241EA* |  |  | CA*EA3026*4A* | D*80VC0803B*A* | 23000 | 17 | 8.6 | 23000 | 16100 | 70% | 2 | 0 | 10 |  |  |  | No | R-410A | 1.9167 | Residential & Commercial | Ducted CEE Tier 1
212614883 | Central HP <5.4 tons | DAIKIN | HRCU-A-CB (Split System: Heat Pump with Remote Outdoor Unit-Air-Source) | DZ6VSA241EA* |  |  | CA*EA2422*4A* | D*96VC0403BNA* | 23000 | 17 | 8.6 | 23000 | 16100 | 70% | 2 | 0 | 10 |  |  |  | No | R-410A | 1.9167 | Residential & Commercial | Ducted CEE Tier 1
212975466 | Central HP <5.4 tons | AIRQUEST | HRCU-A-CB (Split System: Heat Pump with Remote Outdoor Unit-Air-Source) | DLCURAH18ABK |  |  | EN(A,D)4X24L17** | *96VTN0601412B* | 17500 | 16 | 8.5 | 18500 | 19200 | 103.8% | 2.3 | 0 | 10.5 |  |  |  | No | R-410A | 1.4583 | Residential & Commercial | Ducted CEE Tier 1
212977829 | Central HP <5.4 tons | AIRQUEST | HRCU-A-CB (Split System: Heat Pump with Remote Outdoor Unit-Air-Source) | DLCURAH18ABK |  |  | EN(A,D)4X30L17** | *80MS(N,L)0451412A* | 17700 | 16.5 | 8.1 | 18100 | 18600 | 102.8% | 2.24 | 0 | 11 |  |  |  | No | R-410A | 1.475 | Residential & Commercial | Ducted CEE Tier 1
212978249 | Central HP <5.4 tons | AIRQUEST | HRCU-A-CB (Split System: Heat Pump with Remote Outdoor Unit-Air-Source) | DLCURAH18ABK |  |  | EA*4X24L17A* | *80MS(N,L)0701412A* | 17600 | 16.5 | 8.5 | 18500 | 19400 | 104.9% | 2.34 | 0 | 10.5 |  |  |  | No | R-410A | 1.4667 | Residential & Commercial | Ducted CEE Tier 1
215936370 | Central HP <5.4 tons | DAY & NIGHT | HRCU-A-CB (Split System: Heat Pump with Remote Outdoor Unit-Air-Source) | C5H3V36*K*AAA* |  |  | EVD5X48M24A*+WALLCON | *97CMN0602120B* | 34800 | 21 | 8.5 | 38500 | 28800 | 74.81% | 2.02 | 0 | 11.7 |  |  |  | No | R-454B | 2.9 | Residential & Commercial | Ducted CEE Tier 1
215936390 | Central HP <5.4 tons | DAY & NIGHT | HRCU-A-CB (Split System: Heat Pump with Remote Outdoor Unit-Air-Source) | C5H3V36*K*AAA* |  |  | EVD5X48M24A*+WALLCON | *97CMN1002122B* | 35000 | 21.5 | 8.5 | 38000 | 28200 | 74.21% | 2.02 | 0 | 12 |  |  |  | No | R-454B | 2.9167 | Residential & Commercial | Ducted CEE Tier 1
215936240 | Central HP <5.4 tons | DAY & NIGHT | HRCU-A-CB (Split System: Heat Pump with Remote Outdoor Unit-Air-Source) | C5H3V36*K*AAA* |  |  | EVD5X42M24A*+WALLCON | *97CMN1002122B* | 35600 | 22 | 8.5 | 38000 | 28400 | 74.74% | 2.04 | 0 | 12.5 |  |  |  | No | R-454B | 2.9667 | Residential & Commercial | Ducted CEE Tier 1
215936340 | Central HP <5.4 tons | DAY & NIGHT | HRCU-A-CB (Split System: Heat Pump with Remote Outdoor Unit-Air-Source) | C5H3V36*K*AAA* |  |  | EVD5X48M24A*+WALLCON | *80CTL1352422B* | 35200 | 21.5 | 8.5 | 38000 | 28200 | 74.21% | 2.04 | 0 | 12 |  |  |  | No | R-454B | 2.9333 | Residential & Commercial | Ducted CEE Tier 1
211245847 | Central HP <5.4 tons | TEMPSTAR | HRCU-A-CB (Split System: Heat Pump with Remote Outdoor Unit-Air-Source) | DLCURAH24ABK |  |  | FXM4X30**AL |  | 24200 | 16.5 | 8.5 | 26000 | 22600 | 86.92% | 1.86 | 0 | 10 |  |  |  | No | R-410A | 2.0167 | Residential & Commercial | Ducted CEE Tier 1
211242304 | Central HP <5.4 tons | COMFORTMAKER | HRCU-A-CB (Split System: Heat Pump with Remote Outdoor Unit-Air-Source) | DLCURAH24ABK |  |  | EA*4X36L21A* | *96VSN0401712A* | 23400 | 16 | 8.5 | 25800 | 23600 | 91.47% | 1.94 | 0 | 10 |  |  |  | No | R-410A | 1.95 | Residential & Commercial | Ducted CEE Tier 1
211242450 | Central HP <5.4 tons | COMFORTMAKER | HRCU-A-CB (Split System: Heat Pump with Remote Outdoor Unit-Air-Source) | DLCURAH24ABK |  |  | EA*4X36L21A* | *80VTL0902120A* | 24200 | 17 | 8.5 | 26000 | 22800 | 87.69% | 1.88 | 0 | 10 |  |  |  | No | R-410A | 2.0167 | Residential & Commercial | Ducted CEE Tier 1
211242552 | Central HP <5.4 tons | COMFORTMAKER | HRCU-A-CB (Split System: Heat Pump with Remote Outdoor Unit-Air-Source) | DLCURAH24ABK |  |  | EA*4X36L21A* | *80ES(N,L)0451712A* | 24200 | 17 | 8.5 | 26200 | 22600 | 86.26% | 1.86 | 0 | 10 |  |  |  | No | R-410A | 2.0167 | Residential & Commercial | Ducted CEE Tier 1
211242891 | Central HP <5.4 tons | COMFORTMAKER | HRCU-A-CB (Split System: Heat Pump with Remote Outdoor Unit-Air-Source) | DLCURAH24ABK |  |  | EA*4X37L17A* | *80ESU0401712A* | 24400 | 17.5 | 8.5 | 25400 | 21800 | 85.83% | 1.82 | 0 | 10.5 |  |  |  | No | R-410A | 2.0333 | Residential & Commercial | Ducted CEE Tier 1
211243020 | Central HP <5.4 tons | COMFORTMAKER | HRCU-A-CB (Split System: Heat Pump with Remote Outdoor Unit-Air-Source) | DLCURAH24ABK |  |  | EA*4X37L17A* | *80ES(N,L)0451412A* | 25200 | 16 | 8.5 | 26200 | 21000 | 80.15% | 1.76 | 0 | 10 |  |  |  | No | R-410A | 2.1 | Residential & Commercial | Ducted CEE Tier 1
212989195 | Central HP <5.4 tons | DAY & NIGHT | HRCU-A-CB (Split System: Heat Pump with Remote Outdoor Unit-Air-Source) | DLCURAH24ABK |  |  | EA*4X37L17A* | *95MSU0601716A* | 24000 | 17 | 8.5 | 25600 | 22400 | 87.5% | 1.88 | 0 | 10 |  |  |  | No | R-410A | 2 | Residential & Commercial | Ducted CEE Tier 1
215674663 | Central HP <5.4 tons | HEIL | HRCU-A-CB (Split System: Heat Pump with Remote Outdoor Unit-Air-Source) | H5H0V48*K*AAA* |  |  | EA*5X61M24A*+WALLCON | *96CTN1202422B* | 46000 | 18.5 | 9 | 47500 | 33600 | 70.74% | 2.06 | 0 | 10 |  |  |  | No | R-454B | 3.8333 | Residential & Commercial | Ducted CEE Tier 1
213076287 | Central HP <5.4 tons | TEMPSTAR | HRCU-A-CB (Split System: Heat Pump with Remote Outdoor Unit-Air-Source) | DLCURAH36ABK |  |  | EA*4X43L21A* | *95MSU1002122A* | 36400 | 16.5 | 8.5 | 38000 | 34800 | 91.58% | 2.04 | 0 | 10 |  |  |  | No | R-410A | 3.0333 | Residential & Commercial | Ducted CEE Tier 1
213076305 | Central HP <5.4 tons | TEMPSTAR | HRCU-A-CB (Split System: Heat Pump with Remote Outdoor Unit-Air-Source) | DLCURAH36ABK |  |  | EA*4X48L24A* | *95MSU1002122A* | 36200 | 16.5 | 8.5 | 38000 | 35200 | 92.63% | 1.78 | 0 | 10 |  |  |  | No | R-410A | 3.0167 | Residential & Commercial | Ducted CEE Tier 1
211227809 | Central HP <5.4 tons | TEMPSTAR | HRCU-A-CB (Split System: Heat Pump with Remote Outdoor Unit-Air-Source) | DLCURAH36ABK |  |  | EA*4X42L24A* | *80ES(N,L)0902420A* | 35400 | 16 | 8.1 | 38500 | 35000 | 90.91% | 1.88 | 0 | 10 |  |  |  | No | R-410A | 2.95 | Residential & Commercial | Ducted CEE Tier 1
211227986 | Central HP <5.4 tons | TEMPSTAR | HRCU-A-CB (Split System: Heat Pump with Remote Outdoor Unit-Air-Source) | DLCURAH36ABK |  |  | EA*4X42L24A* | *92ESN1002122A* | 36800 | 15.2 | 8.5 | 40000 | 35200 | 88% | 1.94 | 0 | 10 |  |  |  | No | R-410A | 3.0667 | Residential & Commercial | Ducted CEE Tier 1
211228068 | Central HP <5.4 tons | TEMPSTAR | HRCU-A-CB (Split System: Heat Pump with Remote Outdoor Unit-Air-Source) | DLCURAH36ABK |  |  | EA*4X42L24A* | *96VSN1002120A* | 35600 | 16 | 8.1 | 38500 | 35000 | 90.91% | 1.9 | 0 | 10 |  |  |  | No | R-410A | 2.9667 | Residential & Commercial | Ducted CEE Tier 1
211242758 | Central HP <5.4 tons | COMFORTMAKER | HRCU-A-CB (Split System: Heat Pump with Remote Outdoor Unit-Air-Source) | DLCURAH24ABK |  |  | EA*4X37L17A* | *80VSL0451412A* | 24800 | 16.5 | 8.5 | 25800 | 21400 | 82.95% | 1.78 | 0 | 10 |  |  |  | No | R-410A | 2.0667 | Residential & Commercial | Ducted CEE Tier 1
211242803 | Central HP <5.4 tons | COMFORTMAKER | HRCU-A-CB (Split System: Heat Pump with Remote Outdoor Unit-Air-Source) | DLCURAH24ABK |  |  | EA*4X37L17A* | *96VSN0601412A* | 24000 | 16.5 | 8.5 | 25200 | 22000 | 87.3% | 1.84 | 0 | 10 |  |  |  | No | R-410A | 2 | Residential & Commercial | Ducted CEE Tier 1
211242833 | Central HP <5.4 tons | COMFORTMAKER | HRCU-A-CB (Split System: Heat Pump with Remote Outdoor Unit-Air-Source) | DLCURAH24ABK |  |  | EA*4X37L17A* | *80ES(N,L)0701716A* | 25400 | 16 | 8.5 | 26400 | 21000 | 79.55% | 1.76 | 0 | 10 |  |  |  | No | R-410A | 2.1167 | Residential & Commercial | Ducted CEE Tier 1
211243044 | Central HP <5.4 tons | COMFORTMAKER | HRCU-A-CB (Split System: Heat Pump with Remote Outdoor Unit-Air-Source) | DLCURAH24ABK |  |  | EA*4X37L17A* | *80ES(N,L)0701712A* | 24800 | 16.5 | 8.5 | 25800 | 21400 | 82.95% | 1.78 | 0 | 10 |  |  |  | No | R-410A | 2.0667 | Residential & Commercial | Ducted CEE Tier 1
212989163 | Central HP <5.4 tons | TEMPSTAR | HRCU-A-CB (Split System: Heat Pump with Remote Outdoor Unit-Air-Source) | DLCURAH24ABK |  |  | EA*4X30L17A* | *95MSU0601716A* | 23600 | 17 | 8.5 | 26400 | 24600 | 93.18% | 2.04 | 0 | 10 |  |  |  | No | R-410A | 1.9667 | Residential & Commercial | Ducted CEE Tier 1
211239962 | Central HP <5.4 tons | CARRIER | HRCU-A-CB (Split System: Heat Pump with Remote Outdoor Unit-Air-Source) | 38MURAQ24AB3* |  |  | CAP**3721AL* | 58SP*A070V17**16 | 24600 | 17 | 8.5 | 25400 | 21200 | 83.46% | 1.78 | 0 | 10.5 |  |  |  | No | R-410A | 2.05 | Residential & Commercial | Ducted CEE Tier 1
211239965 | Central HP <5.4 tons | CARRIER | HRCU-A-CB (Split System: Heat Pump with Remote Outdoor Unit-Air-Source) | 38MURAQ24AB3* |  |  | CAP**3721AL* | 59SU5A060E17**16 | 25000 | 17 | 8.5 | 25600 | 20800 | 81.25% | 1.76 | 0 | 10.5 |  |  |  | No | R-410A | 2.0833 | Residential & Commercial | Ducted CEE Tier 1
211240046 | Central HP <5.4 tons | CARRIER | HRCU-A-CB (Split System: Heat Pump with Remote Outdoor Unit-Air-Source) | 38MURAQ24AB3* |  |  | CNPV*2417AL* | 59SC5B060E17**14 | 24200 | 15.5 | 8.5 | 27200 | 22800 | 83.82% | 1.86 | 0 | 10 |  |  |  | No | R-410A | 2.0167 | Residential & Commercial | Ducted CEE Tier 1
211240066 | Central HP <5.4 tons | CARRIER | HRCU-A-CB (Split System: Heat Pump with Remote Outdoor Unit-Air-Source) | 38MURAQ24AB3* |  |  | CNPV*3014AL* | 59SC2D060E14**12 | 23400 | 16.5 | 8.1 | 25800 | 24200 | 93.8% | 2.02 | 0 | 10 |  |  |  | No | R-410A | 1.95 | Residential & Commercial | Ducted CEE Tier 1
211240132 | Central HP <5.4 tons | CARRIER | HRCU-A-CB (Split System: Heat Pump with Remote Outdoor Unit-Air-Source) | 38MURAQ24AB3* |  |  | CNPV*3617AL* | 59TP6B080V17**16 | 24200 | 16.5 | 8.1 | 26200 | 23000 | 87.79% | 1.9 | 0 | 10.5 |  |  |  | No | R-410A | 2.0167 | Residential & Commercial | Ducted CEE Tier 1
211240133 | Central HP <5.4 tons | CARRIER | HRCU-A-CB (Split System: Heat Pump with Remote Outdoor Unit-Air-Source) | 38MURAQ24AB3* |  |  | CNPV*3617AL* | 58TP*A070V17**16 | 24200 | 17 | 8.1 | 26200 | 23000 | 87.79% | 1.9 | 0 | 10.5 |  |  |  | No | R-410A | 2.0167 | Residential & Commercial | Ducted CEE Tier 1
211240148 | Central HP <5.4 tons | CARRIER | HRCU-A-CB (Split System: Heat Pump with Remote Outdoor Unit-Air-Source) | 38MURAQ24AB3* |  |  | CNPV*3617AL* | 59SC5B060E17**14 | 24600 | 16 | 8.1 | 26600 | 22400 | 84.21% | 1.84 | 0 | 10 |  |  |  | No | R-410A | 2.05 | Residential & Commercial | Ducted CEE Tier 1
210720688 | Central HP <5.4 tons | BRYANT HEATING AND COOLING SYSTEMS | HRCU-A-CB (Split System: Heat Pump with Remote Outdoor Unit-Air-Source) | 284ANV036*0**B* |  |  | CNPV*6024AL*+UI | 935CA66100C21*** | 34400 | 20.5 | 9 | 34800 | 25400 | 72.99% | 2.04 | 0 | 12.5 |  |  |  | No | R-410A | 2.8667 | Residential & Commercial | Ducted CEE Tier 1
215674196 | Central HP <5.4 tons | HEIL | HRCU-A-CB (Split System: Heat Pump with Remote Outdoor Unit-Air-Source) | H5H0V48*K*AAA* |  |  | EA*5X60M24A*+WALLCON | *80CTL1102120B* | 45000 | 18 | 9 | 47500 | 33400 | 70.32% | 2.08 | 0 | 10 |  |  |  | No | R-454B | 3.75 | Residential & Commercial | Ducted CEE Tier 1
213771234 | Central HP <5.4 tons | TEMPSTAR | HRCU-A-CB (Split System: Heat Pump with Remote Outdoor Unit-Air-Source) | TVH825GKA2* |  |  | EA*4X37L21A*+WALLCON | *96CTN0801714B* | 24400 | 16.5 | 8.1 | 21200 | 16600 | 78.3% | 2.02 | 0 | 11 |  |  |  | No | R-410A | 2.0333 | Residential & Commercial | Ducted CEE Tier 1
215936820 | Central HP <5.4 tons | DAY & NIGHT | HRCU-A-CB (Split System: Heat Pump with Remote Outdoor Unit-Air-Source) | C5H3V36*K*AAA* |  |  | EVD5X60M24A*+WALLCON | *97CMN0802120B* | 35400 | 21.5 | 8.5 | 38000 | 28400 | 74.74% | 2.04 | 0 | 12.5 |  |  |  | No | R-454B | 2.95 | Residential & Commercial | Ducted CEE Tier 1
215938366 | Central HP <5.4 tons | HEIL | HRCU-A-CB (Split System: Heat Pump with Remote Outdoor Unit-Air-Source) | H5H3V48*K*AAA* |  |  | EVD5X60M24A*+WALLCON | *97CMN1002122B* | 45500 | 20.5 | 8.1 | 52500 | 38000 | 72.38% | 1.9 | 0 | 11.5 |  |  |  | No | R-454B | 3.7917 | Residential & Commercial | Ducted CEE Tier 1
215941006 | Central HP <5.4 tons | HEIL | HRCU-A-CB (Split System: Heat Pump with Remote Outdoor Unit-Air-Source) | H5H3V48*K*AAA* |  |  | EA*5X60M24A*+WALLCON | *97CTN0802120A* | 44500 | 21 | 9.5 | 48500 | 36600 | 75.46% | 2 | 0 | 11 |  |  |  | No | R-454B | 3.7083 | Residential & Commercial | Ducted CEE Tier 1
211240165 | Central HP <5.4 tons | CARRIER | HRCU-A-CB (Split System: Heat Pump with Remote Outdoor Unit-Air-Source) | 38MURAQ24AB3* |  |  | CNPV*3621AL* | 59SU5A040E17**12 | 23600 | 16.5 | 8.1 | 26000 | 23600 | 90.77% | 1.96 | 0 | 10.5 |  |  |  | No | R-410A | 1.9667 | Residential & Commercial | Ducted CEE Tier 1
214505205 | Central HP <5.4 tons | DAIKIN | HRCU-A-CB (Split System: Heat Pump with Remote Outdoor Unit-Air-Source) | DZ6VSA241EA* |  |  | CA*EA2422*4B* | D*96VC1005CNA* | 23000 | 17 | 8.6 | 23000 | 16100 | 70% | 2 | 0 | 10 |  |  |  | No | R-410A | 1.9167 | Residential & Commercial | Ducted CEE Tier 1
212975092 | Central HP <5.4 tons | AIRQUEST | HRCU-A-CB (Split System: Heat Pump with Remote Outdoor Unit-Air-Source) | DLCURAH18ABK |  |  | EA*4X25L17A* | *96VTN0401712B* | 17700 | 16 | 8.1 | 17800 | 17800 | 100% | 2.14 | 0 | 10.5 |  |  |  | No | R-410A | 1.475 | Residential & Commercial | Ducted CEE Tier 1
212977757 | Central HP <5.4 tons | AIRQUEST | HRCU-A-CB (Split System: Heat Pump with Remote Outdoor Unit-Air-Source) | DLCURAH18ABK |  |  | EA*4X30L14A* | *80MS(N,L)0451412A* | 17600 | 16.5 | 8.5 | 18100 | 18700 | 103.3% | 2.24 | 0 | 10.5 |  |  |  | No | R-410A | 1.4667 | Residential & Commercial | Ducted CEE Tier 1
212978777 | Central HP <5.4 tons | AIRQUEST | HRCU-A-CB (Split System: Heat Pump with Remote Outdoor Unit-Air-Source) | DLCURAH18ABK |  |  | EA*4X30L17A* | *80MS(N,L)0701712A* | 17600 | 16.5 | 8.5 | 18200 | 18800 | 103.3% | 2.26 | 0 | 10.5 |  |  |  | No | R-410A | 1.4667 | Residential & Commercial | Ducted CEE Tier 1
212989631 | Central HP <5.4 tons | TEMPSTAR | HRCU-A-CB (Split System: Heat Pump with Remote Outdoor Unit-Air-Source) | DLCURAH24ABK |  |  | EN(A,D)4X36L21** | *95MSU0802120A* | 23400 | 17 | 8.5 | 26200 | 24600 | 93.89% | 2.04 | 0 | 10.5 |  |  |  | No | R-410A | 1.95 | Residential & Commercial | Ducted CEE Tier 1
211242168 | Central HP <5.4 tons | COMFORTMAKER | HRCU-A-CB (Split System: Heat Pump with Remote Outdoor Unit-Air-Source) | DLCURAH24ABK |  |  | EA*4X36L17A* | *95ESN0801716A* | 24800 | 15.5 | 8.5 | 26800 | 22000 | 82.09% | 1.8 | 0 | 10 |  |  |  | No | R-410A | 2.0667 | Residential & Commercial | Ducted CEE Tier 1
211242223 | Central HP <5.4 tons | COMFORTMAKER | HRCU-A-CB (Split System: Heat Pump with Remote Outdoor Unit-Air-Source) | DLCURAH24ABK |  |  | EA*4X36L17A* | OMV098J12* | 23600 | 16.5 | 8.5 | 25800 | 23400 | 90.7% | 1.94 | 0 | 10 |  |  |  | No | R-410A | 1.9667 | Residential & Commercial | Ducted CEE Tier 1
211242201 | Central HP <5.4 tons | COMFORTMAKER | HRCU-A-CB (Split System: Heat Pump with Remote Outdoor Unit-Air-Source) | DLCURAH24ABK |  |  | EA*4X36L17A* | *80ES(N,L)0701412A* | 24400 | 17 | 8.5 | 26200 | 22400 | 85.5% | 1.86 | 0 | 10 |  |  |  | No | R-410A | 2.0333 | Residential & Commercial | Ducted CEE Tier 1
211242426 | Central HP <5.4 tons | COMFORTMAKER | HRCU-A-CB (Split System: Heat Pump with Remote Outdoor Unit-Air-Source) | DLCURAH24ABK |  |  | EA*4X36L21A* | *95ESU0601716A* | 24400 | 17 | 8.5 | 26200 | 22400 | 85.5% | 1.86 | 0 | 10 |  |  |  | No | R-410A | 2.0333 | Residential & Commercial | Ducted CEE Tier 1
211242776 | Central HP <5.4 tons | COMFORTMAKER | HRCU-A-CB (Split System: Heat Pump with Remote Outdoor Unit-Air-Source) | DLCURAH24ABK |  |  | EA*4X37L17A* | *96VSN0601714A* | 24600 | 16.5 | 8.5 | 25600 | 21600 | 84.38% | 1.8 | 0 | 10 |  |  |  | No | R-410A | 2.05 | Residential & Commercial | Ducted CEE Tier 1
214505166 | Central HP <5.4 tons | DAIKIN | HRCU-A-CB (Split System: Heat Pump with Remote Outdoor Unit-Air-Source) | DZ6VSA241EA* |  |  | CA*EA2422*4B* | D*80VC0603B*A* | 23000 | 17 | 8.6 | 23000 | 16100 | 70% | 2 | 0 | 10 |  |  |  | No | R-410A | 1.9167 | Residential & Commercial | Ducted CEE Tier 1
212974707 | Central HP <5.4 tons | AIRQUEST | HRCU-A-CB (Split System: Heat Pump with Remote Outdoor Unit-Air-Source) | DLCURAH18ABK |  |  | EN(A,D)4X24L14** | *96VTN0401410B* | 17300 | 15.5 | 8.5 | 18400 | 19200 | 104.3% | 2.3 | 0 | 10.5 |  |  |  | No | R-410A | 1.4417 | Residential & Commercial | Ducted CEE Tier 1
212975389 | Central HP <5.4 tons | AIRQUEST | HRCU-A-CB (Split System: Heat Pump with Remote Outdoor Unit-Air-Source) | DLCURAH18ABK |  |  | EA*4X24L14A* | *96VTN0601412B* | 17200 | 16 | 8.5 | 18100 | 19400 | 107.2% | 2.34 | 0 | 10.5 |  |  |  | No | R-410A | 1.4333 | Residential & Commercial | Ducted CEE Tier 1
212978347 | Central HP <5.4 tons | AIRQUEST | HRCU-A-CB (Split System: Heat Pump with Remote Outdoor Unit-Air-Source) | DLCURAH18ABK |  |  | EN(A,D)4X30L17** | *80MS(N,L)0701412A* | 17400 | 16.5 | 8.1 | 18000 | 18700 | 103.9% | 2.26 | 0 | 11 |  |  |  | No | R-410A | 1.45 | Residential & Commercial | Ducted CEE Tier 1
214505190 | Central HP <5.4 tons | DAIKIN | HRCU-A-CB (Split System: Heat Pump with Remote Outdoor Unit-Air-Source) | DZ6VSA241EA* |  |  | CA*EA2422*4B* | D*96VC0603BNA* | 23000 | 17 | 8.6 | 23000 | 16100 | 70% | 2 | 0 | 10 |  |  |  | No | R-410A | 1.9167 | Residential & Commercial | Ducted CEE Tier 1
212974685 | Central HP <5.4 tons | HEIL | HRCU-A-CB (Split System: Heat Pump with Remote Outdoor Unit-Air-Source) | DLCURAH18ABK |  |  | EA*4X30L17A* | *96VTN0401410B* | 17300 | 16 | 8.5 | 18100 | 18900 | 104.4% | 2.26 | 0 | 10.5 |  |  |  | No | R-410A | 1.4417 | Residential & Commercial | Ducted CEE Tier 1
212975437 | Central HP <5.4 tons | HEIL | HRCU-A-CB (Split System: Heat Pump with Remote Outdoor Unit-Air-Source) | DLCURAH18ABK |  |  | EA*4X30L17A* | *96VTN0601412B* | 17400 | 16.5 | 8.5 | 18000 | 18700 | 103.9% | 2.26 | 0 | 10.5 |  |  |  | No | R-410A | 1.45 | Residential & Commercial | Ducted CEE Tier 1
212977761 | Central HP <5.4 tons | HEIL | HRCU-A-CB (Split System: Heat Pump with Remote Outdoor Unit-Air-Source) | DLCURAH18ABK |  |  | EA*4X30L14A* | *80MS(N,L)0451412A* | 17600 | 16.5 | 8.5 | 18100 | 18700 | 103.3% | 2.24 | 0 | 10.5 |  |  |  | No | R-410A | 1.4667 | Residential & Commercial | Ducted CEE Tier 1
215668716 | Central HP <5.4 tons | HEIL | HRCU-A-CB (Split System: Heat Pump with Remote Outdoor Unit-Air-Source) | H5H0V36*K*AAA* |  |  | EA*5X37M21A*+WALLCON | *95CSU1002122B* | 34600 | 18 | 9 | 35200 | 25000 | 71.02% | 1.9 | 0 | 10 |  |  |  | No | R-454B | 2.8833 | Residential & Commercial | Ducted CEE Tier 1
215674346 | Central HP <5.4 tons | HEIL | HRCU-A-CB (Split System: Heat Pump with Remote Outdoor Unit-Air-Source) | H5H0V48*K*AAA* |  |  | EA*5X61M21A*+WALLCON | *80CTL0702120B* | 46000 | 18 | 9 | 48000 | 33800 | 70.42% | 2.06 | 0 | 10 |  |  |  | No | R-454B | 3.8333 | Residential & Commercial | Ducted CEE Tier 1
211243145 | Central HP <5.4 tons | COMFORTMAKER | HRCU-A-CB (Split System: Heat Pump with Remote Outdoor Unit-Air-Source) | DLCURAH24ABK |  |  | EA*4X37L17A* | *80ES(N,L)0701412A* | 24800 | 17 | 8.5 | 25800 | 21400 | 82.95% | 1.8 | 0 | 10.5 |  |  |  | No | R-410A | 2.0667 | Residential & Commercial | Ducted CEE Tier 1
211243520 | Central HP <5.4 tons | COMFORTMAKER | HRCU-A-CB (Split System: Heat Pump with Remote Outdoor Unit-Air-Source) | DLCURAH24ABK |  |  | EA*4X37L21A* | *80ES(N,L)0702116A* | 25000 | 17 | 8.5 | 25600 | 20800 | 81.25% | 1.76 | 0 | 10.5 |  |  |  | No | R-410A | 2.0833 | Residential & Commercial | Ducted CEE Tier 1
211242035 | Central HP <5.4 tons | COMFORTMAKER | HRCU-A-CB (Split System: Heat Pump with Remote Outdoor Unit-Air-Source) | DLCURAH24ABK |  |  | EA*4X36L17A* | *96VTN0401410A* | 23400 | 16 | 8.5 | 25600 | 23800 | 92.97% | 1.96 | 0 | 10 |  |  |  | No | R-410A | 1.95 | Residential & Commercial | Ducted CEE Tier 1
211242437 | Central HP <5.4 tons | COMFORTMAKER | HRCU-A-CB (Split System: Heat Pump with Remote Outdoor Unit-Air-Source) | DLCURAH24ABK |  |  | EA*4X36L21A* | *80ESU0401712A* | 24200 | 17.5 | 8.5 | 26000 | 22800 | 87.69% | 1.9 | 0 | 10 |  |  |  | No | R-410A | 2.0167 | Residential & Commercial | Ducted CEE Tier 1
215487400 | Central HP <5.4 tons | DAIKIN | HRCU-A-CB (Split System: Heat Pump with Remote Outdoor Unit-Air-Source) | DH7VSA3610A* |  |  | CA*EA4830*3A* | D*80VC0805D*A* | 34800 | 18.5 | 8.5 | 35000 | 28400 | 81.14% | 2 | 0 | 10.5 |  |  |  | No | R-32 | 2.9 | Residential & Commercial | Ducted CEE Tier 1
215487395 | Central HP <5.4 tons | DAIKIN | HRCU-A-CB (Split System: Heat Pump with Remote Outdoor Unit-Air-Source) | DH7VSA3610A* |  |  | CA*EA4830*3A* | D*96VC1205DNA* | 34800 | 18.5 | 8.5 | 35000 | 28400 | 81.14% | 2 | 0 | 10.5 |  |  |  | No | R-32 | 2.9 | Residential & Commercial | Ducted CEE Tier 1
206790106 | Central HP <5.4 tons | BRYANT HEATING AND COOLING SYSTEMS | HRCU-A-CB (Split System: Heat Pump with Remote Outdoor Unit-Air-Source) | 284ANV024*0**B* |  |  | CSPH*3612AL*+UI | 88*TA48090C17*** | 23800 | 20.5 | 9.5 | 26400 | 19600 | 74.24% | 2.52 | 14 | 13 |  |  |  | No | R-410A | 1.9833 | Residential & Commercial | Ducted CEE Tier 1
206790149 | Central HP <5.4 tons | BRYANT HEATING AND COOLING SYSTEMS | HRCU-A-CB (Split System: Heat Pump with Remote Outdoor Unit-Air-Source) | 284ANV024*0**B* |  |  | CAP**4221AL*+UI | 986TC42060C17*** | 23400 | 20 | 10.5 | 26600 | 19900 | 74.81% | 2.44 | 14 | 13 |  |  |  | No | R-410A | 1.95 | Residential & Commercial | Ducted CEE Tier 1
206790174 | Central HP <5.4 tons | BRYANT HEATING AND COOLING SYSTEMS | HRCU-A-CB (Split System: Heat Pump with Remote Outdoor Unit-Air-Source) | 284ANV024*0**B* |  |  | CNPV*3621AL*+UI | 88*TA48070C17*** | 23200 | 20.5 | 10 | 26800 | 19900 | 74.25% | 2.38 | 14 | 13 |  |  |  | No | R-410A | 1.9333 | Residential & Commercial | Ducted CEE Tier 1
215487474 | Central HP <5.4 tons | DAIKIN | HRCU-A-CB (Split System: Heat Pump with Remote Outdoor Unit-Air-Source) | DH6VSA1810A* |  |  | CA*EA3022*3A* | D*80VC0805C*A* | 17000 | 19 | 8.8 | 16800 | 13000 | 77.38% | 2.1 | 0 | 12 |  |  |  | No | R-32 | 1.4167 | Residential & Commercial | Ducted CEE Tier 1
212975998 | Central HP <5.4 tons | COMFORTMAKER | HRCU-A-CB (Split System: Heat Pump with Remote Outdoor Unit-Air-Source) | DLCURAH24ABK |  |  | EA*4X24L17A* | *96VTN0801716B* | 23600 | 16.5 | 8.5 | 27000 | 25600 | 94.81% | 2.14 | 0 | 10 |  |  |  | No | R-410A | 1.9667 | Residential & Commercial | Ducted CEE Tier 1
212976063 | Central HP <5.4 tons | COMFORTMAKER | HRCU-A-CB (Split System: Heat Pump with Remote Outdoor Unit-Air-Source) | DLCURAH24ABK |  |  | EA*4X37L17A* | *96VTN0801716B* | 24200 | 17 | 8.5 | 25800 | 22200 | 86.05% | 1.84 | 0 | 10 |  |  |  | No | R-410A | 2.0167 | Residential & Commercial | Ducted CEE Tier 1
212975697 | Central HP <5.4 tons | AIRQUEST | HRCU-A-CB (Split System: Heat Pump with Remote Outdoor Unit-Air-Source) | DLCURAH24ABK |  |  | EA*4X37L17A* | *96VTN0601412B* | 24000 | 17 | 8.1 | 25200 | 22400 | 88.89% | 1.86 | 0 | 10 |  |  |  | No | R-410A | 2 | Residential & Commercial | Ducted CEE Tier 1
212982281 | Central HP <5.4 tons | COMFORTMAKER | HRCU-A-CB (Split System: Heat Pump with Remote Outdoor Unit-Air-Source) | DLCURAH24ABK |  |  | EA*4X36L17A* | *80MSU0401712A* | 23400 | 17 | 8.5 | 25600 | 23400 | 91.41% | 1.94 | 0 | 10 |  |  |  | No | R-410A | 1.95 | Residential & Commercial | Ducted CEE Tier 1
211242794 | Central HP <5.4 tons | COMFORTMAKER | HRCU-A-CB (Split System: Heat Pump with Remote Outdoor Unit-Air-Source) | DLCURAH24ABK |  |  | EA*4X37L17A* | *96VSN0401712A* | 24600 | 15.5 | 8.5 | 25800 | 21600 | 83.72% | 1.78 | 0 | 10 |  |  |  | No | R-410A | 2.05 | Residential & Commercial | Ducted CEE Tier 1
211242926 | Central HP <5.4 tons | COMFORTMAKER | HRCU-A-CB (Split System: Heat Pump with Remote Outdoor Unit-Air-Source) | DLCURAH24ABK |  |  | EA*4X37L17A* | *96VTN0801716A* | 24600 | 16.5 | 8.5 | 25600 | 21400 | 83.59% | 1.8 | 0 | 10 |  |  |  | No | R-410A | 2.05 | Residential & Commercial | Ducted CEE Tier 1
215675645 | Central HP <5.4 tons | HEIL | HRCU-A-CB (Split System: Heat Pump with Remote Outdoor Unit-Air-Source) | H5H0V48*K*AAA* |  |  | EVM5X49M21A*+WALLCON | *96CTN0801714B* | 48000 | 18.5 | 9 | 50000 | 36200 | 72.4% | 2.02 | 0 | 10 |  |  |  | No | R-454B | 4 | Residential & Commercial | Ducted CEE Tier 1
215675745 | Central HP <5.4 tons | HEIL | HRCU-A-CB (Split System: Heat Pump with Remote Outdoor Unit-Air-Source) | H5H0V48*K*AAA* |  |  | EVM5X60M21A*+WALLCON | *80CTL1102120B* | 48000 | 19 | 9 | 50000 | 36600 | 73.2% | 2 | 0 | 10.5 |  |  |  | No | R-454B | 4 | Residential & Commercial | Ducted CEE Tier 1
215675945 | Central HP <5.4 tons | HEIL | HRCU-A-CB (Split System: Heat Pump with Remote Outdoor Unit-Air-Source) | H5H0V48*K*AAA* |  |  | EVM5X60M24A*+WALLCON | *96CTN1002122B* | 48000 | 19 | 9 | 50000 | 36600 | 73.2% | 2 | 0 | 10.5 |  |  |  | No | R-454B | 4 | Residential & Commercial | Ducted CEE Tier 1
211245532 | Central HP <5.4 tons | TEMPSTAR | HRCU-A-CB (Split System: Heat Pump with Remote Outdoor Unit-Air-Source) | DLCURAH24ABK |  |  | EN(A,D)4X36L21** | *80VTL0701716A* | 24200 | 17 | 8.1 | 26200 | 23000 | 87.79% | 1.9 | 0 | 10.5 |  |  |  | No | R-410A | 2.0167 | Residential & Commercial | Ducted CEE Tier 1
211245709 | Central HP <5.4 tons | TEMPSTAR | HRCU-A-CB (Split System: Heat Pump with Remote Outdoor Unit-Air-Source) | DLCURAH24ABK |  |  | EN(A,D)4X36L21** | *95ESN0601714A* | 24600 | 16 | 8.1 | 26600 | 22400 | 84.21% | 1.84 | 0 | 10.5 |  |  |  | No | R-410A | 2.05 | Residential & Commercial | Ducted CEE Tier 1
212976392 | Central HP <5.4 tons | COMFORTMAKER | HRCU-A-CB (Split System: Heat Pump with Remote Outdoor Unit-Air-Source) | DLCURAH24ABK |  |  | EA*4X36L21A* | *96VTN0802120B* | 24000 | 17 | 8.5 | 26400 | 23400 | 88.64% | 1.94 | 0 | 10 |  |  |  | No | R-410A | 2 | Residential & Commercial | Ducted CEE Tier 1
206790582 | Central HP <5.4 tons | BRYANT HEATING AND COOLING SYSTEMS | HRCU-A-CB (Split System: Heat Pump with Remote Outdoor Unit-Air-Source) | 284ANV036*0**B* |  |  | CNPV*4217AL*+UI | 88*TA36070C14*** | 33400 | 19.5 | 9 | 35400 | 26400 | 74.58% | 2 | 12 | 12 |  |  |  | No | R-410A | 2.7833 | Residential & Commercial | Ducted CEE Tier 1
215675865 | Central HP <5.4 tons | HEIL | HRCU-A-CB (Split System: Heat Pump with Remote Outdoor Unit-Air-Source) | H5H0V48*K*AAA* |  |  | EVM5X60M24A*+WALLCON | *80CTL0702120B* | 47500 | 19 | 9 | 50000 | 36800 | 73.6% | 2 | 0 | 10 |  |  |  | No | R-454B | 3.9583 | Residential & Commercial | Ducted CEE Tier 1
215676085 | Central HP <5.4 tons | HEIL | HRCU-A-CB (Split System: Heat Pump with Remote Outdoor Unit-Air-Source) | H5H0V48*K*AAA* |  |  | EVM5X61M24A*+WALLCON | *96CTN1202422B* | 48500 | 19.5 | 9.5 | 50000 | 36600 | 73.2% | 2.12 | 0 | 10.5 |  |  |  | No | R-454B | 4.0417 | Residential & Commercial | Ducted CEE Tier 1
215936750 | Central HP <5.4 tons | DAY & NIGHT | HRCU-A-CB (Split System: Heat Pump with Remote Outdoor Unit-Air-Source) | C5H3V36*K*AAA* |  |  | EVD5X60M24A*+WALLCON | *80CTL0702120B* | 35400 | 21.5 | 8.5 | 38000 | 28600 | 75.26% | 2.04 | 0 | 12 |  |  |  | No | R-454B | 2.95 | Residential & Commercial | Ducted CEE Tier 1
215936430 | Central HP <5.4 tons | DAY & NIGHT | HRCU-A-CB (Split System: Heat Pump with Remote Outdoor Unit-Air-Source) | C5H3V36*K*AAA* |  |  | EVD5X49M24A*+WALLCON | *80CSU1002120A* | 35400 | 21.5 | 8.5 | 38500 | 28600 | 74.29% | 2.04 | 0 | 12 |  |  |  | No | R-454B | 2.95 | Residential & Commercial | Ducted CEE Tier 1
215936480 | Central HP <5.4 tons | DAY & NIGHT | HRCU-A-CB (Split System: Heat Pump with Remote Outdoor Unit-Air-Source) | C5H3V36*K*AAA* |  |  | EVD5X49M24A*+WALLCON | *95CSU0802120B* | 35400 | 21.5 | 8.5 | 38000 | 28600 | 75.26% | 2.04 | 0 | 12 |  |  |  | No | R-454B | 2.95 | Residential & Commercial | Ducted CEE Tier 1
215936640 | Central HP <5.4 tons | DAY & NIGHT | HRCU-A-CB (Split System: Heat Pump with Remote Outdoor Unit-Air-Source) | C5H3V36*K*AAA* |  |  | EVD5X60M21A*+WALLCON | *80CTL1102120B* | 35600 | 22 | 8.5 | 38000 | 28400 | 74.74% | 2.02 | 0 | 12.5 |  |  |  | No | R-454B | 2.9667 | Residential & Commercial | Ducted CEE Tier 1
215936840 | Central HP <5.4 tons | DAY & NIGHT | HRCU-A-CB (Split System: Heat Pump with Remote Outdoor Unit-Air-Source) | C5H3V36*K*AAA* |  |  | EVD5X60M24A*+WALLCON | *97CMN1202422B* | 35400 | 22 | 8.5 | 38000 | 28400 | 74.74% | 2.04 | 0 | 12.5 |  |  |  | No | R-454B | 2.95 | Residential & Commercial | Ducted CEE Tier 1
215936940 | Central HP <5.4 tons | DAY & NIGHT | HRCU-A-CB (Split System: Heat Pump with Remote Outdoor Unit-Air-Source) | C5H3V36*K*AAA* |  |  | EVD5X61M24A*+WALLCON | *80CTL1102120B* | 36000 | 22.5 | 8.5 | 37600 | 28200 | 75% | 2.06 | 0 | 12.5 |  |  |  | No | R-454B | 3 | Residential & Commercial | Ducted CEE Tier 1
213296559 | Central HP <5.4 tons | YORK | HRCU-A-CB (Split System: Heat Pump with Remote Outdoor Unit-Air-Source) | HMH72B341 |  |  | XAFB36DBCN1 | Y81E080B12LMPS1 | 34000 | 18 | 8.1 | 33400 | 24000 | 71.86% | 2.08 | 0 | 10 |  |  |  | No | R-410A | 2.8333 | Residential & Commercial | Ducted CEE Tier 1
212982293 | Central HP <5.4 tons | COMFORTMAKER | HRCU-A-CB (Split System: Heat Pump with Remote Outdoor Unit-Air-Source) | DLCURAH24ABK |  |  | EA*4X36L21A* | *80MSU0401712A* | 23600 | 17 | 8.5 | 25800 | 23200 | 89.92% | 1.94 | 0 | 10 |  |  |  | No | R-410A | 1.9667 | Residential & Commercial | Ducted CEE Tier 1
211243134 | Central HP <5.4 tons | COMFORTMAKER | HRCU-A-CB (Split System: Heat Pump with Remote Outdoor Unit-Air-Source) | DLCURAH24ABK |  |  | EA*4X37L17A* | *92ESN0401712A* | 24200 | 16 | 8.1 | 25400 | 22000 | 86.61% | 1.82 | 0 | 10 |  |  |  | No | R-410A | 2.0167 | Residential & Commercial | Ducted CEE Tier 1
213815134 | Central HP <5.4 tons | DAIKIN | HRCU-A-CB (Split System: Heat Pump with Remote Outdoor Unit-Air-Source) | DZ9VCA3610A* |  |  | CHPF3642C6C*+MBVK16CP1X00A*+TXV |  | 33400 | 18 | 8.2 | 34000 | 24400 | 71.76% | 1.8 | 0 | 11 |  |  |  | No | R-410A | 2.7833 | Residential & Commercial | Ducted CEE Tier 1
211243370 | Central HP <5.4 tons | COMFORTMAKER | HRCU-A-CB (Split System: Heat Pump with Remote Outdoor Unit-Air-Source) | DLCURAH24ABK |  |  | EA*4X37L21A* | *95ESU0601716A* | 25000 | 17 | 8.5 | 25600 | 20800 | 81.25% | 1.76 | 0 | 10.5 |  |  |  | No | R-410A | 2.0833 | Residential & Commercial | Ducted CEE Tier 1
211243101 | Central HP <5.4 tons | COMFORTMAKER | HRCU-A-CB (Split System: Heat Pump with Remote Outdoor Unit-Air-Source) | DLCURAH24ABK |  |  | EA*4X37L17A* | *95ESN0601714A* | 25200 | 16 | 8.5 | 26200 | 21200 | 80.92% | 1.76 | 0 | 10 |  |  |  | No | R-410A | 2.1 | Residential & Commercial | Ducted CEE Tier 1
211243167 | Central HP <5.4 tons | COMFORTMAKER | HRCU-A-CB (Split System: Heat Pump with Remote Outdoor Unit-Air-Source) | DLCURAH24ABK |  |  | EA*4X37L17A* | OMV098J12* | 24200 | 16.5 | 8.5 | 25400 | 21800 | 85.83% | 1.82 | 0 | 10 |  |  |  | No | R-410A | 2.0167 | Residential & Commercial | Ducted CEE Tier 1
211243753 | Central HP <5.4 tons | COMFORTMAKER | HRCU-A-CB (Split System: Heat Pump with Remote Outdoor Unit-Air-Source) | DLCURAH24ABK |  |  | EN(A,D)4X24L14** | *95ESN0601412A* | 24000 | 15.2 | 8.5 | 27200 | 23000 | 84.56% | 1.88 | 0 | 10 |  |  |  | No | R-410A | 2 | Residential & Commercial | Ducted CEE Tier 1
215676215 | Central HP <5.4 tons | HEIL | HRCU-A-CB (Split System: Heat Pump with Remote Outdoor Unit-Air-Source) | H5H0V48*K*AAA* |  |  | EVD5X48M24A*+WALLCON | *80CTL1102120B* | 47000 | 19 | 9 | 50000 | 36200 | 72.4% | 2 | 0 | 10 |  |  |  | No | R-454B | 3.9167 | Residential & Commercial | Ducted CEE Tier 1
212384317 | Central HP <5.4 tons | COMFORTMAKER | HRCU-A-CB (Split System: Heat Pump with Remote Outdoor Unit-Air-Source) | DLCURAH36ABK |  |  | END4X42L17** | *92ESN0601714A* | 35800 | 16 | 8.1 | 39000 | 35000 | 89.74% | 1.96 | 0 | 10 |  |  |  | No | R-410A | 2.9833 | Residential & Commercial | Ducted CEE Tier 1
212384696 | Central HP <5.4 tons | TEMPSTAR | HRCU-A-CB (Split System: Heat Pump with Remote Outdoor Unit-Air-Source) | DLCURAH36ABK |  |  | EN(A,D,W)4X42L21** | *92ESN1002120A* | 36200 | 15.5 | 8.1 | 39500 | 35200 | 89.11% | 1.9 | 0 | 10 |  |  |  | No | R-410A | 3.0167 | Residential & Commercial | Ducted CEE Tier 1
215864519 | Central HP <5.4 tons | TRANE | HRCU-A-CB (Split System: Heat Pump with Remote Outdoor Unit-Air-Source) | 5TWV8X36A1 |  |  | 5PX*BD04AS3 | *DHMB060CCV3+LRP | 31600 | 18.1 | 8.5 | 34000 | 25800 | 75.88% | 1.9 | 0 | 10 |  |  |  | No | R-454B | 2.6333 | Residential & Commercial | Ducted CEE Tier 1
215864521 | Central HP <5.4 tons | TRANE | HRCU-A-CB (Split System: Heat Pump with Remote Outdoor Unit-Air-Source) | 5TWV8X36A1 |  |  | 5PX*BD04AS3 | S8V2B060M4PDB | 32000 | 18.1 | 8.5 | 34200 | 26000 | 76.02% | 2 | 0 | 10 |  |  |  | No | R-454B | 2.6667 | Residential & Commercial | Ducted CEE Tier 1
215864555 | Central HP <5.4 tons | TRANE | HRCU-A-CB (Split System: Heat Pump with Remote Outdoor Unit-Air-Source) | 5TWV8X36A1 |  |  | 5PX*CD05AS3 | S9V2C100D4VSB+LRP | 32200 | 18.1 | 8.5 | 34000 | 25600 | 75.29% | 2 | 0 | 10 |  |  |  | No | R-454B | 2.6833 | Residential & Commercial | Ducted CEE Tier 1
215864789 | Central HP <5.4 tons | TRANE | HRCU-A-CB (Split System: Heat Pump with Remote Outdoor Unit-Air-Source) | 5TWV8X36A1 |  |  | 5PX*BD06AS3 | S8V2B060M4PDB | 32800 | 18.1 | 8.5 | 34400 | 26000 | 75.58% | 2 | 0 | 10 |  |  |  | No | R-454B | 2.7333 | Residential & Commercial | Ducted CEE Tier 1
214279766 | Central HP <5.4 tons | COMFORTMAKER | HRCU-A-CB (Split System: Heat Pump with Remote Outdoor Unit-Air-Source) | DLCURAH18ABK |  |  | EA*4X30L17A* | *96MSN0601716A* | 17400 | 16 | 8.5 | 18000 | 18700 | 103.9% | 2.24 | 0 | 10.5 |  |  |  | No | R-410A | 1.45 | Residential & Commercial | Ducted CEE Tier 1
213815726 | Central HP <5.4 tons | DAIKIN | HRCU-A-CB (Split System: Heat Pump with Remote Outdoor Unit-Air-Source) | DZ6VSA241EA* |  |  | CA*EA2422*4A*+MBVK12BP1X00A* |  | 23000 | 17 | 8.6 | 23000 | 16100 | 70% | 2 | 0 | 10 |  |  |  | No | R-410A | 1.9167 | Residential & Commercial | Ducted CEE Tier 1
213815728 | Central HP <5.4 tons | DAIKIN | HRCU-A-CB (Split System: Heat Pump with Remote Outdoor Unit-Air-Source) | DZ6VSA241EA* |  |  | CA*EA3026*4A*+MBVK12BP1X00A* |  | 23000 | 17 | 8.6 | 23000 | 16100 | 70% | 2 | 0 | 10 |  |  |  | No | R-410A | 1.9167 | Residential & Commercial | Ducted CEE Tier 1
214505193 | Central HP <5.4 tons | DAIKIN | HRCU-A-CB (Split System: Heat Pump with Remote Outdoor Unit-Air-Source) | DZ6VSA241EA* |  |  | CA*EA2422*4B* | D*96SC0603BUA* | 23000 | 17 | 8.6 | 23000 | 16100 | 70% | 2 | 0 | 10 |  |  |  | No | R-410A | 1.9167 | Residential & Commercial | Ducted CEE Tier 1
214505234 | Central HP <5.4 tons | DAIKIN | HRCU-A-CB (Split System: Heat Pump with Remote Outdoor Unit-Air-Source) | DZ6VSA241EA* |  |  | CA*EA3026*4B* | D*80SC0604BUA* | 23000 | 17 | 8.6 | 23000 | 16100 | 70% | 2 | 0 | 10 |  |  |  | No | R-410A | 1.9167 | Residential & Commercial | Ducted CEE Tier 1
214505252 | Central HP <5.4 tons | DAIKIN | HRCU-A-CB (Split System: Heat Pump with Remote Outdoor Unit-Air-Source) | DZ6VSA241EA* |  |  | CA*EA3026*4B* | D*96VC0403BNA* | 23000 | 17 | 8.6 | 23000 | 16100 | 70% | 2 | 0 | 10 |  |  |  | No | R-410A | 1.9167 | Residential & Commercial | Ducted CEE Tier 1
214505268 | Central HP <5.4 tons | DAIKIN | HRCU-A-CB (Split System: Heat Pump with Remote Outdoor Unit-Air-Source) | DZ6VSA241EA* |  |  | CA*EA3026*4B* | D*97MC0803BNA* | 23000 | 17 | 8.6 | 23000 | 16100 | 70% | 2 | 0 | 10 |  |  |  | No | R-410A | 1.9167 | Residential & Commercial | Ducted CEE Tier 1
211242407 | Central HP <5.4 tons | COMFORTMAKER | HRCU-A-CB (Split System: Heat Pump with Remote Outdoor Unit-Air-Source) | DLCURAH24ABK |  |  | EA*4X36L21A* | *80VSL0702120A* | 24800 | 16.5 | 8.5 | 26600 | 22000 | 82.71% | 1.82 | 0 | 10 |  |  |  | No | R-410A | 2.0667 | Residential & Commercial | Ducted CEE Tier 1
211242491 | Central HP <5.4 tons | COMFORTMAKER | HRCU-A-CB (Split System: Heat Pump with Remote Outdoor Unit-Air-Source) | DLCURAH24ABK |  |  | EA*4X36L21A* | *80VTL0701716A* | 24400 | 17 | 8.5 | 26200 | 22400 | 85.5% | 1.88 | 0 | 10 |  |  |  | No | R-410A | 2.0333 | Residential & Commercial | Ducted CEE Tier 1
211242916 | Central HP <5.4 tons | COMFORTMAKER | HRCU-A-CB (Split System: Heat Pump with Remote Outdoor Unit-Air-Source) | DLCURAH24ABK |  |  | EA*4X37L17A* | *96VTN0401712A* | 24600 | 15.5 | 8.5 | 25800 | 21600 | 83.72% | 1.78 | 0 | 10 |  |  |  | No | R-410A | 2.05 | Residential & Commercial | Ducted CEE Tier 1
211243010 | Central HP <5.4 tons | COMFORTMAKER | HRCU-A-CB (Split System: Heat Pump with Remote Outdoor Unit-Air-Source) | DLCURAH24ABK |  |  | EA*4X37L17A* | *96VTN0601714A* | 24400 | 16.5 | 8.5 | 25600 | 21600 | 84.38% | 1.8 | 0 | 10 |  |  |  | No | R-410A | 2.0333 | Residential & Commercial | Ducted CEE Tier 1
214279884 | Central HP <5.4 tons | DAY & NIGHT | HRCU-A-CB (Split System: Heat Pump with Remote Outdoor Unit-Air-Source) | DLCURAH24ABK |  |  | EA*4X25L17A* | *96MSN0601716A* | 24400 | 16.5 | 9 | 25400 | 21600 | 85.04% | 1.8 | 0 | 10 |  |  |  | No | R-410A | 2.0333 | Residential & Commercial | Ducted CEE Tier 1
211243267 | Central HP <5.4 tons | COMFORTMAKER | HRCU-A-CB (Split System: Heat Pump with Remote Outdoor Unit-Air-Source) | DLCURAH24ABK |  |  | EA*4X37L21A* | *95ESU0401712A* | 24400 | 17 | 8.5 | 25200 | 21200 | 84.13% | 1.78 | 0 | 10 |  |  |  | No | R-410A | 2.0333 | Residential & Commercial | Ducted CEE Tier 1
210596589 | Central HP <5.4 tons | BRYANT HEATING AND COOLING SYSTEMS | HRCU-A-CB (Split System: Heat Pump with Remote Outdoor Unit-Air-Source) | 288BNV037*0**A* |  |  | CNPV*6024AL*+UI | 987MB66120C24*** | 32800 | 17.5 | 8.1 | 32200 | 24800 | 77.02% | 1.96 | 0 | 11.7 |  |  |  | No | R-410A | 2.7333 | Residential & Commercial | Ducted CEE Tier 1
214279229 | Central HP <5.4 tons | DAIKIN | HRCU-A-CB (Split System: Heat Pump with Remote Outdoor Unit-Air-Source) | DZ6VSA421EA* |  |  | CA*EA6030*4A* | D*80VC1005C*A* | 40000 | 17 | 8.6 | 40000 | 30600 | 76.5% | 2.2 | 0 | 10 |  |  |  | No | R-410A | 3.3333 | Residential & Commercial | Ducted CEE Tier 1
212383274 | Central HP <5.4 tons | TEMPSTAR | HRCU-A-CB (Split System: Heat Pump with Remote Outdoor Unit-Air-Source) | DLCURAH36ABK |  |  | EA*4X36L21A* | *80VTL1102122A* | 36000 | 15.5 | 8.1 | 39500 | 35200 | 89.11% | 1.84 | 0 | 10 |  |  |  | No | R-410A | 3 | Residential & Commercial | Ducted CEE Tier 1
212384359 | Central HP <5.4 tons | TEMPSTAR | HRCU-A-CB (Split System: Heat Pump with Remote Outdoor Unit-Air-Source) | DLCURAH36ABK |  |  | END4X42L17** | *80ESU0601716A | 36400 | 15.5 | 8.1 | 39500 | 35000 | 88.61% | 1.98 | 0 | 10 |  |  |  | No | R-410A | 3.0333 | Residential & Commercial | Ducted CEE Tier 1
213075988 | Central HP <5.4 tons | DAY & NIGHT | HRCU-A-CB (Split System: Heat Pump with Remote Outdoor Unit-Air-Source) | DLCURAH36ABK |  |  | EN(A,D,W)4X48L21** | *95MSU1002120A* | 36200 | 16.5 | 8.1 | 38500 | 35000 | 90.91% | 2.02 | 0 | 10.5 |  |  |  | No | R-410A | 3.0167 | Residential & Commercial | Ducted CEE Tier 1
212383311 | Central HP <5.4 tons | TEMPSTAR | HRCU-A-CB (Split System: Heat Pump with Remote Outdoor Unit-Air-Source) | DLCURAH36ABK |  |  | EA*4X36L21A* | *80ES(N,L)0902116A* | 35600 | 16 | 8.1 | 39500 | 35200 | 89.11% | 1.84 | 0 | 10 |  |  |  | No | R-410A | 2.9667 | Residential & Commercial | Ducted CEE Tier 1
215487434 | Central HP <5.4 tons | DAIKIN | HRCU-A-CB (Split System: Heat Pump with Remote Outdoor Unit-Air-Source) | DH7VSA4210A* |  |  | CHPEA6030*3A* | D*80VC1005C*A* | 40500 | 17 | 8.6 | 41000 | 31000 | 75.61% | 2 | 0 | 10 |  |  |  | No | R-32 | 3.375 | Residential & Commercial | Ducted CEE Tier 1
210471214 | Central HP <5.4 tons | AIRQUEST | HRCU-A-CB (Split System: Heat Pump with Remote Outdoor Unit-Air-Source) | HVH837GKA2* |  |  | EHD4X60AAL+WALLCON | *96CTN1202422A* | 33000 | 17 | 8.1 | 32200 | 24800 | 77.02% | 2.02 | 0 | 11.5 |  |  |  | No | R-410A | 2.75 | Residential & Commercial | Ducted CEE Tier 1
215864743 | Central HP <5.4 tons | TRANE | HRCU-A-CB (Split System: Heat Pump with Remote Outdoor Unit-Air-Source) | 5TWV8X60A1 |  |  | 5TXCD008AS3 | S8V2C100M5PDB | 53000 | 18.1 | 8.5 | 56000 | 40000 | 71.43% | 2 | 0 | 10 |  |  |  | No | R-454B | 4.4167 | Residential & Commercial | Ducted CEE Tier 1
215864777 | Central HP <5.4 tons | TRANE | HRCU-A-CB (Split System: Heat Pump with Remote Outdoor Unit-Air-Source) | 5TWV8X60A1 |  |  | 5TXCD010AS3 | S8V2C080M5PCB | 54000 | 18.1 | 8.5 | 55000 | 39500 | 71.82% | 2 | 0 | 10 |  |  |  | No | R-454B | 4.5 | Residential & Commercial | Ducted CEE Tier 1
216448743 | Central HP <5.4 tons | AMERICAN STANDARD | HRCU-A-CB (Split System: Heat Pump with Remote Outdoor Unit-Air-Source) | 5A6V0X36A1 |  |  | 5PX*B004AS3+P0V0B000M40SD+LRP |  | 33200 | 18.6 | 9 | 31800 | 23800 | 74.84% | 2.1 | 0 | 12 |  |  |  | No | R-454B | 2.7667 | Residential & Commercial | Ducted CEE Tier 1
206790384 | Central HP <5.4 tons | BRYANT HEATING AND COOLING SYSTEMS | HRCU-A-CB (Split System: Heat Pump with Remote Outdoor Unit-Air-Source) | 284ANV036*0**B* |  |  | CNPV*4221AL*+UI | 986TC42080C17*** | 32800 | 18.5 | 9 | 35600 | 26800 | 75.28% | 1.96 | 12 | 11.7 |  |  |  | No | R-410A | 2.7333 | Residential & Commercial | Ducted CEE Tier 1
206790475 | Central HP <5.4 tons | BRYANT HEATING AND COOLING SYSTEMS | HRCU-A-CB (Split System: Heat Pump with Remote Outdoor Unit-Air-Source) | 284ANV036*0**B* |  |  | CSPH*4812AL*+UI | 987MB60060C21*** | 34000 | 18 | 9 | 35200 | 26000 | 73.86% | 2.02 | 12 | 11.7 |  |  |  | No | R-410A | 2.8333 | Residential & Commercial | Ducted CEE Tier 1
206790523 | Central HP <5.4 tons | BRYANT HEATING AND COOLING SYSTEMS | HRCU-A-CB (Split System: Heat Pump with Remote Outdoor Unit-Air-Source) | 284ANV036*0**B* |  |  | CSPH*4212AL*+UI | 83*CA48060C17*** | 33800 | 18.5 | 9 | 35200 | 26000 | 73.86% | 2.02 | 12 | 11.7 |  |  |  | No | R-410A | 2.8167 | Residential & Commercial | Ducted CEE Tier 1
206790534 | Central HP <5.4 tons | BRYANT HEATING AND COOLING SYSTEMS | HRCU-A-CB (Split System: Heat Pump with Remote Outdoor Unit-Air-Source) | 284ANV036*0**B* |  |  | CAP**4221AL*+UI | 935CA48060C17*** | 32800 | 19 | 9 | 35800 | 26800 | 74.86% | 1.96 | 12 | 11 |  |  |  | No | R-410A | 2.7333 | Residential & Commercial | Ducted CEE Tier 1
206790548 | Central HP <5.4 tons | BRYANT HEATING AND COOLING SYSTEMS | HRCU-A-CB (Split System: Heat Pump with Remote Outdoor Unit-Air-Source) | 284ANV036*0**B* |  |  | CNPV*4221AL*+UI | 935CA60080C21*** | 33200 | 19 | 9 | 35200 | 26600 | 75.57% | 2 | 12.5 | 12 |  |  |  | No | R-410A | 2.7667 | Residential & Commercial | Ducted CEE Tier 1
211241664 | Central HP <5.4 tons | COMFORTMAKER | HRCU-A-CB (Split System: Heat Pump with Remote Outdoor Unit-Air-Source) | DLCURAH24ABK |  |  | EA*4X30L17A* | *80ES(N,L)0701712A* | 24400 | 16.5 | 8.5 | 26400 | 22800 | 86.36% | 1.88 | 0 | 10 |  |  |  | No | R-410A | 2.0333 | Residential & Commercial | Ducted CEE Tier 1
211242740 | Central HP <5.4 tons | COMFORTMAKER | HRCU-A-CB (Split System: Heat Pump with Remote Outdoor Unit-Air-Source) | DLCURAH24ABK |  |  | EA*4X36L21A* | OMV112K14A | 24200 | 16.5 | 8.5 | 26200 | 22600 | 86.26% | 1.86 | 0 | 10 |  |  |  | No | R-410A | 2.0167 | Residential & Commercial | Ducted CEE Tier 1
211242822 | Central HP <5.4 tons | COMFORTMAKER | HRCU-A-CB (Split System: Heat Pump with Remote Outdoor Unit-Air-Source) | DLCURAH24ABK |  |  | EA*4X37L17A* | *95ESU0401712A* | 24000 | 17 | 8.5 | 25200 | 22000 | 87.3% | 1.84 | 0 | 10 |  |  |  | No | R-410A | 2 | Residential & Commercial | Ducted CEE Tier 1
211242957 | Central HP <5.4 tons | COMFORTMAKER | HRCU-A-CB (Split System: Heat Pump with Remote Outdoor Unit-Air-Source) | DLCURAH24ABK |  |  | EA*4X37L17A* | *95ESN0401712A* | 24400 | 15.2 | 8.5 | 26000 | 21600 | 83.08% | 1.78 | 0 | 10 |  |  |  | No | R-410A | 2.0333 | Residential & Commercial | Ducted CEE Tier 1
211243288 | Central HP <5.4 tons | COMFORTMAKER | HRCU-A-CB (Split System: Heat Pump with Remote Outdoor Unit-Air-Source) | DLCURAH24ABK |  |  | EA*4X37L21A* | *96VTN1002122A* | 24200 | 17 | 8.1 | 25000 | 21400 | 85.6% | 1.8 | 0 | 10 |  |  |  | No | R-410A | 2.0167 | Residential & Commercial | Ducted CEE Tier 1
213815132 | Central HP <5.4 tons | DAIKIN | HRCU-A-CB (Split System: Heat Pump with Remote Outdoor Unit-Air-Source) | DZ9VCA3610A* |  |  | CA*F3743*6D*+MBVK12BP1X00A*+TXV |  | 34000 | 19 | 8.2 | 34000 | 24400 | 71.76% | 1.8 | 0 | 12 |  |  |  | No | R-410A | 2.8333 | Residential & Commercial | Ducted CEE Tier 1
211242902 | Central HP <5.4 tons | COMFORTMAKER | HRCU-A-CB (Split System: Heat Pump with Remote Outdoor Unit-Air-Source) | DLCURAH24ABK |  |  | EA*4X37L17A* | *80VTL0451412A* | 24800 | 16.5 | 8.5 | 25600 | 21400 | 83.59% | 1.8 | 0 | 10 |  |  |  | No | R-410A | 2.0667 | Residential & Commercial | Ducted CEE Tier 1
211243404 | Central HP <5.4 tons | COMFORTMAKER | HRCU-A-CB (Split System: Heat Pump with Remote Outdoor Unit-Air-Source) | DLCURAH24ABK |  |  | EA*4X37L21A* | *96VTN0401712A* | 24000 | 16 | 8.1 | 25000 | 21600 | 86.4% | 1.8 | 0 | 10 |  |  |  | No | R-410A | 2 | Residential & Commercial | Ducted CEE Tier 1
212383324 | Central HP <5.4 tons | TEMPSTAR | HRCU-A-CB (Split System: Heat Pump with Remote Outdoor Unit-Air-Source) | DLCURAH36ABK |  |  | EA*4X36L21A* | *80ES(N,L)0902120A* | 35600 | 16 | 8.1 | 39500 | 35200 | 89.11% | 1.84 | 0 | 10 |  |  |  | No | R-410A | 2.9667 | Residential & Commercial | Ducted CEE Tier 1
213077181 | Central HP <5.4 tons | HEIL | HRCU-A-CB (Split System: Heat Pump with Remote Outdoor Unit-Air-Source) | DLCURAH36ABK |  |  | EA*4X43L21A* | *96VSN1002120B* | 36200 | 16 | 8.5 | 38000 | 34800 | 91.58% | 2.04 | 0 | 10 |  |  |  | No | R-410A | 3.0167 | Residential & Commercial | Ducted CEE Tier 1
215936280 | Central HP <5.4 tons | DAY & NIGHT | HRCU-A-CB (Split System: Heat Pump with Remote Outdoor Unit-Air-Source) | C5H3V36*K*AAA* |  |  | EVD5X48M21A*+WALLCON | *97CMN0601714B* | 34400 | 20.5 | 8.5 | 38000 | 27600 | 72.63% | 2.08 | 0 | 11 |  |  |  | No | R-454B | 2.8667 | Residential & Commercial | Ducted CEE Tier 1
213772294 | Central HP <5.4 tons | TEMPSTAR | HRCU-A-CB (Split System: Heat Pump with Remote Outdoor Unit-Air-Source) | TVH825GKA2* |  |  | EHD4X42AAL+WALLCON | *80CTL0901716B* | 24200 | 16.5 | 8.1 | 21200 | 16600 | 78.3% | 2 | 0 | 10.5 |  |  |  | No | R-410A | 2.0167 | Residential & Commercial | Ducted CEE Tier 1
215935390 | Central HP <5.4 tons | DAY & NIGHT | HRCU-A-CB (Split System: Heat Pump with Remote Outdoor Unit-Air-Source) | C5H3V36*K*AAA* |  |  | EVM5X60M24A*+WALLCON | *95CSU1002122B* | 35600 | 22 | 8.5 | 38000 | 28400 | 74.74% | 2.06 | 0 | 12.5 |  |  |  | No | R-454B | 2.9667 | Residential & Commercial | Ducted CEE Tier 1
215935690 | Central HP <5.4 tons | DAY & NIGHT | HRCU-A-CB (Split System: Heat Pump with Remote Outdoor Unit-Air-Source) | C5H3V36*K*AAA* |  |  | EVD5X36M21A*+WALLCON | *95CSU0802120B* | 34400 | 20.5 | 8.5 | 38500 | 28200 | 73.25% | 2.04 | 0 | 11.7 |  |  |  | No | R-454B | 2.8667 | Residential & Commercial | Ducted CEE Tier 1
214279741 | Central HP <5.4 tons | DAY & NIGHT | HRCU-A-CB (Split System: Heat Pump with Remote Outdoor Unit-Air-Source) | DLCURAH18ABK |  |  | EA*4X24L17A* | *96MSN0601716A* | 17200 | 16 | 8.5 | 18100 | 19400 | 107.2% | 2.32 | 0 | 10.5 |  |  |  | No | R-410A | 1.4333 | Residential & Commercial | Ducted CEE Tier 1
214505225 | Central HP <5.4 tons | DAIKIN | HRCU-A-CB (Split System: Heat Pump with Remote Outdoor Unit-Air-Source) | DZ6VSA241EA* |  |  | CA*EA3026*4B*+MBVC1600**-1A* |  | 23000 | 17 | 8.6 | 23000 | 16100 | 70% | 2 | 0 | 10 |  |  |  | No | R-410A | 1.9167 | Residential & Commercial | Ducted CEE Tier 1
214505227 | Central HP <5.4 tons | DAIKIN | HRCU-A-CB (Split System: Heat Pump with Remote Outdoor Unit-Air-Source) | DZ6VSA241EA* |  |  | CA*EA3026*4B* | D*80VC0603B*A* | 23000 | 17 | 8.6 | 23000 | 16100 | 70% | 2 | 0 | 10 |  |  |  | No | R-410A | 1.9167 | Residential & Commercial | Ducted CEE Tier 1
211260499 | Central HP <5.4 tons | DAY & NIGHT | HRCU-A-CB (Split System: Heat Pump with Remote Outdoor Unit-Air-Source) | DLCURAH18ABK |  |  | EA*4X24L17A* | *96VTN0601412A* | 17900 | 16 | 8.5 | 18800 | 19000 | 101.1% | 2.28 | 0 | 10.5 |  |  |  | No | R-410A | 1.4917 | Residential & Commercial | Ducted CEE Tier 1
211260851 | Central HP <5.4 tons | DAY & NIGHT | HRCU-A-CB (Split System: Heat Pump with Remote Outdoor Unit-Air-Source) | DLCURAH18ABK |  |  | EA*4X25L17A* | *96VTN0401712A* | 18200 | 15.5 | 8.5 | 18200 | 17500 | 96.15% | 2.12 | 0 | 10.5 |  |  |  | No | R-410A | 1.5167 | Residential & Commercial | Ducted CEE Tier 1
212975814 | Central HP <5.4 tons | AIRQUEST | HRCU-A-CB (Split System: Heat Pump with Remote Outdoor Unit-Air-Source) | DLCURAH18ABK |  |  | EA*4X30L17A* | *96VTN0801716B* | 17400 | 16 | 8.5 | 18000 | 18700 | 103.9% | 2.26 | 0 | 10.5 |  |  |  | No | R-410A | 1.45 | Residential & Commercial | Ducted CEE Tier 1
212977817 | Central HP <5.4 tons | AIRQUEST | HRCU-A-CB (Split System: Heat Pump with Remote Outdoor Unit-Air-Source) | DLCURAH18ABK |  |  | EN(A,D)4X30L14** | *80MS(N,L)0451412A* | 17700 | 16.5 | 8.1 | 18200 | 18600 | 102.2% | 2.24 | 0 | 11 |  |  |  | No | R-410A | 1.475 | Residential & Commercial | Ducted CEE Tier 1
212978335 | Central HP <5.4 tons | AIRQUEST | HRCU-A-CB (Split System: Heat Pump with Remote Outdoor Unit-Air-Source) | DLCURAH18ABK |  |  | EN(A,D)4X30L14** | *80MS(N,L)0701412A* | 17400 | 16.5 | 8.1 | 18000 | 18700 | 103.9% | 2.26 | 0 | 11 |  |  |  | No | R-410A | 1.45 | Residential & Commercial | Ducted CEE Tier 1
211243486 | Central HP <5.4 tons | COMFORTMAKER | HRCU-A-CB (Split System: Heat Pump with Remote Outdoor Unit-Air-Source) | DLCURAH24ABK |  |  | EA*4X37L21A* | *80VTL1102122A* | 24400 | 17 | 8.5 | 25200 | 21200 | 84.13% | 1.8 | 0 | 10.5 |  |  |  | No | R-410A | 2.0333 | Residential & Commercial | Ducted CEE Tier 1
211242481 | Central HP <5.4 tons | COMFORTMAKER | HRCU-A-CB (Split System: Heat Pump with Remote Outdoor Unit-Air-Source) | DLCURAH24ABK |  |  | EA*4X36L21A* | *96VTN0801716A* | 24400 | 16.5 | 8.5 | 26200 | 22400 | 85.5% | 1.86 | 0 | 10 |  |  |  | No | R-410A | 2.0333 | Residential & Commercial | Ducted CEE Tier 1
211242612 | Central HP <5.4 tons | COMFORTMAKER | HRCU-A-CB (Split System: Heat Pump with Remote Outdoor Unit-Air-Source) | DLCURAH24ABK |  |  | EA*4X36L21A* | *80ES(N,L)1102120A* | 25200 | 16.5 | 8.5 | 26800 | 21800 | 81.34% | 1.8 | 0 | 10 |  |  |  | No | R-410A | 2.1 | Residential & Commercial | Ducted CEE Tier 1
211242646 | Central HP <5.4 tons | COMFORTMAKER | HRCU-A-CB (Split System: Heat Pump with Remote Outdoor Unit-Air-Source) | DLCURAH24ABK |  |  | EA*4X36L21A* | *92ESN0802120A* | 25000 | 17 | 8.5 | 26600 | 21800 | 81.95% | 1.82 | 0 | 10.5 |  |  |  | No | R-410A | 2.0833 | Residential & Commercial | Ducted CEE Tier 1
211242712 | Central HP <5.4 tons | COMFORTMAKER | HRCU-A-CB (Split System: Heat Pump with Remote Outdoor Unit-Air-Source) | DLCURAH24ABK |  |  | EA*4X36L21A* | *80ESU0601716A | 25000 | 17 | 8.5 | 26600 | 21800 | 81.95% | 1.82 | 0 | 10.5 |  |  |  | No | R-410A | 2.0833 | Residential & Commercial | Ducted CEE Tier 1
212978153 | Central HP <5.4 tons | AIRQUEST | HRCU-A-CB (Split System: Heat Pump with Remote Outdoor Unit-Air-Source) | DLCURAH24ABK |  |  | EA*4X37L17A* | *80MS(N,L)0701412A* | 24000 | 17.5 | 8.5 | 25200 | 22200 | 88.1% | 1.86 | 0 | 10 |  |  |  | No | R-410A | 2 | Residential & Commercial | Ducted CEE Tier 1
212979170 | Central HP <5.4 tons | AIRQUEST | HRCU-A-CB (Split System: Heat Pump with Remote Outdoor Unit-Air-Source) | DLCURAH24ABK |  |  | EA*4X36L21A* | *80MS(N,L)0701716A* | 23800 | 17.5 | 8.5 | 26200 | 23600 | 90.08% | 1.98 | 0 | 10 |  |  |  | No | R-410A | 1.9833 | Residential & Commercial | Ducted CEE Tier 1
212980577 | Central HP <5.4 tons | AIRQUEST | HRCU-A-CB (Split System: Heat Pump with Remote Outdoor Unit-Air-Source) | DLCURAH24ABK |  |  | EA*4X36L21A* | *80MS(N,L)0902120A* | 23800 | 17.5 | 8.5 | 26200 | 23800 | 90.84% | 1.98 | 0 | 10 |  |  |  | No | R-410A | 1.9833 | Residential & Commercial | Ducted CEE Tier 1
213076406 | Central HP <5.4 tons | TEMPSTAR | HRCU-A-CB (Split System: Heat Pump with Remote Outdoor Unit-Air-Source) | DLCURAH24ABK |  |  | EN(A,D)4X24L17** | *96VTN0601716B* | 23200 | 16.5 | 8.5 | 26800 | 25400 | 94.78% | 2.12 | 0 | 10 |  |  |  | No | R-410A | 1.9333 | Residential & Commercial | Ducted CEE Tier 1
212981011 | Central HP <5.4 tons | COMFORTMAKER | HRCU-A-CB (Split System: Heat Pump with Remote Outdoor Unit-Air-Source) | DLCURAH24ABK |  |  | EN(A,D)4X36L21** | *80MS(N,L)1102120A* | 23400 | 17 | 8.5 | 26200 | 24600 | 93.89% | 2.06 | 0 | 10.5 |  |  |  | No | R-410A | 1.95 | Residential & Commercial | Ducted CEE Tier 1
211241676 | Central HP <5.4 tons | COMFORTMAKER | HRCU-A-CB (Split System: Heat Pump with Remote Outdoor Unit-Air-Source) | DLCURAH24ABK |  |  | EA*4X30L17A* | *80ES(N,L)0901714A* | 24600 | 16.5 | 8.5 | 26600 | 22600 | 84.96% | 1.86 | 0 | 10 |  |  |  | No | R-410A | 2.05 | Residential & Commercial | Ducted CEE Tier 1
211241710 | Central HP <5.4 tons | COMFORTMAKER | HRCU-A-CB (Split System: Heat Pump with Remote Outdoor Unit-Air-Source) | DLCURAH24ABK |  |  | EA*4X30L17A* | *92ESN0801716A* | 24200 | 17 | 8.5 | 26400 | 22800 | 86.36% | 1.9 | 0 | 10 |  |  |  | No | R-410A | 2.0167 | Residential & Commercial | Ducted CEE Tier 1
211241926 | Central HP <5.4 tons | COMFORTMAKER | HRCU-A-CB (Split System: Heat Pump with Remote Outdoor Unit-Air-Source) | DLCURAH24ABK |  |  | EA*4X36L17A* | *80VSL0701716A* | 24000 | 16.5 | 8.5 | 26000 | 22800 | 87.69% | 1.9 | 0 | 10 |  |  |  | No | R-410A | 2 | Residential & Commercial | Ducted CEE Tier 1
211242179 | Central HP <5.4 tons | COMFORTMAKER | HRCU-A-CB (Split System: Heat Pump with Remote Outdoor Unit-Air-Source) | DLCURAH24ABK |  |  | EA*4X36L17A* | *92ESN0401410A* | 24200 | 15.2 | 8.5 | 26400 | 22600 | 85.61% | 1.84 | 0 | 10 |  |  |  | No | R-410A | 2.0167 | Residential & Commercial | Ducted CEE Tier 1
215676445 | Central HP <5.4 tons | HEIL | HRCU-A-CB (Split System: Heat Pump with Remote Outdoor Unit-Air-Source) | H5H0V48*K*AAA* |  |  | EVD5X60M21A*+WALLCON | *80CTL0701716B* | 48000 | 18.5 | 9 | 50000 | 37200 | 74.4% | 2 | 0 | 10 |  |  |  | No | R-454B | 4 | Residential & Commercial | Ducted CEE Tier 1
210720684 | Central HP <5.4 tons | BRYANT HEATING AND COOLING SYSTEMS | HRCU-A-CB (Split System: Heat Pump with Remote Outdoor Unit-Air-Source) | 284ANV036*0**B* |  |  | CNPV*6024AL*+UI | 83*CA60100C21*** | 34200 | 19.5 | 9 | 34800 | 25600 | 73.56% | 2 | 0 | 12.5 |  |  |  | No | R-410A | 2.85 | Residential & Commercial | Ducted CEE Tier 1
215674156 | Central HP <5.4 tons | HEIL | HRCU-A-CB (Split System: Heat Pump with Remote Outdoor Unit-Air-Source) | H5H0V48*K*AAA* |  |  | EA*5X60M24A*+WALLCON | *80CSU0802120A* | 45000 | 18 | 9 | 47000 | 33400 | 71.06% | 2.08 | 0 | 10 |  |  |  | No | R-454B | 3.75 | Residential & Commercial | Ducted CEE Tier 1
215674256 | Central HP <5.4 tons | HEIL | HRCU-A-CB (Split System: Heat Pump with Remote Outdoor Unit-Air-Source) | H5H0V48*K*AAA* |  |  | EA*5X60M24A*+WALLCON | *97CMN1002122B* | 45000 | 18 | 9 | 47500 | 33600 | 70.74% | 2.06 | 0 | 10 |  |  |  | No | R-454B | 3.75 | Residential & Commercial | Ducted CEE Tier 1
211242731 | Central HP <5.4 tons | COMFORTMAKER | HRCU-A-CB (Split System: Heat Pump with Remote Outdoor Unit-Air-Source) | DLCURAH24ABK |  |  | EA*4X36L21A* | OLV098A12* | 23400 | 16.5 | 8.5 | 25600 | 23800 | 92.97% | 1.98 | 0 | 10 |  |  |  | No | R-410A | 1.95 | Residential & Commercial | Ducted CEE Tier 1
211242812 | Central HP <5.4 tons | COMFORTMAKER | HRCU-A-CB (Split System: Heat Pump with Remote Outdoor Unit-Air-Source) | DLCURAH24ABK |  |  | EA*4X37L17A* | *96VSN0801716A* | 24600 | 16.5 | 8.5 | 25600 | 21400 | 83.59% | 1.8 | 0 | 10 |  |  |  | No | R-410A | 2.05 | Residential & Commercial | Ducted CEE Tier 1
211243230 | Central HP <5.4 tons | COMFORTMAKER | HRCU-A-CB (Split System: Heat Pump with Remote Outdoor Unit-Air-Source) | DLCURAH24ABK |  |  | EA*4X37L21A* | *96VSN0802120A* | 24600 | 17 | 8.5 | 25200 | 21000 | 83.33% | 1.78 | 0 | 10.5 |  |  |  | No | R-410A | 2.05 | Residential & Commercial | Ducted CEE Tier 1
211241936 | Central HP <5.4 tons | COMFORTMAKER | HRCU-A-CB (Split System: Heat Pump with Remote Outdoor Unit-Air-Source) | DLCURAH24ABK |  |  | EA*4X36L17A* | *95ESU0601716A* | 24400 | 17 | 8.5 | 26200 | 22400 | 85.5% | 1.86 | 0 | 10 |  |  |  | No | R-410A | 2.0333 | Residential & Commercial | Ducted CEE Tier 1
211242002 | Central HP <5.4 tons | COMFORTMAKER | HRCU-A-CB (Split System: Heat Pump with Remote Outdoor Unit-Air-Source) | DLCURAH24ABK |  |  | EA*4X36L17A* | *95ESN0401410A* | 24400 | 15.2 | 8.5 | 26600 | 22400 | 84.21% | 1.82 | 0 | 10 |  |  |  | No | R-410A | 2.0333 | Residential & Commercial | Ducted CEE Tier 1
214279897 | Central HP <5.4 tons | DAY & NIGHT | HRCU-A-CB (Split System: Heat Pump with Remote Outdoor Unit-Air-Source) | DLCURAH24ABK |  |  | EA*4X30L17A* | *96MSN0601716A* | 23400 | 16.5 | 9 | 25800 | 24400 | 94.57% | 2.02 | 0 | 10 |  |  |  | No | R-410A | 1.95 | Residential & Commercial | Ducted CEE Tier 1
214279910 | Central HP <5.4 tons | DAY & NIGHT | HRCU-A-CB (Split System: Heat Pump with Remote Outdoor Unit-Air-Source) | DLCURAH24ABK |  |  | EA*4X36L17A* | *96MSN0601716A* | 23400 | 16.5 | 9 | 25600 | 23800 | 92.97% | 1.96 | 0 | 10 |  |  |  | No | R-410A | 1.95 | Residential & Commercial | Ducted CEE Tier 1
213078202 | Central HP <5.4 tons | HEIL | HRCU-A-CB (Split System: Heat Pump with Remote Outdoor Unit-Air-Source) | DLCURAH36ABK |  |  | EA*4X42L24A* | *80MS(N,L)0702116A* | 35200 | 16.5 | 8.1 | 38500 | 35000 | 90.91% | 1.88 | 0 | 10 |  |  |  | No | R-410A | 2.9333 | Residential & Commercial | Ducted CEE Tier 1
212383421 | Central HP <5.4 tons | TEMPSTAR | HRCU-A-CB (Split System: Heat Pump with Remote Outdoor Unit-Air-Source) | DLCURAH36ABK |  |  | EA*4X37L21A* | *95ESU0601716A* | 36800 | 15.5 | 8.5 | 39000 | 34800 | 89.23% | 2.1 | 0 | 10 |  |  |  | No | R-410A | 3.0667 | Residential & Commercial | Ducted CEE Tier 1
212384310 | Central HP <5.4 tons | TEMPSTAR | HRCU-A-CB (Split System: Heat Pump with Remote Outdoor Unit-Air-Source) | DLCURAH36ABK |  |  | END4X42L17** | *92ESN0601412A* | 36000 | 15.2 | 8.1 | 39500 | 35000 | 88.61% | 1.96 | 0 | 10 |  |  |  | No | R-410A | 3 | Residential & Commercial | Ducted CEE Tier 1
211243360 | Central HP <5.4 tons | COMFORTMAKER | HRCU-A-CB (Split System: Heat Pump with Remote Outdoor Unit-Air-Source) | DLCURAH24ABK |  |  | EA*4X37L21A* | *80VSL0902120A* | 24600 | 17 | 8.5 | 25400 | 21200 | 83.46% | 1.78 | 0 | 10.5 |  |  |  | No | R-410A | 2.05 | Residential & Commercial | Ducted CEE Tier 1
211243394 | Central HP <5.4 tons | COMFORTMAKER | HRCU-A-CB (Split System: Heat Pump with Remote Outdoor Unit-Air-Source) | DLCURAH24ABK |  |  | EA*4X37L21A* | *80VTL0902120A* | 24600 | 17 | 8.5 | 25400 | 21200 | 83.46% | 1.78 | 0 | 10.5 |  |  |  | No | R-410A | 2.05 | Residential & Commercial | Ducted CEE Tier 1
211243476 | Central HP <5.4 tons | COMFORTMAKER | HRCU-A-CB (Split System: Heat Pump with Remote Outdoor Unit-Air-Source) | DLCURAH24ABK |  |  | EA*4X37L21A* | *96VTN1002120A* | 24400 | 17 | 8.5 | 25200 | 21200 | 84.13% | 1.78 | 0 | 10.5 |  |  |  | No | R-410A | 2.0333 | Residential & Commercial | Ducted CEE Tier 1
213815133 | Central HP <5.4 tons | DAIKIN | HRCU-A-CB (Split System: Heat Pump with Remote Outdoor Unit-Air-Source) | DZ9VCA3610A* |  |  | CHPF3642C6C*+MBVK12BP1X00A*+TXV |  | 33400 | 18 | 8.2 | 34000 | 24400 | 71.76% | 1.8 | 0 | 11 |  |  |  | No | R-410A | 2.7833 | Residential & Commercial | Ducted CEE Tier 1
215487459 | Central HP <5.4 tons | DAIKIN | HRCU-A-CB (Split System: Heat Pump with Remote Outdoor Unit-Air-Source) | DH7VSA4810A* |  |  | CHPEA6030*3A* | D*96VC1005CNA* | 45500 | 16.2 | 8.5 | 46500 | 33600 | 72.26% | 2 | 0 | 10 |  |  |  | No | R-32 | 3.7917 | Residential & Commercial | Ducted CEE Tier 1
215937850 | Central HP <5.4 tons | DAY & NIGHT | HRCU-A-CB (Split System: Heat Pump with Remote Outdoor Unit-Air-Source) | C5H3V48*K*AAA* |  |  | EVD5X48M21A*+WALLCON | *96CTN0801714B* | 43000 | 19 | 8.1 | 53000 | 37600 | 70.94% | 2 | 0 | 11 |  |  |  | No | R-454B | 3.5833 | Residential & Commercial | Ducted CEE Tier 1
212989315 | Central HP <5.4 tons | DAY & NIGHT | HRCU-A-CB (Split System: Heat Pump with Remote Outdoor Unit-Air-Source) | DLCURAH18ABK |  |  | EN(A,D)4X24L17** | *95MSU0601716A* | 17300 | 16 | 8.1 | 18300 | 19200 | 104.9% | 2.32 | 0 | 10.5 |  |  |  | No | R-410A | 1.4417 | Residential & Commercial | Ducted CEE Tier 1
212979992 | Central HP <5.4 tons | AIRQUEST | HRCU-A-CB (Split System: Heat Pump with Remote Outdoor Unit-Air-Source) | DLCURAH18ABK |  |  | EN(A,D)4X24L17** | *80MS(N,L)0901714A* | 17400 | 16 | 8.5 | 18500 | 19200 | 103.8% | 2.3 | 0 | 10.5 |  |  |  | No | R-410A | 1.45 | Residential & Commercial | Ducted CEE Tier 1
214505187 | Central HP <5.4 tons | DAIKIN | HRCU-A-CB (Split System: Heat Pump with Remote Outdoor Unit-Air-Source) | DZ6VSA241EA* |  |  | CA*EA2422*4B* | D*96VC0403BNA* | 23000 | 17 | 8.6 | 23000 | 16100 | 70% | 2 | 0 | 10 |  |  |  | No | R-410A | 1.9167 | Residential & Commercial | Ducted CEE Tier 1
214505270 | Central HP <5.4 tons | DAIKIN | HRCU-A-CB (Split System: Heat Pump with Remote Outdoor Unit-Air-Source) | DZ6VSA241EA* |  |  | CA*EA3026*4B* | D*97MC0804CNA* | 23000 | 17 | 8.6 | 23000 | 16100 | 70% | 2 | 0 | 10 |  |  |  | No | R-410A | 1.9167 | Residential & Commercial | Ducted CEE Tier 1
214505405 | Central HP <5.4 tons | DAIKIN | HRCU-A-CB (Split System: Heat Pump with Remote Outdoor Unit-Air-Source) | DZ6VSA241EA* |  |  | CA*EA3026*4B*+MBVK12BP1X00A* |  | 23000 | 17 | 8.6 | 23000 | 16100 | 70% | 2 | 0 | 10 |  |  |  | No | R-410A | 1.9167 | Residential & Commercial | Ducted CEE Tier 1
212982377 | Central HP <5.4 tons | COMFORTMAKER | HRCU-A-CB (Split System: Heat Pump with Remote Outdoor Unit-Air-Source) | DLCURAH18ABK |  |  | EA*4X19L17A* | *80MSU0401712A* | 17800 | 16 | 8.1 | 17900 | 17700 | 98.88% | 2.14 | 0 | 10.5 |  |  |  | No | R-410A | 1.4833 | Residential & Commercial | Ducted CEE Tier 1
213815729 | Central HP <5.4 tons | DAIKIN | HRCU-A-CB (Split System: Heat Pump with Remote Outdoor Unit-Air-Source) | DZ6VSA241EA* |  |  | CA*EA3026*4A*+MBVK16CP1X00A* |  | 23000 | 17 | 8.6 | 23000 | 16100 | 70% | 2 | 0 | 10 |  |  |  | No | R-410A | 1.9167 | Residential & Commercial | Ducted CEE Tier 1
211243176 | Central HP <5.4 tons | COMFORTMAKER | HRCU-A-CB (Split System: Heat Pump with Remote Outdoor Unit-Air-Source) | DLCURAH24ABK |  |  | EA*4X37L17A* | OLV098A12* | 23800 | 16.5 | 8.1 | 25200 | 22200 | 88.1% | 1.84 | 0 | 10 |  |  |  | No | R-410A | 1.9833 | Residential & Commercial | Ducted CEE Tier 1
211243435 | Central HP <5.4 tons | COMFORTMAKER | HRCU-A-CB (Split System: Heat Pump with Remote Outdoor Unit-Air-Source) | DLCURAH24ABK |  |  | EA*4X37L21A* | *80VTL0701716A* | 24800 | 17 | 8.5 | 25400 | 20800 | 81.89% | 1.76 | 0 | 10.5 |  |  |  | No | R-410A | 2.0667 | Residential & Commercial | Ducted CEE Tier 1
211243795 | Central HP <5.4 tons | COMFORTMAKER | HRCU-A-CB (Split System: Heat Pump with Remote Outdoor Unit-Air-Source) | DLCURAH24ABK |  |  | EN(A,D)4X24L14** | *80ES(N,L)0451412A* | 24200 | 15.5 | 8.5 | 27200 | 22600 | 83.09% | 1.86 | 0 | 10 |  |  |  | No | R-410A | 2.0167 | Residential & Commercial | Ducted CEE Tier 1
211243829 | Central HP <5.4 tons | COMFORTMAKER | HRCU-A-CB (Split System: Heat Pump with Remote Outdoor Unit-Air-Source) | DLCURAH24ABK |  |  | EN(A,D)4X24L14** | *80ES(N,L)0701412A* | 23800 | 16 | 8.5 | 26800 | 23200 | 86.57% | 1.92 | 0 | 10 |  |  |  | No | R-410A | 1.9833 | Residential & Commercial | Ducted CEE Tier 1
215674516 | Central HP <5.4 tons | HEIL | HRCU-A-CB (Split System: Heat Pump with Remote Outdoor Unit-Air-Source) | H5H0V48*K*AAA* |  |  | EA*5X61M24A*+WALLCON | *95CSU0802120B* | 46000 | 17.5 | 9 | 48000 | 33800 | 70.42% | 2.08 | 0 | 10 |  |  |  | No | R-454B | 3.8333 | Residential & Commercial | Ducted CEE Tier 1
215675385 | Central HP <5.4 tons | HEIL | HRCU-A-CB (Split System: Heat Pump with Remote Outdoor Unit-Air-Source) | H5H0V48*K*AAA* |  |  | EVM5X48M21A*+WALLCON | *80CTL0902120B* | 47000 | 18.5 | 9 | 50000 | 36400 | 72.8% | 2 | 0 | 10 |  |  |  | No | R-454B | 3.9167 | Residential & Commercial | Ducted CEE Tier 1
215937900 | Central HP <5.4 tons | DAY & NIGHT | HRCU-A-CB (Split System: Heat Pump with Remote Outdoor Unit-Air-Source) | C5H3V48*K*AAA* |  |  | EVD5X48M24A*+WALLCON | *80CTL1102120B* | 45000 | 20.5 | 8.1 | 52000 | 38000 | 73.08% | 1.9 | 0 | 11 |  |  |  | No | R-454B | 3.75 | Residential & Commercial | Ducted CEE Tier 1
215938120 | Central HP <5.4 tons | DAY & NIGHT | HRCU-A-CB (Split System: Heat Pump with Remote Outdoor Unit-Air-Source) | C5H3V48*K*AAA* |  |  | EVD5X49M24A*+WALLCON | *96CTN1202422B* | 45500 | 20.5 | 8.1 | 52500 | 38000 | 72.38% | 1.95 | 0 | 11.5 |  |  |  | No | R-454B | 3.7917 | Residential & Commercial | Ducted CEE Tier 1
215938170 | Central HP <5.4 tons | DAY & NIGHT | HRCU-A-CB (Split System: Heat Pump with Remote Outdoor Unit-Air-Source) | C5H3V48*K*AAA* |  |  | EVD5X60M21A*+WALLCON | *80CTL0901716B* | 44500 | 20.5 | 8.1 | 53500 | 37600 | 70.28% | 1.95 | 0 | 11.5 |  |  |  | No | R-454B | 3.7083 | Residential & Commercial | Ducted CEE Tier 1
212384784 | Central HP <5.4 tons | TEMPSTAR | HRCU-A-CB (Split System: Heat Pump with Remote Outdoor Unit-Air-Source) | DLCURAH36ABK |  |  | EN(A,D,W)4X48L21** | *80ES(N,L)0701716A* | 35800 | 16 | 8.1 | 39000 | 34800 | 89.23% | 2 | 0 | 10 |  |  |  | No | R-410A | 2.9833 | Residential & Commercial | Ducted CEE Tier 1
212384720 | Central HP <5.4 tons | TEMPSTAR | HRCU-A-CB (Split System: Heat Pump with Remote Outdoor Unit-Air-Source) | DLCURAH36ABK |  |  | EN(A,D,W)4X42L21** | *80ESU0802120A | 36800 | 15.2 | 8.1 | 40000 | 35200 | 88% | 1.94 | 0 | 10 |  |  |  | No | R-410A | 3.0667 | Residential & Commercial | Ducted CEE Tier 1
212980690 | Central HP <5.4 tons | AIRQUEST | HRCU-A-CB (Split System: Heat Pump with Remote Outdoor Unit-Air-Source) | DLCURAH36ABK |  |  | EA*4X48L24A* | *80MS(N,L)0902420A* | 36000 | 16.5 | 8.5 | 37800 | 34600 | 91.53% | 2.04 | 0 | 10 |  |  |  | No | R-410A | 3 | Residential & Commercial | Ducted CEE Tier 1
213076257 | Central HP <5.4 tons | DAY & NIGHT | HRCU-A-CB (Split System: Heat Pump with Remote Outdoor Unit-Air-Source) | DLCURAH36ABK |  |  | EA*4X37L21A* | *95MSU1002122A* | 36400 | 16.5 | 8.5 | 38000 | 34800 | 91.58% | 2.06 | 0 | 10 |  |  |  | No | R-410A | 3.0333 | Residential & Commercial | Ducted CEE Tier 1
215487468 | Central HP <5.4 tons | DAIKIN | HRCU-A-CB (Split System: Heat Pump with Remote Outdoor Unit-Air-Source) | DH6VSA1810A* |  |  | CHPEA2422*3A* | D*96VC0603BNA* | 17000 | 19 | 8.8 | 16800 | 13000 | 77.38% | 2.1 | 0 | 12 |  |  |  | No | R-32 | 1.4167 | Residential & Commercial | Ducted CEE Tier 1
212979980 | Central HP <5.4 tons | AIRQUEST | HRCU-A-CB (Split System: Heat Pump with Remote Outdoor Unit-Air-Source) | DLCURAH18ABK |  |  | EA*4X30L17A* | *80MS(N,L)0901714A* | 17700 | 16 | 8.5 | 18300 | 18700 | 102.2% | 2.24 | 0 | 10.5 |  |  |  | No | R-410A | 1.475 | Residential & Commercial | Ducted CEE Tier 1
215674446 | Central HP <5.4 tons | HEIL | HRCU-A-CB (Split System: Heat Pump with Remote Outdoor Unit-Air-Source) | H5H0V48*K*AAA* |  |  | EA*5X61M21A*+WALLCON | *96CTN1002122B* | 46000 | 18 | 9 | 47500 | 33800 | 71.16% | 2.08 | 0 | 10 |  |  |  | No | R-454B | 3.8333 | Residential & Commercial | Ducted CEE Tier 1
215676365 | Central HP <5.4 tons | HEIL | HRCU-A-CB (Split System: Heat Pump with Remote Outdoor Unit-Air-Source) | H5H0V48*K*AAA* |  |  | EVD5X49M24A*+WALLCON | *97CMN1002122B* | 48000 | 19 | 9 | 50000 | 36600 | 73.2% | 2 | 0 | 10 |  |  |  | No | R-454B | 4 | Residential & Commercial | Ducted CEE Tier 1
215676715 | Central HP <5.4 tons | HEIL | HRCU-A-CB (Split System: Heat Pump with Remote Outdoor Unit-Air-Source) | H5H0V48*K*AAA* |  |  | EVD5X61M21A*+WALLCON | *80CTL0701716B* | 48500 | 19 | 9 | 50000 | 37200 | 74.4% | 1.98 | 0 | 10 |  |  |  | No | R-454B | 4.0417 | Residential & Commercial | Ducted CEE Tier 1
215676465 | Central HP <5.4 tons | HEIL | HRCU-A-CB (Split System: Heat Pump with Remote Outdoor Unit-Air-Source) | H5H0V48*K*AAA* |  |  | EVD5X60M21A*+WALLCON | *80CTL0901716B* | 48000 | 19 | 9 | 50000 | 36800 | 73.6% | 1.98 | 0 | 10 |  |  |  | No | R-454B | 4 | Residential & Commercial | Ducted CEE Tier 1
211227339 | Central HP <5.4 tons | TEMPSTAR | HRCU-A-CB (Split System: Heat Pump with Remote Outdoor Unit-Air-Source) | DLCURAH36ABK |  |  | EA*4X42L21A* | *80ES(N,L)0901714A* | 36000 | 15.5 | 8.1 | 39500 | 35200 | 89.11% | 1.9 | 0 | 10 |  |  |  | No | R-410A | 3 | Residential & Commercial | Ducted CEE Tier 1
211228077 | Central HP <5.4 tons | TEMPSTAR | HRCU-A-CB (Split System: Heat Pump with Remote Outdoor Unit-Air-Source) | DLCURAH36ABK |  |  | EA*4X42L24A* | *96VSN1202422A* | 35400 | 16 | 8.1 | 38500 | 35000 | 90.91% | 1.88 | 0 | 10 |  |  |  | No | R-410A | 2.95 | Residential & Commercial | Ducted CEE Tier 1
211228847 | Central HP <5.4 tons | TEMPSTAR | HRCU-A-CB (Split System: Heat Pump with Remote Outdoor Unit-Air-Source) | DLCURAH36ABK |  |  | EA*4X48L21A* | *80VSL0702120A* | 35800 | 16 | 8.5 | 38500 | 34600 | 89.87% | 2.04 | 0 | 10 |  |  |  | No | R-410A | 2.9833 | Residential & Commercial | Ducted CEE Tier 1
212384322 | Central HP <5.4 tons | TEMPSTAR | HRCU-A-CB (Split System: Heat Pump with Remote Outdoor Unit-Air-Source) | DLCURAH36ABK |  |  | END4X42L17** | *92ESN0601714A* | 35800 | 16 | 8.1 | 39000 | 35000 | 89.74% | 1.96 | 0 | 10 |  |  |  | No | R-410A | 2.9833 | Residential & Commercial | Ducted CEE Tier 1
211227550 | Central HP <5.4 tons | TEMPSTAR | HRCU-A-CB (Split System: Heat Pump with Remote Outdoor Unit-Air-Source) | DLCURAH36ABK |  |  | EA*4X42L21A* | *92ESN1002120A* | 35200 | 16.5 | 8.1 | 38500 | 35000 | 90.91% | 1.88 | 0 | 10 |  |  |  | No | R-410A | 2.9333 | Residential & Commercial | Ducted CEE Tier 1
211243425 | Central HP <5.4 tons | COMFORTMAKER | HRCU-A-CB (Split System: Heat Pump with Remote Outdoor Unit-Air-Source) | DLCURAH24ABK |  |  | EA*4X37L21A* | *96VTN0801716A* | 24800 | 17 | 8.5 | 25600 | 21000 | 82.03% | 1.76 | 0 | 10.5 |  |  |  | No | R-410A | 2.0667 | Residential & Commercial | Ducted CEE Tier 1
212978213 | Central HP <5.4 tons | AIRQUEST | HRCU-A-CB (Split System: Heat Pump with Remote Outdoor Unit-Air-Source) | DLCURAH24ABK |  |  | EN(A,D,W)4X36L17** | *80MS(N,L)0701412A* | 23600 | 17 | 8.1 | 26000 | 24000 | 92.31% | 2 | 0 | 10.5 |  |  |  | No | R-410A | 1.9667 | Residential & Commercial | Ducted CEE Tier 1
212979182 | Central HP <5.4 tons | AIRQUEST | HRCU-A-CB (Split System: Heat Pump with Remote Outdoor Unit-Air-Source) | DLCURAH24ABK |  |  | EA*4X37L17A* | *80MS(N,L)0701716A* | 24000 | 17 | 8.5 | 25200 | 22200 | 88.1% | 1.86 | 0 | 10 |  |  |  | No | R-410A | 2 | Residential & Commercial | Ducted CEE Tier 1
212979230 | Central HP <5.4 tons | AIRQUEST | HRCU-A-CB (Split System: Heat Pump with Remote Outdoor Unit-Air-Source) | DLCURAH24ABK |  |  | EN(A,D,W)4X36L17** | *80MS(N,L)0701716A* | 23600 | 17 | 8.5 | 26400 | 24400 | 92.42% | 2.02 | 0 | 10.5 |  |  |  | No | R-410A | 1.9667 | Residential & Commercial | Ducted CEE Tier 1
211244517 | Central HP <5.4 tons | COMFORTMAKER | HRCU-A-CB (Split System: Heat Pump with Remote Outdoor Unit-Air-Source) | DLCURAH24ABK |  |  | EN(A,D)4X30L17** | *80VSL0451716A* | 24200 | 16 | 8.1 | 26400 | 22800 | 86.36% | 1.88 | 0 | 10.5 |  |  |  | No | R-410A | 2.0167 | Residential & Commercial | Ducted CEE Tier 1
211244536 | Central HP <5.4 tons | COMFORTMAKER | HRCU-A-CB (Split System: Heat Pump with Remote Outdoor Unit-Air-Source) | DLCURAH24ABK |  |  | EN(A,D)4X30L17** | *95ESU0601716A* | 24200 | 16.5 | 8.1 | 26200 | 22800 | 87.02% | 1.9 | 0 | 10.5 |  |  |  | No | R-410A | 2.0167 | Residential & Commercial | Ducted CEE Tier 1
212975996 | Central HP <5.4 tons | AIRQUEST | HRCU-A-CB (Split System: Heat Pump with Remote Outdoor Unit-Air-Source) | DLCURAH24ABK |  |  | EA*4X24L17A* | *96VTN0801716B* | 23600 | 16.5 | 8.5 | 27000 | 25600 | 94.81% | 2.14 | 0 | 10 |  |  |  | No | R-410A | 1.9667 | Residential & Commercial | Ducted CEE Tier 1
211227228 | Central HP <5.4 tons | TEMPSTAR | HRCU-A-CB (Split System: Heat Pump with Remote Outdoor Unit-Air-Source) | DLCURAH36ABK |  |  | EA*4X37L21A* | OLV112A16A | 36600 | 15.2 | 8.5 | 38500 | 35000 | 90.91% | 2.08 | 0 | 10 |  |  |  | No | R-410A | 3.05 | Residential & Commercial | Ducted CEE Tier 1
211227246 | Central HP <5.4 tons | TEMPSTAR | HRCU-A-CB (Split System: Heat Pump with Remote Outdoor Unit-Air-Source) | DLCURAH36ABK |  |  | EA*4X37L21A* | OMV112K14A | 36200 | 15.5 | 8.5 | 38500 | 34800 | 90.39% | 2.06 | 0 | 10 |  |  |  | No | R-410A | 3.0167 | Residential & Commercial | Ducted CEE Tier 1
211227996 | Central HP <5.4 tons | TEMPSTAR | HRCU-A-CB (Split System: Heat Pump with Remote Outdoor Unit-Air-Source) | DLCURAH36ABK |  |  | EA*4X42L24A* | *92ESN1202420A* | 35800 | 16 | 8.1 | 38500 | 35000 | 90.91% | 1.9 | 0 | 10 |  |  |  | No | R-410A | 2.9833 | Residential & Commercial | Ducted CEE Tier 1
211229012 | Central HP <5.4 tons | TEMPSTAR | HRCU-A-CB (Split System: Heat Pump with Remote Outdoor Unit-Air-Source) | DLCURAH36ABK |  |  | EA*4X48L21A* | *92ESN1002122A* | 37400 | 15.2 | 8.5 | 38500 | 35000 | 90.91% | 2.12 | 0 | 10 |  |  |  | No | R-410A | 3.1167 | Residential & Commercial | Ducted CEE Tier 1
211229291 | Central HP <5.4 tons | TEMPSTAR | HRCU-A-CB (Split System: Heat Pump with Remote Outdoor Unit-Air-Source) | DLCURAH36ABK |  |  | EA*4X48L24A* | *80ES(N,L)0902420A* | 36000 | 16.5 | 8.5 | 38500 | 34600 | 89.87% | 2.06 | 0 | 10 |  |  |  | No | R-410A | 3 | Residential & Commercial | Ducted CEE Tier 1
211230870 | Central HP <5.4 tons | TEMPSTAR | HRCU-A-CB (Split System: Heat Pump with Remote Outdoor Unit-Air-Source) | DLCURAH36ABK |  |  | FM(C,U)4Z36**AL* |  | 36000 | 16.5 | 8.1 | 40000 | 35400 | 88.5% | 1.82 | 0 | 10 |  |  |  | No | R-410A | 3 | Residential & Commercial | Ducted CEE Tier 1
212975488 | Central HP <5.4 tons | AIRQUEST | HRCU-A-CB (Split System: Heat Pump with Remote Outdoor Unit-Air-Source) | DLCURAH18ABK |  |  | EN(A,D)4X30L17** | *96VTN0601412B* | 17500 | 16.5 | 8.1 | 18000 | 18700 | 103.9% | 2.24 | 0 | 11 |  |  |  | No | R-410A | 1.4583 | Residential & Commercial | Ducted CEE Tier 1
212977709 | Central HP <5.4 tons | AIRQUEST | HRCU-A-CB (Split System: Heat Pump with Remote Outdoor Unit-Air-Source) | DLCURAH18ABK |  |  | EA*4X19L17A* | *80MS(N,L)0451412A* | 18000 | 16.5 | 8.5 | 17900 | 17800 | 99.44% | 2.16 | 0 | 11 |  |  |  | No | R-410A | 1.5 | Residential & Commercial | Ducted CEE Tier 1
212978744 | Central HP <5.4 tons | AIRQUEST | HRCU-A-CB (Split System: Heat Pump with Remote Outdoor Unit-Air-Source) | DLCURAH18ABK |  |  | EA*4X19L17A* | *80MS(N,L)0701712A* | 18000 | 17 | 8.5 | 17900 | 17800 | 99.44% | 2.16 | 0 | 11 |  |  |  | No | R-410A | 1.5 | Residential & Commercial | Ducted CEE Tier 1
215487445 | Central HP <5.4 tons | DAIKIN | HRCU-A-CB (Split System: Heat Pump with Remote Outdoor Unit-Air-Source) | DH7VSA4810A* |  |  | CA*EA6030*3A* | D*96VC1005DNA* | 45500 | 16.5 | 8.8 | 47000 | 33600 | 71.49% | 2 | 0 | 10 |  |  |  | No | R-32 | 3.7917 | Residential & Commercial | Ducted CEE Tier 1
215487447 | Central HP <5.4 tons | DAIKIN | HRCU-A-CB (Split System: Heat Pump with Remote Outdoor Unit-Air-Source) | DH7VSA4810A* |  |  | CHPEA4830*3A* | D*80VC0804C*A* | 45500 | 16.5 | 8.5 | 46000 | 33600 | 73.04% | 2 | 0 | 10 |  |  |  | No | R-32 | 3.7917 | Residential & Commercial | Ducted CEE Tier 1
206136145 | Central HP <5.4 tons | BRYANT HEATING AND COOLING SYSTEMS | HRCU-A-CB (Split System: Heat Pump with Remote Outdoor Unit-Air-Source) | 288BNV037*0**A* |  |  | CAP**4321AL*+UI | 935CA66100C21*** | 33000 | 17.5 | 8.5 | 32800 | 25000 | 76.22% | 2 | 12 | 11.5 |  |  |  | No | R-410A | 2.75 | Residential & Commercial | Ducted CEE Tier 1
213156958 | Central HP <5.4 tons | DAIKIN | HRCU-A-CB (Split System: Heat Pump with Remote Outdoor Unit-Air-Source) | DZ6VSA421EA* |  |  | CA*EA6030*4A* | D*80VC0805D*A* | 40000 | 17 | 8.6 | 40000 | 30600 | 76.5% | 2 | 0 | 10 |  |  |  | No | R-410A | 3.3333 | Residential & Commercial | Ducted CEE Tier 1
215487463 | Central HP <5.4 tons | DAIKIN | HRCU-A-CB (Split System: Heat Pump with Remote Outdoor Unit-Air-Source) | DH6VSA1810A* |  |  | CA*EA3022*3A* | D*96VC0804CNA* | 17000 | 19 | 8.8 | 16800 | 13000 | 77.38% | 2.1 | 0 | 12 |  |  |  | No | R-32 | 1.4167 | Residential & Commercial | Ducted CEE Tier 1
215487480 | Central HP <5.4 tons | DAIKIN | HRCU-A-CB (Split System: Heat Pump with Remote Outdoor Unit-Air-Source) | DH6VSA1810A* |  |  | CA*EA2418*3A* | D*80VC0803B*A* | 17000 | 19 | 8.8 | 16800 | 13000 | 77.38% | 2.1 | 0 | 12 |  |  |  | No | R-32 | 1.4167 | Residential & Commercial | Ducted CEE Tier 1
211227833 | Central HP <5.4 tons | TEMPSTAR | HRCU-A-CB (Split System: Heat Pump with Remote Outdoor Unit-Air-Source) | DLCURAH36ABK |  |  | EA*4X42L24A* | *80ES(N,L)1102420A* | 35400 | 16.5 | 8.1 | 38500 | 35000 | 90.91% | 1.88 | 0 | 10 |  |  |  | No | R-410A | 2.95 | Residential & Commercial | Ducted CEE Tier 1
211228007 | Central HP <5.4 tons | TEMPSTAR | HRCU-A-CB (Split System: Heat Pump with Remote Outdoor Unit-Air-Source) | DLCURAH36ABK |  |  | EA*4X42L24A* | *95ESN0802120A* | 36200 | 15.5 | 8.1 | 39500 | 35200 | 89.11% | 1.92 | 0 | 10 |  |  |  | No | R-410A | 3.0167 | Residential & Commercial | Ducted CEE Tier 1
211228038 | Central HP <5.4 tons | TEMPSTAR | HRCU-A-CB (Split System: Heat Pump with Remote Outdoor Unit-Air-Source) | DLCURAH36ABK |  |  | EA*4X42L24A* | *95ESN1202422A* | 36600 | 15.2 | 8.1 | 40000 | 35200 | 88% | 1.94 | 0 | 10 |  |  |  | No | R-410A | 3.05 | Residential & Commercial | Ducted CEE Tier 1
211228406 | Central HP <5.4 tons | TEMPSTAR | HRCU-A-CB (Split System: Heat Pump with Remote Outdoor Unit-Air-Source) | DLCURAH36ABK |  |  | EA*4X43L21A* | *80VTL1102122A* | 37200 | 15.5 | 8.5 | 38500 | 34800 | 90.39% | 2.12 | 0 | 10 |  |  |  | No | R-410A | 3.1 | Residential & Commercial | Ducted CEE Tier 1
213779464 | Central HP <5.4 tons | TEMPSTAR | HRCU-A-CB (Split System: Heat Pump with Remote Outdoor Unit-Air-Source) | TVH837GKA** |  |  | EA*4X48L21A*+WALLCON | *96CTN0601714B* | 32200 | 17 | 8.1 | 32600 | 25200 | 77.3% | 1.94 | 0 | 11 |  |  |  | No | R-410A | 2.6833 | Residential & Commercial | Ducted CEE Tier 1
213779684 | Central HP <5.4 tons | TEMPSTAR | HRCU-A-CB (Split System: Heat Pump with Remote Outdoor Unit-Air-Source) | TVH837GKA** |  |  | EA*4X61L21A*+WALLCON | *95CSU0601716B* | 33000 | 17 | 8.1 | 32200 | 25000 | 77.64% | 1.96 | 0 | 11 |  |  |  | No | R-410A | 2.75 | Residential & Commercial | Ducted CEE Tier 1
213779764 | Central HP <5.4 tons | TEMPSTAR | HRCU-A-CB (Split System: Heat Pump with Remote Outdoor Unit-Air-Source) | TVH837GKA** |  |  | EA*4X61L24A*+WALLCON | *80CTL1102120B* | 33200 | 17.5 | 8.5 | 32000 | 24800 | 77.5% | 2 | 0 | 11.5 |  |  |  | No | R-410A | 2.7667 | Residential & Commercial | Ducted CEE Tier 1
215675565 | Central HP <5.4 tons | HEIL | HRCU-A-CB (Split System: Heat Pump with Remote Outdoor Unit-Air-Source) | H5H0V48*K*AAA* |  |  | EVM5X49M21A*+WALLCON | *80CTL0902120B* | 48000 | 19 | 9 | 50000 | 36600 | 73.2% | 2 | 0 | 10.5 |  |  |  | No | R-454B | 4 | Residential & Commercial | Ducted CEE Tier 1
215675835 | Central HP <5.4 tons | HEIL | HRCU-A-CB (Split System: Heat Pump with Remote Outdoor Unit-Air-Source) | H5H0V48*K*AAA* |  |  | EVM5X60M21A*+WALLCON | *96CTN1002122B* | 48000 | 19 | 9 | 50000 | 36800 | 73.6% | 2 | 0 | 10 |  |  |  | No | R-454B | 4 | Residential & Commercial | Ducted CEE Tier 1
207436442 | Central HP <5.4 tons | LENNOX | HRCU-A-CB (Split System: Heat Pump with Remote Outdoor Unit-Air-Source) | SL25XPV-036-230A** |  |  | CR33-48C*+TDR+TXV | SL280DF110V60C* | 33600 | 20.6 | 8.7 | 36000 | 29200 | 81.11% | 1.76 | 13.5 | 13.4 |  |  |  | No | R-410A | 2.8 | Residential & Commercial | Ducted CEE Tier 1
215676785 | Central HP <5.4 tons | HEIL | HRCU-A-CB (Split System: Heat Pump with Remote Outdoor Unit-Air-Source) | H5H0V48*K*AAA* |  |  | EVD5X61M21A*+WALLCON | *95CSU1002122B* | 48500 | 19 | 9 | 50000 | 36600 | 73.2% | 2.12 | 0 | 10.5 |  |  |  | No | R-454B | 4.0417 | Residential & Commercial | Ducted CEE Tier 1
215676835 | Central HP <5.4 tons | HEIL | HRCU-A-CB (Split System: Heat Pump with Remote Outdoor Unit-Air-Source) | H5H0V48*K*AAA* |  |  | EVD5X61M21A*+WALLCON | *96CTN1002122B* | 48500 | 19.5 | 9.5 | 50000 | 36800 | 73.6% | 2.12 | 0 | 10.5 |  |  |  | No | R-454B | 4.0417 | Residential & Commercial | Ducted CEE Tier 1
206790244 | Central HP <5.4 tons | BRYANT HEATING AND COOLING SYSTEMS | HRCU-A-CB (Split System: Heat Pump with Remote Outdoor Unit-Air-Source) | 284ANV024*0**B* |  |  | CNPV*3621AL*+UI | 83*CA48060C17*** | 23200 | 20 | 9.5 | 26800 | 19900 | 74.25% | 2.38 | 14 | 13 |  |  |  | No | R-410A | 1.9333 | Residential & Commercial | Ducted CEE Tier 1
206790261 | Central HP <5.4 tons | BRYANT HEATING AND COOLING SYSTEMS | HRCU-A-CB (Split System: Heat Pump with Remote Outdoor Unit-Air-Source) | 284ANV024*0**B* |  |  | CSPH*3612AL*+UI | 935CA66100C21*** | 23800 | 19.5 | 9.5 | 26600 | 19700 | 74.06% | 2.52 | 13.5 | 13 |  |  |  | No | R-410A | 1.9833 | Residential & Commercial | Ducted CEE Tier 1
212979206 | Central HP <5.4 tons | AIRQUEST | HRCU-A-CB (Split System: Heat Pump with Remote Outdoor Unit-Air-Source) | DLCURAH24ABK |  |  | EN(A,D)4X24L17** | *80MS(N,L)0701716A* | 23200 | 16.5 | 8.5 | 26800 | 25400 | 94.78% | 2.14 | 0 | 10 |  |  |  | No | R-410A | 1.9333 | Residential & Commercial | Ducted CEE Tier 1
211243068 | Central HP <5.4 tons | COMFORTMAKER | HRCU-A-CB (Split System: Heat Pump with Remote Outdoor Unit-Air-Source) | DLCURAH24ABK |  |  | EA*4X37L17A* | *92ESN0601412A* | 25200 | 16.5 | 8.5 | 26200 | 21000 | 80.15% | 1.76 | 0 | 10 |  |  |  | No | R-410A | 2.1 | Residential & Commercial | Ducted CEE Tier 1
212980280 | Central HP <5.4 tons | AIRQUEST | HRCU-A-CB (Split System: Heat Pump with Remote Outdoor Unit-Air-Source) | DLCURAH24ABK |  |  | EN(A,D)4X36L21** | *80MS(N,L)0902116A* | 23800 | 17 | 8.5 | 26400 | 24000 | 90.91% | 2 | 0 | 10.5 |  |  |  | No | R-410A | 1.9833 | Residential & Commercial | Ducted CEE Tier 1
211245385 | Central HP <5.4 tons | TEMPSTAR | HRCU-A-CB (Split System: Heat Pump with Remote Outdoor Unit-Air-Source) | DLCURAH24ABK |  |  | EN(A,D)4X36L21** | *96VTN1002122A* | 23600 | 17 | 8.1 | 25800 | 23800 | 92.25% | 1.98 | 0 | 10.5 |  |  |  | No | R-410A | 1.9667 | Residential & Commercial | Ducted CEE Tier 1
211245801 | Central HP <5.4 tons | TEMPSTAR | HRCU-A-CB (Split System: Heat Pump with Remote Outdoor Unit-Air-Source) | DLCURAH24ABK |  |  | FEM4P30**AL |  | 24000 | 17 | 8.5 | 26200 | 23400 | 89.31% | 1.94 | 0 | 10 |  |  |  | No | R-410A | 2 | Residential & Commercial | Ducted CEE Tier 1
211243496 | Central HP <5.4 tons | COMFORTMAKER | HRCU-A-CB (Split System: Heat Pump with Remote Outdoor Unit-Air-Source) | DLCURAH24ABK |  |  | EA*4X37L21A* | *80ES(N,L)0451712A* | 24800 | 17 | 8.5 | 25400 | 21000 | 82.68% | 1.76 | 0 | 10.5 |  |  |  | No | R-410A | 2.0667 | Residential & Commercial | Ducted CEE Tier 1
211243730 | Central HP <5.4 tons | COMFORTMAKER | HRCU-A-CB (Split System: Heat Pump with Remote Outdoor Unit-Air-Source) | DLCURAH24ABK |  |  | EN(A,D)4X24L14** | *80VTL0451412A* | 23800 | 16 | 8.5 | 26800 | 23200 | 86.57% | 1.92 | 0 | 10 |  |  |  | No | R-410A | 1.9833 | Residential & Commercial | Ducted CEE Tier 1
215667378 | Central HP <5.4 tons | HEIL | HRCU-A-CB (Split System: Heat Pump with Remote Outdoor Unit-Air-Source) | H5H0V24*K*AAA* |  |  | EA*5X30M17A*+WALLCON | *80CSU0601716A* | 23000 | 17 | 9 | 23800 | 16700 | 70.17% | 1.98 | 0 | 10 |  |  |  | No | R-454B | 1.9167 | Residential & Commercial | Ducted CEE Tier 1
214396888 | Central HP <5.4 tons | FRASER-JOHNSTON | HRCU-A-CB (Split System: Heat Pump with Remote Outdoor Unit-Air-Source) | HH836E2S11 |  |  | CTF36C5CDS1 | TL9E080C16UH11 | 33800 | 18 | 8.5 | 32000 | 26000 | 81.25% | 2 | 0 | 11 |  |  |  | No | R-454B | 2.8167 | Residential & Commercial | Ducted CEE Tier 1
214396420 | Central HP <5.4 tons | FRASER-JOHNSTON | HRCU-A-CB (Split System: Heat Pump with Remote Outdoor Unit-Air-Source) | HH836E2S11 |  |  | CTM36C5CDS1 | TMLE080C16MP11 | 33800 | 18 | 8.5 | 31400 | 25600 | 81.53% | 2 | 0 | 11 |  |  |  | No | R-454B | 2.8167 | Residential & Commercial | Ducted CEE Tier 1
214396827 | Central HP <5.4 tons | FRASER-JOHNSTON | HRCU-A-CB (Split System: Heat Pump with Remote Outdoor Unit-Air-Source) | HH836E2S11 |  |  | CTM36B5CDS1 | TMLE100B12MP11 | 33200 | 18 | 8.5 | 31200 | 25000 | 80.13% | 2 | 0 | 11 |  |  |  | No | R-454B | 2.7667 | Residential & Commercial | Ducted CEE Tier 1
210609965 | Central HP <5.4 tons | DAIKIN | HRCU-A-CB (Split System: Heat Pump with Remote Outdoor Unit-Air-Source) | DZ9VCA3610A* |  |  | DMVE48DP1400A* |  | 33600 | 19 | 8.2 | 33600 | 24400 | 72.62% | 1.8 | 0 | 12 |  |  |  | No | R-410A | 2.8 | Residential & Commercial | Ducted CEE Tier 1
211244489 | Central HP <5.4 tons | COMFORTMAKER | HRCU-A-CB (Split System: Heat Pump with Remote Outdoor Unit-Air-Source) | DLCURAH24ABK |  |  | EN(A,D)4X30L17** | *80ES(N,L)0701716A* | 24800 | 16 | 8.1 | 26800 | 22200 | 82.84% | 1.82 | 0 | 10.5 |  |  |  | No | R-410A | 2.0667 | Residential & Commercial | Ducted CEE Tier 1
212979194 | Central HP <5.4 tons | AIRQUEST | HRCU-A-CB (Split System: Heat Pump with Remote Outdoor Unit-Air-Source) | DLCURAH24ABK |  |  | EA*4X37L21A* | *80MS(N,L)0701716A* | 24200 | 17.5 | 8.5 | 25200 | 21600 | 85.71% | 1.82 | 0 | 10.5 |  |  |  | No | R-410A | 2.0167 | Residential & Commercial | Ducted CEE Tier 1
211243579 | Central HP <5.4 tons | COMFORTMAKER | HRCU-A-CB (Split System: Heat Pump with Remote Outdoor Unit-Air-Source) | DLCURAH24ABK |  |  | EA*4X37L21A* | *92ESN0801716A* | 25000 | 17.5 | 8.5 | 25600 | 20800 | 81.25% | 1.76 | 0 | 10.5 |  |  |  | No | R-410A | 2.0833 | Residential & Commercial | Ducted CEE Tier 1
211243702 | Central HP <5.4 tons | COMFORTMAKER | HRCU-A-CB (Split System: Heat Pump with Remote Outdoor Unit-Air-Source) | DLCURAH24ABK |  |  | EN(A,D)4X24L14** | *80VSL0451412A* | 23800 | 16 | 8.5 | 26800 | 23200 | 86.57% | 1.9 | 0 | 10 |  |  |  | No | R-410A | 1.9833 | Residential & Commercial | Ducted CEE Tier 1
211242066 | Central HP <5.4 tons | COMFORTMAKER | HRCU-A-CB (Split System: Heat Pump with Remote Outdoor Unit-Air-Source) | DLCURAH24ABK |  |  | EA*4X36L17A* | *96VTN0601714A* | 24000 | 16.5 | 8.5 | 26000 | 22800 | 87.69% | 1.88 | 0 | 10 |  |  |  | No | R-410A | 2 | Residential & Commercial | Ducted CEE Tier 1
211243894 | Central HP <5.4 tons | COMFORTMAKER | HRCU-A-CB (Split System: Heat Pump with Remote Outdoor Unit-Air-Source) | DLCURAH24ABK |  |  | EN(A,D)4X24L17** | *96VSN0801716A* | 23800 | 16 | 8.5 | 26800 | 23400 | 87.31% | 1.92 | 0 | 10 |  |  |  | No | R-410A | 1.9833 | Residential & Commercial | Ducted CEE Tier 1
211243962 | Central HP <5.4 tons | COMFORTMAKER | HRCU-A-CB (Split System: Heat Pump with Remote Outdoor Unit-Air-Source) | DLCURAH24ABK |  |  | EN(A,D)4X24L17** | *95ESU0601716A* | 23800 | 16.5 | 8.5 | 26800 | 23400 | 87.31% | 1.92 | 0 | 10 |  |  |  | No | R-410A | 1.9833 | Residential & Commercial | Ducted CEE Tier 1
211244414 | Central HP <5.4 tons | COMFORTMAKER | HRCU-A-CB (Split System: Heat Pump with Remote Outdoor Unit-Air-Source) | DLCURAH24ABK |  |  | EN(A,D)4X30L17** | *80VSL0451412A* | 23400 | 16.5 | 8.1 | 25800 | 24200 | 93.8% | 2 | 0 | 10 |  |  |  | No | R-410A | 1.95 | Residential & Commercial | Ducted CEE Tier 1
212980604 | Central HP <5.4 tons | KEEPRITE | HRCU-A-CB (Split System: Heat Pump with Remote Outdoor Unit-Air-Source) | DLCURAH24ABK |  |  | EN(A,D)4X36L21** | *80MS(N,L)0902120A* | 23600 | 17 | 8.5 | 26200 | 24400 | 93.13% | 2.04 | 0 | 10.5 |  |  |  | No | R-410A | 1.9667 | Residential & Commercial | Ducted CEE Tier 1
212980269 | Central HP <5.4 tons | AIRQUEST | HRCU-A-CB (Split System: Heat Pump with Remote Outdoor Unit-Air-Source) | DLCURAH24ABK |  |  | EA*4X37L21A* | *80MS(N,L)0902116A* | 24400 | 17.5 | 8.5 | 25200 | 21200 | 84.13% | 1.8 | 0 | 10.5 |  |  |  | No | R-410A | 2.0333 | Residential & Commercial | Ducted CEE Tier 1
212981775 | Central HP <5.4 tons | AIRQUEST | HRCU-A-CB (Split System: Heat Pump with Remote Outdoor Unit-Air-Source) | DLCURAH24ABK |  |  | EN(A,D)4X24L17** | *80MSU1002120A* | 23200 | 16 | 8.5 | 27000 | 25000 | 92.59% | 2.08 | 0 | 10 |  |  |  | No | R-410A | 1.9333 | Residential & Commercial | Ducted CEE Tier 1
215935790 | Central HP <5.4 tons | DAY & NIGHT | HRCU-A-CB (Split System: Heat Pump with Remote Outdoor Unit-Air-Source) | C5H3V36*K*AAA* |  |  | EVD5X37M21A*+WALLCON | *97CMN0601714B* | 34400 | 20.5 | 8.5 | 38000 | 27600 | 72.63% | 2.08 | 0 | 11 |  |  |  | No | R-454B | 2.8667 | Residential & Commercial | Ducted CEE Tier 1
215935890 | Central HP <5.4 tons | DAY & NIGHT | HRCU-A-CB (Split System: Heat Pump with Remote Outdoor Unit-Air-Source) | C5H3V36*K*AAA* |  |  | EVD5X38M17A*+WALLCON | *97CMN0801714B* | 35200 | 21 | 8.5 | 38500 | 29200 | 75.84% | 2 | 0 | 11.7 |  |  |  | No | R-454B | 2.9333 | Residential & Commercial | Ducted CEE Tier 1
215935960 | Central HP <5.4 tons | DAY & NIGHT | HRCU-A-CB (Split System: Heat Pump with Remote Outdoor Unit-Air-Source) | C5H3V36*K*AAA* |  |  | EVD5X42M21A*+WALLCON | *80CSU0601716A* | 34400 | 21 | 8.5 | 38500 | 28200 | 73.25% | 2.04 | 0 | 11.7 |  |  |  | No | R-454B | 2.8667 | Residential & Commercial | Ducted CEE Tier 1
215936110 | Central HP <5.4 tons | DAY & NIGHT | HRCU-A-CB (Split System: Heat Pump with Remote Outdoor Unit-Air-Source) | C5H3V36*K*AAA* |  |  | EVD5X42M21A*+WALLCON | *97CMN1002122B* | 34400 | 21 | 8.5 | 38500 | 28000 | 72.73% | 2.06 | 0 | 12 |  |  |  | No | R-454B | 2.8667 | Residential & Commercial | Ducted CEE Tier 1
210470550 | Central HP <5.4 tons | CARRIER | HRCU-A-CB (Split System: Heat Pump with Remote Outdoor Unit-Air-Source) | 25VNA837A*031* |  |  | CAP**6124AL*+UI | 58TN*A090C21**20 | 33200 | 18 | 8.5 | 32000 | 24800 | 77.5% | 2 | 0 | 12 |  |  |  | No | R-410A | 2.7667 | Residential & Commercial | Ducted CEE Tier 1
210692292 | Central HP <5.4 tons | DAIKIN | HRCU-A-CB (Split System: Heat Pump with Remote Outdoor Unit-Air-Source) | DZ9VCA3610A* |  |  | CA*F3137*6A*+MBVC1200**-1A*+TXV |  | 34000 | 18.5 | 8.2 | 34000 | 24400 | 71.76% | 1.8 | 0 | 12 |  |  |  | No | R-410A | 2.8333 | Residential & Commercial | Ducted CEE Tier 1
214572585 | Central HP <5.4 tons | KEEPRITE | HRCU-A-CB (Split System: Heat Pump with Remote Outdoor Unit-Air-Source) | CVH837GKA** |  |  | EA*4X37L21A*+WALLCON | *96CTN0802120B* | 33000 | 17.5 | 8.5 | 32600 | 25000 | 76.69% | 2 | 0 | 11.5 |  |  |  | No | R-410A | 2.75 | Residential & Commercial | Ducted CEE Tier 1
211243774 | Central HP <5.4 tons | COMFORTMAKER | HRCU-A-CB (Split System: Heat Pump with Remote Outdoor Unit-Air-Source) | DLCURAH24ABK |  |  | EN(A,D)4X24L14** | *96VTN0601412A* | 23200 | 16 | 8.5 | 26400 | 24600 | 93.18% | 2.04 | 0 | 10 |  |  |  | No | R-410A | 1.9333 | Residential & Commercial | Ducted CEE Tier 1
211242880 | Central HP <5.4 tons | COMFORTMAKER | HRCU-A-CB (Split System: Heat Pump with Remote Outdoor Unit-Air-Source) | DLCURAH24ABK |  |  | EA*4X37L17A* | *95ESU0601716A* | 24800 | 17 | 8.5 | 25600 | 21400 | 83.59% | 1.8 | 0 | 10.5 |  |  |  | No | R-410A | 2.0667 | Residential & Commercial | Ducted CEE Tier 1
211242946 | Central HP <5.4 tons | COMFORTMAKER | HRCU-A-CB (Split System: Heat Pump with Remote Outdoor Unit-Air-Source) | DLCURAH24ABK |  |  | EA*4X37L17A* | *95ESN0401410A* | 24800 | 15.2 | 8.5 | 26200 | 21200 | 80.92% | 1.76 | 0 | 10 |  |  |  | No | R-410A | 2.0667 | Residential & Commercial | Ducted CEE Tier 1
213773444 | Central HP <5.4 tons | TEMPSTAR | HRCU-A-CB (Split System: Heat Pump with Remote Outdoor Unit-Air-Source) | TVH825GKA3* |  |  | EA*4X42L21A*+WALLCON | *97CMN0601714B* | 23600 | 16 | 8.1 | 21600 | 16700 | 77.31% | 1.94 | 0 | 10.5 |  |  |  | No | R-410A | 1.9667 | Residential & Commercial | Ducted CEE Tier 1
214398689 | Central HP <5.4 tons | CHAMPION HEATING AND COOLING | HRCU-A-CB (Split System: Heat Pump with Remote Outdoor Unit-Air-Source) | HH860E2S11 |  |  | CTF60C5CGS1 | TMLE100C20MP11 | 44500 | 17 | 9 | 45000 | 33800 | 75.11% | 2 | 0 | 11.7 |  |  |  | No | R-454B | 3.7083 | Residential & Commercial | Ducted CEE Tier 1
214396162 | Central HP <5.4 tons | YORK | HRCU-A-CB (Split System: Heat Pump with Remote Outdoor Unit-Air-Source) | HH860E2S11 |  |  | CTM60C5CGS1 | TM8E100C16MP11 | 44500 | 18 | 9 | 45500 | 34200 | 75.16% | 2 | 0 | 11 |  |  |  | No | R-454B | 3.7083 | Residential & Commercial | Ducted CEE Tier 1
214719785 | Central HP <5.4 tons | YORK | HRCU-A-CB (Split System: Heat Pump with Remote Outdoor Unit-Air-Source) | HH860E2S11 |  |  | CTU60C5XGS1+TXV | TMLE080C20MP11 | 44500 | 17 | 9 | 45000 | 33800 | 75.11% | 2 | 0 | 11.7 |  |  |  | No | R-454B | 3.7083 | Residential & Commercial | Ducted CEE Tier 1
213774504 | Central HP <5.4 tons | TEMPSTAR | HRCU-A-CB (Split System: Heat Pump with Remote Outdoor Unit-Air-Source) | TVH825GKA3* |  |  | EHD4X42AAL+WALLCON | *97CMN1202422B* | 24200 | 16 | 8.1 | 21400 | 16600 | 77.57% | 2 | 0 | 10.5 |  |  |  | No | R-410A | 2.0167 | Residential & Commercial | Ducted CEE Tier 1
213774604 | Central HP <5.4 tons | TEMPSTAR | HRCU-A-CB (Split System: Heat Pump with Remote Outdoor Unit-Air-Source) | TVH825GKA3* |  |  | EHD4X48AAL+WALLCON | *80CTL0902120B* | 24200 | 16 | 8.1 | 21200 | 16600 | 78.3% | 2.02 | 0 | 10.5 |  |  |  | No | R-410A | 2.0167 | Residential & Commercial | Ducted CEE Tier 1
215936790 | Central HP <5.4 tons | DAY & NIGHT | HRCU-A-CB (Split System: Heat Pump with Remote Outdoor Unit-Air-Source) | C5H3V36*K*AAA* |  |  | EVD5X60M24A*+WALLCON | *95CSU0802120B* | 35400 | 21.5 | 8.5 | 38000 | 28600 | 75.26% | 2.04 | 0 | 12 |  |  |  | No | R-454B | 2.95 | Residential & Commercial | Ducted CEE Tier 1
215936890 | Central HP <5.4 tons | DAY & NIGHT | HRCU-A-CB (Split System: Heat Pump with Remote Outdoor Unit-Air-Source) | C5H3V36*K*AAA* |  |  | EVD5X61M21A*+WALLCON | *95CSU1002122B* | 36000 | 22 | 8.5 | 37600 | 28400 | 75.53% | 2.04 | 0 | 12.5 |  |  |  | No | R-454B | 3 | Residential & Commercial | Ducted CEE Tier 1
213772284 | Central HP <5.4 tons | TEMPSTAR | HRCU-A-CB (Split System: Heat Pump with Remote Outdoor Unit-Air-Source) | TVH825GKA2* |  |  | EHD4X42AAL+WALLCON | *80CTL0701716B* | 24200 | 16 | 8.1 | 21400 | 16600 | 77.57% | 2 | 0 | 10.5 |  |  |  | No | R-410A | 2.0167 | Residential & Commercial | Ducted CEE Tier 1
212978639 | Central HP <5.4 tons | KEEPRITE | HRCU-A-CB (Split System: Heat Pump with Remote Outdoor Unit-Air-Source) | DLCURAH24ABK |  |  | EA*4X25L17A* | *80MS(N,L)0701712A* | 24400 | 17.5 | 8.5 | 25200 | 21600 | 85.71% | 1.82 | 0 | 10.5 |  |  |  | No | R-410A | 2.0333 | Residential & Commercial | Ducted CEE Tier 1
212978672 | Central HP <5.4 tons | KEEPRITE | HRCU-A-CB (Split System: Heat Pump with Remote Outdoor Unit-Air-Source) | DLCURAH24ABK |  |  | EA*4X36L21A* | *80MS(N,L)0701712A* | 23600 | 17.5 | 8.5 | 26000 | 24000 | 92.31% | 2 | 0 | 10 |  |  |  | No | R-410A | 1.9667 | Residential & Commercial | Ducted CEE Tier 1
214573185 | Central HP <5.4 tons | KEEPRITE | HRCU-A-CB (Split System: Heat Pump with Remote Outdoor Unit-Air-Source) | CVH837GKA** |  |  | EHD4X42AAL+WALLCON | *96CTN0802120B* | 32600 | 17.5 | 8.5 | 32800 | 24800 | 75.61% | 1.96 | 0 | 11 |  |  |  | No | R-410A | 2.7167 | Residential & Commercial | Ducted CEE Tier 1
214572785 | Central HP <5.4 tons | KEEPRITE | HRCU-A-CB (Split System: Heat Pump with Remote Outdoor Unit-Air-Source) | CVH837GKA** |  |  | EA*4X48L21A*+WALLCON | *95CSU0802120B* | 32200 | 17.5 | 8.5 | 32400 | 25000 | 77.16% | 1.98 | 0 | 11 |  |  |  | No | R-410A | 2.6833 | Residential & Commercial | Ducted CEE Tier 1
214572885 | Central HP <5.4 tons | KEEPRITE | HRCU-A-CB (Split System: Heat Pump with Remote Outdoor Unit-Air-Source) | CVH837GKA** |  |  | EA*4X48L24A*+WALLCON | *96CTN0802120B* | 32400 | 17.5 | 8.5 | 32200 | 24800 | 77.02% | 2 | 0 | 11.5 |  |  |  | No | R-410A | 2.7 | Residential & Commercial | Ducted CEE Tier 1
214572985 | Central HP <5.4 tons | KEEPRITE | HRCU-A-CB (Split System: Heat Pump with Remote Outdoor Unit-Air-Source) | CVH837GKA** |  |  | EA*4X61L21A*+WALLCON | *97CMN0602120B* | 33000 | 17.5 | 8.5 | 32200 | 25000 | 77.64% | 1.98 | 0 | 11 |  |  |  | No | R-410A | 2.75 | Residential & Commercial | Ducted CEE Tier 1
211243840 | Central HP <5.4 tons | COMFORTMAKER | HRCU-A-CB (Split System: Heat Pump with Remote Outdoor Unit-Air-Source) | DLCURAH24ABK |  |  | EN(A,D)4X24L17** | *80VSL0451412A* | 23800 | 16 | 8.5 | 26800 | 23200 | 86.57% | 1.9 | 0 | 10 |  |  |  | No | R-410A | 1.9833 | Residential & Commercial | Ducted CEE Tier 1
212980478 | Central HP <5.4 tons | AIRQUEST | HRCU-A-CB (Split System: Heat Pump with Remote Outdoor Unit-Air-Source) | DLCURAH36ABK |  |  | EA*4X48L21A* | *80MS(N,L)0902120A* | 35800 | 16.5 | 8.5 | 37800 | 34600 | 91.53% | 2.02 | 0 | 10 |  |  |  | No | R-410A | 2.9833 | Residential & Commercial | Ducted CEE Tier 1
211226897 | Central HP <5.4 tons | TEMPSTAR | HRCU-A-CB (Split System: Heat Pump with Remote Outdoor Unit-Air-Source) | DLCURAH36ABK |  |  | EA*4X37L21A* | *80VSL0902120A* | 36200 | 16 | 8.5 | 38500 | 34800 | 90.39% | 2.06 | 0 | 10 |  |  |  | No | R-410A | 3.0167 | Residential & Commercial | Ducted CEE Tier 1
211227201 | Central HP <5.4 tons | TEMPSTAR | HRCU-A-CB (Split System: Heat Pump with Remote Outdoor Unit-Air-Source) | DLCURAH36ABK |  |  | EA*4X37L21A* | *96VTN1002120A* | 36600 | 15.5 | 8.5 | 38500 | 34800 | 90.39% | 2.1 | 0 | 10 |  |  |  | No | R-410A | 3.05 | Residential & Commercial | Ducted CEE Tier 1
211226498 | Central HP <5.4 tons | COMFORTMAKER | HRCU-A-CB (Split System: Heat Pump with Remote Outdoor Unit-Air-Source) | DLCURAH36ABK |  |  | EA*4X37L17A* | *80ES(N,L)0701412A* | 35800 | 15.5 | 8.1 | 38500 | 35000 | 90.91% | 2 | 0 | 10 |  |  |  | No | R-410A | 2.9833 | Residential & Commercial | Ducted CEE Tier 1
211227618 | Central HP <5.4 tons | TEMPSTAR | HRCU-A-CB (Split System: Heat Pump with Remote Outdoor Unit-Air-Source) | DLCURAH36ABK |  |  | EA*4X42L21A* | *96VSN0802120A* | 35600 | 16 | 8.1 | 38500 | 35000 | 90.91% | 1.88 | 0 | 10 |  |  |  | No | R-410A | 2.9667 | Residential & Commercial | Ducted CEE Tier 1
211243858 | Central HP <5.4 tons | COMFORTMAKER | HRCU-A-CB (Split System: Heat Pump with Remote Outdoor Unit-Air-Source) | DLCURAH24ABK |  |  | EN(A,D)4X24L17** | *96VSN0601714A* | 23600 | 16 | 8.5 | 26800 | 23400 | 87.31% | 1.92 | 0 | 10 |  |  |  | No | R-410A | 1.9667 | Residential & Commercial | Ducted CEE Tier 1
211245163 | Central HP <5.4 tons | KEEPRITE | HRCU-A-CB (Split System: Heat Pump with Remote Outdoor Unit-Air-Source) | DLCURAH24ABK |  |  | EN(A,D,W)4X36L17** | *92ESN0601412A* | 23400 | 17 | 8.1 | 25800 | 24000 | 93.02% | 2 | 0 | 10 |  |  |  | No | R-410A | 1.95 | Residential & Commercial | Ducted CEE Tier 1
211244826 | Central HP <5.4 tons | KEEPRITE | HRCU-A-CB (Split System: Heat Pump with Remote Outdoor Unit-Air-Source) | DLCURAH24ABK |  |  | EN(A,D)4X30L17** | OMV098J12* | 23600 | 16.5 | 8.1 | 26000 | 23600 | 90.77% | 1.96 | 0 | 10 |  |  |  | No | R-410A | 1.9667 | Residential & Commercial | Ducted CEE Tier 1
206790573 | Central HP <5.4 tons | BRYANT HEATING AND COOLING SYSTEMS | HRCU-A-CB (Split System: Heat Pump with Remote Outdoor Unit-Air-Source) | 284ANV036*0**B* |  |  | CAP**6121AL*+UI | 987MB42060C17*** | 34400 | 19 | 9 | 35000 | 25600 | 73.14% | 1.98 | 12 | 11.7 |  |  |  | No | R-410A | 2.8667 | Residential & Commercial | Ducted CEE Tier 1
206790575 | Central HP <5.4 tons | BRYANT HEATING AND COOLING SYSTEMS | HRCU-A-CB (Split System: Heat Pump with Remote Outdoor Unit-Air-Source) | 284ANV036*0**B* |  |  | CNPV*4221AL*+UI | 987MB42060C17*** | 32600 | 18 | 9 | 35800 | 27000 | 75.42% | 1.94 | 12 | 11 |  |  |  | No | R-410A | 2.7167 | Residential & Commercial | Ducted CEE Tier 1
211243056 | Central HP <5.4 tons | COMFORTMAKER | HRCU-A-CB (Split System: Heat Pump with Remote Outdoor Unit-Air-Source) | DLCURAH24ABK |  |  | EA*4X37L17A* | *80ES(N,L)0901714A* | 25000 | 16.5 | 8.5 | 25800 | 21200 | 82.17% | 1.78 | 0 | 10.5 |  |  |  | No | R-410A | 2.0833 | Residential & Commercial | Ducted CEE Tier 1
211243456 | Central HP <5.4 tons | COMFORTMAKER | HRCU-A-CB (Split System: Heat Pump with Remote Outdoor Unit-Air-Source) | DLCURAH24ABK |  |  | EA*4X37L21A* | *96VTN0601714A* | 24600 | 16.5 | 8.5 | 25400 | 21000 | 82.68% | 1.78 | 0 | 10 |  |  |  | No | R-410A | 2.05 | Residential & Commercial | Ducted CEE Tier 1
212976694 | Central HP <5.4 tons | COMFORTMAKER | HRCU-A-CB (Split System: Heat Pump with Remote Outdoor Unit-Air-Source) | DLCURAH24ABK |  |  | EN(A,D)4X36L21** | *96VTN1002120B* | 23600 | 17 | 8.5 | 26200 | 24600 | 93.89% | 2.04 | 0 | 10.5 |  |  |  | No | R-410A | 1.9667 | Residential & Commercial | Ducted CEE Tier 1
211245825 | Central HP <5.4 tons | TEMPSTAR | HRCU-A-CB (Split System: Heat Pump with Remote Outdoor Unit-Air-Source) | DLCURAH24ABK |  |  | FEM4X30**BL |  | 24000 | 17 | 8.5 | 26200 | 23400 | 89.31% | 1.94 | 0 | 10 |  |  |  | No | R-410A | 2 | Residential & Commercial | Ducted CEE Tier 1
212980263 | Central HP <5.4 tons | KEEPRITE | HRCU-A-CB (Split System: Heat Pump with Remote Outdoor Unit-Air-Source) | DLCURAH24ABK |  |  | EA*4X36L21A* | *80MS(N,L)0902116A* | 23400 | 17.5 | 8.5 | 26000 | 24400 | 93.85% | 2.04 | 0 | 10 |  |  |  | No | R-410A | 1.95 | Residential & Commercial | Ducted CEE Tier 1
210470145 | Central HP <5.4 tons | CARRIER | HRCU-A-CB (Split System: Heat Pump with Remote Outdoor Unit-Air-Source) | 25VNA837A*031* |  |  | CAP**4221AL*+UI | 58CU*A040C17**12 | 31800 | 17 | 8.1 | 33200 | 24400 | 73.49% | 1.88 | 0 | 11 |  |  |  | No | R-410A | 2.65 | Residential & Commercial | Ducted CEE Tier 1
210470264 | Central HP <5.4 tons | CARRIER | HRCU-A-CB (Split System: Heat Pump with Remote Outdoor Unit-Air-Source) | 25VNA837A*031* |  |  | CAP**6024AL*+UI | 58TN*A090C21**20 | 32800 | 17.5 | 8.5 | 31800 | 24800 | 77.99% | 1.98 | 0 | 11.7 |  |  |  | No | R-410A | 2.7333 | Residential & Commercial | Ducted CEE Tier 1
214572905 | Central HP <5.4 tons | KEEPRITE | HRCU-A-CB (Split System: Heat Pump with Remote Outdoor Unit-Air-Source) | CVH837GKA** |  |  | EA*4X60L24A*+WALLCON | *95CSU0802120B* | 32800 | 17.5 | 8.5 | 31600 | 24800 | 78.48% | 1.98 | 0 | 11.5 |  |  |  | No | R-410A | 2.7333 | Residential & Commercial | Ducted CEE Tier 1
214572555 | Central HP <5.4 tons | KEEPRITE | HRCU-A-CB (Split System: Heat Pump with Remote Outdoor Unit-Air-Source) | CVH837GKA** |  |  | EA*4X37L21A*+WALLCON | *95CSU1002122B* | 33000 | 17.5 | 8.5 | 32600 | 25000 | 76.69% | 2 | 0 | 11.5 |  |  |  | No | R-410A | 2.75 | Residential & Commercial | Ducted CEE Tier 1
211244760 | Central HP <5.4 tons | KEEPRITE | HRCU-A-CB (Split System: Heat Pump with Remote Outdoor Unit-Air-Source) | DLCURAH24ABK |  |  | EN(A,D)4X30L17** | *95ESN0601714A* | 24600 | 16 | 8.1 | 26600 | 22400 | 84.21% | 1.84 | 0 | 10 |  |  |  | No | R-410A | 2.05 | Residential & Commercial | Ducted CEE Tier 1
211244575 | Central HP <5.4 tons | KEEPRITE | HRCU-A-CB (Split System: Heat Pump with Remote Outdoor Unit-Air-Source) | DLCURAH24ABK |  |  | EN(A,D)4X30L17** | *96VTN0401712A* | 23400 | 16 | 8.1 | 25800 | 24000 | 93.02% | 1.98 | 0 | 10 |  |  |  | No | R-410A | 1.95 | Residential & Commercial | Ducted CEE Tier 1
211244595 | Central HP <5.4 tons | KEEPRITE | HRCU-A-CB (Split System: Heat Pump with Remote Outdoor Unit-Air-Source) | DLCURAH24ABK |  |  | EN(A,D)4X30L17** | *80VTL0701716A* | 24200 | 17 | 8.1 | 26200 | 23000 | 87.79% | 1.9 | 0 | 10.5 |  |  |  | No | R-410A | 2.0167 | Residential & Commercial | Ducted CEE Tier 1
215864740 | Central HP <5.4 tons | AMERICAN STANDARD | HRCU-A-CB (Split System: Heat Pump with Remote Outdoor Unit-Air-Source) | 5A6V8X60A1 |  |  | 5TXCD008AS3 | S8V2D120M5PDB | 53500 | 18.1 | 8.5 | 56000 | 40000 | 71.43% | 2 | 0 | 10 |  |  |  | No | R-454B | 4.4583 | Residential & Commercial | Ducted CEE Tier 1
215864790 | Central HP <5.4 tons | AMERICAN STANDARD | HRCU-A-CB (Split System: Heat Pump with Remote Outdoor Unit-Air-Source) | 5A6V8X36A1 |  |  | 5PX*BD06AS3 | S8V2B060M4PDB | 32800 | 18.1 | 8.5 | 34400 | 26000 | 75.58% | 2 | 0 | 10 |  |  |  | No | R-454B | 2.7333 | Residential & Commercial | Ducted CEE Tier 1
215937329 | Central HP <5.4 tons | COMFORTMAKER | HRCU-A-CB (Split System: Heat Pump with Remote Outdoor Unit-Air-Source) | C5H3V48*K*AAA* |  |  | EVM5X60M21A*+WALLCON | *80CTL0901716B* | 44500 | 20.5 | 8.1 | 53500 | 37600 | 70.28% | 1.95 | 0 | 11.5 |  |  |  | No | R-454B | 3.7083 | Residential & Commercial | Ducted CEE Tier 1
215937897 | Central HP <5.4 tons | AIRQUEST | HRCU-A-CB (Split System: Heat Pump with Remote Outdoor Unit-Air-Source) | H5H3V48*K*AAA* |  |  | EVD5X48M24A*+WALLCON | *80CTL1102120B* | 45000 | 20.5 | 8.1 | 52000 | 38000 | 73.08% | 1.9 | 0 | 11 |  |  |  | No | R-454B | 3.75 | Residential & Commercial | Ducted CEE Tier 1
215938320 | Central HP <5.4 tons | DAY & NIGHT | HRCU-A-CB (Split System: Heat Pump with Remote Outdoor Unit-Air-Source) | C5H3V48*K*AAA* |  |  | EVD5X60M24A*+WALLCON | *80CTL1352422B* | 45500 | 21 | 8.1 | 52500 | 38000 | 72.38% | 1.95 | 0 | 11.5 |  |  |  | No | R-454B | 3.7917 | Residential & Commercial | Ducted CEE Tier 1
215941126 | Central HP <5.4 tons | HEIL | HRCU-A-CB (Split System: Heat Pump with Remote Outdoor Unit-Air-Source) | H5H3V48*K*AAA* |  |  | EA*5X61M24A*+WALLCON | *97CTN1202422A* | 45500 | 21.5 | 9.5 | 48500 | 36600 | 75.46% | 2 | 0 | 11.5 |  |  |  | No | R-454B | 3.7917 | Residential & Commercial | Ducted CEE Tier 1
215941596 | Central HP <5.4 tons | HEIL | HRCU-A-CB (Split System: Heat Pump with Remote Outdoor Unit-Air-Source) | H5H3V48*K*AAA* |  |  | EVD5X48M24A*+WALLCON | *97CTN0802120A* | 44500 | 20 | 8.1 | 52000 | 38000 | 73.08% | 1.9 | 0 | 11 |  |  |  | No | R-454B | 3.7083 | Residential & Commercial | Ducted CEE Tier 1
215935635 | Central HP <5.4 tons | BRYANT HEATING AND COOLING SYSTEMS | HRCU-A-CB (Split System: Heat Pump with Remote Outdoor Unit-Air-Source) | 293VAN036**AA* |  |  | CVAVA3621XMA*+UI | 88*TB60070C21*** | 34400 | 21 | 8.5 | 38500 | 28200 | 73.25% | 2.04 | 0 | 11.7 |  |  |  | No | R-454B | 2.8667 | Residential & Commercial | Ducted CEE Tier 1
210473981 | Central HP <5.4 tons | CARRIER | HRCU-A-CB (Split System: Heat Pump with Remote Outdoor Unit-Air-Source) | 25VNA825A*032* |  |  | CNPV*4821AL*+UI | 59TN6B080C17**14 | 24000 | 16.5 | 8.1 | 21400 | 16600 | 77.57% | 2 | 0 | 11 |  |  |  | No | R-410A | 2 | Residential & Commercial | Ducted CEE Tier 1
210474481 | Central HP <5.4 tons | CARRIER | HRCU-A-CB (Split System: Heat Pump with Remote Outdoor Unit-Air-Source) | 25VNA825A*032* |  |  | CSPH*4812AL*+UI | 58CU*A060C17**16 | 24200 | 16.5 | 8.1 | 21200 | 16600 | 78.3% | 2 | 0 | 10.5 |  |  |  | No | R-410A | 2.0167 | Residential & Commercial | Ducted CEE Tier 1
214075273 | Central HP <5.4 tons | RHEEM | HRCU-A-CB (Split System: Heat Pump with Remote Outdoor Unit-Air-Source) | RD17AZ60AJ3N |  |  | RCFZ6024STANM | R802V1505A24UHS | 55500 | 18 | 8.1 | 53500 | 49000 | 91.59% | 1.75 | 0 | 10 |  |  |  | No | R-410A | 4.625 | Residential & Commercial | Ducted CEE Tier 1
214075348 | Central HP <5.4 tons | RHEEM | HRCU-A-CB (Split System: Heat Pump with Remote Outdoor Unit-Air-Source) | RD17AZ60AJ3N |  |  | RCFZ6024STANM | R921V1155A24M4S | 55500 | 18 | 8.1 | 54000 | 49000 | 90.74% | 1.75 | 0 | 10 |  |  |  | No | R-410A | 4.625 | Residential & Commercial | Ducted CEE Tier 1
215668772 | Central HP <5.4 tons | HEIL | HRCU-A-CB (Split System: Heat Pump with Remote Outdoor Unit-Air-Source) | H5H0V36*K*AAA* |  |  | EA*5X37M21A*+WALLCON | *96CTN0801714B* | 34400 | 18 | 9 | 35400 | 25200 | 71.19% | 1.9 | 0 | 10 |  |  |  | No | R-454B | 2.8667 | Residential & Commercial | Ducted CEE Tier 1
215864806 | Central HP <5.4 tons | AMERICAN STANDARD | HRCU-A-CB (Split System: Heat Pump with Remote Outdoor Unit-Air-Source) | 5A6V8X36A1 |  |  | 5PX*CD07AS3 | S8V2C100M5PDB | 33000 | 18.1 | 8.5 | 34200 | 25800 | 75.44% | 2.1 | 0 | 10 |  |  |  | No | R-454B | 2.75 | Residential & Commercial | Ducted CEE Tier 1
216374763 | Central HP <5.4 tons | COLEMAN | HRCU-A-CB (Split System: Heat Pump with Remote Outdoor Unit-Air-Source) | HH824E2S11 |  |  | CTU36B5XDS1+TXV | Z9ET080B12SMPS1 | 23000 | 18 | 9.5 | 23000 | 17500 | 76.09% | 2 | 0 | 12 |  |  |  | No | R-454B | 1.9167 | Residential & Commercial | Ducted CEE Tier 1
211244727 | Central HP <5.4 tons | KEEPRITE | HRCU-A-CB (Split System: Heat Pump with Remote Outdoor Unit-Air-Source) | DLCURAH24ABK |  |  | EN(A,D)4X30L17** | *92ESN0601412A* | 23400 | 17 | 8.1 | 25800 | 24000 | 93.02% | 2 | 0 | 10 |  |  |  | No | R-410A | 1.95 | Residential & Commercial | Ducted CEE Tier 1
212978170 | Central HP <5.4 tons | KEEPRITE | HRCU-A-CB (Split System: Heat Pump with Remote Outdoor Unit-Air-Source) | DLCURAH24ABK |  |  | EN(A,D)4X24L14** | *80MS(N,L)0701412A* | 23200 | 17 | 8.5 | 26800 | 25400 | 94.78% | 2.14 | 0 | 10 |  |  |  | No | R-410A | 1.9333 | Residential & Commercial | Ducted CEE Tier 1
211244129 | Central HP <5.4 tons | KEEPRITE | HRCU-A-CB (Split System: Heat Pump with Remote Outdoor Unit-Air-Source) | DLCURAH24ABK |  |  | EN(A,D)4X24L17** | *80ES(N,L)0701712A* | 23800 | 16 | 8.5 | 27000 | 23200 | 85.93% | 1.9 | 0 | 10 |  |  |  | No | R-410A | 1.9833 | Residential & Commercial | Ducted CEE Tier 1
214396879 | Central HP <5.4 tons | FRASER-JOHNSTON | HRCU-A-CB (Split System: Heat Pump with Remote Outdoor Unit-Air-Source) | HH836E2S11 |  |  | CTM36C5CDS1 | TPLC100C16MP13 | 34000 | 18 | 8.5 | 32000 | 26200 | 81.88% | 2 | 0 | 11 |  |  |  | No | R-454B | 2.8333 | Residential & Commercial | Ducted CEE Tier 1
214396938 | Central HP <5.4 tons | FRASER-JOHNSTON | HRCU-A-CB (Split System: Heat Pump with Remote Outdoor Unit-Air-Source) | HH836E2S11 |  |  | CTF48C5CFS1 | TMLE080C16MP11 | 33200 | 19 | 9 | 31200 | 25400 | 81.41% | 2 | 0 | 11 |  |  |  | No | R-454B | 2.7667 | Residential & Commercial | Ducted CEE Tier 1
214396988 | Central HP <5.4 tons | FRASER-JOHNSTON | HRCU-A-CB (Split System: Heat Pump with Remote Outdoor Unit-Air-Source) | HH836E2S11 |  |  | CTF48C5CFS1 | TPLC100C16MP13 | 33400 | 18 | 9 | 31600 | 25400 | 80.38% | 2 | 0 | 11 |  |  |  | No | R-454B | 2.7833 | Residential & Commercial | Ducted CEE Tier 1
214396943 | Central HP <5.4 tons | FRASER-JOHNSTON | HRCU-A-CB (Split System: Heat Pump with Remote Outdoor Unit-Air-Source) | HH836E2S11 |  |  | CTM48C5CFS1+JMVT16CC2N1 |  | 34000 | 19 | 9 | 31400 | 25000 | 79.62% | 2 | 0 | 11.7 |  |  |  | No | R-454B | 2.8333 | Residential & Commercial | Ducted CEE Tier 1
214396968 | Central HP <5.4 tons | FRASER-JOHNSTON | HRCU-A-CB (Split System: Heat Pump with Remote Outdoor Unit-Air-Source) | HH836E2S11 |  |  | CTF48C5CFS1 | TM8V100C16MP12 | 33400 | 18 | 9 | 31600 | 25400 | 80.38% | 2 | 0 | 11 |  |  |  | No | R-454B | 2.7833 | Residential & Commercial | Ducted CEE Tier 1
214595021 | Central HP <5.4 tons | FRASER-JOHNSTON | HRCU-A-CB (Split System: Heat Pump with Remote Outdoor Unit-Air-Source) | HH836E2S11 |  |  | CTM36B5CDS1 | Z8ES080B12SMPS1 | 33600 | 18 | 8.5 | 31200 | 25600 | 82.05% | 2 | 0 | 11 |  |  |  | No | R-454B | 2.8 | Residential & Commercial | Ducted CEE Tier 1
213772424 | Central HP <5.4 tons | TEMPSTAR | HRCU-A-CB (Split System: Heat Pump with Remote Outdoor Unit-Air-Source) | TVH825GKA2* |  |  | EHD4X42AAL+WALLCON | *96CTN1202422B* | 24200 | 16 | 8.1 | 21400 | 16600 | 77.57% | 2 | 0 | 10.5 |  |  |  | No | R-410A | 2.0167 | Residential & Commercial | Ducted CEE Tier 1
213772594 | Central HP <5.4 tons | TEMPSTAR | HRCU-A-CB (Split System: Heat Pump with Remote Outdoor Unit-Air-Source) | TVH825GKA2* |  |  | EHD4X48AAL+WALLCON | *96CTN1202422B* | 24200 | 16.5 | 8.1 | 21200 | 16600 | 78.3% | 2.02 | 0 | 11 |  |  |  | No | R-410A | 2.0167 | Residential & Commercial | Ducted CEE Tier 1
215937490 | Central HP <5.4 tons | DAY & NIGHT | HRCU-A-CB (Split System: Heat Pump with Remote Outdoor Unit-Air-Source) | C5H3V48*K*AAA* |  |  | EVM5X60M24A*+WALLCON | *80CTL1352422B* | 45500 | 21 | 8.1 | 52500 | 38000 | 72.38% | 1.95 | 0 | 11.5 |  |  |  | No | R-454B | 3.7917 | Residential & Commercial | Ducted CEE Tier 1
210720638 | Central HP <5.4 tons | BRYANT HEATING AND COOLING SYSTEMS | HRCU-A-CB (Split System: Heat Pump with Remote Outdoor Unit-Air-Source) | 284ANV036*0**B* |  |  | CAP**4221AL*+UI | 986TC42080C17*** | 32800 | 19 | 9 | 35600 | 26800 | 75.28% | 1.98 | 0 | 11 |  |  |  | No | R-410A | 2.7333 | Residential & Commercial | Ducted CEE Tier 1
215676745 | Central HP <5.4 tons | HEIL | HRCU-A-CB (Split System: Heat Pump with Remote Outdoor Unit-Air-Source) | H5H0V48*K*AAA* |  |  | EVD5X61M21A*+WALLCON | *80CTL0902120B* | 48500 | 19.5 | 9.5 | 50000 | 36600 | 73.2% | 2.12 | 0 | 10.5 |  |  |  | No | R-454B | 4.0417 | Residential & Commercial | Ducted CEE Tier 1
211227718 | Central HP <5.4 tons | TEMPSTAR | HRCU-A-CB (Split System: Heat Pump with Remote Outdoor Unit-Air-Source) | DLCURAH36ABK |  |  | EA*4X42L21A* | *96VTN1002122A* | 35400 | 16.5 | 8.1 | 38500 | 35000 | 90.91% | 1.88 | 0 | 10 |  |  |  | No | R-410A | 2.95 | Residential & Commercial | Ducted CEE Tier 1
212979414 | Central HP <5.4 tons | AIRQUEST | HRCU-A-CB (Split System: Heat Pump with Remote Outdoor Unit-Air-Source) | DLCURAH36ABK |  |  | EA*4X48L24A* | *80MS(N,L)0702116A* | 35600 | 16.5 | 8.5 | 37800 | 34600 | 91.53% | 2 | 0 | 10 |  |  |  | No | R-410A | 2.9667 | Residential & Commercial | Ducted CEE Tier 1
211226929 | Central HP <5.4 tons | TEMPSTAR | HRCU-A-CB (Split System: Heat Pump with Remote Outdoor Unit-Air-Source) | DLCURAH36ABK |  |  | EA*4X37L21A* | *80ESU0802120A | 37400 | 15.5 | 8.5 | 39000 | 35000 | 89.74% | 2.16 | 0 | 10 |  |  |  | No | R-410A | 3.1167 | Residential & Commercial | Ducted CEE Tier 1
211228615 | Central HP <5.4 tons | TEMPSTAR | HRCU-A-CB (Split System: Heat Pump with Remote Outdoor Unit-Air-Source) | DLCURAH36ABK |  |  | EA*4X43L21A* | *95ESU1002122A* | 37400 | 15.5 | 8.5 | 39000 | 35000 | 89.74% | 2.14 | 0 | 10 |  |  |  | No | R-410A | 3.1167 | Residential & Commercial | Ducted CEE Tier 1
211244372 | Central HP <5.4 tons | KEEPRITE | HRCU-A-CB (Split System: Heat Pump with Remote Outdoor Unit-Air-Source) | DLCURAH24ABK |  |  | EN(A,D)4X30L14** | *80ES(N,L)0451412A* | 24400 | 16 | 8.1 | 26600 | 22600 | 84.96% | 1.84 | 0 | 10 |  |  |  | No | R-410A | 2.0333 | Residential & Commercial | Ducted CEE Tier 1
211244011 | Central HP <5.4 tons | KEEPRITE | HRCU-A-CB (Split System: Heat Pump with Remote Outdoor Unit-Air-Source) | DLCURAH24ABK |  |  | EN(A,D)4X24L17** | *96VTN0801716A* | 23800 | 16 | 8.5 | 26800 | 23400 | 87.31% | 1.92 | 0 | 10 |  |  |  | No | R-410A | 1.9833 | Residential & Commercial | Ducted CEE Tier 1
211244095 | Central HP <5.4 tons | KEEPRITE | HRCU-A-CB (Split System: Heat Pump with Remote Outdoor Unit-Air-Source) | DLCURAH24ABK |  |  | EN(A,D)4X24L17** | *96VTN0601714A* | 23400 | 16 | 8.5 | 26600 | 23800 | 89.47% | 1.96 | 0 | 10 |  |  |  | No | R-410A | 1.95 | Residential & Commercial | Ducted CEE Tier 1
212971118 | Central HP <5.4 tons | KEEPRITE | HRCU-A-CB (Split System: Heat Pump with Remote Outdoor Unit-Air-Source) | DLCURAH24ABK |  |  | EA*4X24L14A* | *80VTL0451412B* | 23200 | 17 | 9.5 | 38500 | 27200 | 70.65% | 2.32 | 0 | 10 |  |  |  | No | R-410A | 1.9333 | Residential & Commercial | Ducted CEE Tier 1
212971202 | Central HP <5.4 tons | KEEPRITE | HRCU-A-CB (Split System: Heat Pump with Remote Outdoor Unit-Air-Source) | DLCURAH24ABK |  |  | EN(A,D)4X24L14** | *80VTL0451412B* | 23400 | 17 | 8.5 | 27000 | 25000 | 92.59% | 2.08 | 0 | 10 |  |  |  | No | R-410A | 1.95 | Residential & Commercial | Ducted CEE Tier 1
212971250 | Central HP <5.4 tons | KEEPRITE | HRCU-A-CB (Split System: Heat Pump with Remote Outdoor Unit-Air-Source) | DLCURAH24ABK |  |  | EN(A,D,W)4X36L17** | *80VTL0451412B* | 23600 | 17 | 8.5 | 26200 | 24600 | 93.89% | 2.04 | 0 | 10.5 |  |  |  | No | R-410A | 1.9667 | Residential & Commercial | Ducted CEE Tier 1
212979829 | Central HP <5.4 tons | KEEPRITE | HRCU-A-CB (Split System: Heat Pump with Remote Outdoor Unit-Air-Source) | DLCURAH24ABK |  |  | EA*4X25L17A* | *80MS(N,L)0901714A* | 24200 | 17 | 8.5 | 25200 | 21800 | 86.51% | 1.82 | 0 | 10 |  |  |  | No | R-410A | 2.0167 | Residential & Commercial | Ducted CEE Tier 1
212979877 | Central HP <5.4 tons | KEEPRITE | HRCU-A-CB (Split System: Heat Pump with Remote Outdoor Unit-Air-Source) | DLCURAH24ABK |  |  | EA*4X37L17A* | *80MS(N,L)0901714A* | 24000 | 17 | 8.1 | 25200 | 22400 | 88.89% | 1.86 | 0 | 10 |  |  |  | No | R-410A | 2 | Residential & Commercial | Ducted CEE Tier 1
214573415 | Central HP <5.4 tons | KEEPRITE | HRCU-A-CB (Split System: Heat Pump with Remote Outdoor Unit-Air-Source) | CVH837GKA** |  |  | EN(A,D,W)4X42L21**+WALLCON | *97CMN0802120B* | 31800 | 17 | 8.1 | 33000 | 24400 | 73.94% | 1.88 | 0 | 11 |  |  |  | No | R-410A | 2.65 | Residential & Commercial | Ducted CEE Tier 1
214573065 | Central HP <5.4 tons | KEEPRITE | HRCU-A-CB (Split System: Heat Pump with Remote Outdoor Unit-Air-Source) | CVH837GKA** |  |  | EA*4X61L24A*+WALLCON | *96CTN0802120B* | 33200 | 18.5 | 8.5 | 31800 | 24800 | 77.99% | 2.02 | 0 | 11.5 |  |  |  | No | R-410A | 2.7667 | Residential & Commercial | Ducted CEE Tier 1
214572915 | Central HP <5.4 tons | KEEPRITE | HRCU-A-CB (Split System: Heat Pump with Remote Outdoor Unit-Air-Source) | CVH837GKA** |  |  | EA*4X60L24A*+WALLCON | *95CSU1002122B* | 32800 | 17.5 | 8.5 | 31600 | 24800 | 78.48% | 2 | 0 | 11.5 |  |  |  | No | R-410A | 2.7333 | Residential & Commercial | Ducted CEE Tier 1
211244071 | Central HP <5.4 tons | COMFORTMAKER | HRCU-A-CB (Split System: Heat Pump with Remote Outdoor Unit-Air-Source) | DLCURAH24ABK |  |  | EN(A,D)4X24L17** | *96VTN0601412A* | 23200 | 16 | 8.5 | 26400 | 24600 | 93.18% | 2.04 | 0 | 10 |  |  |  | No | R-410A | 1.9333 | Residential & Commercial | Ducted CEE Tier 1
211245139 | Central HP <5.4 tons | KEEPRITE | HRCU-A-CB (Split System: Heat Pump with Remote Outdoor Unit-Air-Source) | DLCURAH24ABK |  |  | EN(A,D,W)4X36L17** | *80ES(N,L)0701712A* | 24400 | 16.5 | 8.1 | 26400 | 22600 | 85.61% | 1.88 | 0 | 10.5 |  |  |  | No | R-410A | 2.0333 | Residential & Commercial | Ducted CEE Tier 1
211244956 | Central HP <5.4 tons | KEEPRITE | HRCU-A-CB (Split System: Heat Pump with Remote Outdoor Unit-Air-Source) | DLCURAH24ABK |  |  | EN(A,D,W)4X36L17** | *80VSL0451716A* | 24200 | 16 | 8.1 | 26400 | 22800 | 86.36% | 1.88 | 0 | 10.5 |  |  |  | No | R-410A | 2.0167 | Residential & Commercial | Ducted CEE Tier 1
211244965 | Central HP <5.4 tons | KEEPRITE | HRCU-A-CB (Split System: Heat Pump with Remote Outdoor Unit-Air-Source) | DLCURAH24ABK |  |  | EN(A,D,W)4X36L17** | *80VSL0701716A* | 23800 | 16.5 | 8.1 | 26000 | 23200 | 89.23% | 1.92 | 0 | 10.5 |  |  |  | No | R-410A | 1.9833 | Residential & Commercial | Ducted CEE Tier 1
215912266 | Central HP <5.4 tons | YORK | HRCU-A-CB (Split System: Heat Pump with Remote Outdoor Unit-Air-Source) | HH824E2S11 |  |  | CTM36B5ADS1 | TM8Y080B12MP11 | 23000 | 18 | 9.5 | 23000 | 18400 | 80% | 2 | 0 | 12 |  |  |  | No | R-454B | 1.9167 | Residential & Commercial | Ducted CEE Tier 1
214609128 | Central HP <5.4 tons | FRASER-JOHNSTON | HRCU-A-CB (Split System: Heat Pump with Remote Outdoor Unit-Air-Source) | HH824E2S11 |  |  | CTF36B5ADS1 | Z9ES060B12SMPS1 | 23000 | 17 | 9.5 | 23000 | 18700 | 81.3% | 2 | 0 | 12 |  |  |  | No | R-454B | 1.9167 | Residential & Commercial | Ducted CEE Tier 1
214609158 | Central HP <5.4 tons | FRASER-JOHNSTON | HRCU-A-CB (Split System: Heat Pump with Remote Outdoor Unit-Air-Source) | HH824E2S11 |  |  | CTF36B5ADS1 | Z9ES080B12SMPS1 | 23000 | 18 | 9.5 | 23000 | 18600 | 80.87% | 2 | 0 | 12 |  |  |  | No | R-454B | 1.9167 | Residential & Commercial | Ducted CEE Tier 1
210473006 | Central HP <5.4 tons | CARRIER | HRCU-A-CB (Split System: Heat Pump with Remote Outdoor Unit-Air-Source) | 25VNA825A*032* |  |  | CAP**4224AL*+UI | 58CU*A100C21**20 | 23800 | 16.5 | 8.1 | 21400 | 16600 | 77.57% | 1.94 | 0 | 10.5 |  |  |  | No | R-410A | 1.9833 | Residential & Commercial | Ducted CEE Tier 1
210473017 | Central HP <5.4 tons | CARRIER | HRCU-A-CB (Split System: Heat Pump with Remote Outdoor Unit-Air-Source) | 25VNA825A*032* |  |  | CAP**4224AL*+UI | 58TN*A135C24**22 | 23800 | 16.5 | 8.1 | 21400 | 16600 | 77.57% | 1.96 | 0 | 11 |  |  |  | No | R-410A | 1.9833 | Residential & Commercial | Ducted CEE Tier 1
210473083 | Central HP <5.4 tons | CARRIER | HRCU-A-CB (Split System: Heat Pump with Remote Outdoor Unit-Air-Source) | 25VNA825A*032* |  |  | CAP**4321AL*+UI | 59CU5A060C17**16 | 24400 | 16.5 | 8.1 | 21200 | 16700 | 78.77% | 2.02 | 0 | 10.5 |  |  |  | No | R-410A | 2.0333 | Residential & Commercial | Ducted CEE Tier 1
214505248 | Central HP <5.4 tons | DAIKIN | HRCU-A-CB (Split System: Heat Pump with Remote Outdoor Unit-Air-Source) | DZ6VSA241EA* |  |  | CA*EA3026*4B* | D*80SC0805CUA* | 23000 | 17 | 8.6 | 23000 | 16100 | 70% | 2 | 0 | 10 |  |  |  | No | R-410A | 1.9167 | Residential & Commercial | Ducted CEE Tier 1
215676845 | Central HP <5.4 tons | HEIL | HRCU-A-CB (Split System: Heat Pump with Remote Outdoor Unit-Air-Source) | H5H0V48*K*AAA* |  |  | EVD5X61M24A*+WALLCON | *80CSU0802120A* | 49000 | 19.5 | 9 | 50000 | 36600 | 73.2% | 2.1 | 0 | 10.5 |  |  |  | No | R-454B | 4.0833 | Residential & Commercial | Ducted CEE Tier 1
213078765 | Central HP <5.4 tons | CARRIER | HRCU-A-CB (Split System: Heat Pump with Remote Outdoor Unit-Air-Source) | 38MURAQ36AB3* |  |  | CAP**4224AL* | 58S(B,C)*B135M24**20 | 35400 | 16.5 | 8.1 | 38500 | 35000 | 90.91% | 1.88 | 0 | 10 |  |  |  | No | R-410A | 2.95 | Residential & Commercial | Ducted CEE Tier 1
211245262 | Central HP <5.4 tons | KEEPRITE | HRCU-A-CB (Split System: Heat Pump with Remote Outdoor Unit-Air-Source) | DLCURAH24ABK |  |  | EN(A,D,W)4X36L17** | OMV098J12* | 23600 | 16.5 | 8.1 | 26000 | 23600 | 90.77% | 1.96 | 0 | 10 |  |  |  | No | R-410A | 1.9667 | Residential & Commercial | Ducted CEE Tier 1
214574739 | Central HP <5.4 tons | BRYANT HEATING AND COOLING SYSTEMS | HRCU-A-CB (Split System: Heat Pump with Remote Outdoor Unit-Air-Source) | 288BNV037*0**B* |  |  | CNPV*6024AL*+UI | 986TD60080C21*** | 32800 | 19 | 8.5 | 32200 | 24600 | 76.4% | 1.98 | 0 | 12 |  |  |  | No | R-410A | 2.7333 | Residential & Commercial | Ducted CEE Tier 1
213079249 | Central HP <5.4 tons | CARRIER | HRCU-A-CB (Split System: Heat Pump with Remote Outdoor Unit-Air-Source) | 38MURAQ36AB3* |  |  | CAP**4321AL* | 58SU*B100M21**20 | 36400 | 16 | 8.5 | 38000 | 34800 | 91.58% | 2.1 | 0 | 10 |  |  |  | No | R-410A | 3.0333 | Residential & Commercial | Ducted CEE Tier 1
215936195 | Central HP <5.4 tons | BRYANT HEATING AND COOLING SYSTEMS | HRCU-A-CB (Split System: Heat Pump with Remote Outdoor Unit-Air-Source) | 293VAN036**AA* |  |  | CVAVA4224XMA*+UI | 935CB60080C21*** | 35400 | 21.5 | 8.5 | 38000 | 28600 | 75.26% | 2.04 | 0 | 12 |  |  |  | No | R-454B | 2.95 | Residential & Commercial | Ducted CEE Tier 1
214609038 | Central HP <5.4 tons | YORK | HRCU-A-CB (Split System: Heat Pump with Remote Outdoor Unit-Air-Source) | HH824E2S11 |  |  | CTF30B5ACS1 | Y91E080B12SMPS1 | 23000 | 17 | 9.5 | 23000 | 18400 | 80% | 2 | 0 | 12 |  |  |  | No | R-454B | 1.9167 | Residential & Commercial | Ducted CEE Tier 1
214584721 | Central HP <5.4 tons | COLEMAN | HRCU-A-CB (Split System: Heat Pump with Remote Outdoor Unit-Air-Source) | HH824E2S11 |  |  | CTF30A5ADS1 | Z8ES040A12SMPS1 | 23000 | 18 | 9.5 | 23000 | 18900 | 82.17% | 2 | 0 | 12 |  |  |  | No | R-454B | 1.9167 | Residential & Commercial | Ducted CEE Tier 1
212979908 | Central HP <5.4 tons | AIRQUEST | HRCU-A-CB (Split System: Heat Pump with Remote Outdoor Unit-Air-Source) | DLCURAH24ABK |  |  | EN(A,D)4X30L17** | *80MS(N,L)0901714A* | 23600 | 17 | 8.5 | 26400 | 24400 | 92.42% | 2.02 | 0 | 10.5 |  |  |  | No | R-410A | 1.9667 | Residential & Commercial | Ducted CEE Tier 1
211245271 | Central HP <5.4 tons | KEEPRITE | HRCU-A-CB (Split System: Heat Pump with Remote Outdoor Unit-Air-Source) | DLCURAH24ABK |  |  | EN(A,D,W)4X36L17** | OLV098A12* | 23400 | 16.5 | 8.1 | 25800 | 24200 | 93.8% | 2 | 0 | 10 |  |  |  | No | R-410A | 1.95 | Residential & Commercial | Ducted CEE Tier 1
211244703 | Central HP <5.4 tons | KEEPRITE | HRCU-A-CB (Split System: Heat Pump with Remote Outdoor Unit-Air-Source) | DLCURAH24ABK |  |  | EN(A,D)4X30L17** | *80ES(N,L)0701712A* | 24400 | 16.5 | 8.1 | 26400 | 22600 | 85.61% | 1.88 | 0 | 10.5 |  |  |  | No | R-410A | 2.0333 | Residential & Commercial | Ducted CEE Tier 1
210470517 | Central HP <5.4 tons | CARRIER | HRCU-A-CB (Split System: Heat Pump with Remote Outdoor Unit-Air-Source) | 25VNA837A*031* |  |  | CAP**6124AL*+UI | 59CU5A080C21**20 | 33200 | 18 | 8.5 | 32000 | 24800 | 77.5% | 2 | 0 | 11.5 |  |  |  | No | R-410A | 2.7667 | Residential & Commercial | Ducted CEE Tier 1
210470627 | Central HP <5.4 tons | CARRIER | HRCU-A-CB (Split System: Heat Pump with Remote Outdoor Unit-Air-Source) | 25VNA837A*031* |  |  | CAP**6124AL*+UI | 59TN6B100C21**22 | 33200 | 18 | 8.5 | 32000 | 24800 | 77.5% | 2 | 0 | 12 |  |  |  | No | R-410A | 2.7667 | Residential & Commercial | Ducted CEE Tier 1
210470843 | Central HP <5.4 tons | CARRIER | HRCU-A-CB (Split System: Heat Pump with Remote Outdoor Unit-Air-Source) | 25VNA837A*031* |  |  | CNPV*4824AL*+UI | 59CU5A100C21**22 | 32400 | 17.5 | 8.1 | 32800 | 24600 | 75% | 1.98 | 0 | 11.7 |  |  |  | No | R-410A | 2.7 | Residential & Commercial | Ducted CEE Tier 1
210471111 | Central HP <5.4 tons | CARRIER | HRCU-A-CB (Split System: Heat Pump with Remote Outdoor Unit-Air-Source) | 25VNA837A*031* |  |  | CSPH*6012AL*+UI | 59CU5A080C21**20 | 33000 | 17 | 8.1 | 32200 | 24800 | 77.02% | 2.02 | 0 | 11.5 |  |  |  | No | R-410A | 2.75 | Residential & Commercial | Ducted CEE Tier 1
210471177 | Central HP <5.4 tons | CARRIER | HRCU-A-CB (Split System: Heat Pump with Remote Outdoor Unit-Air-Source) | 25VNA837A*031* |  |  | CSPH*6012AL*+UI | 58TN*A090C21**20 | 33000 | 17 | 8.1 | 32200 | 25000 | 77.64% | 2 | 0 | 11.5 |  |  |  | No | R-410A | 2.75 | Residential & Commercial | Ducted CEE Tier 1
214075265 | Central HP <5.4 tons | RHEEM | HRCU-A-CB (Split System: Heat Pump with Remote Outdoor Unit-Air-Source) | RD17AZ60AJ3N |  |  | RCFZ6024STANM | R801V1255A24UH | 55500 | 18 | 8.1 | 53500 | 49000 | 91.59% | 1.75 | 0 | 10 |  |  |  | No | R-410A | 4.625 | Residential & Commercial | Ducted CEE Tier 1
214075322 | Central HP <5.4 tons | RHEEM | HRCU-A-CB (Split System: Heat Pump with Remote Outdoor Unit-Air-Source) | RD17AZ60AJ3N |  |  | RCFZ6024STANM | R921V1005A21M4S | 55000 | 18 | 8.1 | 54000 | 49500 | 91.67% | 1.75 | 0 | 10 |  |  |  | No | R-410A | 4.5833 | Residential & Commercial | Ducted CEE Tier 1
214075388 | Central HP <5.4 tons | RHEEM | HRCU-A-CB (Split System: Heat Pump with Remote Outdoor Unit-Air-Source) | RD17AZ60AJ3N |  |  | RCFZ6024STANM | R962V1155A24M4S | 55500 | 18 | 8.1 | 54000 | 49000 | 90.74% | 1.75 | 0 | 10 |  |  |  | No | R-410A | 4.625 | Residential & Commercial | Ducted CEE Tier 1
214075390 | Central HP <5.4 tons | RHEEM | HRCU-A-CB (Split System: Heat Pump with Remote Outdoor Unit-Air-Source) | RD17AZ60AJ3N |  |  | RCFZ6024STANM | R98MV1005A21UPS | 55000 | 17 | 8.1 | 54500 | 49500 | 90.83% | 1.75 | 0 | 10 |  |  |  | No | R-410A | 4.5833 | Residential & Commercial | Ducted CEE Tier 1
214075399 | Central HP <5.4 tons | RHEEM | HRCU-A-CB (Split System: Heat Pump with Remote Outdoor Unit-Air-Source) | RD17AZ60AJ3N |  |  | RCFZ6024STANM | R962V0705A21M4S | 55000 | 18 | 8.1 | 54000 | 49500 | 91.67% | 1.75 | 0 | 10 |  |  |  | No | R-410A | 4.5833 | Residential & Commercial | Ducted CEE Tier 1
214075279 | Central HP <5.4 tons | RHEEM | HRCU-A-CB (Split System: Heat Pump with Remote Outdoor Unit-Air-Source) | RD17AZ60AJ3N |  |  | RCFZ6024STANM | R802V1505A24UHN | 55500 | 18 | 8.1 | 53500 | 49000 | 91.59% | 1.75 | 0 | 10 |  |  |  | No | R-410A | 4.625 | Residential & Commercial | Ducted CEE Tier 1
212383414 | Central HP <5.4 tons | AIRQUEST | HRCU-A-CB (Split System: Heat Pump with Remote Outdoor Unit-Air-Source) | DLCURAH36ABK |  |  | EA*4X37L21A* | *95ESU0601716A* | 36800 | 15.5 | 8.5 | 39000 | 34800 | 89.23% | 2.1 | 0 | 10 |  |  |  | No | R-410A | 3.0667 | Residential & Commercial | Ducted CEE Tier 1
212384352 | Central HP <5.4 tons | AIRQUEST | HRCU-A-CB (Split System: Heat Pump with Remote Outdoor Unit-Air-Source) | DLCURAH36ABK |  |  | END4X42L17** | *80ESU0601716A | 36400 | 15.5 | 8.1 | 39500 | 35000 | 88.61% | 1.98 | 0 | 10 |  |  |  | No | R-410A | 3.0333 | Residential & Commercial | Ducted CEE Tier 1
214595046 | Central HP <5.4 tons | FRASER-JOHNSTON | HRCU-A-CB (Split System: Heat Pump with Remote Outdoor Unit-Air-Source) | HH836E2S11 |  |  | CTF36C5CDS1 | Z8ES100C20SMPS1 | 34600 | 18 | 8.5 | 32200 | 26200 | 81.37% | 2 | 0 | 11 |  |  |  | No | R-454B | 2.8833 | Residential & Commercial | Ducted CEE Tier 1
214728367 | Central HP <5.4 tons | LUXAIRE | HRCU-A-CB (Split System: Heat Pump with Remote Outdoor Unit-Air-Source) | HH836E2S11 |  |  | CTU36B5XDS1+TXV | TM9Y060B12MP11 | 33200 | 18 | 8.5 | 31200 | 25600 | 82.05% | 2 | 0 | 11 |  |  |  | No | R-454B | 2.7667 | Residential & Commercial | Ducted CEE Tier 1
214728384 | Central HP <5.4 tons | LUXAIRE | HRCU-A-CB (Split System: Heat Pump with Remote Outdoor Unit-Air-Source) | HH836E2S11 |  |  | CTU36B5XDS1+TXV | TM9E060B12MP12 | 33200 | 17 | 8.5 | 31600 | 25400 | 80.38% | 2 | 0 | 11 |  |  |  | No | R-454B | 2.7667 | Residential & Commercial | Ducted CEE Tier 1
215853398 | Central HP <5.4 tons | LUXAIRE | HRCU-A-CB (Split System: Heat Pump with Remote Outdoor Unit-Air-Source) | HH836E2S11 |  |  | CTM36C5CDS1 | Z9ES080C16SMPS1 | 33600 | 18 | 8.5 | 31200 | 25400 | 81.41% | 2 | 0 | 11 |  |  |  | No | R-454B | 2.8 | Residential & Commercial | Ducted CEE Tier 1
214243083 | Central HP <5.4 tons | KENMORE | HRCU-A-CB (Split System: Heat Pump with Remote Outdoor Unit-Air-Source) | (C,H,T)VH825GKA2* |  |  | EN(A,D,W)4X48L21**+WALLCON | *80CTL0451712B* | 24000 | 16.5 | 8.1 | 21400 | 16700 | 78.04% | 2 | 0 | 11 |  |  |  | No | R-410A | 2 | Residential & Commercial | Ducted CEE Tier 1
211245185 | Central HP <5.4 tons | KEEPRITE | HRCU-A-CB (Split System: Heat Pump with Remote Outdoor Unit-Air-Source) | DLCURAH24ABK |  |  | EN(A,D,W)4X36L17** | *92ESN0801716A* | 24200 | 17 | 8.1 | 26200 | 22800 | 87.02% | 1.88 | 0 | 10.5 |  |  |  | No | R-410A | 2.0167 | Residential & Commercial | Ducted CEE Tier 1
211243336 | Central HP <5.4 tons | KEEPRITE | HRCU-A-CB (Split System: Heat Pump with Remote Outdoor Unit-Air-Source) | DLCURAH24ABK |  |  | EA*4X37L21A* | *80VSL0451716A* | 24800 | 16.5 | 8.5 | 25600 | 21000 | 82.03% | 1.76 | 0 | 10.5 |  |  |  | No | R-410A | 2.0667 | Residential & Commercial | Ducted CEE Tier 1
212979211 | Central HP <5.4 tons | KEEPRITE | HRCU-A-CB (Split System: Heat Pump with Remote Outdoor Unit-Air-Source) | DLCURAH24ABK |  |  | EN(A,D)4X24L17** | *80MS(N,L)0701716A* | 23200 | 16.5 | 8.5 | 26800 | 25400 | 94.78% | 2.14 | 0 | 10 |  |  |  | No | R-410A | 1.9333 | Residential & Commercial | Ducted CEE Tier 1
214242831 | Central HP <5.4 tons | DAY & NIGHT | HRCU-A-CB (Split System: Heat Pump with Remote Outdoor Unit-Air-Source) | CVH825GKA2* |  |  | EN(A,D)4X36L21**+WALLCON | *96CTN0601714B* | 23400 | 16 | 8.1 | 21600 | 16800 | 77.78% | 1.9 | 0 | 10.5 |  |  |  | No | R-410A | 1.95 | Residential & Commercial | Ducted CEE Tier 1
215865095 | Central HP <5.4 tons | TRANE | HRCU-A-CB (Split System: Heat Pump with Remote Outdoor Unit-Air-Source) | 5TWV8X48A1 |  |  | 5PX*D010AS3+P0V0D000M50SD+LRP |  | 46500 | 18.1 | 8.5 | 45000 | 34200 | 76% | 2.2 | 0 | 11 |  |  |  | No | R-454B | 3.875 | Residential & Commercial | Ducted CEE Tier 1
215864655 | Central HP <5.4 tons | TRANE | HRCU-A-CB (Split System: Heat Pump with Remote Outdoor Unit-Air-Source) | 5TWV8X48A1 |  |  | 5PX*C007AS3 | S8V2C100M5PDB | 45000 | 18.1 | 8.5 | 46000 | 35400 | 76.96% | 2.1 | 0 | 10 |  |  |  | No | R-454B | 3.75 | Residential & Commercial | Ducted CEE Tier 1
214397535 | Central HP <5.4 tons | FRASER-JOHNSTON | HRCU-A-CB (Split System: Heat Pump with Remote Outdoor Unit-Air-Source) | HH824E2S11 |  |  | CTF36B5ADS1 | TM8E080B12MP11 | 23000 | 18 | 9.5 | 23000 | 18700 | 81.3% | 2 | 0 | 12 |  |  |  | No | R-454B | 1.9167 | Residential & Commercial | Ducted CEE Tier 1
214397550 | Central HP <5.4 tons | FRASER-JOHNSTON | HRCU-A-CB (Split System: Heat Pump with Remote Outdoor Unit-Air-Source) | HH824E2S11 |  |  | CTM30B5ACS1 | TM8Y080B12MP11 | 23000 | 17 | 9.5 | 23000 | 18700 | 81.3% | 2 | 0 | 12 |  |  |  | No | R-454B | 1.9167 | Residential & Commercial | Ducted CEE Tier 1
215487410 | Central HP <5.4 tons | DAIKIN | HRCU-A-CB (Split System: Heat Pump with Remote Outdoor Unit-Air-Source) | DH7VSA3610A* |  |  | CHPEA4830*3A* | D*96VC0804CNA* | 35000 | 18.5 | 8.1 | 35000 | 28400 | 81.14% | 2 | 0 | 10.5 |  |  |  | No | R-32 | 2.9167 | Residential & Commercial | Ducted CEE Tier 1
210473347 | Central HP <5.4 tons | CARRIER | HRCU-A-CB (Split System: Heat Pump with Remote Outdoor Unit-Air-Source) | 25VNA825A*032* |  |  | CAP**4821AL*+UI | 59TN6B060C17**14 | 24000 | 16.5 | 8.1 | 21000 | 16600 | 79.05% | 2 | 0 | 11 |  |  |  | No | R-410A | 2 | Residential & Commercial | Ducted CEE Tier 1
210473160 | Central HP <5.4 tons | CARRIER | HRCU-A-CB (Split System: Heat Pump with Remote Outdoor Unit-Air-Source) | 25VNA825A*032* |  |  | CAP**4321AL*+UI | 58TN*A070C17**16 | 24400 | 17 | 8.5 | 21200 | 16600 | 78.3% | 2.02 | 0 | 11 |  |  |  | No | R-410A | 2.0333 | Residential & Commercial | Ducted CEE Tier 1
210473215 | Central HP <5.4 tons | CARRIER | HRCU-A-CB (Split System: Heat Pump with Remote Outdoor Unit-Air-Source) | 25VNA825A*032* |  |  | CAP**4321AL*+UI | 59MN7B100C21**22 | 24400 | 16.5 | 8.5 | 21200 | 16600 | 78.3% | 2.04 | 0 | 11 |  |  |  | No | R-410A | 2.0333 | Residential & Commercial | Ducted CEE Tier 1
210473937 | Central HP <5.4 tons | CARRIER | HRCU-A-CB (Split System: Heat Pump with Remote Outdoor Unit-Air-Source) | 25VNA825A*032* |  |  | CNPV*4821AL*+UI | 58CU*A100C21**20 | 24000 | 16.5 | 8.1 | 21400 | 16600 | 77.57% | 2 | 0 | 11 |  |  |  | No | R-410A | 2 | Residential & Commercial | Ducted CEE Tier 1
210474146 | Central HP <5.4 tons | CARRIER | HRCU-A-CB (Split System: Heat Pump with Remote Outdoor Unit-Air-Source) | 25VNA825A*032* |  |  | CNPV*4824AL*+UI | 59MN7B060C21**20 | 24000 | 16.5 | 8.1 | 21400 | 16700 | 78.04% | 2 | 0 | 11 |  |  |  | No | R-410A | 2 | Residential & Commercial | Ducted CEE Tier 1
210474228 | Central HP <5.4 tons | CARRIER | HRCU-A-CB (Split System: Heat Pump with Remote Outdoor Unit-Air-Source) | 25VNA825A*032* |  |  | CSPH*4212AL*+UI | 59CU5A080C21**20 | 24200 | 16 | 8.1 | 21400 | 16600 | 77.57% | 2 | 0 | 11 |  |  |  | No | R-410A | 2.0167 | Residential & Commercial | Ducted CEE Tier 1
210474371 | Central HP <5.4 tons | CARRIER | HRCU-A-CB (Split System: Heat Pump with Remote Outdoor Unit-Air-Source) | 25VNA825A*032* |  |  | CSPH*4212AL*+UI | 59MN7B100C21**22 | 24200 | 16 | 8.1 | 21400 | 16600 | 77.57% | 2 | 0 | 10.5 |  |  |  | No | R-410A | 2.0167 | Residential & Commercial | Ducted CEE Tier 1
214606527 | Central HP <5.4 tons | FRASER-JOHNSTON | HRCU-A-C (Split System: Heat Pump with Remote Outdoor Unit with No Indoor Fan --Air Source) | HH860E2S11 |  |  | CTM60D5CJS1 |  | 52000 | 15.2 | 8.5 | 55000 | 40000 | 72.73% | 2 | 0 | 10 |  |  |  | No | R-454B | 4.3333 | Residential & Commercial | Ducted CEE Tier 1
213772994 | Central HP <5.4 tons | TEMPSTAR | HRCU-A-CB (Split System: Heat Pump with Remote Outdoor Unit-Air-Source) | TVH825GKA3* |  |  | EA*4X36L17A*+WALLCON | *97CMN0601714B* | 23400 | 16 | 8.1 | 21600 | 16700 | 77.31% | 1.92 | 0 | 10.5 |  |  |  | No | R-410A | 1.95 | Residential & Commercial | Ducted CEE Tier 1
213773194 | Central HP <5.4 tons | TEMPSTAR | HRCU-A-CB (Split System: Heat Pump with Remote Outdoor Unit-Air-Source) | TVH825GKA3* |  |  | EA*4X37L17A*+WALLCON | *80CTL0901716B* | 24200 | 16.5 | 8.1 | 21400 | 16700 | 78.04% | 1.98 | 0 | 10.5 |  |  |  | No | R-410A | 2.0167 | Residential & Commercial | Ducted CEE Tier 1
213773594 | Central HP <5.4 tons | TEMPSTAR | HRCU-A-CB (Split System: Heat Pump with Remote Outdoor Unit-Air-Source) | TVH825GKA3* |  |  | EA*4X43L21A*+WALLCON | *80CTL0901716B* | 24200 | 17 | 8.1 | 21000 | 16600 | 79.05% | 2.02 | 0 | 11 |  |  |  | No | R-410A | 2.0167 | Residential & Commercial | Ducted CEE Tier 1
214606526 | Central HP <5.4 tons | FRASER-JOHNSTON | HRCU-A-C (Split System: Heat Pump with Remote Outdoor Unit with No Indoor Fan --Air Source) | HH860E2S11 |  |  | CTF60D5CJS1 |  | 52000 | 15.2 | 8.5 | 55000 | 40000 | 72.73% | 2 | 0 | 10 |  |  |  | No | R-454B | 4.3333 | Residential & Commercial | Ducted CEE Tier 1
214396319 | Central HP <5.4 tons | FRASER-JOHNSTON | HRCU-A-CB (Split System: Heat Pump with Remote Outdoor Unit-Air-Source) | HH860E2S11 |  |  | CTM60C5CHS1+JME16C2SN1 |  | 54000 | 19 | 9 | 53500 | 38500 | 71.96% | 2 | 0 | 12 |  |  |  | No | R-454B | 4.5 | Residential & Commercial | Ducted CEE Tier 1
214609060 | Central HP <5.4 tons | FRASER-JOHNSTON | HRCU-A-CB (Split System: Heat Pump with Remote Outdoor Unit-Air-Source) | HH860E2S11 |  |  | CTF60C5CGS1 | Z9ES080C16SMPS1 | 44500 | 18 | 9 | 46000 | 33800 | 73.48% | 2 | 0 | 11.7 |  |  |  | No | R-454B | 3.7083 | Residential & Commercial | Ducted CEE Tier 1
215676815 | Central HP <5.4 tons | HEIL | HRCU-A-CB (Split System: Heat Pump with Remote Outdoor Unit-Air-Source) | H5H0V48*K*AAA* |  |  | EVD5X61M21A*+WALLCON | *97CMN1002122B* | 48500 | 19.5 | 9.5 | 50000 | 36800 | 73.6% | 2.12 | 0 | 10.5 |  |  |  | No | R-454B | 4.0417 | Residential & Commercial | Ducted CEE Tier 1
215937965 | Central HP <5.4 tons | BRYANT HEATING AND COOLING SYSTEMS | HRCU-A-CB (Split System: Heat Pump with Remote Outdoor Unit-Air-Source) | 293VAN048**AA* |  |  | CVAVA4824XMA*+UI | 987MC66120C24*** | 44500 | 20 | 8.1 | 52000 | 38000 | 73.08% | 1.9 | 0 | 11 |  |  |  | No | R-454B | 3.7083 | Residential & Commercial | Ducted CEE Tier 1
210474503 | Central HP <5.4 tons | CARRIER | HRCU-A-CB (Split System: Heat Pump with Remote Outdoor Unit-Air-Source) | 25VNA825A*032* |  |  | CSPH*4812AL*+UI | 58TN*A045C17**12 | 24200 | 16 | 8.1 | 21400 | 16700 | 78.04% | 2 | 0 | 10.5 |  |  |  | No | R-410A | 2.0167 | Residential & Commercial | Ducted CEE Tier 1
210474514 | Central HP <5.4 tons | CARRIER | HRCU-A-CB (Split System: Heat Pump with Remote Outdoor Unit-Air-Source) | 25VNA825A*032* |  |  | CSPH*4812AL*+UI | 58TN*A070C17**16 | 24200 | 16.5 | 8.1 | 21200 | 16600 | 78.3% | 2.02 | 0 | 10.5 |  |  |  | No | R-410A | 2.0167 | Residential & Commercial | Ducted CEE Tier 1
210472808 | Central HP <5.4 tons | CARRIER | HRCU-A-CB (Split System: Heat Pump with Remote Outdoor Unit-Air-Source) | 25VNA825A*032* |  |  | CAP**4221AL*+UI | 59CU5A060C17**16 | 23600 | 16.5 | 8.1 | 21400 | 16700 | 78.04% | 1.94 | 0 | 10.5 |  |  |  | No | R-410A | 1.9667 | Residential & Commercial | Ducted CEE Tier 1
210472874 | Central HP <5.4 tons | CARRIER | HRCU-A-CB (Split System: Heat Pump with Remote Outdoor Unit-Air-Source) | 25VNA825A*032* |  |  | CAP**4221AL*+UI | 58TN*A045C17**12 | 23600 | 16.5 | 8.1 | 21600 | 16800 | 77.78% | 1.94 | 0 | 10.5 |  |  |  | No | R-410A | 1.9667 | Residential & Commercial | Ducted CEE Tier 1
210473358 | Central HP <5.4 tons | CARRIER | HRCU-A-CB (Split System: Heat Pump with Remote Outdoor Unit-Air-Source) | 25VNA825A*032* |  |  | CAP**4821AL*+UI | 59TN6B080C17**14 | 24000 | 16.5 | 8.1 | 21000 | 16600 | 79.05% | 2 | 0 | 11 |  |  |  | No | R-410A | 2 | Residential & Commercial | Ducted CEE Tier 1
215935705 | Central HP <5.4 tons | BRYANT HEATING AND COOLING SYSTEMS | HRCU-A-CB (Split System: Heat Pump with Remote Outdoor Unit-Air-Source) | 293VAN036**AA* |  |  | CVAVA3621XMA*+UI | 987MC42060C17*** | 34000 | 20 | 8.1 | 38000 | 27000 | 71.05% | 2 | 0 | 11 |  |  |  | No | R-454B | 2.8333 | Residential & Commercial | Ducted CEE Tier 1
215935735 | Central HP <5.4 tons | BRYANT HEATING AND COOLING SYSTEMS | HRCU-A-CB (Split System: Heat Pump with Remote Outdoor Unit-Air-Source) | 293VAN036**AA* |  |  | CVAVA3621XMA*+UI | 987MC60080C21*** | 34400 | 20.5 | 8.5 | 38500 | 28200 | 73.25% | 2.04 | 0 | 11.7 |  |  |  | No | R-454B | 2.8667 | Residential & Commercial | Ducted CEE Tier 1
215936055 | Central HP <5.4 tons | BRYANT HEATING AND COOLING SYSTEMS | HRCU-A-CB (Split System: Heat Pump with Remote Outdoor Unit-Air-Source) | 293VAN036**AA* |  |  | CVAVA4221XMA*+UI | 935CB66100C21*** | 34600 | 21 | 8.5 | 38500 | 28000 | 72.73% | 2.04 | 0 | 12 |  |  |  | No | R-454B | 2.8833 | Residential & Commercial | Ducted CEE Tier 1
211244816 | Central HP <5.4 tons | KEEPRITE | HRCU-A-CB (Split System: Heat Pump with Remote Outdoor Unit-Air-Source) | DLCURAH24ABK |  |  | EN(A,D)4X30L17** | *80ESU0601716A | 24800 | 16.5 | 8.5 | 26600 | 22200 | 83.46% | 1.84 | 0 | 10.5 |  |  |  | No | R-410A | 2.0667 | Residential & Commercial | Ducted CEE Tier 1
211244880 | Central HP <5.4 tons | KEEPRITE | HRCU-A-CB (Split System: Heat Pump with Remote Outdoor Unit-Air-Source) | DLCURAH24ABK |  |  | EN(A,D,W)4X36L17** | *96VSN0401410A* | 23400 | 16 | 8.1 | 25800 | 24000 | 93.02% | 2 | 0 | 10 |  |  |  | No | R-410A | 1.95 | Residential & Commercial | Ducted CEE Tier 1
211244691 | Central HP <5.4 tons | KEEPRITE | HRCU-A-CB (Split System: Heat Pump with Remote Outdoor Unit-Air-Source) | DLCURAH24ABK |  |  | EN(A,D)4X30L17** | *80ES(N,L)0451712A* | 24000 | 16.5 | 8.1 | 26200 | 23000 | 87.79% | 1.9 | 0 | 10.5 |  |  |  | No | R-410A | 2 | Residential & Commercial | Ducted CEE Tier 1
211244771 | Central HP <5.4 tons | KEEPRITE | HRCU-A-CB (Split System: Heat Pump with Remote Outdoor Unit-Air-Source) | DLCURAH24ABK |  |  | EN(A,D)4X30L17** | *95ESN0801716A* | 24600 | 15.5 | 8.1 | 26800 | 22200 | 82.84% | 1.82 | 0 | 10 |  |  |  | No | R-410A | 2.05 | Residential & Commercial | Ducted CEE Tier 1
215936155 | Central HP <5.4 tons | BRYANT HEATING AND COOLING SYSTEMS | HRCU-A-CB (Split System: Heat Pump with Remote Outdoor Unit-Air-Source) | 293VAN036**AA* |  |  | CVAVA4224XMA*+UI | 88*TB60070C21*** | 35400 | 21.5 | 8.5 | 38000 | 28600 | 75.26% | 2.04 | 0 | 12 |  |  |  | No | R-454B | 2.95 | Residential & Commercial | Ducted CEE Tier 1
215936205 | Central HP <5.4 tons | BRYANT HEATING AND COOLING SYSTEMS | HRCU-A-CB (Split System: Heat Pump with Remote Outdoor Unit-Air-Source) | 293VAN036**AA* |  |  | CVAVA4224XMA*+UI | 935CB66100C21*** | 35600 | 22 | 8.5 | 38000 | 28400 | 74.74% | 2.06 | 0 | 12.5 |  |  |  | No | R-454B | 2.9667 | Residential & Commercial | Ducted CEE Tier 1
215936775 | Central HP <5.4 tons | BRYANT HEATING AND COOLING SYSTEMS | HRCU-A-CB (Split System: Heat Pump with Remote Outdoor Unit-Air-Source) | 293VAN036**AA* |  |  | CVAVA6024XMA*+UI | 88*TB66135C24*** | 35600 | 22 | 8.5 | 38000 | 28400 | 74.74% | 2.04 | 0 | 12.5 |  |  |  | No | R-454B | 2.9667 | Residential & Commercial | Ducted CEE Tier 1
215935785 | Central HP <5.4 tons | BRYANT HEATING AND COOLING SYSTEMS | HRCU-A-CB (Split System: Heat Pump with Remote Outdoor Unit-Air-Source) | 293VAN036**AA* |  |  | CVAVA3721XMA*+UI | 987MC42060C17*** | 34400 | 20.5 | 8.5 | 38000 | 27600 | 72.63% | 2.08 | 0 | 11 |  |  |  | No | R-454B | 2.8667 | Residential & Commercial | Ducted CEE Tier 1
215935805 | Central HP <5.4 tons | BRYANT HEATING AND COOLING SYSTEMS | HRCU-A-CB (Split System: Heat Pump with Remote Outdoor Unit-Air-Source) | 293VAN036**AA* |  |  | CVAVA3817XMA*+UI | 83*CA36040C17*** | 35400 | 22 | 8.5 | 38500 | 28800 | 74.81% | 2.04 | 0 | 12 |  |  |  | No | R-454B | 2.95 | Residential & Commercial | Ducted CEE Tier 1
215935905 | Central HP <5.4 tons | BRYANT HEATING AND COOLING SYSTEMS | HRCU-A-CB (Split System: Heat Pump with Remote Outdoor Unit-Air-Source) | 293VAN036**AA* |  |  | CVAVA3817XMA*+UI | 986TD42080C17*** | 35400 | 21.5 | 8.5 | 38500 | 29000 | 75.32% | 2.02 | 0 | 12 |  |  |  | No | R-454B | 2.95 | Residential & Commercial | Ducted CEE Tier 1
215936255 | Central HP <5.4 tons | BRYANT HEATING AND COOLING SYSTEMS | HRCU-A-CB (Split System: Heat Pump with Remote Outdoor Unit-Air-Source) | 293VAN036**AA* |  |  | CVAVA4224XMA*+UI | 986TD66100C21*** | 35600 | 22 | 8.5 | 38000 | 28400 | 74.74% | 2.04 | 0 | 12.5 |  |  |  | No | R-454B | 2.9667 | Residential & Commercial | Ducted CEE Tier 1
215934720 | Central HP <5.4 tons | DAY & NIGHT | HRCU-A-CB (Split System: Heat Pump with Remote Outdoor Unit-Air-Source) | C5H3V36*K*AAA* |  |  | EVM5X36M17A*+WALLCON | *97CMN0601714B* | 34000 | 20 | 8.1 | 38000 | 27200 | 71.58% | 2 | 0 | 11 |  |  |  | No | R-454B | 2.8333 | Residential & Commercial | Ducted CEE Tier 1
210470396 | Central HP <5.4 tons | CARRIER | HRCU-A-CB (Split System: Heat Pump with Remote Outdoor Unit-Air-Source) | 25VNA837A*031* |  |  | CAP**6121AL*+UI | 58CU*A040C17**12 | 33200 | 17.5 | 8.1 | 32000 | 24800 | 77.5% | 1.98 | 0 | 11.5 |  |  |  | No | R-410A | 2.7667 | Residential & Commercial | Ducted CEE Tier 1
210470495 | Central HP <5.4 tons | CARRIER | HRCU-A-CB (Split System: Heat Pump with Remote Outdoor Unit-Air-Source) | 25VNA837A*031* |  |  | CAP**6121AL*+UI | 58TN*A090C17**16 | 33200 | 18 | 8.5 | 32000 | 24800 | 77.5% | 2 | 0 | 12 |  |  |  | No | R-410A | 2.7667 | Residential & Commercial | Ducted CEE Tier 1
210470798 | Central HP <5.4 tons | CARRIER | HRCU-A-CB (Split System: Heat Pump with Remote Outdoor Unit-Air-Source) | 25VNA837A*031* |  |  | CNPV*4821AL*+UI | 58CU*A040C17**12 | 32400 | 17.5 | 8.1 | 33000 | 24800 | 75.15% | 1.94 | 0 | 11.7 |  |  |  | No | R-410A | 2.7 | Residential & Commercial | Ducted CEE Tier 1
210470429 | Central HP <5.4 tons | CARRIER | HRCU-A-CB (Split System: Heat Pump with Remote Outdoor Unit-Air-Source) | 25VNA837A*031* |  |  | CAP**6121AL*+UI | 58TN*A070C17**16 | 33200 | 17.5 | 8.5 | 32200 | 25000 | 77.64% | 1.98 | 0 | 11.7 |  |  |  | No | R-410A | 2.7667 | Residential & Commercial | Ducted CEE Tier 1
212970683 | Central HP <5.4 tons | KEEPRITE | HRCU-A-CB (Split System: Heat Pump with Remote Outdoor Unit-Air-Source) | DLCURAH36ABK |  |  | EA*4X43L21A* | *80VSL0902120B* | 36800 | 16 | 8.5 | 39000 | 35000 | 89.74% | 2.08 | 0 | 10 |  |  |  | No | R-410A | 3.0667 | Residential & Commercial | Ducted CEE Tier 1
211243645 | Central HP <5.4 tons | COMFORTMAKER | HRCU-A-CB (Split System: Heat Pump with Remote Outdoor Unit-Air-Source) | DLCURAH24ABK |  |  | EA*4X37L21A* | *80ESU0802120A | 25000 | 17.5 | 8.5 | 25600 | 20800 | 81.25% | 1.76 | 0 | 10.5 |  |  |  | No | R-410A | 2.0833 | Residential & Commercial | Ducted CEE Tier 1
211244061 | Central HP <5.4 tons | COMFORTMAKER | HRCU-A-CB (Split System: Heat Pump with Remote Outdoor Unit-Air-Source) | DLCURAH24ABK |  |  | EN(A,D)4X24L17** | *96VTN0401410A* | 23400 | 15.5 | 8.5 | 26600 | 24000 | 90.23% | 1.96 | 0 | 10 |  |  |  | No | R-410A | 1.95 | Residential & Commercial | Ducted CEE Tier 1
211245174 | Central HP <5.4 tons | KEEPRITE | HRCU-A-CB (Split System: Heat Pump with Remote Outdoor Unit-Air-Source) | DLCURAH24ABK |  |  | EN(A,D,W)4X36L17** | *92ESN0601714A* | 24400 | 16.5 | 8.1 | 26400 | 22800 | 86.36% | 1.88 | 0 | 10.5 |  |  |  | No | R-410A | 2.0333 | Residential & Commercial | Ducted CEE Tier 1
211245240 | Central HP <5.4 tons | KEEPRITE | HRCU-A-CB (Split System: Heat Pump with Remote Outdoor Unit-Air-Source) | DLCURAH24ABK |  |  | EN(A,D,W)4X36L17** | *80ES(N,L)0701412A* | 24200 | 16.5 | 8.1 | 26400 | 22800 | 86.36% | 1.88 | 0 | 10.5 |  |  |  | No | R-410A | 2.0167 | Residential & Commercial | Ducted CEE Tier 1
211244997 | Central HP <5.4 tons | KEEPRITE | HRCU-A-CB (Split System: Heat Pump with Remote Outdoor Unit-Air-Source) | DLCURAH24ABK |  |  | EN(A,D,W)4X36L17** | *80VTL0451412A* | 24200 | 16.5 | 8.1 | 26200 | 22800 | 87.02% | 1.88 | 0 | 10.5 |  |  |  | No | R-410A | 2.0167 | Residential & Commercial | Ducted CEE Tier 1
210473127 | Central HP <5.4 tons | CARRIER | HRCU-A-CB (Split System: Heat Pump with Remote Outdoor Unit-Air-Source) | 25VNA825A*032* |  |  | CAP**4321AL*+UI | 58CU*A060C17**16 | 24400 | 17 | 8.1 | 21200 | 16600 | 78.3% | 2.02 | 0 | 11 |  |  |  | No | R-410A | 2.0333 | Residential & Commercial | Ducted CEE Tier 1
210473259 | Central HP <5.4 tons | CARRIER | HRCU-A-CB (Split System: Heat Pump with Remote Outdoor Unit-Air-Source) | 25VNA825A*032* |  |  | CAP**4821AL*+UI | 59CU5A060C17**16 | 24000 | 16.5 | 8.1 | 21000 | 16600 | 79.05% | 2 | 0 | 10.5 |  |  |  | No | R-410A | 2 | Residential & Commercial | Ducted CEE Tier 1
210473325 | Central HP <5.4 tons | CARRIER | HRCU-A-CB (Split System: Heat Pump with Remote Outdoor Unit-Air-Source) | 25VNA825A*032* |  |  | CAP**4821AL*+UI | 58TN*A045C17**12 | 24000 | 16.5 | 8.1 | 21000 | 16700 | 79.52% | 2 | 0 | 11 |  |  |  | No | R-410A | 2 | Residential & Commercial | Ducted CEE Tier 1
210470649 | Central HP <5.4 tons | CARRIER | HRCU-A-CB (Split System: Heat Pump with Remote Outdoor Unit-Air-Source) | 25VNA837A*031* |  |  | CAP**6124AL*+UI | 59MN7B060C21**20 | 33000 | 17.5 | 8.5 | 32400 | 25200 | 77.78% | 1.98 | 0 | 11.7 |  |  |  | No | R-410A | 2.75 | Residential & Commercial | Ducted CEE Tier 1
210470832 | Central HP <5.4 tons | CARRIER | HRCU-A-CB (Split System: Heat Pump with Remote Outdoor Unit-Air-Source) | 25VNA837A*031* |  |  | CNPV*4824AL*+UI | 59CU5A080C21**20 | 32400 | 17.5 | 8.1 | 32800 | 24800 | 75.61% | 1.96 | 0 | 11.7 |  |  |  | No | R-410A | 2.7 | Residential & Commercial | Ducted CEE Tier 1
210471298 | Central HP <5.4 tons | CARRIER | HRCU-A-CB (Split System: Heat Pump with Remote Outdoor Unit-Air-Source) | 25VNA837A*031* |  |  | CSPH*6012AL*+UI | 58TN*A090C17**16 | 33000 | 17.5 | 8.1 | 32200 | 24800 | 77.02% | 2.02 | 0 | 11.5 |  |  |  | No | R-410A | 2.75 | Residential & Commercial | Ducted CEE Tier 1
210470854 | Central HP <5.4 tons | CARRIER | HRCU-A-CB (Split System: Heat Pump with Remote Outdoor Unit-Air-Source) | 25VNA837A*031* |  |  | CNPV*4824AL*+UI | 58CU*A100C21**20 | 32400 | 17 | 8.1 | 33000 | 24800 | 75.15% | 1.94 | 0 | 11.5 |  |  |  | No | R-410A | 2.7 | Residential & Commercial | Ducted CEE Tier 1
210470886 | Central HP <5.4 tons | CARRIER | HRCU-A-CB (Split System: Heat Pump with Remote Outdoor Unit-Air-Source) | 25VNA837A*031* |  |  | CNPV*6024AL*+UI | 59CU5A100C21**22 | 32800 | 18 | 8.1 | 32200 | 24600 | 76.4% | 1.98 | 0 | 12 |  |  |  | No | R-410A | 2.7333 | Residential & Commercial | Ducted CEE Tier 1
210470952 | Central HP <5.4 tons | CARRIER | HRCU-A-CB (Split System: Heat Pump with Remote Outdoor Unit-Air-Source) | 25VNA837A*031* |  |  | CNPV*6024AL*+UI | 59MN7B100C21**22 | 32800 | 18 | 8.1 | 32200 | 24600 | 76.4% | 1.98 | 0 | 12 |  |  |  | No | R-410A | 2.7333 | Residential & Commercial | Ducted CEE Tier 1
210471018 | Central HP <5.4 tons | CARRIER | HRCU-A-CB (Split System: Heat Pump with Remote Outdoor Unit-Air-Source) | 25VNA837A*031* |  |  | CSPH*3612AL*+UI | 59CU5A080C21**20 | 32200 | 16.5 | 8.1 | 33200 | 24600 | 74.1% | 1.94 | 0 | 11 |  |  |  | No | R-410A | 2.6833 | Residential & Commercial | Ducted CEE Tier 1
214397748 | Central HP <5.4 tons | FRASER-JOHNSTON | HRCU-A-CB (Split System: Heat Pump with Remote Outdoor Unit-Air-Source) | HH836E2S11 |  |  | CTF36C5CDS1 | TM8V080C16MP12 | 34000 | 18 | 8.5 | 31600 | 26000 | 82.28% | 2 | 0 | 11 |  |  |  | No | R-454B | 2.8333 | Residential & Commercial | Ducted CEE Tier 1
210473970 | Central HP <5.4 tons | CARRIER | HRCU-A-CB (Split System: Heat Pump with Remote Outdoor Unit-Air-Source) | 25VNA825A*032* |  |  | CNPV*4821AL*+UI | 59TN6B060C17**14 | 24000 | 16.5 | 8.1 | 21400 | 16700 | 78.04% | 2 | 0 | 11 |  |  |  | No | R-410A | 2 | Residential & Commercial | Ducted CEE Tier 1
210474470 | Central HP <5.4 tons | CARRIER | HRCU-A-CB (Split System: Heat Pump with Remote Outdoor Unit-Air-Source) | 25VNA825A*032* |  |  | CSPH*4812AL*+UI | 58CU*A040C17**12 | 24200 | 16.5 | 8.1 | 21200 | 16600 | 78.3% | 2.02 | 0 | 11 |  |  |  | No | R-410A | 2.0167 | Residential & Commercial | Ducted CEE Tier 1
210474547 | Central HP <5.4 tons | CARRIER | HRCU-A-CB (Split System: Heat Pump with Remote Outdoor Unit-Air-Source) | 25VNA825A*032* |  |  | CSPH*4812AL*+UI | 59TN6B080C17**14 | 24200 | 16 | 8.1 | 21400 | 16700 | 78.04% | 2 | 0 | 10.5 |  |  |  | No | R-410A | 2.0167 | Residential & Commercial | Ducted CEE Tier 1
214241825 | Central HP <5.4 tons | CARRIER | HRCU-A-CB (Split System: Heat Pump with Remote Outdoor Unit-Air-Source) | 25VNA825A*032* |  |  | CNPV*3617AL*+UI | 59MN7C080C17**14 | 23400 | 16.5 | 8.1 | 21600 | 16700 | 77.31% | 1.9 | 0 | 10.5 |  |  |  | No | R-410A | 1.95 | Residential & Commercial | Ducted CEE Tier 1
214242375 | Central HP <5.4 tons | CARRIER | HRCU-A-CB (Split System: Heat Pump with Remote Outdoor Unit-Air-Source) | 25VNA825A*032* |  |  | CNPV*4824AL*+UI | 59TN6C100C21**22 | 24200 | 17 | 8.1 | 21200 | 16500 | 77.83% | 2 | 0 | 11.5 |  |  |  | No | R-410A | 2.0167 | Residential & Commercial | Ducted CEE Tier 1
214584732 | Central HP <5.4 tons | LUXAIRE | HRCU-A-CB (Split System: Heat Pump with Remote Outdoor Unit-Air-Source) | HH824E2S11 |  |  | CTF36B5ADS1 | Z8ET080B12LMPS1 | 23000 | 19 | 9.5 | 23000 | 18600 | 80.87% | 2 | 0 | 12 |  |  |  | No | R-454B | 1.9167 | Residential & Commercial | Ducted CEE Tier 1
215865065 | Central HP <5.4 tons | TRANE | HRCU-A-CB (Split System: Heat Pump with Remote Outdoor Unit-Air-Source) | 5TWV8X48A1 |  |  | 5PX*C007AS3+P0V0C000M50SD+LRP |  | 45500 | 18.1 | 8.5 | 45500 | 35000 | 76.92% | 2.2 | 0 | 10.5 |  |  |  | No | R-454B | 3.7917 | Residential & Commercial | Ducted CEE Tier 1
215936845 | Central HP <5.4 tons | BRYANT HEATING AND COOLING SYSTEMS | HRCU-A-CB (Split System: Heat Pump with Remote Outdoor Unit-Air-Source) | 293VAN036**AA* |  |  | CVAVA6024XMA*+UI | 986TD66100C21*** | 35600 | 22 | 8.5 | 38000 | 28400 | 74.74% | 2.04 | 0 | 12.5 |  |  |  | No | R-454B | 2.9667 | Residential & Commercial | Ducted CEE Tier 1
215936895 | Central HP <5.4 tons | BRYANT HEATING AND COOLING SYSTEMS | HRCU-A-CB (Split System: Heat Pump with Remote Outdoor Unit-Air-Source) | 293VAN036**AA* |  |  | CVAVA6121XMA*+UI | 987MC60060C21*** | 35600 | 21.5 | 8.5 | 38000 | 28600 | 75.26% | 1.98 | 0 | 12 |  |  |  | No | R-454B | 2.9667 | Residential & Commercial | Ducted CEE Tier 1
215487397 | Central HP <5.4 tons | DAIKIN | HRCU-A-CB (Split System: Heat Pump with Remote Outdoor Unit-Air-Source) | DH7VSA3610A* |  |  | CA*EA4830*3A* | D*96VC1005CNA* | 34800 | 18.5 | 8.5 | 35000 | 28400 | 81.14% | 2 | 0 | 10.5 |  |  |  | No | R-32 | 2.9 | Residential & Commercial | Ducted CEE Tier 1
211245207 | Central HP <5.4 tons | KEEPRITE | HRCU-A-CB (Split System: Heat Pump with Remote Outdoor Unit-Air-Source) | DLCURAH24ABK |  |  | EN(A,D,W)4X36L17** | *95ESN0801716A* | 24600 | 15.5 | 8.1 | 26800 | 22200 | 82.84% | 1.82 | 0 | 10 |  |  |  | No | R-410A | 2.05 | Residential & Commercial | Ducted CEE Tier 1
211245218 | Central HP <5.4 tons | KEEPRITE | HRCU-A-CB (Split System: Heat Pump with Remote Outdoor Unit-Air-Source) | DLCURAH24ABK |  |  | EN(A,D,W)4X36L17** | *92ESN0401410A* | 24000 | 15.2 | 8.1 | 26600 | 22800 | 85.71% | 1.86 | 0 | 10 |  |  |  | No | R-410A | 2 | Residential & Commercial | Ducted CEE Tier 1
211241268 | Central HP <5.4 tons | COMFORTMAKER | HRCU-A-CB (Split System: Heat Pump with Remote Outdoor Unit-Air-Source) | DLCURAH24ABK |  |  | EA*4X30L14A* | *80VTL0451412A* | 24000 | 16.5 | 8.5 | 26200 | 23000 | 87.79% | 1.9 | 0 | 10 |  |  |  | No | R-410A | 2 | Residential & Commercial | Ducted CEE Tier 1
213353772 | Central HP <5.4 tons | DAY & NIGHT | HRCU-A-CB (Split System: Heat Pump with Remote Outdoor Unit-Air-Source) | DLCURAH24ABK |  |  | F5MA4*24L*B* |  | 24400 | 17 | 9.5 | 26600 | 22800 | 85.71% | 1.9 | 0 | 10 |  |  |  | No | R-410A | 2.0333 | Residential & Commercial | Ducted CEE Tier 1
211241336 | Central HP <5.4 tons | KEEPRITE | HRCU-A-CB (Split System: Heat Pump with Remote Outdoor Unit-Air-Source) | DLCURAH24ABK |  |  | EA*4X30L14A* | *80ES(N,L)0451412A* | 24400 | 16 | 8.5 | 26600 | 22600 | 84.96% | 1.86 | 0 | 10 |  |  |  | No | R-410A | 2.0333 | Residential & Commercial | Ducted CEE Tier 1
214397471 | Central HP <5.4 tons | FRASER-JOHNSTON | HRCU-A-CB (Split System: Heat Pump with Remote Outdoor Unit-Air-Source) | HH860E2S11 |  |  | CTF60C5CGS1 | TMLE120C20MP11 | 44500 | 17 | 9 | 45000 | 33600 | 74.67% | 2 | 0 | 11.7 |  |  |  | No | R-454B | 3.7083 | Residential & Commercial | Ducted CEE Tier 1
214397589 | Central HP <5.4 tons | FRASER-JOHNSTON | HRCU-A-CB (Split System: Heat Pump with Remote Outdoor Unit-Air-Source) | HH860E2S11 |  |  | CTF60D5CHS1+JMET18DS2N1 |  | 54000 | 19 | 9 | 53500 | 38500 | 71.96% | 2 | 0 | 12 |  |  |  | No | R-454B | 4.5 | Residential & Commercial | Ducted CEE Tier 1
214570377 | Central HP <5.4 tons | TEMPSTAR | HRCU-A-CB (Split System: Heat Pump with Remote Outdoor Unit-Air-Source) | TVH825GKA3* |  |  | EA*4X36L21A*+WALLCON | *80CTL0702120B* | 23600 | 16.5 | 8.1 | 21400 | 16600 | 77.57% | 1.94 | 0 | 10.5 |  |  |  | No | R-410A | 1.9667 | Residential & Commercial | Ducted CEE Tier 1
215864443 | Central HP <5.4 tons | TRANE | HRCU-A-CB (Split System: Heat Pump with Remote Outdoor Unit-Air-Source) | 5TWV8X24A1 |  |  | 5PX*B003AS3 | S9V2B040U3PSC+LRP | 21400 | 18.1 | 8.5 | 24400 | 18900 | 77.46% | 2.1 | 0 | 11.2 |  |  |  | No | R-454B | 1.7833 | Residential & Commercial | Ducted CEE Tier 1
215864459 | Central HP <5.4 tons | TRANE | HRCU-A-CB (Split System: Heat Pump with Remote Outdoor Unit-Air-Source) | 5TWV8X24A1 |  |  | 5TXCB003AS3 | L8V1A060U3VSB+LRP | 21400 | 18.1 | 8.5 | 24600 | 19000 | 77.24% | 2.1 | 0 | 11 |  |  |  | No | R-454B | 1.7833 | Residential & Commercial | Ducted CEE Tier 1
214606568 | Central HP <5.4 tons | FRASER-JOHNSTON | HRCU-A-C (Split System: Heat Pump with Remote Outdoor Unit with No Indoor Fan --Air Source) | HH860E2S11 |  |  | CTF60D5CGS1 |  | 44500 | 15.2 | 8.5 | 46000 | 34200 | 74.35% | 2 | 0 | 11 |  |  |  | No | R-454B | 3.7083 | Residential & Commercial | Ducted CEE Tier 1
213772974 | Central HP <5.4 tons | TEMPSTAR | HRCU-A-CB (Split System: Heat Pump with Remote Outdoor Unit-Air-Source) | TVH825GKA3* |  |  | EA*4X36L17A*+WALLCON | *80CTL0901716B* | 23600 | 16.5 | 8.1 | 21400 | 16700 | 78.04% | 1.92 | 0 | 10.5 |  |  |  | No | R-410A | 1.9667 | Residential & Commercial | Ducted CEE Tier 1
211240951 | Central HP <5.4 tons | KEEPRITE | HRCU-A-CB (Split System: Heat Pump with Remote Outdoor Unit-Air-Source) | DLCURAH24ABK |  |  | EA*4X25L17A* | *80VTL0451412A* | 24800 | 17 | 8.5 | 25600 | 21200 | 82.81% | 1.78 | 0 | 10.5 |  |  |  | No | R-410A | 2.0667 | Residential & Commercial | Ducted CEE Tier 1
211244627 | Central HP <5.4 tons | KEEPRITE | HRCU-A-CB (Split System: Heat Pump with Remote Outdoor Unit-Air-Source) | DLCURAH24ABK |  |  | EN(A,D)4X30L17** | *95ESN0601412A* | 24400 | 15.5 | 8.1 | 26600 | 22600 | 84.96% | 1.86 | 0 | 10 |  |  |  | No | R-410A | 2.0333 | Residential & Commercial | Ducted CEE Tier 1
211245457 | Central HP <5.4 tons | TEMPSTAR | HRCU-A-CB (Split System: Heat Pump with Remote Outdoor Unit-Air-Source) | DLCURAH24ABK |  |  | EN(A,D)4X36L21** | *80VSL0902120A* | 23800 | 16.5 | 8.1 | 26000 | 23200 | 89.23% | 1.92 | 0 | 10.5 |  |  |  | No | R-410A | 1.9833 | Residential & Commercial | Ducted CEE Tier 1
211245902 | Central HP <5.4 tons | TEMPSTAR | HRCU-A-CB (Split System: Heat Pump with Remote Outdoor Unit-Air-Source) | DLCURAH24ABK |  |  | FMA4X30**AL* |  | 25800 | 18 | 9 | 27600 | 21000 | 76.09% | 1.8 | 0 | 10.5 |  |  |  | No | R-410A | 2.15 | Residential & Commercial | Ducted CEE Tier 1
210470275 | Central HP <5.4 tons | CARRIER | HRCU-A-CB (Split System: Heat Pump with Remote Outdoor Unit-Air-Source) | 25VNA837A*031* |  |  | CAP**6024AL*+UI | 58TN*A135C24**22 | 32800 | 18 | 8.5 | 31800 | 24800 | 77.99% | 2 | 0 | 12 |  |  |  | No | R-410A | 2.7333 | Residential & Commercial | Ducted CEE Tier 1
215934740 | Central HP <5.4 tons | DAY & NIGHT | HRCU-A-CB (Split System: Heat Pump with Remote Outdoor Unit-Air-Source) | C5H3V36*K*AAA* |  |  | EVM5X42M21A*+WALLCON | *97CMN0601714B* | 34000 | 20 | 8.1 | 38000 | 27000 | 71.05% | 2 | 0 | 11 |  |  |  | No | R-454B | 2.8333 | Residential & Commercial | Ducted CEE Tier 1
215934770 | Central HP <5.4 tons | DAY & NIGHT | HRCU-A-CB (Split System: Heat Pump with Remote Outdoor Unit-Air-Source) | C5H3V36*K*AAA* |  |  | EVM5X43M21A*+WALLCON | *96CTN0601714B* | 34600 | 20.5 | 8.5 | 38000 | 27600 | 72.63% | 2.06 | 0 | 11.5 |  |  |  | No | R-454B | 2.8833 | Residential & Commercial | Ducted CEE Tier 1
213075995 | Central HP <5.4 tons | BRYANT HEATING AND COOLING SYSTEMS | HRCU-A-CB (Split System: Heat Pump with Remote Outdoor Unit-Air-Source) | 38MURAQ36AB3* |  |  | CNPV*4824AL* | 935SB60100M21*** | 36200 | 16.5 | 8.1 | 38500 | 35000 | 90.91% | 2.02 | 0 | 10.5 |  |  |  | No | R-410A | 3.0167 | Residential & Commercial | Ducted CEE Tier 1
210473039 | Central HP <5.4 tons | CARRIER | HRCU-A-CB (Split System: Heat Pump with Remote Outdoor Unit-Air-Source) | 25VNA825A*032* |  |  | CAP**4224AL*+UI | 59MN7B100C21**22 | 23800 | 16.5 | 8.1 | 21400 | 16600 | 77.57% | 1.96 | 0 | 11 |  |  |  | No | R-410A | 1.9833 | Residential & Commercial | Ducted CEE Tier 1
210473523 | Central HP <5.4 tons | CARRIER | HRCU-A-CB (Split System: Heat Pump with Remote Outdoor Unit-Air-Source) | 25VNA825A*032* |  |  | CAP**4824AL*+UI | 59MN7B060C21**20 | 24000 | 16.5 | 8.1 | 21000 | 16600 | 79.05% | 2 | 0 | 11 |  |  |  | No | R-410A | 2 | Residential & Commercial | Ducted CEE Tier 1
210474124 | Central HP <5.4 tons | CARRIER | HRCU-A-CB (Split System: Heat Pump with Remote Outdoor Unit-Air-Source) | 25VNA825A*032* |  |  | CNPV*4824AL*+UI | 59MN7B120C24**22 | 24200 | 16.5 | 8.1 | 21400 | 16600 | 77.57% | 2 | 0 | 11 |  |  |  | No | R-410A | 2.0167 | Residential & Commercial | Ducted CEE Tier 1
215864909 | Central HP <5.4 tons | TRANE | HRCU-A-CB (Split System: Heat Pump with Remote Outdoor Unit-Air-Source) | 5TWV8X48A1 |  |  | 5PX*DD10AS3 | S9V2C100D5PSC+LRP | 45000 | 18.1 | 8.5 | 45000 | 34600 | 76.89% | 2.1 | 0 | 10 |  |  |  | No | R-454B | 3.75 | Residential & Commercial | Ducted CEE Tier 1
214397530 | Central HP <5.4 tons | FRASER-JOHNSTON | HRCU-A-CB (Split System: Heat Pump with Remote Outdoor Unit-Air-Source) | HH824E2S11 |  |  | CTF30A5ADS1 | TM9V040A10MP12 | 23000 | 17 | 9 | 23000 | 17800 | 77.39% | 2 | 0 | 12 |  |  |  | No | R-454B | 1.9167 | Residential & Commercial | Ducted CEE Tier 1
210472940 | Central HP <5.4 tons | CARRIER | HRCU-A-CB (Split System: Heat Pump with Remote Outdoor Unit-Air-Source) | 25VNA825A*032* |  |  | CAP**4221AL*+UI | 59MN7B100C21**22 | 23800 | 16.5 | 8.1 | 21400 | 16600 | 77.57% | 1.96 | 0 | 11 |  |  |  | No | R-410A | 1.9833 | Residential & Commercial | Ducted CEE Tier 1
214242883 | Central HP <5.4 tons | KENMORE | HRCU-A-CB (Split System: Heat Pump with Remote Outdoor Unit-Air-Source) | (C,H,T)VH825GKA2* |  |  | END4X42L17**+WALLCON | *80CTL0701716B* | 24000 | 16.5 | 8.1 | 21400 | 16700 | 78.04% | 1.98 | 0 | 11 |  |  |  | No | R-410A | 2 | Residential & Commercial | Ducted CEE Tier 1
214243033 | Central HP <5.4 tons | KENMORE | HRCU-A-CB (Split System: Heat Pump with Remote Outdoor Unit-Air-Source) | (C,H,T)VH825GKA2* |  |  | EN(A,D,W)4X42L21**+WALLCON | *97CMN0801714B* | 23600 | 16.5 | 8.1 | 21400 | 16700 | 78.04% | 1.96 | 0 | 11 |  |  |  | No | R-410A | 1.9667 | Residential & Commercial | Ducted CEE Tier 1
214243183 | Central HP <5.4 tons | KENMORE | HRCU-A-CB (Split System: Heat Pump with Remote Outdoor Unit-Air-Source) | (C,H,T)VH825GKA2* |  |  | EN(A,D,W)4X48L21**+WALLCON | *96CTN0801714B* | 24000 | 17 | 8.1 | 21400 | 16600 | 77.57% | 2 | 0 | 11 |  |  |  | No | R-410A | 2 | Residential & Commercial | Ducted CEE Tier 1
214242941 | Central HP <5.4 tons | DAY & NIGHT | HRCU-A-CB (Split System: Heat Pump with Remote Outdoor Unit-Air-Source) | CVH825GKA2* |  |  | END4X42L17**+WALLCON | *96CTN0601714B* | 23800 | 16.5 | 8.1 | 21400 | 16700 | 78.04% | 1.98 | 0 | 11 |  |  |  | No | R-410A | 1.9833 | Residential & Commercial | Ducted CEE Tier 1
214584686 | Central HP <5.4 tons | COLEMAN | HRCU-A-CB (Split System: Heat Pump with Remote Outdoor Unit-Air-Source) | HH824E2S11 |  |  | CTF30A5ADS1 | Z8ES060A12SMPS1 | 23000 | 18 | 9.5 | 23000 | 18000 | 78.26% | 2 | 0 | 12 |  |  |  | No | R-454B | 1.9167 | Residential & Commercial | Ducted CEE Tier 1
214584691 | Central HP <5.4 tons | COLEMAN | HRCU-A-CB (Split System: Heat Pump with Remote Outdoor Unit-Air-Source) | HH824E2S11 |  |  | CTF30B5ACS1 | Z8ES080B12SMPS1 | 23000 | 18 | 9.5 | 23000 | 19100 | 83.04% | 2 | 0 | 12 |  |  |  | No | R-454B | 1.9167 | Residential & Commercial | Ducted CEE Tier 1
210472951 | Central HP <5.4 tons | CARRIER | HRCU-A-CB (Split System: Heat Pump with Remote Outdoor Unit-Air-Source) | 25VNA825A*032* |  |  | CAP**4221AL*+UI | 59TN6B100C21**22 | 23800 | 16.5 | 8.1 | 21400 | 16600 | 77.57% | 1.96 | 0 | 11 |  |  |  | No | R-410A | 1.9833 | Residential & Commercial | Ducted CEE Tier 1
210473226 | Central HP <5.4 tons | CARRIER | HRCU-A-CB (Split System: Heat Pump with Remote Outdoor Unit-Air-Source) | 25VNA825A*032* |  |  | CAP**4321AL*+UI | 59TN6B100C21**22 | 24400 | 16.5 | 8.5 | 21200 | 16600 | 78.3% | 2.04 | 0 | 11 |  |  |  | No | R-410A | 2.0333 | Residential & Commercial | Ducted CEE Tier 1
210473292 | Central HP <5.4 tons | CARRIER | HRCU-A-CB (Split System: Heat Pump with Remote Outdoor Unit-Air-Source) | 25VNA825A*032* |  |  | CAP**4821AL*+UI | 58CU*A040C17**12 | 24200 | 17 | 8.1 | 21000 | 16500 | 78.57% | 2.02 | 0 | 11 |  |  |  | No | R-410A | 2.0167 | Residential & Commercial | Ducted CEE Tier 1
210473369 | Central HP <5.4 tons | CARRIER | HRCU-A-CB (Split System: Heat Pump with Remote Outdoor Unit-Air-Source) | 25VNA825A*032* |  |  | CAP**4821AL*+UI | 59MN7B060C17**14 | 24000 | 16.5 | 8.1 | 21000 | 16700 | 79.52% | 2 | 0 | 11 |  |  |  | No | R-410A | 2 | Residential & Commercial | Ducted CEE Tier 1
212609335 | Central HP <5.4 tons | RHEEM | HRCU-A-CB (Split System: Heat Pump with Remote Outdoor Unit-Air-Source) | RP18AZ24AJVC |  |  | RCFZ2421HEAAM | R802V1005A21UHN | 22800 | 20 | 8.5 | 22800 | 26000 | 114% | 2.1 | 0 | 12.5 |  |  |  | No | R-410A | 1.9 | Residential & Commercial | Ducted CEE Tier 1
214397787 | Central HP <5.4 tons | FRASER-JOHNSTON | HRCU-A-CB (Split System: Heat Pump with Remote Outdoor Unit-Air-Source) | HH836E2S11 |  |  | CTF48C5CFS1 | TP9C080C16MP13 | 33200 | 18 | 9 | 31600 | 25400 | 80.38% | 2 | 0 | 11 |  |  |  | No | R-454B | 2.7667 | Residential & Commercial | Ducted CEE Tier 1
214398139 | Central HP <5.4 tons | FRASER-JOHNSTON | HRCU-A-CB (Split System: Heat Pump with Remote Outdoor Unit-Air-Source) | HH836E2S11 |  |  | CTM36B5CDS1 | TM9Y060B12MP11 | 33000 | 17 | 8.5 | 31200 | 25600 | 82.05% | 2 | 0 | 11 |  |  |  | No | R-454B | 2.75 | Residential & Commercial | Ducted CEE Tier 1
214595071 | Central HP <5.4 tons | FRASER-JOHNSTON | HRCU-A-CB (Split System: Heat Pump with Remote Outdoor Unit-Air-Source) | HH836E2S11 |  |  | CTM48C5CFS1 | Z8ES120C20SMPS1 | 34200 | 19 | 9 | 32000 | 25400 | 79.38% | 2 | 0 | 11 |  |  |  | No | R-454B | 2.85 | Residential & Commercial | Ducted CEE Tier 1
214584586 | Central HP <5.4 tons | COLEMAN | HRCU-A-CB (Split System: Heat Pump with Remote Outdoor Unit-Air-Source) | HH836E2S11 |  |  | CTF36B5CDS1 | Z8ET080B12LMPS1 | 33200 | 19 | 9 | 30400 | 24800 | 81.58% | 2 | 0 | 11.7 |  |  |  | No | R-454B | 2.7667 | Residential & Commercial | Ducted CEE Tier 1
213079719 | Central HP <5.4 tons | CARRIER | HRCU-A-CB (Split System: Heat Pump with Remote Outdoor Unit-Air-Source) | 38MURAQ36AB3* |  |  | CNPV*4824AL* | 59SC2E080M21**20 | 35800 | 16.5 | 8.1 | 38500 | 34800 | 90.39% | 2 | 0 | 10 |  |  |  | No | R-410A | 2.9833 | Residential & Commercial | Ducted CEE Tier 1
213079753 | Central HP <5.4 tons | CARRIER | HRCU-A-CB (Split System: Heat Pump with Remote Outdoor Unit-Air-Source) | 38MURAQ36AB3* |  |  | CAP**4221AL* | 59SC2E100M21**20 | 35200 | 16.5 | 8.1 | 38500 | 35000 | 90.91% | 1.88 | 0 | 10 |  |  |  | No | R-410A | 2.9333 | Residential & Commercial | Ducted CEE Tier 1
212970426 | Central HP <5.4 tons | CARRIER | HRCU-A-CB (Split System: Heat Pump with Remote Outdoor Unit-Air-Source) | 38MURAQ36AB3* |  |  | CAP**4821AL* | 58SP*B070V17**16 | 36000 | 16 | 8.5 | 38500 | 34800 | 90.39% | 2.02 | 0 | 10 |  |  |  | No | R-410A | 3 | Residential & Commercial | Ducted CEE Tier 1
213815090 | Central HP <5.4 tons | DAIKIN | HRCU-A-CB (Split System: Heat Pump with Remote Outdoor Unit-Air-Source) | DZ6VSA1810A* |  |  | CA*EA2422*4A*+MBVK12BP1X00A* |  | 16600 | 17.5 | 8.5 | 17400 | 13000 | 74.71% | 2.1 | 0 | 10.9 |  |  |  | No | R-410A | 1.3833 | Residential & Commercial | Ducted CEE Tier 1
215932746 | Central HP <5.4 tons | HEIL | HRCU-A-CB (Split System: Heat Pump with Remote Outdoor Unit-Air-Source) | H5H3V36*K*AAA* |  |  | EA*5X61M21A*+WALLCON | *95CSU0601716B* | 34200 | 20 | 9 | 34800 | 26600 | 76.44% | 1.92 | 0 | 11.5 |  |  |  | No | R-454B | 2.85 | Residential & Commercial | Ducted CEE Tier 1
214731820 | Central HP <5.4 tons | TCL | HRCU-A-CB (Split System: Heat Pump with Remote Outdoor Unit-Air-Source) | TCU-36D7HEWA/DV2O |  |  | TCE-2430D6HWA/DVOE(02) | FG7SA-072C-T24B* | 22800 | 17 | 8.4 | 24000 | 19200 | 80% | 2.1 | 0 | 12.5 |  |  |  | No | R-410A | 1.9 | Residential & Commercial | Ducted CEE Tier 1
210473702 | Central HP <5.4 tons | DAY & NIGHT | HRCU-A-CB (Split System: Heat Pump with Remote Outdoor Unit-Air-Source) | CVH825GKA3* |  |  | END4X42L17**+WALLCON | *80CTL0901716A* | 24000 | 17 | 8.1 | 21400 | 16600 | 77.57% | 2 | 0 | 11.5 |  |  |  | No | R-410A | 2 | Residential & Commercial | Ducted CEE Tier 1
214571195 | Central HP <5.4 tons | KEEPRITE | HRCU-A-CB (Split System: Heat Pump with Remote Outdoor Unit-Air-Source) | CVH825GKA3* |  |  | EN(A,D,W)4X42L21**+WALLCON | *97CMN0802120B* | 23800 | 16.5 | 8.1 | 21400 | 16700 | 78.04% | 1.96 | 0 | 11 |  |  |  | No | R-410A | 1.9833 | Residential & Commercial | Ducted CEE Tier 1
214571245 | Central HP <5.4 tons | KEEPRITE | HRCU-A-CB (Split System: Heat Pump with Remote Outdoor Unit-Air-Source) | CVH825GKA3* |  |  | EN(A,D,W)4X48L21**+WALLCON | *97CMN0602120B* | 24000 | 16.5 | 8.1 | 21400 | 16700 | 78.04% | 2 | 0 | 11 |  |  |  | No | R-410A | 2 | Residential & Commercial | Ducted CEE Tier 1
214491647 | Central HP <5.4 tons | DAIKIN | HRCU-A-CB (Split System: Heat Pump with Remote Outdoor Unit-Air-Source) | DZ6VSA1810A* |  |  | CA*EA2422*4B* | D*80VC0603B*A* | 16600 | 17.5 | 8.5 | 17400 | 13000 | 74.71% | 2.1 | 0 | 10.9 |  |  |  | No | R-410A | 1.3833 | Residential & Commercial | Ducted CEE Tier 1
214242261 | Central HP <5.4 tons | DAY & NIGHT | HRCU-A-CB (Split System: Heat Pump with Remote Outdoor Unit-Air-Source) | CVH825GKA3* |  |  | EN(A,D,W)4X48L21**+WALLCON | *95CSU0601716B* | 24000 | 16.5 | 8.1 | 21400 | 16600 | 77.57% | 2 | 0 | 11 |  |  |  | No | R-410A | 2 | Residential & Commercial | Ducted CEE Tier 1
214571175 | Central HP <5.4 tons | KEEPRITE | HRCU-A-CB (Split System: Heat Pump with Remote Outdoor Unit-Air-Source) | CVH825GKA3* |  |  | EN(A,D,W)4X42L21**+WALLCON | *95CSU1002122B* | 23800 | 16.5 | 8.1 | 21400 | 16600 | 77.57% | 1.96 | 0 | 11 |  |  |  | No | R-410A | 1.9833 | Residential & Commercial | Ducted CEE Tier 1
214570625 | Central HP <5.4 tons | KEEPRITE | HRCU-A-CB (Split System: Heat Pump with Remote Outdoor Unit-Air-Source) | CVH825GKA3* |  |  | EA*4X43L21A*+WALLCON | *95CSU0802120B* | 24400 | 16.5 | 8.5 | 21200 | 16600 | 78.3% | 2.02 | 0 | 11 |  |  |  | No | R-410A | 2.0333 | Residential & Commercial | Ducted CEE Tier 1
214570775 | Central HP <5.4 tons | KEEPRITE | HRCU-A-CB (Split System: Heat Pump with Remote Outdoor Unit-Air-Source) | CVH825GKA3* |  |  | EA*4X48L24A*+WALLCON | *97CMN0802120B* | 24000 | 16.5 | 8.5 | 21000 | 16500 | 78.57% | 2.02 | 0 | 11 |  |  |  | No | R-410A | 2 | Residential & Commercial | Ducted CEE Tier 1
215487370 | Central HP <5.4 tons | DAIKIN | HRCU-A-CB (Split System: Heat Pump with Remote Outdoor Unit-Air-Source) | DH7VSA2410A* |  |  | CA*EA3022*3A* | D*96VC0803BNA* | 23200 | 19 | 8.6 | 23200 | 17000 | 73.28% | 2 | 0 | 11 |  |  |  | No | R-32 | 1.9333 | Residential & Commercial | Ducted CEE Tier 1
206133737 | Central HP <5.4 tons | BRYANT HEATING AND COOLING SYSTEMS | HRCU-A-CB (Split System: Heat Pump with Remote Outdoor Unit-Air-Source) | 288BNV025*0**B* |  |  | CAP**2517AL*+UI | 935CA48060C17*** | 24200 | 16.5 | 8.1 | 21400 | 16700 | 78.04% | 2 | 11 | 10.5 |  |  |  | No | R-410A | 2.0167 | Residential & Commercial | Ducted CEE Tier 1
214571095 | Central HP <5.4 tons | KEEPRITE | HRCU-A-CB (Split System: Heat Pump with Remote Outdoor Unit-Air-Source) | CVH825GKA3* |  |  | EN(A,D)4X36L21**+WALLCON | *80CTL0702120B* | 23400 | 16.5 | 8.1 | 21600 | 16700 | 77.31% | 1.92 | 0 | 11 |  |  |  | No | R-410A | 1.95 | Residential & Commercial | Ducted CEE Tier 1
210474553 | Central HP <5.4 tons | COMFORTMAKER | HRCU-A-CB (Split System: Heat Pump with Remote Outdoor Unit-Air-Source) | CVH825GKA3* |  |  | EHD4X48AAL+WALLCON | *96CTN0801714A* | 24200 | 16 | 8.1 | 21400 | 16700 | 78.04% | 2 | 0 | 10.5 |  |  |  | No | R-410A | 2.0167 | Residential & Commercial | Ducted CEE Tier 1
210435122 | Central HP <5.4 tons | DAIKIN | HRCU-A-CB (Split System: Heat Pump with Remote Outdoor Unit-Air-Source) | DZ6VSA1810A* |  |  | CA*EA2422*4A* | D*80VC0604B*A* | 16600 | 17.5 | 8.5 | 17400 | 13000 | 74.71% | 2.1 | 0 | 10.9 |  |  |  | No | R-410A | 1.3833 | Residential & Commercial | Ducted CEE Tier 1
214571265 | Central HP <5.4 tons | KEEPRITE | HRCU-A-CB (Split System: Heat Pump with Remote Outdoor Unit-Air-Source) | CVH825GKA3* |  |  | EN(A,D,W)4X48L21**+WALLCON | *96CTN0802120B* | 24200 | 17 | 8.1 | 21200 | 16600 | 78.3% | 2.02 | 0 | 11.5 |  |  |  | No | R-410A | 2.0167 | Residential & Commercial | Ducted CEE Tier 1
210473487 | Central HP <5.4 tons | KEEPRITE | HRCU-A-CB (Split System: Heat Pump with Remote Outdoor Unit-Air-Source) | CVH825GKA3* |  |  | EA*4X48L24A*+WALLCON | *96CTN1202422A* | 24200 | 17 | 8.1 | 21000 | 16500 | 78.57% | 2.02 | 0 | 11 |  |  |  | No | R-410A | 2.0167 | Residential & Commercial | Ducted CEE Tier 1
210473520 | Central HP <5.4 tons | KEEPRITE | HRCU-A-CB (Split System: Heat Pump with Remote Outdoor Unit-Air-Source) | CVH825GKA3* |  |  | EA*4X48L24A*+WALLCON | *96CTN1002122A* | 24200 | 16.5 | 8.1 | 21000 | 16500 | 78.57% | 2.02 | 0 | 11 |  |  |  | No | R-410A | 2.0167 | Residential & Commercial | Ducted CEE Tier 1
210473923 | Central HP <5.4 tons | KEEPRITE | HRCU-A-CB (Split System: Heat Pump with Remote Outdoor Unit-Air-Source) | CVH825GKA3* |  |  | EN(A,D,W)4X48L21**+WALLCON | *80CSU0401712A* | 24200 | 17 | 8.1 | 21200 | 16500 | 77.83% | 2 | 0 | 11 |  |  |  | No | R-410A | 2.0167 | Residential & Commercial | Ducted CEE Tier 1
210472970 | Central HP <5.4 tons | KEEPRITE | HRCU-A-CB (Split System: Heat Pump with Remote Outdoor Unit-Air-Source) | CVH825GKA3* |  |  | EA*4X42L21A*+WALLCON | *80CTL0901716A* | 23800 | 17.5 | 8.1 | 21400 | 16500 | 77.1% | 1.98 | 0 | 11 |  |  |  | No | R-410A | 1.9833 | Residential & Commercial | Ducted CEE Tier 1
211244975 | Central HP <5.4 tons | KEEPRITE | HRCU-A-CB (Split System: Heat Pump with Remote Outdoor Unit-Air-Source) | DLCURAH24ABK |  |  | EN(A,D,W)4X36L17** | *95ESU0601716A* | 24200 | 16.5 | 8.1 | 26200 | 22800 | 87.02% | 1.9 | 0 | 10.5 |  |  |  | No | R-410A | 2.0167 | Residential & Commercial | Ducted CEE Tier 1
211244782 | Central HP <5.4 tons | KEEPRITE | HRCU-A-CB (Split System: Heat Pump with Remote Outdoor Unit-Air-Source) | DLCURAH24ABK |  |  | EN(A,D)4X30L17** | *92ESN0401410A* | 24000 | 15.2 | 8.1 | 26600 | 22800 | 85.71% | 1.86 | 0 | 10 |  |  |  | No | R-410A | 2 | Residential & Commercial | Ducted CEE Tier 1
211243634 | Central HP <5.4 tons | COMFORTMAKER | HRCU-A-CB (Split System: Heat Pump with Remote Outdoor Unit-Air-Source) | DLCURAH24ABK |  |  | EA*4X37L21A* | *92ESN0401712A* | 24400 | 16 | 8.1 | 25400 | 21200 | 83.46% | 1.78 | 0 | 10 |  |  |  | No | R-410A | 2.0333 | Residential & Commercial | Ducted CEE Tier 1
213075916 | Central HP <5.4 tons | DAY & NIGHT | HRCU-A-CB (Split System: Heat Pump with Remote Outdoor Unit-Air-Source) | DLCURAH36ABK |  |  | EA*4X42L24A* | *95MSU1002120A* | 35600 | 16 | 8.1 | 38500 | 35200 | 91.43% | 1.9 | 0 | 10 |  |  |  | No | R-410A | 2.9667 | Residential & Commercial | Ducted CEE Tier 1
213076000 | Central HP <5.4 tons | DAY & NIGHT | HRCU-A-CB (Split System: Heat Pump with Remote Outdoor Unit-Air-Source) | DLCURAH36ABK |  |  | EN(A,D)4X48L24** | *95MSU1002120A* | 36200 | 16.5 | 8.1 | 38500 | 35000 | 90.91% | 2.02 | 0 | 10.5 |  |  |  | No | R-410A | 3.0167 | Residential & Commercial | Ducted CEE Tier 1
215938015 | Central HP <5.4 tons | BRYANT HEATING AND COOLING SYSTEMS | HRCU-A-CB (Split System: Heat Pump with Remote Outdoor Unit-Air-Source) | 293VAN048**AA* |  |  | CVAVA4924XMA*+UI | 88*TB60090C21*** | 45500 | 21 | 8.1 | 52500 | 38000 | 72.38% | 1.95 | 0 | 11.5 |  |  |  | No | R-454B | 3.7917 | Residential & Commercial | Ducted CEE Tier 1
215938115 | Central HP <5.4 tons | BRYANT HEATING AND COOLING SYSTEMS | HRCU-A-CB (Split System: Heat Pump with Remote Outdoor Unit-Air-Source) | 293VAN048**AA* |  |  | CVAVA4924XMA*+UI | 986TD66120C24*** | 45500 | 20.5 | 8.1 | 52500 | 38000 | 72.38% | 1.95 | 0 | 11.5 |  |  |  | No | R-454B | 3.7917 | Residential & Commercial | Ducted CEE Tier 1
215675895 | Central HP <5.4 tons | HEIL | HRCU-A-CB (Split System: Heat Pump with Remote Outdoor Unit-Air-Source) | H5H0V48*K*AAA* |  |  | EVM5X60M24A*+WALLCON | *80CTL1352422B* | 48000 | 19 | 9 | 50000 | 36400 | 72.8% | 2 | 0 | 10.5 |  |  |  | No | R-454B | 4 | Residential & Commercial | Ducted CEE Tier 1
215676245 | Central HP <5.4 tons | HEIL | HRCU-A-CB (Split System: Heat Pump with Remote Outdoor Unit-Air-Source) | H5H0V48*K*AAA* |  |  | EVD5X48M24A*+WALLCON | *95CSU1002122B* | 47000 | 18.5 | 9 | 50000 | 36200 | 72.4% | 2.02 | 0 | 10 |  |  |  | No | R-454B | 3.9167 | Residential & Commercial | Ducted CEE Tier 1
215674426 | Central HP <5.4 tons | HEIL | HRCU-A-CB (Split System: Heat Pump with Remote Outdoor Unit-Air-Source) | H5H0V48*K*AAA* |  |  | EA*5X61M21A*+WALLCON | *97CMN1002122B* | 46000 | 18 | 9 | 47500 | 33800 | 71.16% | 2.08 | 0 | 10 |  |  |  | No | R-454B | 3.8333 | Residential & Commercial | Ducted CEE Tier 1
215934820 | Central HP <5.4 tons | DAY & NIGHT | HRCU-A-CB (Split System: Heat Pump with Remote Outdoor Unit-Air-Source) | C5H3V36*K*AAA* |  |  | EVM5X44M21A*+WALLCON | *80CTL0701716B* | 35400 | 21.5 | 8.5 | 38500 | 29000 | 75.32% | 2.02 | 0 | 12 |  |  |  | No | R-454B | 2.95 | Residential & Commercial | Ducted CEE Tier 1
213771474 | Central HP <5.4 tons | TEMPSTAR | HRCU-A-CB (Split System: Heat Pump with Remote Outdoor Unit-Air-Source) | TVH825GKA2* |  |  | EA*4X43L21A*+WALLCON | *80CTL0902120B* | 24400 | 17 | 8.5 | 21200 | 16600 | 78.3% | 2.04 | 0 | 11 |  |  |  | No | R-410A | 2.0333 | Residential & Commercial | Ducted CEE Tier 1
210470319 | Central HP <5.4 tons | CARRIER | HRCU-A-CB (Split System: Heat Pump with Remote Outdoor Unit-Air-Source) | 25VNA837A*031* |  |  | CAP**6024AL*+UI | 59MN7B120C24**22 | 32800 | 17.5 | 8.5 | 32000 | 24800 | 77.5% | 1.98 | 0 | 11.7 |  |  |  | No | R-410A | 2.7333 | Residential & Commercial | Ducted CEE Tier 1
210470528 | Central HP <5.4 tons | CARRIER | HRCU-A-CB (Split System: Heat Pump with Remote Outdoor Unit-Air-Source) | 25VNA837A*031* |  |  | CAP**6124AL*+UI | 59CU5A100C21**22 | 33200 | 18 | 8.5 | 32000 | 24800 | 77.5% | 2.02 | 0 | 11.5 |  |  |  | No | R-410A | 2.7667 | Residential & Commercial | Ducted CEE Tier 1
215936160 | Central HP <5.4 tons | DAY & NIGHT | HRCU-A-CB (Split System: Heat Pump with Remote Outdoor Unit-Air-Source) | C5H3V36*K*AAA* |  |  | EVD5X42M24A*+WALLCON | *80CTL0702120B* | 35400 | 21.5 | 8.5 | 38000 | 28600 | 75.26% | 2.04 | 0 | 12 |  |  |  | No | R-454B | 2.95 | Residential & Commercial | Ducted CEE Tier 1
215936210 | Central HP <5.4 tons | DAY & NIGHT | HRCU-A-CB (Split System: Heat Pump with Remote Outdoor Unit-Air-Source) | C5H3V36*K*AAA* |  |  | EVD5X42M24A*+WALLCON | *95CSU1002122B* | 35600 | 22 | 8.5 | 38000 | 28400 | 74.74% | 2.06 | 0 | 12.5 |  |  |  | No | R-454B | 2.9667 | Residential & Commercial | Ducted CEE Tier 1
211226920 | Central HP <5.4 tons | BRYANT HEATING AND COOLING SYSTEMS | HRCU-A-CB (Split System: Heat Pump with Remote Outdoor Unit-Air-Source) | 38MURAQ36AB3* |  |  | CAP**3721AL* | 83*SA60080E21*** | 37400 | 15.5 | 8.5 | 39000 | 35000 | 89.74% | 2.16 | 0 | 10 |  |  |  | No | R-410A | 3.1167 | Residential & Commercial | Ducted CEE Tier 1
215936525 | Central HP <5.4 tons | BRYANT HEATING AND COOLING SYSTEMS | HRCU-A-CB (Split System: Heat Pump with Remote Outdoor Unit-Air-Source) | 293VAN036**AA* |  |  | CVAVA4924XMA*+UI | 987MC66120C24*** | 35400 | 22 | 8.5 | 38000 | 28400 | 74.74% | 2.04 | 0 | 12.5 |  |  |  | No | R-454B | 2.95 | Residential & Commercial | Ducted CEE Tier 1
215936625 | Central HP <5.4 tons | BRYANT HEATING AND COOLING SYSTEMS | HRCU-A-CB (Split System: Heat Pump with Remote Outdoor Unit-Air-Source) | 293VAN036**AA* |  |  | CVAVA6021XMA*+UI | 88*TB60090C21*** | 35600 | 22 | 8.5 | 38000 | 28400 | 74.74% | 2.02 | 0 | 12.5 |  |  |  | No | R-454B | 2.9667 | Residential & Commercial | Ducted CEE Tier 1
215936745 | Central HP <5.4 tons | BRYANT HEATING AND COOLING SYSTEMS | HRCU-A-CB (Split System: Heat Pump with Remote Outdoor Unit-Air-Source) | 293VAN036**AA* |  |  | CVAVA6024XMA*+UI | 88*TB60070C21*** | 35400 | 21.5 | 8.5 | 38000 | 28600 | 75.26% | 2.04 | 0 | 12 |  |  |  | No | R-454B | 2.95 | Residential & Commercial | Ducted CEE Tier 1
211243684 | Central HP <5.4 tons | COMFORTMAKER | HRCU-A-CB (Split System: Heat Pump with Remote Outdoor Unit-Air-Source) | DLCURAH24ABK |  |  | EA*4X37L21A* | OMV112K14A | 25000 | 16 | 8.5 | 25600 | 21000 | 82.03% | 1.76 | 0 | 10 |  |  |  | No | R-410A | 2.0833 | Residential & Commercial | Ducted CEE Tier 1
211244050 | Central HP <5.4 tons | COMFORTMAKER | HRCU-A-CB (Split System: Heat Pump with Remote Outdoor Unit-Air-Source) | DLCURAH24ABK |  |  | EN(A,D)4X24L17** | *95ESN0601412A* | 24000 | 15.2 | 8.5 | 27200 | 23000 | 84.56% | 1.88 | 0 | 10 |  |  |  | No | R-410A | 2 | Residential & Commercial | Ducted CEE Tier 1
210609964 | Central HP <5.4 tons | DAIKIN | HRCU-A-CB (Split System: Heat Pump with Remote Outdoor Unit-Air-Source) | DZ9VCA3610A* |  |  | DMVE36CP1400A* |  | 33600 | 18.5 | 8.2 | 34000 | 24400 | 71.76% | 1.8 | 0 | 11.5 |  |  |  | No | R-410A | 2.8 | Residential & Commercial | Ducted CEE Tier 1
214573205 | Central HP <5.4 tons | KEEPRITE | HRCU-A-CB (Split System: Heat Pump with Remote Outdoor Unit-Air-Source) | CVH837GKA** |  |  | EHD4X48AAL+WALLCON | *95CSU0802120B* | 32600 | 17.5 | 8.5 | 32800 | 25000 | 76.22% | 1.98 | 0 | 11 |  |  |  | No | R-410A | 2.7167 | Residential & Commercial | Ducted CEE Tier 1
214573375 | Central HP <5.4 tons | KEEPRITE | HRCU-A-CB (Split System: Heat Pump with Remote Outdoor Unit-Air-Source) | CVH837GKA** |  |  | EN(A,D,W)4X42L21**+WALLCON | *80CTL0702120B* | 31800 | 17 | 8.1 | 33000 | 24600 | 74.55% | 1.88 | 0 | 11 |  |  |  | No | R-410A | 2.65 | Residential & Commercial | Ducted CEE Tier 1
214573425 | Central HP <5.4 tons | KEEPRITE | HRCU-A-CB (Split System: Heat Pump with Remote Outdoor Unit-Air-Source) | CVH837GKA** |  |  | EN(A,D,W)4X42L21**+WALLCON | *96CTN0802120B* | 31800 | 17 | 8.1 | 33000 | 24400 | 73.94% | 1.9 | 0 | 11.5 |  |  |  | No | R-410A | 2.65 | Residential & Commercial | Ducted CEE Tier 1
215937960 | Central HP <5.4 tons | DAY & NIGHT | HRCU-A-CB (Split System: Heat Pump with Remote Outdoor Unit-Air-Source) | C5H3V48*K*AAA* |  |  | EVD5X48M24A*+WALLCON | *97CMN1002122B* | 44500 | 20 | 8.1 | 52000 | 38000 | 73.08% | 1.9 | 0 | 11 |  |  |  | No | R-454B | 3.7083 | Residential & Commercial | Ducted CEE Tier 1
215938310 | Central HP <5.4 tons | DAY & NIGHT | HRCU-A-CB (Split System: Heat Pump with Remote Outdoor Unit-Air-Source) | C5H3V48*K*AAA* |  |  | EVD5X60M24A*+WALLCON | *80CTL1102120B* | 45500 | 21 | 8.1 | 52500 | 38000 | 72.38% | 1.95 | 0 | 11.5 |  |  |  | No | R-454B | 3.7917 | Residential & Commercial | Ducted CEE Tier 1
214242323 | Central HP <5.4 tons | KENMORE | HRCU-A-CB (Split System: Heat Pump with Remote Outdoor Unit-Air-Source) | (C,H,T)VH825GKA3* |  |  | EN(A,D,W)4X48L21**+WALLCON | *96CTN1002122B* | 24200 | 17 | 8.1 | 21200 | 16500 | 77.83% | 2 | 0 | 11.5 |  |  |  | No | R-410A | 2.0167 | Residential & Commercial | Ducted CEE Tier 1
214241753 | Central HP <5.4 tons | KENMORE | HRCU-A-CB (Split System: Heat Pump with Remote Outdoor Unit-Air-Source) | (C,H,T)VH825GKA3* |  |  | EN(A,D)4X30L17**+WALLCON | *96CTN0601714B* | 23400 | 16 | 8.1 | 21600 | 16800 | 77.78% | 1.9 | 0 | 10.5 |  |  |  | No | R-410A | 1.95 | Residential & Commercial | Ducted CEE Tier 1
214242283 | Central HP <5.4 tons | KENMORE | HRCU-A-CB (Split System: Heat Pump with Remote Outdoor Unit-Air-Source) | (C,H,T)VH825GKA3* |  |  | EN(A,D,W)4X48L21**+WALLCON | *97CMN0801714B* | 24000 | 16.5 | 8.1 | 21400 | 16600 | 77.57% | 2 | 0 | 11 |  |  |  | No | R-410A | 2 | Residential & Commercial | Ducted CEE Tier 1
214239661 | Central HP <5.4 tons | KENMORE | HRCU-A-CB (Split System: Heat Pump with Remote Outdoor Unit-Air-Source) | (C,H,T)VH837GKA** |  |  | END4X42L17**+WALLCON | *80CTL0701716B* | 32000 | 16.5 | 8.1 | 33000 | 24800 | 75.15% | 1.9 | 0 | 11 |  |  |  | No | R-410A | 2.6667 | Residential & Commercial | Ducted CEE Tier 1
214500306 | Central HP <5.4 tons | DAIKIN | HRCU-A-CB (Split System: Heat Pump with Remote Outdoor Unit-Air-Source) | DZ6VSA1810A* |  |  | CA*EA1818*4B*+MBVK16CP1X00A* |  | 16600 | 17.5 | 8.5 | 17400 | 13000 | 74.71% | 2.1 | 0 | 10.9 |  |  |  | No | R-410A | 1.3833 | Residential & Commercial | Ducted CEE Tier 1
210473420 | Central HP <5.4 tons | DAY & NIGHT | HRCU-A-CB (Split System: Heat Pump with Remote Outdoor Unit-Air-Source) | CVH825GKA3* |  |  | EA*4X48L21A*+WALLCON | *80CTL0901716A* | 24200 | 17.5 | 8.1 | 20800 | 16500 | 79.33% | 2.04 | 0 | 11.5 |  |  |  | No | R-410A | 2.0167 | Residential & Commercial | Ducted CEE Tier 1
214570785 | Central HP <5.4 tons | KEEPRITE | HRCU-A-CB (Split System: Heat Pump with Remote Outdoor Unit-Air-Source) | CVH825GKA3* |  |  | EA*4X48L24A*+WALLCON | *96CTN0802120B* | 24200 | 17 | 8.5 | 20800 | 16500 | 79.33% | 2.02 | 0 | 11 |  |  |  | No | R-410A | 2.0167 | Residential & Commercial | Ducted CEE Tier 1
214570515 | Central HP <5.4 tons | KEEPRITE | HRCU-A-CB (Split System: Heat Pump with Remote Outdoor Unit-Air-Source) | CVH825GKA3* |  |  | EA*4X42L21A*+WALLCON | *95CSU1002122B* | 23800 | 16.5 | 8.1 | 21400 | 16600 | 77.57% | 1.96 | 0 | 11 |  |  |  | No | R-410A | 1.9833 | Residential & Commercial | Ducted CEE Tier 1
214397466 | Central HP <5.4 tons | FRASER-JOHNSTON | HRCU-A-CB (Split System: Heat Pump with Remote Outdoor Unit-Air-Source) | HH860E2S11 |  |  | CTF60C5CGS1 | TM8E120C20MP11 | 44500 | 17 | 9 | 45000 | 33600 | 74.67% | 2 | 0 | 11.7 |  |  |  | No | R-454B | 3.7083 | Residential & Commercial | Ducted CEE Tier 1
214398438 | Central HP <5.4 tons | FRASER-JOHNSTON | HRCU-A-CB (Split System: Heat Pump with Remote Outdoor Unit-Air-Source) | HH860E2S11 |  |  | CTF60C5CHS1 | TMLE100C20MP11 | 53500 | 19 | 8.5 | 55000 | 39000 | 70.91% | 2 | 0 | 11 |  |  |  | No | R-454B | 4.4583 | Residential & Commercial | Ducted CEE Tier 1
214398068 | Central HP <5.4 tons | FRASER-JOHNSTON | HRCU-A-CB (Split System: Heat Pump with Remote Outdoor Unit-Air-Source) | HH860E2S11 |  |  | CTF60D5CJS1+JMC20D2SN1 |  | 53000 | 19 | 9 | 54000 | 39000 | 72.22% | 2 | 0 | 11 |  |  |  | No | R-454B | 4.4167 | Residential & Commercial | Ducted CEE Tier 1
213774634 | Central HP <5.4 tons | TEMPSTAR | HRCU-A-CB (Split System: Heat Pump with Remote Outdoor Unit-Air-Source) | TVH825GKA3* |  |  | EHD4X48AAL+WALLCON | *95CSU0601716B* | 24200 | 16 | 8.1 | 21400 | 16600 | 77.57% | 2 | 0 | 10.5 |  |  |  | No | R-410A | 2.0167 | Residential & Commercial | Ducted CEE Tier 1
214397426 | Central HP <5.4 tons | FRASER-JOHNSTON | HRCU-A-CB (Split System: Heat Pump with Remote Outdoor Unit-Air-Source) | HH860E2S11 |  |  | CTF60C5CGS1 | TMLE100C16MP11 | 44500 | 18 | 9 | 45500 | 34200 | 75.16% | 2 | 0 | 11 |  |  |  | No | R-454B | 3.7083 | Residential & Commercial | Ducted CEE Tier 1
214239191 | Central HP <5.4 tons | KENMORE | HRCU-A-CB (Split System: Heat Pump with Remote Outdoor Unit-Air-Source) | (C,H,T)VH837GKA2* |  |  | EN(A,D,W)4X48L21**+WALLCON | *80CTL0901716B* | 32400 | 17 | 8.1 | 32800 | 24800 | 75.61% | 1.94 | 0 | 11.7 |  |  |  | No | R-410A | 2.7 | Residential & Commercial | Ducted CEE Tier 1
214239091 | Central HP <5.4 tons | KENMORE | HRCU-A-CB (Split System: Heat Pump with Remote Outdoor Unit-Air-Source) | (C,H,T)VH837GKA2* |  |  | EN(A,D,W)4X42L21**+WALLCON | *80CTL1102120B* | 31800 | 17 | 8.1 | 33000 | 24400 | 73.94% | 1.88 | 0 | 11 |  |  |  | No | R-410A | 2.65 | Residential & Commercial | Ducted CEE Tier 1
213372390 | Central HP <5.4 tons | RHEEM | HRCU-A-CB (Split System: Heat Pump with Remote Outdoor Unit-Air-Source) | RP18AZ36AJVC |  |  | RCFZ3621MEAAM | R951V0603A17UHU | 34200 | 19 | 8.5 | 34200 | 43500 | 127.2% | 2.2 | 0 | 12.5 |  |  |  | No | R-410A | 2.85 | Residential & Commercial | Ducted CEE Tier 1
212609366 | Central HP <5.4 tons | RHEEM | HRCU-A-CB (Split System: Heat Pump with Remote Outdoor Unit-Air-Source) | RP18AZ36AJVC |  |  | RCFZ6021SEAAM | R802V0504A17UHN | 34200 | 19 | 8.5 | 34200 | 43500 | 127.2% | 2.2 | 0 | 12.5 |  |  |  | No | R-410A | 2.85 | Residential & Commercial | Ducted CEE Tier 1
212609368 | Central HP <5.4 tons | RHEEM | HRCU-A-CB (Split System: Heat Pump with Remote Outdoor Unit-Air-Source) | RP18AZ36AJVC |  |  | RCFZ6021SEAAM | R802V0755A21UHN | 34200 | 19 | 8.5 | 34200 | 43000 | 125.7% | 2.2 | 0 | 12.5 |  |  |  | No | R-410A | 2.85 | Residential & Commercial | Ducted CEE Tier 1
215864949 | Central HP <5.4 tons | TRANE | HRCU-A-CB (Split System: Heat Pump with Remote Outdoor Unit-Air-Source) | 5TWV8X48A1 |  |  | 5TXCC009AS3 | *UHMC100CCV4+LRP | 46000 | 18.1 | 8.5 | 45000 | 34600 | 76.89% | 2.1 | 0 | 10.5 |  |  |  | No | R-454B | 3.8333 | Residential & Commercial | Ducted CEE Tier 1
214397142 | Central HP <5.4 tons | FRASER-JOHNSTON | HRCU-A-CB (Split System: Heat Pump with Remote Outdoor Unit-Air-Source) | HH824E2S11 |  |  | CTF30B5ACS1 | TM8E080B12MP11 | 23000 | 17 | 9.5 | 23000 | 18400 | 80% | 2 | 0 | 12 |  |  |  | No | R-454B | 1.9167 | Residential & Commercial | Ducted CEE Tier 1
214606482 | Central HP <5.4 tons | FRASER-JOHNSTON | HRCU-A-C (Split System: Heat Pump with Remote Outdoor Unit with No Indoor Fan --Air Source) | HH824E2S11 |  |  | CTM30B5ACS1 |  | 23000 | 15.2 | 8.5 | 23000 | 17400 | 75.65% | 2 | 0 | 11 |  |  |  | No | R-454B | 1.9167 | Residential & Commercial | Ducted CEE Tier 1
210473303 | Central HP <5.4 tons | CARRIER | HRCU-A-CB (Split System: Heat Pump with Remote Outdoor Unit-Air-Source) | 25VNA825A*032* |  |  | CAP**4821AL*+UI | 58CU*A060C17**16 | 24000 | 17 | 8.1 | 21000 | 16600 | 79.05% | 2.02 | 0 | 11 |  |  |  | No | R-410A | 2 | Residential & Commercial | Ducted CEE Tier 1
210473424 | Central HP <5.4 tons | CARRIER | HRCU-A-CB (Split System: Heat Pump with Remote Outdoor Unit-Air-Source) | 25VNA825A*032* |  |  | CAP**4821AL*+UI | 59MN7B060C21**20 | 24000 | 16.5 | 8.1 | 21000 | 16600 | 79.05% | 2 | 0 | 11 |  |  |  | No | R-410A | 2 | Residential & Commercial | Ducted CEE Tier 1
215865082 | Central HP <5.4 tons | AMERICAN STANDARD | HRCU-A-CB (Split System: Heat Pump with Remote Outdoor Unit-Air-Source) | 5A6V8X60A1 |  |  | 5TXCD010AS3+P0V0C000M50SD+LRP |  | 54500 | 18.1 | 8.5 | 55000 | 39500 | 71.82% | 2 | 0 | 10.5 |  |  |  | No | R-454B | 4.5417 | Residential & Commercial | Ducted CEE Tier 1
215487479 | Central HP <5.4 tons | DAIKIN | HRCU-A-CB (Split System: Heat Pump with Remote Outdoor Unit-Air-Source) | DH6VSA1810A* |  |  | CA*EA3022*3A* | D*80VC0803B*A* | 17000 | 19 | 8.8 | 16800 | 13000 | 77.38% | 2.1 | 0 | 12 |  |  |  | No | R-32 | 1.4167 | Residential & Commercial | Ducted CEE Tier 1
214396540 | Central HP <5.4 tons | FRASER-JOHNSTON | HRCU-A-CB (Split System: Heat Pump with Remote Outdoor Unit-Air-Source) | HH836E2S11 |  |  | CTM48C5CFS1 | TPLC100C16MP13 | 33000 | 19 | 9 | 31200 | 25200 | 80.77% | 2 | 0 | 11 |  |  |  | No | R-454B | 2.75 | Residential & Commercial | Ducted CEE Tier 1
214075295 | Central HP <5.4 tons | RHEEM | HRCU-A-CB (Split System: Heat Pump with Remote Outdoor Unit-Air-Source) | RD17AZ60AJ3N |  |  | RCFZ6024STANM | R802V1005A21UHN | 55500 | 18 | 8.1 | 53500 | 49000 | 91.59% | 1.75 | 0 | 10 |  |  |  | No | R-410A | 4.625 | Residential & Commercial | Ducted CEE Tier 1
214075370 | Central HP <5.4 tons | RHEEM | HRCU-A-CB (Split System: Heat Pump with Remote Outdoor Unit-Air-Source) | RD17AZ60AJ3N |  |  | RCFZ6024STANM | R98MV1155A24UPS | 55000 | 18 | 8.1 | 54000 | 49500 | 91.67% | 1.75 | 0 | 10 |  |  |  | No | R-410A | 4.5833 | Residential & Commercial | Ducted CEE Tier 1
212971362 | Central HP <5.4 tons | CARRIER | HRCU-A-CB (Split System: Heat Pump with Remote Outdoor Unit-Air-Source) | 38MURAQ18AB3* |  |  | CNPV*2414AL* | 58TP*B070V14**12 | 17600 | 16.5 | 8.5 | 18500 | 19100 | 103.2% | 2.3 | 0 | 11 |  |  |  | No | R-410A | 1.4667 | Residential & Commercial | Ducted CEE Tier 1
210474069 | Central HP <5.4 tons | CARRIER | HRCU-A-CB (Split System: Heat Pump with Remote Outdoor Unit-Air-Source) | 25VNA825A*032* |  |  | CNPV*4824AL*+UI | 59CU5A100C21**22 | 24200 | 17 | 8.1 | 21200 | 16600 | 78.3% | 2.02 | 0 | 11.5 |  |  |  | No | R-410A | 2.0167 | Residential & Commercial | Ducted CEE Tier 1
210474135 | Central HP <5.4 tons | CARRIER | HRCU-A-CB (Split System: Heat Pump with Remote Outdoor Unit-Air-Source) | 25VNA825A*032* |  |  | CNPV*4824AL*+UI | 59TN6B100C21**22 | 24200 | 17 | 8.1 | 21400 | 16600 | 77.57% | 2.02 | 0 | 11.5 |  |  |  | No | R-410A | 2.0167 | Residential & Commercial | Ducted CEE Tier 1
210474580 | Central HP <5.4 tons | CARRIER | HRCU-A-CB (Split System: Heat Pump with Remote Outdoor Unit-Air-Source) | 25VNA825A*032* |  |  | CSPH*4812AL*+UI | 59MN7B080C17**14 | 24200 | 16 | 8.1 | 21400 | 16700 | 78.04% | 2 | 0 | 10.5 |  |  |  | No | R-410A | 2.0167 | Residential & Commercial | Ducted CEE Tier 1
214397930 | Central HP <5.4 tons | FRASER-JOHNSTON | HRCU-A-CB (Split System: Heat Pump with Remote Outdoor Unit-Air-Source) | HH824E2S11 |  |  | CTF36B5ADS1+JME12B2SN1 |  | 23000 | 19 | 9.5 | 23000 | 18500 | 80.43% | 2 | 0 | 12 |  |  |  | No | R-454B | 1.9167 | Residential & Commercial | Ducted CEE Tier 1
215937115 | Central HP <5.4 tons | BRYANT HEATING AND COOLING SYSTEMS | HRCU-A-CB (Split System: Heat Pump with Remote Outdoor Unit-Air-Source) | 293VAN048**AA* |  |  | CVAMA4821XMA*+UI | 986TD66100C21*** | 44500 | 20 | 8.1 | 52000 | 38500 | 74.04% | 2 | 0 | 11 |  |  |  | No | R-454B | 3.7083 | Residential & Commercial | Ducted CEE Tier 1
215937985 | Central HP <5.4 tons | BRYANT HEATING AND COOLING SYSTEMS | HRCU-A-CB (Split System: Heat Pump with Remote Outdoor Unit-Air-Source) | 293VAN048**AA* |  |  | CVAVA4824XMA*+UI | 986TD66120C24*** | 45000 | 20.5 | 8.1 | 52000 | 38000 | 73.08% | 1.9 | 0 | 11 |  |  |  | No | R-454B | 3.75 | Residential & Commercial | Ducted CEE Tier 1
215935585 | Central HP <5.4 tons | BRYANT HEATING AND COOLING SYSTEMS | HRCU-A-CB (Split System: Heat Pump with Remote Outdoor Unit-Air-Source) | 293VAN036**AA* |  |  | CVAVA3621XMA*+UI | 83*CA36040C17*** | 34400 | 21 | 8.5 | 38500 | 28400 | 73.77% | 2.04 | 0 | 11.7 |  |  |  | No | R-454B | 2.8667 | Residential & Commercial | Ducted CEE Tier 1
215935655 | Central HP <5.4 tons | BRYANT HEATING AND COOLING SYSTEMS | HRCU-A-CB (Split System: Heat Pump with Remote Outdoor Unit-Air-Source) | 293VAN036**AA* |  |  | CVAVA3621XMA*+UI | 88*TB60090C21*** | 34400 | 21 | 8.5 | 38500 | 28000 | 72.73% | 2.04 | 0 | 12 |  |  |  | No | R-454B | 2.8667 | Residential & Commercial | Ducted CEE Tier 1
215936355 | Central HP <5.4 tons | BRYANT HEATING AND COOLING SYSTEMS | HRCU-A-CB (Split System: Heat Pump with Remote Outdoor Unit-Air-Source) | 293VAN036**AA* |  |  | CVAVA4824XMA*+UI | 935CB66100C21*** | 35200 | 21.5 | 8.5 | 38000 | 28200 | 74.21% | 2.04 | 0 | 12 |  |  |  | No | R-454B | 2.9333 | Residential & Commercial | Ducted CEE Tier 1
215936555 | Central HP <5.4 tons | BRYANT HEATING AND COOLING SYSTEMS | HRCU-A-CB (Split System: Heat Pump with Remote Outdoor Unit-Air-Source) | 293VAN036**AA* |  |  | CVAVA6021XMA*+UI | 83*CA36040C17*** | 35600 | 22 | 8.5 | 38000 | 28800 | 75.79% | 2.02 | 0 | 12 |  |  |  | No | R-454B | 2.9667 | Residential & Commercial | Ducted CEE Tier 1
215936655 | Central HP <5.4 tons | BRYANT HEATING AND COOLING SYSTEMS | HRCU-A-CB (Split System: Heat Pump with Remote Outdoor Unit-Air-Source) | 293VAN036**AA* |  |  | CVAVA6021XMA*+UI | 935CB60080C21*** | 35600 | 21.5 | 8.5 | 38000 | 28600 | 75.26% | 2.04 | 0 | 12 |  |  |  | No | R-454B | 2.9667 | Residential & Commercial | Ducted CEE Tier 1
215936755 | Central HP <5.4 tons | BRYANT HEATING AND COOLING SYSTEMS | HRCU-A-CB (Split System: Heat Pump with Remote Outdoor Unit-Air-Source) | 293VAN036**AA* |  |  | CVAVA6024XMA*+UI | 88*TB60090C21*** | 35600 | 22 | 8.5 | 38000 | 28400 | 74.74% | 2.04 | 0 | 12.5 |  |  |  | No | R-454B | 2.9667 | Residential & Commercial | Ducted CEE Tier 1
206133787 | Central HP <5.4 tons | BRYANT HEATING AND COOLING SYSTEMS | HRCU-A-CB (Split System: Heat Pump with Remote Outdoor Unit-Air-Source) | 288BNV025*0**B* |  |  | CAP**3621AL*+UI | 935CA66100C21*** | 23600 | 16.5 | 8.1 | 21400 | 16600 | 77.57% | 1.94 | 11.5 | 10.5 |  |  |  | No | R-410A | 1.9667 | Residential & Commercial | Ducted CEE Tier 1
215487369 | Central HP <5.4 tons | DAIKIN | HRCU-A-CB (Split System: Heat Pump with Remote Outdoor Unit-Air-Source) | DH7VSA2410A* |  |  | CA*EA3022*3A* | D*96VC0603BNA* | 23200 | 19 | 8.6 | 23200 | 17000 | 73.28% | 2 | 0 | 11 |  |  |  | No | R-32 | 1.9333 | Residential & Commercial | Ducted CEE Tier 1
215487438 | Central HP <5.4 tons | DAIKIN | HRCU-A-CB (Split System: Heat Pump with Remote Outdoor Unit-Air-Source) | DH7VSA4210A* |  |  | CHPEA6030*3A* | D*96VC1205DNA* | 40500 | 17 | 8.6 | 41000 | 31000 | 75.61% | 2 | 0 | 10 |  |  |  | No | R-32 | 3.375 | Residential & Commercial | Ducted CEE Tier 1
214606511 | Central HP <5.4 tons | FRASER-JOHNSTON | HRCU-A-C (Split System: Heat Pump with Remote Outdoor Unit with No Indoor Fan --Air Source) | HH836E2S11 |  |  | CTM36C5CDS1 |  | 33400 | 15.2 | 8.5 | 31800 | 23200 | 72.96% | 2 | 0 | 10 |  |  |  | No | R-454B | 2.7833 | Residential & Commercial | Ducted CEE Tier 1
214398107 | Central HP <5.4 tons | FRASER-JOHNSTON | HRCU-A-CB (Split System: Heat Pump with Remote Outdoor Unit-Air-Source) | HH836E2S11 |  |  | CTF36C5CDS1+JMC16C2SN1 |  | 34800 | 19 | 9 | 32200 | 25800 | 80.12% | 2 | 0 | 11.7 |  |  |  | No | R-454B | 2.9 | Residential & Commercial | Ducted CEE Tier 1
214396415 | Central HP <5.4 tons | FRASER-JOHNSTON | HRCU-A-CB (Split System: Heat Pump with Remote Outdoor Unit-Air-Source) | HH836E2S11 |  |  | CTM36C5CDS1 | TM8E080C16MP11 | 33800 | 18 | 8.5 | 31400 | 25600 | 81.53% | 2 | 0 | 11 |  |  |  | No | R-454B | 2.8167 | Residential & Commercial | Ducted CEE Tier 1
214595026 | Central HP <5.4 tons | FRASER-JOHNSTON | HRCU-A-CB (Split System: Heat Pump with Remote Outdoor Unit-Air-Source) | HH836E2S11 |  |  | CTM48C5CFS1 | Z8ES100C20SMPS1 | 34400 | 19 | 9 | 32000 | 25400 | 79.38% | 2 | 0 | 11 |  |  |  | No | R-454B | 2.8667 | Residential & Commercial | Ducted CEE Tier 1
214398552 | Central HP <5.4 tons | FRASER-JOHNSTON | HRCU-A-CB (Split System: Heat Pump with Remote Outdoor Unit-Air-Source) | HH836E2S11 |  |  | CTF36C5CDS1 | TM9Y080C16MP11 | 34200 | 18 | 8.5 | 31600 | 25800 | 81.65% | 2 | 0 | 11 |  |  |  | No | R-454B | 2.85 | Residential & Commercial | Ducted CEE Tier 1
216374551 | Central HP <5.4 tons | FRASER-JOHNSTON | HRCU-A-CB (Split System: Heat Pump with Remote Outdoor Unit-Air-Source) | HH836E2S11 |  |  | CTF36C5CDS1 | Z9ET100C20SMPS1 | 33600 | 17 | 8.5 | 31000 | 23600 | 76.13% | 2 | 0 | 11.7 |  |  |  | No | R-454B | 2.8 | Residential & Commercial | Ducted CEE Tier 1
214606518 | Central HP <5.4 tons | FRASER-JOHNSTON | HRCU-A-C (Split System: Heat Pump with Remote Outdoor Unit with No Indoor Fan --Air Source) | HH836E2S11 |  |  | CTM36B5CDS1 |  | 32800 | 15.2 | 8.1 | 31000 | 22600 | 72.9% | 2 | 0 | 11 |  |  |  | No | R-454B | 2.7333 | Residential & Commercial | Ducted CEE Tier 1
214594981 | Central HP <5.4 tons | FRASER-JOHNSTON | HRCU-A-CB (Split System: Heat Pump with Remote Outdoor Unit-Air-Source) | HH836E2S11 |  |  | CTM48C5CFS1 | Z8ES080C20SMPS1 | 34200 | 19 | 9 | 32000 | 25400 | 79.38% | 2 | 0 | 11 |  |  |  | No | R-454B | 2.85 | Residential & Commercial | Ducted CEE Tier 1
210473435 | Central HP <5.4 tons | CARRIER | HRCU-A-CB (Split System: Heat Pump with Remote Outdoor Unit-Air-Source) | 25VNA825A*032* |  |  | CAP**4824AL*+UI | 59CU5A080C21**20 | 24200 | 17 | 8.1 | 21000 | 16500 | 78.57% | 2.02 | 0 | 11 |  |  |  | No | R-410A | 2.0167 | Residential & Commercial | Ducted CEE Tier 1
210473501 | Central HP <5.4 tons | CARRIER | HRCU-A-CB (Split System: Heat Pump with Remote Outdoor Unit-Air-Source) | 25VNA825A*032* |  |  | CAP**4824AL*+UI | 59MN7B120C24**22 | 24000 | 16.5 | 8.1 | 21000 | 16600 | 79.05% | 2.02 | 0 | 11 |  |  |  | No | R-410A | 2 | Residential & Commercial | Ducted CEE Tier 1
210474003 | Central HP <5.4 tons | CARRIER | HRCU-A-CB (Split System: Heat Pump with Remote Outdoor Unit-Air-Source) | 25VNA825A*032* |  |  | CNPV*4821AL*+UI | 59MN7B080C17**14 | 24000 | 16.5 | 8.1 | 21400 | 16700 | 78.04% | 2 | 0 | 11 |  |  |  | No | R-410A | 2 | Residential & Commercial | Ducted CEE Tier 1
210474437 | Central HP <5.4 tons | CARRIER | HRCU-A-CB (Split System: Heat Pump with Remote Outdoor Unit-Air-Source) | 25VNA825A*032* |  |  | CSPH*4812AL*+UI | 59CU5A060C17**16 | 24200 | 16 | 8.1 | 21400 | 16700 | 78.04% | 2 | 0 | 10.5 |  |  |  | No | R-410A | 2.0167 | Residential & Commercial | Ducted CEE Tier 1
214397989 | Central HP <5.4 tons | FRASER-JOHNSTON | HRCU-A-CB (Split System: Heat Pump with Remote Outdoor Unit-Air-Source) | HH824E2S11 |  |  | CTM30B5ACS1 | TM9E080B12MP12 | 23000 | 17 | 9.5 | 23000 | 18600 | 80.87% | 2 | 0 | 12 |  |  |  | No | R-454B | 1.9167 | Residential & Commercial | Ducted CEE Tier 1
210473926 | Central HP <5.4 tons | CARRIER | HRCU-A-CB (Split System: Heat Pump with Remote Outdoor Unit-Air-Source) | 25VNA825A*032* |  |  | CNPV*4821AL*+UI | 58CU*A060C17**16 | 24200 | 17 | 8.1 | 21400 | 16600 | 77.57% | 2 | 0 | 11 |  |  |  | No | R-410A | 2.0167 | Residential & Commercial | Ducted CEE Tier 1
210474294 | Central HP <5.4 tons | CARRIER | HRCU-A-CB (Split System: Heat Pump with Remote Outdoor Unit-Air-Source) | 25VNA825A*032* |  |  | CSPH*4212AL*+UI | 58TN*A070C17**16 | 24200 | 16 | 8.1 | 21400 | 16600 | 77.57% | 2 | 0 | 10.5 |  |  |  | No | R-410A | 2.0167 | Residential & Commercial | Ducted CEE Tier 1
212978793 | Central HP <5.4 tons | KEEPRITE | HRCU-A-CB (Split System: Heat Pump with Remote Outdoor Unit-Air-Source) | DLCURAH18ABK |  |  | EN(A,D)4X24L17** | *80MS(N,L)0701712A* | 17400 | 16.5 | 8.5 | 18400 | 19200 | 104.3% | 2.32 | 0 | 11 |  |  |  | No | R-410A | 1.45 | Residential & Commercial | Ducted CEE Tier 1
212978230 | Central HP <5.4 tons | KEEPRITE | HRCU-A-CB (Split System: Heat Pump with Remote Outdoor Unit-Air-Source) | DLCURAH18ABK |  |  | EA*4X19L17A* | *80MS(N,L)0701412A* | 18200 | 17 | 8.5 | 18100 | 17700 | 97.79% | 2.16 | 0 | 11 |  |  |  | No | R-410A | 1.5167 | Residential & Commercial | Ducted CEE Tier 1
212971230 | Central HP <5.4 tons | CARRIER | HRCU-A-CB (Split System: Heat Pump with Remote Outdoor Unit-Air-Source) | 38MURAQ24AB3* |  |  | CNPV*3017AL* | 58TP*B045V14**12 | 23600 | 17 | 8.5 | 26200 | 24600 | 93.89% | 2.04 | 0 | 10.5 |  |  |  | No | R-410A | 1.9667 | Residential & Commercial | Ducted CEE Tier 1
212971396 | Central HP <5.4 tons | CARRIER | HRCU-A-CB (Split System: Heat Pump with Remote Outdoor Unit-Air-Source) | 38MURAQ24AB3* |  |  | CAP**2417AL* | 58TP*B070V14**12 | 23400 | 17 | 9 | 27000 | 25800 | 95.56% | 2.18 | 0 | 10 |  |  |  | No | R-410A | 1.95 | Residential & Commercial | Ducted CEE Tier 1
212971687 | Central HP <5.4 tons | CARRIER | HRCU-A-CB (Split System: Heat Pump with Remote Outdoor Unit-Air-Source) | 38MURAQ24AB3* |  |  | CAP**3721AL* | 58TP*B070V17**16 | 24200 | 17.5 | 8.5 | 25200 | 21600 | 85.71% | 1.82 | 0 | 10 |  |  |  | No | R-410A | 2.0167 | Residential & Commercial | Ducted CEE Tier 1
212973002 | Central HP <5.4 tons | CARRIER | HRCU-A-CB (Split System: Heat Pump with Remote Outdoor Unit-Air-Source) | 38MURAQ24AB3* |  |  | CNPV*3617AL* | 59SP6B040V14**10 | 23400 | 16 | 8.1 | 26400 | 24600 | 93.18% | 2.02 | 0 | 10 |  |  |  | No | R-410A | 1.95 | Residential & Commercial | Ducted CEE Tier 1
212973852 | Central HP <5.4 tons | CARRIER | HRCU-A-CB (Split System: Heat Pump with Remote Outdoor Unit-Air-Source) | 38MURAQ24AB3* |  |  | CAP**3617AL* | 59SP6B080V17**16 | 23600 | 17 | 8.5 | 26000 | 24200 | 93.08% | 2.02 | 0 | 10 |  |  |  | No | R-410A | 1.9667 | Residential & Commercial | Ducted CEE Tier 1
215864886 | Central HP <5.4 tons | AMERICAN STANDARD | HRCU-A-CB (Split System: Heat Pump with Remote Outdoor Unit-Air-Source) | 5A6V8X48A1 |  |  | 5PX*D010AS3 | *UHMD120CCV5+LRP | 45500 | 18.1 | 8.5 | 45000 | 34600 | 76.89% | 2.2 | 0 | 10.5 |  |  |  | No | R-454B | 3.7917 | Residential & Commercial | Ducted CEE Tier 1
213075952 | Central HP <5.4 tons | DAY & NIGHT | HRCU-A-CB (Split System: Heat Pump with Remote Outdoor Unit-Air-Source) | DLCURAH36ABK |  |  | EA*4X48L24A* | *95MSU1002120A* | 36000 | 16.5 | 8.5 | 38000 | 34800 | 91.58% | 2.04 | 0 | 10 |  |  |  | No | R-410A | 3 | Residential & Commercial | Ducted CEE Tier 1
213076506 | Central HP <5.4 tons | TEMPSTAR | HRCU-A-CB (Split System: Heat Pump with Remote Outdoor Unit-Air-Source) | DLCURAH36ABK |  |  | EA*4X37L21A* | *80VTL0701716B* | 36200 | 16 | 8.5 | 38000 | 35000 | 92.11% | 1.86 | 0 | 10 |  |  |  | No | R-410A | 3.0167 | Residential & Commercial | Ducted CEE Tier 1
213076704 | Central HP <5.4 tons | TEMPSTAR | HRCU-A-CB (Split System: Heat Pump with Remote Outdoor Unit-Air-Source) | DLCURAH36ABK |  |  | EN(A,D,W)4X42L21** | *80VTL0902120B* | 35600 | 15.5 | 8.1 | 39000 | 35000 | 89.74% | 2 | 0 | 10 |  |  |  | No | R-410A | 2.9667 | Residential & Commercial | Ducted CEE Tier 1
213077224 | Central HP <5.4 tons | TEMPSTAR | HRCU-A-CB (Split System: Heat Pump with Remote Outdoor Unit-Air-Source) | DLCURAH36ABK |  |  | EN(A,D,W)4X48L21** | *96VSN1002120B* | 36000 | 16.5 | 8.1 | 38500 | 35000 | 90.91% | 2 | 0 | 10 |  |  |  | No | R-410A | 3 | Residential & Commercial | Ducted CEE Tier 1
214606535 | Central HP <5.4 tons | FRASER-JOHNSTON | HRCU-A-C (Split System: Heat Pump with Remote Outdoor Unit with No Indoor Fan --Air Source) | HH860E2S11 |  |  | CTM60D5CHS1 |  | 53500 | 15.2 | 8.1 | 55000 | 40000 | 72.73% | 2 | 0 | 11 |  |  |  | No | R-454B | 4.4583 | Residential & Commercial | Ducted CEE Tier 1
216374658 | Central HP <5.4 tons | FRASER-JOHNSTON | HRCU-A-CB (Split System: Heat Pump with Remote Outdoor Unit-Air-Source) | HH860E2S11 |  |  | CTU60D5XHS1+TXV | Z9ET120D20SMPS1 | 54000 | 19 | 9 | 55000 | 40000 | 72.73% | 2 | 0 | 11 |  |  |  | No | R-454B | 4.5 | Residential & Commercial | Ducted CEE Tier 1
214238961 | Central HP <5.4 tons | KENMORE | HRCU-A-CB (Split System: Heat Pump with Remote Outdoor Unit-Air-Source) | (C,H,T)VH837GKA2* |  |  | END4X42L17**+WALLCON | *80CTL0451712B* | 31800 | 16.5 | 8.1 | 33400 | 25000 | 74.85% | 1.86 | 0 | 11 |  |  |  | No | R-410A | 2.65 | Residential & Commercial | Ducted CEE Tier 1
214239131 | Central HP <5.4 tons | KENMORE | HRCU-A-CB (Split System: Heat Pump with Remote Outdoor Unit-Air-Source) | (C,H,T)VH837GKA2* |  |  | EN(A,D,W)4X42L21**+WALLCON | *97CMN1002122B* | 31800 | 16.5 | 8.1 | 33000 | 24400 | 73.94% | 1.88 | 0 | 11 |  |  |  | No | R-410A | 2.65 | Residential & Commercial | Ducted CEE Tier 1
214397209 | Central HP <5.4 tons | COLEMAN | HRCU-A-CB (Split System: Heat Pump with Remote Outdoor Unit-Air-Source) | HH860E2S11 |  |  | CTM60D5CJS1+JME18D2SN1 |  | 53500 | 19 | 9 | 54000 | 39000 | 72.22% | 2 | 0 | 11 |  |  |  | No | R-454B | 4.4583 | Residential & Commercial | Ducted CEE Tier 1
214720192 | Central HP <5.4 tons | CHAMPION HEATING AND COOLING | HRCU-A-CB (Split System: Heat Pump with Remote Outdoor Unit-Air-Source) | HH860E2S11 |  |  | CTU60C5XGS1+TXV | TMLE080C16MP11 | 44500 | 18 | 9 | 45500 | 34200 | 75.16% | 2 | 0 | 11 |  |  |  | No | R-454B | 3.7083 | Residential & Commercial | Ducted CEE Tier 1
215865049 | Central HP <5.4 tons | TRANE | HRCU-A-CB (Split System: Heat Pump with Remote Outdoor Unit-Air-Source) | 5TWV8X24A1 |  |  | 5TXCB003AS3+P0V0A000M30SD+LRP |  | 21400 | 18.1 | 8.5 | 24600 | 19000 | 77.24% | 2.1 | 0 | 11.2 |  |  |  | No | R-454B | 1.7833 | Residential & Commercial | Ducted CEE Tier 1
215853464 | Central HP <5.4 tons | COLEMAN | HRCU-A-CB (Split System: Heat Pump with Remote Outdoor Unit-Air-Source) | HH860E2S11 |  |  | CTM60D5CJS1 | TM9E120D20MP12 | 52500 | 18 | 9 | 55000 | 39500 | 71.82% | 2 | 0 | 10 |  |  |  | No | R-454B | 4.375 | Residential & Commercial | Ducted CEE Tier 1
213772644 | Central HP <5.4 tons | TEMPSTAR | HRCU-A-CB (Split System: Heat Pump with Remote Outdoor Unit-Air-Source) | TVH825GKA3* |  |  | EA*4X24L17A*+WALLCON | *80CTL0701716B* | 23200 | 16.5 | 8.1 | 22000 | 16800 | 76.36% | 1.88 | 0 | 10.5 |  |  |  | No | R-410A | 1.9333 | Residential & Commercial | Ducted CEE Tier 1
214398324 | Central HP <5.4 tons | FRASER-JOHNSTON | HRCU-A-CB (Split System: Heat Pump with Remote Outdoor Unit-Air-Source) | HH860E2S11 |  |  | CTM60D5CGS1+JMVT20DC2N1 |  | 45000 | 18 | 9 | 44500 | 33400 | 75.06% | 2 | 0 | 12 |  |  |  | No | R-454B | 3.75 | Residential & Commercial | Ducted CEE Tier 1
214398049 | Central HP <5.4 tons | FRASER-JOHNSTON | HRCU-A-CB (Split System: Heat Pump with Remote Outdoor Unit-Air-Source) | HH860E2S11 |  |  | CTM60C5CHS1 | TPLC100C20MP13 | 53500 | 19 | 9 | 54000 | 39000 | 72.22% | 2 | 0 | 11 |  |  |  | No | R-454B | 4.4583 | Residential & Commercial | Ducted CEE Tier 1
214570667 | Central HP <5.4 tons | TEMPSTAR | HRCU-A-CB (Split System: Heat Pump with Remote Outdoor Unit-Air-Source) | TVH825GKA3* |  |  | EA*4X43L21A*+WALLCON | *96CTN0802120B* | 24400 | 17 | 8.5 | 21200 | 16600 | 78.3% | 2.04 | 0 | 11 |  |  |  | No | R-410A | 2.0333 | Residential & Commercial | Ducted CEE Tier 1
214571117 | Central HP <5.4 tons | TEMPSTAR | HRCU-A-CB (Split System: Heat Pump with Remote Outdoor Unit-Air-Source) | TVH825GKA3* |  |  | EN(A,D)4X36L21**+WALLCON | *95CSU1002122B* | 23400 | 16.5 | 8.1 | 21600 | 16700 | 77.31% | 1.92 | 0 | 11 |  |  |  | No | R-410A | 1.95 | Residential & Commercial | Ducted CEE Tier 1
214595056 | Central HP <5.4 tons | FRASER-JOHNSTON | HRCU-A-CB (Split System: Heat Pump with Remote Outdoor Unit-Air-Source) | HH836E2S11 |  |  | CTM48C5CFS1 | Z8ES100C16SMPS1 | 34000 | 19 | 9 | 31600 | 25200 | 79.75% | 2 | 0 | 11 |  |  |  | No | R-454B | 2.8333 | Residential & Commercial | Ducted CEE Tier 1
214397666 | Central HP <5.4 tons | FRASER-JOHNSTON | HRCU-A-CB (Split System: Heat Pump with Remote Outdoor Unit-Air-Source) | HH836E2S11 |  |  | CTF36C5CDS1 | TM8E080C16MP11 | 33800 | 18 | 8.5 | 31400 | 25600 | 81.53% | 2 | 0 | 11 |  |  |  | No | R-454B | 2.8167 | Residential & Commercial | Ducted CEE Tier 1
214397686 | Central HP <5.4 tons | FRASER-JOHNSTON | HRCU-A-CB (Split System: Heat Pump with Remote Outdoor Unit-Air-Source) | HH836E2S11 |  |  | CTF36C5CDS1 | TM8E120C20MP11 | 34600 | 17 | 8.5 | 32600 | 26600 | 81.6% | 2 | 0 | 11 |  |  |  | No | R-454B | 2.8833 | Residential & Commercial | Ducted CEE Tier 1
214398503 | Central HP <5.4 tons | FRASER-JOHNSTON | HRCU-A-CB (Split System: Heat Pump with Remote Outdoor Unit-Air-Source) | HH836E2S11 |  |  | CTF36C5CDS1 | TL8E100C20UH11 | 33800 | 17 | 8.5 | 31200 | 25400 | 81.41% | 2 | 0 | 11.7 |  |  |  | No | R-454B | 2.8167 | Residential & Commercial | Ducted CEE Tier 1
216374668 | Central HP <5.4 tons | FRASER-JOHNSTON | HRCU-A-CB (Split System: Heat Pump with Remote Outdoor Unit-Air-Source) | HH836E2S11 |  |  | CTF36B5CDS1 | Z9ET060B12SMPS1 | 33400 | 18 | 8.5 | 31600 | 24200 | 76.58% | 2 | 0 | 11 |  |  |  | No | R-454B | 2.7833 | Residential & Commercial | Ducted CEE Tier 1
215853348 | Central HP <5.4 tons | COLEMAN | HRCU-A-CB (Split System: Heat Pump with Remote Outdoor Unit-Air-Source) | HH836E2S11 |  |  | CTM36B5CDS1+JMVT12BC2N1 |  | 33200 | 18 | 9 | 30400 | 24800 | 81.58% | 2 | 0 | 11.7 |  |  |  | No | R-454B | 2.7667 | Residential & Commercial | Ducted CEE Tier 1
214584604 | Central HP <5.4 tons | CHAMPION HEATING AND COOLING | HRCU-A-CB (Split System: Heat Pump with Remote Outdoor Unit-Air-Source) | HH860E2S11 |  |  | CTF60C5CGS1 | Z8ES120C20SMPS1 | 45000 | 18 | 9 | 45500 | 33400 | 73.41% | 2 | 0 | 11.7 |  |  |  | No | R-454B | 3.75 | Residential & Commercial | Ducted CEE Tier 1
214397871 | Central HP <5.4 tons | FRASER-JOHNSTON | HRCU-A-CB (Split System: Heat Pump with Remote Outdoor Unit-Air-Source) | HH860E2S11 |  |  | CTF60C5CGS1 | TM9E080C20MP12 | 44500 | 17 | 9 | 45000 | 33800 | 75.11% | 2 | 0 | 11.7 |  |  |  | No | R-454B | 3.7083 | Residential & Commercial | Ducted CEE Tier 1
214397891 | Central HP <5.4 tons | FRASER-JOHNSTON | HRCU-A-CB (Split System: Heat Pump with Remote Outdoor Unit-Air-Source) | HH860E2S11 |  |  | CTM60C5CGS1 | TMLV120C20MP12 | 44000 | 18 | 9 | 44500 | 33600 | 75.51% | 2 | 0 | 11.7 |  |  |  | No | R-454B | 3.6667 | Residential & Commercial | Ducted CEE Tier 1
214239171 | Central HP <5.4 tons | KENMORE | HRCU-A-CB (Split System: Heat Pump with Remote Outdoor Unit-Air-Source) | (C,H,T)VH837GKA2* |  |  | EN(A,D,W)4X48L21**+WALLCON | *80CTL0451712B* | 32200 | 16.5 | 8.1 | 33200 | 25000 | 75.3% | 1.9 | 0 | 11 |  |  |  | No | R-410A | 2.6833 | Residential & Commercial | Ducted CEE Tier 1
214239321 | Central HP <5.4 tons | KENMORE | HRCU-A-CB (Split System: Heat Pump with Remote Outdoor Unit-Air-Source) | (C,H,T)VH837GKA2* |  |  | EN(A,D)4X48L24**+WALLCON | *97CMN1002122B* | 32400 | 17 | 8.1 | 32600 | 24600 | 75.46% | 1.96 | 0 | 11.7 |  |  |  | No | R-410A | 2.7 | Residential & Commercial | Ducted CEE Tier 1
213772634 | Central HP <5.4 tons | TEMPSTAR | HRCU-A-CB (Split System: Heat Pump with Remote Outdoor Unit-Air-Source) | TVH825GKA3* |  |  | EA*4X24L17A*+WALLCON | *80CTL0701412B* | 23400 | 16.5 | 8.1 | 22000 | 16800 | 76.36% | 1.88 | 0 | 10.5 |  |  |  | No | R-410A | 1.95 | Residential & Commercial | Ducted CEE Tier 1
213772684 | Central HP <5.4 tons | TEMPSTAR | HRCU-A-CB (Split System: Heat Pump with Remote Outdoor Unit-Air-Source) | TVH825GKA3* |  |  | EA*4X24L17A*+WALLCON | *97CMN0801714B* | 23200 | 16 | 8.1 | 22000 | 16800 | 76.36% | 1.88 | 0 | 10.5 |  |  |  | No | R-410A | 1.9333 | Residential & Commercial | Ducted CEE Tier 1
215864900 | Central HP <5.4 tons | AMERICAN STANDARD | HRCU-A-CB (Split System: Heat Pump with Remote Outdoor Unit-Air-Source) | 5A6V8X48A1 |  |  | 5PX*D010AS3 | S8V2C100M5PDB | 46000 | 18.1 | 8.5 | 45000 | 34800 | 77.33% | 2.2 | 0 | 10.5 |  |  |  | No | R-454B | 3.8333 | Residential & Commercial | Ducted CEE Tier 1
210474305 | Central HP <5.4 tons | CARRIER | HRCU-A-CB (Split System: Heat Pump with Remote Outdoor Unit-Air-Source) | 25VNA825A*032* |  |  | CSPH*4212AL*+UI | 58TN*A135C24**22 | 24200 | 16 | 8.1 | 21400 | 16600 | 77.57% | 2 | 0 | 10.5 |  |  |  | No | R-410A | 2.0167 | Residential & Commercial | Ducted CEE Tier 1
214584736 | Central HP <5.4 tons | COLEMAN | HRCU-A-CB (Split System: Heat Pump with Remote Outdoor Unit-Air-Source) | HH824E2S11 |  |  | CTM30B5ACS1 | Z8ES080B12SMPS1 | 23000 | 18 | 9.5 | 23000 | 19100 | 83.04% | 2 | 0 | 12 |  |  |  | No | R-454B | 1.9167 | Residential & Commercial | Ducted CEE Tier 1
210472907 | Central HP <5.4 tons | CARRIER | HRCU-A-CB (Split System: Heat Pump with Remote Outdoor Unit-Air-Source) | 25VNA825A*032* |  |  | CAP**4221AL*+UI | 59TN6B080C17**14 | 23600 | 16.5 | 8.1 | 21400 | 16700 | 78.04% | 1.96 | 0 | 11 |  |  |  | No | R-410A | 1.9667 | Residential & Commercial | Ducted CEE Tier 1
210472973 | Central HP <5.4 tons | CARRIER | HRCU-A-CB (Split System: Heat Pump with Remote Outdoor Unit-Air-Source) | 25VNA825A*032* |  |  | CAP**4221AL*+UI | 59MN7B060C21**20 | 23600 | 16 | 8.1 | 21400 | 16700 | 78.04% | 1.94 | 0 | 11 |  |  |  | No | R-410A | 1.9667 | Residential & Commercial | Ducted CEE Tier 1
210474036 | Central HP <5.4 tons | CARRIER | HRCU-A-CB (Split System: Heat Pump with Remote Outdoor Unit-Air-Source) | 25VNA825A*032* |  |  | CNPV*4821AL*+UI | 58TN*A090C17**16 | 24200 | 17.5 | 8.1 | 21200 | 16500 | 77.83% | 2.02 | 0 | 11.7 |  |  |  | No | R-410A | 2.0167 | Residential & Commercial | Ducted CEE Tier 1
210472852 | Central HP <5.4 tons | CARRIER | HRCU-A-CB (Split System: Heat Pump with Remote Outdoor Unit-Air-Source) | 25VNA825A*032* |  |  | CAP**4221AL*+UI | 58CU*A060C17**16 | 23800 | 16.5 | 8.1 | 21400 | 16600 | 77.57% | 1.96 | 0 | 10.5 |  |  |  | No | R-410A | 1.9833 | Residential & Commercial | Ducted CEE Tier 1
214609108 | Central HP <5.4 tons | FRASER-JOHNSTON | HRCU-A-CB (Split System: Heat Pump with Remote Outdoor Unit-Air-Source) | HH860E2S11 |  |  | CTF60D5CHS1 | Z9ES120D20SMPS1 | 53500 | 19 | 8.5 | 53500 | 38500 | 71.96% | 2 | 0 | 11.7 |  |  |  | No | R-454B | 4.4583 | Residential & Commercial | Ducted CEE Tier 1
214239271 | Central HP <5.4 tons | KENMORE | HRCU-A-CB (Split System: Heat Pump with Remote Outdoor Unit-Air-Source) | (C,H,T)VH837GKA2* |  |  | EN(A,D,W)4X48L21**+WALLCON | *96CTN0801714B* | 32200 | 17 | 8.1 | 32800 | 24800 | 75.61% | 1.94 | 0 | 11.5 |  |  |  | No | R-410A | 2.6833 | Residential & Commercial | Ducted CEE Tier 1
214398278 | Central HP <5.4 tons | FRASER-JOHNSTON | HRCU-A-CB (Split System: Heat Pump with Remote Outdoor Unit-Air-Source) | HH860E2S11 |  |  | CTF60C5CGS1 | TPLC120C20MP13 | 44500 | 18 | 9 | 45000 | 33800 | 75.11% | 2 | 0 | 11 |  |  |  | No | R-454B | 3.7083 | Residential & Commercial | Ducted CEE Tier 1
214398344 | Central HP <5.4 tons | FRASER-JOHNSTON | HRCU-A-CB (Split System: Heat Pump with Remote Outdoor Unit-Air-Source) | HH860E2S11 |  |  | CTF60C5CGS1 | TM8Y080C16MP11 | 44000 | 18 | 9 | 44000 | 33400 | 75.91% | 2 | 0 | 11.7 |  |  |  | No | R-454B | 3.6667 | Residential & Commercial | Ducted CEE Tier 1
214398443 | Central HP <5.4 tons | FRASER-JOHNSTON | HRCU-A-CB (Split System: Heat Pump with Remote Outdoor Unit-Air-Source) | HH860E2S11 |  |  | CTM60C5CHS1 | TM8E100C20MP11 | 53500 | 19 | 8.5 | 55000 | 39000 | 70.91% | 2 | 0 | 11 |  |  |  | No | R-454B | 4.4583 | Residential & Commercial | Ducted CEE Tier 1
214398644 | Central HP <5.4 tons | FRASER-JOHNSTON | HRCU-A-CB (Split System: Heat Pump with Remote Outdoor Unit-Air-Source) | HH860E2S11 |  |  | CTF60C5CGS1 | TM8V080C16MP12 | 43500 | 18 | 9 | 44000 | 33400 | 75.91% | 2 | 0 | 11.7 |  |  |  | No | R-454B | 3.625 | Residential & Commercial | Ducted CEE Tier 1
213772954 | Central HP <5.4 tons | TEMPSTAR | HRCU-A-CB (Split System: Heat Pump with Remote Outdoor Unit-Air-Source) | TVH825GKA3* |  |  | EA*4X36L17A*+WALLCON | *80CTL0701412B* | 23600 | 16.5 | 8.1 | 21400 | 16700 | 78.04% | 1.92 | 0 | 10.5 |  |  |  | No | R-410A | 1.9667 | Residential & Commercial | Ducted CEE Tier 1
214242853 | Central HP <5.4 tons | KENMORE | HRCU-A-CB (Split System: Heat Pump with Remote Outdoor Unit-Air-Source) | (C,H,T)VH825GKA2* |  |  | EN(A,D)4X36L21**+WALLCON | *96CTN1002122B* | 23600 | 16.5 | 8.1 | 21400 | 16700 | 78.04% | 1.92 | 0 | 11 |  |  |  | No | R-410A | 1.9667 | Residential & Commercial | Ducted CEE Tier 1
214242953 | Central HP <5.4 tons | KENMORE | HRCU-A-CB (Split System: Heat Pump with Remote Outdoor Unit-Air-Source) | (C,H,T)VH825GKA2* |  |  | END4X42L17**+WALLCON | *96CTN0801714B* | 24000 | 16.5 | 8.1 | 21400 | 16700 | 78.04% | 1.98 | 0 | 11 |  |  |  | No | R-410A | 2 | Residential & Commercial | Ducted CEE Tier 1
214242433 | Central HP <5.4 tons | KENMORE | HRCU-A-CB (Split System: Heat Pump with Remote Outdoor Unit-Air-Source) | (C,H,T)VH825GKA2* |  |  | EN(A,D)4X24L17**+WALLCON | *80CTL0701412B* | 23200 | 16 | 8.1 | 22000 | 16800 | 76.36% | 1.94 | 0 | 10.5 |  |  |  | No | R-410A | 1.9333 | Residential & Commercial | Ducted CEE Tier 1
210473171 | Central HP <5.4 tons | CARRIER | HRCU-A-CB (Split System: Heat Pump with Remote Outdoor Unit-Air-Source) | 25VNA825A*032* |  |  | CAP**4321AL*+UI | 59TN6B060C17**14 | 24400 | 16.5 | 8.1 | 21200 | 16700 | 78.77% | 2.02 | 0 | 11 |  |  |  | No | R-410A | 2.0333 | Residential & Commercial | Ducted CEE Tier 1
210473490 | Central HP <5.4 tons | CARRIER | HRCU-A-CB (Split System: Heat Pump with Remote Outdoor Unit-Air-Source) | 25VNA825A*032* |  |  | CAP**4824AL*+UI | 59MN7B100C21**22 | 24200 | 16.5 | 8.1 | 21000 | 16500 | 78.57% | 2.02 | 0 | 11 |  |  |  | No | R-410A | 2.0167 | Residential & Commercial | Ducted CEE Tier 1
210474058 | Central HP <5.4 tons | CARRIER | HRCU-A-CB (Split System: Heat Pump with Remote Outdoor Unit-Air-Source) | 25VNA825A*032* |  |  | CNPV*4824AL*+UI | 59CU5A080C21**20 | 24200 | 17 | 8.1 | 21200 | 16600 | 78.3% | 2.02 | 0 | 11.5 |  |  |  | No | R-410A | 2.0167 | Residential & Commercial | Ducted CEE Tier 1
210474393 | Central HP <5.4 tons | CARRIER | HRCU-A-CB (Split System: Heat Pump with Remote Outdoor Unit-Air-Source) | 25VNA825A*032* |  |  | CSPH*4212AL*+UI | 59TN6B100C21**22 | 24200 | 16 | 8.1 | 21400 | 16600 | 77.57% | 2 | 0 | 10.5 |  |  |  | No | R-410A | 2.0167 | Residential & Commercial | Ducted CEE Tier 1
210474525 | Central HP <5.4 tons | CARRIER | HRCU-A-CB (Split System: Heat Pump with Remote Outdoor Unit-Air-Source) | 25VNA825A*032* |  |  | CSPH*4812AL*+UI | 58TN*A135C24**22 | 24200 | 16 | 8.1 | 21200 | 16600 | 78.3% | 2.02 | 0 | 11 |  |  |  | No | R-410A | 2.0167 | Residential & Commercial | Ducted CEE Tier 1
210474558 | Central HP <5.4 tons | CARRIER | HRCU-A-CB (Split System: Heat Pump with Remote Outdoor Unit-Air-Source) | 25VNA825A*032* |  |  | CSPH*4812AL*+UI | 59TN6B120C24**22 | 24200 | 16.5 | 8.1 | 21200 | 16600 | 78.3% | 2.02 | 0 | 11 |  |  |  | No | R-410A | 2.0167 | Residential & Commercial | Ducted CEE Tier 1
210473248 | Central HP <5.4 tons | CARRIER | HRCU-A-CB (Split System: Heat Pump with Remote Outdoor Unit-Air-Source) | 25VNA825A*032* |  |  | CAP**4321AL*+UI | 59MN7B060C21**20 | 24400 | 16.5 | 8.1 | 21200 | 16700 | 78.77% | 2.02 | 0 | 11 |  |  |  | No | R-410A | 2.0333 | Residential & Commercial | Ducted CEE Tier 1
215935755 | Central HP <5.4 tons | BRYANT HEATING AND COOLING SYSTEMS | HRCU-A-CB (Split System: Heat Pump with Remote Outdoor Unit-Air-Source) | 293VAN036**AA* |  |  | CVAVA3621XMA*+UI | 986TD42060C17*** | 34000 | 20.5 | 8.1 | 38000 | 27000 | 71.05% | 1.95 | 0 | 11 |  |  |  | No | R-454B | 2.8333 | Residential & Commercial | Ducted CEE Tier 1
215936405 | Central HP <5.4 tons | BRYANT HEATING AND COOLING SYSTEMS | HRCU-A-CB (Split System: Heat Pump with Remote Outdoor Unit-Air-Source) | 293VAN036**AA* |  |  | CVAVA4824XMA*+UI | 986TD66100C21*** | 35000 | 21.5 | 8.5 | 38000 | 28200 | 74.21% | 2.02 | 0 | 12 |  |  |  | No | R-454B | 2.9167 | Residential & Commercial | Ducted CEE Tier 1
215936505 | Central HP <5.4 tons | BRYANT HEATING AND COOLING SYSTEMS | HRCU-A-CB (Split System: Heat Pump with Remote Outdoor Unit-Air-Source) | 293VAN036**AA* |  |  | CVAVA4924XMA*+UI | 987MC60080C21*** | 35400 | 21.5 | 8.5 | 38000 | 28400 | 74.74% | 2.04 | 0 | 12 |  |  |  | No | R-454B | 2.95 | Residential & Commercial | Ducted CEE Tier 1
214731830 | Central HP <5.4 tons | TCL | HRCU-A-CB (Split System: Heat Pump with Remote Outdoor Unit-Air-Source) | TCU-60D7HEWA/DV2O |  |  | TCE-4860D6HWA/DVOE(03) | FG7SA-108C-T35C* | 52000 | 16 | 8.2 | 54000 | 37800 | 70% | 1.9 | 0 | 10 |  |  |  | No | R-410A | 4.3333 | Residential & Commercial | Ducted CEE Tier 1
215936245 | Central HP <5.4 tons | BRYANT HEATING AND COOLING SYSTEMS | HRCU-A-CB (Split System: Heat Pump with Remote Outdoor Unit-Air-Source) | 293VAN036**AA* |  |  | CVAVA4224XMA*+UI | 987MC66120C24*** | 35400 | 22 | 8.5 | 38000 | 28400 | 74.74% | 2.04 | 0 | 12.5 |  |  |  | No | R-454B | 2.95 | Residential & Commercial | Ducted CEE Tier 1
215936265 | Central HP <5.4 tons | BRYANT HEATING AND COOLING SYSTEMS | HRCU-A-CB (Split System: Heat Pump with Remote Outdoor Unit-Air-Source) | 293VAN036**AA* |  |  | CVAVA4224XMA*+UI | 986TD66120C24*** | 35600 | 22 | 8.5 | 38000 | 28400 | 74.74% | 2.04 | 0 | 12.5 |  |  |  | No | R-454B | 2.9667 | Residential & Commercial | Ducted CEE Tier 1
213872267 | Central HP <5.4 tons | DAIKIN | HRCU-A-CB (Split System: Heat Pump with Remote Outdoor Unit-Air-Source) | DZ6VSA421EA* |  |  | CA*EA6030*4A* | D*96VC0804CNA* | 40000 | 17 | 8.6 | 40000 | 30600 | 76.5% | 2.2 | 0 | 10 |  |  |  | No | R-410A | 3.3333 | Residential & Commercial | Ducted CEE Tier 1
215674262 | Central HP <5.4 tons | KENMORE | HRCU-A-CB (Split System: Heat Pump with Remote Outdoor Unit-Air-Source) | (C,H,T)5H0V48*K*AAA* |  |  | EA*5X60M24A*+WALLCON | *97CMN1002122B* | 45000 | 18 | 9 | 47500 | 33600 | 70.74% | 2.06 | 0 | 10 |  |  |  | No | R-454B | 3.75 | Residential & Commercial | Ducted CEE Tier 1
214573835 | Central HP <5.4 tons | KEEPRITE | HRCU-A-CB (Split System: Heat Pump with Remote Outdoor Unit-Air-Source) | CVH837GKA2* |  |  | EA*4X42L24A*+WALLCON | *97CMN0802120B* | 31800 | 17 | 8.5 | 32800 | 24400 | 74.39% | 1.9 | 0 | 11 |  |  |  | No | R-410A | 2.65 | Residential & Commercial | Ducted CEE Tier 1
215865062 | Central HP <5.4 tons | AMERICAN STANDARD | HRCU-A-CB (Split System: Heat Pump with Remote Outdoor Unit-Air-Source) | 5A6V8X36A1 |  |  | 5TXCB006AS3+P0V0A000M30SD+LRP |  | 32600 | 18.1 | 8.5 | 33200 | 25600 | 77.11% | 2.1 | 0 | 10 |  |  |  | No | R-454B | 2.7167 | Residential & Commercial | Ducted CEE Tier 1
215853367 | Central HP <5.4 tons | COLEMAN | HRCU-A-CB (Split System: Heat Pump with Remote Outdoor Unit-Air-Source) | HH836E2S11 |  |  | CTF36C5CDS1 | Z9ES080C20SMPS1 | 34200 | 18 | 8.5 | 32000 | 26400 | 82.5% | 2 | 0 | 11 |  |  |  | No | R-454B | 2.85 | Residential & Commercial | Ducted CEE Tier 1
214398478 | Central HP <5.4 tons | FRASER-JOHNSTON | HRCU-A-CB (Split System: Heat Pump with Remote Outdoor Unit-Air-Source) | HH836E2S11 |  |  | CTM48C5CFS1 | TM8E100C16MP11 | 33600 | 19 | 9 | 31400 | 25400 | 80.89% | 2 | 0 | 11 |  |  |  | No | R-454B | 2.8 | Residential & Commercial | Ducted CEE Tier 1
214398530 | Central HP <5.4 tons | FRASER-JOHNSTON | HRCU-A-CB (Split System: Heat Pump with Remote Outdoor Unit-Air-Source) | HH836E2S11 |  |  | CTF36C5CDS1 | TM9E080C16MP12 | 34200 | 18 | 8.5 | 32200 | 25800 | 80.12% | 2 | 0 | 11 |  |  |  | No | R-454B | 2.85 | Residential & Commercial | Ducted CEE Tier 1
214398547 | Central HP <5.4 tons | FRASER-JOHNSTON | HRCU-A-CB (Split System: Heat Pump with Remote Outdoor Unit-Air-Source) | HH836E2S11 |  |  | CTM36C5CDS1 | TL9E080C16UH11 | 34200 | 18 | 8.5 | 32600 | 26800 | 82.21% | 2 | 0 | 11 |  |  |  | No | R-454B | 2.85 | Residential & Commercial | Ducted CEE Tier 1
214398614 | Central HP <5.4 tons | FRASER-JOHNSTON | HRCU-A-CB (Split System: Heat Pump with Remote Outdoor Unit-Air-Source) | HH836E2S11 |  |  | CTM48C5CFS1 | TM9E080C16MP12 | 33800 | 19 | 9 | 32000 | 25400 | 79.38% | 2 | 0 | 11 |  |  |  | No | R-454B | 2.8167 | Residential & Commercial | Ducted CEE Tier 1
216374592 | Central HP <5.4 tons | FRASER-JOHNSTON | HRCU-A-CB (Split System: Heat Pump with Remote Outdoor Unit-Air-Source) | HH836E2S11 |  |  | CTF36C5CDS1 | Z9ET080C16SMPS1 | 33400 | 18 | 8.5 | 31000 | 23800 | 76.77% | 2 | 0 | 11 |  |  |  | No | R-454B | 2.7833 | Residential & Commercial | Ducted CEE Tier 1
215487465 | Central HP <5.4 tons | DAIKIN | HRCU-A-CB (Split System: Heat Pump with Remote Outdoor Unit-Air-Source) | DH6VSA1810A* |  |  | CHPEA2422*3A* | D*96VC0803BNA* | 17000 | 19 | 8.8 | 16800 | 13000 | 77.38% | 2.1 | 0 | 12 |  |  |  | No | R-32 | 1.4167 | Residential & Commercial | Ducted CEE Tier 1
214396329 | Central HP <5.4 tons | FRASER-JOHNSTON | HRCU-A-CB (Split System: Heat Pump with Remote Outdoor Unit-Air-Source) | HH860E2S11 |  |  | CTM60C5CHS1 | TM8Y120C20MP11 | 54000 | 19 | 9 | 55000 | 39500 | 71.82% | 2 | 0 | 11 |  |  |  | No | R-454B | 4.5 | Residential & Commercial | Ducted CEE Tier 1
214398004 | Central HP <5.4 tons | FRASER-JOHNSTON | HRCU-A-CB (Split System: Heat Pump with Remote Outdoor Unit-Air-Source) | HH860E2S11 |  |  | CTF60D5CHS1 | TM9Y120D20MP11 | 53500 | 19 | 8.5 | 54500 | 39500 | 72.48% | 2 | 0 | 11 |  |  |  | No | R-454B | 4.4583 | Residential & Commercial | Ducted CEE Tier 1
214398654 | Central HP <5.4 tons | FRASER-JOHNSTON | HRCU-A-CB (Split System: Heat Pump with Remote Outdoor Unit-Air-Source) | HH860E2S11 |  |  | CTF60C5CGS1 | TPLC080C16MP13 | 43500 | 18 | 9 | 44000 | 33400 | 75.91% | 2 | 0 | 11.7 |  |  |  | No | R-454B | 3.625 | Residential & Commercial | Ducted CEE Tier 1
214595011 | Central HP <5.4 tons | FRASER-JOHNSTON | HRCU-A-CB (Split System: Heat Pump with Remote Outdoor Unit-Air-Source) | HH860E2S11 |  |  | CTF60D5CJS1 | Z8ES130D20SMPS1 | 53500 | 19 | 9 | 54500 | 39000 | 71.56% | 2 | 0 | 11 |  |  |  | No | R-454B | 4.4583 | Residential & Commercial | Ducted CEE Tier 1
214398307 | Central HP <5.4 tons | FRASER-JOHNSTON | HRCU-A-CB (Split System: Heat Pump with Remote Outdoor Unit-Air-Source) | HH860E2S11 |  |  | CTF60C5CGS1 | TMLE080C20MP11 | 44500 | 17 | 9 | 45000 | 33800 | 75.11% | 2 | 0 | 11.7 |  |  |  | No | R-454B | 3.7083 | Residential & Commercial | Ducted CEE Tier 1
214398693 | Central HP <5.4 tons | FRASER-JOHNSTON | HRCU-A-CB (Split System: Heat Pump with Remote Outdoor Unit-Air-Source) | HH860E2S11 |  |  | CTM60C5CGS1 | TM8E100C20MP11 | 44500 | 17 | 9 | 45000 | 33800 | 75.11% | 2 | 0 | 11.7 |  |  |  | No | R-454B | 3.7083 | Residential & Commercial | Ducted CEE Tier 1
214398634 | Central HP <5.4 tons | FRASER-JOHNSTON | HRCU-A-CB (Split System: Heat Pump with Remote Outdoor Unit-Air-Source) | HH860E2S11 |  |  | JHE48D5CG2SS1 |  | 45000 | 19 | 9 | 44500 | 33400 | 75.06% | 2 | 0 | 12 |  |  |  | No | R-454B | 3.75 | Residential & Commercial | Ducted CEE Tier 1
214398688 | Central HP <5.4 tons | FRASER-JOHNSTON | HRCU-A-CB (Split System: Heat Pump with Remote Outdoor Unit-Air-Source) | HH860E2S11 |  |  | CTF60C5CGS1 | TMLE100C20MP11 | 44500 | 17 | 9 | 45000 | 33800 | 75.11% | 2 | 0 | 11.7 |  |  |  | No | R-454B | 3.7083 | Residential & Commercial | Ducted CEE Tier 1
214331615 | Central HP <5.4 tons | TCL | HRCU-A-C (Split System: Heat Pump with Remote Outdoor Unit with No Indoor Fan --Air Source) | TCU-60D7HEWA/DV2O |  |  | TCE-4860D6HWA/DVOE(04)+DK |  | 52000 | 15.2 | 8.5 | 53000 | 37200 | 70.19% | 1.9 | 0 | 10 |  |  |  | No | R-410A | 4.3333 | Residential & Commercial | Ducted CEE Tier 1
214331613 | Central HP <5.4 tons | TCL | HRCU-A-C (Split System: Heat Pump with Remote Outdoor Unit with No Indoor Fan --Air Source) | TCU-60D7HEWA/DV2O |  |  | TCE-4248D6HWA/DVOE(03)+DK |  | 42000 | 15.2 | 8.5 | 43000 | 32400 | 75.35% | 1.9 | 0 | 10.5 |  |  |  | No | R-410A | 3.5 | Residential & Commercial | Ducted CEE Tier 1
214573985 | Central HP <5.4 tons | KEEPRITE | HRCU-A-CB (Split System: Heat Pump with Remote Outdoor Unit-Air-Source) | CVH837GKA2* |  |  | EA*4X48L24A*+WALLCON | *95CSU0802120B* | 32200 | 17.5 | 8.5 | 32400 | 25000 | 77.16% | 1.98 | 0 | 11 |  |  |  | No | R-410A | 2.6833 | Residential & Commercial | Ducted CEE Tier 1
214573665 | Central HP <5.4 tons | KEEPRITE | HRCU-A-CB (Split System: Heat Pump with Remote Outdoor Unit-Air-Source) | CVH837GKA2* |  |  | EA*4X36L21A*+WALLCON | *96CTN0802120B* | 31600 | 17.5 | 8.1 | 32800 | 24200 | 73.78% | 1.86 | 0 | 11 |  |  |  | No | R-410A | 2.6333 | Residential & Commercial | Ducted CEE Tier 1
211226797 | Central HP <5.4 tons | KEEPRITE | HRCU-A-CB (Split System: Heat Pump with Remote Outdoor Unit-Air-Source) | DLCURAH36ABK |  |  | EA*4X37L21A* | *80ES(N,L)0701712A* | 36400 | 15.5 | 8.5 | 38500 | 34800 | 90.39% | 2.08 | 0 | 10 |  |  |  | No | R-410A | 3.0333 | Residential & Commercial | Ducted CEE Tier 1
214573055 | Central HP <5.4 tons | KEEPRITE | HRCU-A-CB (Split System: Heat Pump with Remote Outdoor Unit-Air-Source) | CVH837GKA** |  |  | EA*4X61L24A*+WALLCON | *97CMN0802120B* | 33200 | 17.5 | 8.5 | 31800 | 24800 | 77.99% | 2 | 0 | 11.5 |  |  |  | No | R-410A | 2.7667 | Residential & Commercial | Ducted CEE Tier 1
211245021 | Central HP <5.4 tons | KEEPRITE | HRCU-A-CB (Split System: Heat Pump with Remote Outdoor Unit-Air-Source) | DLCURAH24ABK |  |  | EN(A,D,W)4X36L17** | *96VTN0801716A* | 24200 | 16.5 | 8.1 | 26200 | 23000 | 87.79% | 1.9 | 0 | 10.5 |  |  |  | No | R-410A | 2.0167 | Residential & Commercial | Ducted CEE Tier 1
211244871 | Central HP <5.4 tons | KEEPRITE | HRCU-A-CB (Split System: Heat Pump with Remote Outdoor Unit-Air-Source) | DLCURAH24ABK |  |  | EN(A,D,W)4X36L17** | *96VSN0601714A* | 23400 | 16.5 | 8.1 | 25800 | 24000 | 93.02% | 2 | 0 | 10 |  |  |  | No | R-410A | 1.95 | Residential & Commercial | Ducted CEE Tier 1
211240965 | Central HP <5.4 tons | KEEPRITE | HRCU-A-CB (Split System: Heat Pump with Remote Outdoor Unit-Air-Source) | DLCURAH24ABK |  |  | EA*4X25L17A* | *96VTN0401712A* | 23800 | 16 | 8.1 | 25200 | 21800 | 86.51% | 1.82 | 0 | 10 |  |  |  | No | R-410A | 1.9833 | Residential & Commercial | Ducted CEE Tier 1
211240515 | Central HP <5.4 tons | KEEPRITE | HRCU-A-CB (Split System: Heat Pump with Remote Outdoor Unit-Air-Source) | DLCURAH24ABK |  |  | EA*4X24L17A* | *80VTL0451412A* | 24000 | 16.5 | 8.5 | 26800 | 24000 | 89.55% | 1.98 | 0 | 10 |  |  |  | No | R-410A | 2 | Residential & Commercial | Ducted CEE Tier 1
211240581 | Central HP <5.4 tons | KEEPRITE | HRCU-A-CB (Split System: Heat Pump with Remote Outdoor Unit-Air-Source) | DLCURAH24ABK |  |  | EA*4X24L17A* | *95ESN0601412A* | 24000 | 15.5 | 8.5 | 27200 | 23600 | 86.76% | 1.92 | 0 | 10 |  |  |  | No | R-410A | 2 | Residential & Commercial | Ducted CEE Tier 1
211244297 | Central HP <5.4 tons | KEEPRITE | HRCU-A-CB (Split System: Heat Pump with Remote Outdoor Unit-Air-Source) | DLCURAH24ABK |  |  | EN(A,D)4X30L14** | *96VSN0601412A* | 23400 | 16.5 | 8.1 | 25800 | 24000 | 93.02% | 1.98 | 0 | 10 |  |  |  | No | R-410A | 1.95 | Residential & Commercial | Ducted CEE Tier 1
215936855 | Central HP <5.4 tons | BRYANT HEATING AND COOLING SYSTEMS | HRCU-A-CB (Split System: Heat Pump with Remote Outdoor Unit-Air-Source) | 293VAN036**AA* |  |  | CVAVA6024XMA*+UI | 986TD66120C24*** | 35600 | 22 | 8.5 | 38000 | 28400 | 74.74% | 2.04 | 0 | 12.5 |  |  |  | No | R-454B | 2.9667 | Residential & Commercial | Ducted CEE Tier 1
215540555 | Central HP <5.4 tons | TCL | HRCU-A-CB (Split System: Heat Pump with Remote Outdoor Unit-Air-Source) | TCU-60D7HEWA/DV2O |  |  | TCE-4860D6HWA/DVOE(03) | FG7TC-100D-V35C* | 52000 | 16.5 | 8.5 | 54000 | 37800 | 70% | 1.9 | 0 | 10 |  |  |  | No | R-410A | 4.3333 | Residential & Commercial | Ducted CEE Tier 1
214331614 | Central HP <5.4 tons | TCL | HRCU-A-C (Split System: Heat Pump with Remote Outdoor Unit with No Indoor Fan --Air Source) | TCU-60D7HEWA/DV2O |  |  | TCE-4860D6HWA/DVOE(03)+DK |  | 52000 | 15.2 | 8.5 | 53000 | 37200 | 70.19% | 1.9 | 0 | 10 |  |  |  | No | R-410A | 4.3333 | Residential & Commercial | Ducted CEE Tier 1
215487476 | Central HP <5.4 tons | DAIKIN | HRCU-A-CB (Split System: Heat Pump with Remote Outdoor Unit-Air-Source) | DH6VSA1810A* |  |  | CA*EA3022*3A* | D*80VC0804C*A* | 17000 | 19 | 8.8 | 16800 | 13000 | 77.38% | 2.1 | 0 | 12 |  |  |  | No | R-32 | 1.4167 | Residential & Commercial | Ducted CEE Tier 1
216374556 | Central HP <5.4 tons | FRASER-JOHNSTON | HRCU-A-CB (Split System: Heat Pump with Remote Outdoor Unit-Air-Source) | HH836E2S11 |  |  | CTU48C5XFS1+TXV | Z9ET100C16SMPS1 | 33400 | 19 | 9.5 | 31400 | 23800 | 75.8% | 2 | 0 | 11 |  |  |  | No | R-454B | 2.7833 | Residential & Commercial | Ducted CEE Tier 1
214398166 | Central HP <5.4 tons | FRASER-JOHNSTON | HRCU-A-CB (Split System: Heat Pump with Remote Outdoor Unit-Air-Source) | HH836E2S11 |  |  | CTM36C5CDS1 | TP9C100C16MP13 | 33800 | 18 | 8.5 | 31400 | 25800 | 82.17% | 2 | 0 | 11 |  |  |  | No | R-454B | 2.8167 | Residential & Commercial | Ducted CEE Tier 1
216374755 | Central HP <5.4 tons | FRASER-JOHNSTON | HRCU-A-CB (Split System: Heat Pump with Remote Outdoor Unit-Air-Source) | HH836E2S11 |  |  | CTF48C5CFS1 | Z9ET100C16SMPS1 | 33400 | 19 | 9.5 | 31400 | 23800 | 75.8% | 2 | 0 | 11 |  |  |  | No | R-454B | 2.7833 | Residential & Commercial | Ducted CEE Tier 1
214595036 | Central HP <5.4 tons | FRASER-JOHNSTON | HRCU-A-CB (Split System: Heat Pump with Remote Outdoor Unit-Air-Source) | HH836E2S11 |  |  | CTF48C5CFS1 | Z8ES080C16SMPS1 | 34400 | 19 | 9 | 32200 | 25400 | 78.88% | 2 | 0 | 11 |  |  |  | No | R-454B | 2.8667 | Residential & Commercial | Ducted CEE Tier 1
214595061 | Central HP <5.4 tons | FRASER-JOHNSTON | HRCU-A-CB (Split System: Heat Pump with Remote Outdoor Unit-Air-Source) | HH836E2S11 |  |  | CTF36C5CDS1 | Z8ES080C20SMPS1 | 35000 | 19 | 8.5 | 32800 | 27000 | 82.32% | 2 | 0 | 11 |  |  |  | No | R-454B | 2.9167 | Residential & Commercial | Ducted CEE Tier 1
214396450 | Central HP <5.4 tons | FRASER-JOHNSTON | HRCU-A-CB (Split System: Heat Pump with Remote Outdoor Unit-Air-Source) | HH836E2S11 |  |  | CTF36C5CDS1 | TM8E120C16MP11 | 33200 | 18 | 8.5 | 30600 | 25000 | 81.7% | 2 | 0 | 11.7 |  |  |  | No | R-454B | 2.7667 | Residential & Commercial | Ducted CEE Tier 1
212971923 | Central HP <5.4 tons | CARRIER | HRCU-A-CB (Split System: Heat Pump with Remote Outdoor Unit-Air-Source) | 38MURAQ18AB3* |  |  | CNPV*2417AL* | 58TP*B090V17**16 | 17500 | 16 | 8.5 | 18500 | 19200 | 103.8% | 2.3 | 0 | 10.5 |  |  |  | No | R-410A | 1.4583 | Residential & Commercial | Ducted CEE Tier 1
212972682 | Central HP <5.4 tons | CARRIER | HRCU-A-CB (Split System: Heat Pump with Remote Outdoor Unit-Air-Source) | 38MURAQ18AB3* |  |  | CAP**2417AL* | 59SP6B040V14**10 | 17200 | 17.5 | 8.5 | 18200 | 19400 | 106.6% | 2.34 | 0 | 10.5 |  |  |  | No | R-410A | 1.4333 | Residential & Commercial | Ducted CEE Tier 1
212972752 | Central HP <5.4 tons | CARRIER | HRCU-A-CB (Split System: Heat Pump with Remote Outdoor Unit-Air-Source) | 38MURAQ18AB3* |  |  | CNPV*3014AL* | 59SP6B040V14**10 | 17400 | 16 | 8.1 | 18000 | 18700 | 103.9% | 2.24 | 0 | 10.5 |  |  |  | No | R-410A | 1.45 | Residential & Commercial | Ducted CEE Tier 1
214396802 | Central HP <5.4 tons | FRASER-JOHNSTON | HRCU-A-CB (Split System: Heat Pump with Remote Outdoor Unit-Air-Source) | HH836E2S11 |  |  | CTM36B5CDS1 | TMLE080B12MP11 | 33400 | 18 | 8.5 | 31600 | 26000 | 82.28% | 2 | 0 | 11 |  |  |  | No | R-454B | 2.7833 | Residential & Commercial | Ducted CEE Tier 1
211388548 | Central HP <5.4 tons | COLEMAN | HRCU-A-CB (Split System: Heat Pump with Remote Outdoor Unit-Air-Source) | HMH72B341 |  |  | XAHC36DXXN1+TXV | TM9E100C20MP12 | 34000 | 15.5 | 8.1 | 33200 | 23600 | 71.08% | 2.06 | 0 | 10 |  |  |  | No | R-410A | 2.8333 | Residential & Commercial | Ducted CEE Tier 1
211244406 | Central HP <5.4 tons | KEEPRITE | HRCU-A-CB (Split System: Heat Pump with Remote Outdoor Unit-Air-Source) | DLCURAH24ABK |  |  | EN(A,D)4X30L14** | *80ES(N,L)0701412A* | 24200 | 16.5 | 8.1 | 26200 | 23000 | 87.79% | 1.9 | 0 | 10.5 |  |  |  | No | R-410A | 2.0167 | Residential & Commercial | Ducted CEE Tier 1
211241975 | Central HP <5.4 tons | KEEPRITE | HRCU-A-CB (Split System: Heat Pump with Remote Outdoor Unit-Air-Source) | DLCURAH24ABK |  |  | EA*4X36L17A* | *96VTN0401712A* | 23400 | 16 | 8.5 | 25800 | 23600 | 91.47% | 1.96 | 0 | 10 |  |  |  | No | R-410A | 1.95 | Residential & Commercial | Ducted CEE Tier 1
212979913 | Central HP <5.4 tons | KEEPRITE | HRCU-A-CB (Split System: Heat Pump with Remote Outdoor Unit-Air-Source) | DLCURAH24ABK |  |  | EN(A,D)4X30L17** | *80MS(N,L)0901714A* | 23600 | 17 | 8.5 | 26400 | 24400 | 92.42% | 2.02 | 0 | 10.5 |  |  |  | No | R-410A | 1.9667 | Residential & Commercial | Ducted CEE Tier 1
212979127 | Central HP <5.4 tons | KEEPRITE | HRCU-A-CB (Split System: Heat Pump with Remote Outdoor Unit-Air-Source) | DLCURAH24ABK |  |  | EA*4X24L17A* | *80MS(N,L)0701716A* | 23400 | 17 | 9 | 26800 | 26400 | 98.51% | 2.24 | 0 | 10 |  |  |  | No | R-410A | 1.95 | Residential & Commercial | Ducted CEE Tier 1
216374734 | Central HP <5.4 tons | FRASER-JOHNSTON | HRCU-A-CB (Split System: Heat Pump with Remote Outdoor Unit-Air-Source) | HH860E2S11 |  |  | CTM60C5CGS1 | Z9ET100C20SMPS1 | 45000 | 18 | 9 | 46500 | 33800 | 72.69% | 2 | 0 | 11 |  |  |  | No | R-454B | 3.75 | Residential & Commercial | Ducted CEE Tier 1
216374770 | Central HP <5.4 tons | FRASER-JOHNSTON | HRCU-A-CB (Split System: Heat Pump with Remote Outdoor Unit-Air-Source) | HH860E2S11 |  |  | CTU60D5XGS1+TXV | Z9ET120D20SMPS1 | 44500 | 17 | 9 | 45000 | 32600 | 72.44% | 2 | 0 | 11.7 |  |  |  | No | R-454B | 3.7083 | Residential & Commercial | Ducted CEE Tier 1
214397851 | Central HP <5.4 tons | FRASER-JOHNSTON | HRCU-A-CB (Split System: Heat Pump with Remote Outdoor Unit-Air-Source) | HH860E2S11 |  |  | CTF60C5CGS1 | TMLE120C16MP11 | 44500 | 18 | 9 | 45500 | 34200 | 75.16% | 2 | 0 | 11 |  |  |  | No | R-454B | 3.7083 | Residential & Commercial | Ducted CEE Tier 1
214238921 | Central HP <5.4 tons | KENMORE | HRCU-A-CB (Split System: Heat Pump with Remote Outdoor Unit-Air-Source) | (C,H,T)VH837GKA2* |  |  | EN(A,D)4X36L21**+WALLCON | *97CMN1002122B* | 31400 | 16.5 | 8.1 | 33000 | 24000 | 72.73% | 1.82 | 0 | 11 |  |  |  | No | R-410A | 2.6167 | Residential & Commercial | Ducted CEE Tier 1
214238871 | Central HP <5.4 tons | KENMORE | HRCU-A-CB (Split System: Heat Pump with Remote Outdoor Unit-Air-Source) | (C,H,T)VH837GKA2* |  |  | EN(A,D)4X36L21**+WALLCON | *80CTL0902120B* | 31400 | 16.5 | 8.1 | 33000 | 24000 | 72.73% | 1.82 | 0 | 11 |  |  |  | No | R-410A | 2.6167 | Residential & Commercial | Ducted CEE Tier 1
214398448 | Central HP <5.4 tons | FRASER-JOHNSTON | HRCU-A-CB (Split System: Heat Pump with Remote Outdoor Unit-Air-Source) | HH860E2S11 |  |  | CTM60C5CHS1 | TMLE100C20MP11 | 53500 | 19 | 8.5 | 55000 | 39000 | 70.91% | 2 | 0 | 11 |  |  |  | No | R-454B | 4.4583 | Residential & Commercial | Ducted CEE Tier 1
214398416 | Central HP <5.4 tons | FRASER-JOHNSTON | HRCU-A-CB (Split System: Heat Pump with Remote Outdoor Unit-Air-Source) | HH860E2S11 |  |  | CTF60D5CHS1 | TP9C120D20MP13 | 54000 | 19 | 9 | 54500 | 39500 | 72.48% | 2 | 0 | 11 |  |  |  | No | R-454B | 4.5 | Residential & Commercial | Ducted CEE Tier 1
211241881 | Central HP <5.4 tons | KEEPRITE | HRCU-A-CB (Split System: Heat Pump with Remote Outdoor Unit-Air-Source) | DLCURAH24ABK |  |  | EA*4X36L17A* | *95ESU0401712A* | 23800 | 16.5 | 8.5 | 25800 | 23200 | 89.92% | 1.92 | 0 | 10 |  |  |  | No | R-410A | 1.9833 | Residential & Commercial | Ducted CEE Tier 1
214243031 | Central HP <5.4 tons | DAY & NIGHT | HRCU-A-CB (Split System: Heat Pump with Remote Outdoor Unit-Air-Source) | CVH825GKA2* |  |  | EN(A,D,W)4X42L21**+WALLCON | *97CMN0801714B* | 23600 | 16.5 | 8.1 | 21400 | 16700 | 78.04% | 1.96 | 0 | 11 |  |  |  | No | R-410A | 1.9667 | Residential & Commercial | Ducted CEE Tier 1
214243131 | Central HP <5.4 tons | DAY & NIGHT | HRCU-A-CB (Split System: Heat Pump with Remote Outdoor Unit-Air-Source) | CVH825GKA2* |  |  | EN(A,D,W)4X48L21**+WALLCON | *95CSU0601716B* | 24000 | 16.5 | 8.1 | 21400 | 16600 | 77.57% | 2 | 0 | 11 |  |  |  | No | R-410A | 2 | Residential & Commercial | Ducted CEE Tier 1
214243181 | Central HP <5.4 tons | DAY & NIGHT | HRCU-A-CB (Split System: Heat Pump with Remote Outdoor Unit-Air-Source) | CVH825GKA2* |  |  | EN(A,D,W)4X48L21**+WALLCON | *96CTN0801714B* | 24000 | 17 | 8.1 | 21400 | 16600 | 77.57% | 2 | 0 | 11 |  |  |  | No | R-410A | 2 | Residential & Commercial | Ducted CEE Tier 1
214398619 | Central HP <5.4 tons | FRASER-JOHNSTON | HRCU-A-CB (Split System: Heat Pump with Remote Outdoor Unit-Air-Source) | HH836E2S11 |  |  | CTF48C5CFS1 | TM8Y100C16MP11 | 33200 | 19 | 9 | 31400 | 25000 | 79.62% | 2 | 0 | 11 |  |  |  | No | R-454B | 2.7667 | Residential & Commercial | Ducted CEE Tier 1
214397733 | Central HP <5.4 tons | FRASER-JOHNSTON | HRCU-A-CB (Split System: Heat Pump with Remote Outdoor Unit-Air-Source) | HH836E2S11 |  |  | CTM36C5CDS1 | TM8E120C20MP11 | 34600 | 16 | 8.5 | 32600 | 26800 | 82.21% | 2 | 0 | 11 |  |  |  | No | R-454B | 2.8833 | Residential & Commercial | Ducted CEE Tier 1
214398488 | Central HP <5.4 tons | FRASER-JOHNSTON | HRCU-A-CB (Split System: Heat Pump with Remote Outdoor Unit-Air-Source) | HH836E2S11 |  |  | CTM36B5CDS1 | TM8Y080B12MP11 | 33400 | 18 | 8.5 | 31200 | 25600 | 82.05% | 2 | 0 | 11 |  |  |  | No | R-454B | 2.7833 | Residential & Commercial | Ducted CEE Tier 1
214244032 | Central HP <5.4 tons | BRYANT HEATING AND COOLING SYSTEMS | HRCU-A-CB (Split System: Heat Pump with Remote Outdoor Unit-Air-Source) | 284ANV024*0**B* |  |  | CNPV*3621AL*+UI | 88*TB60110C21*** | 23200 | 19.5 | 9.5 | 26600 | 19900 | 74.81% | 2.38 | 0 | 13 |  |  |  | No | R-410A | 1.9333 | Residential & Commercial | Ducted CEE Tier 1
215864797 | Central HP <5.4 tons | TRANE | HRCU-A-CB (Split System: Heat Pump with Remote Outdoor Unit-Air-Source) | 5TWV8X36A1 |  |  | 5PX*BD06AS3 | S9V2B060D3VSB+LRP | 32400 | 18.1 | 8.5 | 34000 | 25800 | 75.88% | 2 | 0 | 10 |  |  |  | No | R-454B | 2.7 | Residential & Commercial | Ducted CEE Tier 1
212973872 | Central HP <5.4 tons | CARRIER | HRCU-A-CB (Split System: Heat Pump with Remote Outdoor Unit-Air-Source) | 38MURAQ24AB3* |  |  | CAP**3717AL* | 59SP6B080V17**16 | 24200 | 17 | 8.5 | 25800 | 22200 | 86.05% | 1.84 | 0 | 10 |  |  |  | No | R-410A | 2.0167 | Residential & Commercial | Ducted CEE Tier 1
212974990 | Central HP <5.4 tons | CARRIER | HRCU-A-CB (Split System: Heat Pump with Remote Outdoor Unit-Air-Source) | 38MURAQ24AB3* |  |  | CAP**3717AL* | GG96VTAB30040A** | 23800 | 16 | 8.1 | 25200 | 22400 | 88.89% | 1.84 | 0 | 10 |  |  |  | No | R-410A | 1.9833 | Residential & Commercial | Ducted CEE Tier 1
211262007 | Central HP <5.4 tons | KEEPRITE | HRCU-A-CB (Split System: Heat Pump with Remote Outdoor Unit-Air-Source) | DLCURAH18ABK |  |  | EA*4X30L17A* | *80ES(N,L)0451412A* | 18200 | 16.5 | 8.5 | 18700 | 18400 | 98.4% | 2.22 | 0 | 11 |  |  |  | No | R-410A | 1.5167 | Residential & Commercial | Ducted CEE Tier 1
211260619 | Central HP <5.4 tons | KEEPRITE | HRCU-A-CB (Split System: Heat Pump with Remote Outdoor Unit-Air-Source) | DLCURAH18ABK |  |  | EA*4X24L17A* | *92ESN0401712A* | 17800 | 15.5 | 8.5 | 18800 | 19000 | 101.1% | 2.28 | 0 | 10.5 |  |  |  | No | R-410A | 1.4833 | Residential & Commercial | Ducted CEE Tier 1
211260823 | Central HP <5.4 tons | KEEPRITE | HRCU-A-CB (Split System: Heat Pump with Remote Outdoor Unit-Air-Source) | DLCURAH18ABK |  |  | EA*4X25L17A* | *80ESU0401712A* | 19000 | 16.5 | 8.5 | 18600 | 17200 | 92.47% | 2.12 | 0 | 11 |  |  |  | No | R-410A | 1.5833 | Residential & Commercial | Ducted CEE Tier 1
212978323 | Central HP <5.4 tons | AIRQUEST | HRCU-A-CB (Split System: Heat Pump with Remote Outdoor Unit-Air-Source) | DLCURAH18ABK |  |  | EN(A,D)4X24L17** | *80MS(N,L)0701412A* | 17600 | 16.5 | 8.5 | 18500 | 19100 | 103.2% | 2.3 | 0 | 11 |  |  |  | No | R-410A | 1.4667 | Residential & Commercial | Ducted CEE Tier 1
212974613 | Central HP <5.4 tons | CARRIER | HRCU-A-CB (Split System: Heat Pump with Remote Outdoor Unit-Air-Source) | 38MURAQ18AB3* |  |  | CAP**1917AL* | GG96VTAB30040A** | 17600 | 16 | 8.1 | 17700 | 17900 | 101.1% | 2.16 | 0 | 10.5 |  |  |  | No | R-410A | 1.4667 | Residential & Commercial | Ducted CEE Tier 1
212975408 | Central HP <5.4 tons | CARRIER | HRCU-A-CB (Split System: Heat Pump with Remote Outdoor Unit-Air-Source) | 38MURAQ18AB3* |  |  | CAP**2517AL* | 59TP6C060V14**12 | 17800 | 16.5 | 8.1 | 17600 | 17800 | 101.1% | 2.14 | 0 | 10.5 |  |  |  | No | R-410A | 1.4833 | Residential & Commercial | Ducted CEE Tier 1
212975474 | Central HP <5.4 tons | CARRIER | HRCU-A-CB (Split System: Heat Pump with Remote Outdoor Unit-Air-Source) | 38MURAQ18AB3* |  |  | CNPV*3014AL* | 59TP6C060V14**12 | 17400 | 16 | 8.1 | 18000 | 18700 | 103.9% | 2.24 | 0 | 11 |  |  |  | No | R-410A | 1.45 | Residential & Commercial | Ducted CEE Tier 1
211260531 | Central HP <5.4 tons | BRYANT HEATING AND COOLING SYSTEMS | HRCU-A-CB (Split System: Heat Pump with Remote Outdoor Unit-Air-Source) | 38MURAQ18AB3* |  |  | CAP**2417AL* | 8(0,1)*SA36045E14*** | 18000 | 16 | 8.5 | 18900 | 18900 | 100% | 2.28 | 0 | 10.5 |  |  |  | No | R-410A | 1.5 | Residential & Commercial | Ducted CEE Tier 1
212979175 | Central HP <5.4 tons | KEEPRITE | HRCU-A-CB (Split System: Heat Pump with Remote Outdoor Unit-Air-Source) | DLCURAH24ABK |  |  | EA*4X36L21A* | *80MS(N,L)0701716A* | 23800 | 17.5 | 8.5 | 26200 | 23600 | 90.08% | 1.98 | 0 | 10 |  |  |  | No | R-410A | 1.9833 | Residential & Commercial | Ducted CEE Tier 1
211241808 | Central HP <5.4 tons | KEEPRITE | HRCU-A-CB (Split System: Heat Pump with Remote Outdoor Unit-Air-Source) | DLCURAH24ABK |  |  | EA*4X30L17A* | OMV112K14A | 24000 | 16 | 8.5 | 26400 | 23000 | 87.12% | 1.9 | 0 | 10 |  |  |  | No | R-410A | 2 | Residential & Commercial | Ducted CEE Tier 1
215670494 | Central HP <5.4 tons | KENMORE | HRCU-A-CB (Split System: Heat Pump with Remote Outdoor Unit-Air-Source) | (C,H,T)5H0V36*K*AAA* |  |  | ESH5X60M12A*+WALLCON | *95CSU1002122B* | 34600 | 17 | 8.5 | 34600 | 24800 | 71.68% | 1.92 | 0 | 10 |  |  |  | No | R-454B | 2.8833 | Residential & Commercial | Ducted CEE Tier 1
215675505 | Central HP <5.4 tons | HEIL | HRCU-A-CB (Split System: Heat Pump with Remote Outdoor Unit-Air-Source) | H5H0V48*K*AAA* |  |  | EVM5X49M21A*+WALLCON | *80CSU0802120A* | 48000 | 19 | 9 | 50000 | 36600 | 73.2% | 2.12 | 0 | 10 |  |  |  | No | R-454B | 4 | Residential & Commercial | Ducted CEE Tier 1
215675825 | Central HP <5.4 tons | HEIL | HRCU-A-CB (Split System: Heat Pump with Remote Outdoor Unit-Air-Source) | H5H0V48*K*AAA* |  |  | EVM5X60M21A*+WALLCON | *96CTN0801714B* | 47500 | 18.5 | 9 | 50000 | 36200 | 72.4% | 2.02 | 0 | 10 |  |  |  | No | R-454B | 3.9583 | Residential & Commercial | Ducted CEE Tier 1
215676175 | Central HP <5.4 tons | HEIL | HRCU-A-CB (Split System: Heat Pump with Remote Outdoor Unit-Air-Source) | H5H0V48*K*AAA* |  |  | EVD5X48M24A*+WALLCON | *80CSU0802120A* | 47500 | 19 | 9 | 50000 | 36200 | 72.4% | 2.02 | 0 | 10 |  |  |  | No | R-454B | 3.9583 | Residential & Commercial | Ducted CEE Tier 1
215937025 | Central HP <5.4 tons | BRYANT HEATING AND COOLING SYSTEMS | HRCU-A-CB (Split System: Heat Pump with Remote Outdoor Unit-Air-Source) | 293VAN048**AA* |  |  | CVAMA4821XMA*+UI | 88*TB60110C21*** | 44500 | 20 | 8.1 | 52000 | 38000 | 73.08% | 1.9 | 0 | 11 |  |  |  | No | R-454B | 3.7083 | Residential & Commercial | Ducted CEE Tier 1
215937475 | Central HP <5.4 tons | BRYANT HEATING AND COOLING SYSTEMS | HRCU-A-CB (Split System: Heat Pump with Remote Outdoor Unit-Air-Source) | 293VAN048**AA* |  |  | CVAMA6024XMA*+UI | 88*TB60110C21*** | 45500 | 21 | 8.1 | 52500 | 38000 | 72.38% | 1.95 | 0 | 11.5 |  |  |  | No | R-454B | 3.7917 | Residential & Commercial | Ducted CEE Tier 1
215938025 | Central HP <5.4 tons | BRYANT HEATING AND COOLING SYSTEMS | HRCU-A-CB (Split System: Heat Pump with Remote Outdoor Unit-Air-Source) | 293VAN048**AA* |  |  | CVAVA4924XMA*+UI | 88*TB60110C21*** | 45500 | 21 | 8.1 | 52500 | 38000 | 72.38% | 1.95 | 0 | 11.5 |  |  |  | No | R-454B | 3.7917 | Residential & Commercial | Ducted CEE Tier 1
212981214 | Central HP <5.4 tons | KEEPRITE | HRCU-A-CB (Split System: Heat Pump with Remote Outdoor Unit-Air-Source) | DLCURAH36ABK |  |  | EA*4X48L24A* | *80MS(N,L)1352420A* | 35800 | 16.5 | 8.5 | 37800 | 34600 | 91.53% | 2.02 | 0 | 10 |  |  |  | No | R-410A | 2.9833 | Residential & Commercial | Ducted CEE Tier 1
214243954 | Central HP <5.4 tons | BRYANT HEATING AND COOLING SYSTEMS | HRCU-A-CB (Split System: Heat Pump with Remote Outdoor Unit-Air-Source) | 284ANV048*0**B* |  |  | CNPV*4821AL*+UI | 88*TB60110C21*** | 44000 | 21 | 8.5 | 46500 | 36400 | 78.28% | 2.16 | 0 | 12 |  |  |  | No | R-410A | 3.6667 | Residential & Commercial | Ducted CEE Tier 1
214243956 | Central HP <5.4 tons | BRYANT HEATING AND COOLING SYSTEMS | HRCU-A-CB (Split System: Heat Pump with Remote Outdoor Unit-Air-Source) | 284ANV048*0**B* |  |  | CNPV*4821AL*+UI | 987MC66100C21*** | 44000 | 21 | 8.5 | 46500 | 36400 | 78.28% | 2.16 | 0 | 12 |  |  |  | No | R-410A | 3.6667 | Residential & Commercial | Ducted CEE Tier 1
214398649 | Central HP <5.4 tons | FRASER-JOHNSTON | HRCU-A-CB (Split System: Heat Pump with Remote Outdoor Unit-Air-Source) | HH860E2S11 |  |  | CTF60C5CGS1 | TMLV100C16MP12 | 43500 | 18 | 9 | 44000 | 33400 | 75.91% | 2 | 0 | 11.7 |  |  |  | No | R-454B | 3.625 | Residential & Commercial | Ducted CEE Tier 1
214398708 | Central HP <5.4 tons | FRASER-JOHNSTON | HRCU-A-CB (Split System: Heat Pump with Remote Outdoor Unit-Air-Source) | HH860E2S11 |  |  | CTF60C5CGS1 | TM9V100C20MP12 | 44000 | 18 | 9 | 45000 | 33800 | 75.11% | 2 | 0 | 11 |  |  |  | No | R-454B | 3.6667 | Residential & Commercial | Ducted CEE Tier 1
214398063 | Central HP <5.4 tons | FRASER-JOHNSTON | HRCU-A-CB (Split System: Heat Pump with Remote Outdoor Unit-Air-Source) | HH860E2S11 |  |  | CTM60C5CHS1 | TM9E080C20MP12 | 54000 | 19 | 8.5 | 55000 | 39500 | 71.82% | 2 | 0 | 11 |  |  |  | No | R-454B | 4.5 | Residential & Commercial | Ducted CEE Tier 1
214398238 | Central HP <5.4 tons | FRASER-JOHNSTON | HRCU-A-CB (Split System: Heat Pump with Remote Outdoor Unit-Air-Source) | HH860E2S11 |  |  | CTF60C5CGS1 | TM9Y100C20MP11 | 44500 | 17 | 9 | 46000 | 34000 | 73.91% | 2 | 0 | 11 |  |  |  | No | R-454B | 3.7083 | Residential & Commercial | Ducted CEE Tier 1
213774534 | Central HP <5.4 tons | TEMPSTAR | HRCU-A-CB (Split System: Heat Pump with Remote Outdoor Unit-Air-Source) | TVH825GKA3* |  |  | EHD4X42AAL+WALLCON | *96CTN0801714B* | 24000 | 16 | 8.1 | 21400 | 16600 | 77.57% | 2 | 0 | 10.5 |  |  |  | No | R-410A | 2 | Residential & Commercial | Ducted CEE Tier 1
214606549 | Central HP <5.4 tons | FRASER-JOHNSTON | HRCU-A-C (Split System: Heat Pump with Remote Outdoor Unit with No Indoor Fan --Air Source) | HH860E2S11 |  |  | CTF60C5CGS1 |  | 44500 | 15.2 | 8.5 | 46000 | 34200 | 74.35% | 2 | 0 | 11 |  |  |  | No | R-454B | 3.7083 | Residential & Commercial | Ducted CEE Tier 1
214397609 | Central HP <5.4 tons | FRASER-JOHNSTON | HRCU-A-CB (Split System: Heat Pump with Remote Outdoor Unit-Air-Source) | HH860E2S11 |  |  | CTM60D5CHS1 | TMLE130D20MP11 | 54500 | 19 | 8.5 | 55000 | 40000 | 72.73% | 2 | 0 | 11.7 |  |  |  | No | R-454B | 4.5417 | Residential & Commercial | Ducted CEE Tier 1
214398243 | Central HP <5.4 tons | FRASER-JOHNSTON | HRCU-A-CB (Split System: Heat Pump with Remote Outdoor Unit-Air-Source) | HH860E2S11 |  |  | CTM60C5CGS1 | TM8Y120C20MP11 | 44500 | 18 | 9 | 45000 | 33800 | 75.11% | 2 | 0 | 11.7 |  |  |  | No | R-454B | 3.7083 | Residential & Commercial | Ducted CEE Tier 1
214398178 | Central HP <5.4 tons | FRASER-JOHNSTON | HRCU-A-CB (Split System: Heat Pump with Remote Outdoor Unit-Air-Source) | HH836E2S11 |  |  | CTM36C5CDS1 | TMLE100C16MP11 | 33800 | 18 | 8.5 | 31600 | 25800 | 81.65% | 2 | 0 | 11 |  |  |  | No | R-454B | 2.8167 | Residential & Commercial | Ducted CEE Tier 1
214244038 | Central HP <5.4 tons | BRYANT HEATING AND COOLING SYSTEMS | HRCU-A-CB (Split System: Heat Pump with Remote Outdoor Unit-Air-Source) | 284ANV024*0**B* |  |  | CNPV*3621AL*+UI | 987MC66100C21*** | 23200 | 19.5 | 9.5 | 26600 | 19900 | 74.81% | 2.38 | 0 | 13 |  |  |  | No | R-410A | 1.9333 | Residential & Commercial | Ducted CEE Tier 1
215669590 | Central HP <5.4 tons | KENMORE | HRCU-A-CB (Split System: Heat Pump with Remote Outdoor Unit-Air-Source) | (C,H,T)5H0V36*K*AAA* |  |  | EA*5X61M21A*+WALLCON | *96CTN0601714B* | 34600 | 18 | 9 | 34600 | 25000 | 72.25% | 1.9 | 0 | 10 |  |  |  | No | R-454B | 2.8833 | Residential & Commercial | Ducted CEE Tier 1
214397706 | Central HP <5.4 tons | FRASER-JOHNSTON | HRCU-A-CB (Split System: Heat Pump with Remote Outdoor Unit-Air-Source) | HH836E2S11 |  |  | CTM36C5CDS1 | TM8E120C16MP11 | 33800 | 18 | 8.5 | 31600 | 25800 | 81.65% | 2 | 0 | 11 |  |  |  | No | R-454B | 2.8167 | Residential & Commercial | Ducted CEE Tier 1
214595031 | Central HP <5.4 tons | FRASER-JOHNSTON | HRCU-A-CB (Split System: Heat Pump with Remote Outdoor Unit-Air-Source) | HH836E2S11 |  |  | CTF48C5CFS1 | Z8ES100C16SMPS1 | 34000 | 19 | 9 | 31600 | 25200 | 79.75% | 2 | 0 | 11 |  |  |  | No | R-454B | 2.8333 | Residential & Commercial | Ducted CEE Tier 1
214595081 | Central HP <5.4 tons | FRASER-JOHNSTON | HRCU-A-CB (Split System: Heat Pump with Remote Outdoor Unit-Air-Source) | HH836E2S11 |  |  | CTM48C5CFS1 | Z8ES080C16SMPS1 | 34400 | 19 | 9 | 32200 | 25400 | 78.88% | 2 | 0 | 11 |  |  |  | No | R-454B | 2.8667 | Residential & Commercial | Ducted CEE Tier 1
214505257 | Central HP <5.4 tons | DAIKIN | HRCU-A-CB (Split System: Heat Pump with Remote Outdoor Unit-Air-Source) | DZ6VSA241EA* |  |  | CA*EA3026*4B* | D*96VC0803BNA* | 23000 | 17 | 8.6 | 23000 | 16100 | 70% | 2 | 0 | 10 |  |  |  | No | R-410A | 1.9167 | Residential & Commercial | Ducted CEE Tier 1
212975749 | Central HP <5.4 tons | CARRIER | HRCU-A-CB (Split System: Heat Pump with Remote Outdoor Unit-Air-Source) | 38MURAQ24AB3* |  |  | CNPV*3617AL* | 59TP6C060V14**12 | 23400 | 16.5 | 8.1 | 26200 | 24600 | 93.89% | 2.04 | 0 | 10 |  |  |  | No | R-410A | 1.95 | Residential & Commercial | Ducted CEE Tier 1
212976662 | Central HP <5.4 tons | CARRIER | HRCU-A-CB (Split System: Heat Pump with Remote Outdoor Unit-Air-Source) | 38MURAQ24AB3* |  |  | CAP**3621AL* | 59TP6C100V21**20 | 23600 | 17.5 | 8.5 | 26200 | 23800 | 90.84% | 1.98 | 0 | 10 |  |  |  | No | R-410A | 1.9667 | Residential & Commercial | Ducted CEE Tier 1
212976676 | Central HP <5.4 tons | CARRIER | HRCU-A-CB (Split System: Heat Pump with Remote Outdoor Unit-Air-Source) | 38MURAQ24AB3* |  |  | CAP**3721AL* | GG96VTAB60100C** | 24000 | 17.5 | 8.5 | 25200 | 21800 | 86.51% | 1.82 | 0 | 10 |  |  |  | No | R-410A | 2 | Residential & Commercial | Ducted CEE Tier 1
212977682 | Central HP <5.4 tons | CARRIER | HRCU-A-CB (Split System: Heat Pump with Remote Outdoor Unit-Air-Source) | 38MURAQ24AB3* |  |  | CNPV*3017AL* | 58S(B,C)*B045M14**12 | 23600 | 17 | 8.5 | 26400 | 24200 | 91.67% | 2 | 0 | 10.5 |  |  |  | No | R-410A | 1.9667 | Residential & Commercial | Ducted CEE Tier 1
214331611 | Central HP <5.4 tons | TCL | HRCU-A-C (Split System: Heat Pump with Remote Outdoor Unit with No Indoor Fan --Air Source) | TCU-36D7HEWA/DV2O |  |  | TCE-2430D6HWA/DVOE(01)+DK |  | 22800 | 15.2 | 8.2 | 23000 | 18600 | 80.87% | 1.9 | 0 | 11 |  |  |  | No | R-410A | 1.9 | Residential & Commercial | Ducted CEE Tier 1
215936605 | Central HP <5.4 tons | BRYANT HEATING AND COOLING SYSTEMS | HRCU-A-CB (Split System: Heat Pump with Remote Outdoor Unit-Air-Source) | 293VAN036**AA* |  |  | CVAVA6021XMA*+UI | 88*TB60070C21*** | 35600 | 21.5 | 8.5 | 38000 | 28600 | 75.26% | 2.04 | 0 | 12 |  |  |  | No | R-454B | 2.9667 | Residential & Commercial | Ducted CEE Tier 1
215936825 | Central HP <5.4 tons | BRYANT HEATING AND COOLING SYSTEMS | HRCU-A-CB (Split System: Heat Pump with Remote Outdoor Unit-Air-Source) | 293VAN036**AA* |  |  | CVAVA6024XMA*+UI | 987MC66100C21*** | 35600 | 22 | 8.5 | 38000 | 28400 | 74.74% | 2.04 | 0 | 12.5 |  |  |  | No | R-454B | 2.9667 | Residential & Commercial | Ducted CEE Tier 1
215936905 | Central HP <5.4 tons | BRYANT HEATING AND COOLING SYSTEMS | HRCU-A-CB (Split System: Heat Pump with Remote Outdoor Unit-Air-Source) | 293VAN036**AA* |  |  | CVAVA6121XMA*+UI | 987MC42080C17*** | 35600 | 21.5 | 8.5 | 38000 | 28800 | 75.79% | 2.04 | 0 | 12 |  |  |  | No | R-454B | 2.9667 | Residential & Commercial | Ducted CEE Tier 1
214244008 | Central HP <5.4 tons | BRYANT HEATING AND COOLING SYSTEMS | HRCU-A-CB (Split System: Heat Pump with Remote Outdoor Unit-Air-Source) | 284ANV024*0**B* |  |  | CNPV*3617AL*+UI | 88*TB36070C14*** | 23200 | 20 | 9.5 | 26600 | 20000 | 75.19% | 2.36 | 0 | 13 |  |  |  | No | R-410A | 1.9333 | Residential & Commercial | Ducted CEE Tier 1
214244044 | Central HP <5.4 tons | BRYANT HEATING AND COOLING SYSTEMS | HRCU-A-CB (Split System: Heat Pump with Remote Outdoor Unit-Air-Source) | 284ANV024*0**B* |  |  | CNPV*3621AL*+UI | 986TD66100C21*** | 23200 | 19.5 | 9.5 | 26600 | 19900 | 74.81% | 2.38 | 0 | 13 |  |  |  | No | R-410A | 1.9333 | Residential & Commercial | Ducted CEE Tier 1
214398198 | Central HP <5.4 tons | FRASER-JOHNSTON | HRCU-A-CB (Split System: Heat Pump with Remote Outdoor Unit-Air-Source) | HH836E2S11 |  |  | CTF48C5CFS1 | TM8E100C16MP11 | 33400 | 19 | 9 | 31400 | 25400 | 80.89% | 2 | 0 | 11 |  |  |  | No | R-454B | 2.7833 | Residential & Commercial | Ducted CEE Tier 1
214398589 | Central HP <5.4 tons | FRASER-JOHNSTON | HRCU-A-CB (Split System: Heat Pump with Remote Outdoor Unit-Air-Source) | HH836E2S11 |  |  | CTM48C5CFS1 | TM9Y080C16MP11 | 32800 | 19 | 9 | 31200 | 25200 | 80.77% | 2 | 0 | 11 |  |  |  | No | R-454B | 2.7333 | Residential & Commercial | Ducted CEE Tier 1
214239181 | Central HP <5.4 tons | KENMORE | HRCU-A-CB (Split System: Heat Pump with Remote Outdoor Unit-Air-Source) | (C,H,T)VH837GKA2* |  |  | EN(A,D,W)4X48L21**+WALLCON | *80CTL0701716B* | 32200 | 17 | 8.1 | 32800 | 24800 | 75.61% | 1.94 | 0 | 11.5 |  |  |  | No | R-410A | 2.6833 | Residential & Commercial | Ducted CEE Tier 1
214594996 | Central HP <5.4 tons | FRASER-JOHNSTON | HRCU-A-CB (Split System: Heat Pump with Remote Outdoor Unit-Air-Source) | HH860E2S11 |  |  | CTM60C5CHS1 | Z8ES080C20SMPS1 | 54000 | 19 | 9 | 54000 | 39000 | 72.22% | 2 | 0 | 11.7 |  |  |  | No | R-454B | 4.5 | Residential & Commercial | Ducted CEE Tier 1
214397481 | Central HP <5.4 tons | FRASER-JOHNSTON | HRCU-A-CB (Split System: Heat Pump with Remote Outdoor Unit-Air-Source) | HH860E2S11 |  |  | CTM60C5CGS1 | TP9C100C20MP13 | 44000 | 18 | 9 | 44500 | 33600 | 75.51% | 2 | 0 | 11.7 |  |  |  | No | R-454B | 3.6667 | Residential & Commercial | Ducted CEE Tier 1
214397515 | Central HP <5.4 tons | FRASER-JOHNSTON | HRCU-A-CB (Split System: Heat Pump with Remote Outdoor Unit-Air-Source) | HH860E2S11 |  |  | CTM60C5CGS1 | TL9E100C20UH11 | 44000 | 18 | 9 | 44500 | 33400 | 75.06% | 2 | 0 | 11.7 |  |  |  | No | R-454B | 3.6667 | Residential & Commercial | Ducted CEE Tier 1
213772984 | Central HP <5.4 tons | TEMPSTAR | HRCU-A-CB (Split System: Heat Pump with Remote Outdoor Unit-Air-Source) | TVH825GKA3* |  |  | EA*4X36L17A*+WALLCON | *95CSU0601716B* | 23400 | 16.5 | 8.1 | 21600 | 16700 | 77.31% | 1.92 | 0 | 10.5 |  |  |  | No | R-410A | 1.95 | Residential & Commercial | Ducted CEE Tier 1
216374571 | Central HP <5.4 tons | FRASER-JOHNSTON | HRCU-A-CB (Split System: Heat Pump with Remote Outdoor Unit-Air-Source) | HH860E2S11 |  |  | CTM60D5CGS1 | Z9ET120D20SMPS1 | 44500 | 17 | 9 | 45000 | 32600 | 72.44% | 2 | 0 | 11.7 |  |  |  | No | R-454B | 3.7083 | Residential & Commercial | Ducted CEE Tier 1
216374607 | Central HP <5.4 tons | FRASER-JOHNSTON | HRCU-A-CB (Split System: Heat Pump with Remote Outdoor Unit-Air-Source) | HH860E2S11 |  |  | CTF60C5CGS1 | Z9ET080C16SMPS1 | 44000 | 18 | 9 | 45000 | 32800 | 72.89% | 2 | 0 | 11 |  |  |  | No | R-454B | 3.6667 | Residential & Commercial | Ducted CEE Tier 1
216374648 | Central HP <5.4 tons | FRASER-JOHNSTON | HRCU-A-CB (Split System: Heat Pump with Remote Outdoor Unit-Air-Source) | HH860E2S11 |  |  | CTU60C5XGS1+TXV | Z9ET080C16SMPS1 | 44000 | 18 | 9 | 45000 | 32800 | 72.89% | 2 | 0 | 11 |  |  |  | No | R-454B | 3.6667 | Residential & Commercial | Ducted CEE Tier 1
215935524 | Central HP <5.4 tons | CARRIER | HRCU-A-CB (Split System: Heat Pump with Remote Outdoor Unit-Air-Source) | 27VNA336A*030* |  |  | CVAVA3017XMA*+UI | 59MN7C060C17**14 | 34000 | 20 | 8.1 | 38000 | 27200 | 71.58% | 2 | 0 | 11 |  |  |  | No | R-454B | 2.8333 | Residential & Commercial | Ducted CEE Tier 1
215935574 | Central HP <5.4 tons | CARRIER | HRCU-A-CB (Split System: Heat Pump with Remote Outdoor Unit-Air-Source) | 27VNA336A*030* |  |  | CVAVA3617XMA*+UI | 59TN6C060C17**14 | 34000 | 20 | 8.1 | 38000 | 27200 | 71.58% | 2 | 0 | 11 |  |  |  | No | R-454B | 2.8333 | Residential & Commercial | Ducted CEE Tier 1
215935724 | Central HP <5.4 tons | CARRIER | HRCU-A-CB (Split System: Heat Pump with Remote Outdoor Unit-Air-Source) | 27VNA336A*030* |  |  | CVAVA3621XMA*+UI | 59MN7C080C17**14 | 34200 | 20.5 | 8.5 | 39000 | 28600 | 73.33% | 2.02 | 0 | 11.5 |  |  |  | No | R-454B | 2.85 | Residential & Commercial | Ducted CEE Tier 1
215936074 | Central HP <5.4 tons | CARRIER | HRCU-A-CB (Split System: Heat Pump with Remote Outdoor Unit-Air-Source) | 27VNA336A*030* |  |  | CVAVA4221XMA*+UI | 59MN7C060C21**20 | 34200 | 20.5 | 8.5 | 39000 | 28600 | 73.33% | 2.04 | 0 | 11.5 |  |  |  | No | R-454B | 2.85 | Residential & Commercial | Ducted CEE Tier 1
215936144 | Central HP <5.4 tons | CARRIER | HRCU-A-CB (Split System: Heat Pump with Remote Outdoor Unit-Air-Source) | 27VNA336A*030* |  |  | CVAVA4224XMA*+UI | 58CU*A100C21**20 | 35400 | 21.5 | 8.5 | 38000 | 28600 | 75.26% | 2.04 | 0 | 12 |  |  |  | No | R-454B | 2.95 | Residential & Commercial | Ducted CEE Tier 1
215936244 | Central HP <5.4 tons | CARRIER | HRCU-A-CB (Split System: Heat Pump with Remote Outdoor Unit-Air-Source) | 27VNA336A*030* |  |  | CVAVA4224XMA*+UI | 59MN7C120C24**22 | 35400 | 22 | 8.5 | 38000 | 28400 | 74.74% | 2.04 | 0 | 12.5 |  |  |  | No | R-454B | 2.95 | Residential & Commercial | Ducted CEE Tier 1
215936274 | Central HP <5.4 tons | CARRIER | HRCU-A-CB (Split System: Heat Pump with Remote Outdoor Unit-Air-Source) | 27VNA336A*030* |  |  | CVAVA4821XMA*+UI | 59MN7C060C17**14 | 34400 | 20.5 | 8.5 | 38000 | 27600 | 72.63% | 2.08 | 0 | 11 |  |  |  | No | R-454B | 2.8667 | Residential & Commercial | Ducted CEE Tier 1
214398609 | Central HP <5.4 tons | FRASER-JOHNSTON | HRCU-A-CB (Split System: Heat Pump with Remote Outdoor Unit-Air-Source) | HH836E2S11 |  |  | CTF48C5CFS1 | TL9E100C20UH11 | 34000 | 18 | 9 | 32000 | 25600 | 80% | 2 | 0 | 11 |  |  |  | No | R-454B | 2.8333 | Residential & Commercial | Ducted CEE Tier 1
214397782 | Central HP <5.4 tons | FRASER-JOHNSTON | HRCU-A-CB (Split System: Heat Pump with Remote Outdoor Unit-Air-Source) | HH836E2S11 |  |  | CTF48C5CFS1 | TM9V080C16MP12 | 33200 | 18 | 9 | 31600 | 25400 | 80.38% | 2 | 0 | 11 |  |  |  | No | R-454B | 2.7667 | Residential & Commercial | Ducted CEE Tier 1
214397644 | Central HP <5.4 tons | FRASER-JOHNSTON | HRCU-A-CB (Split System: Heat Pump with Remote Outdoor Unit-Air-Source) | HH836E2S11 |  |  | CTF48C5CFS1+JMET12CS2N1 |  | 34000 | 19 | 9 | 31800 | 25200 | 79.25% | 2 | 0 | 11.7 |  |  |  | No | R-454B | 2.8333 | Residential & Commercial | Ducted CEE Tier 1
214397661 | Central HP <5.4 tons | FRASER-JOHNSTON | HRCU-A-CB (Split System: Heat Pump with Remote Outdoor Unit-Air-Source) | HH836E2S11 |  |  | JHC36B5CD2SS1 |  | 34000 | 19 | 9 | 31600 | 26000 | 82.28% | 2 | 0 | 11 |  |  |  | No | R-454B | 2.8333 | Residential & Commercial | Ducted CEE Tier 1
214241613 | Central HP <5.4 tons | KENMORE | HRCU-A-CB (Split System: Heat Pump with Remote Outdoor Unit-Air-Source) | (C,H,T)VH825GKA3* |  |  | EN(A,D)4X24L17**+WALLCON | *97CMN0801714B* | 23200 | 16 | 8.1 | 22000 | 16900 | 76.82% | 1.92 | 0 | 10.5 |  |  |  | No | R-410A | 1.9333 | Residential & Commercial | Ducted CEE Tier 1
214242263 | Central HP <5.4 tons | KENMORE | HRCU-A-CB (Split System: Heat Pump with Remote Outdoor Unit-Air-Source) | (C,H,T)VH825GKA3* |  |  | EN(A,D,W)4X48L21**+WALLCON | *95CSU0601716B* | 24000 | 16.5 | 8.1 | 21400 | 16600 | 77.57% | 2 | 0 | 11 |  |  |  | No | R-410A | 2 | Residential & Commercial | Ducted CEE Tier 1
214242363 | Central HP <5.4 tons | KENMORE | HRCU-A-CB (Split System: Heat Pump with Remote Outdoor Unit-Air-Source) | (C,H,T)VH825GKA3* |  |  | EN(A,D)4X48L24**+WALLCON | *97CMN1002122B* | 24200 | 17 | 8.1 | 21200 | 16500 | 77.83% | 2 | 0 | 11.5 |  |  |  | No | R-410A | 2.0167 | Residential & Commercial | Ducted CEE Tier 1
214241863 | Central HP <5.4 tons | KENMORE | HRCU-A-CB (Split System: Heat Pump with Remote Outdoor Unit-Air-Source) | (C,H,T)VH825GKA3* |  |  | EN(A,D,W)4X36L17**+WALLCON | *96CTN0801714B* | 23400 | 16.5 | 8.1 | 21600 | 16700 | 77.31% | 1.9 | 0 | 10.5 |  |  |  | No | R-410A | 1.95 | Residential & Commercial | Ducted CEE Tier 1
214239891 | Central HP <5.4 tons | KENMORE | HRCU-A-CB (Split System: Heat Pump with Remote Outdoor Unit-Air-Source) | (C,H,T)VH837GKA** |  |  | EN(A,D,W)4X48L21**+WALLCON | *80CTL1102120B* | 32400 | 17 | 8.1 | 32600 | 24600 | 75.46% | 1.96 | 0 | 11.5 |  |  |  | No | R-410A | 2.7 | Residential & Commercial | Ducted CEE Tier 1
215941646 | Central HP <5.4 tons | HEIL | HRCU-A-CB (Split System: Heat Pump with Remote Outdoor Unit-Air-Source) | H5H3V48*K*AAA* |  |  | EVD5X49M24A*+WALLCON | *97CTN1002122A* | 45500 | 20.5 | 8.1 | 52500 | 38000 | 72.38% | 1.9 | 0 | 11.5 |  |  |  | No | R-454B | 3.7917 | Residential & Commercial | Ducted CEE Tier 1
211392872 | Central HP <5.4 tons | COLEMAN | HRCU-A-CB (Split System: Heat Pump with Remote Outdoor Unit-Air-Source) | HMH72B341 |  |  | XAUB36DXXN1+TXV | TM8E040A12MP11 | 34000 | 18 | 8.1 | 33600 | 23800 | 70.83% | 2.06 | 0 | 10 |  |  |  | No | R-410A | 2.8333 | Residential & Commercial | Ducted CEE Tier 1
214244040 | Central HP <5.4 tons | BRYANT HEATING AND COOLING SYSTEMS | HRCU-A-CB (Split System: Heat Pump with Remote Outdoor Unit-Air-Source) | 284ANV024*0**B* |  |  | CNPV*3621AL*+UI | 986TD42060C17*** | 23200 | 19.5 | 9.5 | 26800 | 20000 | 74.63% | 2.36 | 0 | 13 |  |  |  | No | R-410A | 1.9333 | Residential & Commercial | Ducted CEE Tier 1
214244054 | Central HP <5.4 tons | BRYANT HEATING AND COOLING SYSTEMS | HRCU-A-CB (Split System: Heat Pump with Remote Outdoor Unit-Air-Source) | 284ANV024*0**B* |  |  | CNPV*4217AL*+UI | 987MC42060C17*** | 23600 | 19.5 | 10 | 26600 | 19900 | 74.81% | 2.44 | 0 | 13 |  |  |  | No | R-410A | 1.9667 | Residential & Commercial | Ducted CEE Tier 1
214244056 | Central HP <5.4 tons | BRYANT HEATING AND COOLING SYSTEMS | HRCU-A-CB (Split System: Heat Pump with Remote Outdoor Unit-Air-Source) | 284ANV024*0**B* |  |  | CNPV*4217AL*+UI | 987MC42080C17*** | 23600 | 19.5 | 10 | 26600 | 19900 | 74.81% | 2.46 | 0 | 13 |  |  |  | No | R-410A | 1.9667 | Residential & Commercial | Ducted CEE Tier 1
214595001 | Central HP <5.4 tons | FRASER-JOHNSTON | HRCU-A-CB (Split System: Heat Pump with Remote Outdoor Unit-Air-Source) | HH836E2S11 |  |  | CTM36B5CDS1 | Z8ES100B12SMPS1 | 33200 | 18 | 8.5 | 30600 | 25000 | 81.7% | 2 | 0 | 11 |  |  |  | No | R-454B | 2.7667 | Residential & Commercial | Ducted CEE Tier 1
216374698 | Central HP <5.4 tons | FRASER-JOHNSTON | HRCU-A-CB (Split System: Heat Pump with Remote Outdoor Unit-Air-Source) | HH860E2S11 |  |  | CTM60C5CHS1 | Z9ET100C20SMPS1 | 53500 | 19 | 8.5 | 54000 | 39000 | 72.22% | 2 | 0 | 11 |  |  |  | No | R-454B | 4.4583 | Residential & Commercial | Ducted CEE Tier 1
216374775 | Central HP <5.4 tons | FRASER-JOHNSTON | HRCU-A-CB (Split System: Heat Pump with Remote Outdoor Unit-Air-Source) | HH860E2S11 |  |  | CTF60C5CHS1 | Z9ET100C20SMPS1 | 53500 | 19 | 8.5 | 54000 | 39000 | 72.22% | 2 | 0 | 11 |  |  |  | No | R-454B | 4.4583 | Residential & Commercial | Ducted CEE Tier 1
214398659 | Central HP <5.4 tons | FRASER-JOHNSTON | HRCU-A-CB (Split System: Heat Pump with Remote Outdoor Unit-Air-Source) | HH860E2S11 |  |  | CTF60C5CGS1 | TPLC100C16MP13 | 43500 | 18 | 9 | 44000 | 33400 | 75.91% | 2 | 0 | 11.7 |  |  |  | No | R-454B | 3.625 | Residential & Commercial | Ducted CEE Tier 1
214398698 | Central HP <5.4 tons | FRASER-JOHNSTON | HRCU-A-CB (Split System: Heat Pump with Remote Outdoor Unit-Air-Source) | HH860E2S11 |  |  | CTM60C5CGS1 | TMLE100C20MP11 | 44500 | 17 | 9 | 45000 | 33800 | 75.11% | 2 | 0 | 11.7 |  |  |  | No | R-454B | 3.7083 | Residential & Commercial | Ducted CEE Tier 1
214398292 | Central HP <5.4 tons | FRASER-JOHNSTON | HRCU-A-CB (Split System: Heat Pump with Remote Outdoor Unit-Air-Source) | HH860E2S11 |  |  | CTF60C5CGS1+JME16C2SN1 |  | 45000 | 19 | 9 | 45000 | 33000 | 73.33% | 2 | 0 | 12 |  |  |  | No | R-454B | 3.75 | Residential & Commercial | Ducted CEE Tier 1
214397856 | Central HP <5.4 tons | FRASER-JOHNSTON | HRCU-A-CB (Split System: Heat Pump with Remote Outdoor Unit-Air-Source) | HH860E2S11 |  |  | CTF60D5CGS1+JMC20D2SN1 |  | 46000 | 19 | 9.5 | 46000 | 34000 | 73.91% | 2 | 0 | 12 |  |  |  | No | R-454B | 3.8333 | Residential & Commercial | Ducted CEE Tier 1
214397915 | Central HP <5.4 tons | FRASER-JOHNSTON | HRCU-A-CB (Split System: Heat Pump with Remote Outdoor Unit-Air-Source) | HH860E2S11 |  |  | CTM60D5CGS1 | TM9Y120D20MP11 | 43500 | 18 | 9 | 44000 | 33400 | 75.91% | 2 | 0 | 11.7 |  |  |  | No | R-454B | 3.625 | Residential & Commercial | Ducted CEE Tier 1
214397604 | Central HP <5.4 tons | FRASER-JOHNSTON | HRCU-A-CB (Split System: Heat Pump with Remote Outdoor Unit-Air-Source) | HH860E2S11 |  |  | CTM60D5CHS1 | TM8E130D20MP11 | 54500 | 19 | 8.5 | 55000 | 40000 | 72.73% | 2 | 0 | 11.7 |  |  |  | No | R-454B | 4.5417 | Residential & Commercial | Ducted CEE Tier 1
215931760 | Central HP <5.4 tons | DAY & NIGHT | HRCU-A-CB (Split System: Heat Pump with Remote Outdoor Unit-Air-Source) | C5H3V60*K*AAA* |  |  | EA*5X61M24A*+WALLCON | *97CMN1002122B* | 57000 | 18.5 | 8.5 | 60500 | 46500 | 76.86% | 2.02 | 0 | 11.5 |  |  |  | No | R-454B | 4.75 | Residential & Commercial | Ducted CEE Tier 1
211244898 | Central HP <5.4 tons | KEEPRITE | HRCU-A-CB (Split System: Heat Pump with Remote Outdoor Unit-Air-Source) | DLCURAH24ABK |  |  | EN(A,D,W)4X36L17** | *96VSN0601412A* | 23600 | 16.5 | 8.1 | 25800 | 23800 | 92.25% | 1.98 | 0 | 10 |  |  |  | No | R-410A | 1.9667 | Residential & Commercial | Ducted CEE Tier 1
211244907 | Central HP <5.4 tons | KEEPRITE | HRCU-A-CB (Split System: Heat Pump with Remote Outdoor Unit-Air-Source) | DLCURAH24ABK |  |  | EN(A,D,W)4X36L17** | *96VSN0801716A* | 24200 | 16.5 | 8.1 | 26200 | 23000 | 87.79% | 1.9 | 0 | 10.5 |  |  |  | No | R-410A | 2.0167 | Residential & Commercial | Ducted CEE Tier 1
212977622 | Central HP <5.4 tons | CARRIER | HRCU-A-CB (Split System: Heat Pump with Remote Outdoor Unit-Air-Source) | 38MURAQ24AB3* |  |  | CAP**3617AL* | 58S(B,C)*B045M14**12 | 23800 | 17 | 8.5 | 26200 | 23800 | 90.84% | 1.96 | 0 | 10 |  |  |  | No | R-410A | 1.9833 | Residential & Commercial | Ducted CEE Tier 1
212978138 | Central HP <5.4 tons | CARRIER | HRCU-A-CB (Split System: Heat Pump with Remote Outdoor Unit-Air-Source) | 38MURAQ24AB3* |  |  | CAP**3617AL* | 58S(B,C)*B070M14**12 | 23600 | 17.5 | 8.5 | 26200 | 23800 | 90.84% | 2 | 0 | 10 |  |  |  | No | R-410A | 1.9667 | Residential & Commercial | Ducted CEE Tier 1
212978174 | Central HP <5.4 tons | CARRIER | HRCU-A-CB (Split System: Heat Pump with Remote Outdoor Unit-Air-Source) | 38MURAQ24AB3* |  |  | CNPV*2417AL* | 58S(B,C)*B070M14**12 | 23200 | 17 | 8.5 | 26800 | 25400 | 94.78% | 2.14 | 0 | 10 |  |  |  | No | R-410A | 1.9333 | Residential & Commercial | Ducted CEE Tier 1
212978631 | Central HP <5.4 tons | CARRIER | HRCU-A-CB (Split System: Heat Pump with Remote Outdoor Unit-Air-Source) | 38MURAQ24AB3* |  |  | CAP**2517AL* | 58S(B,C)*B070M17**12 | 24400 | 17.5 | 8.5 | 25200 | 21600 | 85.71% | 1.82 | 0 | 10.5 |  |  |  | No | R-410A | 2.0333 | Residential & Commercial | Ducted CEE Tier 1
214505254 | Central HP <5.4 tons | DAIKIN | HRCU-A-CB (Split System: Heat Pump with Remote Outdoor Unit-Air-Source) | DZ6VSA241EA* |  |  | CA*EA3026*4B* | D*96VC0603BNA* | 23000 | 17 | 8.6 | 23000 | 16100 | 70% | 2 | 0 | 10 |  |  |  | No | R-410A | 1.9167 | Residential & Commercial | Ducted CEE Tier 1
215668748 | Central HP <5.4 tons | HEIL | HRCU-A-CB (Split System: Heat Pump with Remote Outdoor Unit-Air-Source) | H5H0V36*K*AAA* |  |  | EA*5X37M21A*+WALLCON | *97CMN0802120B* | 34400 | 18 | 8.1 | 35400 | 25200 | 71.19% | 1.88 | 0 | 10 |  |  |  | No | R-454B | 2.8667 | Residential & Commercial | Ducted CEE Tier 1
215668916 | Central HP <5.4 tons | HEIL | HRCU-A-CB (Split System: Heat Pump with Remote Outdoor Unit-Air-Source) | H5H0V36*K*AAA* |  |  | EA*5X42M21A*+WALLCON | *97CMN1002122B* | 33200 | 17.5 | 9 | 35800 | 25600 | 71.51% | 1.84 | 0 | 10 |  |  |  | No | R-454B | 2.7667 | Residential & Commercial | Ducted CEE Tier 1
212977706 | Central HP <5.4 tons | CARRIER | HRCU-A-CB (Split System: Heat Pump with Remote Outdoor Unit-Air-Source) | 38MURAQ18AB3* |  |  | CAP**1917AL* | 58S(B,C)*B045M14**12 | 18000 | 16.5 | 8.5 | 17900 | 17800 | 99.44% | 2.16 | 0 | 11 |  |  |  | No | R-410A | 1.5 | Residential & Commercial | Ducted CEE Tier 1
212977790 | Central HP <5.4 tons | CARRIER | HRCU-A-CB (Split System: Heat Pump with Remote Outdoor Unit-Air-Source) | 38MURAQ18AB3* |  |  | CNPV*2414AL* | 58S(B,C)*B045M14**12 | 17500 | 16.5 | 8.5 | 18400 | 19200 | 104.3% | 2.3 | 0 | 11 |  |  |  | No | R-410A | 1.4583 | Residential & Commercial | Ducted CEE Tier 1
215936925 | Central HP <5.4 tons | BRYANT HEATING AND COOLING SYSTEMS | HRCU-A-CB (Split System: Heat Pump with Remote Outdoor Unit-Air-Source) | 293VAN036**AA* |  |  | CVAVA6124XMA*+UI | 88*TB60090C21*** | 36000 | 22.5 | 8.5 | 37600 | 28200 | 75% | 2.06 | 0 | 12.5 |  |  |  | No | R-454B | 3 | Residential & Commercial | Ducted CEE Tier 1
214731826 | Central HP <5.4 tons | TCL | HRCU-A-CB (Split System: Heat Pump with Remote Outdoor Unit-Air-Source) | TCU-60D7HEWA/DV2O |  |  | TCE-3036D6HWA/DVOE(02) | FG7SA-090C-T24B* | 33000 | 16.5 | 8.4 | 35000 | 27000 | 77.14% | 2.1 | 0 | 11.7 |  |  |  | No | R-410A | 2.75 | Residential & Commercial | Ducted CEE Tier 1
207827118 | Central HP <5.4 tons | TCL | HRCU-A-CB (Split System: Heat Pump with Remote Outdoor Unit-Air-Source) | TCU-60D7HEWA/DV2O |  |  | TCU-48D7HWA/DV2I |  | 45000 | 18 | 9 | 47000 | 34400 | 73.19% | 2.1 | 11.5 | 11.7 |  |  |  | No | R-410A | 3.75 | Residential & Commercial | Ducted CEE Tier 1
211391873 | Central HP <5.4 tons | COLEMAN | HRCU-A-CB (Split System: Heat Pump with Remote Outdoor Unit-Air-Source) | HMH72B341 |  |  | XAFB36DBCN1 | TMLE100B12MP11 | 34000 | 18 | 8.1 | 33800 | 23800 | 70.41% | 2.06 | 0 | 10 |  |  |  | No | R-410A | 2.8333 | Residential & Commercial | Ducted CEE Tier 1
214397794 | Central HP <5.4 tons | FRASER-JOHNSTON | HRCU-A-CB (Split System: Heat Pump with Remote Outdoor Unit-Air-Source) | HH836E2S11 |  |  | CTM48C5CFS1+JME12C2SN1 |  | 34000 | 19 | 9 | 31400 | 25200 | 80.25% | 2 | 0 | 11.7 |  |  |  | No | R-454B | 2.8333 | Residential & Commercial | Ducted CEE Tier 1
215936360 | Central HP <5.4 tons | DAY & NIGHT | HRCU-A-CB (Split System: Heat Pump with Remote Outdoor Unit-Air-Source) | C5H3V36*K*AAA* |  |  | EVD5X48M24A*+WALLCON | *95CSU1002122B* | 35200 | 21.5 | 8.5 | 38000 | 28200 | 74.21% | 2.04 | 0 | 12 |  |  |  | No | R-454B | 2.9333 | Residential & Commercial | Ducted CEE Tier 1
215936580 | Central HP <5.4 tons | DAY & NIGHT | HRCU-A-CB (Split System: Heat Pump with Remote Outdoor Unit-Air-Source) | C5H3V36*K*AAA* |  |  | EVD5X60M21A*+WALLCON | *80CSU1002120A* | 35600 | 21.5 | 8.5 | 38000 | 28600 | 75.26% | 2.02 | 0 | 12 |  |  |  | No | R-454B | 2.9667 | Residential & Commercial | Ducted CEE Tier 1
215933770 | Central HP <5.4 tons | DAY & NIGHT | HRCU-A-CB (Split System: Heat Pump with Remote Outdoor Unit-Air-Source) | C5H3V36*K*AAA* |  |  | ESH5X60M12A*+WALLCON | *80CTL0701716B* | 34000 | 19.5 | 9 | 34600 | 26400 | 76.3% | 1.94 | 0 | 11.5 |  |  |  | No | R-454B | 2.8333 | Residential & Commercial | Ducted CEE Tier 1
215936294 | Central HP <5.4 tons | CARRIER | HRCU-A-CB (Split System: Heat Pump with Remote Outdoor Unit-Air-Source) | 27VNA336A*030* |  |  | CVAVA4824XMA*+UI | 58CU*A100C21**20 | 35000 | 21.5 | 8.5 | 38500 | 28400 | 73.77% | 2.04 | 0 | 12 |  |  |  | No | R-454B | 2.9167 | Residential & Commercial | Ducted CEE Tier 1
215936494 | Central HP <5.4 tons | CARRIER | HRCU-A-CB (Split System: Heat Pump with Remote Outdoor Unit-Air-Source) | 27VNA336A*030* |  |  | CVAVA4924XMA*+UI | 59MN7C060C21**20 | 35200 | 21 | 8.5 | 38500 | 28800 | 74.81% | 2.02 | 0 | 12 |  |  |  | No | R-454B | 2.9333 | Residential & Commercial | Ducted CEE Tier 1
215936644 | Central HP <5.4 tons | CARRIER | HRCU-A-CB (Split System: Heat Pump with Remote Outdoor Unit-Air-Source) | 27VNA336A*030* |  |  | CVAVA6021XMA*+UI | 59CU5B060C17**16 | 35400 | 21.5 | 8.5 | 38500 | 29000 | 75.32% | 2.02 | 0 | 12 |  |  |  | No | R-454B | 2.95 | Residential & Commercial | Ducted CEE Tier 1
215936794 | Central HP <5.4 tons | CARRIER | HRCU-A-CB (Split System: Heat Pump with Remote Outdoor Unit-Air-Source) | 27VNA336A*030* |  |  | CVAVA6024XMA*+UI | 59CU5B100C21**22 | 35600 | 22 | 8.5 | 38000 | 28400 | 74.74% | 2.06 | 0 | 12.5 |  |  |  | No | R-454B | 2.9667 | Residential & Commercial | Ducted CEE Tier 1
214731821 | Central HP <5.4 tons | TCL | HRCU-A-CB (Split System: Heat Pump with Remote Outdoor Unit-Air-Source) | TCU-36D7HEWA/DV2O |  |  | TCE-2430D6HWA/DVOE(02) | FG7SA-090C-T24B* | 22800 | 17 | 8.4 | 24000 | 19200 | 80% | 2.1 | 0 | 12.5 |  |  |  | No | R-410A | 1.9 | Residential & Commercial | Ducted CEE Tier 1
211242525 | Central HP <5.4 tons | KEEPRITE | HRCU-A-CB (Split System: Heat Pump with Remote Outdoor Unit-Air-Source) | DLCURAH24ABK |  |  | EA*4X36L21A* | *96VTN0802120A* | 23800 | 17 | 8.5 | 25800 | 23200 | 89.92% | 1.94 | 0 | 10 |  |  |  | No | R-410A | 1.9833 | Residential & Commercial | Ducted CEE Tier 1
216374597 | Central HP <5.4 tons | FRASER-JOHNSTON | HRCU-A-CB (Split System: Heat Pump with Remote Outdoor Unit-Air-Source) | HH836E2S11 |  |  | CTF48C5CFS1 | Z9ET080C16SMPS1 | 33800 | 19 | 9.5 | 32400 | 24200 | 74.69% | 2 | 0 | 11 |  |  |  | No | R-454B | 2.8167 | Residential & Commercial | Ducted CEE Tier 1
214398483 | Central HP <5.4 tons | FRASER-JOHNSTON | HRCU-A-CB (Split System: Heat Pump with Remote Outdoor Unit-Air-Source) | HH836E2S11 |  |  | CTM48C5CFS1 | TMLE100C16MP11 | 33600 | 19 | 9 | 31400 | 25400 | 80.89% | 2 | 0 | 11 |  |  |  | No | R-454B | 2.8 | Residential & Commercial | Ducted CEE Tier 1
214398624 | Central HP <5.4 tons | FRASER-JOHNSTON | HRCU-A-CB (Split System: Heat Pump with Remote Outdoor Unit-Air-Source) | HH836E2S11 |  |  | CTF48C5CFS1 | TM8Y080C16MP11 | 33200 | 19 | 9 | 31400 | 25000 | 79.62% | 2 | 0 | 11 |  |  |  | No | R-454B | 2.7667 | Residential & Commercial | Ducted CEE Tier 1
214397681 | Central HP <5.4 tons | FRASER-JOHNSTON | HRCU-A-CB (Split System: Heat Pump with Remote Outdoor Unit-Air-Source) | HH836E2S11 |  |  | CTM36B5CDS1+JMC12B2SN1 |  | 33200 | 18 | 9 | 30400 | 24800 | 81.58% | 2 | 0 | 11.7 |  |  |  | No | R-454B | 2.7667 | Residential & Commercial | Ducted CEE Tier 1
207827230 | Central HP <5.4 tons | TCL | HRCU-A-CB (Split System: Heat Pump with Remote Outdoor Unit-Air-Source) | TCU-36D7HEWA/DV2O |  |  | TCU-36D7HWA/DV2I |  | 34200 | 18 | 9 | 36000 | 25200 | 70% | 2 | 11.5 | 11.2 |  |  |  | No | R-410A | 2.85 | Residential & Commercial | Ducted CEE Tier 1
214075413 | Central HP <5.4 tons | RHEEM | HRCU-A-CB (Split System: Heat Pump with Remote Outdoor Unit-Air-Source) | RD17AZ24AJ3N |  |  | RCFZ2417MTANM | R951V0603A17M4S | 22600 | 17 | 9.5 | 22600 | 17000 | 75.22% | 2 | 0 | 10 |  |  |  | No | R-410A | 1.8833 | Residential & Commercial | Ducted CEE Tier 1
214075479 | Central HP <5.4 tons | RHEEM | HRCU-A-CB (Split System: Heat Pump with Remote Outdoor Unit-Air-Source) | RD17AZ24AJ3N |  |  | RCFZ2417MTANM | R801V1004A17UH | 22600 | 17 | 9.5 | 22600 | 16800 | 74.34% | 2.1 | 0 | 11.2 |  |  |  | No | R-410A | 1.8833 | Residential & Commercial | Ducted CEE Tier 1
208141133 | Central HP <5.4 tons | TCL | HRCU-A-CB (Split System: Heat Pump with Remote Outdoor Unit-Air-Source) | TCU-36D7HEWA/DV2O |  |  | TCE-3036D6HWA/DVOE(02) | MGH96M080B3A | 32000 | 17 | 8.8 | 34600 | 24400 | 70.52% | 1.95 | 10.8 | 10.4 |  |  |  | No | R-410A | 2.6667 | Residential & Commercial | Ducted CEE Tier 1
211390155 | Central HP <5.4 tons | COLEMAN | HRCU-A-CB (Split System: Heat Pump with Remote Outdoor Unit-Air-Source) | HMH72B341 |  |  | XAFC36DXXN1+TXV | TM8V100C16MP12 | 34000 | 17.5 | 8.5 | 33800 | 23800 | 70.41% | 2.08 | 0 | 10 |  |  |  | No | R-410A | 2.8333 | Residential & Commercial | Ducted CEE Tier 1
214397696 | Central HP <5.4 tons | FRASER-JOHNSTON | HRCU-A-CB (Split System: Heat Pump with Remote Outdoor Unit-Air-Source) | HH836E2S11 |  |  | CTF36C5CDS1 | TM8E100C16MP11 | 34000 | 18 | 8.5 | 31600 | 25800 | 81.65% | 2 | 0 | 11 |  |  |  | No | R-454B | 2.8333 | Residential & Commercial | Ducted CEE Tier 1
215933970 | Central HP <5.4 tons | DAY & NIGHT | HRCU-A-CB (Split System: Heat Pump with Remote Outdoor Unit-Air-Source) | C5H3V36*K*AAA* |  |  | FCMA5B60L0D*+WALLCON |  | 35000 | 22 | 9.5 | 33400 | 25200 | 75.45% | 2.08 | 0 | 13 |  |  |  | No | R-454B | 2.9167 | Residential & Commercial | Ducted CEE Tier 1
213771264 | Central HP <5.4 tons | TEMPSTAR | HRCU-A-CB (Split System: Heat Pump with Remote Outdoor Unit-Air-Source) | TVH825GKA2* |  |  | EA*4X42L21A*+WALLCON | *80CTL0701716B* | 23800 | 16.5 | 8.1 | 21400 | 16700 | 78.04% | 1.96 | 0 | 10.5 |  |  |  | No | R-410A | 1.9833 | Residential & Commercial | Ducted CEE Tier 1
215670594 | Central HP <5.4 tons | KENMORE | HRCU-A-CB (Split System: Heat Pump with Remote Outdoor Unit-Air-Source) | (C,H,T)5H0V36*K*AAA* |  |  | ESH5X60M12A*+WALLCON | *96CTN1002122B* | 34600 | 17 | 8.5 | 34600 | 24800 | 71.68% | 1.92 | 0 | 10 |  |  |  | No | R-454B | 2.8833 | Residential & Commercial | Ducted CEE Tier 1
214240091 | Central HP <5.4 tons | KENMORE | HRCU-A-CB (Split System: Heat Pump with Remote Outdoor Unit-Air-Source) | (C,H,T)VH837GKA** |  |  | EN(A,D,W)4X60L24**+WALLCON | *96CTN1002122B* | 32800 | 17.5 | 8.1 | 32200 | 24600 | 76.4% | 1.96 | 0 | 12 |  |  |  | No | R-410A | 2.7333 | Residential & Commercial | Ducted CEE Tier 1
214241643 | Central HP <5.4 tons | KENMORE | HRCU-A-CB (Split System: Heat Pump with Remote Outdoor Unit-Air-Source) | (C,H,T)VH825GKA3* |  |  | EN(A,D)4X24L17**+WALLCON | *96CTN0801714B* | 23200 | 16 | 8.1 | 22000 | 16900 | 76.82% | 1.92 | 0 | 10.5 |  |  |  | No | R-410A | 1.9333 | Residential & Commercial | Ducted CEE Tier 1
207252598 | Central HP <5.4 tons | TCL | HRCU-A-CB (Split System: Heat Pump with Remote Outdoor Unit-Air-Source) | TCE-36HA/DV2O |  |  | TCE-2430D6HWA/DVOE(01) | MGH96M080B3A | 22800 | 16 | 8.5 | 23200 | 16400 | 70.69% | 1.95 | 12.5 | 11.7 |  |  |  | No | R-410A | 1.9 | Residential & Commercial | Ducted CEE Tier 1
214242153 | Central HP <5.4 tons | KENMORE | HRCU-A-CB (Split System: Heat Pump with Remote Outdoor Unit-Air-Source) | (C,H,T)VH825GKA3* |  |  | EN(A,D,W)4X42L21**+WALLCON | *97CMN0601714B* | 23600 | 16 | 8.1 | 21600 | 16700 | 77.31% | 1.94 | 0 | 10.5 |  |  |  | No | R-410A | 1.9667 | Residential & Commercial | Ducted CEE Tier 1
214242203 | Central HP <5.4 tons | KENMORE | HRCU-A-CB (Split System: Heat Pump with Remote Outdoor Unit-Air-Source) | (C,H,T)VH825GKA3* |  |  | EN(A,D,W)4X42L21**+WALLCON | *96CTN1002122B* | 23800 | 16.5 | 8.1 | 21400 | 16600 | 77.57% | 1.96 | 0 | 11 |  |  |  | No | R-410A | 1.9833 | Residential & Commercial | Ducted CEE Tier 1
214240031 | Central HP <5.4 tons | KENMORE | HRCU-A-CB (Split System: Heat Pump with Remote Outdoor Unit-Air-Source) | (C,H,T)VH837GKA** |  |  | EN(A,D)4X48L24**+WALLCON | *96CTN1202422B* | 32400 | 17 | 8.1 | 32600 | 24600 | 75.46% | 1.96 | 0 | 11.7 |  |  |  | No | R-410A | 2.7 | Residential & Commercial | Ducted CEE Tier 1
210471243 | Central HP <5.4 tons | CARRIER | HRCU-A-CB (Split System: Heat Pump with Remote Outdoor Unit-Air-Source) | 25VNA837A*031* |  |  | CSPH*6012AL*+UI | 59MN7B100C21**22 | 33000 | 17 | 8.1 | 32200 | 24800 | 77.02% | 2.02 | 0 | 11.5 |  |  |  | No | R-410A | 2.75 | Residential & Commercial | Ducted CEE Tier 1
210471144 | Central HP <5.4 tons | CARRIER | HRCU-A-CB (Split System: Heat Pump with Remote Outdoor Unit-Air-Source) | 25VNA837A*031* |  |  | CSPH*6012AL*+UI | 58CU*A060C17**16 | 33000 | 16.5 | 8.1 | 32400 | 24800 | 76.54% | 1.98 | 0 | 11 |  |  |  | No | R-410A | 2.75 | Residential & Commercial | Ducted CEE Tier 1
210471221 | Central HP <5.4 tons | CARRIER | HRCU-A-CB (Split System: Heat Pump with Remote Outdoor Unit-Air-Source) | 25VNA837A*031* |  |  | CSPH*6012AL*+UI | 59MN7B080C17**14 | 32800 | 16.5 | 8.1 | 32600 | 25200 | 77.3% | 1.98 | 0 | 11 |  |  |  | No | R-410A | 2.7333 | Residential & Commercial | Ducted CEE Tier 1
210471287 | Central HP <5.4 tons | CARRIER | HRCU-A-CB (Split System: Heat Pump with Remote Outdoor Unit-Air-Source) | 25VNA837A*031* |  |  | CSPH*6012AL*+UI | 58TN*A070C14**12 | 32800 | 17 | 8.1 | 32400 | 25000 | 77.16% | 2 | 0 | 11 |  |  |  | No | R-410A | 2.7333 | Residential & Commercial | Ducted CEE Tier 1
210473314 | Central HP <5.4 tons | CARRIER | HRCU-A-CB (Split System: Heat Pump with Remote Outdoor Unit-Air-Source) | 25VNA825A*032* |  |  | CAP**4821AL*+UI | 58CU*A100C21**20 | 24000 | 16.5 | 8.1 | 21000 | 16600 | 79.05% | 2 | 0 | 10.5 |  |  |  | No | R-410A | 2 | Residential & Commercial | Ducted CEE Tier 1
210473882 | Central HP <5.4 tons | CARRIER | HRCU-A-CB (Split System: Heat Pump with Remote Outdoor Unit-Air-Source) | 25VNA825A*032* |  |  | CNPV*4821AL*+UI | 59CU5A060C17**16 | 24000 | 16.5 | 8.1 | 21400 | 16700 | 78.04% | 2 | 0 | 11 |  |  |  | No | R-410A | 2 | Residential & Commercial | Ducted CEE Tier 1
210473948 | Central HP <5.4 tons | CARRIER | HRCU-A-CB (Split System: Heat Pump with Remote Outdoor Unit-Air-Source) | 25VNA825A*032* |  |  | CNPV*4821AL*+UI | 58TN*A045C17**12 | 24000 | 16.5 | 8.1 | 21400 | 16700 | 78.04% | 2 | 0 | 11 |  |  |  | No | R-410A | 2 | Residential & Commercial | Ducted CEE Tier 1
210474646 | Central HP <5.4 tons | CARRIER | HRCU-A-CB (Split System: Heat Pump with Remote Outdoor Unit-Air-Source) | 25VNA825A*032* |  |  | CSPH*4812AL*+UI | 59MN7B060C21**20 | 24200 | 16 | 8.1 | 21400 | 16700 | 78.04% | 2 | 0 | 10.5 |  |  |  | No | R-410A | 2.0167 | Residential & Commercial | Ducted CEE Tier 1
216374623 | Central HP <5.4 tons | FRASER-JOHNSTON | HRCU-A-CB (Split System: Heat Pump with Remote Outdoor Unit-Air-Source) | HH824E2S11 |  |  | CTM30B5ACS1 | Z9ET080B12SMPS1 | 23000 | 18 | 9.5 | 23000 | 18100 | 78.7% | 2 | 0 | 12 |  |  |  | No | R-454B | 1.9167 | Residential & Commercial | Ducted CEE Tier 1
214398364 | Central HP <5.4 tons | FRASER-JOHNSTON | HRCU-A-CB (Split System: Heat Pump with Remote Outdoor Unit-Air-Source) | HH824E2S11 |  |  | CTF36B5ADS1 | TP9C080B12MP13 | 23000 | 18 | 9.5 | 23000 | 18400 | 80% | 2 | 0 | 12 |  |  |  | No | R-454B | 1.9167 | Residential & Commercial | Ducted CEE Tier 1
214397955 | Central HP <5.4 tons | FRASER-JOHNSTON | HRCU-A-CB (Split System: Heat Pump with Remote Outdoor Unit-Air-Source) | HH824E2S11 |  |  | CTF36B5ADS1 | TP9C060B12MP13 | 23000 | 18 | 9.5 | 23000 | 18800 | 81.74% | 2 | 0 | 12 |  |  |  | No | R-454B | 1.9167 | Residential & Commercial | Ducted CEE Tier 1
210473149 | Central HP <5.4 tons | CARRIER | HRCU-A-CB (Split System: Heat Pump with Remote Outdoor Unit-Air-Source) | 25VNA825A*032* |  |  | CAP**4321AL*+UI | 58TN*A045C17**12 | 24200 | 16.5 | 8.1 | 21600 | 16800 | 77.78% | 2 | 0 | 11 |  |  |  | No | R-410A | 2.0167 | Residential & Commercial | Ducted CEE Tier 1
215669390 | Central HP <5.4 tons | KENMORE | HRCU-A-CB (Split System: Heat Pump with Remote Outdoor Unit-Air-Source) | (C,H,T)5H0V36*K*AAA* |  |  | EA*5X60M24A*+WALLCON | *97CMN1002122B* | 34400 | 18 | 9 | 34200 | 24800 | 72.51% | 1.9 | 0 | 10.5 |  |  |  | No | R-454B | 2.8667 | Residential & Commercial | Ducted CEE Tier 1
216374673 | Central HP <5.4 tons | FRASER-JOHNSTON | HRCU-A-CB (Split System: Heat Pump with Remote Outdoor Unit-Air-Source) | HH836E2S11 |  |  | CTU36B5XDS1+TXV | Z9ET080B12SMPS1 | 33400 | 18 | 8.5 | 31400 | 24000 | 76.43% | 2 | 0 | 11 |  |  |  | No | R-454B | 2.7833 | Residential & Commercial | Ducted CEE Tier 1
216374714 | Central HP <5.4 tons | FRASER-JOHNSTON | HRCU-A-CB (Split System: Heat Pump with Remote Outdoor Unit-Air-Source) | HH836E2S11 |  |  | CTM36C5CDS1 | Z9ET080C16SMPS1 | 33400 | 18 | 8.5 | 31000 | 23600 | 76.13% | 2 | 0 | 11 |  |  |  | No | R-454B | 2.7833 | Residential & Commercial | Ducted CEE Tier 1
214398173 | Central HP <5.4 tons | FRASER-JOHNSTON | HRCU-A-CB (Split System: Heat Pump with Remote Outdoor Unit-Air-Source) | HH836E2S11 |  |  | CTM36C5CDS1 | TM8E100C16MP11 | 33800 | 18 | 8.5 | 31600 | 25800 | 81.65% | 2 | 0 | 11 |  |  |  | No | R-454B | 2.8167 | Residential & Commercial | Ducted CEE Tier 1
214398599 | Central HP <5.4 tons | FRASER-JOHNSTON | HRCU-A-CB (Split System: Heat Pump with Remote Outdoor Unit-Air-Source) | HH836E2S11 |  |  | CTF48C5CFS1 | TM8Y100C20MP11 | 34400 | 19 | 9 | 32600 | 25800 | 79.14% | 2 | 0 | 11 |  |  |  | No | R-454B | 2.8667 | Residential & Commercial | Ducted CEE Tier 1
211389771 | Central HP <5.4 tons | COLEMAN | HRCU-A-CB (Split System: Heat Pump with Remote Outdoor Unit-Air-Source) | HMH72B341 |  |  | XAFB30CXXN1+TXV | TM8Y080B12MP11 | 32800 | 17.5 | 8.1 | 33000 | 23200 | 70.3% | 2.02 | 0 | 10 |  |  |  | No | R-410A | 2.7333 | Residential & Commercial | Ducted CEE Tier 1
214397738 | Central HP <5.4 tons | FRASER-JOHNSTON | HRCU-A-CB (Split System: Heat Pump with Remote Outdoor Unit-Air-Source) | HH836E2S11 |  |  | CTM36C5CDS1 | TMLE120C20MP11 | 34600 | 16 | 8.5 | 32600 | 26800 | 82.21% | 2 | 0 | 11 |  |  |  | No | R-454B | 2.8833 | Residential & Commercial | Ducted CEE Tier 1
214398258 | Central HP <5.4 tons | FRASER-JOHNSTON | HRCU-A-CB (Split System: Heat Pump with Remote Outdoor Unit-Air-Source) | HH860E2S11 |  |  | CTF60C5CGS1 | TM8V120C20MP12 | 44500 | 18 | 9 | 45000 | 33800 | 75.11% | 2 | 0 | 11 |  |  |  | No | R-454B | 3.7083 | Residential & Commercial | Ducted CEE Tier 1
214398317 | Central HP <5.4 tons | FRASER-JOHNSTON | HRCU-A-CB (Split System: Heat Pump with Remote Outdoor Unit-Air-Source) | HH860E2S11 |  |  | CTM60C5CGS1 | TP9C100C16MP13 | 43500 | 18 | 9 | 44000 | 33200 | 75.45% | 2 | 0 | 11.7 |  |  |  | No | R-454B | 3.625 | Residential & Commercial | Ducted CEE Tier 1
214398406 | Central HP <5.4 tons | FRASER-JOHNSTON | HRCU-A-CB (Split System: Heat Pump with Remote Outdoor Unit-Air-Source) | HH860E2S11 |  |  | CTM60C5CHS1 | TL9E100C20UH11 | 53000 | 19 | 8.5 | 53500 | 38500 | 71.96% | 2 | 0 | 11.7 |  |  |  | No | R-454B | 4.4167 | Residential & Commercial | Ducted CEE Tier 1
214398024 | Central HP <5.4 tons | FRASER-JOHNSTON | HRCU-A-CB (Split System: Heat Pump with Remote Outdoor Unit-Air-Source) | HH860E2S11 |  |  | CTM60C5CHS1 | TM8E080C20MP11 | 53500 | 19 | 8.5 | 54000 | 39000 | 72.22% | 2 | 0 | 11 |  |  |  | No | R-454B | 4.4583 | Residential & Commercial | Ducted CEE Tier 1
214398423 | Central HP <5.4 tons | FRASER-JOHNSTON | HRCU-A-CB (Split System: Heat Pump with Remote Outdoor Unit-Air-Source) | HH860E2S11 |  |  | CTF60C5CHS1+JME16C2SN1 |  | 54000 | 19 | 9 | 53500 | 38500 | 71.96% | 2 | 0 | 12 |  |  |  | No | R-454B | 4.5 | Residential & Commercial | Ducted CEE Tier 1
207252607 | Central HP <5.4 tons | TCL | HRCU-A-CB (Split System: Heat Pump with Remote Outdoor Unit-Air-Source) | TCE-60HA/DV2O |  |  | TCE-3036D6HWA/DVOE(02) | MGH96M060B3A | 33000 | 17 | 8.5 | 34000 | 25000 | 73.53% | 1.9 | 12.5 | 11.7 |  |  |  | No | R-410A | 2.75 | Residential & Commercial | Ducted CEE Tier 1
214397846 | Central HP <5.4 tons | FRASER-JOHNSTON | HRCU-A-CB (Split System: Heat Pump with Remote Outdoor Unit-Air-Source) | HH860E2S11 |  |  | CTF60C5CGS1 | TM8E120C16MP11 | 44500 | 18 | 9 | 45500 | 34200 | 75.16% | 2 | 0 | 11 |  |  |  | No | R-454B | 3.7083 | Residential & Commercial | Ducted CEE Tier 1
214397503 | Central HP <5.4 tons | FRASER-JOHNSTON | HRCU-A-CB (Split System: Heat Pump with Remote Outdoor Unit-Air-Source) | HH860E2S11 |  |  | CTF60C5CGS1 | TP9C080C16MP13 | 43500 | 17 | 9 | 44000 | 33600 | 76.36% | 2 | 0 | 11 |  |  |  | No | R-454B | 3.625 | Residential & Commercial | Ducted CEE Tier 1
214242895 | Central HP <5.4 tons | CARRIER | HRCU-A-CB (Split System: Heat Pump with Remote Outdoor Unit-Air-Source) | 25VNA825A*031* |  |  | CNPV*4217AL*+UI | 59CU5B060C17**16 | 23800 | 16.5 | 8.1 | 21400 | 16700 | 78.04% | 1.98 | 0 | 11 |  |  |  | No | R-410A | 1.9833 | Residential & Commercial | Ducted CEE Tier 1
214242975 | Central HP <5.4 tons | CARRIER | HRCU-A-CB (Split System: Heat Pump with Remote Outdoor Unit-Air-Source) | 25VNA825A*031* |  |  | CNPV*4221AL*+UI | 58TN*B090C17**16 | 23800 | 16.5 | 8.1 | 21400 | 16700 | 78.04% | 1.96 | 0 | 11 |  |  |  | No | R-410A | 1.9833 | Residential & Commercial | Ducted CEE Tier 1
214731823 | Central HP <5.4 tons | TCL | HRCU-A-CB (Split System: Heat Pump with Remote Outdoor Unit-Air-Source) | TCU-36D7HEWA/DV2O |  |  | TCE-3036D6HWA/DVOE(02) | FG7SA-072C-T24B* | 32000 | 16 | 8.4 | 34600 | 24400 | 70.52% | 1.95 | 0 | 10.4 |  |  |  | No | R-410A | 2.6667 | Residential & Commercial | Ducted CEE Tier 1
214331612 | Central HP <5.4 tons | TCL | HRCU-A-C (Split System: Heat Pump with Remote Outdoor Unit with No Indoor Fan --Air Source) | TCU-36D7HEWA/DV2O |  |  | TCE-3036D6HWA/DVOE(02)+DK |  | 31000 | 15.2 | 8.5 | 33600 | 23600 | 70.24% | 1.9 | 0 | 10 |  |  |  | No | R-410A | 2.5833 | Residential & Commercial | Ducted CEE Tier 1
208141132 | Central HP <5.4 tons | TCL | HRCU-A-CB (Split System: Heat Pump with Remote Outdoor Unit-Air-Source) | TCU-36D7HEWA/DV2O |  |  | TCE-2430D6HWA/DVOE(02) | MGH96M060B3A | 22800 | 18 | 8.8 | 24000 | 19200 | 80% | 2.1 | 13 | 12.5 |  |  |  | No | R-410A | 1.9 | Residential & Commercial | Ducted CEE Tier 1
215540550 | Central HP <5.4 tons | TCL | HRCU-A-CB (Split System: Heat Pump with Remote Outdoor Unit-Air-Source) | TCU-60D7HEWA/DV2O |  |  | TCE-4248D6HWA/DVOE(03) | FG7TC-100D-V35C* | 45000 | 17.5 | 8.5 | 46000 | 32400 | 70.43% | 1.95 | 0 | 11 |  |  |  | No | R-410A | 3.75 | Residential & Commercial | Ducted CEE Tier 1
210471254 | Central HP <5.4 tons | CARRIER | HRCU-A-CB (Split System: Heat Pump with Remote Outdoor Unit-Air-Source) | 25VNA837A*031* |  |  | CSPH*6012AL*+UI | 59MN7B120C24**22 | 33000 | 17 | 8.1 | 32200 | 25000 | 77.64% | 2 | 0 | 11 |  |  |  | No | R-410A | 2.75 | Residential & Commercial | Ducted CEE Tier 1
211242048 | Central HP <5.4 tons | KEEPRITE | HRCU-A-CB (Split System: Heat Pump with Remote Outdoor Unit-Air-Source) | DLCURAH24ABK |  |  | EA*4X36L17A* | *96VTN0601412A* | 23600 | 16.5 | 8.5 | 25800 | 23400 | 90.7% | 1.94 | 0 | 10 |  |  |  | No | R-410A | 1.9667 | Residential & Commercial | Ducted CEE Tier 1
215864437 | Central HP <5.4 tons | TRANE | HRCU-A-CB (Split System: Heat Pump with Remote Outdoor Unit-Air-Source) | 5TWV8X24A1 |  |  | 5PX*B003AS3 | *UHMB060CCV3+LRP | 21400 | 18.1 | 8.5 | 24400 | 18700 | 76.64% | 2.2 | 0 | 11.5 |  |  |  | No | R-454B | 1.7833 | Residential & Commercial | Ducted CEE Tier 1
214238951 | Central HP <5.4 tons | KENMORE | HRCU-A-CB (Split System: Heat Pump with Remote Outdoor Unit-Air-Source) | (C,H,T)VH837GKA2* |  |  | EN(A,D)4X36L21**+WALLCON | *96CTN1002122B* | 31400 | 16.5 | 8.1 | 33000 | 24000 | 72.73% | 1.82 | 0 | 11 |  |  |  | No | R-410A | 2.6167 | Residential & Commercial | Ducted CEE Tier 1
214238981 | Central HP <5.4 tons | KENMORE | HRCU-A-CB (Split System: Heat Pump with Remote Outdoor Unit-Air-Source) | (C,H,T)VH837GKA2* |  |  | END4X42L17**+WALLCON | *80CTL0701716B* | 32000 | 16.5 | 8.1 | 33000 | 24800 | 75.15% | 1.9 | 0 | 11 |  |  |  | No | R-410A | 2.6667 | Residential & Commercial | Ducted CEE Tier 1
214398248 | Central HP <5.4 tons | FRASER-JOHNSTON | HRCU-A-CB (Split System: Heat Pump with Remote Outdoor Unit-Air-Source) | HH860E2S11 |  |  | CTM60C5CGS1 | TM8Y100C20MP11 | 44500 | 18 | 9 | 45000 | 33800 | 75.11% | 2 | 0 | 11.7 |  |  |  | No | R-454B | 3.7083 | Residential & Commercial | Ducted CEE Tier 1
214398039 | Central HP <5.4 tons | FRASER-JOHNSTON | HRCU-A-CB (Split System: Heat Pump with Remote Outdoor Unit-Air-Source) | HH860E2S11 |  |  | CTM60C5CHS1 | TM8V100C20MP12 | 53500 | 19 | 9 | 54000 | 39000 | 72.22% | 2 | 0 | 11 |  |  |  | No | R-454B | 4.4583 | Residential & Commercial | Ducted CEE Tier 1
214398725 | Central HP <5.4 tons | FRASER-JOHNSTON | HRCU-A-CB (Split System: Heat Pump with Remote Outdoor Unit-Air-Source) | HH860E2S11 |  |  | CTM60D5CGS1 | TM9V120D20MP12 | 44000 | 18 | 9 | 44000 | 33400 | 75.91% | 2 | 0 | 11.7 |  |  |  | No | R-454B | 3.6667 | Residential & Commercial | Ducted CEE Tier 1
211869250 | Central HP <5.4 tons | TCL | HRCU-A-CB (Split System: Heat Pump with Remote Outdoor Unit-Air-Source) | TCE-60HA/DV2O |  |  | TCU-48D7HWA/DV2I |  | 45000 | 17 | 8.5 | 47000 | 34400 | 73.19% | 2 | 0 | 11.2 |  |  |  | No | R-410A | 3.75 | Residential & Commercial | Ducted CEE Tier 1
214584654 | Central HP <5.4 tons | CHAMPION HEATING AND COOLING | HRCU-A-CB (Split System: Heat Pump with Remote Outdoor Unit-Air-Source) | HH860E2S11 |  |  | CTM60C5CGS1 | Z8ES080C16SMPS1 | 44500 | 18 | 9 | 44500 | 33400 | 75.06% | 2 | 0 | 12 |  |  |  | No | R-454B | 3.7083 | Residential & Commercial | Ducted CEE Tier 1
213781503 | Central HP <5.4 tons | KENMORE | HRCU-A-CB (Split System: Heat Pump with Remote Outdoor Unit-Air-Source) | (C,H,T)VH837GKA2* |  |  | EA*4X60L24A*+WALLCON | *97CMN1002122B* | 32800 | 17.5 | 8.1 | 31800 | 24600 | 77.36% | 1.98 | 0 | 11.5 |  |  |  | No | R-410A | 2.7333 | Residential & Commercial | Ducted CEE Tier 1
213781573 | Central HP <5.4 tons | KENMORE | HRCU-A-CB (Split System: Heat Pump with Remote Outdoor Unit-Air-Source) | (C,H,T)VH837GKA2* |  |  | EA*4X61L21A*+WALLCON | *80CTL0902120B* | 33200 | 17.5 | 8.5 | 32000 | 24800 | 77.5% | 1.98 | 0 | 11.7 |  |  |  | No | R-410A | 2.7667 | Residential & Commercial | Ducted CEE Tier 1
213781603 | Central HP <5.4 tons | KENMORE | HRCU-A-CB (Split System: Heat Pump with Remote Outdoor Unit-Air-Source) | (C,H,T)VH837GKA2* |  |  | EA*4X61L21A*+WALLCON | *97CMN0601714B* | 33000 | 17 | 8.1 | 32200 | 25200 | 78.26% | 1.94 | 0 | 11 |  |  |  | No | R-410A | 2.75 | Residential & Commercial | Ducted CEE Tier 1
214397476 | Central HP <5.4 tons | FRASER-JOHNSTON | HRCU-A-CB (Split System: Heat Pump with Remote Outdoor Unit-Air-Source) | HH860E2S11 |  |  | CTM60C5CGS1 | TM9V100C20MP12 | 44000 | 18 | 9 | 44500 | 33600 | 75.51% | 2 | 0 | 11.7 |  |  |  | No | R-454B | 3.6667 | Residential & Commercial | Ducted CEE Tier 1
214397594 | Central HP <5.4 tons | FRASER-JOHNSTON | HRCU-A-CB (Split System: Heat Pump with Remote Outdoor Unit-Air-Source) | HH860E2S11 |  |  | CTM60D5CHS1+JMVT20DC2N1 |  | 53500 | 19 | 9 | 53000 | 38000 | 71.7% | 2 | 0 | 12 |  |  |  | No | R-454B | 4.4583 | Residential & Commercial | Ducted CEE Tier 1
214397876 | Central HP <5.4 tons | FRASER-JOHNSTON | HRCU-A-CB (Split System: Heat Pump with Remote Outdoor Unit-Air-Source) | HH860E2S11 |  |  | CTM60C5CGS1 | TL8E080C16UH11 | 44000 | 18 | 9 | 44500 | 33600 | 75.51% | 2 | 0 | 11.7 |  |  |  | No | R-454B | 3.6667 | Residential & Commercial | Ducted CEE Tier 1
214398044 | Central HP <5.4 tons | FRASER-JOHNSTON | HRCU-A-CB (Split System: Heat Pump with Remote Outdoor Unit-Air-Source) | HH860E2S11 |  |  | CTM60C5CHS1 | TMLV120C20MP12 | 53500 | 19 | 9 | 54000 | 39000 | 72.22% | 2 | 0 | 11 |  |  |  | No | R-454B | 4.4583 | Residential & Commercial | Ducted CEE Tier 1
216010741 | Central HP <5.4 tons | LUXAIRE | HRCU-A-CB (Split System: Heat Pump with Remote Outdoor Unit-Air-Source) | HH824E2S11 |  |  | CTM36B5ADS1+JMC12B2SN1 |  | 23000 | 18 | 9.5 | 23000 | 18600 | 80.87% | 2 | 0 | 12 |  |  |  | No | R-454B | 1.9167 | Residential & Commercial | Ducted CEE Tier 1
214398391 | Central HP <5.4 tons | FRASER-JOHNSTON | HRCU-A-CB (Split System: Heat Pump with Remote Outdoor Unit-Air-Source) | HH824E2S11 |  |  | CTF30B5ACS1 | TMLE100B12MP11 | 23000 | 17 | 9.5 | 23000 | 18400 | 80% | 2 | 0 | 12 |  |  |  | No | R-454B | 1.9167 | Residential & Commercial | Ducted CEE Tier 1
214397982 | Central HP <5.4 tons | FRASER-JOHNSTON | HRCU-A-CB (Split System: Heat Pump with Remote Outdoor Unit-Air-Source) | HH824E2S11 |  |  | CTF30B5ACS1 | TP9C080B12MP13 | 23000 | 17 | 9.5 | 23000 | 18200 | 79.13% | 2 | 0 | 12 |  |  |  | No | R-454B | 1.9167 | Residential & Commercial | Ducted CEE Tier 1
210474239 | Central HP <5.4 tons | CARRIER | HRCU-A-CB (Split System: Heat Pump with Remote Outdoor Unit-Air-Source) | 25VNA825A*032* |  |  | CSPH*4212AL*+UI | 59CU5A100C21**22 | 24200 | 16 | 8.1 | 21400 | 16600 | 77.57% | 2 | 0 | 11 |  |  |  | No | R-410A | 2.0167 | Residential & Commercial | Ducted CEE Tier 1
210474459 | Central HP <5.4 tons | CARRIER | HRCU-A-CB (Split System: Heat Pump with Remote Outdoor Unit-Air-Source) | 25VNA825A*032* |  |  | CSPH*4812AL*+UI | 59CU5A100C21**22 | 24200 | 16.5 | 8.1 | 21200 | 16600 | 78.3% | 2.02 | 0 | 11 |  |  |  | No | R-410A | 2.0167 | Residential & Commercial | Ducted CEE Tier 1
214397962 | Central HP <5.4 tons | FRASER-JOHNSTON | HRCU-A-CB (Split System: Heat Pump with Remote Outdoor Unit-Air-Source) | HH824E2S11 |  |  | CTF30B5ACS1+JME08B2SN1 |  | 23000 | 19 | 9.5 | 23000 | 18500 | 80.43% | 2 | 0 | 12 |  |  |  | No | R-454B | 1.9167 | Residential & Commercial | Ducted CEE Tier 1
207698166 | Central HP <5.4 tons | TCL | HRCU-A-CB (Split System: Heat Pump with Remote Outdoor Unit-Air-Source) | TCE-36HA/DV2ON |  |  | TCE-24D7HWA/DV2I |  | 23600 | 17 | 8.5 | 24000 | 17600 | 73.33% | 2.1 | 12.5 | 11.7 |  |  |  | No | R-410A | 1.9667 | Residential & Commercial | Ducted CEE Tier 1
214397147 | Central HP <5.4 tons | FRASER-JOHNSTON | HRCU-A-CB (Split System: Heat Pump with Remote Outdoor Unit-Air-Source) | HH824E2S11 |  |  | CTF30B5ACS1 | TMLE080B12MP11 | 23000 | 17 | 9.5 | 23000 | 18400 | 80% | 2 | 0 | 12 |  |  |  | No | R-454B | 1.9167 | Residential & Commercial | Ducted CEE Tier 1
208141137 | Central HP <5.4 tons | TCL | HRCU-A-CB (Split System: Heat Pump with Remote Outdoor Unit-Air-Source) | TCU-60D7HEWA/DV2O |  |  | TCE-3036D6HWA/DVOE(02) | MGH96M080B3A | 33000 | 17.5 | 8.8 | 35000 | 27000 | 77.14% | 2.1 | 11.5 | 11.7 |  |  |  | No | R-410A | 2.75 | Residential & Commercial | Ducted CEE Tier 1
213300340 | Central HP <5.4 tons | CARRIER | HRCU-A-CB (Split System: Heat Pump with Remote Outdoor Unit-Air-Source) | 38MURAQ36AB3* |  |  | F54AA*B36L* |  | 35800 | 16 | 9 | 38500 | 35000 | 90.91% | 1.94 | 0 | 10 |  |  |  | No | R-410A | 2.9833 | Residential & Commercial | Ducted CEE Tier 1
212971486 | Central HP <5.4 tons | KEEPRITE | HRCU-A-CB (Split System: Heat Pump with Remote Outdoor Unit-Air-Source) | DLCURAH18ABK |  |  | EN(A,D)4X24L17** | *80VTL0701716B* | 17500 | 16 | 8.5 | 18500 | 19200 | 103.8% | 2.3 | 0 | 10.5 |  |  |  | No | R-410A | 1.4583 | Residential & Commercial | Ducted CEE Tier 1
212969513 | Central HP <5.4 tons | KEEPRITE | HRCU-A-CB (Split System: Heat Pump with Remote Outdoor Unit-Air-Source) | DLCURAH18ABK |  |  | EA*4X19L17A* | *80VSL0451412B* | 18200 | 16.5 | 8.5 | 18100 | 17700 | 97.79% | 2.14 | 0 | 11 |  |  |  | No | R-410A | 1.5167 | Residential & Commercial | Ducted CEE Tier 1
212988779 | Central HP <5.4 tons | TEMPSTAR | HRCU-A-CB (Split System: Heat Pump with Remote Outdoor Unit-Air-Source) | DLCURAH18ABK |  |  | EA*4X19L17A* | *95MSU0401712A* | 17700 | 16.5 | 8.1 | 17700 | 17900 | 101.1% | 2.16 | 0 | 10.5 |  |  |  | No | R-410A | 1.475 | Residential & Commercial | Ducted CEE Tier 1
212988827 | Central HP <5.4 tons | TEMPSTAR | HRCU-A-CB (Split System: Heat Pump with Remote Outdoor Unit-Air-Source) | DLCURAH18ABK |  |  | EN(A,D)4X24L17** | *95MSU0401712A* | 17600 | 16 | 8.5 | 18700 | 19100 | 102.1% | 2.3 | 0 | 10.5 |  |  |  | No | R-410A | 1.4667 | Residential & Commercial | Ducted CEE Tier 1
212989295 | Central HP <5.4 tons | TEMPSTAR | HRCU-A-CB (Split System: Heat Pump with Remote Outdoor Unit-Air-Source) | DLCURAH18ABK |  |  | EA*4X25L17A* | *95MSU0601716A* | 17800 | 16.5 | 8.1 | 17700 | 17700 | 100% | 2.14 | 0 | 10.5 |  |  |  | No | R-410A | 1.4833 | Residential & Commercial | Ducted CEE Tier 1
212979501 | Central HP <5.4 tons | CARRIER | HRCU-A-CB (Split System: Heat Pump with Remote Outdoor Unit-Air-Source) | 38MURAQ24AB3* |  |  | CAP**3721AL* | 58S(B,C)*B070M21**16 | 24400 | 17 | 8.5 | 25200 | 21200 | 84.13% | 1.8 | 0 | 10.5 |  |  |  | No | R-410A | 2.0333 | Residential & Commercial | Ducted CEE Tier 1
213779444 | Central HP <5.4 tons | TEMPSTAR | HRCU-A-CB (Split System: Heat Pump with Remote Outdoor Unit-Air-Source) | TVH837GKA** |  |  | EA*4X48L21A*+WALLCON | *97CMN0801714B* | 32200 | 17 | 8.1 | 32600 | 25000 | 76.69% | 1.94 | 0 | 11 |  |  |  | No | R-410A | 2.6833 | Residential & Commercial | Ducted CEE Tier 1
214572635 | Central HP <5.4 tons | KEEPRITE | HRCU-A-CB (Split System: Heat Pump with Remote Outdoor Unit-Air-Source) | CVH837GKA** |  |  | EA*4X42L21A*+WALLCON | *97CMN0802120B* | 31800 | 17 | 8.5 | 32800 | 24400 | 74.39% | 1.9 | 0 | 11 |  |  |  | No | R-410A | 2.65 | Residential & Commercial | Ducted CEE Tier 1
211245151 | Central HP <5.4 tons | KEEPRITE | HRCU-A-CB (Split System: Heat Pump with Remote Outdoor Unit-Air-Source) | DLCURAH24ABK |  |  | EN(A,D,W)4X36L17** | *80ES(N,L)0901714A* | 24600 | 16.5 | 8.1 | 26400 | 22600 | 85.61% | 1.86 | 0 | 10.5 |  |  |  | No | R-410A | 2.05 | Residential & Commercial | Ducted CEE Tier 1
211244917 | Central HP <5.4 tons | KEEPRITE | HRCU-A-CB (Split System: Heat Pump with Remote Outdoor Unit-Air-Source) | DLCURAH24ABK |  |  | EN(A,D,W)4X36L17** | *95ESU0401712A* | 23600 | 16.5 | 8.1 | 25800 | 23600 | 91.47% | 1.96 | 0 | 10 |  |  |  | No | R-410A | 1.9667 | Residential & Commercial | Ducted CEE Tier 1
214397763 | Central HP <5.4 tons | FRASER-JOHNSTON | HRCU-A-CB (Split System: Heat Pump with Remote Outdoor Unit-Air-Source) | HH836E2S11 |  |  | CTF36C5CDS1 | TPLC100C16MP13 | 34000 | 18 | 8.5 | 31600 | 26000 | 82.28% | 2 | 0 | 11 |  |  |  | No | R-454B | 2.8333 | Residential & Commercial | Ducted CEE Tier 1
214397804 | Central HP <5.4 tons | FRASER-JOHNSTON | HRCU-A-CB (Split System: Heat Pump with Remote Outdoor Unit-Air-Source) | HH836E2S11 |  |  | CTM48C5CFS1 | TM9Y100C16MP11 | 32800 | 19 | 9 | 31000 | 25200 | 81.29% | 2 | 0 | 11 |  |  |  | No | R-454B | 2.7333 | Residential & Commercial | Ducted CEE Tier 1
214398124 | Central HP <5.4 tons | FRASER-JOHNSTON | HRCU-A-CB (Split System: Heat Pump with Remote Outdoor Unit-Air-Source) | HH836E2S11 |  |  | CTM36B5CDS1 | TM9Y080B12MP11 | 33200 | 18 | 8.5 | 31400 | 25600 | 81.53% | 2 | 0 | 11 |  |  |  | No | R-454B | 2.7667 | Residential & Commercial | Ducted CEE Tier 1
214595051 | Central HP <5.4 tons | FRASER-JOHNSTON | HRCU-A-CB (Split System: Heat Pump with Remote Outdoor Unit-Air-Source) | HH836E2S11 |  |  | CTM36C5CDS1 | Z8ES080C20SMPS1 | 34400 | 18 | 8.5 | 32000 | 26200 | 81.88% | 2 | 0 | 11 |  |  |  | No | R-454B | 2.8667 | Residential & Commercial | Ducted CEE Tier 1
214397728 | Central HP <5.4 tons | FRASER-JOHNSTON | HRCU-A-CB (Split System: Heat Pump with Remote Outdoor Unit-Air-Source) | HH836E2S11 |  |  | CTM36C5CDS1 | TM9E100C16MP12 | 33800 | 18 | 8.5 | 31600 | 25800 | 81.65% | 2 | 0 | 11 |  |  |  | No | R-454B | 2.8167 | Residential & Commercial | Ducted CEE Tier 1
214397743 | Central HP <5.4 tons | FRASER-JOHNSTON | HRCU-A-CB (Split System: Heat Pump with Remote Outdoor Unit-Air-Source) | HH836E2S11 |  |  | CTF36C5CDS1 | TM8V100C16MP12 | 34000 | 18 | 8.5 | 31600 | 26000 | 82.28% | 2 | 0 | 11 |  |  |  | No | R-454B | 2.8333 | Residential & Commercial | Ducted CEE Tier 1
214398112 | Central HP <5.4 tons | FRASER-JOHNSTON | HRCU-A-CB (Split System: Heat Pump with Remote Outdoor Unit-Air-Source) | HH836E2S11 |  |  | CTM36B5CDS1 | TM8V080B12MP12 | 32800 | 17 | 8.5 | 30800 | 25200 | 81.82% | 2 | 0 | 11 |  |  |  | No | R-454B | 2.7333 | Residential & Commercial | Ducted CEE Tier 1
202329929 | Central HP <5.4 tons | TCL | HRCU-A-CB (Split System: Heat Pump with Remote Outdoor Unit-Air-Source) | TCE-36HA/DV2O |  |  | TCE-24D7HWA/DV2I |  | 23400 | 18 | 8.5 | 24000 | 17600 | 73.33% | 2.1 | 13 | 12 |  |  |  | No | R-410A | 1.95 | Residential & Commercial | Ducted CEE Tier 1
213781623 | Central HP <5.4 tons | KENMORE | HRCU-A-CB (Split System: Heat Pump with Remote Outdoor Unit-Air-Source) | (C,H,T)VH837GKA2* |  |  | EA*4X61L21A*+WALLCON | *97CMN1002122B* | 33200 | 17.5 | 8.5 | 32000 | 24800 | 77.5% | 1.98 | 0 | 11.7 |  |  |  | No | R-410A | 2.7667 | Residential & Commercial | Ducted CEE Tier 1
213781673 | Central HP <5.4 tons | KENMORE | HRCU-A-CB (Split System: Heat Pump with Remote Outdoor Unit-Air-Source) | (C,H,T)VH837GKA2* |  |  | EA*4X61L24A*+WALLCON | *80CTL1102120B* | 33200 | 17.5 | 8.5 | 32000 | 24800 | 77.5% | 2 | 0 | 11.5 |  |  |  | No | R-410A | 2.7667 | Residential & Commercial | Ducted CEE Tier 1
213781703 | Central HP <5.4 tons | KENMORE | HRCU-A-CB (Split System: Heat Pump with Remote Outdoor Unit-Air-Source) | (C,H,T)VH837GKA2* |  |  | EA*4X61L24A*+WALLCON | *97CMN1202422B* | 33200 | 17.5 | 8.5 | 32000 | 24800 | 77.5% | 1.98 | 0 | 11.7 |  |  |  | No | R-410A | 2.7667 | Residential & Commercial | Ducted CEE Tier 1
213782073 | Central HP <5.4 tons | KENMORE | HRCU-A-CB (Split System: Heat Pump with Remote Outdoor Unit-Air-Source) | (C,H,T)VH837GKA2* |  |  | EHD4X48AAL+WALLCON | *80CTL0701716B* | 32600 | 16.5 | 8.1 | 33200 | 25000 | 75.3% | 1.94 | 0 | 11 |  |  |  | No | R-410A | 2.7167 | Residential & Commercial | Ducted CEE Tier 1
213773494 | Central HP <5.4 tons | TEMPSTAR | HRCU-A-CB (Split System: Heat Pump with Remote Outdoor Unit-Air-Source) | TVH825GKA3* |  |  | EA*4X42L21A*+WALLCON | *96CTN1002122B* | 23800 | 16.5 | 8.1 | 21400 | 16600 | 77.57% | 1.96 | 0 | 11 |  |  |  | No | R-410A | 1.9833 | Residential & Commercial | Ducted CEE Tier 1
214396752 | Central HP <5.4 tons | FRASER-JOHNSTON | HRCU-A-CB (Split System: Heat Pump with Remote Outdoor Unit-Air-Source) | HH860E2S11 |  |  | CTF60D5CHS1 | TMLE130D20MP11 | 54000 | 19 | 8.5 | 55000 | 38500 | 70% | 2 | 0 | 11.7 |  |  |  | No | R-454B | 4.5 | Residential & Commercial | Ducted CEE Tier 1
201864499 | Central HP <5.4 tons | TCL | HRCU-A-CB (Split System: Heat Pump with Remote Outdoor Unit-Air-Source) | TCE-60HA/DV2O |  |  | TCE-60D7HWA/DV2I |  | 54000 | 15.5 | 8.5 | 54000 | 38500 | 71.3% | 1.9 | 10 | 10 |  |  |  | No | R-410A | 4.5 | Residential & Commercial | Ducted CEE Tier 1
208141139 | Central HP <5.4 tons | TCL | HRCU-A-CB (Split System: Heat Pump with Remote Outdoor Unit-Air-Source) | TCU-60D7HEWA/DV2O |  |  | TCE-4248D6HWA/DVOE(03) | MGH96M100C5A | 45000 | 17.5 | 8.5 | 46000 | 32400 | 70.43% | 1.95 | 11 | 11 |  |  |  | No | R-410A | 3.75 | Residential & Commercial | Ducted CEE Tier 1
215487473 | Central HP <5.4 tons | DAIKIN | HRCU-A-CB (Split System: Heat Pump with Remote Outdoor Unit-Air-Source) | DH6VSA1810A* |  |  | CA*EA2418*3A* | D*96VC0403BNA* | 17000 | 19 | 8.8 | 16800 | 13000 | 77.38% | 2.1 | 0 | 12 |  |  |  | No | R-32 | 1.4167 | Residential & Commercial | Ducted CEE Tier 1
215487486 | Central HP <5.4 tons | DAIKIN | HRCU-A-CB (Split System: Heat Pump with Remote Outdoor Unit-Air-Source) | DH6VSA1810A* |  |  | CA*EA2418*3A* | D*80VC0603B*A* | 17000 | 19 | 8.8 | 16800 | 13000 | 77.38% | 2.1 | 0 | 12 |  |  |  | No | R-32 | 1.4167 | Residential & Commercial | Ducted CEE Tier 1
214594991 | Central HP <5.4 tons | FRASER-JOHNSTON | HRCU-A-CB (Split System: Heat Pump with Remote Outdoor Unit-Air-Source) | HH836E2S11 |  |  | CTF48C5CFS1 | Z8ES120C20SMPS1 | 34200 | 19 | 9 | 32000 | 25400 | 79.38% | 2 | 0 | 11 |  |  |  | No | R-454B | 2.85 | Residential & Commercial | Ducted CEE Tier 1
214398208 | Central HP <5.4 tons | FRASER-JOHNSTON | HRCU-A-CB (Split System: Heat Pump with Remote Outdoor Unit-Air-Source) | HH836E2S11 |  |  | CTF48C5CFS1+JMC16C2SN1 |  | 34400 | 19 | 9 | 32000 | 25200 | 78.75% | 2 | 0 | 11.7 |  |  |  | No | R-454B | 2.8667 | Residential & Commercial | Ducted CEE Tier 1
207827231 | Central HP <5.4 tons | TCL | HRCU-A-CB (Split System: Heat Pump with Remote Outdoor Unit-Air-Source) | TCU-60D7HEWA/DV2O |  |  | TCU-36D7HWA/DV2I |  | 35200 | 19 | 9.2 | 36000 | 29200 | 81.11% | 2.1 | 12.5 | 12 |  |  |  | No | R-410A | 2.9333 | Residential & Commercial | Ducted CEE Tier 1
208141143 | Central HP <5.4 tons | TCL | HRCU-A-CB (Split System: Heat Pump with Remote Outdoor Unit-Air-Source) | TCU-60D7HEWA/DV2O |  |  | TCE-4860D6HWA/DVOE(04) | MGH96M100D5A | 52000 | 16.5 | 8.5 | 54000 | 37800 | 70% | 1.9 | 10.2 | 10 |  |  |  | No | R-410A | 4.3333 | Residential & Commercial | Ducted CEE Tier 1
214572515 | Central HP <5.4 tons | KEEPRITE | HRCU-A-CB (Split System: Heat Pump with Remote Outdoor Unit-Air-Source) | CVH837GKA** |  |  | EA*4X36L21A*+WALLCON | *97CMN0802120B* | 31600 | 17 | 8.1 | 33000 | 24200 | 73.33% | 1.86 | 0 | 11 |  |  |  | No | R-410A | 2.6333 | Residential & Commercial | Ducted CEE Tier 1
214570735 | Central HP <5.4 tons | KEEPRITE | HRCU-A-CB (Split System: Heat Pump with Remote Outdoor Unit-Air-Source) | CVH825GKA3* |  |  | EA*4X48L24A*+WALLCON | *80CTL0702120B* | 24000 | 17 | 8.5 | 21000 | 16500 | 78.57% | 2.02 | 0 | 11 |  |  |  | No | R-410A | 2 | Residential & Commercial | Ducted CEE Tier 1
214571185 | Central HP <5.4 tons | KEEPRITE | HRCU-A-CB (Split System: Heat Pump with Remote Outdoor Unit-Air-Source) | CVH825GKA3* |  |  | EN(A,D,W)4X42L21**+WALLCON | *97CMN0602120B* | 23600 | 16 | 8.1 | 21600 | 16700 | 77.31% | 1.94 | 0 | 11 |  |  |  | No | R-410A | 1.9667 | Residential & Commercial | Ducted CEE Tier 1
214570665 | Central HP <5.4 tons | KEEPRITE | HRCU-A-CB (Split System: Heat Pump with Remote Outdoor Unit-Air-Source) | CVH825GKA3* |  |  | EA*4X43L21A*+WALLCON | *96CTN0802120B* | 24400 | 17 | 8.5 | 21200 | 16600 | 78.3% | 2.04 | 0 | 11 |  |  |  | No | R-410A | 2.0333 | Residential & Commercial | Ducted CEE Tier 1
213893309 | Central HP <5.4 tons | COMFORTMAKER | HRCU-A-CB (Split System: Heat Pump with Remote Outdoor Unit-Air-Source) | CVH825GKA3* |  |  | EA*4X25L17A*+WALLCON | *96CTN0401410B* | 24000 | 15.5 | 8.1 | 21600 | 17000 | 78.7% | 1.96 | 0 | 10 |  |  |  | No | R-410A | 2 | Residential & Commercial | Ducted CEE Tier 1
210473003 | Central HP <5.4 tons | KEEPRITE | HRCU-A-CB (Split System: Heat Pump with Remote Outdoor Unit-Air-Source) | CVH825GKA3* |  |  | EA*4X42L24A*+WALLCON | *95CSU1002122A* | 23800 | 17 | 8.1 | 21400 | 16600 | 77.57% | 1.96 | 0 | 11 |  |  |  | No | R-410A | 1.9833 | Residential & Commercial | Ducted CEE Tier 1
214398213 | Central HP <5.4 tons | FRASER-JOHNSTON | HRCU-A-CB (Split System: Heat Pump with Remote Outdoor Unit-Air-Source) | HH836E2S11 |  |  | CTF48C5CFS1 | TM9Y080C16MP11 | 32800 | 19 | 9 | 31000 | 25200 | 81.29% | 2 | 0 | 11 |  |  |  | No | R-454B | 2.7333 | Residential & Commercial | Ducted CEE Tier 1
214397772 | Central HP <5.4 tons | FRASER-JOHNSTON | HRCU-A-CB (Split System: Heat Pump with Remote Outdoor Unit-Air-Source) | HH836E2S11 |  |  | CTM48C5CFS1 | TM8E100C20MP11 | 34400 | 17 | 8.5 | 32600 | 25800 | 79.14% | 2 | 0 | 11 |  |  |  | No | R-454B | 2.8667 | Residential & Commercial | Ducted CEE Tier 1
216508733 | Central HP <5.4 tons | FRASER-JOHNSTON | HRCU-A-CB (Split System: Heat Pump with Remote Outdoor Unit-Air-Source) | HH836E2S11 |  |  | CTF30A5ADS1 | TM8Y060A12MP11 | 32600 | 18 | 8.5 | 30600 | 25200 | 82.35% | 2 | 0 | 11 |  |  |  | No | R-454B | 2.7167 | Residential & Commercial | Ducted CEE Tier 1
216374678 | Central HP <5.4 tons | FRASER-JOHNSTON | HRCU-A-CB (Split System: Heat Pump with Remote Outdoor Unit-Air-Source) | HH836E2S11 |  |  | CTM48C5CFS1 | Z9ET080C16SMPS1 | 33800 | 19 | 9.5 | 32400 | 24200 | 74.69% | 2 | 0 | 11 |  |  |  | No | R-454B | 2.8167 | Residential & Commercial | Ducted CEE Tier 1
216374709 | Central HP <5.4 tons | FRASER-JOHNSTON | HRCU-A-CB (Split System: Heat Pump with Remote Outdoor Unit-Air-Source) | HH836E2S11 |  |  | CTU36B5XDS1+TXV | Z9ET060B12SMPS1 | 33400 | 18 | 8.5 | 31600 | 24200 | 76.58% | 2 | 0 | 11 |  |  |  | No | R-454B | 2.7833 | Residential & Commercial | Ducted CEE Tier 1
207698168 | Central HP <5.4 tons | TCL | HRCU-A-CB (Split System: Heat Pump with Remote Outdoor Unit-Air-Source) | TCE-60HA/DV2ON |  |  | TCE-36D7HWA/DV2I |  | 35000 | 17 | 8.5 | 35400 | 28400 | 80.23% | 2 | 12.5 | 11.7 |  |  |  | No | R-410A | 2.9167 | Residential & Commercial | Ducted CEE Tier 1
212917386 | Central HP <5.4 tons | TCL | HRCU-A-CB (Split System: Heat Pump with Remote Outdoor Unit-Air-Source) | TCE-60HA/DV2ON |  |  | TCE-3036D6HWA/DVOE(02) | MGH96M060B3A | 33000 | 17 | 8.5 | 34000 | 25000 | 73.53% | 1.9 | 0 | 11.7 |  |  |  | No | R-410A | 2.75 | Residential & Commercial | Ducted CEE Tier 1
214331610 | Central HP <5.4 tons | TCL | HRCU-A-C (Split System: Heat Pump with Remote Outdoor Unit with No Indoor Fan --Air Source) | TCU-36D7HEWA/DV2O |  |  | TCE-2430D6HWA/DVOE(02)+DK |  | 22800 | 15.2 | 8.5 | 23000 | 18600 | 80.87% | 2 | 0 | 11 |  |  |  | No | R-410A | 1.9 | Residential & Commercial | Ducted CEE Tier 1
211869251 | Central HP <5.4 tons | TCL | HRCU-A-CB (Split System: Heat Pump with Remote Outdoor Unit-Air-Source) | TCE-60HA/DV2O |  |  | TCU-60D7HWA/DV2I |  | 54000 | 16 | 8.5 | 54000 | 38500 | 71.3% | 1.9 | 0 | 10 |  |  |  | No | R-410A | 4.5 | Residential & Commercial | Ducted CEE Tier 1
213782173 | Central HP <5.4 tons | KENMORE | HRCU-A-CB (Split System: Heat Pump with Remote Outdoor Unit-Air-Source) | (C,H,T)VH837GKA2* |  |  | EHD4X48AAL+WALLCON | *96CTN0601714B* | 32400 | 16 | 8.1 | 33000 | 25200 | 76.36% | 1.94 | 0 | 10.5 |  |  |  | No | R-410A | 2.7 | Residential & Commercial | Ducted CEE Tier 1
213781303 | Central HP <5.4 tons | KENMORE | HRCU-A-CB (Split System: Heat Pump with Remote Outdoor Unit-Air-Source) | (C,H,T)VH837GKA2* |  |  | EA*4X48L21A*+WALLCON | *80CTL0901716B* | 32400 | 17 | 8.1 | 32600 | 25000 | 76.69% | 1.96 | 0 | 11 |  |  |  | No | R-410A | 2.7 | Residential & Commercial | Ducted CEE Tier 1
213781203 | Central HP <5.4 tons | KENMORE | HRCU-A-CB (Split System: Heat Pump with Remote Outdoor Unit-Air-Source) | (C,H,T)VH837GKA2* |  |  | EA*4X43L21A*+WALLCON | *80CTL1102120B* | 33000 | 17 | 8.5 | 32600 | 25000 | 76.69% | 1.98 | 0 | 11.5 |  |  |  | No | R-410A | 2.75 | Residential & Commercial | Ducted CEE Tier 1
213780903 | Central HP <5.4 tons | KENMORE | HRCU-A-CB (Split System: Heat Pump with Remote Outdoor Unit-Air-Source) | (C,H,T)VH837GKA2* |  |  | EA*4X37L21A*+WALLCON | *95CSU0601716B* | 32800 | 17 | 8.5 | 33000 | 25200 | 76.36% | 1.96 | 0 | 11 |  |  |  | No | R-410A | 2.7333 | Residential & Commercial | Ducted CEE Tier 1
216374693 | Central HP <5.4 tons | FRASER-JOHNSTON | HRCU-A-CB (Split System: Heat Pump with Remote Outdoor Unit-Air-Source) | HH860E2S11 |  |  | CTM60C5CGS1 | Z9ET100C16SMPS1 | 44500 | 19 | 9 | 45500 | 33200 | 72.97% | 2 | 0 | 11 |  |  |  | No | R-454B | 3.7083 | Residential & Commercial | Ducted CEE Tier 1
214398411 | Central HP <5.4 tons | FRASER-JOHNSTON | HRCU-A-CB (Split System: Heat Pump with Remote Outdoor Unit-Air-Source) | HH860E2S11 |  |  | CTF60D5CHS1 | TM9V120D20MP12 | 54000 | 19 | 9 | 54500 | 39500 | 72.48% | 2 | 0 | 11 |  |  |  | No | R-454B | 4.5 | Residential & Commercial | Ducted CEE Tier 1
214398428 | Central HP <5.4 tons | FRASER-JOHNSTON | HRCU-A-CB (Split System: Heat Pump with Remote Outdoor Unit-Air-Source) | HH860E2S11 |  |  | CTM60C5CHS1+JMVT17CC2N1 |  | 53500 | 19 | 9 | 53000 | 38000 | 71.7% | 2 | 0 | 12 |  |  |  | No | R-454B | 4.4583 | Residential & Commercial | Ducted CEE Tier 1
211242779 | Central HP <5.4 tons | KEEPRITE | HRCU-A-CB (Split System: Heat Pump with Remote Outdoor Unit-Air-Source) | DLCURAH24ABK |  |  | EA*4X37L17A* | *96VSN0601714A* | 24600 | 16.5 | 8.5 | 25600 | 21600 | 84.38% | 1.8 | 0 | 10 |  |  |  | No | R-410A | 2.05 | Residential & Commercial | Ducted CEE Tier 1
211241844 | Central HP <5.4 tons | KEEPRITE | HRCU-A-CB (Split System: Heat Pump with Remote Outdoor Unit-Air-Source) | DLCURAH24ABK |  |  | EA*4X36L17A* | *96VSN0401410A* | 23400 | 16 | 8.5 | 25600 | 23800 | 92.97% | 1.96 | 0 | 10 |  |  |  | No | R-410A | 1.95 | Residential & Commercial | Ducted CEE Tier 1
211241862 | Central HP <5.4 tons | KEEPRITE | HRCU-A-CB (Split System: Heat Pump with Remote Outdoor Unit-Air-Source) | DLCURAH24ABK |  |  | EA*4X36L17A* | *96VSN0601412A* | 23600 | 16.5 | 8.5 | 25800 | 23400 | 90.7% | 1.94 | 0 | 10 |  |  |  | No | R-410A | 1.9667 | Residential & Commercial | Ducted CEE Tier 1
214398129 | Central HP <5.4 tons | FRASER-JOHNSTON | HRCU-A-CB (Split System: Heat Pump with Remote Outdoor Unit-Air-Source) | HH836E2S11 |  |  | CTF36C5CDS1 | TM8Y100C16MP11 | 33600 | 18 | 8.5 | 30800 | 25200 | 81.82% | 2 | 0 | 11.7 |  |  |  | No | R-454B | 2.8 | Residential & Commercial | Ducted CEE Tier 1
214398594 | Central HP <5.4 tons | FRASER-JOHNSTON | HRCU-A-CB (Split System: Heat Pump with Remote Outdoor Unit-Air-Source) | HH836E2S11 |  |  | CTF48C5CFS1 | TM8Y120C20MP11 | 34400 | 19 | 9 | 32600 | 25800 | 79.14% | 2 | 0 | 11 |  |  |  | No | R-454B | 2.8667 | Residential & Commercial | Ducted CEE Tier 1
214244004 | Central HP <5.4 tons | BRYANT HEATING AND COOLING SYSTEMS | HRCU-A-CB (Split System: Heat Pump with Remote Outdoor Unit-Air-Source) | 284ANV024*0**B* |  |  | CNPV*3017AL*+UI | 986TD42080C17*** | 23200 | 19.5 | 9.5 | 26800 | 20000 | 74.63% | 2.36 | 0 | 13 |  |  |  | No | R-410A | 1.9333 | Residential & Commercial | Ducted CEE Tier 1
214244006 | Central HP <5.4 tons | BRYANT HEATING AND COOLING SYSTEMS | HRCU-A-CB (Split System: Heat Pump with Remote Outdoor Unit-Air-Source) | 284ANV024*0**B* |  |  | CNPV*3617AL*+UI | 88*TB36045C17*** | 23000 | 19 | 9.5 | 26800 | 20200 | 75.37% | 2.34 | 0 | 12.5 |  |  |  | No | R-410A | 1.9167 | Residential & Commercial | Ducted CEE Tier 1
214244020 | Central HP <5.4 tons | BRYANT HEATING AND COOLING SYSTEMS | HRCU-A-CB (Split System: Heat Pump with Remote Outdoor Unit-Air-Source) | 284ANV024*0**B* |  |  | CNPV*3617AL*+UI | 986TD42060C17*** | 23200 | 19.5 | 9.5 | 26800 | 20000 | 74.63% | 2.36 | 0 | 12.5 |  |  |  | No | R-410A | 1.9333 | Residential & Commercial | Ducted CEE Tier 1
214397777 | Central HP <5.4 tons | FRASER-JOHNSTON | HRCU-A-CB (Split System: Heat Pump with Remote Outdoor Unit-Air-Source) | HH836E2S11 |  |  | CTM48C5CFS1 | TMLE100C20MP11 | 34400 | 17 | 8.5 | 32600 | 25800 | 79.14% | 2 | 0 | 11 |  |  |  | No | R-454B | 2.8667 | Residential & Commercial | Ducted CEE Tier 1
214397809 | Central HP <5.4 tons | FRASER-JOHNSTON | HRCU-A-CB (Split System: Heat Pump with Remote Outdoor Unit-Air-Source) | HH836E2S11 |  |  | CTF48C5CFS1 | TM8E080C20MP11 | 34600 | 17 | 8.5 | 32800 | 25800 | 78.66% | 2 | 0 | 11 |  |  |  | No | R-454B | 2.8833 | Residential & Commercial | Ducted CEE Tier 1
214398078 | Central HP <5.4 tons | FRASER-JOHNSTON | HRCU-A-CB (Split System: Heat Pump with Remote Outdoor Unit-Air-Source) | HH836E2S11 |  |  | CTM48C5CFS1 | TM9V100C16MP12 | 33200 | 19 | 9 | 31200 | 25200 | 80.77% | 2 | 0 | 11 |  |  |  | No | R-454B | 2.7667 | Residential & Commercial | Ducted CEE Tier 1
214398095 | Central HP <5.4 tons | FRASER-JOHNSTON | HRCU-A-CB (Split System: Heat Pump with Remote Outdoor Unit-Air-Source) | HH836E2S11 |  |  | CTM36B5CDS1 | TP9C060B12MP13 | 33000 | 17 | 8.5 | 31000 | 25400 | 81.94% | 2 | 0 | 11 |  |  |  | No | R-454B | 2.75 | Residential & Commercial | Ducted CEE Tier 1
211227489 | Central HP <5.4 tons | TEMPSTAR | HRCU-A-CB (Split System: Heat Pump with Remote Outdoor Unit-Air-Source) | DLCURAH36ABK |  |  | EA*4X42L21A* | *80VTL1102122A* | 36200 | 15.5 | 8.1 | 39500 | 35200 | 89.11% | 1.92 | 0 | 10 |  |  |  | No | R-410A | 3.0167 | Residential & Commercial | Ducted CEE Tier 1
211226821 | Central HP <5.4 tons | KEEPRITE | HRCU-A-CB (Split System: Heat Pump with Remote Outdoor Unit-Air-Source) | DLCURAH36ABK |  |  | EA*4X37L21A* | *80ES(N,L)0901714A* | 36800 | 16 | 8.5 | 38500 | 34800 | 90.39% | 2.1 | 0 | 10 |  |  |  | No | R-410A | 3.0667 | Residential & Commercial | Ducted CEE Tier 1
215867859 | Central HP <5.4 tons | TCL | HRCU-A-CB (Split System: Heat Pump with Remote Outdoor Unit-Air-Source) | THH36TEI2NAI0D24 |  |  | THH36IEI2NAI0H24 |  | 34000 | 19 | 9 | 36000 | 26000 | 72.22% | 1.9 | 0 | 10 |  |  |  | No | R-454B | 2.8333 | Residential & Commercial | Ducted CEE Tier 1
214243952 | Central HP <5.4 tons | BRYANT HEATING AND COOLING SYSTEMS | HRCU-A-CB (Split System: Heat Pump with Remote Outdoor Unit-Air-Source) | 284ANV048*0**B* |  |  | CNPV*4821AL*+UI | 88*TB60090C21*** | 44000 | 21 | 8.5 | 46500 | 36200 | 77.85% | 2.16 | 0 | 12 |  |  |  | No | R-410A | 3.6667 | Residential & Commercial | Ducted CEE Tier 1
215487412 | Central HP <5.4 tons | DAIKIN | HRCU-A-CB (Split System: Heat Pump with Remote Outdoor Unit-Air-Source) | DH7VSA3610A* |  |  | CHPEA4830*3A* | D*80VC0805D*A* | 35000 | 18.5 | 8.1 | 35000 | 28400 | 81.14% | 2 | 0 | 10.5 |  |  |  | No | R-32 | 2.9167 | Residential & Commercial | Ducted CEE Tier 1
212979409 | Central HP <5.4 tons | KEEPRITE | HRCU-A-CB (Split System: Heat Pump with Remote Outdoor Unit-Air-Source) | DLCURAH36ABK |  |  | EA*4X48L21A* | *80MS(N,L)0702116A* | 35400 | 16.5 | 8.1 | 37800 | 34600 | 91.53% | 2 | 0 | 10 |  |  |  | No | R-410A | 2.95 | Residential & Commercial | Ducted CEE Tier 1
214398149 | Central HP <5.4 tons | FRASER-JOHNSTON | HRCU-A-CB (Split System: Heat Pump with Remote Outdoor Unit-Air-Source) | HH836E2S11 |  |  | CTM36C5CDS1 | TM9V080C16MP12 | 33800 | 17 | 8.5 | 31800 | 26000 | 81.76% | 2 | 0 | 11 |  |  |  | No | R-454B | 2.8167 | Residential & Commercial | Ducted CEE Tier 1
214398188 | Central HP <5.4 tons | FRASER-JOHNSTON | HRCU-A-CB (Split System: Heat Pump with Remote Outdoor Unit-Air-Source) | HH836E2S11 |  |  | CTM36C5CDS1 | TL8E080C16UH11 | 34000 | 18 | 8.5 | 32200 | 26400 | 81.99% | 2 | 0 | 11 |  |  |  | No | R-454B | 2.8333 | Residential & Commercial | Ducted CEE Tier 1
214244016 | Central HP <5.4 tons | BRYANT HEATING AND COOLING SYSTEMS | HRCU-A-CB (Split System: Heat Pump with Remote Outdoor Unit-Air-Source) | 284ANV024*0**B* |  |  | CNPV*3617AL*+UI | 987MC42080C17*** | 23200 | 19.5 | 9.5 | 26800 | 20000 | 74.63% | 2.36 | 0 | 13 |  |  |  | No | R-410A | 1.9333 | Residential & Commercial | Ducted CEE Tier 1
214244018 | Central HP <5.4 tons | BRYANT HEATING AND COOLING SYSTEMS | HRCU-A-CB (Split System: Heat Pump with Remote Outdoor Unit-Air-Source) | 284ANV024*0**B* |  |  | CNPV*3617AL*+UI | 986TD30040C14*** | 22800 | 17.5 | 9.5 | 27000 | 20600 | 76.3% | 2.28 | 0 | 12 |  |  |  | No | R-410A | 1.9 | Residential & Commercial | Ducted CEE Tier 1
211390307 | Central HP <5.4 tons | COLEMAN | HRCU-A-CB (Split System: Heat Pump with Remote Outdoor Unit-Air-Source) | HMH72B341 |  |  | XAFC36DBCN1 | CPLC080C16MP13 | 34000 | 17.5 | 8.5 | 33800 | 23800 | 70.41% | 2.08 | 0 | 10 |  |  |  | No | R-410A | 2.8333 | Residential & Commercial | Ducted CEE Tier 1
216374638 | Central HP <5.4 tons | FRASER-JOHNSTON | HRCU-A-CB (Split System: Heat Pump with Remote Outdoor Unit-Air-Source) | HH836E2S11 |  |  | CTU48C5XFS1+TXV | Z9ET080C16SMPS1 | 33800 | 19 | 9.5 | 32400 | 24200 | 74.69% | 2 | 0 | 11 |  |  |  | No | R-454B | 2.8167 | Residential & Commercial | Ducted CEE Tier 1
212977733 | Central HP <5.4 tons | AIRQUEST | HRCU-A-CB (Split System: Heat Pump with Remote Outdoor Unit-Air-Source) | DLCURAH18ABK |  |  | EA*4X24L17A* | *80MS(N,L)0451412A* | 17500 | 16.5 | 8.5 | 18400 | 19400 | 105.4% | 2.34 | 0 | 10.5 |  |  |  | No | R-410A | 1.4583 | Residential & Commercial | Ducted CEE Tier 1
212978237 | Central HP <5.4 tons | AIRQUEST | HRCU-A-CB (Split System: Heat Pump with Remote Outdoor Unit-Air-Source) | DLCURAH18ABK |  |  | EA*4X24L14A* | *80MS(N,L)0701412A* | 17600 | 16.5 | 8.5 | 18500 | 19400 | 104.9% | 2.34 | 0 | 10.5 |  |  |  | No | R-410A | 1.4667 | Residential & Commercial | Ducted CEE Tier 1
212979239 | Central HP <5.4 tons | CARRIER | HRCU-A-CB (Split System: Heat Pump with Remote Outdoor Unit-Air-Source) | 38MURAQ24AB3* |  |  | CNPV*3621AL* | 58S(B,C)*B070M17**16 | 23600 | 17 | 8.5 | 26400 | 24200 | 91.67% | 2.02 | 0 | 10.5 |  |  |  | No | R-410A | 1.9667 | Residential & Commercial | Ducted CEE Tier 1
212979809 | Central HP <5.4 tons | CARRIER | HRCU-A-CB (Split System: Heat Pump with Remote Outdoor Unit-Air-Source) | 38MURAQ24AB3* |  |  | CAP**2417AL* | 58S(B,C)*B090M17**14 | 23200 | 17 | 8.5 | 26800 | 26600 | 99.25% | 2.26 | 0 | 10 |  |  |  | No | R-410A | 1.9333 | Residential & Commercial | Ducted CEE Tier 1
214505163 | Central HP <5.4 tons | DAIKIN | HRCU-A-CB (Split System: Heat Pump with Remote Outdoor Unit-Air-Source) | DZ6VSA241EA* |  |  | CA*EA2422*4B*+MBVC1600**-1A* |  | 23000 | 17 | 8.6 | 23000 | 16100 | 70% | 2 | 0 | 10 |  |  |  | No | R-410A | 1.9167 | Residential & Commercial | Ducted CEE Tier 1
211242463 | Central HP <5.4 tons | KEEPRITE | HRCU-A-CB (Split System: Heat Pump with Remote Outdoor Unit-Air-Source) | DLCURAH24ABK |  |  | EA*4X36L21A* | *96VTN0401712A* | 23400 | 16 | 8.5 | 25800 | 23600 | 91.47% | 1.94 | 0 | 10 |  |  |  | No | R-410A | 1.95 | Residential & Commercial | Ducted CEE Tier 1
211242226 | Central HP <5.4 tons | KEEPRITE | HRCU-A-CB (Split System: Heat Pump with Remote Outdoor Unit-Air-Source) | DLCURAH24ABK |  |  | EA*4X36L17A* | OMV098J12* | 23600 | 16.5 | 8.5 | 25800 | 23400 | 90.7% | 1.94 | 0 | 10 |  |  |  | No | R-410A | 1.9667 | Residential & Commercial | Ducted CEE Tier 1
211242326 | Central HP <5.4 tons | KEEPRITE | HRCU-A-CB (Split System: Heat Pump with Remote Outdoor Unit-Air-Source) | DLCURAH24ABK |  |  | EA*4X36L21A* | *95ESU0401712A* | 23800 | 17 | 8.5 | 25800 | 23200 | 89.92% | 1.92 | 0 | 10 |  |  |  | No | R-410A | 1.9833 | Residential & Commercial | Ducted CEE Tier 1
211242392 | Central HP <5.4 tons | KEEPRITE | HRCU-A-CB (Split System: Heat Pump with Remote Outdoor Unit-Air-Source) | DLCURAH24ABK |  |  | EA*4X36L21A* | *80VSL0451716A* | 23400 | 17 | 8.5 | 25600 | 23600 | 92.19% | 1.96 | 0 | 10 |  |  |  | No | R-410A | 1.95 | Residential & Commercial | Ducted CEE Tier 1
215669090 | Central HP <5.4 tons | KENMORE | HRCU-A-CB (Split System: Heat Pump with Remote Outdoor Unit-Air-Source) | (C,H,T)5H0V36*K*AAA* |  |  | EA*5X43M21A*+WALLCON | *96CTN1002122B* | 34600 | 18 | 9 | 35200 | 25000 | 71.02% | 1.9 | 0 | 10 |  |  |  | No | R-454B | 2.8833 | Residential & Commercial | Ducted CEE Tier 1
211242149 | Central HP <5.4 tons | KEEPRITE | HRCU-A-CB (Split System: Heat Pump with Remote Outdoor Unit-Air-Source) | DLCURAH24ABK |  |  | EA*4X36L17A* | *92ESN0801716A* | 24400 | 17 | 8.5 | 26200 | 22400 | 85.5% | 1.86 | 0 | 10 |  |  |  | No | R-410A | 2.0333 | Residential & Commercial | Ducted CEE Tier 1
211242401 | Central HP <5.4 tons | KEEPRITE | HRCU-A-CB (Split System: Heat Pump with Remote Outdoor Unit-Air-Source) | DLCURAH24ABK |  |  | EA*4X36L21A* | *80VSL0701716A* | 24000 | 17 | 8.5 | 26000 | 22800 | 87.69% | 1.9 | 0 | 10 |  |  |  | No | R-410A | 2 | Residential & Commercial | Ducted CEE Tier 1
212980483 | Central HP <5.4 tons | KEEPRITE | HRCU-A-CB (Split System: Heat Pump with Remote Outdoor Unit-Air-Source) | DLCURAH36ABK |  |  | EA*4X48L21A* | *80MS(N,L)0902120A* | 35800 | 16.5 | 8.5 | 37800 | 34600 | 91.53% | 2.02 | 0 | 10 |  |  |  | No | R-410A | 2.9833 | Residential & Commercial | Ducted CEE Tier 1
211242410 | Central HP <5.4 tons | KEEPRITE | HRCU-A-CB (Split System: Heat Pump with Remote Outdoor Unit-Air-Source) | DLCURAH24ABK |  |  | EA*4X36L21A* | *80VSL0702120A* | 24800 | 16.5 | 8.5 | 26600 | 22000 | 82.71% | 1.82 | 0 | 10 |  |  |  | No | R-410A | 2.0667 | Residential & Commercial | Ducted CEE Tier 1
211242298 | Central HP <5.4 tons | KEEPRITE | HRCU-A-CB (Split System: Heat Pump with Remote Outdoor Unit-Air-Source) | DLCURAH24ABK |  |  | EA*4X36L21A* | *96VSN1002120A* | 24000 | 17 | 8.5 | 26000 | 22800 | 87.69% | 1.9 | 0 | 10 |  |  |  | No | R-410A | 2 | Residential & Commercial | Ducted CEE Tier 1
211241939 | Central HP <5.4 tons | KEEPRITE | HRCU-A-CB (Split System: Heat Pump with Remote Outdoor Unit-Air-Source) | DLCURAH24ABK |  |  | EA*4X36L17A* | *95ESU0601716A* | 24400 | 17 | 8.5 | 26200 | 22400 | 85.5% | 1.86 | 0 | 10 |  |  |  | No | R-410A | 2.0333 | Residential & Commercial | Ducted CEE Tier 1
208141130 | Central HP <5.4 tons | TCL | HRCU-A-CB (Split System: Heat Pump with Remote Outdoor Unit-Air-Source) | TCU-36D7HEWA/DV2O |  |  | TCE-2430D6HWA/DVOE(02) | MGH96M080B3A | 22800 | 18 | 8.8 | 24000 | 19200 | 80% | 2.1 | 13 | 12.5 |  |  |  | No | R-410A | 1.9 | Residential & Commercial | Ducted CEE Tier 1
214866727 | Central HP <5.4 tons | TCL | HRCU-A-CB (Split System: Heat Pump with Remote Outdoor Unit-Air-Source) | TCU-36D7HEWA/DV2O |  |  | TCE-2430D6HWA/DVOE(02) | FG7TE-060D-V24B* | 22800 | 18 | 8.8 | 24000 | 19200 | 80% | 2.1 | 0 | 12.5 |  |  |  | No | R-410A | 1.9 | Residential & Commercial | Ducted CEE Tier 1
208141129 | Central HP <5.4 tons | TCL | HRCU-A-CB (Split System: Heat Pump with Remote Outdoor Unit-Air-Source) | TCU-36D7HEWA/DV2O |  |  | TCE-2430D6HWA/DVOE(01) | MGH96M080B3A | 22800 | 18 | 8.8 | 24000 | 19200 | 80% | 2 | 13 | 12.5 |  |  |  | No | R-410A | 1.9 | Residential & Commercial | Ducted CEE Tier 1
214861616 | Central HP <5.4 tons | TCL | HRCU-A-CB (Split System: Heat Pump with Remote Outdoor Unit-Air-Source) | TCU-36D7HEWA/DV2O |  |  | TCE-2430D6HWA/DVOE(01) | FG7TE-060D-V24B* | 22800 | 18 | 8.8 | 24000 | 19200 | 80% | 2 | 0 | 12.5 |  |  |  | No | R-410A | 1.9 | Residential & Commercial | Ducted CEE Tier 1
214244002 | Central HP <5.4 tons | BRYANT HEATING AND COOLING SYSTEMS | HRCU-A-CB (Split System: Heat Pump with Remote Outdoor Unit-Air-Source) | 284ANV024*0**B* |  |  | CNPV*3017AL*+UI | 986TD42060C17*** | 23200 | 19.5 | 9.5 | 26800 | 20000 | 74.63% | 2.36 | 0 | 12.5 |  |  |  | No | R-410A | 1.9333 | Residential & Commercial | Ducted CEE Tier 1
214244034 | Central HP <5.4 tons | BRYANT HEATING AND COOLING SYSTEMS | HRCU-A-CB (Split System: Heat Pump with Remote Outdoor Unit-Air-Source) | 284ANV024*0**B* |  |  | CNPV*3621AL*+UI | 987MC42060C17*** | 22800 | 19.5 | 9.5 | 26800 | 20200 | 75.37% | 2.34 | 0 | 12.5 |  |  |  | No | R-410A | 1.9 | Residential & Commercial | Ducted CEE Tier 1
211387645 | Central HP <5.4 tons | FRASER-JOHNSTON | HRCU-A-CB (Split System: Heat Pump with Remote Outdoor Unit-Air-Source) | HMH72B341 |  |  | XAFC36DBCN1 | TM9V080C16MP12 | 34000 | 17.5 | 8.1 | 33800 | 23800 | 70.41% | 2.08 | 0 | 10 |  |  |  | No | R-410A | 2.8333 | Residential & Commercial | Ducted CEE Tier 1
214398223 | Central HP <5.4 tons | FRASER-JOHNSTON | HRCU-A-CB (Split System: Heat Pump with Remote Outdoor Unit-Air-Source) | HH836E2S11 |  |  | CTF48C5CFS1 | TMLE120C16MP11 | 33600 | 19 | 9 | 31400 | 25400 | 80.89% | 2 | 0 | 11 |  |  |  | No | R-454B | 2.8 | Residential & Commercial | Ducted CEE Tier 1
215933820 | Central HP <5.4 tons | DAY & NIGHT | HRCU-A-CB (Split System: Heat Pump with Remote Outdoor Unit-Air-Source) | C5H3V36*K*AAA* |  |  | ESH5X60M12A*+WALLCON | *80CTL1352422B* | 34200 | 19.5 | 9 | 34400 | 26000 | 75.58% | 1.96 | 0 | 11.7 |  |  |  | No | R-454B | 2.85 | Residential & Commercial | Ducted CEE Tier 1
211241920 | Central HP <5.4 tons | KEEPRITE | HRCU-A-CB (Split System: Heat Pump with Remote Outdoor Unit-Air-Source) | DLCURAH24ABK |  |  | EA*4X36L17A* | *80VSL0451716A* | 24200 | 16.5 | 8.5 | 26200 | 22600 | 86.26% | 1.86 | 0 | 10 |  |  |  | No | R-410A | 2.0167 | Residential & Commercial | Ducted CEE Tier 1
211241667 | Central HP <5.4 tons | KEEPRITE | HRCU-A-CB (Split System: Heat Pump with Remote Outdoor Unit-Air-Source) | DLCURAH24ABK |  |  | EA*4X30L17A* | *80ES(N,L)0701712A* | 24400 | 16.5 | 8.5 | 26400 | 22800 | 86.36% | 1.88 | 0 | 10 |  |  |  | No | R-410A | 2.0333 | Residential & Commercial | Ducted CEE Tier 1
215669480 | Central HP <5.4 tons | KENMORE | HRCU-A-CB (Split System: Heat Pump with Remote Outdoor Unit-Air-Source) | (C,H,T)5H0V36*K*AAA* |  |  | EA*5X61M21A*+WALLCON | *80CTL0702120B* | 34800 | 18.5 | 9 | 34400 | 24800 | 72.09% | 1.92 | 0 | 10 |  |  |  | No | R-454B | 2.9 | Residential & Commercial | Ducted CEE Tier 1
211241183 | Central HP <5.4 tons | KEEPRITE | HRCU-A-CB (Split System: Heat Pump with Remote Outdoor Unit-Air-Source) | DLCURAH24ABK |  |  | EA*4X25L17A* | *92ESN0401712A* | 24200 | 16 | 8.1 | 25400 | 21600 | 85.04% | 1.78 | 0 | 10 |  |  |  | No | R-410A | 2.0167 | Residential & Commercial | Ducted CEE Tier 1
211603989 | Central HP <5.4 tons | TCL | HRCU-A-CB (Split System: Heat Pump with Remote Outdoor Unit-Air-Source) | THH36HAI2NAF2U23 |  |  | THH24IAI2NAF2H23 |  | 24000 | 15.2 | 8.5 | 24000 | 18000 | 75% | 1.9 | 0 | 11 |  |  |  | No | R-410A | 2 | Residential & Commercial | Ducted CEE Tier 1
212917383 | Central HP <5.4 tons | TCL | HRCU-A-CB (Split System: Heat Pump with Remote Outdoor Unit-Air-Source) | TCE-60HA/DV2ON |  |  | TCE-4248D6HWA/DVOE(03) | MGH96M100C5A | 44000 | 16 | 8.5 | 45000 | 33000 | 73.33% | 1.9 | 0 | 10.5 |  |  |  | No | R-410A | 3.6667 | Residential & Commercial | Ducted CEE Tier 1
210470805 | Central HP <5.4 tons | DAY & NIGHT | HRCU-A-CB (Split System: Heat Pump with Remote Outdoor Unit-Air-Source) | CVH837GKA2* |  |  | EN(A,D,W)4X48L21**+WALLCON | *80CSU0401712A* | 32400 | 17.5 | 8.1 | 33000 | 24800 | 75.15% | 1.94 | 0 | 11.7 |  |  |  | No | R-410A | 2.7 | Residential & Commercial | Ducted CEE Tier 1
210470839 | Central HP <5.4 tons | DAY & NIGHT | HRCU-A-CB (Split System: Heat Pump with Remote Outdoor Unit-Air-Source) | CVH837GKA2* |  |  | EN(A,D)4X48L24**+WALLCON | *95CSU0802120A* | 32400 | 17.5 | 8.1 | 32800 | 24800 | 75.61% | 1.96 | 0 | 11.7 |  |  |  | No | R-410A | 2.7 | Residential & Commercial | Ducted CEE Tier 1
214866729 | Central HP <5.4 tons | TCL | HRCU-A-CB (Split System: Heat Pump with Remote Outdoor Unit-Air-Source) | TCU-60D7HEWA/DV2O |  |  | TCE-4860D6HWA/DVOE(03) | FG7TE-100D-V35C* | 52000 | 16.5 | 8.5 | 54000 | 37800 | 70% | 1.9 | 0 | 10 |  |  |  | No | R-410A | 4.3333 | Residential & Commercial | Ducted CEE Tier 1
215540554 | Central HP <5.4 tons | TCL | HRCU-A-CB (Split System: Heat Pump with Remote Outdoor Unit-Air-Source) | TCU-60D7HEWA/DV2O |  |  | TCE-3036D6HWA/DVOE(02) | FG7TC-060D-V24B* | 33000 | 17.5 | 8.8 | 35000 | 27000 | 77.14% | 2.1 | 0 | 11.7 |  |  |  | No | R-410A | 2.75 | Residential & Commercial | Ducted CEE Tier 1
215936870 | Central HP <5.4 tons | DAY & NIGHT | HRCU-A-CB (Split System: Heat Pump with Remote Outdoor Unit-Air-Source) | C5H3V36*K*AAA* |  |  | EVD5X61M21A*+WALLCON | *80CTL0451712B* | 35400 | 21 | 8.5 | 38500 | 29000 | 75.32% | 2.02 | 0 | 11.7 |  |  |  | No | R-454B | 2.95 | Residential & Commercial | Ducted CEE Tier 1
214242983 | Central HP <5.4 tons | KENMORE | HRCU-A-CB (Split System: Heat Pump with Remote Outdoor Unit-Air-Source) | (C,H,T)VH825GKA2* |  |  | EN(A,D,W)4X42L21**+WALLCON | *80CTL0901716B* | 23800 | 16.5 | 8.1 | 21400 | 16700 | 78.04% | 1.96 | 0 | 11 |  |  |  | No | R-410A | 1.9833 | Residential & Commercial | Ducted CEE Tier 1
214243013 | Central HP <5.4 tons | KENMORE | HRCU-A-CB (Split System: Heat Pump with Remote Outdoor Unit-Air-Source) | (C,H,T)VH825GKA2* |  |  | EN(A,D,W)4X42L21**+WALLCON | *95CSU0601716B* | 23600 | 16.5 | 8.1 | 21400 | 16700 | 78.04% | 1.96 | 0 | 11 |  |  |  | No | R-410A | 1.9667 | Residential & Commercial | Ducted CEE Tier 1
211241514 | Central HP <5.4 tons | KEEPRITE | HRCU-A-CB (Split System: Heat Pump with Remote Outdoor Unit-Air-Source) | DLCURAH24ABK |  |  | EA*4X30L17A* | *80ESU0401712A* | 24000 | 17 | 8.5 | 26000 | 23200 | 89.23% | 1.94 | 0 | 10 |  |  |  | No | R-410A | 2 | Residential & Commercial | Ducted CEE Tier 1
211241539 | Central HP <5.4 tons | KEEPRITE | HRCU-A-CB (Split System: Heat Pump with Remote Outdoor Unit-Air-Source) | DLCURAH24ABK |  |  | EA*4X30L17A* | *96VTN0401712A* | 23200 | 16 | 8.5 | 25800 | 24200 | 93.8% | 2 | 0 | 10 |  |  |  | No | R-410A | 1.9333 | Residential & Commercial | Ducted CEE Tier 1
211241069 | Central HP <5.4 tons | KEEPRITE | HRCU-A-CB (Split System: Heat Pump with Remote Outdoor Unit-Air-Source) | DLCURAH24ABK |  |  | EA*4X25L17A* | *80ES(N,L)0451412A* | 25400 | 16.5 | 8.5 | 26000 | 20800 | 80% | 1.76 | 0 | 10.5 |  |  |  | No | R-410A | 2.1167 | Residential & Commercial | Ducted CEE Tier 1
212383464 | Central HP <5.4 tons | KEEPRITE | HRCU-A-CB (Split System: Heat Pump with Remote Outdoor Unit-Air-Source) | DLCURAH36ABK |  |  | EA*4X43L21A* | *80ES(N,L)0701716A* | 36800 | 15.5 | 8.5 | 39000 | 34800 | 89.23% | 2.1 | 0 | 10 |  |  |  | No | R-410A | 3.0667 | Residential & Commercial | Ducted CEE Tier 1
214243968 | Central HP <5.4 tons | BRYANT HEATING AND COOLING SYSTEMS | HRCU-A-CB (Split System: Heat Pump with Remote Outdoor Unit-Air-Source) | 284ANV048*0**B* |  |  | CNPV*4824AL*+UI | 987MC66120C24*** | 44000 | 20.5 | 8.5 | 46500 | 36400 | 78.28% | 2.16 | 0 | 11.7 |  |  |  | No | R-410A | 3.6667 | Residential & Commercial | Ducted CEE Tier 1
214243982 | Central HP <5.4 tons | BRYANT HEATING AND COOLING SYSTEMS | HRCU-A-CB (Split System: Heat Pump with Remote Outdoor Unit-Air-Source) | 284ANV048*0**B* |  |  | CNPV*6024AL*+UI | 987MC66120C24*** | 44500 | 21 | 9 | 46000 | 36200 | 78.7% | 2.24 | 0 | 12 |  |  |  | No | R-410A | 3.7083 | Residential & Commercial | Ducted CEE Tier 1
214398463 | Central HP <5.4 tons | FRASER-JOHNSTON | HRCU-A-CB (Split System: Heat Pump with Remote Outdoor Unit-Air-Source) | HH860E2S11 |  |  | CTM60D5CJS1+JMVT20DC2N1 |  | 54000 | 19 | 9 | 55500 | 39500 | 71.17% | 2 | 0 | 11 |  |  |  | No | R-454B | 4.5 | Residential & Commercial | Ducted CEE Tier 1
214398009 | Central HP <5.4 tons | FRASER-JOHNSTON | HRCU-A-CB (Split System: Heat Pump with Remote Outdoor Unit-Air-Source) | HH860E2S11 |  |  | CTM60D5CHS1+JMC20D2SN1 |  | 53000 | 19 | 8.5 | 53000 | 38000 | 71.7% | 2 | 0 | 11.7 |  |  |  | No | R-454B | 4.4167 | Residential & Commercial | Ducted CEE Tier 1
214398312 | Central HP <5.4 tons | FRASER-JOHNSTON | HRCU-A-CB (Split System: Heat Pump with Remote Outdoor Unit-Air-Source) | HH860E2S11 |  |  | CTM60C5CGS1 | TM9V100C16MP12 | 43500 | 18 | 9 | 44000 | 33200 | 75.45% | 2 | 0 | 11.7 |  |  |  | No | R-454B | 3.625 | Residential & Commercial | Ducted CEE Tier 1
214398329 | Central HP <5.4 tons | FRASER-JOHNSTON | HRCU-A-CB (Split System: Heat Pump with Remote Outdoor Unit-Air-Source) | HH860E2S11 |  |  | CTM60C5CGS1+JMC17C2SN1 |  | 45000 | 19 | 9 | 45000 | 33400 | 74.22% | 2 | 0 | 12 |  |  |  | No | R-454B | 3.75 | Residential & Commercial | Ducted CEE Tier 1
214397493 | Central HP <5.4 tons | FRASER-JOHNSTON | HRCU-A-CB (Split System: Heat Pump with Remote Outdoor Unit-Air-Source) | HH860E2S11 |  |  | CTM60C5CGS1 | TM9E080C20MP12 | 44500 | 17 | 9 | 45000 | 33800 | 75.11% | 2 | 0 | 11.7 |  |  |  | No | R-454B | 3.7083 | Residential & Commercial | Ducted CEE Tier 1
214571187 | Central HP <5.4 tons | TEMPSTAR | HRCU-A-CB (Split System: Heat Pump with Remote Outdoor Unit-Air-Source) | TVH825GKA3* |  |  | EN(A,D,W)4X42L21**+WALLCON | *97CMN0602120B* | 23600 | 16 | 8.1 | 21600 | 16700 | 77.31% | 1.94 | 0 | 11 |  |  |  | No | R-410A | 1.9667 | Residential & Commercial | Ducted CEE Tier 1
214584561 | Central HP <5.4 tons | COLEMAN | HRCU-A-CB (Split System: Heat Pump with Remote Outdoor Unit-Air-Source) | HH860E2S11 |  |  | CTM60C5CGS1 | Z8ES100C16SMPS1 | 44000 | 18 | 9 | 44000 | 33200 | 75.45% | 2 | 0 | 12 |  |  |  | No | R-454B | 3.6667 | Residential & Commercial | Ducted CEE Tier 1
216374765 | Central HP <5.4 tons | FRASER-JOHNSTON | HRCU-A-CB (Split System: Heat Pump with Remote Outdoor Unit-Air-Source) | HH860E2S11 |  |  | CTF60C5CGS1 | Z9ET100C20SMPS1 | 44500 | 18 | 9 | 45500 | 33000 | 72.53% | 2 | 0 | 11 |  |  |  | No | R-454B | 3.7083 | Residential & Commercial | Ducted CEE Tier 1
214397814 | Central HP <5.4 tons | FRASER-JOHNSTON | HRCU-A-CB (Split System: Heat Pump with Remote Outdoor Unit-Air-Source) | HH836E2S11 |  |  | CTF48C5CFS1 | TMLE080C20MP11 | 34600 | 17 | 8.5 | 32800 | 25800 | 78.66% | 2 | 0 | 11 |  |  |  | No | R-454B | 2.8833 | Residential & Commercial | Ducted CEE Tier 1
216508748 | Central HP <5.4 tons | FRASER-JOHNSTON | HRCU-A-CB (Split System: Heat Pump with Remote Outdoor Unit-Air-Source) | HH836E2S11 |  |  | CTF30A5ADS1 | TMLE040A12MP11 | 33000 | 18 | 8.5 | 31000 | 25400 | 81.94% | 2 | 0 | 11 |  |  |  | No | R-454B | 2.75 | Residential & Commercial | Ducted CEE Tier 1
214398161 | Central HP <5.4 tons | FRASER-JOHNSTON | HRCU-A-CB (Split System: Heat Pump with Remote Outdoor Unit-Air-Source) | HH836E2S11 |  |  | CTM36C5CDS1 | TM9V100C16MP12 | 33800 | 18 | 8.5 | 31400 | 25800 | 82.17% | 2 | 0 | 11 |  |  |  | No | R-454B | 2.8167 | Residential & Commercial | Ducted CEE Tier 1
215937020 | Central HP <5.4 tons | DAY & NIGHT | HRCU-A-CB (Split System: Heat Pump with Remote Outdoor Unit-Air-Source) | C5H3V48*K*AAA* |  |  | EVM5X48M21A*+WALLCON | *80CTL0902120B* | 44500 | 20 | 8.1 | 52000 | 38000 | 73.08% | 1.9 | 0 | 11 |  |  |  | No | R-454B | 3.7083 | Residential & Commercial | Ducted CEE Tier 1
215938040 | Central HP <5.4 tons | DAY & NIGHT | HRCU-A-CB (Split System: Heat Pump with Remote Outdoor Unit-Air-Source) | C5H3V48*K*AAA* |  |  | EVD5X49M24A*+WALLCON | *80CTL1352422B* | 45500 | 21 | 8.1 | 52500 | 38000 | 72.38% | 1.95 | 0 | 11.5 |  |  |  | No | R-454B | 3.7917 | Residential & Commercial | Ducted CEE Tier 1
207252605 | Central HP <5.4 tons | TCL | HRCU-A-CB (Split System: Heat Pump with Remote Outdoor Unit-Air-Source) | TCE-36HA/DV2O |  |  | TCE-2430D6HWA/DVOE(02) | MGH96M060B3A | 22800 | 16 | 8.5 | 23200 | 16400 | 70.69% | 1.95 | 12.5 | 11.7 |  |  |  | No | R-410A | 1.9 | Residential & Commercial | Ducted CEE Tier 1
213780353 | Central HP <5.4 tons | KENMORE | HRCU-A-CB (Split System: Heat Pump with Remote Outdoor Unit-Air-Source) | (C,H,T)VH837GKA** |  |  | EHD4X60AAL+WALLCON | *80CTL1102120B* | 33000 | 16.5 | 8.1 | 32200 | 25400 | 78.88% | 2.04 | 0 | 11.5 |  |  |  | No | R-410A | 2.75 | Residential & Commercial | Ducted CEE Tier 1
213780383 | Central HP <5.4 tons | KENMORE | HRCU-A-CB (Split System: Heat Pump with Remote Outdoor Unit-Air-Source) | (C,H,T)VH837GKA** |  |  | EHD4X60AAL+WALLCON | *97CMN0601714B* | 32800 | 16 | 8.1 | 32400 | 25200 | 77.78% | 1.96 | 0 | 11 |  |  |  | No | R-410A | 2.7333 | Residential & Commercial | Ducted CEE Tier 1
213779483 | Central HP <5.4 tons | KENMORE | HRCU-A-CB (Split System: Heat Pump with Remote Outdoor Unit-Air-Source) | (C,H,T)VH837GKA** |  |  | EA*4X48L21A*+WALLCON | *96CTN1002122B* | 32400 | 17 | 8.1 | 32600 | 24800 | 76.07% | 1.98 | 0 | 11 |  |  |  | No | R-410A | 2.7 | Residential & Commercial | Ducted CEE Tier 1
211243489 | Central HP <5.4 tons | KEEPRITE | HRCU-A-CB (Split System: Heat Pump with Remote Outdoor Unit-Air-Source) | DLCURAH24ABK |  |  | EA*4X37L21A* | *80VTL1102122A* | 24400 | 17 | 8.5 | 25200 | 21200 | 84.13% | 1.8 | 0 | 10.5 |  |  |  | No | R-410A | 2.0333 | Residential & Commercial | Ducted CEE Tier 1
211242671 | Central HP <5.4 tons | KEEPRITE | HRCU-A-CB (Split System: Heat Pump with Remote Outdoor Unit-Air-Source) | DLCURAH24ABK |  |  | EA*4X36L21A* | *95ESN0601714A* | 24800 | 16 | 8.5 | 26600 | 22000 | 82.71% | 1.82 | 0 | 10 |  |  |  | No | R-410A | 2.0667 | Residential & Commercial | Ducted CEE Tier 1
212989489 | Central HP <5.4 tons | CARRIER | HRCU-A-CB (Split System: Heat Pump with Remote Outdoor Unit-Air-Source) | 38MURAQ36AB3* |  |  | CAP**4821AL* | 59SU5B080M21**20 | 35600 | 16.5 | 8.5 | 37800 | 34600 | 91.53% | 2.02 | 0 | 10 |  |  |  | No | R-410A | 2.9667 | Residential & Commercial | Ducted CEE Tier 1
208141142 | Central HP <5.4 tons | TCL | HRCU-A-CB (Split System: Heat Pump with Remote Outdoor Unit-Air-Source) | TCU-60D7HEWA/DV2O |  |  | TCE-4860D6HWA/DVOE(04) | MGH96M120D5A | 52000 | 16.5 | 8.5 | 54000 | 37800 | 70% | 1.9 | 10.2 | 10 |  |  |  | No | R-410A | 4.3333 | Residential & Commercial | Ducted CEE Tier 1
214731829 | Central HP <5.4 tons | TCL | HRCU-A-CB (Split System: Heat Pump with Remote Outdoor Unit-Air-Source) | TCU-60D7HEWA/DV2O |  |  | TCE-4248D6HWA/DVOE(03) | FG7SA-090C-T35C* | 44000 | 16.5 | 8.2 | 45000 | 32400 | 72% | 1.95 | 0 | 11 |  |  |  | No | R-410A | 3.6667 | Residential & Commercial | Ducted CEE Tier 1
214280294 | Central HP <5.4 tons | BRYANT HEATING AND COOLING SYSTEMS | HRCU-A-CB (Split System: Heat Pump with Remote Outdoor Unit-Air-Source) | 38MURAQ36AB3* |  |  | CAP**4321AL* | 916SA48060M17*** | 36000 | 15.5 | 8.5 | 38000 | 34800 | 91.58% | 2.06 | 0 | 10 |  |  |  | No | R-410A | 3 | Residential & Commercial | Ducted CEE Tier 1
210472985 | Central HP <5.4 tons | BRYANT HEATING AND COOLING SYSTEMS | HRCU-A-CB (Split System: Heat Pump with Remote Outdoor Unit-Air-Source) | 288BNV025*0**C* |  |  | CAP**4224AL*+UI | 935CA60080C21*** | 23800 | 17 | 8.1 | 21400 | 16600 | 77.57% | 1.96 | 0 | 11 |  |  |  | No | R-410A | 1.9833 | Residential & Commercial | Ducted CEE Tier 1
210473040 | Central HP <5.4 tons | BRYANT HEATING AND COOLING SYSTEMS | HRCU-A-CB (Split System: Heat Pump with Remote Outdoor Unit-Air-Source) | 288BNV025*0**C* |  |  | CAP**4224AL*+UI | 987MB66100C21*** | 23800 | 16.5 | 8.1 | 21400 | 16600 | 77.57% | 1.96 | 0 | 11 |  |  |  | No | R-410A | 1.9833 | Residential & Commercial | Ducted CEE Tier 1
210472897 | Central HP <5.4 tons | BRYANT HEATING AND COOLING SYSTEMS | HRCU-A-CB (Split System: Heat Pump with Remote Outdoor Unit-Air-Source) | 288BNV025*0**C* |  |  | CAP**4221AL*+UI | 986TC42060C17*** | 23600 | 16.5 | 8.1 | 21400 | 16700 | 78.04% | 1.94 | 0 | 11 |  |  |  | No | R-410A | 1.9667 | Residential & Commercial | Ducted CEE Tier 1
214244072 | Central HP <5.4 tons | BRYANT HEATING AND COOLING SYSTEMS | HRCU-A-CB (Split System: Heat Pump with Remote Outdoor Unit-Air-Source) | 284ANV024*0**B* |  |  | CNPV*4221AL*+UI | 88*TB60110C21*** | 23400 | 20 | 10 | 26600 | 19800 | 74.44% | 2.44 | 0 | 13 |  |  |  | No | R-410A | 1.95 | Residential & Commercial | Ducted CEE Tier 1
214875852 | Central HP <5.4 tons | FRASER-JOHNSTON | HRCU-A-CB (Split System: Heat Pump with Remote Outdoor Unit-Air-Source) | HMH72B341 |  |  | XAHC36DBCN1+JMC16C2SN1 |  | 34000 | 18.5 | 8.5 | 34000 | 23800 | 70% | 2 | 0 | 10 |  |  |  | No | R-410A | 2.8333 | Residential & Commercial | Ducted CEE Tier 1
214876038 | Central HP <5.4 tons | FRASER-JOHNSTON | HRCU-A-CB (Split System: Heat Pump with Remote Outdoor Unit-Air-Source) | HMH72B341 |  |  | XAFC36DBCN1+JME12C2SN1 |  | 34000 | 18.5 | 8.5 | 33600 | 23600 | 70.24% | 2 | 0 | 10.5 |  |  |  | No | R-410A | 2.8333 | Residential & Commercial | Ducted CEE Tier 1
211387938 | Central HP <5.4 tons | FRASER-JOHNSTON | HRCU-A-CB (Split System: Heat Pump with Remote Outdoor Unit-Air-Source) | HMH72B341 |  |  | XAFB36DBCN1 | TP9C080B12MP13 | 33600 | 17.5 | 8.5 | 33400 | 23400 | 70.06% | 2.04 | 0 | 10 |  |  |  | No | R-410A | 2.8 | Residential & Commercial | Ducted CEE Tier 1
214244028 | Central HP <5.4 tons | BRYANT HEATING AND COOLING SYSTEMS | HRCU-A-CB (Split System: Heat Pump with Remote Outdoor Unit-Air-Source) | 284ANV024*0**B* |  |  | CNPV*3621AL*+UI | 88*TB48090C17*** | 23200 | 20 | 9.5 | 26600 | 19900 | 74.81% | 2.38 | 0 | 13 |  |  |  | No | R-410A | 1.9333 | Residential & Commercial | Ducted CEE Tier 1
213075911 | Central HP <5.4 tons | BRYANT HEATING AND COOLING SYSTEMS | HRCU-A-CB (Split System: Heat Pump with Remote Outdoor Unit-Air-Source) | 38MURAQ36AB3* |  |  | CAP**4224AL* | 935SB60100M21*** | 35600 | 16 | 8.1 | 38500 | 35200 | 91.43% | 1.9 | 0 | 10 |  |  |  | No | R-410A | 2.9667 | Residential & Commercial | Ducted CEE Tier 1
212976806 | Central HP <5.4 tons | CARRIER | HRCU-A-CB (Split System: Heat Pump with Remote Outdoor Unit-Air-Source) | 38MURAQ36AB3* |  |  | CAP**4824AL* | GG96VTAB60100C** | 36000 | 16.5 | 8.5 | 37800 | 34800 | 92.06% | 2.04 | 0 | 10 |  |  |  | No | R-410A | 3 | Residential & Commercial | Ducted CEE Tier 1
214861622 | Central HP <5.4 tons | TCL | HRCU-A-CB (Split System: Heat Pump with Remote Outdoor Unit-Air-Source) | TCU-60D7HEWA/DV2O |  |  | TCE-4860D6HWA/DVOE(04) | FG7TE-115D-V45D* | 52000 | 16.5 | 8.5 | 54000 | 37800 | 70% | 1.9 | 0 | 10 |  |  |  | No | R-410A | 4.3333 | Residential & Commercial | Ducted CEE Tier 1
214731827 | Central HP <5.4 tons | TCL | HRCU-A-CB (Split System: Heat Pump with Remote Outdoor Unit-Air-Source) | TCU-60D7HEWA/DV2O |  |  | TCE-3036D6HWA/DVOE(02) | FG7SA-072C-T24B* | 33000 | 16.5 | 8.4 | 35000 | 27000 | 77.14% | 2.1 | 0 | 11.7 |  |  |  | No | R-410A | 2.75 | Residential & Commercial | Ducted CEE Tier 1
213079010 | Central HP <5.4 tons | BRYANT HEATING AND COOLING SYSTEMS | HRCU-A-CB (Split System: Heat Pump with Remote Outdoor Unit-Air-Source) | 38MURAQ36AB3* |  |  | CAP**4321AL* | 83*SB36040M17*** | 36600 | 16 | 8.5 | 38500 | 34800 | 90.39% | 2.08 | 0 | 10 |  |  |  | No | R-410A | 3.05 | Residential & Commercial | Ducted CEE Tier 1
214075566 | Central HP <5.4 tons | RHEEM | HRCU-A-CB (Split System: Heat Pump with Remote Outdoor Unit-Air-Source) | RD17AZ24AJ3N |  |  | RCFZ2417MTANM | R801V0754A17UHS | 22600 | 18 | 9.5 | 22600 | 16800 | 74.34% | 2.1 | 0 | 11.2 |  |  |  | No | R-410A | 1.8833 | Residential & Commercial | Ducted CEE Tier 1
215540553 | Central HP <5.4 tons | TCL | HRCU-A-CB (Split System: Heat Pump with Remote Outdoor Unit-Air-Source) | TCU-36D7HEWA/DV2O |  |  | TCE-2430D6HWA/DVOE(02) | FG7TC-060D-V24B* | 22800 | 18 | 8.8 | 24000 | 19200 | 80% | 2.1 | 0 | 12 |  |  |  | No | R-410A | 1.9 | Residential & Commercial | Ducted CEE Tier 1
214731819 | Central HP <5.4 tons | TCL | HRCU-A-CB (Split System: Heat Pump with Remote Outdoor Unit-Air-Source) | TCU-36D7HEWA/DV2O |  |  | TCE-2430D6HWA/DVOE(01) | FG7SA-054C-T23A* | 22800 | 17 | 8.4 | 24000 | 19200 | 80% | 2 | 0 | 12.5 |  |  |  | No | R-410A | 1.9 | Residential & Commercial | Ducted CEE Tier 1
214731822 | Central HP <5.4 tons | TCL | HRCU-A-CB (Split System: Heat Pump with Remote Outdoor Unit-Air-Source) | TCU-36D7HEWA/DV2O |  |  | TCE-3036D6HWA/DVOE(02) | FG7SA-090C-T24B* | 32000 | 16 | 8.4 | 34600 | 24400 | 70.52% | 1.95 | 0 | 10.4 |  |  |  | No | R-410A | 2.6667 | Residential & Commercial | Ducted CEE Tier 1
214243986 | Central HP <5.4 tons | BRYANT HEATING AND COOLING SYSTEMS | HRCU-A-CB (Split System: Heat Pump with Remote Outdoor Unit-Air-Source) | 284ANV048*0**B* |  |  | CNPV*6024AL*+UI | 986TD66120C24*** | 44500 | 21.5 | 9 | 46000 | 36200 | 78.7% | 2.26 | 0 | 12 |  |  |  | No | R-410A | 3.7083 | Residential & Commercial | Ducted CEE Tier 1
214243984 | Central HP <5.4 tons | BRYANT HEATING AND COOLING SYSTEMS | HRCU-A-CB (Split System: Heat Pump with Remote Outdoor Unit-Air-Source) | 284ANV048*0**B* |  |  | CNPV*6024AL*+UI | 986TD66100C21*** | 44500 | 21 | 9 | 46000 | 36200 | 78.7% | 2.24 | 0 | 12 |  |  |  | No | R-410A | 3.7083 | Residential & Commercial | Ducted CEE Tier 1
213079142 | Central HP <5.4 tons | BRYANT HEATING AND COOLING SYSTEMS | HRCU-A-CB (Split System: Heat Pump with Remote Outdoor Unit-Air-Source) | 38MURAQ36AB3* |  |  | CAP**4821AL* | 83*SB48060M17*** | 35600 | 16.5 | 8.5 | 37800 | 34600 | 91.53% | 2.06 | 0 | 10 |  |  |  | No | R-410A | 2.9667 | Residential & Commercial | Ducted CEE Tier 1
213079190 | Central HP <5.4 tons | BRYANT HEATING AND COOLING SYSTEMS | HRCU-A-CB (Split System: Heat Pump with Remote Outdoor Unit-Air-Source) | 38MURAQ36AB3* |  |  | CNPV*4824AL* | 83*SB48060M17*** | 35800 | 17 | 8.1 | 38000 | 34800 | 91.58% | 2 | 0 | 10.5 |  |  |  | No | R-410A | 2.9833 | Residential & Commercial | Ducted CEE Tier 1
213352682 | Central HP <5.4 tons | TCL | HRCU-A-CB (Split System: Heat Pump with Remote Outdoor Unit-Air-Source) | TCU-60D7HEWA/DV2O |  |  | TCE-48D7HWA/DV2I |  | 45000 | 17 | 8.8 | 47000 | 33200 | 70.64% | 2.1 | 0 | 11.7 |  |  |  | No | R-410A | 3.75 | Residential & Commercial | Ducted CEE Tier 1
214731828 | Central HP <5.4 tons | TCL | HRCU-A-CB (Split System: Heat Pump with Remote Outdoor Unit-Air-Source) | TCU-60D7HEWA/DV2O |  |  | TCE-4248D6HWA/DVOE(03) | FG7SA-108C-T35C* | 44000 | 16.5 | 8.2 | 45000 | 32400 | 72% | 1.95 | 0 | 11 |  |  |  | No | R-410A | 3.6667 | Residential & Commercial | Ducted CEE Tier 1
213079660 | Central HP <5.4 tons | BRYANT HEATING AND COOLING SYSTEMS | HRCU-A-CB (Split System: Heat Pump with Remote Outdoor Unit-Air-Source) | 38MURAQ36AB3* |  |  | CAP**4221AL* | 912SE60080M21*** | 35200 | 16.5 | 8.1 | 38500 | 35000 | 90.91% | 1.88 | 0 | 10 |  |  |  | No | R-410A | 2.9333 | Residential & Commercial | Ducted CEE Tier 1
213079710 | Central HP <5.4 tons | BRYANT HEATING AND COOLING SYSTEMS | HRCU-A-CB (Split System: Heat Pump with Remote Outdoor Unit-Air-Source) | 38MURAQ36AB3* |  |  | CNPV*4821AL* | 912SE60080M21*** | 35800 | 16.5 | 8.1 | 38500 | 34800 | 90.39% | 2 | 0 | 10 |  |  |  | No | R-410A | 2.9833 | Residential & Commercial | Ducted CEE Tier 1
214244030 | Central HP <5.4 tons | BRYANT HEATING AND COOLING SYSTEMS | HRCU-A-CB (Split System: Heat Pump with Remote Outdoor Unit-Air-Source) | 284ANV024*0**B* |  |  | CNPV*3621AL*+UI | 88*TB60090C21*** | 23200 | 19.5 | 9.5 | 26600 | 19900 | 74.81% | 2.38 | 0 | 13 |  |  |  | No | R-410A | 1.9333 | Residential & Commercial | Ducted CEE Tier 1
216508753 | Central HP <5.4 tons | FRASER-JOHNSTON | HRCU-A-CB (Split System: Heat Pump with Remote Outdoor Unit-Air-Source) | HH836E2S11 |  |  | CTF30A5ADS1 | TM8V060A12MP12 | 32800 | 17 | 8.5 | 30600 | 25200 | 82.35% | 2 | 0 | 11 |  |  |  | No | R-454B | 2.7333 | Residential & Commercial | Ducted CEE Tier 1
214398073 | Central HP <5.4 tons | FRASER-JOHNSTON | HRCU-A-CB (Split System: Heat Pump with Remote Outdoor Unit-Air-Source) | HH836E2S11 |  |  | CTM48C5CFS1 | TM9E100C16MP12 | 33400 | 19 | 9 | 31400 | 25400 | 80.89% | 2 | 0 | 11 |  |  |  | No | R-454B | 2.7833 | Residential & Commercial | Ducted CEE Tier 1
214398498 | Central HP <5.4 tons | FRASER-JOHNSTON | HRCU-A-CB (Split System: Heat Pump with Remote Outdoor Unit-Air-Source) | HH836E2S11 |  |  | CTF36C5CDS1+JMVT16CC2N1 |  | 34800 | 19 | 9 | 32200 | 25800 | 80.12% | 2 | 0 | 11.7 |  |  |  | No | R-454B | 2.9 | Residential & Commercial | Ducted CEE Tier 1
214398525 | Central HP <5.4 tons | FRASER-JOHNSTON | HRCU-A-CB (Split System: Heat Pump with Remote Outdoor Unit-Air-Source) | HH836E2S11 |  |  | CTF36C5CDS1 | TL9E100C20UH11 | 34200 | 17 | 8.5 | 32000 | 26200 | 81.88% | 2 | 0 | 11 |  |  |  | No | R-454B | 2.85 | Residential & Commercial | Ducted CEE Tier 1
214584594 | Central HP <5.4 tons | CHAMPION HEATING AND COOLING | HRCU-A-CB (Split System: Heat Pump with Remote Outdoor Unit-Air-Source) | HH836E2S11 |  |  | CTF36B5CDS1 | Z8ES080B12SMPS1 | 33200 | 18 | 8.5 | 30400 | 24800 | 81.58% | 2 | 0 | 11.7 |  |  |  | No | R-454B | 2.7667 | Residential & Commercial | Ducted CEE Tier 1
214244066 | Central HP <5.4 tons | BRYANT HEATING AND COOLING SYSTEMS | HRCU-A-CB (Split System: Heat Pump with Remote Outdoor Unit-Air-Source) | 284ANV024*0**B* |  |  | CNPV*4221AL*+UI | 88*TB48070C17*** | 23400 | 19.5 | 10 | 26600 | 19900 | 74.81% | 2.42 | 0 | 13 |  |  |  | No | R-410A | 1.95 | Residential & Commercial | Ducted CEE Tier 1
214244068 | Central HP <5.4 tons | BRYANT HEATING AND COOLING SYSTEMS | HRCU-A-CB (Split System: Heat Pump with Remote Outdoor Unit-Air-Source) | 284ANV024*0**B* |  |  | CNPV*4221AL*+UI | 88*TB48090C17*** | 23400 | 20 | 10 | 26600 | 19800 | 74.44% | 2.44 | 0 | 13 |  |  |  | No | R-410A | 1.95 | Residential & Commercial | Ducted CEE Tier 1
214875989 | Central HP <5.4 tons | FRASER-JOHNSTON | HRCU-A-CB (Split System: Heat Pump with Remote Outdoor Unit-Air-Source) | HMH72B341 |  |  | XAFC36DBCN1+JME16C2SN1 |  | 34000 | 18.5 | 8.5 | 33000 | 23200 | 70.3% | 2 | 0 | 10.5 |  |  |  | No | R-410A | 2.8333 | Residential & Commercial | Ducted CEE Tier 1
215853444 | Central HP <5.4 tons | CHAMPION HEATING AND COOLING | HRCU-A-CB (Split System: Heat Pump with Remote Outdoor Unit-Air-Source) | HH836E2S11 |  |  | CTF36B5CDS1 | Z9ES060B12SMPS1 | 33200 | 17 | 8.5 | 31000 | 25400 | 81.94% | 2 | 0 | 11 |  |  |  | No | R-454B | 2.7667 | Residential & Commercial | Ducted CEE Tier 1
214595066 | Central HP <5.4 tons | FRASER-JOHNSTON | HRCU-A-CB (Split System: Heat Pump with Remote Outdoor Unit-Air-Source) | HH836E2S11 |  |  | CTM36C5CDS1 | Z8ES100C20SMPS1 | 34400 | 18 | 8.5 | 32000 | 26200 | 81.88% | 2 | 0 | 11 |  |  |  | No | R-454B | 2.8667 | Residential & Commercial | Ducted CEE Tier 1
210472831 | Central HP <5.4 tons | BRYANT HEATING AND COOLING SYSTEMS | HRCU-A-CB (Split System: Heat Pump with Remote Outdoor Unit-Air-Source) | 288BNV025*0**C* |  |  | CAP**4221AL*+UI | 935CA66100C21*** | 23800 | 16.5 | 8.1 | 21400 | 16600 | 77.57% | 1.96 | 0 | 11 |  |  |  | No | R-410A | 1.9833 | Residential & Commercial | Ducted CEE Tier 1
210472842 | Central HP <5.4 tons | BRYANT HEATING AND COOLING SYSTEMS | HRCU-A-CB (Split System: Heat Pump with Remote Outdoor Unit-Air-Source) | 288BNV025*0**C* |  |  | CAP**4221AL*+UI | 83*CA36040C17*** | 23800 | 17 | 8.1 | 21400 | 16600 | 77.57% | 1.96 | 0 | 11 |  |  |  | No | R-410A | 1.9833 | Residential & Commercial | Ducted CEE Tier 1
210473685 | Central HP <5.4 tons | BRYANT HEATING AND COOLING SYSTEMS | HRCU-A-CB (Split System: Heat Pump with Remote Outdoor Unit-Air-Source) | 288BNV025*0**C* |  |  | CNPV*4217AL*+UI | 88*TA36070C14*** | 24000 | 17 | 8.1 | 21400 | 16600 | 77.57% | 2 | 0 | 11 |  |  |  | No | R-410A | 2 | Residential & Commercial | Ducted CEE Tier 1
210473960 | Central HP <5.4 tons | BRYANT HEATING AND COOLING SYSTEMS | HRCU-A-CB (Split System: Heat Pump with Remote Outdoor Unit-Air-Source) | 288BNV025*0**C* |  |  | CNPV*4821AL*+UI | 88*TA48070C17*** | 24200 | 17 | 8.1 | 21400 | 16600 | 77.57% | 2.02 | 0 | 11 |  |  |  | No | R-410A | 2.0167 | Residential & Commercial | Ducted CEE Tier 1
210474026 | Central HP <5.4 tons | BRYANT HEATING AND COOLING SYSTEMS | HRCU-A-CB (Split System: Heat Pump with Remote Outdoor Unit-Air-Source) | 288BNV025*0**C* |  |  | CNPV*4821AL*+UI | 986TC66100C21*** | 24200 | 17 | 8.1 | 21400 | 16600 | 77.57% | 2.02 | 0 | 11.5 |  |  |  | No | R-410A | 2.0167 | Residential & Commercial | Ducted CEE Tier 1
214584749 | Central HP <5.4 tons | CHAMPION HEATING AND COOLING | HRCU-A-CB (Split System: Heat Pump with Remote Outdoor Unit-Air-Source) | HH836E2S11 |  |  | CTM48C5CFS1 | Z8ES120C16SMPS1 | 34000 | 19 | 9 | 31400 | 25200 | 80.25% | 2 | 0 | 11.7 |  |  |  | No | R-454B | 2.8333 | Residential & Commercial | Ducted CEE Tier 1
214876043 | Central HP <5.4 tons | FRASER-JOHNSTON | HRCU-A-CB (Split System: Heat Pump with Remote Outdoor Unit-Air-Source) | HMH72B341 |  |  | XAFC36DBCN1+JMC17C2SN1 |  | 34000 | 18 | 8.5 | 34000 | 23800 | 70% | 2 | 0 | 10 |  |  |  | No | R-410A | 2.8333 | Residential & Commercial | Ducted CEE Tier 1
215853435 | Central HP <5.4 tons | CHAMPION HEATING AND COOLING | HRCU-A-CB (Split System: Heat Pump with Remote Outdoor Unit-Air-Source) | HH836E2S11 |  |  | CTM36B5CDS1+JMVT12BC2N1 |  | 33200 | 18 | 9 | 30400 | 24800 | 81.58% | 2 | 0 | 11.7 |  |  |  | No | R-454B | 2.7667 | Residential & Commercial | Ducted CEE Tier 1
215853453 | Central HP <5.4 tons | CHAMPION HEATING AND COOLING | HRCU-A-CB (Split System: Heat Pump with Remote Outdoor Unit-Air-Source) | HH836E2S11 |  |  | CTF36C5CDS1 | Z9ES080C20SMPS1 | 34200 | 18 | 8.5 | 32000 | 26400 | 82.5% | 2 | 0 | 11 |  |  |  | No | R-454B | 2.85 | Residential & Commercial | Ducted CEE Tier 1
214584709 | Central HP <5.4 tons | CHAMPION HEATING AND COOLING | HRCU-A-CB (Split System: Heat Pump with Remote Outdoor Unit-Air-Source) | HH836E2S11 |  |  | CTM36C5CDS1 | Z8ES080C16SMPS1 | 34000 | 18 | 8.5 | 31200 | 25400 | 81.41% | 2 | 0 | 11.7 |  |  |  | No | R-454B | 2.8333 | Residential & Commercial | Ducted CEE Tier 1
214861621 | Central HP <5.4 tons | TCL | HRCU-A-CB (Split System: Heat Pump with Remote Outdoor Unit-Air-Source) | TCU-60D7HEWA/DV2O |  |  | TCE-4248D6HWA/DVOE(03) | FG7TE-080D-V35C* | 45000 | 17 | 8.5 | 46000 | 32400 | 70.43% | 1.95 | 0 | 11 |  |  |  | No | R-410A | 3.75 | Residential & Commercial | Ducted CEE Tier 1
212980167 | Central HP <5.4 tons | CARRIER | HRCU-A-CB (Split System: Heat Pump with Remote Outdoor Unit-Air-Source) | 38MURAQ36AB3* |  |  | CAP**4824AL* | 58S(B,C)*B090M21**16 | 35600 | 16.5 | 8.5 | 37800 | 34600 | 91.53% | 2.02 | 0 | 10 |  |  |  | No | R-410A | 2.9667 | Residential & Commercial | Ducted CEE Tier 1
213080280 | Central HP <5.4 tons | BRYANT HEATING AND COOLING SYSTEMS | HRCU-A-CB (Split System: Heat Pump with Remote Outdoor Unit-Air-Source) | 38MURAQ36AB3* |  |  | CAP**3721AL* | 916SA60100M21*** | 36600 | 16 | 8.5 | 38500 | 34800 | 90.39% | 2.1 | 0 | 10 |  |  |  | No | R-410A | 3.05 | Residential & Commercial | Ducted CEE Tier 1
211387953 | Central HP <5.4 tons | FRASER-JOHNSTON | HRCU-A-CB (Split System: Heat Pump with Remote Outdoor Unit-Air-Source) | HMH72B341 |  |  | XAUB36DXXN1+TXV | TP9C080B12MP13 | 33600 | 17.5 | 8.5 | 33400 | 23400 | 70.06% | 2.04 | 0 | 10 |  |  |  | No | R-410A | 2.8 | Residential & Commercial | Ducted CEE Tier 1
214239039 | Central HP <5.4 tons | DAY & NIGHT | HRCU-A-CB (Split System: Heat Pump with Remote Outdoor Unit-Air-Source) | CVH837GKA2* |  |  | END4X42L17**+WALLCON | *96CTN0801714B* | 32000 | 16.5 | 8.1 | 33000 | 24800 | 75.15% | 1.9 | 0 | 11 |  |  |  | No | R-410A | 2.6667 | Residential & Commercial | Ducted CEE Tier 1
214239089 | Central HP <5.4 tons | DAY & NIGHT | HRCU-A-CB (Split System: Heat Pump with Remote Outdoor Unit-Air-Source) | CVH837GKA2* |  |  | EN(A,D,W)4X42L21**+WALLCON | *80CTL1102120B* | 31800 | 17 | 8.1 | 33000 | 24400 | 73.94% | 1.88 | 0 | 11 |  |  |  | No | R-410A | 2.65 | Residential & Commercial | Ducted CEE Tier 1
211242138 | Central HP <5.4 tons | KEEPRITE | HRCU-A-CB (Split System: Heat Pump with Remote Outdoor Unit-Air-Source) | DLCURAH24ABK |  |  | EA*4X36L17A* | *92ESN0601714A* | 24400 | 17 | 8.5 | 26200 | 22400 | 85.5% | 1.86 | 0 | 10 |  |  |  | No | R-410A | 2.0333 | Residential & Commercial | Ducted CEE Tier 1
208141138 | Central HP <5.4 tons | TCL | HRCU-A-CB (Split System: Heat Pump with Remote Outdoor Unit-Air-Source) | TCU-60D7HEWA/DV2O |  |  | TCE-3036D6HWA/DVOE(02) | MGH96M060B3A | 33000 | 17.5 | 8.8 | 35000 | 27000 | 77.14% | 2.1 | 11.5 | 11.7 |  |  |  | No | R-410A | 2.75 | Residential & Commercial | Ducted CEE Tier 1
208141140 | Central HP <5.4 tons | TCL | HRCU-A-CB (Split System: Heat Pump with Remote Outdoor Unit-Air-Source) | TCU-60D7HEWA/DV2O |  |  | TCE-4248D6HWA/DVOE(03) | MGH96M080C4A | 44000 | 17 | 8.5 | 45000 | 32400 | 72% | 1.95 | 11 | 11 |  |  |  | No | R-410A | 3.6667 | Residential & Commercial | Ducted CEE Tier 1
215540546 | Central HP <5.4 tons | TCL | HRCU-A-CB (Split System: Heat Pump with Remote Outdoor Unit-Air-Source) | TCU-36D7HEWA/DV2O |  |  | TCE-2430D6HWA/DVOE(01) | FG7TC-060D-V24B* | 22800 | 18 | 8.8 | 24000 | 19200 | 80% | 2 | 0 | 12 |  |  |  | No | R-410A | 1.9 | Residential & Commercial | Ducted CEE Tier 1
214075463 | Central HP <5.4 tons | RHEEM | HRCU-A-CB (Split System: Heat Pump with Remote Outdoor Unit-Air-Source) | RD17AZ24AJ3N |  |  | RCFZ2417MTANM | R951V0603A17UHU | 22400 | 17 | 9.5 | 22400 | 17000 | 75.89% | 2 | 0 | 10 |  |  |  | No | R-410A | 1.8667 | Residential & Commercial | Ducted CEE Tier 1
211242337 | Central HP <5.4 tons | KEEPRITE | HRCU-A-CB (Split System: Heat Pump with Remote Outdoor Unit-Air-Source) | DLCURAH24ABK |  |  | EA*4X36L21A* | *80ES(N,L)0701716A* | 25000 | 16.5 | 8.5 | 26800 | 21800 | 81.34% | 1.8 | 0 | 10 |  |  |  | No | R-410A | 2.0833 | Residential & Commercial | Ducted CEE Tier 1
211242453 | Central HP <5.4 tons | KEEPRITE | HRCU-A-CB (Split System: Heat Pump with Remote Outdoor Unit-Air-Source) | DLCURAH24ABK |  |  | EA*4X36L21A* | *80VTL0902120A* | 24200 | 17 | 8.5 | 26000 | 22800 | 87.69% | 1.88 | 0 | 10 |  |  |  | No | R-410A | 2.0167 | Residential & Commercial | Ducted CEE Tier 1
211242788 | Central HP <5.4 tons | KEEPRITE | HRCU-A-CB (Split System: Heat Pump with Remote Outdoor Unit-Air-Source) | DLCURAH24ABK |  |  | EA*4X37L17A* | *96VSN0401410A* | 24200 | 16 | 8.5 | 25600 | 21800 | 85.16% | 1.8 | 0 | 10 |  |  |  | No | R-410A | 2.0167 | Residential & Commercial | Ducted CEE Tier 1
211242873 | Central HP <5.4 tons | KEEPRITE | HRCU-A-CB (Split System: Heat Pump with Remote Outdoor Unit-Air-Source) | DLCURAH24ABK |  |  | EA*4X37L17A* | *80VSL0701716A* | 24200 | 16.5 | 8.5 | 25400 | 21800 | 85.83% | 1.82 | 0 | 10 |  |  |  | No | R-410A | 2.0167 | Residential & Commercial | Ducted CEE Tier 1
211242971 | Central HP <5.4 tons | KEEPRITE | HRCU-A-CB (Split System: Heat Pump with Remote Outdoor Unit-Air-Source) | DLCURAH24ABK |  |  | EA*4X37L17A* | *95ESN0601412A* | 25000 | 16 | 8.5 | 26000 | 21200 | 81.54% | 1.76 | 0 | 10 |  |  |  | No | R-410A | 2.0833 | Residential & Commercial | Ducted CEE Tier 1
211243188 | Central HP <5.4 tons | KEEPRITE | HRCU-A-CB (Split System: Heat Pump with Remote Outdoor Unit-Air-Source) | DLCURAH24ABK |  |  | EA*4X37L17A* | OMV112K14A | 24800 | 16 | 8.5 | 25800 | 21400 | 82.95% | 1.78 | 0 | 10 |  |  |  | No | R-410A | 2.0667 | Residential & Commercial | Ducted CEE Tier 1
211243224 | Central HP <5.4 tons | KEEPRITE | HRCU-A-CB (Split System: Heat Pump with Remote Outdoor Unit-Air-Source) | DLCURAH24ABK |  |  | EA*4X37L21A* | *96VSN0601714A* | 24800 | 16.5 | 8.5 | 25600 | 21000 | 82.03% | 1.76 | 0 | 10 |  |  |  | No | R-410A | 2.0667 | Residential & Commercial | Ducted CEE Tier 1
215669074 | Central HP <5.4 tons | KENMORE | HRCU-A-CB (Split System: Heat Pump with Remote Outdoor Unit-Air-Source) | (C,H,T)5H0V36*K*AAA* |  |  | EA*5X43M21A*+WALLCON | *97CMN1002122B* | 34600 | 18 | 9 | 35200 | 25000 | 71.02% | 1.9 | 0 | 10 |  |  |  | No | R-454B | 2.8833 | Residential & Commercial | Ducted CEE Tier 1
214397940 | Central HP <5.4 tons | FRASER-JOHNSTON | HRCU-A-CB (Split System: Heat Pump with Remote Outdoor Unit-Air-Source) | HH824E2S11 |  |  | CTF30A5ADS1 | TM8E040A12MP11 | 23000 | 18 | 9.5 | 23000 | 18500 | 80.43% | 2 | 0 | 12 |  |  |  | No | R-454B | 1.9167 | Residential & Commercial | Ducted CEE Tier 1
214398349 | Central HP <5.4 tons | FRASER-JOHNSTON | HRCU-A-CB (Split System: Heat Pump with Remote Outdoor Unit-Air-Source) | HH824E2S11 |  |  | CTF36B5ADS1+JMC12B2SN1 |  | 23000 | 19 | 9.5 | 23000 | 18500 | 80.43% | 2 | 0 | 12 |  |  |  | No | R-454B | 1.9167 | Residential & Commercial | Ducted CEE Tier 1
216374683 | Central HP <5.4 tons | FRASER-JOHNSTON | HRCU-A-CB (Split System: Heat Pump with Remote Outdoor Unit-Air-Source) | HH824E2S11 |  |  | CTU36B5XDS1+TXV | Z9ET080B12SMPS1 | 23000 | 18 | 9.5 | 23000 | 17500 | 76.09% | 2 | 0 | 12 |  |  |  | No | R-454B | 1.9167 | Residential & Commercial | Ducted CEE Tier 1
214397945 | Central HP <5.4 tons | FRASER-JOHNSTON | HRCU-A-CB (Split System: Heat Pump with Remote Outdoor Unit-Air-Source) | HH824E2S11 |  |  | CTF30A5ADS1 | TMLE040A12MP11 | 23000 | 18 | 9.5 | 23000 | 18500 | 80.43% | 2 | 0 | 12 |  |  |  | No | R-454B | 1.9167 | Residential & Commercial | Ducted CEE Tier 1
214398396 | Central HP <5.4 tons | FRASER-JOHNSTON | HRCU-A-CB (Split System: Heat Pump with Remote Outdoor Unit-Air-Source) | HH824E2S11 |  |  | CTM30B5ACS1 | TM8E080B12MP11 | 23000 | 17 | 9.5 | 23000 | 18300 | 79.57% | 2 | 0 | 12 |  |  |  | No | R-454B | 1.9167 | Residential & Commercial | Ducted CEE Tier 1
214397525 | Central HP <5.4 tons | FRASER-JOHNSTON | HRCU-A-CB (Split System: Heat Pump with Remote Outdoor Unit-Air-Source) | HH824E2S11 |  |  | CTF36B5ADS1+JMET12BS2N1 |  | 23000 | 19 | 9.5 | 23000 | 18100 | 78.7% | 2 | 0 | 12 |  |  |  | No | R-454B | 1.9167 | Residential & Commercial | Ducted CEE Tier 1
216374643 | Central HP <5.4 tons | FRASER-JOHNSTON | HRCU-A-CB (Split System: Heat Pump with Remote Outdoor Unit-Air-Source) | HH824E2S11 |  |  | CTF36B5ADS1 | Z9ET080B12SMPS1 | 23000 | 18 | 9.5 | 23000 | 17500 | 76.09% | 2 | 0 | 12 |  |  |  | No | R-454B | 1.9167 | Residential & Commercial | Ducted CEE Tier 1
214626151 | Central HP <5.4 tons | LENNOX | HRCU-A-CB (Split System: Heat Pump with Remote Outdoor Unit-Air-Source) | SL25XPV-036-230A** |  |  | CK40CT-36B-0*+TDR | SL280UH090V48B* | 33400 | 21.8 | 8.6 | 35600 | 26600 | 74.72% | 1.76 | 0 | 13.4 |  |  |  | No | R-410A | 2.7833 | Residential & Commercial | Ducted CEE Tier 1
211230687 | Central HP <5.4 tons | KEEPRITE | HRCU-A-CB (Split System: Heat Pump with Remote Outdoor Unit-Air-Source) | DLCURAH36ABK |  |  | EN(A,D)4X48L24** | *95ESN1402422A* | 37400 | 15.2 | 8.1 | 40000 | 35200 | 88% | 2.08 | 0 | 10 |  |  |  | No | R-410A | 3.1167 | Residential & Commercial | Ducted CEE Tier 1
211230706 | Central HP <5.4 tons | KEEPRITE | HRCU-A-CB (Split System: Heat Pump with Remote Outdoor Unit-Air-Source) | DLCURAH36ABK |  |  | EN(A,D)4X48L24** | *96VSN1002120A* | 36200 | 16 | 8.1 | 38500 | 34800 | 90.39% | 2.02 | 0 | 10 |  |  |  | No | R-410A | 3.0167 | Residential & Commercial | Ducted CEE Tier 1
211229487 | Central HP <5.4 tons | KEEPRITE | HRCU-A-CB (Split System: Heat Pump with Remote Outdoor Unit-Air-Source) | DLCURAH36ABK |  |  | EA*4X48L24A* | *95ESN0802120A* | 36600 | 15.5 | 8.5 | 38500 | 34800 | 90.39% | 2.1 | 0 | 10 |  |  |  | No | R-410A | 3.05 | Residential & Commercial | Ducted CEE Tier 1
211230137 | Central HP <5.4 tons | KEEPRITE | HRCU-A-CB (Split System: Heat Pump with Remote Outdoor Unit-Air-Source) | DLCURAH36ABK |  |  | EN(A,D,W)4X48L21** | *92ESN0802120A* | 35800 | 16.5 | 8.1 | 38500 | 34800 | 90.39% | 2.02 | 0 | 10.5 |  |  |  | No | R-410A | 2.9833 | Residential & Commercial | Ducted CEE Tier 1
211230238 | Central HP <5.4 tons | KEEPRITE | HRCU-A-CB (Split System: Heat Pump with Remote Outdoor Unit-Air-Source) | DLCURAH36ABK |  |  | EN(A,D,W)4X48L21** | *96VSN0801716A* | 35800 | 16 | 8.1 | 38500 | 34800 | 90.39% | 2 | 0 | 10 |  |  |  | No | R-410A | 2.9833 | Residential & Commercial | Ducted CEE Tier 1
211229636 | Central HP <5.4 tons | KEEPRITE | HRCU-A-CB (Split System: Heat Pump with Remote Outdoor Unit-Air-Source) | DLCURAH36ABK |  |  | EA*4X48L24A* | OLV112A16A | 35800 | 15.5 | 8.5 | 38500 | 34800 | 90.39% | 2.04 | 0 | 10 |  |  |  | No | R-410A | 2.9833 | Residential & Commercial | Ducted CEE Tier 1
211229654 | Central HP <5.4 tons | KEEPRITE | HRCU-A-CB (Split System: Heat Pump with Remote Outdoor Unit-Air-Source) | DLCURAH36ABK |  |  | EA*4X48L24A* | OMV154L20A | 36800 | 16 | 8.5 | 38500 | 34800 | 90.39% | 2.1 | 0 | 10 |  |  |  | No | R-410A | 3.0667 | Residential & Commercial | Ducted CEE Tier 1
215669340 | Central HP <5.4 tons | KENMORE | HRCU-A-CB (Split System: Heat Pump with Remote Outdoor Unit-Air-Source) | (C,H,T)5H0V36*K*AAA* |  |  | EA*5X60M24A*+WALLCON | *80CTL1352422B* | 34400 | 18.5 | 9 | 34200 | 24600 | 71.93% | 1.92 | 0 | 10.5 |  |  |  | No | R-454B | 2.8667 | Residential & Commercial | Ducted CEE Tier 1
211244307 | Central HP <5.4 tons | KEEPRITE | HRCU-A-CB (Split System: Heat Pump with Remote Outdoor Unit-Air-Source) | DLCURAH24ABK |  |  | EN(A,D)4X30L14** | *80VTL0451412A* | 24000 | 16.5 | 8.1 | 26200 | 23000 | 87.79% | 1.9 | 0 | 10.5 |  |  |  | No | R-410A | 2 | Residential & Commercial | Ducted CEE Tier 1
211243669 | Central HP <5.4 tons | KEEPRITE | HRCU-A-CB (Split System: Heat Pump with Remote Outdoor Unit-Air-Source) | DLCURAH24ABK |  |  | EA*4X37L21A* | OMV098J12* | 24400 | 17 | 8.5 | 25200 | 21200 | 84.13% | 1.78 | 0 | 10 |  |  |  | No | R-410A | 2.0333 | Residential & Commercial | Ducted CEE Tier 1
211243678 | Central HP <5.4 tons | KEEPRITE | HRCU-A-CB (Split System: Heat Pump with Remote Outdoor Unit-Air-Source) | DLCURAH24ABK |  |  | EA*4X37L21A* | OLV098A12* | 24000 | 16.5 | 8.1 | 25000 | 21600 | 86.4% | 1.8 | 0 | 10 |  |  |  | No | R-410A | 2 | Residential & Commercial | Ducted CEE Tier 1
211243987 | Central HP <5.4 tons | KEEPRITE | HRCU-A-CB (Split System: Heat Pump with Remote Outdoor Unit-Air-Source) | DLCURAH24ABK |  |  | EN(A,D)4X24L17** | *80VTL0451412A* | 23800 | 16 | 8.5 | 26800 | 23200 | 86.57% | 1.92 | 0 | 10 |  |  |  | No | R-410A | 1.9833 | Residential & Commercial | Ducted CEE Tier 1
211244021 | Central HP <5.4 tons | KEEPRITE | HRCU-A-CB (Split System: Heat Pump with Remote Outdoor Unit-Air-Source) | DLCURAH24ABK |  |  | EN(A,D)4X24L17** | *80VTL0701716A* | 23600 | 16.5 | 8.5 | 26600 | 23400 | 87.97% | 1.94 | 0 | 10 |  |  |  | No | R-410A | 1.9667 | Residential & Commercial | Ducted CEE Tier 1
211243035 | Central HP <5.4 tons | KEEPRITE | HRCU-A-CB (Split System: Heat Pump with Remote Outdoor Unit-Air-Source) | DLCURAH24ABK |  |  | EA*4X37L17A* | *80ES(N,L)0451712A* | 24600 | 16.5 | 8.5 | 25600 | 21600 | 84.38% | 1.8 | 0 | 10 |  |  |  | No | R-410A | 2.05 | Residential & Commercial | Ducted CEE Tier 1
214505177 | Central HP <5.4 tons | DAIKIN | HRCU-A-CB (Split System: Heat Pump with Remote Outdoor Unit-Air-Source) | DZ6VSA241EA* |  |  | CA*EA2422*4B* | D*80VC0804C*A* | 23000 | 17 | 8.6 | 23000 | 16100 | 70% | 2 | 0 | 10 |  |  |  | No | R-410A | 1.9167 | Residential & Commercial | Ducted CEE Tier 1
212979131 | Central HP <5.4 tons | CARRIER | HRCU-A-CB (Split System: Heat Pump with Remote Outdoor Unit-Air-Source) | 38MURAQ24AB3* |  |  | CAP**2517AL* | 58S(B,C)*B070M17**16 | 24200 | 17.5 | 8.5 | 25200 | 21800 | 86.51% | 1.82 | 0 | 10 |  |  |  | No | R-410A | 2.0167 | Residential & Commercial | Ducted CEE Tier 1
214279930 | Central HP <5.4 tons | BRYANT HEATING AND COOLING SYSTEMS | HRCU-A-CB (Split System: Heat Pump with Remote Outdoor Unit-Air-Source) | 38MURAQ24AB3* |  |  | CAP**3717AL* | 916SA48060M17*** | 24200 | 16.5 | 9 | 25400 | 21800 | 85.83% | 1.82 | 0 | 10 |  |  |  | No | R-410A | 2.0167 | Residential & Commercial | Ducted CEE Tier 1
214279943 | Central HP <5.4 tons | BRYANT HEATING AND COOLING SYSTEMS | HRCU-A-CB (Split System: Heat Pump with Remote Outdoor Unit-Air-Source) | 38MURAQ24AB3* |  |  | CAP**3721AL* | 916SA48060M17*** | 24600 | 17 | 9 | 25400 | 21200 | 83.46% | 1.78 | 0 | 10 |  |  |  | No | R-410A | 2.05 | Residential & Commercial | Ducted CEE Tier 1
212976071 | Central HP <5.4 tons | CARRIER | HRCU-A-CB (Split System: Heat Pump with Remote Outdoor Unit-Air-Source) | 38MURAQ24AB3* |  |  | CAP**3721AL* | GG96VTAB48080B** | 24600 | 17 | 8.5 | 25200 | 21200 | 84.13% | 1.78 | 0 | 10.5 |  |  |  | No | R-410A | 2.05 | Residential & Commercial | Ducted CEE Tier 1
212977694 | Central HP <5.4 tons | CARRIER | HRCU-A-CB (Split System: Heat Pump with Remote Outdoor Unit-Air-Source) | 38MURAQ24AB3* |  |  | CNPV*3617AL* | 58S(B,C)*B045M14**12 | 23600 | 17 | 8.5 | 26400 | 24200 | 91.67% | 2 | 0 | 10.5 |  |  |  | No | R-410A | 1.9667 | Residential & Commercial | Ducted CEE Tier 1
214397721 | Central HP <5.4 tons | FRASER-JOHNSTON | HRCU-A-CB (Split System: Heat Pump with Remote Outdoor Unit-Air-Source) | HH836E2S11 |  |  | CTF36C5CDS1 | TP9C100C16MP13 | 33800 | 18 | 8.5 | 31400 | 25600 | 81.53% | 2 | 0 | 11 |  |  |  | No | R-454B | 2.8167 | Residential & Commercial | Ducted CEE Tier 1
215540551 | Central HP <5.4 tons | TCL | HRCU-A-CB (Split System: Heat Pump with Remote Outdoor Unit-Air-Source) | TCU-60D7HEWA/DV2O |  |  | TCE-4248D6HWA/DVOE(03) | FG7TC-080D-V35C* | 45000 | 17 | 8.5 | 46000 | 32400 | 70.43% | 1.95 | 0 | 11 |  |  |  | No | R-410A | 3.75 | Residential & Commercial | Ducted CEE Tier 1
207827119 | Central HP <5.4 tons | TCL | HRCU-A-CB (Split System: Heat Pump with Remote Outdoor Unit-Air-Source) | TCU-60D7HEWA/DV2O |  |  | TCU-60D7HWA/DV2I |  | 54000 | 17 | 9 | 55000 | 38500 | 70% | 1.9 | 10.5 | 10 |  |  |  | No | R-410A | 4.5 | Residential & Commercial | Ducted CEE Tier 1
216508743 | Central HP <5.4 tons | FRASER-JOHNSTON | HRCU-A-CB (Split System: Heat Pump with Remote Outdoor Unit-Air-Source) | HH836E2S11 |  |  | CTF30A5ADS1 | Z8ES040A12SMPS1 | 33000 | 18 | 8.5 | 30400 | 24800 | 81.58% | 2 | 0 | 11.7 |  |  |  | No | R-454B | 2.75 | Residential & Commercial | Ducted CEE Tier 1
216508763 | Central HP <5.4 tons | FRASER-JOHNSTON | HRCU-A-CB (Split System: Heat Pump with Remote Outdoor Unit-Air-Source) | HH836E2S11 |  |  | CTF30A5ADS1 | TMLV060A12MP12 | 32800 | 17 | 8.5 | 30600 | 25200 | 82.35% | 2 | 0 | 11 |  |  |  | No | R-454B | 2.7333 | Residential & Commercial | Ducted CEE Tier 1
214876087 | Central HP <5.4 tons | FRASER-JOHNSTON | HRCU-A-CB (Split System: Heat Pump with Remote Outdoor Unit-Air-Source) | HMH72B341 |  |  | XAFC36DBCN1+JMC16C2SN1 |  | 34000 | 18.5 | 8.5 | 34000 | 23800 | 70% | 2 | 0 | 10.5 |  |  |  | No | R-410A | 2.8333 | Residential & Commercial | Ducted CEE Tier 1
211229903 | Central HP <5.4 tons | KEEPRITE | HRCU-A-CB (Split System: Heat Pump with Remote Outdoor Unit-Air-Source) | DLCURAH36ABK |  |  | EN(A,D,W)4X48L21** | *80ES(N,L)0451712A* | 35800 | 15.5 | 8.1 | 38500 | 35000 | 90.91% | 2 | 0 | 10 |  |  |  | No | R-410A | 2.9833 | Residential & Commercial | Ducted CEE Tier 1
214279761 | Central HP <5.4 tons | BRYANT HEATING AND COOLING SYSTEMS | HRCU-A-CB (Split System: Heat Pump with Remote Outdoor Unit-Air-Source) | 38MURAQ18AB3* |  |  | CAP**3017AL* | 916SA48060M17*** | 17400 | 16 | 8.5 | 18000 | 18700 | 103.9% | 2.24 | 0 | 10.5 |  |  |  | No | R-410A | 1.45 | Residential & Commercial | Ducted CEE Tier 1
212977742 | Central HP <5.4 tons | CARRIER | HRCU-A-CB (Split System: Heat Pump with Remote Outdoor Unit-Air-Source) | 38MURAQ18AB3* |  |  | CAP**2517AL* | 58S(B,C)*B045M14**12 | 18000 | 16.5 | 8.5 | 17900 | 17700 | 98.88% | 2.14 | 0 | 11 |  |  |  | No | R-410A | 1.5 | Residential & Commercial | Ducted CEE Tier 1
214075353 | Central HP <5.4 tons | RHEEM | HRCU-A-CB (Split System: Heat Pump with Remote Outdoor Unit-Air-Source) | RD17AZ60AJ3N |  |  | RCFZ6024STANM | R921V0705A21M4S | 55000 | 18 | 8.1 | 54000 | 49500 | 91.67% | 1.75 | 0 | 10 |  |  |  | No | R-410A | 4.5833 | Residential & Commercial | Ducted CEE Tier 1
210470309 | Central HP <5.4 tons | BRYANT HEATING AND COOLING SYSTEMS | HRCU-A-CB (Split System: Heat Pump with Remote Outdoor Unit-Air-Source) | 288BNV037*0**B* |  |  | CAP**6024AL*+UI | 987MB66100C21*** | 32800 | 17.5 | 8.5 | 31800 | 24800 | 77.99% | 2 | 0 | 11.7 |  |  |  | No | R-410A | 2.7333 | Residential & Commercial | Ducted CEE Tier 1
207827233 | Central HP <5.4 tons | TCL | HRCU-A-C (Split System: Heat Pump with Remote Outdoor Unit with No Indoor Fan --Air Source) | TCU-36D7HEWA/DV2O |  |  | TCE-2430D6HWA/DVOE(02) |  | 22800 | 15.2 | 8.5 | 23000 | 18600 | 80.87% | 2 | 11.5 | 11 |  |  |  | No | R-410A | 1.9 | Residential & Commercial | Ducted CEE Tier 1
211229118 | Central HP <5.4 tons | KEEPRITE | HRCU-A-CB (Split System: Heat Pump with Remote Outdoor Unit-Air-Source) | DLCURAH36ABK |  |  | EA*4X48L21A* | *95ESU0601716A* | 35600 | 16 | 8.5 | 38500 | 34600 | 89.87% | 2.04 | 0 | 10 |  |  |  | No | R-410A | 2.9667 | Residential & Commercial | Ducted CEE Tier 1
211228163 | Central HP <5.4 tons | KEEPRITE | HRCU-A-CB (Split System: Heat Pump with Remote Outdoor Unit-Air-Source) | DLCURAH36ABK |  |  | EA*4X42L24A* | OLV154F20A | 37000 | 15.2 | 8.5 | 40000 | 35400 | 88.5% | 1.96 | 0 | 10 |  |  |  | No | R-410A | 3.0833 | Residential & Commercial | Ducted CEE Tier 1
211226927 | Central HP <5.4 tons | KEEPRITE | HRCU-A-CB (Split System: Heat Pump with Remote Outdoor Unit-Air-Source) | DLCURAH36ABK |  |  | EA*4X37L21A* | *80ESU0802120A | 37400 | 15.5 | 8.5 | 39000 | 35000 | 89.74% | 2.16 | 0 | 10 |  |  |  | No | R-410A | 3.1167 | Residential & Commercial | Ducted CEE Tier 1
214243974 | Central HP <5.4 tons | BRYANT HEATING AND COOLING SYSTEMS | HRCU-A-CB (Split System: Heat Pump with Remote Outdoor Unit-Air-Source) | 284ANV048*0**B* |  |  | CNPV*6024AL*+UI | 88*TB60090C21*** | 44500 | 21.5 | 9 | 46000 | 36000 | 78.26% | 2.26 | 0 | 12 |  |  |  | No | R-410A | 3.7083 | Residential & Commercial | Ducted CEE Tier 1
214243071 | Central HP <5.4 tons | DAY & NIGHT | HRCU-A-CB (Split System: Heat Pump with Remote Outdoor Unit-Air-Source) | CVH825GKA2* |  |  | EN(A,D,W)4X42L21**+WALLCON | *96CTN1002122B* | 23800 | 16.5 | 8.1 | 21400 | 16600 | 77.57% | 1.96 | 0 | 11 |  |  |  | No | R-410A | 1.9833 | Residential & Commercial | Ducted CEE Tier 1
211242883 | Central HP <5.4 tons | KEEPRITE | HRCU-A-CB (Split System: Heat Pump with Remote Outdoor Unit-Air-Source) | DLCURAH24ABK |  |  | EA*4X37L17A* | *95ESU0601716A* | 24800 | 17 | 8.5 | 25600 | 21400 | 83.59% | 1.8 | 0 | 10.5 |  |  |  | No | R-410A | 2.0667 | Residential & Commercial | Ducted CEE Tier 1
211242649 | Central HP <5.4 tons | KEEPRITE | HRCU-A-CB (Split System: Heat Pump with Remote Outdoor Unit-Air-Source) | DLCURAH24ABK |  |  | EA*4X36L21A* | *92ESN0802120A* | 25000 | 17 | 8.5 | 26600 | 21800 | 81.95% | 1.82 | 0 | 10.5 |  |  |  | No | R-410A | 2.0833 | Residential & Commercial | Ducted CEE Tier 1
211242660 | Central HP <5.4 tons | KEEPRITE | HRCU-A-CB (Split System: Heat Pump with Remote Outdoor Unit-Air-Source) | DLCURAH24ABK |  |  | EA*4X36L21A* | *92ESN1002120A* | 25000 | 17 | 8.5 | 26600 | 21800 | 81.95% | 1.82 | 0 | 10.5 |  |  |  | No | R-410A | 2.0833 | Residential & Commercial | Ducted CEE Tier 1
211242115 | Central HP <5.4 tons | KEEPRITE | HRCU-A-CB (Split System: Heat Pump with Remote Outdoor Unit-Air-Source) | DLCURAH24ABK |  |  | EA*4X36L17A* | *80ES(N,L)0901714A* | 24600 | 17 | 8.5 | 26400 | 22200 | 84.09% | 1.84 | 0 | 10 |  |  |  | No | R-410A | 2.05 | Residential & Commercial | Ducted CEE Tier 1
211243407 | Central HP <5.4 tons | KEEPRITE | HRCU-A-CB (Split System: Heat Pump with Remote Outdoor Unit-Air-Source) | DLCURAH24ABK |  |  | EA*4X37L21A* | *96VTN0401712A* | 24000 | 16 | 8.1 | 25000 | 21600 | 86.4% | 1.8 | 0 | 10 |  |  |  | No | R-410A | 2 | Residential & Commercial | Ducted CEE Tier 1
215668908 | Central HP <5.4 tons | HEIL | HRCU-A-CB (Split System: Heat Pump with Remote Outdoor Unit-Air-Source) | H5H0V36*K*AAA* |  |  | EA*5X42M21A*+WALLCON | *97CMN0802120B* | 33200 | 17.5 | 9 | 35800 | 25600 | 71.51% | 1.86 | 0 | 10 |  |  |  | No | R-454B | 2.7667 | Residential & Commercial | Ducted CEE Tier 1
211245094 | Central HP <5.4 tons | KEEPRITE | HRCU-A-CB (Split System: Heat Pump with Remote Outdoor Unit-Air-Source) | DLCURAH24ABK |  |  | EN(A,D,W)4X36L17** | *95ESN0261410A* | 23400 | 16 | 8.1 | 25800 | 24200 | 93.8% | 2 | 0 | 10 |  |  |  | No | R-410A | 1.95 | Residential & Commercial | Ducted CEE Tier 1
211244793 | Central HP <5.4 tons | KEEPRITE | HRCU-A-CB (Split System: Heat Pump with Remote Outdoor Unit-Air-Source) | DLCURAH24ABK |  |  | EN(A,D)4X30L17** | *92ESN0401712A* | 23600 | 15.5 | 8.1 | 26200 | 23400 | 89.31% | 1.92 | 0 | 10 |  |  |  | No | R-410A | 1.9667 | Residential & Commercial | Ducted CEE Tier 1
211244844 | Central HP <5.4 tons | KEEPRITE | HRCU-A-CB (Split System: Heat Pump with Remote Outdoor Unit-Air-Source) | DLCURAH24ABK |  |  | EN(A,D)4X30L17** | OMV112K14A | 24000 | 16 | 8.1 | 26400 | 23000 | 87.12% | 1.88 | 0 | 10 |  |  |  | No | R-410A | 2 | Residential & Commercial | Ducted CEE Tier 1
211244679 | Central HP <5.4 tons | KEEPRITE | HRCU-A-CB (Split System: Heat Pump with Remote Outdoor Unit-Air-Source) | DLCURAH24ABK |  |  | EN(A,D)4X30L17** | *80ES(N,L)0451412A* | 24600 | 16 | 8.1 | 26600 | 22400 | 84.21% | 1.84 | 0 | 10.5 |  |  |  | No | R-410A | 2.05 | Residential & Commercial | Ducted CEE Tier 1
214239639 | Central HP <5.4 tons | DAY & NIGHT | HRCU-A-CB (Split System: Heat Pump with Remote Outdoor Unit-Air-Source) | CVH837GKA** |  |  | END4X42L17**+WALLCON | *80CTL0451712B* | 31800 | 16.5 | 8.1 | 33400 | 25000 | 74.85% | 1.86 | 0 | 11 |  |  |  | No | R-410A | 2.65 | Residential & Commercial | Ducted CEE Tier 1
214239839 | Central HP <5.4 tons | DAY & NIGHT | HRCU-A-CB (Split System: Heat Pump with Remote Outdoor Unit-Air-Source) | CVH837GKA** |  |  | EN(A,D,W)4X42L21**+WALLCON | *96CTN1002122B* | 31800 | 16.5 | 8.1 | 33000 | 24400 | 73.94% | 1.88 | 0 | 11 |  |  |  | No | R-410A | 2.65 | Residential & Commercial | Ducted CEE Tier 1
207698165 | Central HP <5.4 tons | TCL | HRCU-A-CB (Split System: Heat Pump with Remote Outdoor Unit-Air-Source) | TCE-60HA/DV2ON |  |  | TCE-60D7HWA/DV2I |  | 54000 | 15.2 | 8.5 | 54000 | 38000 | 70.37% | 1.9 | 10 | 10 |  |  |  | No | R-410A | 4.5 | Residential & Commercial | Ducted CEE Tier 1
214242451 | Central HP <5.4 tons | DAY & NIGHT | HRCU-A-CB (Split System: Heat Pump with Remote Outdoor Unit-Air-Source) | CVH825GKA2* |  |  | EN(A,D)4X24L17**+WALLCON | *80CTL0901716B* | 23200 | 16 | 8.1 | 22000 | 16900 | 76.82% | 1.92 | 0 | 10.5 |  |  |  | No | R-410A | 1.9333 | Residential & Commercial | Ducted CEE Tier 1
214242601 | Central HP <5.4 tons | DAY & NIGHT | HRCU-A-CB (Split System: Heat Pump with Remote Outdoor Unit-Air-Source) | CVH825GKA2* |  |  | EN(A,D)4X30L17**+WALLCON | *97CMN0801714B* | 23400 | 16.5 | 8.1 | 21600 | 16700 | 77.31% | 1.92 | 0 | 10.5 |  |  |  | No | R-410A | 1.95 | Residential & Commercial | Ducted CEE Tier 1
214242701 | Central HP <5.4 tons | DAY & NIGHT | HRCU-A-CB (Split System: Heat Pump with Remote Outdoor Unit-Air-Source) | CVH825GKA2* |  |  | EN(A,D,W)4X36L17**+WALLCON | *97CMN0801714B* | 23400 | 16.5 | 8.1 | 21600 | 16700 | 77.31% | 1.92 | 0 | 10.5 |  |  |  | No | R-410A | 1.95 | Residential & Commercial | Ducted CEE Tier 1
210474103 | Central HP <5.4 tons | BRYANT HEATING AND COOLING SYSTEMS | HRCU-A-CB (Split System: Heat Pump with Remote Outdoor Unit-Air-Source) | 288BNV025*0**C* |  |  | CNPV*4824AL*+UI | 986TC66120C24*** | 24200 | 17 | 8.1 | 21200 | 16600 | 78.3% | 2.02 | 0 | 11.5 |  |  |  | No | R-410A | 2.0167 | Residential & Commercial | Ducted CEE Tier 1
215932450 | Central HP <5.4 tons | DAY & NIGHT | HRCU-A-CB (Split System: Heat Pump with Remote Outdoor Unit-Air-Source) | C5H3V36*K*AAA* |  |  | EA*5X48M21A*+WALLCON | *80CTL1102120B* | 33400 | 20.5 | 9.5 | 34400 | 26200 | 76.16% | 2.04 | 0 | 11.7 |  |  |  | No | R-454B | 2.7833 | Residential & Commercial | Ducted CEE Tier 1
215932500 | Central HP <5.4 tons | DAY & NIGHT | HRCU-A-CB (Split System: Heat Pump with Remote Outdoor Unit-Air-Source) | C5H3V36*K*AAA* |  |  | EA*5X48M21A*+WALLCON | *97CMN0802120B* | 33400 | 20 | 9.5 | 34600 | 26400 | 76.3% | 2.02 | 0 | 11.5 |  |  |  | No | R-454B | 2.7833 | Residential & Commercial | Ducted CEE Tier 1
215487457 | Central HP <5.4 tons | DAIKIN | HRCU-A-CB (Split System: Heat Pump with Remote Outdoor Unit-Air-Source) | DH7VSA4810A* |  |  | CHPEA6030*3A* | D*80VC1005C*A* | 45500 | 16.5 | 8.5 | 46500 | 33600 | 72.26% | 2 | 0 | 10 |  |  |  | No | R-32 | 3.7917 | Residential & Commercial | Ducted CEE Tier 1
214242881 | Central HP <5.4 tons | DAY & NIGHT | HRCU-A-CB (Split System: Heat Pump with Remote Outdoor Unit-Air-Source) | CVH825GKA2* |  |  | END4X42L17**+WALLCON | *80CTL0701716B* | 24000 | 16.5 | 8.1 | 21400 | 16700 | 78.04% | 1.98 | 0 | 11 |  |  |  | No | R-410A | 2 | Residential & Commercial | Ducted CEE Tier 1
214243111 | Central HP <5.4 tons | DAY & NIGHT | HRCU-A-CB (Split System: Heat Pump with Remote Outdoor Unit-Air-Source) | CVH825GKA2* |  |  | EN(A,D,W)4X48L21**+WALLCON | *80CTL0902120B* | 24200 | 17 | 8.1 | 21200 | 16600 | 78.3% | 2.02 | 0 | 11.5 |  |  |  | No | R-410A | 2.0167 | Residential & Commercial | Ducted CEE Tier 1
214239189 | Central HP <5.4 tons | DAY & NIGHT | HRCU-A-CB (Split System: Heat Pump with Remote Outdoor Unit-Air-Source) | CVH837GKA2* |  |  | EN(A,D,W)4X48L21**+WALLCON | *80CTL0901716B* | 32400 | 17 | 8.1 | 32800 | 24800 | 75.61% | 1.94 | 0 | 11.7 |  |  |  | No | R-410A | 2.7 | Residential & Commercial | Ducted CEE Tier 1
211226525 | Central HP <5.4 tons | KEEPRITE | HRCU-A-CB (Split System: Heat Pump with Remote Outdoor Unit-Air-Source) | DLCURAH36ABK |  |  | EA*4X37L17A* | *80ES(N,L)0701716A* | 36200 | 15.5 | 8.5 | 39500 | 35000 | 88.61% | 2.02 | 0 | 10 |  |  |  | No | R-410A | 3.0167 | Residential & Commercial | Ducted CEE Tier 1
211226630 | Central HP <5.4 tons | KEEPRITE | HRCU-A-CB (Split System: Heat Pump with Remote Outdoor Unit-Air-Source) | DLCURAH36ABK |  |  | EA*4X37L17A* | *92ESN0601714A* | 35800 | 16 | 8.1 | 38500 | 34800 | 90.39% | 2 | 0 | 10 |  |  |  | No | R-410A | 2.9833 | Residential & Commercial | Ducted CEE Tier 1
211226641 | Central HP <5.4 tons | KEEPRITE | HRCU-A-CB (Split System: Heat Pump with Remote Outdoor Unit-Air-Source) | DLCURAH36ABK |  |  | EA*4X37L17A* | *92ESN0801716A* | 36800 | 15.2 | 8.5 | 39500 | 35000 | 88.61% | 2.06 | 0 | 10 |  |  |  | No | R-410A | 3.0667 | Residential & Commercial | Ducted CEE Tier 1
215670454 | Central HP <5.4 tons | KENMORE | HRCU-A-CB (Split System: Heat Pump with Remote Outdoor Unit-Air-Source) | (C,H,T)5H0V36*K*AAA* |  |  | ESH5X60M12A*+WALLCON | *80CTL0902120B* | 34600 | 17 | 8.5 | 34600 | 24800 | 71.68% | 1.92 | 0 | 10 |  |  |  | No | R-454B | 2.8833 | Residential & Commercial | Ducted CEE Tier 1
210470810 | Central HP <5.4 tons | BRYANT HEATING AND COOLING SYSTEMS | HRCU-A-CB (Split System: Heat Pump with Remote Outdoor Unit-Air-Source) | 288BNV037*0**B* |  |  | CNPV*4821AL*+UI | 83*CA48060C17*** | 32400 | 17 | 8.1 | 33000 | 24800 | 75.15% | 1.94 | 0 | 11.7 |  |  |  | No | R-410A | 2.7 | Residential & Commercial | Ducted CEE Tier 1
210471112 | Central HP <5.4 tons | BRYANT HEATING AND COOLING SYSTEMS | HRCU-A-CB (Split System: Heat Pump with Remote Outdoor Unit-Air-Source) | 288BNV037*0**B* |  |  | CSPH*6012AL*+UI | 935CA60080C21*** | 33000 | 17 | 8.1 | 32200 | 24800 | 77.02% | 2.02 | 0 | 11.5 |  |  |  | No | R-410A | 2.75 | Residential & Commercial | Ducted CEE Tier 1
216508772 | Central HP <5.4 tons | FRASER-JOHNSTON | HRCU-A-CB (Split System: Heat Pump with Remote Outdoor Unit-Air-Source) | HH836E2S11 |  |  | CTF30A5ADS1 | TPLC060A12MP13 | 32800 | 17 | 8.5 | 30600 | 25200 | 82.35% | 2 | 0 | 11 |  |  |  | No | R-454B | 2.7333 | Residential & Commercial | Ducted CEE Tier 1
214861617 | Central HP <5.4 tons | TCL | HRCU-A-CB (Split System: Heat Pump with Remote Outdoor Unit-Air-Source) | TCU-36D7HEWA/DV2O |  |  | TCE-3036D6HWA/DVOE(02) | FG7TE-060D-V24B* | 32000 | 17 | 8.8 | 34600 | 24400 | 70.52% | 1.95 | 0 | 10.4 |  |  |  | No | R-410A | 2.6667 | Residential & Commercial | Ducted CEE Tier 1
215540547 | Central HP <5.4 tons | TCL | HRCU-A-CB (Split System: Heat Pump with Remote Outdoor Unit-Air-Source) | TCU-36D7HEWA/DV2O |  |  | TCE-3036D6HWA/DVOE(02) | FG7TC-060D-V24B* | 32000 | 17 | 8.8 | 34600 | 24400 | 70.52% | 1.95 | 0 | 10.4 |  |  |  | No | R-410A | 2.6667 | Residential & Commercial | Ducted CEE Tier 1
213080394 | Central HP <5.4 tons | BRYANT HEATING AND COOLING SYSTEMS | HRCU-A-CB (Split System: Heat Pump with Remote Outdoor Unit-Air-Source) | 38MURAQ36AB3* |  |  | CAP**4221AL* | 916SA66100M21*** | 35200 | 16 | 8.1 | 38500 | 35000 | 90.91% | 1.88 | 0 | 10 |  |  |  | No | R-410A | 2.9333 | Residential & Commercial | Ducted CEE Tier 1
214861620 | Central HP <5.4 tons | TCL | HRCU-A-CB (Split System: Heat Pump with Remote Outdoor Unit-Air-Source) | TCU-60D7HEWA/DV2O |  |  | TCE-4248D6HWA/DVOE(03) | FG7TE-100D-V35C* | 45000 | 17.5 | 8.5 | 46000 | 32400 | 70.43% | 1.95 | 0 | 11 |  |  |  | No | R-410A | 3.75 | Residential & Commercial | Ducted CEE Tier 1
213075935 | Central HP <5.4 tons | BRYANT HEATING AND COOLING SYSTEMS | HRCU-A-CB (Split System: Heat Pump with Remote Outdoor Unit-Air-Source) | 38MURAQ36AB3* |  |  | CAP**4821AL* | 935SB60100M21*** | 36000 | 16 | 8.5 | 38000 | 34800 | 91.58% | 2.04 | 0 | 10 |  |  |  | No | R-410A | 3 | Residential & Commercial | Ducted CEE Tier 1
212976083 | Central HP <5.4 tons | CARRIER | HRCU-A-CB (Split System: Heat Pump with Remote Outdoor Unit-Air-Source) | 38MURAQ24AB3* |  |  | CNPV*2417AL* | 59TP6C080V17**16 | 23400 | 16.5 | 8.5 | 27000 | 24800 | 91.85% | 2.04 | 0 | 10 |  |  |  | No | R-410A | 1.95 | Residential & Commercial | Ducted CEE Tier 1
212977562 | Central HP <5.4 tons | CARRIER | HRCU-A-CB (Split System: Heat Pump with Remote Outdoor Unit-Air-Source) | 38MURAQ24AB3* |  |  | CAP**2414AL* | 58S(B,C)*B045M14**12 | 23400 | 17 | 8.5 | 27000 | 26200 | 97.04% | 2.22 | 0 | 10 |  |  |  | No | R-410A | 1.95 | Residential & Commercial | Ducted CEE Tier 1
212977646 | Central HP <5.4 tons | CARRIER | HRCU-A-CB (Split System: Heat Pump with Remote Outdoor Unit-Air-Source) | 38MURAQ24AB3* |  |  | CNPV*2414AL* | 58S(B,C)*B045M14**12 | 23200 | 16.5 | 8.5 | 26800 | 25000 | 93.28% | 2.08 | 0 | 10 |  |  |  | No | R-410A | 1.9333 | Residential & Commercial | Ducted CEE Tier 1
212978114 | Central HP <5.4 tons | CARRIER | HRCU-A-CB (Split System: Heat Pump with Remote Outdoor Unit-Air-Source) | 38MURAQ24AB3* |  |  | CAP**3014AL* | 58S(B,C)*B070M14**12 | 23400 | 17 | 8.5 | 26200 | 24800 | 94.66% | 2.08 | 0 | 10 |  |  |  | No | R-410A | 1.95 | Residential & Commercial | Ducted CEE Tier 1
212979119 | Central HP <5.4 tons | CARRIER | HRCU-A-CB (Split System: Heat Pump with Remote Outdoor Unit-Air-Source) | 38MURAQ24AB3* |  |  | CAP**2417AL* | 58S(B,C)*B070M17**16 | 23400 | 17 | 9 | 26800 | 26400 | 98.51% | 2.24 | 0 | 10 |  |  |  | No | R-410A | 1.95 | Residential & Commercial | Ducted CEE Tier 1
212979203 | Central HP <5.4 tons | CARRIER | HRCU-A-CB (Split System: Heat Pump with Remote Outdoor Unit-Air-Source) | 38MURAQ24AB3* |  |  | CNPV*2417AL* | 58S(B,C)*B070M17**16 | 23200 | 16.5 | 8.5 | 26800 | 25400 | 94.78% | 2.14 | 0 | 10 |  |  |  | No | R-410A | 1.9333 | Residential & Commercial | Ducted CEE Tier 1
211244261 | Central HP <5.4 tons | KEEPRITE | HRCU-A-CB (Split System: Heat Pump with Remote Outdoor Unit-Air-Source) | DLCURAH24ABK |  |  | EN(A,D)4X24L17** | OLV098A12* | 23000 | 16 | 8.5 | 26400 | 24600 | 93.18% | 2.04 | 0 | 10 |  |  |  | No | R-410A | 1.9167 | Residential & Commercial | Ducted CEE Tier 1
212616999 | Central HP <5.4 tons | TCL | HRCU-A-CB (Split System: Heat Pump with Remote Outdoor Unit-Air-Source) | THH48HAI2NAF2U23 |  |  | THH36IAI2NAF2H23 |  | 36000 | 15.2 | 8.5 | 36000 | 30000 | 83.33% | 1.8 | 0 | 10 |  |  |  | No | R-410A | 3 | Residential & Commercial | Ducted CEE Tier 1
212979977 | Central HP <5.4 tons | CARRIER | HRCU-A-CB (Split System: Heat Pump with Remote Outdoor Unit-Air-Source) | 38MURAQ18AB3* |  |  | CAP**3017AL* | 58S(B,C)*B090M17**14 | 17700 | 16 | 8.5 | 18300 | 18700 | 102.2% | 2.24 | 0 | 10.5 |  |  |  | No | R-410A | 1.475 | Residential & Commercial | Ducted CEE Tier 1
215669560 | Central HP <5.4 tons | KENMORE | HRCU-A-CB (Split System: Heat Pump with Remote Outdoor Unit-Air-Source) | (C,H,T)5H0V36*K*AAA* |  |  | EA*5X61M21A*+WALLCON | *97CMN0801714B* | 34600 | 18 | 9 | 34600 | 25000 | 72.25% | 1.9 | 0 | 10 |  |  |  | No | R-454B | 2.8833 | Residential & Commercial | Ducted CEE Tier 1
215669360 | Central HP <5.4 tons | KENMORE | HRCU-A-CB (Split System: Heat Pump with Remote Outdoor Unit-Air-Source) | (C,H,T)5H0V36*K*AAA* |  |  | EA*5X60M24A*+WALLCON | *95CSU1002122B* | 34400 | 18 | 9 | 34200 | 24600 | 71.93% | 1.92 | 0 | 10 |  |  |  | No | R-454B | 2.8667 | Residential & Commercial | Ducted CEE Tier 1
211244658 | Central HP <5.4 tons | KEEPRITE | HRCU-A-CB (Split System: Heat Pump with Remote Outdoor Unit-Air-Source) | DLCURAH24ABK |  |  | EN(A,D)4X30L17** | *95ESN0261410A* | 23400 | 16 | 8.1 | 25800 | 24200 | 93.8% | 2 | 0 | 10 |  |  |  | No | R-410A | 1.95 | Residential & Commercial | Ducted CEE Tier 1
215669580 | Central HP <5.4 tons | KENMORE | HRCU-A-CB (Split System: Heat Pump with Remote Outdoor Unit-Air-Source) | (C,H,T)5H0V36*K*AAA* |  |  | EA*5X61M21A*+WALLCON | *97CMN1002122B* | 34800 | 18.5 | 9 | 34400 | 24800 | 72.09% | 1.92 | 0 | 10.5 |  |  |  | No | R-454B | 2.9 | Residential & Commercial | Ducted CEE Tier 1
215669630 | Central HP <5.4 tons | KENMORE | HRCU-A-CB (Split System: Heat Pump with Remote Outdoor Unit-Air-Source) | (C,H,T)5H0V36*K*AAA* |  |  | EA*5X61M24A*+WALLCON | *80CTL0702120B* | 34800 | 18.5 | 9 | 34400 | 24800 | 72.09% | 1.92 | 0 | 10 |  |  |  | No | R-454B | 2.9 | Residential & Commercial | Ducted CEE Tier 1
215669310 | Central HP <5.4 tons | KENMORE | HRCU-A-CB (Split System: Heat Pump with Remote Outdoor Unit-Air-Source) | (C,H,T)5H0V36*K*AAA* |  |  | EA*5X60M24A*+WALLCON | *80CTL0702120B* | 34400 | 18 | 9 | 34200 | 24800 | 72.51% | 1.9 | 0 | 10 |  |  |  | No | R-454B | 2.8667 | Residential & Commercial | Ducted CEE Tier 1
211244669 | Central HP <5.4 tons | KEEPRITE | HRCU-A-CB (Split System: Heat Pump with Remote Outdoor Unit-Air-Source) | DLCURAH24ABK |  |  | EN(A,D)4X30L17** | *96VTN0601714A* | 24000 | 16.5 | 8.1 | 26200 | 23200 | 88.55% | 1.92 | 0 | 10 |  |  |  | No | R-410A | 2 | Residential & Commercial | Ducted CEE Tier 1
211242515 | Central HP <5.4 tons | KEEPRITE | HRCU-A-CB (Split System: Heat Pump with Remote Outdoor Unit-Air-Source) | DLCURAH24ABK |  |  | EA*4X36L21A* | *96VTN0601714A* | 24000 | 16.5 | 8.5 | 26000 | 22800 | 87.69% | 1.88 | 0 | 10 |  |  |  | No | R-410A | 2 | Residential & Commercial | Ducted CEE Tier 1
211241724 | Central HP <5.4 tons | KEEPRITE | HRCU-A-CB (Split System: Heat Pump with Remote Outdoor Unit-Air-Source) | DLCURAH24ABK |  |  | EA*4X30L17A* | *95ESN0601714A* | 24600 | 16 | 8.5 | 26800 | 22600 | 84.33% | 1.84 | 0 | 10 |  |  |  | No | R-410A | 2.05 | Residential & Commercial | Ducted CEE Tier 1
211242058 | Central HP <5.4 tons | KEEPRITE | HRCU-A-CB (Split System: Heat Pump with Remote Outdoor Unit-Air-Source) | DLCURAH24ABK |  |  | EA*4X36L17A* | *95ESN0261410A* | 23400 | 16.5 | 8.5 | 25600 | 23600 | 92.19% | 1.96 | 0 | 10 |  |  |  | No | R-410A | 1.95 | Residential & Commercial | Ducted CEE Tier 1
211244462 | Central HP <5.4 tons | KEEPRITE | HRCU-A-CB (Split System: Heat Pump with Remote Outdoor Unit-Air-Source) | DLCURAH24ABK |  |  | EN(A,D)4X30L17** | *96VSN0601412A* | 23600 | 16.5 | 8.1 | 25800 | 23800 | 92.25% | 1.98 | 0 | 10 |  |  |  | No | R-410A | 1.9667 | Residential & Commercial | Ducted CEE Tier 1
215669650 | Central HP <5.4 tons | KENMORE | HRCU-A-CB (Split System: Heat Pump with Remote Outdoor Unit-Air-Source) | (C,H,T)5H0V36*K*AAA* |  |  | EA*5X61M24A*+WALLCON | *80CTL1102120B* | 35000 | 18.5 | 9 | 34400 | 24600 | 71.51% | 1.92 | 0 | 10.5 |  |  |  | No | R-454B | 2.9167 | Residential & Commercial | Ducted CEE Tier 1
211243777 | Central HP <5.4 tons | KEEPRITE | HRCU-A-CB (Split System: Heat Pump with Remote Outdoor Unit-Air-Source) | DLCURAH24ABK |  |  | EN(A,D)4X24L14** | *96VTN0601412A* | 23200 | 16 | 8.5 | 26400 | 24600 | 93.18% | 2.04 | 0 | 10 |  |  |  | No | R-410A | 1.9333 | Residential & Commercial | Ducted CEE Tier 1
215938295 | Central HP <5.4 tons | BRYANT HEATING AND COOLING SYSTEMS | HRCU-A-CB (Split System: Heat Pump with Remote Outdoor Unit-Air-Source) | 293VAN048**AA* |  |  | CVAVA6024XMA*+UI | 88*TB60090C21*** | 45500 | 21 | 8.1 | 52500 | 38000 | 72.38% | 1.95 | 0 | 11.5 |  |  |  | No | R-454B | 3.7917 | Residential & Commercial | Ducted CEE Tier 1
215669550 | Central HP <5.4 tons | KENMORE | HRCU-A-CB (Split System: Heat Pump with Remote Outdoor Unit-Air-Source) | (C,H,T)5H0V36*K*AAA* |  |  | EA*5X61M21A*+WALLCON | *97CMN0602120B* | 34600 | 18 | 9 | 34600 | 25000 | 72.25% | 1.9 | 0 | 10 |  |  |  | No | R-454B | 2.8833 | Residential & Commercial | Ducted CEE Tier 1
211244435 | Central HP <5.4 tons | KEEPRITE | HRCU-A-CB (Split System: Heat Pump with Remote Outdoor Unit-Air-Source) | DLCURAH24ABK |  |  | EN(A,D)4X30L17** | *96VSN0601714A* | 23400 | 16.5 | 8.1 | 25800 | 24000 | 93.02% | 2 | 0 | 10 |  |  |  | No | R-410A | 1.95 | Residential & Commercial | Ducted CEE Tier 1
211244738 | Central HP <5.4 tons | KEEPRITE | HRCU-A-CB (Split System: Heat Pump with Remote Outdoor Unit-Air-Source) | DLCURAH24ABK |  |  | EN(A,D)4X30L17** | *92ESN0601714A* | 24400 | 16.5 | 8.1 | 26400 | 22800 | 86.36% | 1.88 | 0 | 10.5 |  |  |  | No | R-410A | 2.0333 | Residential & Commercial | Ducted CEE Tier 1
212978308 | Central HP <5.4 tons | CARRIER | HRCU-A-CB (Split System: Heat Pump with Remote Outdoor Unit-Air-Source) | 38MURAQ18AB3* |  |  | CNPV*2414AL* | 58S(B,C)*B070M14**12 | 17600 | 16.5 | 8.5 | 18500 | 19100 | 103.2% | 2.3 | 0 | 11 |  |  |  | No | R-410A | 1.4667 | Residential & Commercial | Ducted CEE Tier 1
212980255 | Central HP <5.4 tons | CARRIER | HRCU-A-CB (Split System: Heat Pump with Remote Outdoor Unit-Air-Source) | 38MURAQ24AB3* |  |  | CAP**3621AL* | 58S(B,C)*B090M21**16 | 23400 | 17.5 | 8.5 | 26000 | 24400 | 93.85% | 2.04 | 0 | 10 |  |  |  | No | R-410A | 1.95 | Residential & Commercial | Ducted CEE Tier 1
212976032 | Central HP <5.4 tons | CARRIER | HRCU-A-CB (Split System: Heat Pump with Remote Outdoor Unit-Air-Source) | 38MURAQ24AB3* |  |  | CAP**3617AL* | GG96VTAB48080B** | 23600 | 17 | 8.5 | 26000 | 24200 | 93.08% | 2.02 | 0 | 10 |  |  |  | No | R-410A | 1.9667 | Residential & Commercial | Ducted CEE Tier 1
212976998 | Central HP <5.4 tons | CARRIER | HRCU-A-CB (Split System: Heat Pump with Remote Outdoor Unit-Air-Source) | 38MURAQ24AB3* |  |  | CNPV*3621AL* | 59TP6C100V21**22 | 23800 | 17 | 8.5 | 26400 | 23800 | 90.15% | 1.98 | 0 | 10.5 |  |  |  | No | R-410A | 1.9833 | Residential & Commercial | Ducted CEE Tier 1
212977586 | Central HP <5.4 tons | CARRIER | HRCU-A-CB (Split System: Heat Pump with Remote Outdoor Unit-Air-Source) | 38MURAQ24AB3* |  |  | CAP**2517AL* | 58S(B,C)*B045M14**12 | 24200 | 17 | 8.5 | 25200 | 21800 | 86.51% | 1.82 | 0 | 10 |  |  |  | No | R-410A | 2.0167 | Residential & Commercial | Ducted CEE Tier 1
212978102 | Central HP <5.4 tons | CARRIER | HRCU-A-CB (Split System: Heat Pump with Remote Outdoor Unit-Air-Source) | 38MURAQ24AB3* |  |  | CAP**2517AL* | 58S(B,C)*B070M14**12 | 24200 | 17.5 | 8.5 | 25200 | 21800 | 86.51% | 1.82 | 0 | 10.5 |  |  |  | No | R-410A | 2.0167 | Residential & Commercial | Ducted CEE Tier 1
214279755 | Central HP <5.4 tons | KEEPRITE | HRCU-A-CB (Split System: Heat Pump with Remote Outdoor Unit-Air-Source) | DLCURAH18ABK |  |  | EA*4X25L17A* | *96MSN0601716A* | 17700 | 16 | 8.5 | 17600 | 17800 | 101.1% | 2.14 | 0 | 10.5 |  |  |  | No | R-410A | 1.475 | Residential & Commercial | Ducted CEE Tier 1
212979401 | Central HP <5.4 tons | CARRIER | HRCU-A-CB (Split System: Heat Pump with Remote Outdoor Unit-Air-Source) | 38MURAQ36AB3* |  |  | CAP**4821AL* | 58S(B,C)*B070M21**16 | 35400 | 16.5 | 8.1 | 37800 | 34600 | 91.53% | 2 | 0 | 10 |  |  |  | No | R-410A | 2.95 | Residential & Commercial | Ducted CEE Tier 1
211245115 | Central HP <5.4 tons | KEEPRITE | HRCU-A-CB (Split System: Heat Pump with Remote Outdoor Unit-Air-Source) | DLCURAH24ABK |  |  | EN(A,D,W)4X36L17** | *80ES(N,L)0451412A* | 24600 | 16 | 8.1 | 26600 | 22400 | 84.21% | 1.84 | 0 | 10.5 |  |  |  | No | R-410A | 2.05 | Residential & Commercial | Ducted CEE Tier 1
211244638 | Central HP <5.4 tons | KEEPRITE | HRCU-A-CB (Split System: Heat Pump with Remote Outdoor Unit-Air-Source) | DLCURAH24ABK |  |  | EN(A,D)4X30L17** | *96VTN0401410A* | 23400 | 16 | 8.1 | 25800 | 24000 | 93.02% | 2 | 0 | 10 |  |  |  | No | R-410A | 1.95 | Residential & Commercial | Ducted CEE Tier 1
215670544 | Central HP <5.4 tons | KENMORE | HRCU-A-CB (Split System: Heat Pump with Remote Outdoor Unit-Air-Source) | (C,H,T)5H0V36*K*AAA* |  |  | ESH5X60M12A*+WALLCON | *97CMN1002122B* | 34600 | 17 | 8.5 | 34600 | 24800 | 71.68% | 1.92 | 0 | 10 |  |  |  | No | R-454B | 2.8833 | Residential & Commercial | Ducted CEE Tier 1
211244153 | Central HP <5.4 tons | KEEPRITE | HRCU-A-CB (Split System: Heat Pump with Remote Outdoor Unit-Air-Source) | DLCURAH24ABK |  |  | EN(A,D)4X24L17** | *92ESN0601412A* | 24200 | 15.5 | 8.5 | 27200 | 22600 | 83.09% | 1.86 | 0 | 10 |  |  |  | No | R-410A | 2.0167 | Residential & Commercial | Ducted CEE Tier 1
215670604 | Central HP <5.4 tons | KENMORE | HRCU-A-CB (Split System: Heat Pump with Remote Outdoor Unit-Air-Source) | (C,H,T)5H0V36*K*AAA* |  |  | ESH5X60M12A*+WALLCON | *96CTN1202422B* | 34600 | 17 | 8.5 | 34600 | 24800 | 71.68% | 1.92 | 0 | 10 |  |  |  | No | R-454B | 2.8833 | Residential & Commercial | Ducted CEE Tier 1
211243907 | Central HP <5.4 tons | KEEPRITE | HRCU-A-CB (Split System: Heat Pump with Remote Outdoor Unit-Air-Source) | DLCURAH24ABK |  |  | EN(A,D)4X24L17** | *95ESU0401712A* | 23200 | 16.5 | 8.5 | 26400 | 24400 | 92.42% | 2.04 | 0 | 10 |  |  |  | No | R-410A | 1.9333 | Residential & Commercial | Ducted CEE Tier 1
211244074 | Central HP <5.4 tons | KEEPRITE | HRCU-A-CB (Split System: Heat Pump with Remote Outdoor Unit-Air-Source) | DLCURAH24ABK |  |  | EN(A,D)4X24L17** | *96VTN0601412A* | 23200 | 16 | 8.5 | 26400 | 24600 | 93.18% | 2.04 | 0 | 10 |  |  |  | No | R-410A | 1.9333 | Residential & Commercial | Ducted CEE Tier 1
211244197 | Central HP <5.4 tons | KEEPRITE | HRCU-A-CB (Split System: Heat Pump with Remote Outdoor Unit-Air-Source) | DLCURAH24ABK |  |  | EN(A,D)4X24L17** | *95ESN0801716A* | 24200 | 15.2 | 8.5 | 27400 | 22600 | 82.48% | 1.84 | 0 | 10 |  |  |  | No | R-410A | 2.0167 | Residential & Commercial | Ducted CEE Tier 1
211244270 | Central HP <5.4 tons | KEEPRITE | HRCU-A-CB (Split System: Heat Pump with Remote Outdoor Unit-Air-Source) | DLCURAH24ABK |  |  | EN(A,D)4X24L17** | OMV112K14A | 23800 | 15.2 | 8.5 | 27000 | 23200 | 85.93% | 1.9 | 0 | 10 |  |  |  | No | R-410A | 1.9833 | Residential & Commercial | Ducted CEE Tier 1
211244529 | Central HP <5.4 tons | KEEPRITE | HRCU-A-CB (Split System: Heat Pump with Remote Outdoor Unit-Air-Source) | DLCURAH24ABK |  |  | EN(A,D)4X30L17** | *80VSL0701716A* | 23800 | 16.5 | 8.1 | 26000 | 23200 | 89.23% | 1.92 | 0 | 10.5 |  |  |  | No | R-410A | 1.9833 | Residential & Commercial | Ducted CEE Tier 1
211244715 | Central HP <5.4 tons | KEEPRITE | HRCU-A-CB (Split System: Heat Pump with Remote Outdoor Unit-Air-Source) | DLCURAH24ABK |  |  | EN(A,D)4X30L17** | *80ES(N,L)0901714A* | 24600 | 16.5 | 8.1 | 26400 | 22600 | 85.61% | 1.86 | 0 | 10.5 |  |  |  | No | R-410A | 2.05 | Residential & Commercial | Ducted CEE Tier 1
215669180 | Central HP <5.4 tons | KENMORE | HRCU-A-CB (Split System: Heat Pump with Remote Outdoor Unit-Air-Source) | (C,H,T)5H0V36*K*AAA* |  |  | EA*5X48M21A*+WALLCON | *80CTL1102120B* | 33800 | 18 | 9 | 35000 | 25000 | 71.43% | 1.9 | 0 | 10 |  |  |  | No | R-454B | 2.8167 | Residential & Commercial | Ducted CEE Tier 1
210474394 | Central HP <5.4 tons | BRYANT HEATING AND COOLING SYSTEMS | HRCU-A-CB (Split System: Heat Pump with Remote Outdoor Unit-Air-Source) | 288BNV025*0**C* |  |  | CSPH*4212AL*+UI | 986TC66100C21*** | 24200 | 16 | 8.1 | 21400 | 16600 | 77.57% | 2 | 0 | 10.5 |  |  |  | No | R-410A | 2.0167 | Residential & Commercial | Ducted CEE Tier 1
210474405 | Central HP <5.4 tons | BRYANT HEATING AND COOLING SYSTEMS | HRCU-A-CB (Split System: Heat Pump with Remote Outdoor Unit-Air-Source) | 288BNV025*0**C* |  |  | CSPH*4212AL*+UI | 88*TA36070C14*** | 24200 | 16.5 | 8.1 | 21200 | 16600 | 78.3% | 2.02 | 0 | 11 |  |  |  | No | R-410A | 2.0167 | Residential & Commercial | Ducted CEE Tier 1
210473414 | Central HP <5.4 tons | BRYANT HEATING AND COOLING SYSTEMS | HRCU-A-CB (Split System: Heat Pump with Remote Outdoor Unit-Air-Source) | 288BNV025*0**C* |  |  | CAP**4821AL*+UI | 88*TA48090C17*** | 24200 | 17.5 | 8.1 | 20800 | 16500 | 79.33% | 2.04 | 0 | 11.5 |  |  |  | No | R-410A | 2.0167 | Residential & Commercial | Ducted CEE Tier 1
210470799 | Central HP <5.4 tons | BRYANT HEATING AND COOLING SYSTEMS | HRCU-A-CB (Split System: Heat Pump with Remote Outdoor Unit-Air-Source) | 288BNV037*0**B* |  |  | CNPV*4821AL*+UI | 83*CA36040C17*** | 32400 | 17.5 | 8.1 | 33000 | 24800 | 75.15% | 1.94 | 0 | 11.7 |  |  |  | No | R-410A | 2.7 | Residential & Commercial | Ducted CEE Tier 1
210470375 | Central HP <5.4 tons | BRYANT HEATING AND COOLING SYSTEMS | HRCU-A-CB (Split System: Heat Pump with Remote Outdoor Unit-Air-Source) | 288BNV037*0**B* |  |  | CAP**6121AL*+UI | 935CA60080C21*** | 33200 | 18 | 8.5 | 32000 | 24800 | 77.5% | 2 | 0 | 11.5 |  |  |  | No | R-410A | 2.7667 | Residential & Commercial | Ducted CEE Tier 1
210470518 | Central HP <5.4 tons | BRYANT HEATING AND COOLING SYSTEMS | HRCU-A-CB (Split System: Heat Pump with Remote Outdoor Unit-Air-Source) | 288BNV037*0**B* |  |  | CAP**6124AL*+UI | 935CA60080C21*** | 33200 | 18 | 8.5 | 32000 | 24800 | 77.5% | 2 | 0 | 11.5 |  |  |  | No | R-410A | 2.7667 | Residential & Commercial | Ducted CEE Tier 1
213779783 | Central HP <5.4 tons | KENMORE | HRCU-A-CB (Split System: Heat Pump with Remote Outdoor Unit-Air-Source) | (C,H,T)VH837GKA** |  |  | EA*4X61L24A*+WALLCON | *97CMN1002122B* | 33200 | 17.5 | 8.5 | 32000 | 24800 | 77.5% | 2 | 0 | 11.7 |  |  |  | No | R-410A | 2.7667 | Residential & Commercial | Ducted CEE Tier 1
213779213 | Central HP <5.4 tons | KENMORE | HRCU-A-CB (Split System: Heat Pump with Remote Outdoor Unit-Air-Source) | (C,H,T)VH837GKA** |  |  | EA*4X42L24A*+WALLCON | *97CMN1002122B* | 31800 | 17 | 8.1 | 33000 | 24200 | 73.33% | 1.88 | 0 | 11 |  |  |  | No | R-410A | 2.65 | Residential & Commercial | Ducted CEE Tier 1
213779063 | Central HP <5.4 tons | KENMORE | HRCU-A-CB (Split System: Heat Pump with Remote Outdoor Unit-Air-Source) | (C,H,T)VH837GKA** |  |  | EA*4X42L21A*+WALLCON | *80CTL0451712B* | 31600 | 16.5 | 8.1 | 33400 | 24800 | 74.25% | 1.84 | 0 | 10.5 |  |  |  | No | R-410A | 2.6333 | Residential & Commercial | Ducted CEE Tier 1
213778763 | Central HP <5.4 tons | KENMORE | HRCU-A-CB (Split System: Heat Pump with Remote Outdoor Unit-Air-Source) | (C,H,T)VH837GKA** |  |  | EA*4X36L17A*+WALLCON | *80CTL0901716B* | 31200 | 16.5 | 8.1 | 33200 | 24200 | 72.89% | 1.84 | 0 | 10.5 |  |  |  | No | R-410A | 2.6 | Residential & Commercial | Ducted CEE Tier 1
213773683 | Central HP <5.4 tons | KENMORE | HRCU-A-CB (Split System: Heat Pump with Remote Outdoor Unit-Air-Source) | (C,H,T)VH825GKA3* |  |  | EA*4X43L21A*+WALLCON | *96CTN1002122B* | 24400 | 16.5 | 8.5 | 21200 | 16600 | 78.3% | 2.02 | 0 | 11 |  |  |  | No | R-410A | 2.0333 | Residential & Commercial | Ducted CEE Tier 1
213773163 | Central HP <5.4 tons | KENMORE | HRCU-A-CB (Split System: Heat Pump with Remote Outdoor Unit-Air-Source) | (C,H,T)VH825GKA3* |  |  | EA*4X37L17A*+WALLCON | *80CTL0451712B* | 24000 | 16 | 8.1 | 21600 | 16800 | 77.78% | 1.98 | 0 | 10.5 |  |  |  | No | R-410A | 2 | Residential & Commercial | Ducted CEE Tier 1
213773333 | Central HP <5.4 tons | KENMORE | HRCU-A-CB (Split System: Heat Pump with Remote Outdoor Unit-Air-Source) | (C,H,T)VH825GKA3* |  |  | EA*4X37L21A*+WALLCON | *97CMN0801714B* | 24400 | 16.5 | 8.1 | 21200 | 16600 | 78.3% | 2.02 | 0 | 11 |  |  |  | No | R-410A | 2.0333 | Residential & Commercial | Ducted CEE Tier 1
215669350 | Central HP <5.4 tons | KENMORE | HRCU-A-CB (Split System: Heat Pump with Remote Outdoor Unit-Air-Source) | (C,H,T)5H0V36*K*AAA* |  |  | EA*5X60M24A*+WALLCON | *95CSU0802120B* | 34400 | 18 | 9 | 34200 | 24800 | 72.51% | 1.9 | 0 | 10 |  |  |  | No | R-454B | 2.8667 | Residential & Commercial | Ducted CEE Tier 1
211243499 | Central HP <5.4 tons | KEEPRITE | HRCU-A-CB (Split System: Heat Pump with Remote Outdoor Unit-Air-Source) | DLCURAH24ABK |  |  | EA*4X37L21A* | *80ES(N,L)0451712A* | 24800 | 17 | 8.5 | 25400 | 21000 | 82.68% | 1.76 | 0 | 10.5 |  |  |  | No | R-410A | 2.0667 | Residential & Commercial | Ducted CEE Tier 1
211243582 | Central HP <5.4 tons | KEEPRITE | HRCU-A-CB (Split System: Heat Pump with Remote Outdoor Unit-Air-Source) | DLCURAH24ABK |  |  | EA*4X37L21A* | *92ESN0801716A* | 25000 | 17.5 | 8.5 | 25600 | 20800 | 81.25% | 1.76 | 0 | 10.5 |  |  |  | No | R-410A | 2.0833 | Residential & Commercial | Ducted CEE Tier 1
211245084 | Central HP <5.4 tons | KEEPRITE | HRCU-A-CB (Split System: Heat Pump with Remote Outdoor Unit-Air-Source) | DLCURAH24ABK |  |  | EN(A,D,W)4X36L17** | *96VTN0601412A* | 23600 | 16.5 | 8.1 | 25800 | 23800 | 92.25% | 1.98 | 0 | 10 |  |  |  | No | R-410A | 1.9667 | Residential & Commercial | Ducted CEE Tier 1
211244889 | Central HP <5.4 tons | KEEPRITE | HRCU-A-CB (Split System: Heat Pump with Remote Outdoor Unit-Air-Source) | DLCURAH24ABK |  |  | EN(A,D,W)4X36L17** | *96VSN0401712A* | 23400 | 16 | 8.1 | 25800 | 24000 | 93.02% | 1.98 | 0 | 10 |  |  |  | No | R-410A | 1.95 | Residential & Commercial | Ducted CEE Tier 1
211244648 | Central HP <5.4 tons | KEEPRITE | HRCU-A-CB (Split System: Heat Pump with Remote Outdoor Unit-Air-Source) | DLCURAH24ABK |  |  | EN(A,D)4X30L17** | *96VTN0601412A* | 23600 | 16.5 | 8.1 | 25800 | 23800 | 92.25% | 1.98 | 0 | 10 |  |  |  | No | R-410A | 1.9667 | Residential & Commercial | Ducted CEE Tier 1
210474015 | Central HP <5.4 tons | BRYANT HEATING AND COOLING SYSTEMS | HRCU-A-CB (Split System: Heat Pump with Remote Outdoor Unit-Air-Source) | 288BNV025*0**C* |  |  | CNPV*4821AL*+UI | 987MB66100C21*** | 24200 | 17 | 8.1 | 21400 | 16600 | 77.57% | 2.02 | 0 | 11.5 |  |  |  | No | R-410A | 2.0167 | Residential & Commercial | Ducted CEE Tier 1
210474449 | Central HP <5.4 tons | BRYANT HEATING AND COOLING SYSTEMS | HRCU-A-CB (Split System: Heat Pump with Remote Outdoor Unit-Air-Source) | 288BNV025*0**C* |  |  | CSPH*4812AL*+UI | 935CA60080C21*** | 24200 | 16.5 | 8.1 | 21200 | 16600 | 78.3% | 2.02 | 0 | 11 |  |  |  | No | R-410A | 2.0167 | Residential & Commercial | Ducted CEE Tier 1
210473051 | Central HP <5.4 tons | BRYANT HEATING AND COOLING SYSTEMS | HRCU-A-CB (Split System: Heat Pump with Remote Outdoor Unit-Air-Source) | 288BNV025*0**C* |  |  | CAP**4224AL*+UI | 987MB66120C24*** | 23800 | 16.5 | 8.1 | 21400 | 16700 | 78.04% | 1.96 | 0 | 11 |  |  |  | No | R-410A | 1.9833 | Residential & Commercial | Ducted CEE Tier 1
210473894 | Central HP <5.4 tons | BRYANT HEATING AND COOLING SYSTEMS | HRCU-A-CB (Split System: Heat Pump with Remote Outdoor Unit-Air-Source) | 288BNV025*0**C* |  |  | CNPV*4821AL*+UI | 935CA60080C21*** | 24200 | 17 | 8.1 | 21200 | 16600 | 78.3% | 2.02 | 0 | 11.5 |  |  |  | No | R-410A | 2.0167 | Residential & Commercial | Ducted CEE Tier 1
210473971 | Central HP <5.4 tons | BRYANT HEATING AND COOLING SYSTEMS | HRCU-A-CB (Split System: Heat Pump with Remote Outdoor Unit-Air-Source) | 288BNV025*0**C* |  |  | CNPV*4821AL*+UI | 986TC42060C17*** | 24000 | 16.5 | 8.1 | 21400 | 16700 | 78.04% | 2 | 0 | 11 |  |  |  | No | R-410A | 2 | Residential & Commercial | Ducted CEE Tier 1
210474328 | Central HP <5.4 tons | BRYANT HEATING AND COOLING SYSTEMS | HRCU-A-CB (Split System: Heat Pump with Remote Outdoor Unit-Air-Source) | 288BNV025*0**C* |  |  | CSPH*4212AL*+UI | 986TC42080C17*** | 24000 | 16 | 8.1 | 21400 | 16700 | 78.04% | 2 | 0 | 10.5 |  |  |  | No | R-410A | 2 | Residential & Commercial | Ducted CEE Tier 1
213782193 | Central HP <5.4 tons | KENMORE | HRCU-A-CB (Split System: Heat Pump with Remote Outdoor Unit-Air-Source) | (C,H,T)VH837GKA2* |  |  | EHD4X48AAL+WALLCON | *96CTN1002122B* | 32600 | 16.5 | 8.1 | 33000 | 24800 | 75.15% | 1.96 | 0 | 11 |  |  |  | No | R-410A | 2.7167 | Residential & Commercial | Ducted CEE Tier 1
214397498 | Central HP <5.4 tons | FRASER-JOHNSTON | HRCU-A-CB (Split System: Heat Pump with Remote Outdoor Unit-Air-Source) | HH860E2S11 |  |  | CTF60C5CGS1 | TM9V080C16MP12 | 43500 | 17 | 9 | 44000 | 33600 | 76.36% | 2 | 0 | 11 |  |  |  | No | R-454B | 3.625 | Residential & Commercial | Ducted CEE Tier 1
207252600 | Central HP <5.4 tons | TCL | HRCU-A-CB (Split System: Heat Pump with Remote Outdoor Unit-Air-Source) | TCE-60HA/DV2O |  |  | TCE-3036D6HWA/DVOE(02) | MGH96M080B3A | 33000 | 17 | 8.5 | 34000 | 25000 | 73.53% | 1.9 | 12.5 | 11.7 |  |  |  | No | R-410A | 2.75 | Residential & Commercial | Ducted CEE Tier 1
213782243 | Central HP <5.4 tons | KENMORE | HRCU-A-CB (Split System: Heat Pump with Remote Outdoor Unit-Air-Source) | (C,H,T)VH837GKA2* |  |  | EHD4X60AAL+WALLCON | *80CTL0901716B* | 33000 | 16.5 | 8.1 | 32200 | 24800 | 77.02% | 1.98 | 0 | 11 |  |  |  | No | R-410A | 2.75 | Residential & Commercial | Ducted CEE Tier 1
213781643 | Central HP <5.4 tons | KENMORE | HRCU-A-CB (Split System: Heat Pump with Remote Outdoor Unit-Air-Source) | (C,H,T)VH837GKA2* |  |  | EA*4X61L21A*+WALLCON | *96CTN0801714B* | 33000 | 17 | 8.1 | 32000 | 25000 | 78.12% | 1.96 | 0 | 11 |  |  |  | No | R-410A | 2.75 | Residential & Commercial | Ducted CEE Tier 1
211244539 | Central HP <5.4 tons | KEEPRITE | HRCU-A-CB (Split System: Heat Pump with Remote Outdoor Unit-Air-Source) | DLCURAH24ABK |  |  | EN(A,D)4X30L17** | *95ESU0601716A* | 24200 | 16.5 | 8.1 | 26200 | 22800 | 87.02% | 1.9 | 0 | 10.5 |  |  |  | No | R-410A | 2.0167 | Residential & Commercial | Ducted CEE Tier 1
211242440 | Central HP <5.4 tons | KEEPRITE | HRCU-A-CB (Split System: Heat Pump with Remote Outdoor Unit-Air-Source) | DLCURAH24ABK |  |  | EA*4X36L21A* | *80ESU0401712A* | 24200 | 17.5 | 8.5 | 26000 | 22800 | 87.69% | 1.9 | 0 | 10 |  |  |  | No | R-410A | 2.0167 | Residential & Commercial | Ducted CEE Tier 1
211242535 | Central HP <5.4 tons | KEEPRITE | HRCU-A-CB (Split System: Heat Pump with Remote Outdoor Unit-Air-Source) | DLCURAH24ABK |  |  | EA*4X36L21A* | *96VTN1002120A* | 24000 | 17 | 8.5 | 26000 | 22800 | 87.69% | 1.9 | 0 | 10 |  |  |  | No | R-410A | 2 | Residential & Commercial | Ducted CEE Tier 1
210470919 | Central HP <5.4 tons | CARRIER | HRCU-A-CB (Split System: Heat Pump with Remote Outdoor Unit-Air-Source) | 25VNA837A*031* |  |  | CNPV*6024AL*+UI | 58TN*A135C24**22 | 32800 | 18 | 8.1 | 32200 | 24600 | 76.4% | 1.98 | 0 | 12 |  |  |  | No | R-410A | 2.7333 | Residential & Commercial | Ducted CEE Tier 1
210472864 | Central HP <5.4 tons | BRYANT HEATING AND COOLING SYSTEMS | HRCU-A-CB (Split System: Heat Pump with Remote Outdoor Unit-Air-Source) | 288BNV025*0**C* |  |  | CAP**4221AL*+UI | 83*CA60100C21*** | 23800 | 16.5 | 8.1 | 21400 | 16700 | 78.04% | 1.94 | 0 | 10.5 |  |  |  | No | R-410A | 1.9833 | Residential & Commercial | Ducted CEE Tier 1
210473293 | Central HP <5.4 tons | BRYANT HEATING AND COOLING SYSTEMS | HRCU-A-CB (Split System: Heat Pump with Remote Outdoor Unit-Air-Source) | 288BNV025*0**C* |  |  | CAP**4821AL*+UI | 83*CA36040C17*** | 24200 | 17 | 8.1 | 21000 | 16500 | 78.57% | 2.02 | 0 | 11 |  |  |  | No | R-410A | 2.0167 | Residential & Commercial | Ducted CEE Tier 1
210472908 | Central HP <5.4 tons | BRYANT HEATING AND COOLING SYSTEMS | HRCU-A-CB (Split System: Heat Pump with Remote Outdoor Unit-Air-Source) | 288BNV025*0**C* |  |  | CAP**4221AL*+UI | 986TC42080C17*** | 23600 | 16.5 | 8.1 | 21400 | 16700 | 78.04% | 1.96 | 0 | 11 |  |  |  | No | R-410A | 1.9667 | Residential & Commercial | Ducted CEE Tier 1
210473183 | Central HP <5.4 tons | BRYANT HEATING AND COOLING SYSTEMS | HRCU-A-CB (Split System: Heat Pump with Remote Outdoor Unit-Air-Source) | 288BNV025*0**C* |  |  | CAP**4321AL*+UI | 986TC42080C17*** | 24400 | 16.5 | 8.1 | 21200 | 16700 | 78.77% | 2.02 | 0 | 11 |  |  |  | No | R-410A | 2.0333 | Residential & Commercial | Ducted CEE Tier 1
208141134 | Central HP <5.4 tons | TCL | HRCU-A-CB (Split System: Heat Pump with Remote Outdoor Unit-Air-Source) | TCU-36D7HEWA/DV2O |  |  | TCE-3036D6HWA/DVOE(02) | MGH96M060B3A | 32000 | 17 | 8.8 | 34600 | 24400 | 70.52% | 1.95 | 10.8 | 10.4 |  |  |  | No | R-410A | 2.6667 | Residential & Commercial | Ducted CEE Tier 1
211603990 | Central HP <5.4 tons | TCL | HRCU-A-CB (Split System: Heat Pump with Remote Outdoor Unit-Air-Source) | THH30HAI2NAF2U23 |  |  | THH36IAI2NAF2H23 |  | 28000 | 15.2 | 8.5 | 28000 | 21000 | 75% | 1.81 | 0 | 11 |  |  |  | No | R-410A | 2.3333 | Residential & Commercial | Ducted CEE Tier 1
215864809 | Central HP <5.4 tons | TRANE | HRCU-A-CB (Split System: Heat Pump with Remote Outdoor Unit-Air-Source) | 5TWV8X36A1 |  |  | 5PX*CD07AS3 | S8V2C080M5PDB | 32800 | 18.1 | 8.5 | 34000 | 25600 | 75.29% | 2.1 | 0 | 10 |  |  |  | No | R-454B | 2.7333 | Residential & Commercial | Ducted CEE Tier 1
215669740 | Central HP <5.4 tons | KENMORE | HRCU-A-CB (Split System: Heat Pump with Remote Outdoor Unit-Air-Source) | (C,H,T)5H0V36*K*AAA* |  |  | EA*5X61M24A*+WALLCON | *96CTN1202422B* | 35000 | 18.5 | 9 | 34400 | 24800 | 72.09% | 1.92 | 0 | 10.5 |  |  |  | No | R-454B | 2.9167 | Residential & Commercial | Ducted CEE Tier 1
215669140 | Central HP <5.4 tons | KENMORE | HRCU-A-CB (Split System: Heat Pump with Remote Outdoor Unit-Air-Source) | (C,H,T)5H0V36*K*AAA* |  |  | EA*5X48M21A*+WALLCON | *80CTL0701716B* | 33600 | 18 | 9 | 35200 | 25200 | 71.59% | 1.88 | 0 | 10 |  |  |  | No | R-454B | 2.8 | Residential & Commercial | Ducted CEE Tier 1
211244164 | Central HP <5.4 tons | KEEPRITE | HRCU-A-CB (Split System: Heat Pump with Remote Outdoor Unit-Air-Source) | DLCURAH24ABK |  |  | EN(A,D)4X24L17** | *92ESN0601714A* | 23800 | 16.5 | 8.5 | 26800 | 23200 | 86.57% | 1.92 | 0 | 10 |  |  |  | No | R-410A | 1.9833 | Residential & Commercial | Ducted CEE Tier 1
211243687 | Central HP <5.4 tons | KEEPRITE | HRCU-A-CB (Split System: Heat Pump with Remote Outdoor Unit-Air-Source) | DLCURAH24ABK |  |  | EA*4X37L21A* | OMV112K14A | 25000 | 16 | 8.5 | 25600 | 21000 | 82.03% | 1.76 | 0 | 10 |  |  |  | No | R-410A | 2.0833 | Residential & Commercial | Ducted CEE Tier 1
211243571 | Central HP <5.4 tons | KEEPRITE | HRCU-A-CB (Split System: Heat Pump with Remote Outdoor Unit-Air-Source) | DLCURAH24ABK |  |  | EA*4X37L21A* | *92ESN0601714A* | 25000 | 17 | 8.5 | 25600 | 20800 | 81.25% | 1.76 | 0 | 10.5 |  |  |  | No | R-410A | 2.0833 | Residential & Commercial | Ducted CEE Tier 1
211244341 | Central HP <5.4 tons | KEEPRITE | HRCU-A-CB (Split System: Heat Pump with Remote Outdoor Unit-Air-Source) | DLCURAH24ABK |  |  | EN(A,D)4X30L14** | *96VTN0401410A* | 23600 | 15.5 | 8.1 | 26200 | 23600 | 90.08% | 1.92 | 0 | 10 |  |  |  | No | R-410A | 1.9667 | Residential & Commercial | Ducted CEE Tier 1
211243723 | Central HP <5.4 tons | KEEPRITE | HRCU-A-CB (Split System: Heat Pump with Remote Outdoor Unit-Air-Source) | DLCURAH24ABK |  |  | EN(A,D)4X24L14** | *96VSN0601412A* | 23200 | 16 | 8.5 | 26400 | 24600 | 93.18% | 2.04 | 0 | 10 |  |  |  | No | R-410A | 1.9333 | Residential & Commercial | Ducted CEE Tier 1
211243756 | Central HP <5.4 tons | KEEPRITE | HRCU-A-CB (Split System: Heat Pump with Remote Outdoor Unit-Air-Source) | DLCURAH24ABK |  |  | EN(A,D)4X24L14** | *95ESN0601412A* | 24000 | 15.2 | 8.5 | 27200 | 23000 | 84.56% | 1.88 | 0 | 10 |  |  |  | No | R-410A | 2 | Residential & Commercial | Ducted CEE Tier 1
211243870 | Central HP <5.4 tons | KEEPRITE | HRCU-A-CB (Split System: Heat Pump with Remote Outdoor Unit-Air-Source) | DLCURAH24ABK |  |  | EN(A,D)4X24L17** | *96VSN0401410A* | 23400 | 15.5 | 8.5 | 26600 | 24000 | 90.23% | 1.96 | 0 | 10 |  |  |  | No | R-410A | 1.95 | Residential & Commercial | Ducted CEE Tier 1
211243897 | Central HP <5.4 tons | KEEPRITE | HRCU-A-CB (Split System: Heat Pump with Remote Outdoor Unit-Air-Source) | DLCURAH24ABK |  |  | EN(A,D)4X24L17** | *96VSN0801716A* | 23800 | 16 | 8.5 | 26800 | 23400 | 87.31% | 1.92 | 0 | 10 |  |  |  | No | R-410A | 1.9833 | Residential & Commercial | Ducted CEE Tier 1
211243637 | Central HP <5.4 tons | KEEPRITE | HRCU-A-CB (Split System: Heat Pump with Remote Outdoor Unit-Air-Source) | DLCURAH24ABK |  |  | EA*4X37L21A* | *92ESN0401712A* | 24400 | 16 | 8.1 | 25400 | 21200 | 83.46% | 1.78 | 0 | 10 |  |  |  | No | R-410A | 2.0333 | Residential & Commercial | Ducted CEE Tier 1
211243428 | Central HP <5.4 tons | KEEPRITE | HRCU-A-CB (Split System: Heat Pump with Remote Outdoor Unit-Air-Source) | DLCURAH24ABK |  |  | EA*4X37L21A* | *96VTN0801716A* | 24800 | 17 | 8.5 | 25600 | 21000 | 82.03% | 1.76 | 0 | 10.5 |  |  |  | No | R-410A | 2.0667 | Residential & Commercial | Ducted CEE Tier 1
211243469 | Central HP <5.4 tons | KEEPRITE | HRCU-A-CB (Split System: Heat Pump with Remote Outdoor Unit-Air-Source) | DLCURAH24ABK |  |  | EA*4X37L21A* | *96VTN0802120A* | 24200 | 17 | 8.1 | 25000 | 21400 | 85.6% | 1.8 | 0 | 10 |  |  |  | No | R-410A | 2.0167 | Residential & Commercial | Ducted CEE Tier 1
211226691 | Central HP <5.4 tons | KEEPRITE | HRCU-A-CB (Split System: Heat Pump with Remote Outdoor Unit-Air-Source) | DLCURAH36ABK |  |  | EA*4X37L17A* | *96VSN0801716A* | 36200 | 15.2 | 8.5 | 39500 | 35000 | 88.61% | 2.02 | 0 | 10 |  |  |  | No | R-410A | 3.0167 | Residential & Commercial | Ducted CEE Tier 1
210471130 | Central HP <5.4 tons | KEEPRITE | HRCU-A-CB (Split System: Heat Pump with Remote Outdoor Unit-Air-Source) | CVH837GKA2* |  |  | EHD4X60AAL+WALLCON | *95CSU1002122A* | 33000 | 17 | 8.1 | 32200 | 24800 | 77.02% | 2.02 | 0 | 11.5 |  |  |  | No | R-410A | 2.75 | Residential & Commercial | Ducted CEE Tier 1
210471284 | Central HP <5.4 tons | KEEPRITE | HRCU-A-CB (Split System: Heat Pump with Remote Outdoor Unit-Air-Source) | CVH837GKA2* |  |  | EHD4X60AAL+WALLCON | *96CTN1002122A* | 33000 | 17 | 8.1 | 32200 | 24800 | 77.02% | 2.02 | 0 | 11.5 |  |  |  | No | R-410A | 2.75 | Residential & Commercial | Ducted CEE Tier 1
214242281 | Central HP <5.4 tons | DAY & NIGHT | HRCU-A-CB (Split System: Heat Pump with Remote Outdoor Unit-Air-Source) | CVH825GKA3* |  |  | EN(A,D,W)4X48L21**+WALLCON | *97CMN0801714B* | 24000 | 16.5 | 8.1 | 21400 | 16600 | 77.57% | 2 | 0 | 11 |  |  |  | No | R-410A | 2 | Residential & Commercial | Ducted CEE Tier 1
214242311 | Central HP <5.4 tons | DAY & NIGHT | HRCU-A-CB (Split System: Heat Pump with Remote Outdoor Unit-Air-Source) | CVH825GKA3* |  |  | EN(A,D,W)4X48L21**+WALLCON | *96CTN0801714B* | 24000 | 17 | 8.1 | 21400 | 16600 | 77.57% | 2 | 0 | 11 |  |  |  | No | R-410A | 2 | Residential & Commercial | Ducted CEE Tier 1
214242331 | Central HP <5.4 tons | DAY & NIGHT | HRCU-A-CB (Split System: Heat Pump with Remote Outdoor Unit-Air-Source) | CVH825GKA3* |  |  | EN(A,D)4X48L24**+WALLCON | *80CTL0902120B* | 24200 | 17 | 8.1 | 21200 | 16600 | 78.3% | 2 | 0 | 11 |  |  |  | No | R-410A | 2.0167 | Residential & Commercial | Ducted CEE Tier 1
214241831 | Central HP <5.4 tons | DAY & NIGHT | HRCU-A-CB (Split System: Heat Pump with Remote Outdoor Unit-Air-Source) | CVH825GKA3* |  |  | EN(A,D,W)4X36L17**+WALLCON | *97CMN0801714B* | 23400 | 16.5 | 8.1 | 21600 | 16700 | 77.31% | 1.9 | 0 | 10.5 |  |  |  | No | R-410A | 1.95 | Residential & Commercial | Ducted CEE Tier 1
214241981 | Central HP <5.4 tons | DAY & NIGHT | HRCU-A-CB (Split System: Heat Pump with Remote Outdoor Unit-Air-Source) | CVH825GKA3* |  |  | EN(A,D)4X36L21**+WALLCON | *96CTN1002122B* | 23600 | 16.5 | 8.1 | 21400 | 16700 | 78.04% | 1.92 | 0 | 11 |  |  |  | No | R-410A | 1.9667 | Residential & Commercial | Ducted CEE Tier 1
214242081 | Central HP <5.4 tons | DAY & NIGHT | HRCU-A-CB (Split System: Heat Pump with Remote Outdoor Unit-Air-Source) | CVH825GKA3* |  |  | END4X42L17**+WALLCON | *96CTN0801714B* | 24000 | 16.5 | 8.1 | 21400 | 16600 | 77.57% | 1.98 | 0 | 11 |  |  |  | No | R-410A | 2 | Residential & Commercial | Ducted CEE Tier 1
214242351 | Central HP <5.4 tons | DAY & NIGHT | HRCU-A-CB (Split System: Heat Pump with Remote Outdoor Unit-Air-Source) | CVH825GKA3* |  |  | EN(A,D)4X48L24**+WALLCON | *80CTL1352422B* | 24200 | 17 | 8.1 | 21200 | 16600 | 78.3% | 2 | 0 | 11 |  |  |  | No | R-410A | 2.0167 | Residential & Commercial | Ducted CEE Tier 1
211387514 | Central HP <5.4 tons | FRASER-JOHNSTON | HRCU-A-CB (Split System: Heat Pump with Remote Outdoor Unit-Air-Source) | HMH72B341 |  |  | XAFC36DXXN1+TXV | TP9C100C16MP13 | 34000 | 17.5 | 8.5 | 34000 | 24000 | 70.59% | 2.1 | 0 | 10 |  |  |  | No | R-410A | 2.8333 | Residential & Commercial | Ducted CEE Tier 1
211387625 | Central HP <5.4 tons | FRASER-JOHNSTON | HRCU-A-CB (Split System: Heat Pump with Remote Outdoor Unit-Air-Source) | HMH72B341 |  |  | XAFC36DXXN1+TXV | TM9V080C16MP12 | 34000 | 17.5 | 8.1 | 33800 | 23800 | 70.41% | 2.08 | 0 | 10 |  |  |  | No | R-410A | 2.8333 | Residential & Commercial | Ducted CEE Tier 1
213076253 | Central HP <5.4 tons | BRYANT HEATING AND COOLING SYSTEMS | HRCU-A-CB (Split System: Heat Pump with Remote Outdoor Unit-Air-Source) | 38MURAQ36AB3* |  |  | CAP**3721AL* | 935SB66100M21*** | 36400 | 16.5 | 8.5 | 38000 | 34800 | 91.58% | 2.06 | 0 | 10 |  |  |  | No | R-410A | 3.0333 | Residential & Commercial | Ducted CEE Tier 1
211243511 | Central HP <5.4 tons | KEEPRITE | HRCU-A-CB (Split System: Heat Pump with Remote Outdoor Unit-Air-Source) | DLCURAH24ABK |  |  | EA*4X37L21A* | *80ES(N,L)0701712A* | 25000 | 16.5 | 8.5 | 25600 | 20800 | 81.25% | 1.76 | 0 | 10.5 |  |  |  | No | R-410A | 2.0833 | Residential & Commercial | Ducted CEE Tier 1
215669380 | Central HP <5.4 tons | KENMORE | HRCU-A-CB (Split System: Heat Pump with Remote Outdoor Unit-Air-Source) | (C,H,T)5H0V36*K*AAA* |  |  | EA*5X60M24A*+WALLCON | *97CMN0802120B* | 34400 | 18 | 9 | 34200 | 24800 | 72.51% | 1.9 | 0 | 10 |  |  |  | No | R-454B | 2.8667 | Residential & Commercial | Ducted CEE Tier 1
215669250 | Central HP <5.4 tons | KENMORE | HRCU-A-CB (Split System: Heat Pump with Remote Outdoor Unit-Air-Source) | (C,H,T)5H0V36*K*AAA* |  |  | EA*5X48M21A*+WALLCON | *97CMN0802120B* | 33800 | 18 | 9 | 35000 | 25000 | 71.43% | 1.88 | 0 | 10 |  |  |  | No | R-454B | 2.8167 | Residential & Commercial | Ducted CEE Tier 1
211242615 | Central HP <5.4 tons | KEEPRITE | HRCU-A-CB (Split System: Heat Pump with Remote Outdoor Unit-Air-Source) | DLCURAH24ABK |  |  | EA*4X36L21A* | *80ES(N,L)1102120A* | 25200 | 16.5 | 8.5 | 26800 | 21800 | 81.34% | 1.8 | 0 | 10 |  |  |  | No | R-410A | 2.1 | Residential & Commercial | Ducted CEE Tier 1
211242127 | Central HP <5.4 tons | KEEPRITE | HRCU-A-CB (Split System: Heat Pump with Remote Outdoor Unit-Air-Source) | DLCURAH24ABK |  |  | EA*4X36L17A* | *92ESN0601412A* | 23600 | 17 | 8.5 | 25600 | 23600 | 92.19% | 1.96 | 0 | 10 |  |  |  | No | R-410A | 1.9667 | Residential & Commercial | Ducted CEE Tier 1
211241225 | Central HP <5.4 tons | KEEPRITE | HRCU-A-CB (Split System: Heat Pump with Remote Outdoor Unit-Air-Source) | DLCURAH24ABK |  |  | EA*4X25L17A* | OLV098A12* | 24000 | 16.5 | 8.1 | 25000 | 21800 | 87.2% | 1.82 | 0 | 10 |  |  |  | No | R-410A | 2 | Residential & Commercial | Ducted CEE Tier 1
210473458 | Central HP <5.4 tons | BRYANT HEATING AND COOLING SYSTEMS | HRCU-A-CB (Split System: Heat Pump with Remote Outdoor Unit-Air-Source) | 288BNV025*0**C* |  |  | CAP**4824AL*+UI | 83*CA60100C21*** | 24000 | 16.5 | 8.1 | 21000 | 16600 | 79.05% | 2 | 0 | 11 |  |  |  | No | R-410A | 2 | Residential & Commercial | Ducted CEE Tier 1
210473139 | Central HP <5.4 tons | BRYANT HEATING AND COOLING SYSTEMS | HRCU-A-CB (Split System: Heat Pump with Remote Outdoor Unit-Air-Source) | 288BNV025*0**C* |  |  | CAP**4321AL*+UI | 83*CA60100C21*** | 24400 | 16.5 | 8.1 | 21200 | 16600 | 78.3% | 2.02 | 0 | 10.5 |  |  |  | No | R-410A | 2.0333 | Residential & Commercial | Ducted CEE Tier 1
210473337 | Central HP <5.4 tons | BRYANT HEATING AND COOLING SYSTEMS | HRCU-A-CB (Split System: Heat Pump with Remote Outdoor Unit-Air-Source) | 288BNV025*0**C* |  |  | CAP**4821AL*+UI | 88*TA48070C17*** | 24000 | 17 | 8.1 | 21000 | 16600 | 79.05% | 2.02 | 0 | 11 |  |  |  | No | R-410A | 2 | Residential & Commercial | Ducted CEE Tier 1
215933500 | Central HP <5.4 tons | DAY & NIGHT | HRCU-A-CB (Split System: Heat Pump with Remote Outdoor Unit-Air-Source) | C5H3V36*K*AAA* |  |  | ESH5X42M12A*+WALLCON | *96CTN1202422B* | 33600 | 19 | 9 | 34600 | 26600 | 76.88% | 1.94 | 0 | 11.5 |  |  |  | No | R-454B | 2.8 | Residential & Commercial | Ducted CEE Tier 1
215933550 | Central HP <5.4 tons | DAY & NIGHT | HRCU-A-CB (Split System: Heat Pump with Remote Outdoor Unit-Air-Source) | C5H3V36*K*AAA* |  |  | ESH5X48M12A*+WALLCON | *80CTL0701412B* | 33600 | 19 | 9 | 35200 | 27000 | 76.7% | 1.9 | 0 | 11 |  |  |  | No | R-454B | 2.8 | Residential & Commercial | Ducted CEE Tier 1
215933570 | Central HP <5.4 tons | DAY & NIGHT | HRCU-A-CB (Split System: Heat Pump with Remote Outdoor Unit-Air-Source) | C5H3V36*K*AAA* |  |  | ESH5X48M12A*+WALLCON | *80CTL0702120B* | 33600 | 19.5 | 9 | 34800 | 26600 | 76.44% | 1.94 | 0 | 11.5 |  |  |  | No | R-454B | 2.8 | Residential & Commercial | Ducted CEE Tier 1
215933650 | Central HP <5.4 tons | DAY & NIGHT | HRCU-A-CB (Split System: Heat Pump with Remote Outdoor Unit-Air-Source) | C5H3V36*K*AAA* |  |  | ESH5X48M12A*+WALLCON | *97CMN0602120B* | 33600 | 19 | 9 | 35200 | 27000 | 76.7% | 1.92 | 0 | 11 |  |  |  | No | R-454B | 2.8 | Residential & Commercial | Ducted CEE Tier 1
208141131 | Central HP <5.4 tons | TCL | HRCU-A-CB (Split System: Heat Pump with Remote Outdoor Unit-Air-Source) | TCU-36D7HEWA/DV2O |  |  | TCE-2430D6HWA/DVOE(01) | MGH96M060B3A | 22800 | 18 | 8.8 | 24000 | 19200 | 80% | 2 | 13 | 12.5 |  |  |  | No | R-410A | 1.9 | Residential & Commercial | Ducted CEE Tier 1
211244550 | Central HP <5.4 tons | KEEPRITE | HRCU-A-CB (Split System: Heat Pump with Remote Outdoor Unit-Air-Source) | DLCURAH24ABK |  |  | EN(A,D)4X30L17** | *80ESU0401712A* | 24000 | 17 | 8.1 | 26000 | 23200 | 89.23% | 1.94 | 0 | 10.5 |  |  |  | No | R-410A | 2 | Residential & Commercial | Ducted CEE Tier 1
211243148 | Central HP <5.4 tons | KEEPRITE | HRCU-A-CB (Split System: Heat Pump with Remote Outdoor Unit-Air-Source) | DLCURAH24ABK |  |  | EA*4X37L17A* | *80ES(N,L)0701412A* | 24800 | 17 | 8.5 | 25800 | 21400 | 82.95% | 1.8 | 0 | 10.5 |  |  |  | No | R-410A | 2.0667 | Residential & Commercial | Ducted CEE Tier 1
211243233 | Central HP <5.4 tons | KEEPRITE | HRCU-A-CB (Split System: Heat Pump with Remote Outdoor Unit-Air-Source) | DLCURAH24ABK |  |  | EA*4X37L21A* | *96VSN0802120A* | 24600 | 17 | 8.5 | 25200 | 21000 | 83.33% | 1.78 | 0 | 10.5 |  |  |  | No | R-410A | 2.05 | Residential & Commercial | Ducted CEE Tier 1
211242864 | Central HP <5.4 tons | KEEPRITE | HRCU-A-CB (Split System: Heat Pump with Remote Outdoor Unit-Air-Source) | DLCURAH24ABK |  |  | EA*4X37L17A* | *80VSL0451716A* | 24600 | 16.5 | 8.5 | 25600 | 21400 | 83.59% | 1.8 | 0 | 10 |  |  |  | No | R-410A | 2.05 | Residential & Commercial | Ducted CEE Tier 1
211242715 | Central HP <5.4 tons | KEEPRITE | HRCU-A-CB (Split System: Heat Pump with Remote Outdoor Unit-Air-Source) | DLCURAH24ABK |  |  | EA*4X36L21A* | *80ESU0601716A | 25000 | 17 | 8.5 | 26600 | 21800 | 81.95% | 1.82 | 0 | 10.5 |  |  |  | No | R-410A | 2.0833 | Residential & Commercial | Ducted CEE Tier 1
210470909 | Central HP <5.4 tons | BRYANT HEATING AND COOLING SYSTEMS | HRCU-A-CB (Split System: Heat Pump with Remote Outdoor Unit-Air-Source) | 288BNV037*0**B* |  |  | CNPV*6024AL*+UI | 88*TA60090C21*** | 32800 | 18 | 8.1 | 32200 | 24800 | 77.02% | 1.98 | 0 | 12 |  |  |  | No | R-410A | 2.7333 | Residential & Commercial | Ducted CEE Tier 1
210470595 | Central HP <5.4 tons | BRYANT HEATING AND COOLING SYSTEMS | HRCU-A-CB (Split System: Heat Pump with Remote Outdoor Unit-Air-Source) | 288BNV037*0**B* |  |  | CAP**6124AL*+UI | 987MB66100C21*** | 33200 | 18 | 8.5 | 32000 | 24800 | 77.5% | 2 | 0 | 12 |  |  |  | No | R-410A | 2.7667 | Residential & Commercial | Ducted CEE Tier 1
210470920 | Central HP <5.4 tons | BRYANT HEATING AND COOLING SYSTEMS | HRCU-A-CB (Split System: Heat Pump with Remote Outdoor Unit-Air-Source) | 288BNV037*0**B* |  |  | CNPV*6024AL*+UI | 88*TA66135C24*** | 32800 | 18 | 8.1 | 32200 | 24600 | 76.4% | 1.98 | 0 | 12 |  |  |  | No | R-410A | 2.7333 | Residential & Commercial | Ducted CEE Tier 1
210471277 | Central HP <5.4 tons | BRYANT HEATING AND COOLING SYSTEMS | HRCU-A-CB (Split System: Heat Pump with Remote Outdoor Unit-Air-Source) | 288BNV037*0**B* |  |  | CSPH*6012AL*+UI | 986TC66100C21*** | 33000 | 17 | 8.1 | 32200 | 24800 | 77.02% | 2.02 | 0 | 11.5 |  |  |  | No | R-410A | 2.75 | Residential & Commercial | Ducted CEE Tier 1
213773433 | Central HP <5.4 tons | KENMORE | HRCU-A-CB (Split System: Heat Pump with Remote Outdoor Unit-Air-Source) | (C,H,T)VH825GKA3* |  |  | EA*4X42L21A*+WALLCON | *95CSU0601716B* | 23600 | 16.5 | 8.1 | 21400 | 16700 | 78.04% | 1.94 | 0 | 10.5 |  |  |  | No | R-410A | 1.9667 | Residential & Commercial | Ducted CEE Tier 1
213773063 | Central HP <5.4 tons | KENMORE | HRCU-A-CB (Split System: Heat Pump with Remote Outdoor Unit-Air-Source) | (C,H,T)VH825GKA3* |  |  | EA*4X36L21A*+WALLCON | *80CTL0901716B* | 23600 | 16.5 | 8.1 | 21400 | 16600 | 77.57% | 1.94 | 0 | 10.5 |  |  |  | No | R-410A | 1.9667 | Residential & Commercial | Ducted CEE Tier 1
211244105 | Central HP <5.4 tons | KEEPRITE | HRCU-A-CB (Split System: Heat Pump with Remote Outdoor Unit-Air-Source) | DLCURAH24ABK |  |  | EN(A,D)4X24L17** | *80ES(N,L)0451412A* | 24200 | 15.5 | 8.5 | 27200 | 22600 | 83.09% | 1.86 | 0 | 10 |  |  |  | No | R-410A | 2.0167 | Residential & Commercial | Ducted CEE Tier 1
211244230 | Central HP <5.4 tons | KEEPRITE | HRCU-A-CB (Split System: Heat Pump with Remote Outdoor Unit-Air-Source) | DLCURAH24ABK |  |  | EN(A,D)4X24L17** | *80ES(N,L)0701412A* | 23800 | 16 | 8.5 | 26800 | 23200 | 86.57% | 1.92 | 0 | 10 |  |  |  | No | R-410A | 1.9833 | Residential & Commercial | Ducted CEE Tier 1
211243479 | Central HP <5.4 tons | KEEPRITE | HRCU-A-CB (Split System: Heat Pump with Remote Outdoor Unit-Air-Source) | DLCURAH24ABK |  |  | EA*4X37L21A* | *96VTN1002120A* | 24400 | 17 | 8.5 | 25200 | 21200 | 84.13% | 1.78 | 0 | 10.5 |  |  |  | No | R-410A | 2.0333 | Residential & Commercial | Ducted CEE Tier 1
211243270 | Central HP <5.4 tons | KEEPRITE | HRCU-A-CB (Split System: Heat Pump with Remote Outdoor Unit-Air-Source) | DLCURAH24ABK |  |  | EA*4X37L21A* | *95ESU0401712A* | 24400 | 17 | 8.5 | 25200 | 21200 | 84.13% | 1.78 | 0 | 10 |  |  |  | No | R-410A | 2.0333 | Residential & Commercial | Ducted CEE Tier 1
211243345 | Central HP <5.4 tons | KEEPRITE | HRCU-A-CB (Split System: Heat Pump with Remote Outdoor Unit-Air-Source) | DLCURAH24ABK |  |  | EA*4X37L21A* | *80VSL0701716A* | 24600 | 17 | 8.5 | 25400 | 21200 | 83.46% | 1.78 | 0 | 10.5 |  |  |  | No | R-410A | 2.05 | Residential & Commercial | Ducted CEE Tier 1
212978246 | Central HP <5.4 tons | CARRIER | HRCU-A-CB (Split System: Heat Pump with Remote Outdoor Unit-Air-Source) | 38MURAQ18AB3* |  |  | CAP**2417AL* | 58S(B,C)*B070M14**12 | 17600 | 16.5 | 8.5 | 18500 | 19400 | 104.9% | 2.34 | 0 | 10.5 |  |  |  | No | R-410A | 1.4667 | Residential & Commercial | Ducted CEE Tier 1
212978344 | Central HP <5.4 tons | CARRIER | HRCU-A-CB (Split System: Heat Pump with Remote Outdoor Unit-Air-Source) | 38MURAQ18AB3* |  |  | CNPV*3017AL* | 58S(B,C)*B070M14**12 | 17400 | 16.5 | 8.1 | 18000 | 18700 | 103.9% | 2.26 | 0 | 11 |  |  |  | No | R-410A | 1.45 | Residential & Commercial | Ducted CEE Tier 1
212978796 | Central HP <5.4 tons | CARRIER | HRCU-A-CB (Split System: Heat Pump with Remote Outdoor Unit-Air-Source) | 38MURAQ18AB3* |  |  | CNPV*3017AL* | 58S(B,C)*B070M17**12 | 17700 | 16.5 | 8.1 | 18200 | 18600 | 102.2% | 2.24 | 0 | 11 |  |  |  | No | R-410A | 1.475 | Residential & Commercial | Ducted CEE Tier 1
212980266 | Central HP <5.4 tons | CARRIER | HRCU-A-CB (Split System: Heat Pump with Remote Outdoor Unit-Air-Source) | 38MURAQ24AB3* |  |  | CAP**3721AL* | 58S(B,C)*B090M21**16 | 24400 | 17.5 | 8.5 | 25200 | 21200 | 84.13% | 1.8 | 0 | 10.5 |  |  |  | No | R-410A | 2.0333 | Residential & Commercial | Ducted CEE Tier 1
210474339 | Central HP <5.4 tons | BRYANT HEATING AND COOLING SYSTEMS | HRCU-A-CB (Split System: Heat Pump with Remote Outdoor Unit-Air-Source) | 288BNV025*0**C* |  |  | CSPH*4212AL*+UI | 986TC66120C24*** | 24200 | 16 | 8.1 | 21400 | 16600 | 77.57% | 2 | 0 | 10.5 |  |  |  | No | R-410A | 2.0167 | Residential & Commercial | Ducted CEE Tier 1
210474493 | Central HP <5.4 tons | BRYANT HEATING AND COOLING SYSTEMS | HRCU-A-CB (Split System: Heat Pump with Remote Outdoor Unit-Air-Source) | 288BNV025*0**C* |  |  | CSPH*4812AL*+UI | 83*CA60100C21*** | 24200 | 16 | 8.1 | 21200 | 16600 | 78.3% | 2 | 0 | 10.5 |  |  |  | No | R-410A | 2.0167 | Residential & Commercial | Ducted CEE Tier 1
210470897 | Central HP <5.4 tons | CARRIER | HRCU-A-CB (Split System: Heat Pump with Remote Outdoor Unit-Air-Source) | 25VNA837A*031* |  |  | CNPV*6024AL*+UI | 58CU*A100C21**20 | 32800 | 17.5 | 8.1 | 32200 | 24600 | 76.4% | 1.96 | 0 | 11.7 |  |  |  | No | R-410A | 2.7333 | Residential & Commercial | Ducted CEE Tier 1
210470963 | Central HP <5.4 tons | CARRIER | HRCU-A-CB (Split System: Heat Pump with Remote Outdoor Unit-Air-Source) | 25VNA837A*031* |  |  | CNPV*6024AL*+UI | 59MN7B120C24**22 | 32800 | 17.5 | 8.1 | 32200 | 24800 | 77.02% | 1.96 | 0 | 11.7 |  |  |  | No | R-410A | 2.7333 | Residential & Commercial | Ducted CEE Tier 1
210472820 | Central HP <5.4 tons | BRYANT HEATING AND COOLING SYSTEMS | HRCU-A-CB (Split System: Heat Pump with Remote Outdoor Unit-Air-Source) | 288BNV025*0**C* |  |  | CAP**4221AL*+UI | 935CA60080C21*** | 23800 | 16.5 | 8.1 | 21400 | 16600 | 77.57% | 1.96 | 0 | 11 |  |  |  | No | R-410A | 1.9833 | Residential & Commercial | Ducted CEE Tier 1
213080669 | Central HP <5.4 tons | BRYANT HEATING AND COOLING SYSTEMS | HRCU-A-CB (Split System: Heat Pump with Remote Outdoor Unit-Air-Source) | 38MURAQ36AB3* |  |  | CAP**3717AL* | 935SB48060M17*** | 36000 | 15.5 | 8.5 | 38500 | 35000 | 90.91% | 2 | 0 | 10 |  |  |  | No | R-410A | 3 | Residential & Commercial | Ducted CEE Tier 1
210470408 | Central HP <5.4 tons | BRYANT HEATING AND COOLING SYSTEMS | HRCU-A-CB (Split System: Heat Pump with Remote Outdoor Unit-Air-Source) | 288BNV037*0**B* |  |  | CAP**6121AL*+UI | 83*CA48060C17*** | 33200 | 17.5 | 8.1 | 32200 | 25000 | 77.64% | 1.98 | 0 | 11.5 |  |  |  | No | R-410A | 2.7667 | Residential & Commercial | Ducted CEE Tier 1
210470419 | Central HP <5.4 tons | BRYANT HEATING AND COOLING SYSTEMS | HRCU-A-CB (Split System: Heat Pump with Remote Outdoor Unit-Air-Source) | 288BNV037*0**B* |  |  | CAP**6121AL*+UI | 83*CA60100C21*** | 33200 | 17 | 8.1 | 32200 | 24800 | 77.02% | 1.98 | 0 | 11.5 |  |  |  | No | R-410A | 2.7667 | Residential & Commercial | Ducted CEE Tier 1
210470953 | Central HP <5.4 tons | BRYANT HEATING AND COOLING SYSTEMS | HRCU-A-CB (Split System: Heat Pump with Remote Outdoor Unit-Air-Source) | 288BNV037*0**B* |  |  | CNPV*6024AL*+UI | 987MB66100C21*** | 32800 | 18 | 8.1 | 32200 | 24600 | 76.4% | 1.98 | 0 | 12 |  |  |  | No | R-410A | 2.7333 | Residential & Commercial | Ducted CEE Tier 1
211386658 | Central HP <5.4 tons | FRASER-JOHNSTON | HRCU-A-CB (Split System: Heat Pump with Remote Outdoor Unit-Air-Source) | HMH72B341 |  |  | JHVTC42FBCC2N1 |  | 34000 | 17.5 | 8.5 | 32400 | 23400 | 72.22% | 2.12 | 0 | 10 |  |  |  | No | R-410A | 2.8333 | Residential & Commercial | Ducted CEE Tier 1
214569530 | Central HP <5.4 tons | CARRIER | HRCU-A-CB (Split System: Heat Pump with Remote Outdoor Unit-Air-Source) | 25VNA436A*031* |  |  | CAP**4221AL*+UI | 59CU5B080C21**20 | 33000 | 19 | 9.5 | 37800 | 26600 | 70.37% | 1.98 | 0 | 11.5 |  |  |  | No | R-410A | 2.75 | Residential & Commercial | Ducted CEE Tier 1
210473271 | Central HP <5.4 tons | BRYANT HEATING AND COOLING SYSTEMS | HRCU-A-CB (Split System: Heat Pump with Remote Outdoor Unit-Air-Source) | 288BNV025*0**C* |  |  | CAP**4821AL*+UI | 935CA60080C21*** | 24200 | 17 | 8.1 | 21000 | 16500 | 78.57% | 2.02 | 0 | 11 |  |  |  | No | R-410A | 2.0167 | Residential & Commercial | Ducted CEE Tier 1
210474125 | Central HP <5.4 tons | BRYANT HEATING AND COOLING SYSTEMS | HRCU-A-CB (Split System: Heat Pump with Remote Outdoor Unit-Air-Source) | 288BNV025*0**C* |  |  | CNPV*4824AL*+UI | 987MB66120C24*** | 24200 | 16.5 | 8.1 | 21400 | 16600 | 77.57% | 2 | 0 | 11 |  |  |  | No | R-410A | 2.0167 | Residential & Commercial | Ducted CEE Tier 1
210474306 | Central HP <5.4 tons | BRYANT HEATING AND COOLING SYSTEMS | HRCU-A-CB (Split System: Heat Pump with Remote Outdoor Unit-Air-Source) | 288BNV025*0**C* |  |  | CSPH*4212AL*+UI | 88*TA66135C24*** | 24200 | 16 | 8.1 | 21400 | 16600 | 77.57% | 2 | 0 | 10.5 |  |  |  | No | R-410A | 2.0167 | Residential & Commercial | Ducted CEE Tier 1
207827229 | Central HP <5.4 tons | TCL | HRCU-A-CB (Split System: Heat Pump with Remote Outdoor Unit-Air-Source) | TCU-36D7HEWA/DV2O |  |  | TCU-24D7HWA/DV2I |  | 24000 | 20 | 9.2 | 24000 | 19600 | 81.67% | 2.1 | 13.5 | 13 |  |  |  | No | R-410A | 2 | Residential & Commercial | Ducted CEE Tier 1
215935564 | Central HP <5.4 tons | CARRIER | HRCU-A-CB (Split System: Heat Pump with Remote Outdoor Unit-Air-Source) | 27VNA336A*030* |  |  | CVAVA3617XMA*+UI | 59MN7C060C17**14 | 34000 | 20 | 8.1 | 38000 | 27200 | 71.58% | 2 | 0 | 11 |  |  |  | No | R-454B | 2.8333 | Residential & Commercial | Ducted CEE Tier 1
211244330 | Central HP <5.4 tons | KEEPRITE | HRCU-A-CB (Split System: Heat Pump with Remote Outdoor Unit-Air-Source) | DLCURAH24ABK |  |  | EN(A,D)4X30L14** | *95ESN0601412A* | 24200 | 15.5 | 8.1 | 26600 | 22800 | 85.71% | 1.86 | 0 | 10 |  |  |  | No | R-410A | 2.0167 | Residential & Commercial | Ducted CEE Tier 1
211244471 | Central HP <5.4 tons | KEEPRITE | HRCU-A-CB (Split System: Heat Pump with Remote Outdoor Unit-Air-Source) | DLCURAH24ABK |  |  | EN(A,D)4X30L17** | *96VSN0801716A* | 24200 | 16.5 | 8.1 | 26200 | 23000 | 87.79% | 1.9 | 0 | 10.5 |  |  |  | No | R-410A | 2.0167 | Residential & Commercial | Ducted CEE Tier 1
211243946 | Central HP <5.4 tons | KEEPRITE | HRCU-A-CB (Split System: Heat Pump with Remote Outdoor Unit-Air-Source) | DLCURAH24ABK |  |  | EN(A,D)4X24L17** | *80VSL0451716A* | 23800 | 16 | 8.5 | 26800 | 23400 | 87.31% | 1.92 | 0 | 10 |  |  |  | No | R-410A | 1.9833 | Residential & Commercial | Ducted CEE Tier 1
211243955 | Central HP <5.4 tons | KEEPRITE | HRCU-A-CB (Split System: Heat Pump with Remote Outdoor Unit-Air-Source) | DLCURAH24ABK |  |  | EN(A,D)4X24L17** | *80VSL0701716A* | 23400 | 16 | 8.5 | 26600 | 24000 | 90.23% | 1.98 | 0 | 10 |  |  |  | No | R-410A | 1.95 | Residential & Commercial | Ducted CEE Tier 1
211242960 | Central HP <5.4 tons | KEEPRITE | HRCU-A-CB (Split System: Heat Pump with Remote Outdoor Unit-Air-Source) | DLCURAH24ABK |  |  | EA*4X37L17A* | *95ESN0401712A* | 24400 | 15.2 | 8.5 | 26000 | 21600 | 83.08% | 1.78 | 0 | 10 |  |  |  | No | R-410A | 2.0333 | Residential & Commercial | Ducted CEE Tier 1
211242992 | Central HP <5.4 tons | KEEPRITE | HRCU-A-CB (Split System: Heat Pump with Remote Outdoor Unit-Air-Source) | DLCURAH24ABK |  |  | EA*4X37L17A* | *96VTN0601412A* | 24000 | 16.5 | 8.5 | 25200 | 22000 | 87.3% | 1.84 | 0 | 10 |  |  |  | No | R-410A | 2 | Residential & Commercial | Ducted CEE Tier 1
211260037 | Central HP <5.4 tons | KEEPRITE | HRCU-A-CB (Split System: Heat Pump with Remote Outdoor Unit-Air-Source) | DLCURAH18ABK |  |  | EA*4X19L17A* | OMV098J12* | 18800 | 16 | 8.5 | 18800 | 17500 | 93.09% | 2.12 | 0 | 11 |  |  |  | No | R-410A | 1.5667 | Residential & Commercial | Ducted CEE Tier 1
212984061 | Central HP <5.4 tons | CARRIER | HRCU-A-CB (Split System: Heat Pump with Remote Outdoor Unit-Air-Source) | 38MURAQ24AB3* |  |  | CAP**3617AL* | 59SC2E060M17**14 | 23800 | 17 | 8.5 | 26200 | 23800 | 90.84% | 1.98 | 0 | 10 |  |  |  | No | R-410A | 1.9833 | Residential & Commercial | Ducted CEE Tier 1
212984109 | Central HP <5.4 tons | CARRIER | HRCU-A-CB (Split System: Heat Pump with Remote Outdoor Unit-Air-Source) | 38MURAQ24AB3* |  |  | CNPV*2417AL* | 59SC2E060M17**14 | 23200 | 16.5 | 8.5 | 26800 | 25400 | 94.78% | 2.14 | 0 | 10 |  |  |  | No | R-410A | 1.9333 | Residential & Commercial | Ducted CEE Tier 1
212984145 | Central HP <5.4 tons | CARRIER | HRCU-A-CB (Split System: Heat Pump with Remote Outdoor Unit-Air-Source) | 38MURAQ24AB3* |  |  | CNPV*3621AL* | 59SC2E060M17**14 | 23600 | 17 | 8.5 | 26400 | 24200 | 91.67% | 2.02 | 0 | 10.5 |  |  |  | No | R-410A | 1.9667 | Residential & Commercial | Ducted CEE Tier 1
212984613 | Central HP <5.4 tons | CARRIER | HRCU-A-CB (Split System: Heat Pump with Remote Outdoor Unit-Air-Source) | 38MURAQ24AB3* |  |  | CAP**3621AL* | 59SC2E080M17**16 | 23800 | 17.5 | 8.5 | 26200 | 23800 | 90.84% | 2 | 0 | 10 |  |  |  | No | R-410A | 1.9833 | Residential & Commercial | Ducted CEE Tier 1
212984661 | Central HP <5.4 tons | CARRIER | HRCU-A-CB (Split System: Heat Pump with Remote Outdoor Unit-Air-Source) | 38MURAQ24AB3* |  |  | CNPV*3017AL* | 59SC2E080M17**16 | 23600 | 17.5 | 8.5 | 26200 | 24600 | 93.89% | 2.04 | 0 | 10.5 |  |  |  | No | R-410A | 1.9667 | Residential & Commercial | Ducted CEE Tier 1
215935714 | Central HP <5.4 tons | CARRIER | HRCU-A-CB (Split System: Heat Pump with Remote Outdoor Unit-Air-Source) | 27VNA336A*030* |  |  | CVAVA3621XMA*+UI | 59MN7C060C21**20 | 34200 | 20.5 | 8.5 | 39000 | 28600 | 73.33% | 2.04 | 0 | 11.5 |  |  |  | No | R-454B | 2.85 | Residential & Commercial | Ducted CEE Tier 1
215936284 | Central HP <5.4 tons | CARRIER | HRCU-A-CB (Split System: Heat Pump with Remote Outdoor Unit-Air-Source) | 27VNA336A*030* |  |  | CVAVA4821XMA*+UI | 59TN6C060C17**14 | 34600 | 20.5 | 8.5 | 38000 | 27600 | 72.63% | 2 | 0 | 11.5 |  |  |  | No | R-454B | 2.8833 | Residential & Commercial | Ducted CEE Tier 1
215936334 | Central HP <5.4 tons | CARRIER | HRCU-A-CB (Split System: Heat Pump with Remote Outdoor Unit-Air-Source) | 27VNA336A*030* |  |  | CVAVA4824XMA*+UI | 58TN*B135C24**22 | 35200 | 21.5 | 8.5 | 38000 | 28200 | 74.21% | 2.04 | 0 | 12 |  |  |  | No | R-454B | 2.9333 | Residential & Commercial | Ducted CEE Tier 1
215669620 | Central HP <5.4 tons | KENMORE | HRCU-A-CB (Split System: Heat Pump with Remote Outdoor Unit-Air-Source) | (C,H,T)5H0V36*K*AAA* |  |  | EA*5X61M24A*+WALLCON | *80CSU1002120A* | 34800 | 18 | 9 | 34400 | 24800 | 72.09% | 1.92 | 0 | 10 |  |  |  | No | R-454B | 2.9 | Residential & Commercial | Ducted CEE Tier 1
211243373 | Central HP <5.4 tons | KEEPRITE | HRCU-A-CB (Split System: Heat Pump with Remote Outdoor Unit-Air-Source) | DLCURAH24ABK |  |  | EA*4X37L21A* | *95ESU0601716A* | 25000 | 17 | 8.5 | 25600 | 20800 | 81.25% | 1.76 | 0 | 10.5 |  |  |  | No | R-410A | 2.0833 | Residential & Commercial | Ducted CEE Tier 1
215669720 | Central HP <5.4 tons | KENMORE | HRCU-A-CB (Split System: Heat Pump with Remote Outdoor Unit-Air-Source) | (C,H,T)5H0V36*K*AAA* |  |  | EA*5X61M24A*+WALLCON | *97CMN1202422B* | 34800 | 18.5 | 9 | 34400 | 24800 | 72.09% | 1.92 | 0 | 10.5 |  |  |  | No | R-454B | 2.9 | Residential & Commercial | Ducted CEE Tier 1
215669570 | Central HP <5.4 tons | KENMORE | HRCU-A-CB (Split System: Heat Pump with Remote Outdoor Unit-Air-Source) | (C,H,T)5H0V36*K*AAA* |  |  | EA*5X61M21A*+WALLCON | *97CMN0802120B* | 34800 | 18 | 9 | 34400 | 24800 | 72.09% | 1.92 | 0 | 10 |  |  |  | No | R-454B | 2.9 | Residential & Commercial | Ducted CEE Tier 1
211244279 | Central HP <5.4 tons | KEEPRITE | HRCU-A-CB (Split System: Heat Pump with Remote Outdoor Unit-Air-Source) | DLCURAH24ABK |  |  | EN(A,D)4X30L14** | *80VSL0451412A* | 24000 | 16 | 8.1 | 26400 | 23000 | 87.12% | 1.88 | 0 | 10 |  |  |  | No | R-410A | 2 | Residential & Commercial | Ducted CEE Tier 1
211243861 | Central HP <5.4 tons | KEEPRITE | HRCU-A-CB (Split System: Heat Pump with Remote Outdoor Unit-Air-Source) | DLCURAH24ABK |  |  | EN(A,D)4X24L17** | *96VSN0601714A* | 23600 | 16 | 8.5 | 26800 | 23400 | 87.31% | 1.92 | 0 | 10 |  |  |  | No | R-410A | 1.9667 | Residential & Commercial | Ducted CEE Tier 1
211243888 | Central HP <5.4 tons | KEEPRITE | HRCU-A-CB (Split System: Heat Pump with Remote Outdoor Unit-Air-Source) | DLCURAH24ABK |  |  | EN(A,D)4X24L17** | *96VSN0601412A* | 23200 | 16 | 8.5 | 26400 | 24600 | 93.18% | 2.04 | 0 | 10 |  |  |  | No | R-410A | 1.9333 | Residential & Commercial | Ducted CEE Tier 1
215669010 | Central HP <5.4 tons | KENMORE | HRCU-A-CB (Split System: Heat Pump with Remote Outdoor Unit-Air-Source) | (C,H,T)5H0V36*K*AAA* |  |  | EA*5X43M21A*+WALLCON | *80CTL0902120B* | 34600 | 18 | 9 | 35200 | 25000 | 71.02% | 1.9 | 0 | 10 |  |  |  | No | R-454B | 2.8833 | Residential & Commercial | Ducted CEE Tier 1
211244384 | Central HP <5.4 tons | KEEPRITE | HRCU-A-CB (Split System: Heat Pump with Remote Outdoor Unit-Air-Source) | DLCURAH24ABK |  |  | EN(A,D)4X30L14** | *92ESN0601412A* | 23400 | 16.5 | 8.1 | 25800 | 24200 | 93.8% | 2.02 | 0 | 10 |  |  |  | No | R-410A | 1.95 | Residential & Commercial | Ducted CEE Tier 1
211242743 | Central HP <5.4 tons | KEEPRITE | HRCU-A-CB (Split System: Heat Pump with Remote Outdoor Unit-Air-Source) | DLCURAH24ABK |  |  | EA*4X36L21A* | OMV112K14A | 24200 | 16.5 | 8.5 | 26200 | 22600 | 86.26% | 1.86 | 0 | 10 |  |  |  | No | R-410A | 2.0167 | Residential & Commercial | Ducted CEE Tier 1
211391441 | Central HP <5.4 tons | COLEMAN | HRCU-A-CB (Split System: Heat Pump with Remote Outdoor Unit-Air-Source) | HMH72B341 |  |  | XAHC36DBCN1 | TMLE100C16MP11 | 33600 | 17.5 | 8.1 | 33000 | 23200 | 70.3% | 2.04 | 0 | 10 |  |  |  | No | R-410A | 2.8 | Residential & Commercial | Ducted CEE Tier 1
211391500 | Central HP <5.4 tons | COLEMAN | HRCU-A-CB (Split System: Heat Pump with Remote Outdoor Unit-Air-Source) | HMH72B341 |  |  | XAFC36DXXN1+TXV | TMLE100C16MP11 | 34000 | 17.5 | 8.1 | 33600 | 23800 | 70.83% | 2.08 | 0 | 10 |  |  |  | No | R-410A | 2.8333 | Residential & Commercial | Ducted CEE Tier 1
211391993 | Central HP <5.4 tons | COLEMAN | HRCU-A-CB (Split System: Heat Pump with Remote Outdoor Unit-Air-Source) | HMH72B341 |  |  | XAHC36DBCN1 | TM8E080C16MP11 | 33600 | 17.5 | 8.1 | 32800 | 23200 | 70.73% | 2.04 | 0 | 10 |  |  |  | No | R-410A | 2.8 | Residential & Commercial | Ducted CEE Tier 1
211392009 | Central HP <5.4 tons | COLEMAN | HRCU-A-CB (Split System: Heat Pump with Remote Outdoor Unit-Air-Source) | HMH72B341 |  |  | XAHC36DBCN1 | TMLE080C16MP11 | 33600 | 17.5 | 8.1 | 32800 | 23200 | 70.73% | 2.04 | 0 | 10 |  |  |  | No | R-410A | 2.8 | Residential & Commercial | Ducted CEE Tier 1
211242752 | Central HP <5.4 tons | KEEPRITE | HRCU-A-CB (Split System: Heat Pump with Remote Outdoor Unit-Air-Source) | DLCURAH24ABK |  |  | EA*4X36L21A* | OLV112A16A | 24400 | 16 | 8.5 | 26400 | 22200 | 84.09% | 1.84 | 0 | 10 |  |  |  | No | R-410A | 2.0333 | Residential & Commercial | Ducted CEE Tier 1
211242216 | Central HP <5.4 tons | KEEPRITE | HRCU-A-CB (Split System: Heat Pump with Remote Outdoor Unit-Air-Source) | DLCURAH24ABK |  |  | EA*4X36L17A* | *80ESU0601716A | 25000 | 16.5 | 8.5 | 26600 | 21800 | 81.95% | 1.82 | 0 | 10 |  |  |  | No | R-410A | 2.0833 | Residential & Commercial | Ducted CEE Tier 1
211241757 | Central HP <5.4 tons | KEEPRITE | HRCU-A-CB (Split System: Heat Pump with Remote Outdoor Unit-Air-Source) | DLCURAH24ABK |  |  | EA*4X30L17A* | *92ESN0401712A* | 23600 | 15.5 | 8.5 | 26200 | 23600 | 90.08% | 1.94 | 0 | 10 |  |  |  | No | R-410A | 1.9667 | Residential & Commercial | Ducted CEE Tier 1
211243810 | Central HP <5.4 tons | KEEPRITE | HRCU-A-CB (Split System: Heat Pump with Remote Outdoor Unit-Air-Source) | DLCURAH24ABK |  |  | EN(A,D)4X24L14** | *92ESN0601412A* | 24200 | 15.5 | 8.5 | 27200 | 22600 | 83.09% | 1.86 | 0 | 10 |  |  |  | No | R-410A | 2.0167 | Residential & Commercial | Ducted CEE Tier 1
211243291 | Central HP <5.4 tons | KEEPRITE | HRCU-A-CB (Split System: Heat Pump with Remote Outdoor Unit-Air-Source) | DLCURAH24ABK |  |  | EA*4X37L21A* | *96VTN1002122A* | 24200 | 17 | 8.1 | 25000 | 21400 | 85.6% | 1.8 | 0 | 10 |  |  |  | No | R-410A | 2.0167 | Residential & Commercial | Ducted CEE Tier 1
211243523 | Central HP <5.4 tons | KEEPRITE | HRCU-A-CB (Split System: Heat Pump with Remote Outdoor Unit-Air-Source) | DLCURAH24ABK |  |  | EA*4X37L21A* | *80ES(N,L)0702116A* | 25000 | 17 | 8.5 | 25600 | 20800 | 81.25% | 1.76 | 0 | 10.5 |  |  |  | No | R-410A | 2.0833 | Residential & Commercial | Ducted CEE Tier 1
211241713 | Central HP <5.4 tons | KEEPRITE | HRCU-A-CB (Split System: Heat Pump with Remote Outdoor Unit-Air-Source) | DLCURAH24ABK |  |  | EA*4X30L17A* | *92ESN0801716A* | 24200 | 17 | 8.5 | 26400 | 22800 | 86.36% | 1.9 | 0 | 10 |  |  |  | No | R-410A | 2.0167 | Residential & Commercial | Ducted CEE Tier 1
211226501 | Central HP <5.4 tons | KEEPRITE | HRCU-A-CB (Split System: Heat Pump with Remote Outdoor Unit-Air-Source) | DLCURAH36ABK |  |  | EA*4X37L17A* | *80ES(N,L)0701412A* | 35800 | 15.5 | 8.1 | 38500 | 35000 | 90.91% | 2 | 0 | 10 |  |  |  | No | R-410A | 2.9833 | Residential & Commercial | Ducted CEE Tier 1
211241315 | Central HP <5.4 tons | KEEPRITE | HRCU-A-CB (Split System: Heat Pump with Remote Outdoor Unit-Air-Source) | DLCURAH24ABK |  |  | EA*4X30L14A* | *96VTN0601412A* | 23400 | 16.5 | 8.5 | 25800 | 24200 | 93.8% | 2 | 0 | 10 |  |  |  | No | R-410A | 1.95 | Residential & Commercial | Ducted CEE Tier 1
211241549 | Central HP <5.4 tons | KEEPRITE | HRCU-A-CB (Split System: Heat Pump with Remote Outdoor Unit-Air-Source) | DLCURAH24ABK |  |  | EA*4X30L17A* | *96VTN0801716A* | 24200 | 16.5 | 8.5 | 26400 | 23000 | 87.12% | 1.9 | 0 | 10 |  |  |  | No | R-410A | 2.0167 | Residential & Commercial | Ducted CEE Tier 1
212977005 | Central HP <5.4 tons | KEEPRITE | HRCU-A-CB (Split System: Heat Pump with Remote Outdoor Unit-Air-Source) | DLCURAH24ABK |  |  | EN(A,D)4X36L21** | *96VTN1002122B* | 23800 | 17 | 8.5 | 26400 | 23800 | 90.15% | 1.98 | 0 | 10.5 |  |  |  | No | R-410A | 1.9833 | Residential & Commercial | Ducted CEE Tier 1
215669490 | Central HP <5.4 tons | KENMORE | HRCU-A-CB (Split System: Heat Pump with Remote Outdoor Unit-Air-Source) | (C,H,T)5H0V36*K*AAA* |  |  | EA*5X61M21A*+WALLCON | *80CTL0901716B* | 34800 | 18.5 | 9 | 34400 | 24800 | 72.09% | 1.92 | 0 | 10 |  |  |  | No | R-454B | 2.9 | Residential & Commercial | Ducted CEE Tier 1
216581438 | Central HP <5.4 tons | CARRIER | HRCU-A-CB (Split System: Heat Pump with Remote Outdoor Unit-Air-Source) | 25VNA448A*031* |  |  | CAP**4821AL*+UI | 59TN7A080C21**20 | 43000 | 20.5 | 9 | 46500 | 36200 | 77.85% | 2 | 0 | 10.5 |  |  |  | No | R-410A | 3.5833 | Residential & Commercial | Ducted CEE Tier 1
211206971 | Central HP <5.4 tons | LUXAIRE | HRCU-A-CB (Split System: Heat Pump with Remote Outdoor Unit-Air-Source) | HL20B4821 |  |  | XAMC48HE3N1+CC | TPLC120C20MP13 | 43500 | 19 | 9 | 44500 | 36200 | 81.35% | 2.14 | 0 | 12 |  |  |  | No | R-410A | 3.625 | Residential & Commercial | Ducted CEE Tier 1
214569436 | Central HP <5.4 tons | CARRIER | HRCU-A-CB (Split System: Heat Pump with Remote Outdoor Unit-Air-Source) | 25VNA448A*031* |  |  | CAP**6121AL*+UI | 59CU5B100C21**22 | 45500 | 21.5 | 10 | 46000 | 36200 | 78.7% | 2.38 | 0 | 12 |  |  |  | No | R-410A | 3.7917 | Residential & Commercial | Ducted CEE Tier 1
214569570 | Central HP <5.4 tons | CARRIER | HRCU-A-CB (Split System: Heat Pump with Remote Outdoor Unit-Air-Source) | 25VNA436A*031* |  |  | CAP**4821AL*+UI | 59TN6C080C21**20 | 33800 | 19.5 | 9.5 | 36400 | 25800 | 70.88% | 2.04 | 0 | 12 |  |  |  | No | R-410A | 2.8167 | Residential & Commercial | Ducted CEE Tier 1
214569584 | Central HP <5.4 tons | CARRIER | HRCU-A-CB (Split System: Heat Pump with Remote Outdoor Unit-Air-Source) | 25VNA436A*031* |  |  | CAP**6024AL*+UI | 58TN*B070C21**20 | 34200 | 19.5 | 9 | 35800 | 25200 | 70.39% | 2.02 | 0 | 12 |  |  |  | No | R-410A | 2.85 | Residential & Commercial | Ducted CEE Tier 1
214569620 | Central HP <5.4 tons | CARRIER | HRCU-A-CB (Split System: Heat Pump with Remote Outdoor Unit-Air-Source) | 25VNA436A*031* |  |  | CSPH*3612AL*+UI | 58TN*B070C21**20 | 33600 | 18 | 9 | 37000 | 26200 | 70.81% | 2.02 | 0 | 11.5 |  |  |  | No | R-410A | 2.8 | Residential & Commercial | Ducted CEE Tier 1
214569636 | Central HP <5.4 tons | CARRIER | HRCU-A-CB (Split System: Heat Pump with Remote Outdoor Unit-Air-Source) | 25VNA436A*031* |  |  | CSPH*4212AL*+UI | 59CU5B100C21**22 | 34000 | 18.5 | 9 | 36600 | 26000 | 71.04% | 2.04 | 0 | 12 |  |  |  | No | R-410A | 2.8333 | Residential & Commercial | Ducted CEE Tier 1
216581396 | Central HP <5.4 tons | CARRIER | HRCU-A-CB (Split System: Heat Pump with Remote Outdoor Unit-Air-Source) | 25VNA436A*031* |  |  | CAP**3617AL*+UI | 59TN7A060C17**16 | 32000 | 18 | 9 | 35800 | 26800 | 74.86% | 1.75 | 0 | 10.5 |  |  |  | No | R-410A | 2.6667 | Residential & Commercial | Ducted CEE Tier 1
210470341 | Central HP <5.4 tons | CARRIER | HRCU-A-CB (Split System: Heat Pump with Remote Outdoor Unit-Air-Source) | 25VNA837A*031* |  |  | CAP**6024AL*+UI | 59TN6B100C21**22 | 32800 | 17.5 | 8.5 | 31800 | 24800 | 77.99% | 2 | 0 | 11.7 |  |  |  | No | R-410A | 2.7333 | Residential & Commercial | Ducted CEE Tier 1
210470809 | Central HP <5.4 tons | CARRIER | HRCU-A-CB (Split System: Heat Pump with Remote Outdoor Unit-Air-Source) | 25VNA837A*031* |  |  | CNPV*4821AL*+UI | 58CU*A060C17**16 | 32400 | 17 | 8.1 | 33000 | 24800 | 75.15% | 1.94 | 0 | 11.7 |  |  |  | No | R-410A | 2.7 | Residential & Commercial | Ducted CEE Tier 1
216581414 | Central HP <5.4 tons | CARRIER | HRCU-A-CB (Split System: Heat Pump with Remote Outdoor Unit-Air-Source) | 25VNA436A*031* |  |  | CAP**4821AL*+UI | 59TN7A100C21**22 | 33400 | 19.5 | 9.5 | 34400 | 25600 | 74.42% | 1.8 | 0 | 11.7 |  |  |  | No | R-410A | 2.7833 | Residential & Commercial | Ducted CEE Tier 1
215853433 | Central HP <5.4 tons | CHAMPION HEATING AND COOLING | HRCU-A-CB (Split System: Heat Pump with Remote Outdoor Unit-Air-Source) | HH836E2S11 |  |  | JHE36B5CD2SS1 |  | 34200 | 19 | 9 | 31800 | 26000 | 81.76% | 2 | 0 | 11 |  |  |  | No | R-454B | 2.85 | Residential & Commercial | Ducted CEE Tier 1
211388581 | Central HP <5.4 tons | COLEMAN | HRCU-A-CB (Split System: Heat Pump with Remote Outdoor Unit-Air-Source) | HMH72B341 |  |  | XAHC36DBCN1 | TM9E100C16MP12 | 33600 | 17.5 | 8.1 | 33000 | 23200 | 70.3% | 2.04 | 0 | 10 |  |  |  | No | R-410A | 2.8 | Residential & Commercial | Ducted CEE Tier 1
211393529 | Central HP <5.4 tons | COLEMAN | HRCU-A-CB (Split System: Heat Pump with Remote Outdoor Unit-Air-Source) | HMH72B341 |  |  | XAFB36DXXN1+TXV | TL8E060A12UH11 | 34000 | 18 | 8.1 | 33800 | 23800 | 70.41% | 2.06 | 0 | 10 |  |  |  | No | R-410A | 2.8333 | Residential & Commercial | Ducted CEE Tier 1
213772363 | Central HP <5.4 tons | KENMORE | HRCU-A-CB (Split System: Heat Pump with Remote Outdoor Unit-Air-Source) | (C,H,T)VH825GKA2* |  |  | EHD4X42AAL+WALLCON | *97CMN1002122B* | 24200 | 16 | 8.1 | 21400 | 16600 | 77.57% | 2 | 0 | 10.5 |  |  |  | No | R-410A | 2.0167 | Residential & Commercial | Ducted CEE Tier 1
213772413 | Central HP <5.4 tons | KENMORE | HRCU-A-CB (Split System: Heat Pump with Remote Outdoor Unit-Air-Source) | (C,H,T)VH825GKA2* |  |  | EHD4X42AAL+WALLCON | *96CTN1002122B* | 24200 | 16 | 8.1 | 21400 | 16600 | 77.57% | 2 | 0 | 10.5 |  |  |  | No | R-410A | 2.0167 | Residential & Commercial | Ducted CEE Tier 1
213772563 | Central HP <5.4 tons | KENMORE | HRCU-A-CB (Split System: Heat Pump with Remote Outdoor Unit-Air-Source) | (C,H,T)VH825GKA2* |  |  | EHD4X48AAL+WALLCON | *96CTN0601714B* | 24200 | 16 | 8.1 | 21400 | 16700 | 78.04% | 2 | 0 | 10.5 |  |  |  | No | R-410A | 2.0167 | Residential & Commercial | Ducted CEE Tier 1
213781173 | Central HP <5.4 tons | KENMORE | HRCU-A-CB (Split System: Heat Pump with Remote Outdoor Unit-Air-Source) | (C,H,T)VH837GKA2* |  |  | EA*4X43L21A*+WALLCON | *80CTL0701716B* | 32800 | 17 | 8.5 | 33000 | 25200 | 76.36% | 1.96 | 0 | 11 |  |  |  | No | R-410A | 2.7333 | Residential & Commercial | Ducted CEE Tier 1
213781023 | Central HP <5.4 tons | KENMORE | HRCU-A-CB (Split System: Heat Pump with Remote Outdoor Unit-Air-Source) | (C,H,T)VH837GKA2* |  |  | EA*4X42L21A*+WALLCON | *95CSU0601716B* | 31600 | 16.5 | 8.1 | 33000 | 24600 | 74.55% | 1.86 | 0 | 10.5 |  |  |  | No | R-410A | 2.6333 | Residential & Commercial | Ducted CEE Tier 1
213782003 | Central HP <5.4 tons | KENMORE | HRCU-A-CB (Split System: Heat Pump with Remote Outdoor Unit-Air-Source) | (C,H,T)VH837GKA2* |  |  | EHD4X42AAL+WALLCON | *97CMN1202422B* | 32400 | 16.5 | 8.1 | 32800 | 24800 | 75.61% | 1.94 | 0 | 11 |  |  |  | No | R-410A | 2.7 | Residential & Commercial | Ducted CEE Tier 1
213782203 | Central HP <5.4 tons | KENMORE | HRCU-A-CB (Split System: Heat Pump with Remote Outdoor Unit-Air-Source) | (C,H,T)VH837GKA2* |  |  | EHD4X48AAL+WALLCON | *96CTN1202422B* | 32600 | 16.5 | 8.1 | 33000 | 24800 | 75.15% | 1.96 | 0 | 11 |  |  |  | No | R-410A | 2.7167 | Residential & Commercial | Ducted CEE Tier 1
213782253 | Central HP <5.4 tons | KENMORE | HRCU-A-CB (Split System: Heat Pump with Remote Outdoor Unit-Air-Source) | (C,H,T)VH837GKA2* |  |  | EHD4X60AAL+WALLCON | *80CTL0902120B* | 33000 | 16.5 | 8.1 | 32200 | 24800 | 77.02% | 2 | 0 | 11.5 |  |  |  | No | R-410A | 2.75 | Residential & Commercial | Ducted CEE Tier 1
213782353 | Central HP <5.4 tons | KENMORE | HRCU-A-CB (Split System: Heat Pump with Remote Outdoor Unit-Air-Source) | (C,H,T)VH837GKA2* |  |  | EHD4X60AAL+WALLCON | *96CTN1002122B* | 33000 | 16.5 | 8.1 | 32200 | 24800 | 77.02% | 2 | 0 | 11.5 |  |  |  | No | R-410A | 2.75 | Residential & Commercial | Ducted CEE Tier 1
214397488 | Central HP <5.4 tons | FRASER-JOHNSTON | HRCU-A-CB (Split System: Heat Pump with Remote Outdoor Unit-Air-Source) | HH860E2S11 |  |  | CTF60C5CGS1 | TL8E080C16UH11 | 44000 | 18 | 9 | 44500 | 33600 | 75.51% | 2 | 0 | 11.7 |  |  |  | No | R-454B | 3.6667 | Residential & Commercial | Ducted CEE Tier 1
211243093 | Central HP <5.4 tons | KEEPRITE | HRCU-A-CB (Split System: Heat Pump with Remote Outdoor Unit-Air-Source) | DLCURAH24ABK |  |  | EA*4X37L17A* | *92ESN0801716A* | 24800 | 17 | 8.5 | 25600 | 21400 | 83.59% | 1.8 | 0 | 10.5 |  |  |  | No | R-410A | 2.0667 | Residential & Commercial | Ducted CEE Tier 1
215669066 | Central HP <5.4 tons | KENMORE | HRCU-A-CB (Split System: Heat Pump with Remote Outdoor Unit-Air-Source) | (C,H,T)5H0V36*K*AAA* |  |  | EA*5X43M21A*+WALLCON | *97CMN0802120B* | 34600 | 18 | 9 | 35200 | 25000 | 71.02% | 1.88 | 0 | 10 |  |  |  | No | R-454B | 2.8833 | Residential & Commercial | Ducted CEE Tier 1
211242682 | Central HP <5.4 tons | KEEPRITE | HRCU-A-CB (Split System: Heat Pump with Remote Outdoor Unit-Air-Source) | DLCURAH24ABK |  |  | EA*4X36L21A* | *95ESN0801716A* | 24800 | 15.5 | 8.5 | 26800 | 22000 | 82.09% | 1.8 | 0 | 10 |  |  |  | No | R-410A | 2.0667 | Residential & Commercial | Ducted CEE Tier 1
211242484 | Central HP <5.4 tons | KEEPRITE | HRCU-A-CB (Split System: Heat Pump with Remote Outdoor Unit-Air-Source) | DLCURAH24ABK |  |  | EA*4X36L21A* | *96VTN0801716A* | 24400 | 16.5 | 8.5 | 26200 | 22400 | 85.5% | 1.86 | 0 | 10 |  |  |  | No | R-410A | 2.0333 | Residential & Commercial | Ducted CEE Tier 1
211243179 | Central HP <5.4 tons | KEEPRITE | HRCU-A-CB (Split System: Heat Pump with Remote Outdoor Unit-Air-Source) | DLCURAH24ABK |  |  | EA*4X37L17A* | OLV098A12* | 23800 | 16.5 | 8.1 | 25200 | 22200 | 88.1% | 1.84 | 0 | 10 |  |  |  | No | R-410A | 1.9833 | Residential & Commercial | Ducted CEE Tier 1
215669400 | Central HP <5.4 tons | KENMORE | HRCU-A-CB (Split System: Heat Pump with Remote Outdoor Unit-Air-Source) | (C,H,T)5H0V36*K*AAA* |  |  | EA*5X60M24A*+WALLCON | *97CMN1202422B* | 34400 | 18.5 | 9 | 34200 | 24800 | 72.51% | 1.9 | 0 | 10 |  |  |  | No | R-454B | 2.8667 | Residential & Commercial | Ducted CEE Tier 1
215669450 | Central HP <5.4 tons | KENMORE | HRCU-A-CB (Split System: Heat Pump with Remote Outdoor Unit-Air-Source) | (C,H,T)5H0V36*K*AAA* |  |  | EA*5X61M21A*+WALLCON | *80CSU1002120A* | 34800 | 18 | 9 | 34400 | 24800 | 72.09% | 1.9 | 0 | 10 |  |  |  | No | R-454B | 2.9 | Residential & Commercial | Ducted CEE Tier 1
214239279 | Central HP <5.4 tons | DAY & NIGHT | HRCU-A-CB (Split System: Heat Pump with Remote Outdoor Unit-Air-Source) | CVH837GKA2* |  |  | EN(A,D,W)4X48L21**+WALLCON | *96CTN1002122B* | 32400 | 17 | 8.1 | 32600 | 24600 | 75.46% | 1.96 | 0 | 11.7 |  |  |  | No | R-410A | 2.7 | Residential & Commercial | Ducted CEE Tier 1
211226598 | Central HP <5.4 tons | KEEPRITE | HRCU-A-CB (Split System: Heat Pump with Remote Outdoor Unit-Air-Source) | DLCURAH36ABK |  |  | EA*4X37L17A* | *80VTL0701716A* | 36400 | 15.5 | 8.5 | 39500 | 35000 | 88.61% | 2.04 | 0 | 10 |  |  |  | No | R-410A | 3.0333 | Residential & Commercial | Ducted CEE Tier 1
212975785 | Central HP <5.4 tons | CARRIER | HRCU-A-CB (Split System: Heat Pump with Remote Outdoor Unit-Air-Source) | 38MURAQ18AB3* |  |  | CAP**2417AL* | GG96VTAB48080B** | 17200 | 16 | 8.5 | 18200 | 19400 | 106.6% | 2.34 | 0 | 10.5 |  |  |  | No | R-410A | 1.4333 | Residential & Commercial | Ducted CEE Tier 1
212977766 | Central HP <5.4 tons | CARRIER | HRCU-A-CB (Split System: Heat Pump with Remote Outdoor Unit-Air-Source) | 38MURAQ18AB3* |  |  | CAP**3017AL* | 58S(B,C)*B045M14**12 | 17700 | 16.5 | 8.5 | 18200 | 18800 | 103.3% | 2.26 | 0 | 10.5 |  |  |  | No | R-410A | 1.475 | Residential & Commercial | Ducted CEE Tier 1
215674370 | Central HP <5.4 tons | DAY & NIGHT | HRCU-A-CB (Split System: Heat Pump with Remote Outdoor Unit-Air-Source) | C5H0V48*K*AAA* |  |  | EA*5X61M21A*+WALLCON | *80CTL0902120B* | 46000 | 18.5 | 9 | 47500 | 33600 | 70.74% | 2.06 | 0 | 10 |  |  |  | No | R-454B | 3.8333 | Residential & Commercial | Ducted CEE Tier 1
212978763 | Central HP <5.4 tons | CARRIER | HRCU-A-CB (Split System: Heat Pump with Remote Outdoor Unit-Air-Source) | 38MURAQ18AB3* |  |  | CAP**2517AL* | 58S(B,C)*B070M17**12 | 18000 | 17 | 8.5 | 17800 | 17700 | 99.44% | 2.14 | 0 | 11 |  |  |  | No | R-410A | 1.5 | Residential & Commercial | Ducted CEE Tier 1
212979965 | Central HP <5.4 tons | CARRIER | HRCU-A-CB (Split System: Heat Pump with Remote Outdoor Unit-Air-Source) | 38MURAQ18AB3* |  |  | CAP**2517AL* | 58S(B,C)*B090M17**14 | 18100 | 16.5 | 8.5 | 17900 | 17700 | 98.88% | 2.14 | 0 | 11 |  |  |  | No | R-410A | 1.5083 | Residential & Commercial | Ducted CEE Tier 1
214569450 | Central HP <5.4 tons | CARRIER | HRCU-A-CB (Split System: Heat Pump with Remote Outdoor Unit-Air-Source) | 25VNA448A*031* |  |  | CAP**6124AL*+UI | 59MN7C060C21**20 | 45000 | 20.5 | 9.5 | 46500 | 37000 | 79.57% | 2.3 | 0 | 11 |  |  |  | No | R-410A | 3.75 | Residential & Commercial | Ducted CEE Tier 1
214569452 | Central HP <5.4 tons | CARRIER | HRCU-A-CB (Split System: Heat Pump with Remote Outdoor Unit-Air-Source) | 25VNA448A*031* |  |  | CAP**6124AL*+UI | 59MN7C080C21**20 | 45500 | 21 | 10 | 46000 | 36400 | 79.13% | 2.36 | 0 | 11.5 |  |  |  | No | R-410A | 3.7917 | Residential & Commercial | Ducted CEE Tier 1
214569502 | Central HP <5.4 tons | CARRIER | HRCU-A-CB (Split System: Heat Pump with Remote Outdoor Unit-Air-Source) | 25VNA448A*031* |  |  | CNPV*4824AL*+UI | 59TN6C080C21**20 | 44000 | 21 | 9 | 46500 | 36400 | 78.28% | 2.18 | 0 | 12 |  |  |  | No | R-410A | 3.6667 | Residential & Commercial | Ducted CEE Tier 1
214569462 | Central HP <5.4 tons | CARRIER | HRCU-A-CB (Split System: Heat Pump with Remote Outdoor Unit-Air-Source) | 25VNA448A*031* |  |  | CSPH*4812AL*+UI | 59MN7C060C21**20 | 43500 | 19.5 | 9 | 47000 | 37200 | 79.15% | 2.16 | 0 | 10.5 |  |  |  | No | R-410A | 3.625 | Residential & Commercial | Ducted CEE Tier 1
214569482 | Central HP <5.4 tons | CARRIER | HRCU-A-CB (Split System: Heat Pump with Remote Outdoor Unit-Air-Source) | 25VNA448A*031* |  |  | CNPV*4821AL*+UI | 59CU5B080C21**20 | 43500 | 20.5 | 9 | 46500 | 36600 | 78.71% | 2.16 | 0 | 11.5 |  |  |  | No | R-410A | 3.625 | Residential & Commercial | Ducted CEE Tier 1
214243261 | Central HP <5.4 tons | DAY & NIGHT | HRCU-A-CB (Split System: Heat Pump with Remote Outdoor Unit-Air-Source) | CVH825GKA2* |  |  | EN(A,D)4X48L24**+WALLCON | *96CTN1202422B* | 24200 | 17 | 8.1 | 21200 | 16600 | 78.3% | 2.02 | 0 | 11.5 |  |  |  | No | R-410A | 2.0167 | Residential & Commercial | Ducted CEE Tier 1
214242911 | Central HP <5.4 tons | DAY & NIGHT | HRCU-A-CB (Split System: Heat Pump with Remote Outdoor Unit-Air-Source) | CVH825GKA2* |  |  | END4X42L17**+WALLCON | *97CMN0601714B* | 23800 | 16 | 8.1 | 21400 | 16700 | 78.04% | 1.98 | 0 | 11 |  |  |  | No | R-410A | 1.9833 | Residential & Commercial | Ducted CEE Tier 1
214569564 | Central HP <5.4 tons | CARRIER | HRCU-A-CB (Split System: Heat Pump with Remote Outdoor Unit-Air-Source) | 25VNA436A*031* |  |  | CAP**4821AL*+UI | 59CU5B100C21**22 | 33800 | 19.5 | 9.5 | 36400 | 25800 | 70.88% | 2.04 | 0 | 12 |  |  |  | No | R-410A | 2.8167 | Residential & Commercial | Ducted CEE Tier 1
214569662 | Central HP <5.4 tons | CARRIER | HRCU-A-CB (Split System: Heat Pump with Remote Outdoor Unit-Air-Source) | 25VNA436A*031* |  |  | CSPH*6012AL*+UI | 59MN7C060C21**20 | 34400 | 18.5 | 9 | 36200 | 25400 | 70.17% | 2.02 | 0 | 11.5 |  |  |  | No | R-410A | 2.8667 | Residential & Commercial | Ducted CEE Tier 1
214569698 | Central HP <5.4 tons | CARRIER | HRCU-A-CB (Split System: Heat Pump with Remote Outdoor Unit-Air-Source) | 25VNA436A*031* |  |  | CNPV*6024AL*+UI | 59CU5B080C21**20 | 34200 | 19.5 | 9 | 36200 | 25600 | 70.72% | 2.02 | 0 | 12.5 |  |  |  | No | R-410A | 2.85 | Residential & Commercial | Ducted CEE Tier 1
215540552 | Central HP <5.4 tons | TCL | HRCU-A-CB (Split System: Heat Pump with Remote Outdoor Unit-Air-Source) | TCU-60D7HEWA/DV2O |  |  | TCE-4860D6HWA/DVOE(04) | FG7TC-120D-E45D* | 52000 | 16.5 | 8.5 | 54000 | 37800 | 70% | 1.9 | 0 | 10 |  |  |  | No | R-410A | 4.3333 | Residential & Commercial | Ducted CEE Tier 1
215669330 | Central HP <5.4 tons | KENMORE | HRCU-A-CB (Split System: Heat Pump with Remote Outdoor Unit-Air-Source) | (C,H,T)5H0V36*K*AAA* |  |  | EA*5X60M24A*+WALLCON | *80CTL1102120B* | 34400 | 18.5 | 9 | 34200 | 24600 | 71.93% | 1.92 | 0 | 10.5 |  |  |  | No | R-454B | 2.8667 | Residential & Commercial | Ducted CEE Tier 1
215669150 | Central HP <5.4 tons | KENMORE | HRCU-A-CB (Split System: Heat Pump with Remote Outdoor Unit-Air-Source) | (C,H,T)5H0V36*K*AAA* |  |  | EA*5X48M21A*+WALLCON | *80CTL0702120B* | 33800 | 18 | 9 | 35000 | 25000 | 71.43% | 1.88 | 0 | 10 |  |  |  | No | R-454B | 2.8167 | Residential & Commercial | Ducted CEE Tier 1
215669082 | Central HP <5.4 tons | KENMORE | HRCU-A-CB (Split System: Heat Pump with Remote Outdoor Unit-Air-Source) | (C,H,T)5H0V36*K*AAA* |  |  | EA*5X43M21A*+WALLCON | *96CTN0801714B* | 34400 | 18 | 8.1 | 35400 | 25200 | 71.19% | 1.9 | 0 | 10 |  |  |  | No | R-454B | 2.8667 | Residential & Commercial | Ducted CEE Tier 1
211206901 | Central HP <5.4 tons | LUXAIRE | HRCU-A-CB (Split System: Heat Pump with Remote Outdoor Unit-Air-Source) | HL20B3621 |  |  | XAMB36DE2N1+CC | LPLC080B12MP13 | 32600 | 18 | 8.5 | 34400 | 29600 | 86.05% | 1.94 | 0 | 11.7 |  |  |  | No | R-410A | 2.7167 | Residential & Commercial | Ducted CEE Tier 1
215669018 | Central HP <5.4 tons | KENMORE | HRCU-A-CB (Split System: Heat Pump with Remote Outdoor Unit-Air-Source) | (C,H,T)5H0V36*K*AAA* |  |  | EA*5X43M21A*+WALLCON | *80CTL1102120B* | 34600 | 18 | 9 | 35200 | 25000 | 71.02% | 1.9 | 0 | 10 |  |  |  | No | R-454B | 2.8833 | Residential & Commercial | Ducted CEE Tier 1
211243023 | Central HP <5.4 tons | KEEPRITE | HRCU-A-CB (Split System: Heat Pump with Remote Outdoor Unit-Air-Source) | DLCURAH24ABK |  |  | EA*4X37L17A* | *80ES(N,L)0451412A* | 25200 | 16 | 8.5 | 26200 | 21000 | 80.15% | 1.76 | 0 | 10 |  |  |  | No | R-410A | 2.1 | Residential & Commercial | Ducted CEE Tier 1
211242704 | Central HP <5.4 tons | KEEPRITE | HRCU-A-CB (Split System: Heat Pump with Remote Outdoor Unit-Air-Source) | DLCURAH24ABK |  |  | EA*4X36L21A* | *80ESU0802120A | 24600 | 17.5 | 8.5 | 26200 | 22200 | 84.73% | 1.86 | 0 | 10.5 |  |  |  | No | R-410A | 2.05 | Residential & Commercial | Ducted CEE Tier 1
211245031 | Central HP <5.4 tons | KEEPRITE | HRCU-A-CB (Split System: Heat Pump with Remote Outdoor Unit-Air-Source) | DLCURAH24ABK |  |  | EN(A,D,W)4X36L17** | *80VTL0701716A* | 24200 | 17 | 8.1 | 26200 | 23000 | 87.79% | 1.9 | 0 | 10.5 |  |  |  | No | R-410A | 2.0167 | Residential & Commercial | Ducted CEE Tier 1
213300342 | Central HP <5.4 tons | BRYANT HEATING AND COOLING SYSTEMS | HRCU-A-CB (Split System: Heat Pump with Remote Outdoor Unit-Air-Source) | 38MURAQ36AB3* |  |  | F54AA*B36L* |  | 35800 | 16 | 9 | 38500 | 35000 | 90.91% | 1.94 | 0 | 10 |  |  |  | No | R-410A | 2.9833 | Residential & Commercial | Ducted CEE Tier 1
211391320 | Central HP <5.4 tons | COLEMAN | HRCU-A-CB (Split System: Heat Pump with Remote Outdoor Unit-Air-Source) | HMH72B341 |  |  | XAFC36DXXN1+TXV | TMLE120C16MP11 | 34000 | 18 | 8.5 | 33600 | 23800 | 70.83% | 2.08 | 0 | 10 |  |  |  | No | R-410A | 2.8333 | Residential & Commercial | Ducted CEE Tier 1
211260883 | Central HP <5.4 tons | BRYANT HEATING AND COOLING SYSTEMS | HRCU-A-CB (Split System: Heat Pump with Remote Outdoor Unit-Air-Source) | 38MURAQ18AB3* |  |  | CAP**2517AL* | 915SB30040E14*** | 18300 | 16 | 8.5 | 18200 | 17500 | 96.15% | 2.12 | 0 | 10.5 |  |  |  | No | R-410A | 1.525 | Residential & Commercial | Ducted CEE Tier 1
212971353 | Central HP <5.4 tons | BRYANT HEATING AND COOLING SYSTEMS | HRCU-A-CB (Split System: Heat Pump with Remote Outdoor Unit-Air-Source) | 38MURAQ18AB3* |  |  | CAP**2414AL* | 82*TB36045V14*** | 17600 | 16.5 | 8.5 | 18500 | 19400 | 104.9% | 2.34 | 0 | 10.5 |  |  |  | No | R-410A | 1.4667 | Residential & Commercial | Ducted CEE Tier 1
212971355 | Central HP <5.4 tons | BRYANT HEATING AND COOLING SYSTEMS | HRCU-A-CB (Split System: Heat Pump with Remote Outdoor Unit-Air-Source) | 38MURAQ18AB3* |  |  | CAP**2417AL* | 82*TB36045V14*** | 17600 | 16.5 | 8.5 | 18500 | 19400 | 104.9% | 2.34 | 0 | 10.5 |  |  |  | No | R-410A | 1.4667 | Residential & Commercial | Ducted CEE Tier 1
216046823 | Central HP <5.4 tons | TCL | HRCU-A-CB (Split System: Heat Pump with Remote Outdoor Unit-Air-Source) | THH60HES2NAGOH24 |  |  | 5TEM6D07AV51+TDR |  | 53000 | 16 | 8.1 | 54000 | 42000 | 77.78% | 1.75 | 0 | 10 |  |  |  | No | R-454B | 4.4167 | Residential & Commercial | Ducted CEE Tier 1
211387531 | Central HP <5.4 tons | FRASER-JOHNSTON | HRCU-A-CB (Split System: Heat Pump with Remote Outdoor Unit-Air-Source) | HMH72B341 |  |  | XAFC36DBCN1 | TM9V100C16MP12 | 34000 | 17.5 | 8.5 | 34000 | 24000 | 70.59% | 2.1 | 0 | 10 |  |  |  | No | R-410A | 2.8333 | Residential & Commercial | Ducted CEE Tier 1
216581400 | Central HP <5.4 tons | CARRIER | HRCU-A-CB (Split System: Heat Pump with Remote Outdoor Unit-Air-Source) | 25VNA436A*031* |  |  | CAP**4221AL*+UI | 59TN7A060C17**16 | 32400 | 18 | 9 | 35600 | 26400 | 74.16% | 1.88 | 0 | 10.5 |  |  |  | No | R-410A | 2.7 | Residential & Commercial | Ducted CEE Tier 1
216581416 | Central HP <5.4 tons | CARRIER | HRCU-A-CB (Split System: Heat Pump with Remote Outdoor Unit-Air-Source) | 25VNA436A*031* |  |  | CAP**6024AL*+UI | 59TN7A080C21**20 | 34000 | 19.5 | 9 | 34200 | 25000 | 73.1% | 1.85 | 0 | 11.7 |  |  |  | No | R-410A | 2.8333 | Residential & Commercial | Ducted CEE Tier 1
215869484 | Central HP <5.4 tons | TCL | HRCU-A-CB (Split System: Heat Pump with Remote Outdoor Unit-Air-Source) | H36TDH18XAC |  |  | H36AHH18XAE |  | 34000 | 19 | 9 | 36000 | 26000 | 72.22% | 1.9 | 0 | 10 |  |  |  | No | R-454B | 2.8333 | Residential & Commercial | Ducted CEE Tier 1
210470243 | Central HP <5.4 tons | BRYANT HEATING AND COOLING SYSTEMS | HRCU-A-CB (Split System: Heat Pump with Remote Outdoor Unit-Air-Source) | 288BNV037*0**B* |  |  | CAP**6024AL*+UI | 935CA66100C21*** | 32800 | 18 | 8.5 | 31800 | 24800 | 77.99% | 2 | 0 | 11.5 |  |  |  | No | R-410A | 2.7333 | Residential & Commercial | Ducted CEE Tier 1
210470986 | Central HP <5.4 tons | BRYANT HEATING AND COOLING SYSTEMS | HRCU-A-CB (Split System: Heat Pump with Remote Outdoor Unit-Air-Source) | 288BNV037*0**B* |  |  | CNPV*6024AL*+UI | 986TC66100C21*** | 32800 | 18 | 8.1 | 32200 | 24600 | 76.4% | 1.98 | 0 | 12 |  |  |  | No | R-410A | 2.7333 | Residential & Commercial | Ducted CEE Tier 1
215936844 | Central HP <5.4 tons | CARRIER | HRCU-A-CB (Split System: Heat Pump with Remote Outdoor Unit-Air-Source) | 27VNA336A*030* |  |  | CVAVA6024XMA*+UI | 59TN6C100C21**22 | 35600 | 22 | 8.5 | 38000 | 28400 | 74.74% | 2.04 | 0 | 12.5 |  |  |  | No | R-454B | 2.9667 | Residential & Commercial | Ducted CEE Tier 1
212390894 | Central HP <5.4 tons | TCL | HRCU-A-C (Split System: Heat Pump with Remote Outdoor Unit with No Indoor Fan --Air Source) | THH30HAI2NAF2U23 |  |  | 4TXCB003DS3 |  | 24000 | 15.2 | 8.1 | 24000 | 19500 | 81.25% | 1.75 | 0 | 10 |  |  |  | No | R-410A | 2 | Residential & Commercial | Ducted CEE Tier 1
211244481 | Central HP <5.4 tons | KEEPRITE | HRCU-A-CB (Split System: Heat Pump with Remote Outdoor Unit-Air-Source) | DLCURAH24ABK |  |  | EN(A,D)4X30L17** | *95ESU0401712A* | 23600 | 16.5 | 8.1 | 25800 | 23600 | 91.47% | 1.96 | 0 | 10 |  |  |  | No | R-410A | 1.9667 | Residential & Commercial | Ducted CEE Tier 1
211244288 | Central HP <5.4 tons | KEEPRITE | HRCU-A-CB (Split System: Heat Pump with Remote Outdoor Unit-Air-Source) | DLCURAH24ABK |  |  | EN(A,D)4X30L14** | *96VSN0401410A* | 23600 | 15.5 | 8.1 | 26200 | 23600 | 90.08% | 1.92 | 0 | 10 |  |  |  | No | R-410A | 1.9667 | Residential & Commercial | Ducted CEE Tier 1
211244053 | Central HP <5.4 tons | KEEPRITE | HRCU-A-CB (Split System: Heat Pump with Remote Outdoor Unit-Air-Source) | DLCURAH24ABK |  |  | EN(A,D)4X24L17** | *95ESN0601412A* | 24000 | 15.2 | 8.5 | 27200 | 23000 | 84.56% | 1.88 | 0 | 10 |  |  |  | No | R-410A | 2 | Residential & Commercial | Ducted CEE Tier 1
211244064 | Central HP <5.4 tons | KEEPRITE | HRCU-A-CB (Split System: Heat Pump with Remote Outdoor Unit-Air-Source) | DLCURAH24ABK |  |  | EN(A,D)4X24L17** | *96VTN0401410A* | 23400 | 15.5 | 8.5 | 26600 | 24000 | 90.23% | 1.96 | 0 | 10 |  |  |  | No | R-410A | 1.95 | Residential & Commercial | Ducted CEE Tier 1
211243705 | Central HP <5.4 tons | KEEPRITE | HRCU-A-CB (Split System: Heat Pump with Remote Outdoor Unit-Air-Source) | DLCURAH24ABK |  |  | EN(A,D)4X24L14** | *80VSL0451412A* | 23800 | 16 | 8.5 | 26800 | 23200 | 86.57% | 1.9 | 0 | 10 |  |  |  | No | R-410A | 1.9833 | Residential & Commercial | Ducted CEE Tier 1
211243260 | Central HP <5.4 tons | KEEPRITE | HRCU-A-CB (Split System: Heat Pump with Remote Outdoor Unit-Air-Source) | DLCURAH24ABK |  |  | EA*4X37L21A* | *96VSN0801716A* | 24800 | 17 | 8.5 | 25600 | 21000 | 82.03% | 1.76 | 0 | 10.5 |  |  |  | No | R-410A | 2.0667 | Residential & Commercial | Ducted CEE Tier 1
211392857 | Central HP <5.4 tons | COLEMAN | HRCU-A-CB (Split System: Heat Pump with Remote Outdoor Unit-Air-Source) | HMH72B341 |  |  | XAFB36DBCN1 | TM8E040A12MP11 | 34000 | 18 | 8.1 | 33600 | 23800 | 70.83% | 2.06 | 0 | 10 |  |  |  | No | R-410A | 2.8333 | Residential & Commercial | Ducted CEE Tier 1
215669730 | Central HP <5.4 tons | KENMORE | HRCU-A-CB (Split System: Heat Pump with Remote Outdoor Unit-Air-Source) | (C,H,T)5H0V36*K*AAA* |  |  | EA*5X61M24A*+WALLCON | *96CTN1002122B* | 35000 | 18.5 | 9 | 34400 | 24800 | 72.09% | 1.92 | 0 | 10.5 |  |  |  | No | R-454B | 2.9167 | Residential & Commercial | Ducted CEE Tier 1
215669660 | Central HP <5.4 tons | KENMORE | HRCU-A-CB (Split System: Heat Pump with Remote Outdoor Unit-Air-Source) | (C,H,T)5H0V36*K*AAA* |  |  | EA*5X61M24A*+WALLCON | *80CTL1352422B* | 35000 | 18.5 | 9 | 34400 | 24600 | 71.51% | 1.92 | 0 | 10.5 |  |  |  | No | R-454B | 2.9167 | Residential & Commercial | Ducted CEE Tier 1
215669430 | Central HP <5.4 tons | KENMORE | HRCU-A-CB (Split System: Heat Pump with Remote Outdoor Unit-Air-Source) | (C,H,T)5H0V36*K*AAA* |  |  | EA*5X61M21A*+WALLCON | *80CSU0401712A* | 34800 | 18.5 | 9 | 34400 | 24800 | 72.09% | 1.92 | 0 | 10 |  |  |  | No | R-454B | 2.9 | Residential & Commercial | Ducted CEE Tier 1
213782143 | Central HP <5.4 tons | KENMORE | HRCU-A-CB (Split System: Heat Pump with Remote Outdoor Unit-Air-Source) | (C,H,T)VH837GKA2* |  |  | EHD4X48AAL+WALLCON | *97CMN0801714B* | 32400 | 16.5 | 8.1 | 33000 | 25000 | 75.76% | 1.94 | 0 | 11 |  |  |  | No | R-410A | 2.7 | Residential & Commercial | Ducted CEE Tier 1
213781593 | Central HP <5.4 tons | KENMORE | HRCU-A-CB (Split System: Heat Pump with Remote Outdoor Unit-Air-Source) | (C,H,T)VH837GKA2* |  |  | EA*4X61L21A*+WALLCON | *95CSU0601716B* | 33000 | 17 | 8.1 | 32200 | 25000 | 77.64% | 1.96 | 0 | 11 |  |  |  | No | R-410A | 2.75 | Residential & Commercial | Ducted CEE Tier 1
213781943 | Central HP <5.4 tons | KENMORE | HRCU-A-CB (Split System: Heat Pump with Remote Outdoor Unit-Air-Source) | (C,H,T)VH837GKA2* |  |  | EHD4X42AAL+WALLCON | *80CTL1102120B* | 32600 | 16.5 | 8.1 | 32800 | 24600 | 75% | 1.94 | 0 | 11 |  |  |  | No | R-410A | 2.7167 | Residential & Commercial | Ducted CEE Tier 1
213781493 | Central HP <5.4 tons | KENMORE | HRCU-A-CB (Split System: Heat Pump with Remote Outdoor Unit-Air-Source) | (C,H,T)VH837GKA2* |  |  | EA*4X60L24A*+WALLCON | *80CTL1352422B* | 32800 | 17.5 | 8.1 | 31800 | 24600 | 77.36% | 1.98 | 0 | 11.5 |  |  |  | No | R-410A | 2.7333 | Residential & Commercial | Ducted CEE Tier 1
213781423 | Central HP <5.4 tons | KENMORE | HRCU-A-CB (Split System: Heat Pump with Remote Outdoor Unit-Air-Source) | (C,H,T)VH837GKA2* |  |  | EA*4X48L24A*+WALLCON | *80CTL1352422B* | 32400 | 17.5 | 8.5 | 32400 | 24800 | 76.54% | 1.98 | 0 | 11.5 |  |  |  | No | R-410A | 2.7 | Residential & Commercial | Ducted CEE Tier 1
213781443 | Central HP <5.4 tons | KENMORE | HRCU-A-CB (Split System: Heat Pump with Remote Outdoor Unit-Air-Source) | (C,H,T)VH837GKA2* |  |  | EA*4X48L24A*+WALLCON | *97CMN1202422B* | 32200 | 17 | 8.1 | 32600 | 24800 | 76.07% | 1.98 | 0 | 11 |  |  |  | No | R-410A | 2.6833 | Residential & Commercial | Ducted CEE Tier 1
213781273 | Central HP <5.4 tons | KENMORE | HRCU-A-CB (Split System: Heat Pump with Remote Outdoor Unit-Air-Source) | (C,H,T)VH837GKA2* |  |  | EA*4X43L21A*+WALLCON | *96CTN1002122B* | 33000 | 17 | 8.5 | 32600 | 25000 | 76.69% | 1.98 | 0 | 11.5 |  |  |  | No | R-410A | 2.75 | Residential & Commercial | Ducted CEE Tier 1
215669440 | Central HP <5.4 tons | KENMORE | HRCU-A-CB (Split System: Heat Pump with Remote Outdoor Unit-Air-Source) | (C,H,T)5H0V36*K*AAA* |  |  | EA*5X61M21A*+WALLCON | *80CSU0601716A* | 34800 | 18 | 9 | 34400 | 24800 | 72.09% | 1.9 | 0 | 10 |  |  |  | No | R-454B | 2.9 | Residential & Commercial | Ducted CEE Tier 1
211242567 | Central HP <5.4 tons | KEEPRITE | HRCU-A-CB (Split System: Heat Pump with Remote Outdoor Unit-Air-Source) | DLCURAH24ABK |  |  | EA*4X36L21A* | *80ES(N,L)0701712A* | 23400 | 17 | 8.5 | 25600 | 23600 | 92.19% | 1.98 | 0 | 10 |  |  |  | No | R-410A | 1.95 | Residential & Commercial | Ducted CEE Tier 1
215669290 | Central HP <5.4 tons | KENMORE | HRCU-A-CB (Split System: Heat Pump with Remote Outdoor Unit-Air-Source) | (C,H,T)5H0V36*K*AAA* |  |  | EA*5X48M21A*+WALLCON | *96CTN1002122B* | 33800 | 18 | 9 | 35000 | 25000 | 71.43% | 1.9 | 0 | 10 |  |  |  | No | R-454B | 2.8167 | Residential & Commercial | Ducted CEE Tier 1
211243126 | Central HP <5.4 tons | KEEPRITE | HRCU-A-CB (Split System: Heat Pump with Remote Outdoor Unit-Air-Source) | DLCURAH24ABK |  |  | EA*4X37L17A* | *92ESN0401410A* | 24600 | 15.2 | 8.5 | 26000 | 21600 | 83.08% | 1.78 | 0 | 10 |  |  |  | No | R-410A | 2.05 | Residential & Commercial | Ducted CEE Tier 1
214239339 | Central HP <5.4 tons | DAY & NIGHT | HRCU-A-CB (Split System: Heat Pump with Remote Outdoor Unit-Air-Source) | CVH837GKA2* |  |  | EN(A,D)4X48L24**+WALLCON | *96CTN1002122B* | 32400 | 17 | 8.1 | 32600 | 24600 | 75.46% | 1.96 | 0 | 11.7 |  |  |  | No | R-410A | 2.7 | Residential & Commercial | Ducted CEE Tier 1
211226961 | Central HP <5.4 tons | KEEPRITE | HRCU-A-CB (Split System: Heat Pump with Remote Outdoor Unit-Air-Source) | DLCURAH36ABK |  |  | EA*4X37L21A* | *80VTL1102122A* | 37000 | 15.5 | 8.5 | 38500 | 34800 | 90.39% | 2.12 | 0 | 10 |  |  |  | No | R-410A | 3.0833 | Residential & Commercial | Ducted CEE Tier 1
210471320 | Central HP <5.4 tons | CARRIER | HRCU-A-CB (Split System: Heat Pump with Remote Outdoor Unit-Air-Source) | 25VNA837A*031* |  |  | CSPH*6012AL*+UI | 59MN7B060C21**20 | 32800 | 16.5 | 8.1 | 32400 | 25200 | 77.78% | 1.98 | 0 | 11 |  |  |  | No | R-410A | 2.7333 | Residential & Commercial | Ducted CEE Tier 1
210473469 | Central HP <5.4 tons | BRYANT HEATING AND COOLING SYSTEMS | HRCU-A-CB (Split System: Heat Pump with Remote Outdoor Unit-Air-Source) | 288BNV025*0**C* |  |  | CAP**4824AL*+UI | 88*TA66135C24*** | 24200 | 17 | 8.1 | 21000 | 16500 | 78.57% | 2.02 | 0 | 11 |  |  |  | No | R-410A | 2.0167 | Residential & Commercial | Ducted CEE Tier 1
210474614 | Central HP <5.4 tons | BRYANT HEATING AND COOLING SYSTEMS | HRCU-A-CB (Split System: Heat Pump with Remote Outdoor Unit-Air-Source) | 288BNV025*0**C* |  |  | CSPH*4812AL*+UI | 986TC66100C21*** | 24200 | 16 | 8.1 | 21200 | 16700 | 78.77% | 2.04 | 0 | 11 |  |  |  | No | R-410A | 2.0167 | Residential & Commercial | Ducted CEE Tier 1
210472974 | Central HP <5.4 tons | BRYANT HEATING AND COOLING SYSTEMS | HRCU-A-CB (Split System: Heat Pump with Remote Outdoor Unit-Air-Source) | 288BNV025*0**C* |  |  | CAP**4221AL*+UI | 987MB60060C21*** | 23600 | 16 | 8.1 | 21400 | 16700 | 78.04% | 1.94 | 0 | 11 |  |  |  | No | R-410A | 1.9667 | Residential & Commercial | Ducted CEE Tier 1
210473117 | Central HP <5.4 tons | BRYANT HEATING AND COOLING SYSTEMS | HRCU-A-CB (Split System: Heat Pump with Remote Outdoor Unit-Air-Source) | 288BNV025*0**C* |  |  | CAP**4321AL*+UI | 83*CA36040C17*** | 24400 | 17 | 8.5 | 21200 | 16600 | 78.3% | 2.02 | 0 | 11 |  |  |  | No | R-410A | 2.0333 | Residential & Commercial | Ducted CEE Tier 1
210473249 | Central HP <5.4 tons | BRYANT HEATING AND COOLING SYSTEMS | HRCU-A-CB (Split System: Heat Pump with Remote Outdoor Unit-Air-Source) | 288BNV025*0**C* |  |  | CAP**4321AL*+UI | 987MB60060C21*** | 24400 | 16.5 | 8.1 | 21200 | 16700 | 78.77% | 2.02 | 0 | 11 |  |  |  | No | R-410A | 2.0333 | Residential & Commercial | Ducted CEE Tier 1
214244036 | Central HP <5.4 tons | BRYANT HEATING AND COOLING SYSTEMS | HRCU-A-CB (Split System: Heat Pump with Remote Outdoor Unit-Air-Source) | 284ANV024*0**B* |  |  | CNPV*3621AL*+UI | 987MC42080C17*** | 23200 | 19.5 | 9.5 | 26800 | 20000 | 74.63% | 2.36 | 0 | 13 |  |  |  | No | R-410A | 1.9333 | Residential & Commercial | Ducted CEE Tier 1
214244050 | Central HP <5.4 tons | BRYANT HEATING AND COOLING SYSTEMS | HRCU-A-CB (Split System: Heat Pump with Remote Outdoor Unit-Air-Source) | 284ANV024*0**B* |  |  | CNPV*4217AL*+UI | 88*TB48070C17*** | 23600 | 20 | 10 | 26600 | 19800 | 74.44% | 2.46 | 0 | 13 |  |  |  | No | R-410A | 1.9667 | Residential & Commercial | Ducted CEE Tier 1
214244084 | Central HP <5.4 tons | BRYANT HEATING AND COOLING SYSTEMS | HRCU-A-CB (Split System: Heat Pump with Remote Outdoor Unit-Air-Source) | 284ANV024*0**B* |  |  | CNPV*4221AL*+UI | 986TD66100C21*** | 23400 | 20 | 10 | 26600 | 19800 | 74.44% | 2.44 | 0 | 13.5 |  |  |  | No | R-410A | 1.95 | Residential & Commercial | Ducted CEE Tier 1
214242441 | Central HP <5.4 tons | DAY & NIGHT | HRCU-A-CB (Split System: Heat Pump with Remote Outdoor Unit-Air-Source) | CVH825GKA2* |  |  | EN(A,D)4X24L17**+WALLCON | *80CTL0701716B* | 23200 | 16 | 8.1 | 22000 | 16900 | 76.82% | 1.92 | 0 | 10.5 |  |  |  | No | R-410A | 1.9333 | Residential & Commercial | Ducted CEE Tier 1
214242401 | Central HP <5.4 tons | DAY & NIGHT | HRCU-A-CB (Split System: Heat Pump with Remote Outdoor Unit-Air-Source) | CVH825GKA2* |  |  | EN(A,D)4X24L14**+WALLCON | *80CTL0701412B* | 23200 | 16 | 8.1 | 22000 | 16800 | 76.36% | 1.94 | 0 | 10.5 |  |  |  | No | R-410A | 1.9333 | Residential & Commercial | Ducted CEE Tier 1
214243051 | Central HP <5.4 tons | DAY & NIGHT | HRCU-A-CB (Split System: Heat Pump with Remote Outdoor Unit-Air-Source) | CVH825GKA2* |  |  | EN(A,D,W)4X42L21**+WALLCON | *96CTN0601714B* | 23600 | 16 | 8.1 | 21600 | 16700 | 77.31% | 1.94 | 0 | 11 |  |  |  | No | R-410A | 1.9667 | Residential & Commercial | Ducted CEE Tier 1
214243121 | Central HP <5.4 tons | DAY & NIGHT | HRCU-A-CB (Split System: Heat Pump with Remote Outdoor Unit-Air-Source) | CVH825GKA2* |  |  | EN(A,D,W)4X48L21**+WALLCON | *80CTL1102120B* | 24200 | 17 | 8.1 | 21200 | 16600 | 78.3% | 2.02 | 0 | 11.5 |  |  |  | No | R-410A | 2.0167 | Residential & Commercial | Ducted CEE Tier 1
214243151 | Central HP <5.4 tons | DAY & NIGHT | HRCU-A-CB (Split System: Heat Pump with Remote Outdoor Unit-Air-Source) | CVH825GKA2* |  |  | EN(A,D,W)4X48L21**+WALLCON | *97CMN0801714B* | 24000 | 16.5 | 8.1 | 21400 | 16600 | 77.57% | 2 | 0 | 11 |  |  |  | No | R-410A | 2 | Residential & Commercial | Ducted CEE Tier 1
211387547 | Central HP <5.4 tons | FRASER-JOHNSTON | HRCU-A-CB (Split System: Heat Pump with Remote Outdoor Unit-Air-Source) | HMH72B341 |  |  | XAFC30CXXN1+TXV | TM9V100C16MP12 | 33200 | 17.5 | 8.5 | 33000 | 23200 | 70.3% | 2.06 | 0 | 10 |  |  |  | No | R-410A | 2.7667 | Residential & Commercial | Ducted CEE Tier 1
212972673 | Central HP <5.4 tons | BRYANT HEATING AND COOLING SYSTEMS | HRCU-A-CB (Split System: Heat Pump with Remote Outdoor Unit-Air-Source) | 38MURAQ18AB3* |  |  | CAP**2414AL* | 926SB30040V14*** | 17200 | 16 | 8.5 | 18200 | 19400 | 106.6% | 2.34 | 0 | 10 |  |  |  | No | R-410A | 1.4333 | Residential & Commercial | Ducted CEE Tier 1
212973043 | Central HP <5.4 tons | BRYANT HEATING AND COOLING SYSTEMS | HRCU-A-CB (Split System: Heat Pump with Remote Outdoor Unit-Air-Source) | 38MURAQ18AB3* |  |  | CAP**3017AL* | 926SB36040V17*** | 17400 | 16 | 8.5 | 18000 | 18800 | 104.4% | 2.24 | 0 | 10.5 |  |  |  | No | R-410A | 1.45 | Residential & Commercial | Ducted CEE Tier 1
212973293 | Central HP <5.4 tons | BRYANT HEATING AND COOLING SYSTEMS | HRCU-A-CB (Split System: Heat Pump with Remote Outdoor Unit-Air-Source) | 38MURAQ18AB3* |  |  | CAP**1917AL* | 926SB36060V14*** | 17700 | 16.5 | 8.1 | 17700 | 17900 | 101.1% | 2.16 | 0 | 10.5 |  |  |  | No | R-410A | 1.475 | Residential & Commercial | Ducted CEE Tier 1
213781633 | Central HP <5.4 tons | KENMORE | HRCU-A-CB (Split System: Heat Pump with Remote Outdoor Unit-Air-Source) | (C,H,T)VH837GKA2* |  |  | EA*4X61L21A*+WALLCON | *96CTN0601714B* | 33000 | 17 | 8.1 | 32200 | 25000 | 77.64% | 1.96 | 0 | 11 |  |  |  | No | R-410A | 2.75 | Residential & Commercial | Ducted CEE Tier 1
213781083 | Central HP <5.4 tons | KENMORE | HRCU-A-CB (Split System: Heat Pump with Remote Outdoor Unit-Air-Source) | (C,H,T)VH837GKA2* |  |  | EA*4X42L21A*+WALLCON | *96CTN1002122B* | 31800 | 17 | 8.1 | 33000 | 24400 | 73.94% | 1.88 | 0 | 11 |  |  |  | No | R-410A | 2.65 | Residential & Commercial | Ducted CEE Tier 1
213781183 | Central HP <5.4 tons | KENMORE | HRCU-A-CB (Split System: Heat Pump with Remote Outdoor Unit-Air-Source) | (C,H,T)VH837GKA2* |  |  | EA*4X43L21A*+WALLCON | *80CTL0901716B* | 33000 | 17 | 8.5 | 32800 | 25000 | 76.22% | 1.98 | 0 | 11 |  |  |  | No | R-410A | 2.75 | Residential & Commercial | Ducted CEE Tier 1
213780813 | Central HP <5.4 tons | KENMORE | HRCU-A-CB (Split System: Heat Pump with Remote Outdoor Unit-Air-Source) | (C,H,T)VH837GKA2* |  |  | EA*4X36L21A*+WALLCON | *97CMN1002122B* | 31600 | 17 | 8.1 | 32800 | 24200 | 73.78% | 1.86 | 0 | 11 |  |  |  | No | R-410A | 2.6333 | Residential & Commercial | Ducted CEE Tier 1
214584599 | Central HP <5.4 tons | CHAMPION HEATING AND COOLING | HRCU-A-CB (Split System: Heat Pump with Remote Outdoor Unit-Air-Source) | HH860E2S11 |  |  | CTM60C5CGS1 | Z8ES080C20SMPS1 | 44000 | 18 | 9 | 44500 | 33400 | 75.06% | 2 | 0 | 12 |  |  |  | No | R-454B | 3.6667 | Residential & Commercial | Ducted CEE Tier 1
214584719 | Central HP <5.4 tons | CHAMPION HEATING AND COOLING | HRCU-A-CB (Split System: Heat Pump with Remote Outdoor Unit-Air-Source) | HH860E2S11 |  |  | CTF60C5CGS1 | Z8ES100C20SMPS1 | 44500 | 18 | 9 | 44500 | 33400 | 75.06% | 2 | 0 | 12 |  |  |  | No | R-454B | 3.7083 | Residential & Commercial | Ducted CEE Tier 1
212383480 | Central HP <5.4 tons | CARRIER | HRCU-A-CB (Split System: Heat Pump with Remote Outdoor Unit-Air-Source) | 38MURAQ36AB3* |  |  | CAP**4821AL* | 58S(B,C)*A070E17**16 | 35600 | 16 | 8.5 | 37800 | 34600 | 91.53% | 2.04 | 0 | 10 |  |  |  | No | R-410A | 2.9667 | Residential & Commercial | Ducted CEE Tier 1
211226833 | Central HP <5.4 tons | KEEPRITE | HRCU-A-CB (Split System: Heat Pump with Remote Outdoor Unit-Air-Source) | DLCURAH36ABK |  |  | EA*4X37L21A* | *80ES(N,L)0902116A* | 36600 | 16 | 8.5 | 38500 | 34800 | 90.39% | 2.1 | 0 | 10 |  |  |  | No | R-410A | 3.05 | Residential & Commercial | Ducted CEE Tier 1
210473260 | Central HP <5.4 tons | BRYANT HEATING AND COOLING SYSTEMS | HRCU-A-CB (Split System: Heat Pump with Remote Outdoor Unit-Air-Source) | 288BNV025*0**C* |  |  | CAP**4821AL*+UI | 935CA48060C17*** | 24000 | 16.5 | 8.1 | 21000 | 16600 | 79.05% | 2 | 0 | 10.5 |  |  |  | No | R-410A | 2 | Residential & Commercial | Ducted CEE Tier 1
210474037 | Central HP <5.4 tons | BRYANT HEATING AND COOLING SYSTEMS | HRCU-A-CB (Split System: Heat Pump with Remote Outdoor Unit-Air-Source) | 288BNV025*0**C* |  |  | CNPV*4821AL*+UI | 88*TA48090C17*** | 24200 | 17.5 | 8.1 | 21200 | 16500 | 77.83% | 2.02 | 0 | 11.7 |  |  |  | No | R-410A | 2.0167 | Residential & Commercial | Ducted CEE Tier 1
210474262 | Central HP <5.4 tons | BRYANT HEATING AND COOLING SYSTEMS | HRCU-A-CB (Split System: Heat Pump with Remote Outdoor Unit-Air-Source) | 288BNV025*0**C* |  |  | CSPH*4212AL*+UI | 83*CA48060C17*** | 24200 | 16 | 8.1 | 21400 | 16600 | 77.57% | 2 | 0 | 10.5 |  |  |  | No | R-410A | 2.0167 | Residential & Commercial | Ducted CEE Tier 1
213780123 | Central HP <5.4 tons | KENMORE | HRCU-A-CB (Split System: Heat Pump with Remote Outdoor Unit-Air-Source) | (C,H,T)VH837GKA** |  |  | EHD4X42AAL+WALLCON | *96CTN1002122B* | 32600 | 16.5 | 8.1 | 33000 | 24600 | 74.55% | 1.94 | 0 | 11 |  |  |  | No | R-410A | 2.7167 | Residential & Commercial | Ducted CEE Tier 1
211387913 | Central HP <5.4 tons | FRASER-JOHNSTON | HRCU-A-CB (Split System: Heat Pump with Remote Outdoor Unit-Air-Source) | HMH72B341 |  |  | XAFB36DBCN1 | TM9V080B12MP12 | 33600 | 17.5 | 8.5 | 33400 | 23400 | 70.06% | 2.04 | 0 | 10 |  |  |  | No | R-410A | 2.8 | Residential & Commercial | Ducted CEE Tier 1
216581402 | Central HP <5.4 tons | CARRIER | HRCU-A-CB (Split System: Heat Pump with Remote Outdoor Unit-Air-Source) | 25VNA436A*031* |  |  | CAP**4221AL*+UI | 59TN7A080C17**16 | 32400 | 18.5 | 9.5 | 35200 | 26400 | 75% | 1.88 | 0 | 11 |  |  |  | No | R-410A | 2.7 | Residential & Commercial | Ducted CEE Tier 1
216581418 | Central HP <5.4 tons | CARRIER | HRCU-A-CB (Split System: Heat Pump with Remote Outdoor Unit-Air-Source) | 25VNA436A*031* |  |  | CAP**6024AL*+UI | 59TN7A100C21**22 | 34000 | 19.5 | 9 | 34000 | 25000 | 73.53% | 1.85 | 0 | 12 |  |  |  | No | R-410A | 2.8333 | Residential & Commercial | Ducted CEE Tier 1
210596588 | Central HP <5.4 tons | BRYANT HEATING AND COOLING SYSTEMS | HRCU-A-CB (Split System: Heat Pump with Remote Outdoor Unit-Air-Source) | 288BNV037*0**A* |  |  | CNPV*6024AL*+UI | 987MB66100C21*** | 32800 | 18 | 8.1 | 32200 | 24600 | 76.4% | 1.98 | 0 | 12 |  |  |  | No | R-410A | 2.7333 | Residential & Commercial | Ducted CEE Tier 1
213297404 | Central HP <5.4 tons | LUXAIRE | HRCU-A-CB (Split System: Heat Pump with Remote Outdoor Unit-Air-Source) | HMH72B341 |  |  | XAHB30CXXN1+TXV | Z8ES040A12SMPS1 | 31800 | 17 | 8.1 | 32200 | 22600 | 70.19% | 2 | 0 | 10 |  |  |  | No | R-410A | 2.65 | Residential & Commercial | Ducted CEE Tier 1
211389406 | Central HP <5.4 tons | FRASER-JOHNSTON | HRCU-A-CB (Split System: Heat Pump with Remote Outdoor Unit-Air-Source) | HMH72B341 |  |  | XAFC36DBCN1 | TM8Y100C20MP11 | 34000 | 17.5 | 8.5 | 33800 | 23800 | 70.41% | 2.1 | 0 | 10 |  |  |  | No | R-410A | 2.8333 | Residential & Commercial | Ducted CEE Tier 1
211389592 | Central HP <5.4 tons | FRASER-JOHNSTON | HRCU-A-CB (Split System: Heat Pump with Remote Outdoor Unit-Air-Source) | HMH72B341 |  |  | XAFC30CXXN1+TXV | TM8Y080C16MP11 | 33200 | 18 | 8.5 | 33400 | 23400 | 70.06% | 2.06 | 0 | 10 |  |  |  | No | R-410A | 2.7667 | Residential & Commercial | Ducted CEE Tier 1
215937425 | Central HP <5.4 tons | BRYANT HEATING AND COOLING SYSTEMS | HRCU-A-CB (Split System: Heat Pump with Remote Outdoor Unit-Air-Source) | 293VAN048**AA* |  |  | CVAMA6021XMA*+UI | 986TD42080C17*** | 44000 | 20 | 8.1 | 53500 | 37600 | 70.28% | 2 | 0 | 11.5 |  |  |  | No | R-454B | 3.6667 | Residential & Commercial | Ducted CEE Tier 1
216581448 | Central HP <5.4 tons | CARRIER | HRCU-A-CB (Split System: Heat Pump with Remote Outdoor Unit-Air-Source) | 25VNA448A*031* |  |  | CAP**6121AL*+UI | 59TN7A080C17**16 | 44500 | 20 | 9 | 46500 | 36600 | 78.71% | 2 | 0 | 11 |  |  |  | No | R-410A | 3.7083 | Residential & Commercial | Ducted CEE Tier 1
215937845 | Central HP <5.4 tons | BRYANT HEATING AND COOLING SYSTEMS | HRCU-A-CB (Split System: Heat Pump with Remote Outdoor Unit-Air-Source) | 293VAN048**AA* |  |  | CVAVA4821XMA*+UI | 986TD42080C17*** | 43000 | 19 | 8.1 | 53000 | 37600 | 70.94% | 2 | 0 | 11 |  |  |  | No | R-454B | 3.5833 | Residential & Commercial | Ducted CEE Tier 1
215938165 | Central HP <5.4 tons | BRYANT HEATING AND COOLING SYSTEMS | HRCU-A-CB (Split System: Heat Pump with Remote Outdoor Unit-Air-Source) | 293VAN048**AA* |  |  | CVAVA6021XMA*+UI | 88*TB48090C17*** | 44500 | 20.5 | 8.1 | 53500 | 37600 | 70.28% | 1.95 | 0 | 11.5 |  |  |  | No | R-454B | 3.7083 | Residential & Commercial | Ducted CEE Tier 1
213779753 | Central HP <5.4 tons | KENMORE | HRCU-A-CB (Split System: Heat Pump with Remote Outdoor Unit-Air-Source) | (C,H,T)VH837GKA** |  |  | EA*4X61L24A*+WALLCON | *80CTL0902120B* | 33200 | 17.5 | 8.5 | 32000 | 24800 | 77.5% | 2 | 0 | 11.7 |  |  |  | No | R-410A | 2.7667 | Residential & Commercial | Ducted CEE Tier 1
214239601 | Central HP <5.4 tons | KENMORE | HRCU-A-CB (Split System: Heat Pump with Remote Outdoor Unit-Air-Source) | (C,H,T)VH837GKA** |  |  | EN(A,D)4X36L21**+WALLCON | *97CMN1002122B* | 31400 | 16.5 | 8.1 | 33000 | 24000 | 72.73% | 1.82 | 0 | 11 |  |  |  | No | R-410A | 2.6167 | Residential & Commercial | Ducted CEE Tier 1
214239701 | Central HP <5.4 tons | KENMORE | HRCU-A-CB (Split System: Heat Pump with Remote Outdoor Unit-Air-Source) | (C,H,T)VH837GKA** |  |  | END4X42L17**+WALLCON | *97CMN0801714B* | 32000 | 16.5 | 8.1 | 33200 | 24800 | 74.7% | 1.88 | 0 | 11 |  |  |  | No | R-410A | 2.6667 | Residential & Commercial | Ducted CEE Tier 1
213773673 | Central HP <5.4 tons | KENMORE | HRCU-A-CB (Split System: Heat Pump with Remote Outdoor Unit-Air-Source) | (C,H,T)VH825GKA3* |  |  | EA*4X43L21A*+WALLCON | *96CTN0801714B* | 24400 | 16.5 | 8.1 | 21200 | 16600 | 78.3% | 2.02 | 0 | 11 |  |  |  | No | R-410A | 2.0333 | Residential & Commercial | Ducted CEE Tier 1
213779803 | Central HP <5.4 tons | KENMORE | HRCU-A-CB (Split System: Heat Pump with Remote Outdoor Unit-Air-Source) | (C,H,T)VH837GKA** |  |  | EA*4X61L24A*+WALLCON | *96CTN1002122B* | 33200 | 17.5 | 8.5 | 32000 | 24800 | 77.5% | 2 | 0 | 11.7 |  |  |  | No | R-410A | 2.7667 | Residential & Commercial | Ducted CEE Tier 1
210474460 | Central HP <5.4 tons | BRYANT HEATING AND COOLING SYSTEMS | HRCU-A-CB (Split System: Heat Pump with Remote Outdoor Unit-Air-Source) | 288BNV025*0**C* |  |  | CSPH*4812AL*+UI | 935CA66100C21*** | 24200 | 16.5 | 8.1 | 21200 | 16600 | 78.3% | 2.02 | 0 | 11 |  |  |  | No | R-410A | 2.0167 | Residential & Commercial | Ducted CEE Tier 1
211226565 | Central HP <5.4 tons | KEEPRITE | HRCU-A-CB (Split System: Heat Pump with Remote Outdoor Unit-Air-Source) | DLCURAH36ABK |  |  | EA*4X37L17A* | *80VSL0701716A* | 36200 | 15.2 | 8.1 | 38500 | 35000 | 90.91% | 2.02 | 0 | 10 |  |  |  | No | R-410A | 3.0167 | Residential & Commercial | Ducted CEE Tier 1
211226809 | Central HP <5.4 tons | KEEPRITE | HRCU-A-CB (Split System: Heat Pump with Remote Outdoor Unit-Air-Source) | DLCURAH36ABK |  |  | EA*4X37L21A* | *80ES(N,L)0702116A* | 37200 | 15.5 | 8.5 | 38500 | 35000 | 90.91% | 2.12 | 0 | 10 |  |  |  | No | R-410A | 3.1 | Residential & Commercial | Ducted CEE Tier 1
211226857 | Central HP <5.4 tons | KEEPRITE | HRCU-A-CB (Split System: Heat Pump with Remote Outdoor Unit-Air-Source) | DLCURAH36ABK |  |  | EA*4X37L21A* | *80ES(N,L)1102120A* | 37000 | 15.5 | 8.5 | 38500 | 34800 | 90.39% | 2.12 | 0 | 10 |  |  |  | No | R-410A | 3.0833 | Residential & Commercial | Ducted CEE Tier 1
216046824 | Central HP <5.4 tons | TCL | HRCU-A-CB (Split System: Heat Pump with Remote Outdoor Unit-Air-Source) | THH48HES2NAGOH24 |  |  | 5TEM6D06AV41+TDR |  | 46000 | 16 | 8.1 | 48000 | 38000 | 79.17% | 1.75 | 0 | 11.7 |  |  |  | No | R-454B | 3.8333 | Residential & Commercial | Ducted CEE Tier 1
215675915 | Central HP <5.4 tons | HEIL | HRCU-A-CB (Split System: Heat Pump with Remote Outdoor Unit-Air-Source) | H5H0V48*K*AAA* |  |  | EVM5X60M24A*+WALLCON | *95CSU1002122B* | 48000 | 19 | 9 | 50000 | 36400 | 72.8% | 2.02 | 0 | 10 |  |  |  | No | R-454B | 4 | Residential & Commercial | Ducted CEE Tier 1
216581420 | Central HP <5.4 tons | CARRIER | HRCU-A-CB (Split System: Heat Pump with Remote Outdoor Unit-Air-Source) | 25VNA436A*031* |  |  | CAP**6024AL*+UI | 59TN7A120C24**22 | 34000 | 19.5 | 9 | 34000 | 25000 | 73.53% | 1.85 | 0 | 12 |  |  |  | No | R-410A | 2.8333 | Residential & Commercial | Ducted CEE Tier 1
211389792 | Central HP <5.4 tons | FRASER-JOHNSTON | HRCU-A-CB (Split System: Heat Pump with Remote Outdoor Unit-Air-Source) | HMH72B341 |  |  | XAUB30CXXN1+TXV | TM8Y080B12MP11 | 32800 | 17.5 | 8.1 | 33000 | 23200 | 70.3% | 2.02 | 0 | 10 |  |  |  | No | R-410A | 2.7333 | Residential & Commercial | Ducted CEE Tier 1
213297234 | Central HP <5.4 tons | LUXAIRE | HRCU-A-CB (Split System: Heat Pump with Remote Outdoor Unit-Air-Source) | HMH72B341 |  |  | XAFC36DXXN1+TXV | Z9ET080B12SMPS1 | 34000 | 18.5 | 8.1 | 33400 | 24200 | 72.46% | 2.08 | 0 | 10 |  |  |  | No | R-410A | 2.8333 | Residential & Commercial | Ducted CEE Tier 1
211243242 | Central HP <5.4 tons | KEEPRITE | HRCU-A-CB (Split System: Heat Pump with Remote Outdoor Unit-Air-Source) | DLCURAH24ABK |  |  | EA*4X37L21A* | *96VSN1002120A* | 24400 | 17 | 8.5 | 25200 | 21200 | 84.13% | 1.78 | 0 | 10.5 |  |  |  | No | R-410A | 2.0333 | Residential & Commercial | Ducted CEE Tier 1
215669520 | Central HP <5.4 tons | KENMORE | HRCU-A-CB (Split System: Heat Pump with Remote Outdoor Unit-Air-Source) | (C,H,T)5H0V36*K*AAA* |  |  | EA*5X61M21A*+WALLCON | *95CSU0802120B* | 34800 | 18 | 9 | 34400 | 24800 | 72.09% | 1.92 | 0 | 10 |  |  |  | No | R-454B | 2.9 | Residential & Commercial | Ducted CEE Tier 1
215669470 | Central HP <5.4 tons | KENMORE | HRCU-A-CB (Split System: Heat Pump with Remote Outdoor Unit-Air-Source) | (C,H,T)5H0V36*K*AAA* |  |  | EA*5X61M21A*+WALLCON | *80CTL0701716B* | 34600 | 18 | 9 | 34600 | 25000 | 72.25% | 1.9 | 0 | 10 |  |  |  | No | R-454B | 2.8833 | Residential & Commercial | Ducted CEE Tier 1
215669420 | Central HP <5.4 tons | KENMORE | HRCU-A-CB (Split System: Heat Pump with Remote Outdoor Unit-Air-Source) | (C,H,T)5H0V36*K*AAA* |  |  | EA*5X60M24A*+WALLCON | *96CTN1202422B* | 34400 | 18.5 | 9 | 34200 | 24800 | 72.51% | 1.9 | 0 | 10.5 |  |  |  | No | R-454B | 2.8667 | Residential & Commercial | Ducted CEE Tier 1
215669170 | Central HP <5.4 tons | KENMORE | HRCU-A-CB (Split System: Heat Pump with Remote Outdoor Unit-Air-Source) | (C,H,T)5H0V36*K*AAA* |  |  | EA*5X48M21A*+WALLCON | *80CTL0902120B* | 33800 | 18 | 9 | 35000 | 25000 | 71.43% | 1.9 | 0 | 10 |  |  |  | No | R-454B | 2.8167 | Residential & Commercial | Ducted CEE Tier 1
211244986 | Central HP <5.4 tons | KEEPRITE | HRCU-A-CB (Split System: Heat Pump with Remote Outdoor Unit-Air-Source) | DLCURAH24ABK |  |  | EN(A,D,W)4X36L17** | *80ESU0401712A* | 24000 | 17 | 8.1 | 26000 | 23200 | 89.23% | 1.94 | 0 | 10.5 |  |  |  | No | R-410A | 2 | Residential & Commercial | Ducted CEE Tier 1
211244835 | Central HP <5.4 tons | KEEPRITE | HRCU-A-CB (Split System: Heat Pump with Remote Outdoor Unit-Air-Source) | DLCURAH24ABK |  |  | EN(A,D)4X30L17** | OLV098A12* | 23400 | 16.5 | 8.1 | 25800 | 24200 | 93.8% | 2 | 0 | 10 |  |  |  | No | R-410A | 1.95 | Residential & Commercial | Ducted CEE Tier 1
213297194 | Central HP <5.4 tons | LUXAIRE | HRCU-A-CB (Split System: Heat Pump with Remote Outdoor Unit-Air-Source) | HMH72B341 |  |  | XAFB30CXXN1+TXV | Z8ES040A12LMPS1 | 33200 | 18 | 8.5 | 33000 | 23400 | 70.91% | 2.06 | 0 | 10 |  |  |  | No | R-410A | 2.7667 | Residential & Commercial | Ducted CEE Tier 1
213297679 | Central HP <5.4 tons | LUXAIRE | HRCU-A-CB (Split System: Heat Pump with Remote Outdoor Unit-Air-Source) | HMH72B341 |  |  | XAFC36DXXN1+TXV | Z9ET100C16SMPS1 | 34000 | 18.5 | 8.1 | 33400 | 24400 | 73.05% | 2.08 | 0 | 10 |  |  |  | No | R-410A | 2.8333 | Residential & Commercial | Ducted CEE Tier 1
213779303 | Central HP <5.4 tons | KENMORE | HRCU-A-CB (Split System: Heat Pump with Remote Outdoor Unit-Air-Source) | (C,H,T)VH837GKA** |  |  | EA*4X43L21A*+WALLCON | *95CSU0601716B* | 32800 | 17 | 8.5 | 33000 | 25200 | 76.36% | 1.96 | 0 | 11 |  |  |  | No | R-410A | 2.7333 | Residential & Commercial | Ducted CEE Tier 1
213779503 | Central HP <5.4 tons | KENMORE | HRCU-A-CB (Split System: Heat Pump with Remote Outdoor Unit-Air-Source) | (C,H,T)VH837GKA** |  |  | EA*4X48L24A*+WALLCON | *80CTL1102120B* | 32400 | 17.5 | 8.5 | 32200 | 24800 | 77.02% | 1.98 | 0 | 11.5 |  |  |  | No | R-410A | 2.7 | Residential & Commercial | Ducted CEE Tier 1
213779103 | Central HP <5.4 tons | KENMORE | HRCU-A-CB (Split System: Heat Pump with Remote Outdoor Unit-Air-Source) | (C,H,T)VH837GKA** |  |  | EA*4X42L21A*+WALLCON | *80CTL1102120B* | 31800 | 17 | 8.1 | 32800 | 24200 | 73.78% | 1.88 | 0 | 11 |  |  |  | No | R-410A | 2.65 | Residential & Commercial | Ducted CEE Tier 1
213778733 | Central HP <5.4 tons | KENMORE | HRCU-A-CB (Split System: Heat Pump with Remote Outdoor Unit-Air-Source) | (C,H,T)VH837GKA** |  |  | EA*4X36L17A*+WALLCON | *80CTL0451712B* | 31200 | 16.5 | 8.1 | 33400 | 24600 | 73.65% | 1.8 | 0 | 10.5 |  |  |  | No | R-410A | 2.6 | Residential & Commercial | Ducted CEE Tier 1
213778783 | Central HP <5.4 tons | KENMORE | HRCU-A-CB (Split System: Heat Pump with Remote Outdoor Unit-Air-Source) | (C,H,T)VH837GKA** |  |  | EA*4X36L17A*+WALLCON | *97CMN0601714B* | 31200 | 16.5 | 8.1 | 33400 | 24600 | 73.65% | 1.82 | 0 | 10.5 |  |  |  | No | R-410A | 2.6 | Residential & Commercial | Ducted CEE Tier 1
213774623 | Central HP <5.4 tons | KENMORE | HRCU-A-CB (Split System: Heat Pump with Remote Outdoor Unit-Air-Source) | (C,H,T)VH825GKA3* |  |  | EHD4X48AAL+WALLCON | *80CTL1352422B* | 24200 | 16 | 8.1 | 21200 | 16600 | 78.3% | 2 | 0 | 10.5 |  |  |  | No | R-410A | 2.0167 | Residential & Commercial | Ducted CEE Tier 1
213773603 | Central HP <5.4 tons | KENMORE | HRCU-A-CB (Split System: Heat Pump with Remote Outdoor Unit-Air-Source) | (C,H,T)VH825GKA3* |  |  | EA*4X43L21A*+WALLCON | *80CTL0902120B* | 24400 | 17 | 8.1 | 21200 | 16600 | 78.3% | 2.02 | 0 | 11 |  |  |  | No | R-410A | 2.0333 | Residential & Commercial | Ducted CEE Tier 1
210473326 | Central HP <5.4 tons | BRYANT HEATING AND COOLING SYSTEMS | HRCU-A-CB (Split System: Heat Pump with Remote Outdoor Unit-Air-Source) | 288BNV025*0**C* |  |  | CAP**4821AL*+UI | 88*TA36045C17*** | 24000 | 16.5 | 8.1 | 21000 | 16700 | 79.52% | 2 | 0 | 11 |  |  |  | No | R-410A | 2 | Residential & Commercial | Ducted CEE Tier 1
210473392 | Central HP <5.4 tons | BRYANT HEATING AND COOLING SYSTEMS | HRCU-A-CB (Split System: Heat Pump with Remote Outdoor Unit-Air-Source) | 288BNV025*0**C* |  |  | CAP**4821AL*+UI | 987MB66100C21*** | 24000 | 16.5 | 8.1 | 21000 | 16500 | 78.57% | 2.02 | 0 | 11 |  |  |  | No | R-410A | 2 | Residential & Commercial | Ducted CEE Tier 1
210474603 | Central HP <5.4 tons | BRYANT HEATING AND COOLING SYSTEMS | HRCU-A-CB (Split System: Heat Pump with Remote Outdoor Unit-Air-Source) | 288BNV025*0**C* |  |  | CSPH*4812AL*+UI | 987MB66120C24*** | 24200 | 16 | 8.1 | 21200 | 16600 | 78.3% | 2.02 | 0 | 10.5 |  |  |  | No | R-410A | 2.0167 | Residential & Commercial | Ducted CEE Tier 1
210474537 | Central HP <5.4 tons | BRYANT HEATING AND COOLING SYSTEMS | HRCU-A-CB (Split System: Heat Pump with Remote Outdoor Unit-Air-Source) | 288BNV025*0**C* |  |  | CSPH*4812AL*+UI | 986TC42060C17*** | 24200 | 16 | 8.1 | 21400 | 16700 | 78.04% | 2 | 0 | 10.5 |  |  |  | No | R-410A | 2.0167 | Residential & Commercial | Ducted CEE Tier 1
215933000 | Central HP <5.4 tons | DAY & NIGHT | HRCU-A-CB (Split System: Heat Pump with Remote Outdoor Unit-Air-Source) | C5H3V36*K*AAA* |  |  | ESH5X30M12A*+WALLCON | *97CMN0601714B* | 32200 | 18 | 9 | 34800 | 26800 | 77.01% | 1.9 | 0 | 10 |  |  |  | No | R-454B | 2.6833 | Residential & Commercial | Ducted CEE Tier 1
210471200 | Central HP <5.4 tons | BRYANT HEATING AND COOLING SYSTEMS | HRCU-A-CB (Split System: Heat Pump with Remote Outdoor Unit-Air-Source) | 288BNV037*0**B* |  |  | CSPH*6012AL*+UI | 986TC42080C17*** | 32800 | 16.5 | 8.1 | 32600 | 25200 | 77.3% | 1.98 | 0 | 11 |  |  |  | No | R-410A | 2.7333 | Residential & Commercial | Ducted CEE Tier 1
216581404 | Central HP <5.4 tons | CARRIER | HRCU-A-CB (Split System: Heat Pump with Remote Outdoor Unit-Air-Source) | 25VNA436A*031* |  |  | CAP**4221AL*+UI | 59TN7A080C21**20 | 32600 | 19 | 9.5 | 34800 | 26200 | 75.29% | 1.8 | 0 | 11.7 |  |  |  | No | R-410A | 2.7167 | Residential & Commercial | Ducted CEE Tier 1
216581398 | Central HP <5.4 tons | CARRIER | HRCU-A-CB (Split System: Heat Pump with Remote Outdoor Unit-Air-Source) | 25VNA436A*031* |  |  | CAP**3617AL*+UI | 59TN7A080C17**16 | 32000 | 18 | 9 | 35600 | 26800 | 75.28% | 1.75 | 0 | 10.5 |  |  |  | No | R-410A | 2.6667 | Residential & Commercial | Ducted CEE Tier 1
213779163 | Central HP <5.4 tons | KENMORE | HRCU-A-CB (Split System: Heat Pump with Remote Outdoor Unit-Air-Source) | (C,H,T)VH837GKA** |  |  | EA*4X42L21A*+WALLCON | *96CTN0801714B* | 31600 | 17 | 8.1 | 33000 | 24600 | 74.55% | 1.86 | 0 | 10.5 |  |  |  | No | R-410A | 2.6333 | Residential & Commercial | Ducted CEE Tier 1
213774503 | Central HP <5.4 tons | KENMORE | HRCU-A-CB (Split System: Heat Pump with Remote Outdoor Unit-Air-Source) | (C,H,T)VH825GKA3* |  |  | EHD4X42AAL+WALLCON | *97CMN1202422B* | 24200 | 16 | 8.1 | 21400 | 16600 | 77.57% | 2 | 0 | 10.5 |  |  |  | No | R-410A | 2.0167 | Residential & Commercial | Ducted CEE Tier 1
215933100 | Central HP <5.4 tons | DAY & NIGHT | HRCU-A-CB (Split System: Heat Pump with Remote Outdoor Unit-Air-Source) | C5H3V36*K*AAA* |  |  | ESH5X36M12A*+WALLCON | *80CTL0901716B* | 33200 | 19 | 9 | 35000 | 26800 | 76.57% | 1.92 | 0 | 11 |  |  |  | No | R-454B | 2.7667 | Residential & Commercial | Ducted CEE Tier 1
215933250 | Central HP <5.4 tons | DAY & NIGHT | HRCU-A-CB (Split System: Heat Pump with Remote Outdoor Unit-Air-Source) | C5H3V36*K*AAA* |  |  | ESH5X36M12A*+WALLCON | *96CTN0801714B* | 33000 | 18.5 | 9 | 35200 | 27000 | 76.7% | 1.92 | 0 | 11 |  |  |  | No | R-454B | 2.75 | Residential & Commercial | Ducted CEE Tier 1
210473949 | Central HP <5.4 tons | BRYANT HEATING AND COOLING SYSTEMS | HRCU-A-CB (Split System: Heat Pump with Remote Outdoor Unit-Air-Source) | 288BNV025*0**C* |  |  | CNPV*4821AL*+UI | 88*TA36045C17*** | 24000 | 16.5 | 8.1 | 21400 | 16700 | 78.04% | 2 | 0 | 11 |  |  |  | No | R-410A | 2 | Residential & Commercial | Ducted CEE Tier 1
210474114 | Central HP <5.4 tons | BRYANT HEATING AND COOLING SYSTEMS | HRCU-A-CB (Split System: Heat Pump with Remote Outdoor Unit-Air-Source) | 288BNV025*0**C* |  |  | CNPV*4824AL*+UI | 987MB66100C21*** | 24200 | 17 | 8.1 | 21400 | 16600 | 77.57% | 2.02 | 0 | 11.5 |  |  |  | No | R-410A | 2.0167 | Residential & Commercial | Ducted CEE Tier 1
211389577 | Central HP <5.4 tons | FRASER-JOHNSTON | HRCU-A-CB (Split System: Heat Pump with Remote Outdoor Unit-Air-Source) | HMH72B341 |  |  | XAFC30CXXN1+TXV | TM8Y100C16MP11 | 33200 | 18 | 8.5 | 33400 | 23400 | 70.06% | 2.06 | 0 | 10 |  |  |  | No | R-410A | 2.7667 | Residential & Commercial | Ducted CEE Tier 1
211389544 | Central HP <5.4 tons | FRASER-JOHNSTON | HRCU-A-CB (Split System: Heat Pump with Remote Outdoor Unit-Air-Source) | HMH72B341 |  |  | XAFC36DXXN1+TXV | TM8Y080C16MP11 | 34000 | 18.5 | 8.5 | 34000 | 24000 | 70.59% | 2.1 | 0 | 10 |  |  |  | No | R-410A | 2.8333 | Residential & Commercial | Ducted CEE Tier 1
211389762 | Central HP <5.4 tons | FRASER-JOHNSTON | HRCU-A-CB (Split System: Heat Pump with Remote Outdoor Unit-Air-Source) | HMH72B341 |  |  | XAUB36DXXN1+TXV | TM8Y080B12MP11 | 34000 | 18 | 8.1 | 33400 | 23600 | 70.66% | 2.04 | 0 | 10 |  |  |  | No | R-410A | 2.8333 | Residential & Commercial | Ducted CEE Tier 1
215937975 | Central HP <5.4 tons | BRYANT HEATING AND COOLING SYSTEMS | HRCU-A-CB (Split System: Heat Pump with Remote Outdoor Unit-Air-Source) | 293VAN048**AA* |  |  | CVAVA4824XMA*+UI | 986TD66100C21*** | 44500 | 20 | 8.1 | 52000 | 38000 | 73.08% | 1.9 | 0 | 11 |  |  |  | No | R-454B | 3.7083 | Residential & Commercial | Ducted CEE Tier 1
215936701 | Central HP <5.4 tons | KEEPRITE | HRCU-A-CB (Split System: Heat Pump with Remote Outdoor Unit-Air-Source) | C5H3V36*K*AAA* |  |  | EVD5X60M21A*+WALLCON | *97CMN0802120B* | 35600 | 21.5 | 8.5 | 38000 | 28600 | 75.26% | 2.02 | 0 | 12.5 |  |  |  | No | R-454B | 2.9667 | Residential & Commercial | Ducted CEE Tier 1
215936921 | Central HP <5.4 tons | KEEPRITE | HRCU-A-CB (Split System: Heat Pump with Remote Outdoor Unit-Air-Source) | C5H3V36*K*AAA* |  |  | EVD5X61M21A*+WALLCON | *96CTN0601714B* | 35600 | 21.5 | 8.5 | 37600 | 28200 | 75% | 2 | 0 | 12 |  |  |  | No | R-454B | 2.9667 | Residential & Commercial | Ducted CEE Tier 1
215936551 | Central HP <5.4 tons | KEEPRITE | HRCU-A-CB (Split System: Heat Pump with Remote Outdoor Unit-Air-Source) | C5H3V36*K*AAA* |  |  | EVD5X49M24A*+WALLCON | *96CTN1202422B* | 35600 | 22 | 8.5 | 38500 | 28400 | 73.77% | 2.04 | 0 | 12.5 |  |  |  | No | R-454B | 2.9667 | Residential & Commercial | Ducted CEE Tier 1
215935851 | Central HP <5.4 tons | KEEPRITE | HRCU-A-CB (Split System: Heat Pump with Remote Outdoor Unit-Air-Source) | C5H3V36*K*AAA* |  |  | EVD5X38M17A*+WALLCON | *80CTL0701716B* | 35400 | 21.5 | 8.5 | 38500 | 29000 | 75.32% | 2.02 | 0 | 12 |  |  |  | No | R-454B | 2.95 | Residential & Commercial | Ducted CEE Tier 1
213773783 | Central HP <5.4 tons | KENMORE | HRCU-A-CB (Split System: Heat Pump with Remote Outdoor Unit-Air-Source) | (C,H,T)VH825GKA3* |  |  | EA*4X48L21A*+WALLCON | *96CTN0601714B* | 24000 | 16.5 | 8.1 | 21000 | 16600 | 79.05% | 2 | 0 | 10.5 |  |  |  | No | R-410A | 2 | Residential & Commercial | Ducted CEE Tier 1
213778793 | Central HP <5.4 tons | KENMORE | HRCU-A-CB (Split System: Heat Pump with Remote Outdoor Unit-Air-Source) | (C,H,T)VH837GKA** |  |  | EA*4X36L17A*+WALLCON | *97CMN0801714B* | 31400 | 16.5 | 8.1 | 33200 | 24400 | 73.49% | 1.82 | 0 | 10.5 |  |  |  | No | R-410A | 2.6167 | Residential & Commercial | Ducted CEE Tier 1
213774713 | Central HP <5.4 tons | KENMORE | HRCU-A-CB (Split System: Heat Pump with Remote Outdoor Unit-Air-Source) | (C,H,T)VH825GKA3* |  |  | EHD4X48AAL+WALLCON | *96CTN1002122B* | 24200 | 16 | 8.1 | 21200 | 16600 | 78.3% | 2.02 | 0 | 11 |  |  |  | No | R-410A | 2.0167 | Residential & Commercial | Ducted CEE Tier 1
213774413 | Central HP <5.4 tons | KENMORE | HRCU-A-CB (Split System: Heat Pump with Remote Outdoor Unit-Air-Source) | (C,H,T)VH825GKA3* |  |  | EHD4X42AAL+WALLCON | *80CTL0701716B* | 24200 | 16 | 8.1 | 21400 | 16600 | 77.57% | 1.98 | 0 | 10.5 |  |  |  | No | R-410A | 2.0167 | Residential & Commercial | Ducted CEE Tier 1
213772603 | Central HP <5.4 tons | KENMORE | HRCU-A-CB (Split System: Heat Pump with Remote Outdoor Unit-Air-Source) | (C,H,T)VH825GKA3* |  |  | EA*4X24L14A*+WALLCON | *80CTL0701412B* | 23400 | 16.5 | 8.1 | 22000 | 16800 | 76.36% | 1.88 | 0 | 10.5 |  |  |  | No | R-410A | 1.95 | Residential & Commercial | Ducted CEE Tier 1
213772653 | Central HP <5.4 tons | KENMORE | HRCU-A-CB (Split System: Heat Pump with Remote Outdoor Unit-Air-Source) | (C,H,T)VH825GKA3* |  |  | EA*4X24L17A*+WALLCON | *80CTL0901716B* | 23400 | 16.5 | 8.1 | 21800 | 16800 | 77.06% | 1.88 | 0 | 10.5 |  |  |  | No | R-410A | 1.95 | Residential & Commercial | Ducted CEE Tier 1
213772973 | Central HP <5.4 tons | KENMORE | HRCU-A-CB (Split System: Heat Pump with Remote Outdoor Unit-Air-Source) | (C,H,T)VH825GKA3* |  |  | EA*4X36L17A*+WALLCON | *80CTL0901716B* | 23600 | 16.5 | 8.1 | 21400 | 16700 | 78.04% | 1.92 | 0 | 10.5 |  |  |  | No | R-410A | 1.9667 | Residential & Commercial | Ducted CEE Tier 1
213773023 | Central HP <5.4 tons | KENMORE | HRCU-A-CB (Split System: Heat Pump with Remote Outdoor Unit-Air-Source) | (C,H,T)VH825GKA3* |  |  | EA*4X36L17A*+WALLCON | *96CTN0601714B* | 23400 | 16 | 8.1 | 21600 | 16700 | 77.31% | 1.92 | 0 | 10.5 |  |  |  | No | R-410A | 1.95 | Residential & Commercial | Ducted CEE Tier 1
213779153 | Central HP <5.4 tons | KENMORE | HRCU-A-CB (Split System: Heat Pump with Remote Outdoor Unit-Air-Source) | (C,H,T)VH837GKA** |  |  | EA*4X42L21A*+WALLCON | *96CTN0601714B* | 31600 | 16.5 | 8.1 | 33200 | 24600 | 74.1% | 1.86 | 0 | 10.5 |  |  |  | No | R-410A | 2.6333 | Residential & Commercial | Ducted CEE Tier 1
213779203 | Central HP <5.4 tons | KENMORE | HRCU-A-CB (Split System: Heat Pump with Remote Outdoor Unit-Air-Source) | (C,H,T)VH837GKA** |  |  | EA*4X42L24A*+WALLCON | *80CTL1352422B* | 31800 | 17 | 8.1 | 33000 | 24200 | 73.33% | 1.88 | 0 | 11 |  |  |  | No | R-410A | 2.65 | Residential & Commercial | Ducted CEE Tier 1
213773303 | Central HP <5.4 tons | KENMORE | HRCU-A-CB (Split System: Heat Pump with Remote Outdoor Unit-Air-Source) | (C,H,T)VH825GKA3* |  |  | EA*4X37L21A*+WALLCON | *80CTL1102120B* | 24400 | 17 | 8.1 | 21200 | 16600 | 78.3% | 2.02 | 0 | 11 |  |  |  | No | R-410A | 2.0333 | Residential & Commercial | Ducted CEE Tier 1
211244585 | Central HP <5.4 tons | KEEPRITE | HRCU-A-CB (Split System: Heat Pump with Remote Outdoor Unit-Air-Source) | DLCURAH24ABK |  |  | EN(A,D)4X30L17** | *96VTN0801716A* | 24200 | 16.5 | 8.1 | 26200 | 23000 | 87.79% | 1.9 | 0 | 10.5 |  |  |  | No | R-410A | 2.0167 | Residential & Commercial | Ducted CEE Tier 1
211244219 | Central HP <5.4 tons | KEEPRITE | HRCU-A-CB (Split System: Heat Pump with Remote Outdoor Unit-Air-Source) | DLCURAH24ABK |  |  | EN(A,D)4X24L17** | *92ESN0401712A* | 23200 | 15.5 | 8.5 | 26600 | 24200 | 90.98% | 1.98 | 0 | 10 |  |  |  | No | R-410A | 1.9333 | Residential & Commercial | Ducted CEE Tier 1
211242982 | Central HP <5.4 tons | KEEPRITE | HRCU-A-CB (Split System: Heat Pump with Remote Outdoor Unit-Air-Source) | DLCURAH24ABK |  |  | EA*4X37L17A* | *96VTN0401410A* | 24200 | 16 | 8.5 | 25600 | 21800 | 85.16% | 1.8 | 0 | 10 |  |  |  | No | R-410A | 2.0167 | Residential & Commercial | Ducted CEE Tier 1
211243013 | Central HP <5.4 tons | KEEPRITE | HRCU-A-CB (Split System: Heat Pump with Remote Outdoor Unit-Air-Source) | DLCURAH24ABK |  |  | EA*4X37L17A* | *96VTN0601714A* | 24400 | 16.5 | 8.5 | 25600 | 21600 | 84.38% | 1.8 | 0 | 10 |  |  |  | No | R-410A | 2.0333 | Residential & Commercial | Ducted CEE Tier 1
211242949 | Central HP <5.4 tons | KEEPRITE | HRCU-A-CB (Split System: Heat Pump with Remote Outdoor Unit-Air-Source) | DLCURAH24ABK |  |  | EA*4X37L17A* | *95ESN0401410A* | 24800 | 15.2 | 8.5 | 26200 | 21200 | 80.92% | 1.76 | 0 | 10 |  |  |  | No | R-410A | 2.0667 | Residential & Commercial | Ducted CEE Tier 1
211242797 | Central HP <5.4 tons | KEEPRITE | HRCU-A-CB (Split System: Heat Pump with Remote Outdoor Unit-Air-Source) | DLCURAH24ABK |  |  | EA*4X37L17A* | *96VSN0401712A* | 24600 | 15.5 | 8.5 | 25800 | 21600 | 83.72% | 1.78 | 0 | 10 |  |  |  | No | R-410A | 2.05 | Residential & Commercial | Ducted CEE Tier 1
211242069 | Central HP <5.4 tons | KEEPRITE | HRCU-A-CB (Split System: Heat Pump with Remote Outdoor Unit-Air-Source) | DLCURAH24ABK |  |  | EA*4X36L17A* | *96VTN0601714A* | 24000 | 16.5 | 8.5 | 26000 | 22800 | 87.69% | 1.88 | 0 | 10 |  |  |  | No | R-410A | 2 | Residential & Commercial | Ducted CEE Tier 1
211242235 | Central HP <5.4 tons | KEEPRITE | HRCU-A-CB (Split System: Heat Pump with Remote Outdoor Unit-Air-Source) | DLCURAH24ABK |  |  | EA*4X36L17A* | OLV098A12* | 23400 | 16.5 | 8.5 | 25600 | 23800 | 92.97% | 1.98 | 0 | 10 |  |  |  | No | R-410A | 1.95 | Residential & Commercial | Ducted CEE Tier 1
213772573 | Central HP <5.4 tons | KENMORE | HRCU-A-CB (Split System: Heat Pump with Remote Outdoor Unit-Air-Source) | (C,H,T)VH825GKA2* |  |  | EHD4X48AAL+WALLCON | *96CTN0801714B* | 24200 | 16 | 8.1 | 21400 | 16600 | 77.57% | 2.02 | 0 | 10.5 |  |  |  | No | R-410A | 2.0167 | Residential & Commercial | Ducted CEE Tier 1
214242501 | Central HP <5.4 tons | DAY & NIGHT | HRCU-A-CB (Split System: Heat Pump with Remote Outdoor Unit-Air-Source) | CVH825GKA2* |  |  | EN(A,D)4X24L17**+WALLCON | *96CTN0601714B* | 23200 | 15.5 | 8.1 | 22200 | 16900 | 76.13% | 1.92 | 0 | 10.5 |  |  |  | No | R-410A | 1.9333 | Residential & Commercial | Ducted CEE Tier 1
214626152 | Central HP <5.4 tons | LENNOX | HRCU-A-CB (Split System: Heat Pump with Remote Outdoor Unit-Air-Source) | SL25XPV-036-230A** |  |  | CK40CT-36B-0*+TDR | SL280UH090XV48B* | 33400 | 21.8 | 8.6 | 35600 | 26600 | 74.72% | 1.76 | 0 | 13.4 |  |  |  | No | R-410A | 2.7833 | Residential & Commercial | Ducted CEE Tier 1
212917384 | Central HP <5.4 tons | TCL | HRCU-A-CB (Split System: Heat Pump with Remote Outdoor Unit-Air-Source) | TCE-36HA/DV2ON |  |  | TCE-2430D6HWA/DVOE(02) | MGH96M080B3A | 22800 | 16 | 8.5 | 23200 | 16400 | 70.69% | 1.95 | 0 | 11.7 |  |  |  | No | R-410A | 1.9 | Residential & Commercial | Ducted CEE Tier 1
212917385 | Central HP <5.4 tons | TCL | HRCU-A-CB (Split System: Heat Pump with Remote Outdoor Unit-Air-Source) | TCE-36HA/DV2ON |  |  | TCE-2430D6HWA/DVOE(02) | MGH96M060B3A | 22800 | 16 | 8.5 | 23200 | 16400 | 70.69% | 1.95 | 0 | 11.7 |  |  |  | No | R-410A | 1.9 | Residential & Commercial | Ducted CEE Tier 1
214651504 | Central HP <5.4 tons | LUXAIRE | HRCU-A-CB (Split System: Heat Pump with Remote Outdoor Unit-Air-Source) | HH824E2S11 |  |  | CTU36B5XDS1+TXV | Z8ES100B12SMPS1 | 23000 | 19 | 9.5 | 23000 | 18800 | 81.74% | 2 | 0 | 12 |  |  |  | No | R-454B | 1.9167 | Residential & Commercial | Ducted CEE Tier 1
214397972 | Central HP <5.4 tons | FRASER-JOHNSTON | HRCU-A-CB (Split System: Heat Pump with Remote Outdoor Unit-Air-Source) | HH824E2S11 |  |  | CTF30B5ACS1+JME12B2SN1 |  | 23000 | 19 | 9.5 | 23000 | 19000 | 82.61% | 2 | 0 | 12 |  |  |  | No | R-454B | 1.9167 | Residential & Commercial | Ducted CEE Tier 1
207252601 | Central HP <5.4 tons | TCL | HRCU-A-CB (Split System: Heat Pump with Remote Outdoor Unit-Air-Source) | TCE-60HA/DV2O |  |  | TCE-4248D6HWA/DVOE(03) | MGH96M100C5A | 44000 | 16 | 8.5 | 45000 | 33000 | 73.33% | 1.9 | 11 | 10.5 |  |  |  | No | R-410A | 3.6667 | Residential & Commercial | Ducted CEE Tier 1
214397999 | Central HP <5.4 tons | FRASER-JOHNSTON | HRCU-A-CB (Split System: Heat Pump with Remote Outdoor Unit-Air-Source) | HH860E2S11 |  |  | CTF60C5CHS1+JMC17C2SN1 |  | 53500 | 19 | 9 | 53500 | 38000 | 71.03% | 2 | 0 | 12 |  |  |  | No | R-454B | 4.4583 | Residential & Commercial | Ducted CEE Tier 1
213782293 | Central HP <5.4 tons | KENMORE | HRCU-A-CB (Split System: Heat Pump with Remote Outdoor Unit-Air-Source) | (C,H,T)VH837GKA2* |  |  | EHD4X60AAL+WALLCON | *97CMN0601714B* | 32800 | 16 | 8.1 | 32400 | 25200 | 77.78% | 1.96 | 0 | 11 |  |  |  | No | R-410A | 2.7333 | Residential & Commercial | Ducted CEE Tier 1
213781993 | Central HP <5.4 tons | KENMORE | HRCU-A-CB (Split System: Heat Pump with Remote Outdoor Unit-Air-Source) | (C,H,T)VH837GKA2* |  |  | EHD4X42AAL+WALLCON | *97CMN1002122B* | 32600 | 16.5 | 8.1 | 33000 | 24600 | 74.55% | 1.94 | 0 | 11 |  |  |  | No | R-410A | 2.7167 | Residential & Commercial | Ducted CEE Tier 1
216374566 | Central HP <5.4 tons | FRASER-JOHNSTON | HRCU-A-CB (Split System: Heat Pump with Remote Outdoor Unit-Air-Source) | HH860E2S11 |  |  | CTU60C5XGS1+TXV | Z9ET100C20SMPS1 | 44500 | 18 | 9 | 45500 | 33000 | 72.53% | 2 | 0 | 11 |  |  |  | No | R-454B | 3.7083 | Residential & Commercial | Ducted CEE Tier 1
214397866 | Central HP <5.4 tons | FRASER-JOHNSTON | HRCU-A-CB (Split System: Heat Pump with Remote Outdoor Unit-Air-Source) | HH860E2S11 |  |  | CTM60C5CGS1 | TMLE120C16MP11 | 44500 | 18 | 9 | 45500 | 34200 | 75.16% | 2 | 0 | 11 |  |  |  | No | R-454B | 3.7083 | Residential & Commercial | Ducted CEE Tier 1
215935772 | Central HP <5.4 tons | KENMORE | HRCU-A-CB (Split System: Heat Pump with Remote Outdoor Unit-Air-Source) | (C,H,T)5H3V36*K*AAA* |  |  | EVD5X36M21A*+WALLCON | *96CTN0801714B* | 34200 | 20.5 | 8.5 | 39000 | 28400 | 72.82% | 2.02 | 0 | 11.5 |  |  |  | No | R-454B | 2.85 | Residential & Commercial | Ducted CEE Tier 1
215935802 | Central HP <5.4 tons | KENMORE | HRCU-A-CB (Split System: Heat Pump with Remote Outdoor Unit-Air-Source) | (C,H,T)5H3V36*K*AAA* |  |  | EVD5X37M21A*+WALLCON | *96CTN0601714B* | 34600 | 20.5 | 8.5 | 38000 | 27600 | 72.63% | 2.06 | 0 | 11.5 |  |  |  | No | R-454B | 2.8833 | Residential & Commercial | Ducted CEE Tier 1
215935822 | Central HP <5.4 tons | KENMORE | HRCU-A-CB (Split System: Heat Pump with Remote Outdoor Unit-Air-Source) | (C,H,T)5H3V36*K*AAA* |  |  | EVD5X38M17A*+WALLCON | *80CSU0601716A* | 35400 | 22 | 8.5 | 38000 | 28600 | 75.26% | 2.02 | 0 | 12 |  |  |  | No | R-454B | 2.95 | Residential & Commercial | Ducted CEE Tier 1
215935872 | Central HP <5.4 tons | KENMORE | HRCU-A-CB (Split System: Heat Pump with Remote Outdoor Unit-Air-Source) | (C,H,T)5H3V36*K*AAA* |  |  | EVD5X38M17A*+WALLCON | *95CSU0601716B* | 35200 | 21 | 8.5 | 38500 | 29200 | 75.84% | 2.02 | 0 | 11.7 |  |  |  | No | R-454B | 2.9333 | Residential & Commercial | Ducted CEE Tier 1
215935922 | Central HP <5.4 tons | KENMORE | HRCU-A-CB (Split System: Heat Pump with Remote Outdoor Unit-Air-Source) | (C,H,T)5H3V36*K*AAA* |  |  | EVD5X42M17A*+WALLCON | *97CMN0601714B* | 34200 | 20 | 8.5 | 38000 | 27400 | 72.11% | 2.08 | 0 | 11 |  |  |  | No | R-454B | 2.85 | Residential & Commercial | Ducted CEE Tier 1
210472809 | Central HP <5.4 tons | BRYANT HEATING AND COOLING SYSTEMS | HRCU-A-CB (Split System: Heat Pump with Remote Outdoor Unit-Air-Source) | 288BNV025*0**C* |  |  | CAP**4221AL*+UI | 935CA48060C17*** | 23600 | 16.5 | 8.1 | 21400 | 16700 | 78.04% | 1.94 | 0 | 10.5 |  |  |  | No | R-410A | 1.9667 | Residential & Commercial | Ducted CEE Tier 1
210473150 | Central HP <5.4 tons | BRYANT HEATING AND COOLING SYSTEMS | HRCU-A-CB (Split System: Heat Pump with Remote Outdoor Unit-Air-Source) | 288BNV025*0**C* |  |  | CAP**4321AL*+UI | 88*TA36045C17*** | 24200 | 16.5 | 8.1 | 21600 | 16800 | 77.78% | 2 | 0 | 11 |  |  |  | No | R-410A | 2.0167 | Residential & Commercial | Ducted CEE Tier 1
210473359 | Central HP <5.4 tons | BRYANT HEATING AND COOLING SYSTEMS | HRCU-A-CB (Split System: Heat Pump with Remote Outdoor Unit-Air-Source) | 288BNV025*0**C* |  |  | CAP**4821AL*+UI | 986TC42080C17*** | 24000 | 16.5 | 8.1 | 21000 | 16600 | 79.05% | 2 | 0 | 11 |  |  |  | No | R-410A | 2 | Residential & Commercial | Ducted CEE Tier 1
211387540 | Central HP <5.4 tons | FRASER-JOHNSTON | HRCU-A-CB (Split System: Heat Pump with Remote Outdoor Unit-Air-Source) | HMH72B341 |  |  | XAFC36DBCN1 | TP9C100C16MP13 | 34000 | 17.5 | 8.5 | 34000 | 24000 | 70.59% | 2.1 | 0 | 10 |  |  |  | No | R-410A | 2.8333 | Residential & Commercial | Ducted CEE Tier 1
214397896 | Central HP <5.4 tons | FRASER-JOHNSTON | HRCU-A-CB (Split System: Heat Pump with Remote Outdoor Unit-Air-Source) | HH860E2S11 |  |  | CTM60C5CGS1 | TPLC100C20MP13 | 44000 | 18 | 9 | 44500 | 33600 | 75.51% | 2 | 0 | 11.7 |  |  |  | No | R-454B | 3.6667 | Residential & Commercial | Ducted CEE Tier 1
213780923 | Central HP <5.4 tons | KENMORE | HRCU-A-CB (Split System: Heat Pump with Remote Outdoor Unit-Air-Source) | (C,H,T)VH837GKA2* |  |  | EA*4X37L21A*+WALLCON | *97CMN0801714B* | 32800 | 17 | 8.1 | 33000 | 25200 | 76.36% | 1.96 | 0 | 11 |  |  |  | No | R-410A | 2.7333 | Residential & Commercial | Ducted CEE Tier 1
215937022 | Central HP <5.4 tons | KENMORE | HRCU-A-CB (Split System: Heat Pump with Remote Outdoor Unit-Air-Source) | (C,H,T)5H3V48*K*AAA* |  |  | EVM5X48M21A*+WALLCON | *80CTL0902120B* | 44500 | 20 | 8.1 | 52000 | 38000 | 73.08% | 1.9 | 0 | 11 |  |  |  | No | R-454B | 3.7083 | Residential & Commercial | Ducted CEE Tier 1
215937542 | Central HP <5.4 tons | KENMORE | HRCU-A-CB (Split System: Heat Pump with Remote Outdoor Unit-Air-Source) | (C,H,T)5H3V48*K*AAA* |  |  | EVM5X60M24A*+WALLCON | *97CMN1002122B* | 45500 | 20.5 | 8.1 | 52500 | 38000 | 72.38% | 1.9 | 0 | 11.5 |  |  |  | No | R-454B | 3.7917 | Residential & Commercial | Ducted CEE Tier 1
215938042 | Central HP <5.4 tons | KENMORE | HRCU-A-CB (Split System: Heat Pump with Remote Outdoor Unit-Air-Source) | (C,H,T)5H3V48*K*AAA* |  |  | EVD5X49M24A*+WALLCON | *80CTL1352422B* | 45500 | 21 | 8.1 | 52500 | 38000 | 72.38% | 1.95 | 0 | 11.5 |  |  |  | No | R-454B | 3.7917 | Residential & Commercial | Ducted CEE Tier 1
214397599 | Central HP <5.4 tons | FRASER-JOHNSTON | HRCU-A-CB (Split System: Heat Pump with Remote Outdoor Unit-Air-Source) | HH860E2S11 |  |  | CTF60C5CHS1+JMVT17CC2N1 |  | 53500 | 19 | 9 | 53000 | 38000 | 71.7% | 2 | 0 | 12 |  |  |  | No | R-454B | 4.4583 | Residential & Commercial | Ducted CEE Tier 1
213773353 | Central HP <5.4 tons | KENMORE | HRCU-A-CB (Split System: Heat Pump with Remote Outdoor Unit-Air-Source) | (C,H,T)VH825GKA3* |  |  | EA*4X37L21A*+WALLCON | *96CTN0601714B* | 24400 | 16.5 | 8.1 | 21200 | 16700 | 78.77% | 2 | 0 | 10.5 |  |  |  | No | R-410A | 2.0333 | Residential & Commercial | Ducted CEE Tier 1
213773033 | Central HP <5.4 tons | KENMORE | HRCU-A-CB (Split System: Heat Pump with Remote Outdoor Unit-Air-Source) | (C,H,T)VH825GKA3* |  |  | EA*4X36L17A*+WALLCON | *96CTN0801714B* | 23600 | 16.5 | 8.1 | 21600 | 16700 | 77.31% | 1.92 | 0 | 10.5 |  |  |  | No | R-410A | 1.9667 | Residential & Commercial | Ducted CEE Tier 1
213772733 | Central HP <5.4 tons | KENMORE | HRCU-A-CB (Split System: Heat Pump with Remote Outdoor Unit-Air-Source) | (C,H,T)VH825GKA3* |  |  | EA*4X25L17A*+WALLCON | *80CTL0701412B* | 24400 | 16.5 | 8.1 | 21200 | 16600 | 78.3% | 2 | 0 | 11 |  |  |  | No | R-410A | 2.0333 | Residential & Commercial | Ducted CEE Tier 1
215938019 | Central HP <5.4 tons | COMFORTMAKER | HRCU-A-CB (Split System: Heat Pump with Remote Outdoor Unit-Air-Source) | C5H3V48*K*AAA* |  |  | EVD5X49M24A*+WALLCON | *80CTL0902120B* | 45500 | 21 | 8.1 | 52500 | 38000 | 72.38% | 1.95 | 0 | 11.5 |  |  |  | No | R-454B | 3.7917 | Residential & Commercial | Ducted CEE Tier 1
214239771 | Central HP <5.4 tons | KENMORE | HRCU-A-CB (Split System: Heat Pump with Remote Outdoor Unit-Air-Source) | (C,H,T)VH837GKA** |  |  | EN(A,D,W)4X42L21**+WALLCON | *80CTL1102120B* | 31800 | 17 | 8.1 | 33000 | 24400 | 73.94% | 1.88 | 0 | 11 |  |  |  | No | R-410A | 2.65 | Residential & Commercial | Ducted CEE Tier 1
212976794 | Central HP <5.4 tons | BRYANT HEATING AND COOLING SYSTEMS | HRCU-A-CB (Split System: Heat Pump with Remote Outdoor Unit-Air-Source) | 38MURAQ36AB3* |  |  | CAP**4821AL* | 926TC60100V21*** | 35800 | 16.5 | 8.5 | 37800 | 34600 | 91.53% | 2.02 | 0 | 10 |  |  |  | No | R-410A | 2.9833 | Residential & Commercial | Ducted CEE Tier 1
214241861 | Central HP <5.4 tons | DAY & NIGHT | HRCU-A-CB (Split System: Heat Pump with Remote Outdoor Unit-Air-Source) | CVH825GKA3* |  |  | EN(A,D,W)4X36L17**+WALLCON | *96CTN0801714B* | 23400 | 16.5 | 8.1 | 21600 | 16700 | 77.31% | 1.9 | 0 | 10.5 |  |  |  | No | R-410A | 1.95 | Residential & Commercial | Ducted CEE Tier 1
214242181 | Central HP <5.4 tons | DAY & NIGHT | HRCU-A-CB (Split System: Heat Pump with Remote Outdoor Unit-Air-Source) | CVH825GKA3* |  |  | EN(A,D,W)4X42L21**+WALLCON | *96CTN0601714B* | 23600 | 16 | 8.1 | 21600 | 16700 | 77.31% | 1.94 | 0 | 11 |  |  |  | No | R-410A | 1.9667 | Residential & Commercial | Ducted CEE Tier 1
214242381 | Central HP <5.4 tons | DAY & NIGHT | HRCU-A-CB (Split System: Heat Pump with Remote Outdoor Unit-Air-Source) | CVH825GKA3* |  |  | EN(A,D)4X48L24**+WALLCON | *96CTN1002122B* | 24200 | 17 | 8.1 | 21200 | 16500 | 77.83% | 2 | 0 | 11.5 |  |  |  | No | R-410A | 2.0167 | Residential & Commercial | Ducted CEE Tier 1
214241731 | Central HP <5.4 tons | DAY & NIGHT | HRCU-A-CB (Split System: Heat Pump with Remote Outdoor Unit-Air-Source) | CVH825GKA3* |  |  | EN(A,D)4X30L17**+WALLCON | *97CMN0801714B* | 23400 | 16.5 | 8.1 | 21600 | 16700 | 77.31% | 1.9 | 0 | 10.5 |  |  |  | No | R-410A | 1.95 | Residential & Commercial | Ducted CEE Tier 1
214241851 | Central HP <5.4 tons | DAY & NIGHT | HRCU-A-CB (Split System: Heat Pump with Remote Outdoor Unit-Air-Source) | CVH825GKA3* |  |  | EN(A,D,W)4X36L17**+WALLCON | *96CTN0601714B* | 23400 | 16 | 8.1 | 21600 | 16800 | 77.78% | 1.9 | 0 | 10.5 |  |  |  | No | R-410A | 1.95 | Residential & Commercial | Ducted CEE Tier 1
211242289 | Central HP <5.4 tons | KEEPRITE | HRCU-A-CB (Split System: Heat Pump with Remote Outdoor Unit-Air-Source) | DLCURAH24ABK |  |  | EA*4X36L21A* | *96VSN0802120A* | 24200 | 17 | 8.5 | 26000 | 22600 | 86.92% | 1.88 | 0 | 10 |  |  |  | No | R-410A | 2.0167 | Residential & Commercial | Ducted CEE Tier 1
211244520 | Central HP <5.4 tons | KEEPRITE | HRCU-A-CB (Split System: Heat Pump with Remote Outdoor Unit-Air-Source) | DLCURAH24ABK |  |  | EN(A,D)4X30L17** | *80VSL0451716A* | 24200 | 16 | 8.1 | 26400 | 22800 | 86.36% | 1.88 | 0 | 10.5 |  |  |  | No | R-410A | 2.0167 | Residential & Commercial | Ducted CEE Tier 1
211243832 | Central HP <5.4 tons | KEEPRITE | HRCU-A-CB (Split System: Heat Pump with Remote Outdoor Unit-Air-Source) | DLCURAH24ABK |  |  | EN(A,D)4X24L14** | *80ES(N,L)0701412A* | 23800 | 16 | 8.5 | 26800 | 23200 | 86.57% | 1.92 | 0 | 10 |  |  |  | No | R-410A | 1.9833 | Residential & Commercial | Ducted CEE Tier 1
211244252 | Central HP <5.4 tons | KEEPRITE | HRCU-A-CB (Split System: Heat Pump with Remote Outdoor Unit-Air-Source) | DLCURAH24ABK |  |  | EN(A,D)4X24L17** | OMV098J12* | 23400 | 16 | 8.5 | 26600 | 24000 | 90.23% | 1.98 | 0 | 10 |  |  |  | No | R-410A | 1.95 | Residential & Commercial | Ducted CEE Tier 1
211243714 | Central HP <5.4 tons | KEEPRITE | HRCU-A-CB (Split System: Heat Pump with Remote Outdoor Unit-Air-Source) | DLCURAH24ABK |  |  | EN(A,D)4X24L14** | *96VSN0401410A* | 23400 | 15.5 | 8.5 | 26600 | 24000 | 90.23% | 1.96 | 0 | 10 |  |  |  | No | R-410A | 1.95 | Residential & Commercial | Ducted CEE Tier 1
211243767 | Central HP <5.4 tons | KEEPRITE | HRCU-A-CB (Split System: Heat Pump with Remote Outdoor Unit-Air-Source) | DLCURAH24ABK |  |  | EN(A,D)4X24L14** | *96VTN0401410A* | 23400 | 15.5 | 8.5 | 26600 | 24000 | 90.23% | 1.96 | 0 | 10 |  |  |  | No | R-410A | 1.95 | Residential & Commercial | Ducted CEE Tier 1
210473927 | Central HP <5.4 tons | BRYANT HEATING AND COOLING SYSTEMS | HRCU-A-CB (Split System: Heat Pump with Remote Outdoor Unit-Air-Source) | 288BNV025*0**C* |  |  | CNPV*4821AL*+UI | 83*CA48060C17*** | 24200 | 17 | 8.1 | 21400 | 16600 | 77.57% | 2 | 0 | 11 |  |  |  | No | R-410A | 2.0167 | Residential & Commercial | Ducted CEE Tier 1
210474559 | Central HP <5.4 tons | BRYANT HEATING AND COOLING SYSTEMS | HRCU-A-CB (Split System: Heat Pump with Remote Outdoor Unit-Air-Source) | 288BNV025*0**C* |  |  | CSPH*4812AL*+UI | 986TC66120C24*** | 24200 | 16.5 | 8.1 | 21200 | 16600 | 78.3% | 2.02 | 0 | 11 |  |  |  | No | R-410A | 2.0167 | Residential & Commercial | Ducted CEE Tier 1
215932600 | Central HP <5.4 tons | DAY & NIGHT | HRCU-A-CB (Split System: Heat Pump with Remote Outdoor Unit-Air-Source) | C5H3V36*K*AAA* |  |  | EA*5X60M24A*+WALLCON | *97CMN0602120B* | 33800 | 20 | 9 | 34600 | 26400 | 76.3% | 1.92 | 0 | 11.5 |  |  |  | No | R-454B | 2.8167 | Residential & Commercial | Ducted CEE Tier 1
215932700 | Central HP <5.4 tons | DAY & NIGHT | HRCU-A-CB (Split System: Heat Pump with Remote Outdoor Unit-Air-Source) | C5H3V36*K*AAA* |  |  | EA*5X61M21A*+WALLCON | *80CTL0701716B* | 34200 | 20 | 9 | 34800 | 26400 | 75.86% | 1.94 | 0 | 11.7 |  |  |  | No | R-454B | 2.85 | Residential & Commercial | Ducted CEE Tier 1
214239289 | Central HP <5.4 tons | DAY & NIGHT | HRCU-A-CB (Split System: Heat Pump with Remote Outdoor Unit-Air-Source) | CVH837GKA2* |  |  | EN(A,D)4X48L24**+WALLCON | *80CTL0902120B* | 32400 | 17 | 8.1 | 32600 | 24600 | 75.46% | 1.96 | 0 | 11.7 |  |  |  | No | R-410A | 2.7 | Residential & Commercial | Ducted CEE Tier 1
213782301 | Central HP <5.4 tons | DAY & NIGHT | HRCU-A-CB (Split System: Heat Pump with Remote Outdoor Unit-Air-Source) | CVH837GKA2* |  |  | EHD4X60AAL+WALLCON | *97CMN0801714B* | 32800 | 16.5 | 8.1 | 32600 | 25000 | 76.69% | 1.96 | 0 | 11 |  |  |  | No | R-410A | 2.7333 | Residential & Commercial | Ducted CEE Tier 1
211226868 | Central HP <5.4 tons | KEEPRITE | HRCU-A-CB (Split System: Heat Pump with Remote Outdoor Unit-Air-Source) | DLCURAH36ABK |  |  | EA*4X37L21A* | *80VSL0451716A* | 36200 | 15.5 | 8.5 | 38500 | 34800 | 90.39% | 2.06 | 0 | 10 |  |  |  | No | R-410A | 3.0167 | Residential & Commercial | Ducted CEE Tier 1
214242301 | Central HP <5.4 tons | DAY & NIGHT | HRCU-A-CB (Split System: Heat Pump with Remote Outdoor Unit-Air-Source) | CVH825GKA3* |  |  | EN(A,D,W)4X48L21**+WALLCON | *96CTN0601714B* | 24000 | 16.5 | 8.1 | 21400 | 16600 | 77.57% | 2 | 0 | 11 |  |  |  | No | R-410A | 2 | Residential & Commercial | Ducted CEE Tier 1
214570615 | Central HP <5.4 tons | KEEPRITE | HRCU-A-CB (Split System: Heat Pump with Remote Outdoor Unit-Air-Source) | CVH825GKA3* |  |  | EA*4X43L21A*+WALLCON | *80CTL0702120B* | 24400 | 16.5 | 8.5 | 21200 | 16600 | 78.3% | 2.02 | 0 | 11 |  |  |  | No | R-410A | 2.0333 | Residential & Commercial | Ducted CEE Tier 1
215932750 | Central HP <5.4 tons | DAY & NIGHT | HRCU-A-CB (Split System: Heat Pump with Remote Outdoor Unit-Air-Source) | C5H3V36*K*AAA* |  |  | EA*5X61M21A*+WALLCON | *95CSU0601716B* | 34200 | 20 | 9 | 34800 | 26600 | 76.44% | 1.92 | 0 | 11.5 |  |  |  | No | R-454B | 2.85 | Residential & Commercial | Ducted CEE Tier 1
215932850 | Central HP <5.4 tons | DAY & NIGHT | HRCU-A-CB (Split System: Heat Pump with Remote Outdoor Unit-Air-Source) | C5H3V36*K*AAA* |  |  | EA*5X61M24A*+WALLCON | *80CSU1002120A* | 34400 | 20.5 | 9 | 34400 | 26200 | 76.16% | 1.96 | 0 | 11.7 |  |  |  | No | R-454B | 2.8667 | Residential & Commercial | Ducted CEE Tier 1
215933200 | Central HP <5.4 tons | DAY & NIGHT | HRCU-A-CB (Split System: Heat Pump with Remote Outdoor Unit-Air-Source) | C5H3V36*K*AAA* |  |  | ESH5X36M12A*+WALLCON | *97CMN0802120B* | 33200 | 19 | 9 | 34800 | 26800 | 77.01% | 1.92 | 0 | 11 |  |  |  | No | R-454B | 2.7667 | Residential & Commercial | Ducted CEE Tier 1
212384686 | Central HP <5.4 tons | CARRIER | HRCU-A-CB (Split System: Heat Pump with Remote Outdoor Unit-Air-Source) | 38MURAQ36AB3* |  |  | CNPV*4221AL* | 59SC2D100E21**20 | 36200 | 15.5 | 8.1 | 39500 | 35200 | 89.11% | 1.9 | 0 | 10 |  |  |  | No | R-410A | 3.0167 | Residential & Commercial | Ducted CEE Tier 1
216581412 | Central HP <5.4 tons | CARRIER | HRCU-A-CB (Split System: Heat Pump with Remote Outdoor Unit-Air-Source) | 25VNA436A*031* |  |  | CAP**4821AL*+UI | 59TN7A080C21**20 | 33400 | 19 | 9.5 | 34600 | 25600 | 73.99% | 1.8 | 0 | 11.5 |  |  |  | No | R-410A | 2.7833 | Residential & Commercial | Ducted CEE Tier 1
216581426 | Central HP <5.4 tons | CARRIER | HRCU-A-CB (Split System: Heat Pump with Remote Outdoor Unit-Air-Source) | 25VNA436A*031* |  |  | CAP**6121AL*+UI | 59TN7A080C21**20 | 34400 | 19.5 | 9 | 34400 | 25000 | 72.67% | 1.8 | 0 | 11.7 |  |  |  | No | R-410A | 2.8667 | Residential & Commercial | Ducted CEE Tier 1
211388720 | Central HP <5.4 tons | FRASER-JOHNSTON | HRCU-A-CB (Split System: Heat Pump with Remote Outdoor Unit-Air-Source) | HMH72B341 |  |  | XAFC36DBCN1 | TM9E080C16MP12 | 34000 | 18 | 8.1 | 33600 | 23800 | 70.83% | 2.08 | 0 | 10 |  |  |  | No | R-410A | 2.8333 | Residential & Commercial | Ducted CEE Tier 1
212985783 | Central HP <5.4 tons | CARRIER | HRCU-A-CB (Split System: Heat Pump with Remote Outdoor Unit-Air-Source) | 38MURAQ24AB3* |  |  | CAP**3014AL* | 59SC6A026M14**10 | 23400 | 16.5 | 8.5 | 26400 | 24600 | 93.18% | 2.04 | 0 | 10 |  |  |  | No | R-410A | 1.95 | Residential & Commercial | Ducted CEE Tier 1
212986199 | Central HP <5.4 tons | CARRIER | HRCU-A-CB (Split System: Heat Pump with Remote Outdoor Unit-Air-Source) | 38MURAQ24AB3* |  |  | CAP**3717AL* | 59SC6A040M14**10 | 24000 | 16 | 8.1 | 25200 | 22200 | 88.1% | 1.84 | 0 | 10 |  |  |  | No | R-410A | 2 | Residential & Commercial | Ducted CEE Tier 1
212971405 | Central HP <5.4 tons | BRYANT HEATING AND COOLING SYSTEMS | HRCU-A-CB (Split System: Heat Pump with Remote Outdoor Unit-Air-Source) | 38MURAQ24AB3* |  |  | CAP**3617AL* | 82*TB36045V14*** | 23800 | 17.5 | 8.5 | 26200 | 23600 | 90.08% | 1.96 | 0 | 10 |  |  |  | No | R-410A | 1.9833 | Residential & Commercial | Ducted CEE Tier 1
212971732 | Central HP <5.4 tons | BRYANT HEATING AND COOLING SYSTEMS | HRCU-A-CB (Split System: Heat Pump with Remote Outdoor Unit-Air-Source) | 38MURAQ24AB3* |  |  | CNPV*3621AL* | 82*TB48070V17*** | 23600 | 17 | 8.5 | 26400 | 24200 | 91.67% | 2 | 0 | 10.5 |  |  |  | No | R-410A | 1.9667 | Residential & Commercial | Ducted CEE Tier 1
212972016 | Central HP <5.4 tons | BRYANT HEATING AND COOLING SYSTEMS | HRCU-A-CB (Split System: Heat Pump with Remote Outdoor Unit-Air-Source) | 38MURAQ24AB3* |  |  | CNPV*3621AL* | 82*TB48090V17*** | 23400 | 17 | 8.5 | 26200 | 24600 | 93.89% | 2.06 | 0 | 10 |  |  |  | No | R-410A | 1.95 | Residential & Commercial | Ducted CEE Tier 1
212973593 | Central HP <5.4 tons | BRYANT HEATING AND COOLING SYSTEMS | HRCU-A-CB (Split System: Heat Pump with Remote Outdoor Unit-Air-Source) | 38MURAQ24AB3* |  |  | CNPV*2414AL* | 926SB36060V14*** | 23200 | 16.5 | 8.5 | 26800 | 25400 | 94.78% | 2.12 | 0 | 10 |  |  |  | No | R-410A | 1.9333 | Residential & Commercial | Ducted CEE Tier 1
212973893 | Central HP <5.4 tons | BRYANT HEATING AND COOLING SYSTEMS | HRCU-A-CB (Split System: Heat Pump with Remote Outdoor Unit-Air-Source) | 38MURAQ24AB3* |  |  | CNPV*2417AL* | 926SB48080V17*** | 23400 | 16.5 | 8.5 | 27000 | 24800 | 91.85% | 2.04 | 0 | 10 |  |  |  | No | R-410A | 1.95 | Residential & Commercial | Ducted CEE Tier 1
211388587 | Central HP <5.4 tons | FRASER-JOHNSTON | HRCU-A-CB (Split System: Heat Pump with Remote Outdoor Unit-Air-Source) | HMH72B341 |  |  | XAHC36DBCN1 | TM9E100C16MP12 | 33600 | 17.5 | 8.1 | 33000 | 23200 | 70.3% | 2.04 | 0 | 10 |  |  |  | No | R-410A | 2.8 | Residential & Commercial | Ducted CEE Tier 1
211388572 | Central HP <5.4 tons | FRASER-JOHNSTON | HRCU-A-CB (Split System: Heat Pump with Remote Outdoor Unit-Air-Source) | HMH72B341 |  |  | XAHC36DXXN1+TXV | TM9E100C16MP12 | 33600 | 17.5 | 8.1 | 33000 | 23200 | 70.3% | 2.04 | 0 | 10 |  |  |  | No | R-410A | 2.8 | Residential & Commercial | Ducted CEE Tier 1
215933350 | Central HP <5.4 tons | DAY & NIGHT | HRCU-A-CB (Split System: Heat Pump with Remote Outdoor Unit-Air-Source) | C5H3V36*K*AAA* |  |  | ESH5X42M12A*+WALLCON | *80CTL0902120B* | 33600 | 19 | 9 | 34600 | 26400 | 76.3% | 1.92 | 0 | 11.7 |  |  |  | No | R-454B | 2.8 | Residential & Commercial | Ducted CEE Tier 1
210474113 | Central HP <5.4 tons | CARRIER | HRCU-A-CB (Split System: Heat Pump with Remote Outdoor Unit-Air-Source) | 25VNA825A*032* |  |  | CNPV*4824AL*+UI | 59MN7B100C21**22 | 24200 | 17 | 8.1 | 21400 | 16600 | 77.57% | 2.02 | 0 | 11.5 |  |  |  | No | R-410A | 2.0167 | Residential & Commercial | Ducted CEE Tier 1
210474536 | Central HP <5.4 tons | CARRIER | HRCU-A-CB (Split System: Heat Pump with Remote Outdoor Unit-Air-Source) | 25VNA825A*032* |  |  | CSPH*4812AL*+UI | 59TN6B060C17**14 | 24200 | 16 | 8.1 | 21400 | 16700 | 78.04% | 2 | 0 | 10.5 |  |  |  | No | R-410A | 2.0167 | Residential & Commercial | Ducted CEE Tier 1
215223952 | Central HP <5.4 tons | FRASER-JOHNSTON | HRCU-A-CB (Split System: Heat Pump with Remote Outdoor Unit-Air-Source) | HH824E2S11 |  |  | CTM36B5ADS1 | Z8ES100B12SMPS1 | 23000 | 18 | 9.5 | 23000 | 18800 | 81.74% | 2 | 0 | 12 |  |  |  | No | R-454B | 1.9167 | Residential & Commercial | Ducted CEE Tier 1
215936922 | Central HP <5.4 tons | KENMORE | HRCU-A-CB (Split System: Heat Pump with Remote Outdoor Unit-Air-Source) | (C,H,T)5H3V36*K*AAA* |  |  | EVD5X61M21A*+WALLCON | *96CTN0601714B* | 35600 | 21.5 | 8.5 | 37600 | 28200 | 75% | 2 | 0 | 12 |  |  |  | No | R-454B | 2.9667 | Residential & Commercial | Ducted CEE Tier 1
216374663 | Central HP <5.4 tons | FRASER-JOHNSTON | HRCU-A-CB (Split System: Heat Pump with Remote Outdoor Unit-Air-Source) | HH824E2S11 |  |  | CTF30B5ACS1 | Z9ET080B12SMPS1 | 23000 | 18 | 9.5 | 23000 | 18100 | 78.7% | 2 | 0 | 12 |  |  |  | No | R-454B | 1.9167 | Residential & Commercial | Ducted CEE Tier 1
216374724 | Central HP <5.4 tons | FRASER-JOHNSTON | HRCU-A-CB (Split System: Heat Pump with Remote Outdoor Unit-Air-Source) | HH824E2S11 |  |  | CTM36B5ADS1 | Z9ET060B12SMPS1 | 23000 | 18 | 9.5 | 23000 | 18400 | 80% | 2 | 0 | 12 |  |  |  | No | R-454B | 1.9167 | Residential & Commercial | Ducted CEE Tier 1
215935722 | Central HP <5.4 tons | KENMORE | HRCU-A-CB (Split System: Heat Pump with Remote Outdoor Unit-Air-Source) | (C,H,T)5H3V36*K*AAA* |  |  | EVD5X36M21A*+WALLCON | *97CMN0602120B* | 34200 | 20.5 | 8.5 | 39000 | 28600 | 73.33% | 2.04 | 0 | 11.5 |  |  |  | No | R-454B | 2.85 | Residential & Commercial | Ducted CEE Tier 1
215935452 | Central HP <5.4 tons | KENMORE | HRCU-A-CB (Split System: Heat Pump with Remote Outdoor Unit-Air-Source) | (C,H,T)5H3V36*K*AAA* |  |  | EVM5X60M24A*+WALLCON | *96CTN1202422B* | 35600 | 22 | 8.5 | 38000 | 28400 | 74.74% | 2.04 | 0 | 12.5 |  |  |  | No | R-454B | 2.9667 | Residential & Commercial | Ducted CEE Tier 1
211391431 | Central HP <5.4 tons | FRASER-JOHNSTON | HRCU-A-CB (Split System: Heat Pump with Remote Outdoor Unit-Air-Source) | HMH72B341 |  |  | XAHC36DBCN1 | TM8E100C16MP11 | 33600 | 17.5 | 8.1 | 33000 | 23200 | 70.3% | 2.04 | 0 | 10 |  |  |  | No | R-410A | 2.8 | Residential & Commercial | Ducted CEE Tier 1
211392063 | Central HP <5.4 tons | FRASER-JOHNSTON | HRCU-A-CB (Split System: Heat Pump with Remote Outdoor Unit-Air-Source) | HMH72B341 |  |  | XAFC36DXXN1+TXV | TMLE080C16MP11 | 34000 | 17 | 8.5 | 33600 | 23600 | 70.24% | 2.08 | 0 | 10 |  |  |  | No | R-410A | 2.8333 | Residential & Commercial | Ducted CEE Tier 1
213772103 | Central HP <5.4 tons | KENMORE | HRCU-A-CB (Split System: Heat Pump with Remote Outdoor Unit-Air-Source) | (C,H,T)VH825GKA2* |  |  | EHD4X36AAL+WALLCON | *80CTL0701412B* | 24000 | 16.5 | 8.1 | 21400 | 16600 | 77.57% | 1.98 | 0 | 10.5 |  |  |  | No | R-410A | 2 | Residential & Commercial | Ducted CEE Tier 1
213771193 | Central HP <5.4 tons | KENMORE | HRCU-A-CB (Split System: Heat Pump with Remote Outdoor Unit-Air-Source) | (C,H,T)VH825GKA2* |  |  | EA*4X37L21A*+WALLCON | *97CMN0601714B* | 24200 | 16 | 8.1 | 21200 | 16700 | 78.77% | 2.02 | 0 | 10.5 |  |  |  | No | R-410A | 2.0167 | Residential & Commercial | Ducted CEE Tier 1
213770723 | Central HP <5.4 tons | KENMORE | HRCU-A-CB (Split System: Heat Pump with Remote Outdoor Unit-Air-Source) | (C,H,T)VH825GKA2* |  |  | EA*4X30L17A*+WALLCON | *80CTL0701412B* | 23600 | 16.5 | 8.1 | 21600 | 16700 | 77.31% | 1.92 | 0 | 10.5 |  |  |  | No | R-410A | 1.9667 | Residential & Commercial | Ducted CEE Tier 1
213770523 | Central HP <5.4 tons | KENMORE | HRCU-A-CB (Split System: Heat Pump with Remote Outdoor Unit-Air-Source) | (C,H,T)VH825GKA2* |  |  | EA*4X24L17A*+WALLCON | *80CTL0901716B* | 23400 | 16.5 | 8.1 | 21800 | 16800 | 77.06% | 1.9 | 0 | 10.5 |  |  |  | No | R-410A | 1.95 | Residential & Commercial | Ducted CEE Tier 1
213770623 | Central HP <5.4 tons | KENMORE | HRCU-A-CB (Split System: Heat Pump with Remote Outdoor Unit-Air-Source) | (C,H,T)VH825GKA2* |  |  | EA*4X25L17A*+WALLCON | *80CTL0901716B* | 24400 | 16.5 | 8.5 | 21200 | 16700 | 78.77% | 2.02 | 0 | 11 |  |  |  | No | R-410A | 2.0333 | Residential & Commercial | Ducted CEE Tier 1
212975056 | Central HP <5.4 tons | BRYANT HEATING AND COOLING SYSTEMS | HRCU-A-CB (Split System: Heat Pump with Remote Outdoor Unit-Air-Source) | 38MURAQ24AB3* |  |  | CNPV*3617AL* | 926TC30040V14*** | 23400 | 16 | 8.1 | 26400 | 24600 | 93.18% | 2.04 | 0 | 10 |  |  |  | No | R-410A | 1.95 | Residential & Commercial | Ducted CEE Tier 1
212976401 | Central HP <5.4 tons | BRYANT HEATING AND COOLING SYSTEMS | HRCU-A-CB (Split System: Heat Pump with Remote Outdoor Unit-Air-Source) | 38MURAQ24AB3* |  |  | CAP**3721AL* | 926TC60080V21*** | 24400 | 17 | 8.5 | 25200 | 21400 | 84.92% | 1.8 | 0 | 10.5 |  |  |  | No | R-410A | 2.0333 | Residential & Commercial | Ducted CEE Tier 1
212977671 | Central HP <5.4 tons | BRYANT HEATING AND COOLING SYSTEMS | HRCU-A-CB (Split System: Heat Pump with Remote Outdoor Unit-Air-Source) | 38MURAQ24AB3* |  |  | CNPV*3014AL* | 8(0,1)*SB36045M14*** | 23600 | 17 | 8.1 | 26000 | 24000 | 92.31% | 2 | 0 | 10 |  |  |  | No | R-410A | 1.9667 | Residential & Commercial | Ducted CEE Tier 1
212978642 | Central HP <5.4 tons | CARRIER | HRCU-A-CB (Split System: Heat Pump with Remote Outdoor Unit-Air-Source) | 38MURAQ24AB3* |  |  | CAP**3017AL* | 58S(B,C)*B070M17**12 | 23400 | 17.5 | 8.5 | 26200 | 25000 | 95.42% | 2.1 | 0 | 10 |  |  |  | No | R-410A | 1.95 | Residential & Commercial | Ducted CEE Tier 1
212978708 | Central HP <5.4 tons | CARRIER | HRCU-A-CB (Split System: Heat Pump with Remote Outdoor Unit-Air-Source) | 38MURAQ24AB3* |  |  | CNPV*3017AL* | 58S(B,C)*B070M17**12 | 23400 | 17 | 8.1 | 25800 | 24200 | 93.8% | 2.04 | 0 | 10.5 |  |  |  | No | R-410A | 1.95 | Residential & Commercial | Ducted CEE Tier 1
214243101 | Central HP <5.4 tons | DAY & NIGHT | HRCU-A-CB (Split System: Heat Pump with Remote Outdoor Unit-Air-Source) | CVH825GKA2* |  |  | EN(A,D,W)4X48L21**+WALLCON | *80CTL0901716B* | 24200 | 17 | 8.1 | 21200 | 16600 | 78.3% | 2.02 | 0 | 11 |  |  |  | No | R-410A | 2.0167 | Residential & Commercial | Ducted CEE Tier 1
214243171 | Central HP <5.4 tons | DAY & NIGHT | HRCU-A-CB (Split System: Heat Pump with Remote Outdoor Unit-Air-Source) | CVH825GKA2* |  |  | EN(A,D,W)4X48L21**+WALLCON | *96CTN0601714B* | 24000 | 16.5 | 8.1 | 21400 | 16700 | 78.04% | 2 | 0 | 11 |  |  |  | No | R-410A | 2 | Residential & Commercial | Ducted CEE Tier 1
213772361 | Central HP <5.4 tons | DAY & NIGHT | HRCU-A-CB (Split System: Heat Pump with Remote Outdoor Unit-Air-Source) | CVH825GKA2* |  |  | EHD4X42AAL+WALLCON | *97CMN1002122B* | 24200 | 16 | 8.1 | 21400 | 16600 | 77.57% | 2 | 0 | 10.5 |  |  |  | No | R-410A | 2.0167 | Residential & Commercial | Ducted CEE Tier 1
213772411 | Central HP <5.4 tons | DAY & NIGHT | HRCU-A-CB (Split System: Heat Pump with Remote Outdoor Unit-Air-Source) | CVH825GKA2* |  |  | EHD4X42AAL+WALLCON | *96CTN1002122B* | 24200 | 16 | 8.1 | 21400 | 16600 | 77.57% | 2 | 0 | 10.5 |  |  |  | No | R-410A | 2.0167 | Residential & Commercial | Ducted CEE Tier 1
210473915 | Central HP <5.4 tons | CARRIER | HRCU-A-CB (Split System: Heat Pump with Remote Outdoor Unit-Air-Source) | 25VNA825A*032* |  |  | CNPV*4821AL*+UI | 58CU*A040C17**12 | 24200 | 17 | 8.1 | 21200 | 16500 | 77.83% | 2 | 0 | 11 |  |  |  | No | R-410A | 2.0167 | Residential & Commercial | Ducted CEE Tier 1
210474382 | Central HP <5.4 tons | CARRIER | HRCU-A-CB (Split System: Heat Pump with Remote Outdoor Unit-Air-Source) | 25VNA825A*032* |  |  | CSPH*4212AL*+UI | 59MN7B120C24**22 | 24200 | 16 | 8.1 | 21400 | 16700 | 78.04% | 2 | 0 | 10.5 |  |  |  | No | R-410A | 2.0167 | Residential & Commercial | Ducted CEE Tier 1
215223947 | Central HP <5.4 tons | FRASER-JOHNSTON | HRCU-A-CB (Split System: Heat Pump with Remote Outdoor Unit-Air-Source) | HH824E2S11 |  |  | CTM36B5ADS1 | Z8ES080B12SMPS1 | 23000 | 18 | 9.5 | 23000 | 18600 | 80.87% | 2 | 0 | 12 |  |  |  | No | R-454B | 1.9167 | Residential & Commercial | Ducted CEE Tier 1
215936752 | Central HP <5.4 tons | KENMORE | HRCU-A-CB (Split System: Heat Pump with Remote Outdoor Unit-Air-Source) | (C,H,T)5H3V36*K*AAA* |  |  | EVD5X60M24A*+WALLCON | *80CTL0702120B* | 35400 | 21.5 | 8.5 | 38000 | 28600 | 75.26% | 2.04 | 0 | 12 |  |  |  | No | R-454B | 2.95 | Residential & Commercial | Ducted CEE Tier 1
215936522 | Central HP <5.4 tons | KENMORE | HRCU-A-CB (Split System: Heat Pump with Remote Outdoor Unit-Air-Source) | (C,H,T)5H3V36*K*AAA* |  |  | EVD5X49M24A*+WALLCON | *97CMN1002122B* | 35400 | 22 | 8.5 | 38000 | 28400 | 74.74% | 2.04 | 0 | 12.5 |  |  |  | No | R-454B | 2.95 | Residential & Commercial | Ducted CEE Tier 1
215853303 | Central HP <5.4 tons | COLEMAN | HRCU-A-CB (Split System: Heat Pump with Remote Outdoor Unit-Air-Source) | HH824E2S11 |  |  | CTM30B5ACS1+JMET08BS2N1 |  | 23000 | 18 | 9.5 | 23000 | 18100 | 78.7% | 2 | 0 | 12 |  |  |  | No | R-454B | 1.9167 | Residential & Commercial | Ducted CEE Tier 1
215936272 | Central HP <5.4 tons | KENMORE | HRCU-A-CB (Split System: Heat Pump with Remote Outdoor Unit-Air-Source) | (C,H,T)5H3V36*K*AAA* |  |  | EVD5X42M24A*+WALLCON | *96CTN1202422B* | 35600 | 22 | 8.5 | 38000 | 28400 | 74.74% | 2.04 | 0 | 12.5 |  |  |  | No | R-454B | 2.9667 | Residential & Commercial | Ducted CEE Tier 1
212973693 | Central HP <5.4 tons | BRYANT HEATING AND COOLING SYSTEMS | HRCU-A-CB (Split System: Heat Pump with Remote Outdoor Unit-Air-Source) | 38MURAQ18AB3* |  |  | CNPV*2417AL* | 926SB48080V17*** | 17700 | 16 | 8.5 | 18700 | 19100 | 102.1% | 2.3 | 0 | 11 |  |  |  | No | R-410A | 1.475 | Residential & Commercial | Ducted CEE Tier 1
212975090 | Central HP <5.4 tons | BRYANT HEATING AND COOLING SYSTEMS | HRCU-A-CB (Split System: Heat Pump with Remote Outdoor Unit-Air-Source) | 38MURAQ18AB3* |  |  | CAP**2517AL* | 926TC36040V17*** | 17700 | 16 | 8.1 | 17800 | 17800 | 100% | 2.14 | 0 | 10.5 |  |  |  | No | R-410A | 1.475 | Residential & Commercial | Ducted CEE Tier 1
212975376 | Central HP <5.4 tons | BRYANT HEATING AND COOLING SYSTEMS | HRCU-A-CB (Split System: Heat Pump with Remote Outdoor Unit-Air-Source) | 38MURAQ18AB3* |  |  | CAP**1917AL* | 926TC36060V14*** | 17700 | 16.5 | 8.1 | 17700 | 17900 | 101.1% | 2.16 | 0 | 10.5 |  |  |  | No | R-410A | 1.475 | Residential & Commercial | Ducted CEE Tier 1
212975799 | Central HP <5.4 tons | BRYANT HEATING AND COOLING SYSTEMS | HRCU-A-CB (Split System: Heat Pump with Remote Outdoor Unit-Air-Source) | 38MURAQ18AB3* |  |  | CAP**2517AL* | 926TC48080V17*** | 17800 | 16.5 | 8.1 | 17600 | 17800 | 101.1% | 2.14 | 0 | 10.5 |  |  |  | No | R-410A | 1.4833 | Residential & Commercial | Ducted CEE Tier 1
212975797 | Central HP <5.4 tons | CARRIER | HRCU-A-CB (Split System: Heat Pump with Remote Outdoor Unit-Air-Source) | 38MURAQ18AB3* |  |  | CAP**2517AL* | 59TP6C080V17**16 | 17800 | 16.5 | 8.1 | 17600 | 17800 | 101.1% | 2.14 | 0 | 10.5 |  |  |  | No | R-410A | 1.4833 | Residential & Commercial | Ducted CEE Tier 1
215669248 | Central HP <5.4 tons | DAY & NIGHT | HRCU-A-CB (Split System: Heat Pump with Remote Outdoor Unit-Air-Source) | C5H0V36*K*AAA* |  |  | EA*5X48M21A*+WALLCON | *97CMN0802120B* | 33800 | 18 | 9 | 35000 | 25000 | 71.43% | 1.88 | 0 | 10 |  |  |  | No | R-454B | 2.8167 | Residential & Commercial | Ducted CEE Tier 1
210473304 | Central HP <5.4 tons | BRYANT HEATING AND COOLING SYSTEMS | HRCU-A-CB (Split System: Heat Pump with Remote Outdoor Unit-Air-Source) | 288BNV025*0**C* |  |  | CAP**4821AL*+UI | 83*CA48060C17*** | 24000 | 17 | 8.1 | 21000 | 16600 | 79.05% | 2.02 | 0 | 11 |  |  |  | No | R-410A | 2 | Residential & Commercial | Ducted CEE Tier 1
215676385 | Central HP <5.4 tons | HEIL | HRCU-A-CB (Split System: Heat Pump with Remote Outdoor Unit-Air-Source) | H5H0V48*K*AAA* |  |  | EVD5X49M24A*+WALLCON | *96CTN1002122B* | 48000 | 19 | 9 | 50000 | 36600 | 73.2% | 2 | 0 | 10 |  |  |  | No | R-454B | 4 | Residential & Commercial | Ducted CEE Tier 1
215676735 | Central HP <5.4 tons | HEIL | HRCU-A-CB (Split System: Heat Pump with Remote Outdoor Unit-Air-Source) | H5H0V48*K*AAA* |  |  | EVD5X61M21A*+WALLCON | *80CTL0901716B* | 48500 | 19 | 9 | 50000 | 37000 | 74% | 2 | 0 | 10 |  |  |  | No | R-454B | 4.0417 | Residential & Commercial | Ducted CEE Tier 1
210473172 | Central HP <5.4 tons | BRYANT HEATING AND COOLING SYSTEMS | HRCU-A-CB (Split System: Heat Pump with Remote Outdoor Unit-Air-Source) | 288BNV025*0**C* |  |  | CAP**4321AL*+UI | 986TC42060C17*** | 24400 | 16.5 | 8.1 | 21200 | 16700 | 78.77% | 2.02 | 0 | 11 |  |  |  | No | R-410A | 2.0333 | Residential & Commercial | Ducted CEE Tier 1
210473938 | Central HP <5.4 tons | BRYANT HEATING AND COOLING SYSTEMS | HRCU-A-CB (Split System: Heat Pump with Remote Outdoor Unit-Air-Source) | 288BNV025*0**C* |  |  | CNPV*4821AL*+UI | 83*CA60100C21*** | 24000 | 16.5 | 8.1 | 21400 | 16600 | 77.57% | 2 | 0 | 11 |  |  |  | No | R-410A | 2 | Residential & Commercial | Ducted CEE Tier 1
210473513 | Central HP <5.4 tons | BRYANT HEATING AND COOLING SYSTEMS | HRCU-A-CB (Split System: Heat Pump with Remote Outdoor Unit-Air-Source) | 288BNV025*0**C* |  |  | CAP**4824AL*+UI | 986TC66100C21*** | 24200 | 16.5 | 8.1 | 21000 | 16500 | 78.57% | 2.02 | 0 | 11 |  |  |  | No | R-410A | 2.0167 | Residential & Commercial | Ducted CEE Tier 1
210473696 | Central HP <5.4 tons | BRYANT HEATING AND COOLING SYSTEMS | HRCU-A-CB (Split System: Heat Pump with Remote Outdoor Unit-Air-Source) | 288BNV025*0**C* |  |  | CNPV*4217AL*+UI | 88*TA48090C17*** | 24000 | 17 | 8.1 | 21400 | 16600 | 77.57% | 2 | 0 | 11.5 |  |  |  | No | R-410A | 2 | Residential & Commercial | Ducted CEE Tier 1
210473916 | Central HP <5.4 tons | BRYANT HEATING AND COOLING SYSTEMS | HRCU-A-CB (Split System: Heat Pump with Remote Outdoor Unit-Air-Source) | 288BNV025*0**C* |  |  | CNPV*4821AL*+UI | 83*CA36040C17*** | 24200 | 17 | 8.1 | 21200 | 16500 | 77.83% | 2 | 0 | 11 |  |  |  | No | R-410A | 2.0167 | Residential & Commercial | Ducted CEE Tier 1
215669298 | Central HP <5.4 tons | DAY & NIGHT | HRCU-A-CB (Split System: Heat Pump with Remote Outdoor Unit-Air-Source) | C5H0V36*K*AAA* |  |  | EA*5X60M24A*+WALLCON | *80CSU1002120A* | 34400 | 18 | 9 | 34200 | 24800 | 72.51% | 1.9 | 0 | 10 |  |  |  | No | R-454B | 2.8667 | Residential & Commercial | Ducted CEE Tier 1
215669598 | Central HP <5.4 tons | DAY & NIGHT | HRCU-A-CB (Split System: Heat Pump with Remote Outdoor Unit-Air-Source) | C5H0V36*K*AAA* |  |  | EA*5X61M21A*+WALLCON | *96CTN0801714B* | 34600 | 18 | 9 | 34600 | 25000 | 72.25% | 1.9 | 0 | 10 |  |  |  | No | R-454B | 2.8833 | Residential & Commercial | Ducted CEE Tier 1
215669698 | Central HP <5.4 tons | DAY & NIGHT | HRCU-A-CB (Split System: Heat Pump with Remote Outdoor Unit-Air-Source) | C5H0V36*K*AAA* |  |  | EA*5X61M24A*+WALLCON | *97CMN0802120B* | 34800 | 18 | 9 | 34400 | 24800 | 72.09% | 1.92 | 0 | 10.5 |  |  |  | No | R-454B | 2.9 | Residential & Commercial | Ducted CEE Tier 1
215669718 | Central HP <5.4 tons | DAY & NIGHT | HRCU-A-CB (Split System: Heat Pump with Remote Outdoor Unit-Air-Source) | C5H0V36*K*AAA* |  |  | EA*5X61M24A*+WALLCON | *97CMN1202422B* | 34800 | 18.5 | 9 | 34400 | 24800 | 72.09% | 1.92 | 0 | 10.5 |  |  |  | No | R-454B | 2.9 | Residential & Commercial | Ducted CEE Tier 1
215670532 | Central HP <5.4 tons | DAY & NIGHT | HRCU-A-CB (Split System: Heat Pump with Remote Outdoor Unit-Air-Source) | C5H0V36*K*AAA* |  |  | ESH5X60M12A*+WALLCON | *97CMN0802120B* | 34600 | 17 | 8.5 | 34600 | 24800 | 71.68% | 1.8 | 0 | 10 |  |  |  | No | R-454B | 2.8833 | Residential & Commercial | Ducted CEE Tier 1
215936372 | Central HP <5.4 tons | KENMORE | HRCU-A-CB (Split System: Heat Pump with Remote Outdoor Unit-Air-Source) | (C,H,T)5H3V36*K*AAA* |  |  | EVD5X48M24A*+WALLCON | *97CMN0602120B* | 34800 | 21 | 8.5 | 38500 | 28800 | 74.81% | 2.02 | 0 | 11.7 |  |  |  | No | R-454B | 2.9 | Residential & Commercial | Ducted CEE Tier 1
214651280 | Central HP <5.4 tons | LUXAIRE | HRCU-A-CB (Split System: Heat Pump with Remote Outdoor Unit-Air-Source) | HH824E2S11 |  |  | CTU36B5XDS1+TXV | LP9C060B12MP13 | 23000 | 18 | 9.5 | 23000 | 18800 | 81.74% | 2 | 0 | 12 |  |  |  | No | R-454B | 1.9167 | Residential & Commercial | Ducted CEE Tier 1
214651430 | Central HP <5.4 tons | LUXAIRE | HRCU-A-CB (Split System: Heat Pump with Remote Outdoor Unit-Air-Source) | HH824E2S11 |  |  | CTU36B5XDS1+TXV | TM8E100B12MP11 | 23000 | 18 | 9.5 | 23000 | 18900 | 82.17% | 2 | 0 | 12 |  |  |  | No | R-454B | 1.9167 | Residential & Commercial | Ducted CEE Tier 1
215936652 | Central HP <5.4 tons | KENMORE | HRCU-A-CB (Split System: Heat Pump with Remote Outdoor Unit-Air-Source) | (C,H,T)5H3V36*K*AAA* |  |  | EVD5X60M21A*+WALLCON | *95CSU0601716B* | 35400 | 21.5 | 8.5 | 38500 | 29000 | 75.32% | 2.02 | 0 | 12 |  |  |  | No | R-454B | 2.95 | Residential & Commercial | Ducted CEE Tier 1
215936502 | Central HP <5.4 tons | KENMORE | HRCU-A-CB (Split System: Heat Pump with Remote Outdoor Unit-Air-Source) | (C,H,T)5H3V36*K*AAA* |  |  | EVD5X49M24A*+WALLCON | *97CMN0602120B* | 35200 | 21 | 8.5 | 38500 | 28800 | 74.81% | 2.02 | 0 | 12 |  |  |  | No | R-454B | 2.9333 | Residential & Commercial | Ducted CEE Tier 1
215935972 | Central HP <5.4 tons | KENMORE | HRCU-A-CB (Split System: Heat Pump with Remote Outdoor Unit-Air-Source) | (C,H,T)5H3V36*K*AAA* |  |  | EVD5X42M21A*+WALLCON | *80CSU1002120A* | 34400 | 20.5 | 8.5 | 38500 | 28200 | 73.25% | 2.04 | 0 | 11.7 |  |  |  | No | R-454B | 2.8667 | Residential & Commercial | Ducted CEE Tier 1
215935852 | Central HP <5.4 tons | KENMORE | HRCU-A-CB (Split System: Heat Pump with Remote Outdoor Unit-Air-Source) | (C,H,T)5H3V36*K*AAA* |  |  | EVD5X38M17A*+WALLCON | *80CTL0701716B* | 35400 | 21.5 | 8.5 | 38500 | 29000 | 75.32% | 2.02 | 0 | 12 |  |  |  | No | R-454B | 2.95 | Residential & Commercial | Ducted CEE Tier 1
215669408 | Central HP <5.4 tons | DAY & NIGHT | HRCU-A-CB (Split System: Heat Pump with Remote Outdoor Unit-Air-Source) | C5H0V36*K*AAA* |  |  | EA*5X60M24A*+WALLCON | *96CTN1002122B* | 34400 | 18 | 9 | 34200 | 24800 | 72.51% | 1.9 | 0 | 10.5 |  |  |  | No | R-454B | 2.8667 | Residential & Commercial | Ducted CEE Tier 1
216046821 | Central HP <5.4 tons | TCL | HRCU-A-CB (Split System: Heat Pump with Remote Outdoor Unit-Air-Source) | THH24HES2NAGOH24 |  |  | 5TEM6B02AV21+TDR |  | 23000 | 16 | 8.1 | 23000 | 18000 | 78.26% | 1.75 | 0 | 11.7 |  |  |  | No | R-454B | 1.9167 | Residential & Commercial | Ducted CEE Tier 1
210474081 | Central HP <5.4 tons | BRYANT HEATING AND COOLING SYSTEMS | HRCU-A-CB (Split System: Heat Pump with Remote Outdoor Unit-Air-Source) | 288BNV025*0**C* |  |  | CNPV*4824AL*+UI | 83*CA60100C21*** | 24000 | 16.5 | 8.1 | 21400 | 16600 | 77.57% | 2 | 0 | 11 |  |  |  | No | R-410A | 2 | Residential & Commercial | Ducted CEE Tier 1
210474383 | Central HP <5.4 tons | BRYANT HEATING AND COOLING SYSTEMS | HRCU-A-CB (Split System: Heat Pump with Remote Outdoor Unit-Air-Source) | 288BNV025*0**C* |  |  | CSPH*4212AL*+UI | 987MB66120C24*** | 24200 | 16 | 8.1 | 21400 | 16700 | 78.04% | 2 | 0 | 10.5 |  |  |  | No | R-410A | 2.0167 | Residential & Commercial | Ducted CEE Tier 1
210474416 | Central HP <5.4 tons | BRYANT HEATING AND COOLING SYSTEMS | HRCU-A-CB (Split System: Heat Pump with Remote Outdoor Unit-Air-Source) | 288BNV025*0**C* |  |  | CSPH*4212AL*+UI | 88*TA48090C17*** | 24200 | 16.5 | 8.1 | 21200 | 16500 | 77.83% | 2.02 | 0 | 11 |  |  |  | No | R-410A | 2.0167 | Residential & Commercial | Ducted CEE Tier 1
210474482 | Central HP <5.4 tons | BRYANT HEATING AND COOLING SYSTEMS | HRCU-A-CB (Split System: Heat Pump with Remote Outdoor Unit-Air-Source) | 288BNV025*0**C* |  |  | CSPH*4812AL*+UI | 83*CA48060C17*** | 24200 | 16.5 | 8.1 | 21200 | 16600 | 78.3% | 2 | 0 | 10.5 |  |  |  | No | R-410A | 2.0167 | Residential & Commercial | Ducted CEE Tier 1
215669398 | Central HP <5.4 tons | DAY & NIGHT | HRCU-A-CB (Split System: Heat Pump with Remote Outdoor Unit-Air-Source) | C5H0V36*K*AAA* |  |  | EA*5X60M24A*+WALLCON | *97CMN1202422B* | 34400 | 18.5 | 9 | 34200 | 24800 | 72.51% | 1.9 | 0 | 10 |  |  |  | No | R-454B | 2.8667 | Residential & Commercial | Ducted CEE Tier 1
202329930 | Central HP <5.4 tons | TCL | HRCU-A-CB (Split System: Heat Pump with Remote Outdoor Unit-Air-Source) | TCE-60HA/DV2O |  |  | TCE-48D7HWA/DV2I |  | 45000 | 16.5 | 8.5 | 47000 | 34400 | 73.19% | 2 | 12 | 11.2 |  |  |  | No | R-410A | 3.75 | Residential & Commercial | Ducted CEE Tier 1
215938172 | Central HP <5.4 tons | KENMORE | HRCU-A-CB (Split System: Heat Pump with Remote Outdoor Unit-Air-Source) | (C,H,T)5H3V48*K*AAA* |  |  | EVD5X60M21A*+WALLCON | *80CTL0901716B* | 44500 | 20.5 | 8.1 | 53500 | 37600 | 70.28% | 1.95 | 0 | 11.5 |  |  |  | No | R-454B | 3.7083 | Residential & Commercial | Ducted CEE Tier 1
215938322 | Central HP <5.4 tons | KENMORE | HRCU-A-CB (Split System: Heat Pump with Remote Outdoor Unit-Air-Source) | (C,H,T)5H3V48*K*AAA* |  |  | EVD5X60M24A*+WALLCON | *80CTL1352422B* | 45500 | 21 | 8.1 | 52500 | 38000 | 72.38% | 1.95 | 0 | 11.5 |  |  |  | No | R-454B | 3.7917 | Residential & Commercial | Ducted CEE Tier 1
214397057 | Central HP <5.4 tons | FRASER-JOHNSTON | HRCU-A-CB (Split System: Heat Pump with Remote Outdoor Unit-Air-Source) | HH860E2S11 |  |  | CTM60C5CGS1 | TMLE080C20MP11 | 44500 | 17 | 9 | 45000 | 33800 | 75.11% | 2 | 0 | 11.7 |  |  |  | No | R-454B | 3.7083 | Residential & Commercial | Ducted CEE Tier 1
214606533 | Central HP <5.4 tons | FRASER-JOHNSTON | HRCU-A-C (Split System: Heat Pump with Remote Outdoor Unit with No Indoor Fan --Air Source) | HH860E2S11 |  |  | CTF60D5CHS1 |  | 54000 | 15.2 | 8.1 | 55000 | 40000 | 72.73% | 2 | 0 | 11 |  |  |  | No | R-454B | 4.5 | Residential & Commercial | Ducted CEE Tier 1
211869249 | Central HP <5.4 tons | TCL | HRCU-A-CB (Split System: Heat Pump with Remote Outdoor Unit-Air-Source) | TCE-60HA/DV2O |  |  | TCU-36D7HWA/DV2I |  | 36000 | 18 | 8.5 | 36000 | 28000 | 77.78% | 2.1 | 0 | 12 |  |  |  | No | R-410A | 3 | Residential & Commercial | Ducted CEE Tier 1
215853498 | Central HP <5.4 tons | CHAMPION HEATING AND COOLING | HRCU-A-CB (Split System: Heat Pump with Remote Outdoor Unit-Air-Source) | HH860E2S11 |  |  | CTM60D5CJS1 | Z9ES120D20SMPS1 | 53000 | 18 | 9 | 55000 | 40000 | 72.73% | 2 | 0 | 10 |  |  |  | No | R-454B | 4.4167 | Residential & Commercial | Ducted CEE Tier 1
213780973 | Central HP <5.4 tons | KENMORE | HRCU-A-CB (Split System: Heat Pump with Remote Outdoor Unit-Air-Source) | (C,H,T)VH837GKA2* |  |  | EA*4X42L21A*+WALLCON | *80CTL0451712B* | 31600 | 16.5 | 8.1 | 33400 | 24800 | 74.25% | 1.84 | 0 | 10.5 |  |  |  | No | R-410A | 2.6333 | Residential & Commercial | Ducted CEE Tier 1
212986917 | Central HP <5.4 tons | CARRIER | HRCU-A-CB (Split System: Heat Pump with Remote Outdoor Unit-Air-Source) | 38MURAQ24AB3* |  |  | CAP**3717AL* | 59SC6A060M14**12 | 24000 | 16.5 | 8.5 | 25200 | 22200 | 88.1% | 1.84 | 0 | 10 |  |  |  | No | R-410A | 2 | Residential & Commercial | Ducted CEE Tier 1
212988673 | Central HP <5.4 tons | CARRIER | HRCU-A-CB (Split System: Heat Pump with Remote Outdoor Unit-Air-Source) | 38MURAQ24AB3* |  |  | CAP**3617AL* | 59SU5B040M17**12 | 23600 | 16.5 | 8.5 | 26200 | 23800 | 90.84% | 1.96 | 0 | 10 |  |  |  | No | R-410A | 1.9667 | Residential & Commercial | Ducted CEE Tier 1
213249254 | Central HP <5.4 tons | KEEPRITE | HRCU-A-CB (Split System: Heat Pump with Remote Outdoor Unit-Air-Source) | DLCURAH18ABK |  |  | FEVA0024**+NAVA43601CK |  | 18100 | 16.5 | 8.5 | 18300 | 17900 | 97.81% | 2.16 | 0 | 11 |  |  |  | No | R-410A | 1.5083 | Residential & Commercial | Ducted CEE Tier 1
212985881 | Central HP <5.4 tons | KEEPRITE | HRCU-A-CB (Split System: Heat Pump with Remote Outdoor Unit-Air-Source) | DLCURAH18ABK |  |  | EA*4X19L17A* | *96MSN0261410A* | 17800 | 16.5 | 8.1 | 17800 | 17900 | 100.6% | 2.16 | 0 | 10.5 |  |  |  | No | R-410A | 1.4833 | Residential & Commercial | Ducted CEE Tier 1
210474540 | Central HP <5.4 tons | AIRQUEST | HRCU-A-CB (Split System: Heat Pump with Remote Outdoor Unit-Air-Source) | HVH825GKA3* |  |  | EHD4X48AAL+WALLCON | *96CTN0601714A* | 24200 | 16 | 8.1 | 21400 | 16700 | 78.04% | 2 | 0 | 10.5 |  |  |  | No | R-410A | 2.0167 | Residential & Commercial | Ducted CEE Tier 1
215487381 | Central HP <5.4 tons | DAIKIN | HRCU-A-CB (Split System: Heat Pump with Remote Outdoor Unit-Air-Source) | DH7VSA2410A* |  |  | CA*EA3626*3A* | D*96VC0803BNA* | 23200 | 19 | 8.6 | 23200 | 17000 | 73.28% | 2 | 0 | 11 |  |  |  | No | R-32 | 1.9333 | Residential & Commercial | Ducted CEE Tier 1
215487394 | Central HP <5.4 tons | DAIKIN | HRCU-A-CB (Split System: Heat Pump with Remote Outdoor Unit-Air-Source) | DH7VSA2410A* |  |  | CHPEA3026*3A* | D*96VC1005CNA* | 23200 | 19 | 8.6 | 23200 | 17000 | 73.28% | 2 | 0 | 11 |  |  |  | No | R-32 | 1.9333 | Residential & Commercial | Ducted CEE Tier 1
215487429 | Central HP <5.4 tons | DAIKIN | HRCU-A-CB (Split System: Heat Pump with Remote Outdoor Unit-Air-Source) | DH7VSA4210A* |  |  | CHPEA4830*3A* | D*96VC1005DNA* | 40500 | 17 | 8.6 | 41000 | 31000 | 75.61% | 2 | 0 | 10 |  |  |  | No | R-32 | 3.375 | Residential & Commercial | Ducted CEE Tier 1
215487428 | Central HP <5.4 tons | DAIKIN | HRCU-A-CB (Split System: Heat Pump with Remote Outdoor Unit-Air-Source) | DH7VSA4210A* |  |  | CHPEA4830*3A* | D*96VC1005CNA* | 40500 | 16.5 | 8.6 | 41000 | 31000 | 75.61% | 2 | 0 | 10 |  |  |  | No | R-32 | 3.375 | Residential & Commercial | Ducted CEE Tier 1
215487430 | Central HP <5.4 tons | DAIKIN | HRCU-A-CB (Split System: Heat Pump with Remote Outdoor Unit-Air-Source) | DH7VSA4210A* |  |  | CHPEA4830*3A* | D*96VC1205DNA* | 40500 | 17 | 8.6 | 41000 | 31000 | 75.61% | 2 | 0 | 10 |  |  |  | No | R-32 | 3.375 | Residential & Commercial | Ducted CEE Tier 1
210470898 | Central HP <5.4 tons | BRYANT HEATING AND COOLING SYSTEMS | HRCU-A-CB (Split System: Heat Pump with Remote Outdoor Unit-Air-Source) | 288BNV037*0**B* |  |  | CNPV*6024AL*+UI | 83*CA60100C21*** | 32800 | 17.5 | 8.1 | 32200 | 24600 | 76.4% | 1.96 | 0 | 11.7 |  |  |  | No | R-410A | 2.7333 | Residential & Commercial | Ducted CEE Tier 1
210470931 | Central HP <5.4 tons | BRYANT HEATING AND COOLING SYSTEMS | HRCU-A-CB (Split System: Heat Pump with Remote Outdoor Unit-Air-Source) | 288BNV037*0**B* |  |  | CNPV*6024AL*+UI | 986TC66120C24*** | 32800 | 18 | 8.1 | 32200 | 24600 | 76.4% | 1.98 | 0 | 12 |  |  |  | No | R-410A | 2.7333 | Residential & Commercial | Ducted CEE Tier 1
215669378 | Central HP <5.4 tons | DAY & NIGHT | HRCU-A-CB (Split System: Heat Pump with Remote Outdoor Unit-Air-Source) | C5H0V36*K*AAA* |  |  | EA*5X60M24A*+WALLCON | *97CMN0802120B* | 34400 | 18 | 9 | 34200 | 24800 | 72.51% | 1.9 | 0 | 10 |  |  |  | No | R-454B | 2.8667 | Residential & Commercial | Ducted CEE Tier 1
211226845 | Central HP <5.4 tons | KEEPRITE | HRCU-A-CB (Split System: Heat Pump with Remote Outdoor Unit-Air-Source) | DLCURAH36ABK |  |  | EA*4X37L21A* | *80ES(N,L)0902120A* | 36800 | 16 | 8.5 | 38500 | 34800 | 90.39% | 2.1 | 0 | 10 |  |  |  | No | R-410A | 3.0667 | Residential & Commercial | Ducted CEE Tier 1
211391311 | Central HP <5.4 tons | FRASER-JOHNSTON | HRCU-A-CB (Split System: Heat Pump with Remote Outdoor Unit-Air-Source) | HMH72B341 |  |  | XAFC36DXXN1+TXV | TM8E120C16MP11 | 34000 | 18 | 8.5 | 33600 | 23800 | 70.83% | 2.08 | 0 | 10 |  |  |  | No | R-410A | 2.8333 | Residential & Commercial | Ducted CEE Tier 1
211391780 | Central HP <5.4 tons | FRASER-JOHNSTON | HRCU-A-CB (Split System: Heat Pump with Remote Outdoor Unit-Air-Source) | HMH72B341 |  |  | XAFC36DBCN1 | TMLE100B12MP11 | 34000 | 18 | 8.1 | 33800 | 23800 | 70.41% | 2.06 | 0 | 10 |  |  |  | No | R-410A | 2.8333 | Residential & Commercial | Ducted CEE Tier 1
213781123 | Central HP <5.4 tons | KENMORE | HRCU-A-CB (Split System: Heat Pump with Remote Outdoor Unit-Air-Source) | (C,H,T)VH837GKA2* |  |  | EA*4X42L24A*+WALLCON | *97CMN1002122B* | 31800 | 17 | 8.1 | 33000 | 24200 | 73.33% | 1.88 | 0 | 11 |  |  |  | No | R-410A | 2.65 | Residential & Commercial | Ducted CEE Tier 1
215937562 | Central HP <5.4 tons | KENMORE | HRCU-A-CB (Split System: Heat Pump with Remote Outdoor Unit-Air-Source) | (C,H,T)5H3V48*K*AAA* |  |  | EVM5X60M24A*+WALLCON | *96CTN1002122B* | 45500 | 20.5 | 8.1 | 52500 | 38000 | 72.38% | 1.9 | 0 | 11.5 |  |  |  | No | R-454B | 3.7917 | Residential & Commercial | Ducted CEE Tier 1
215937962 | Central HP <5.4 tons | KENMORE | HRCU-A-CB (Split System: Heat Pump with Remote Outdoor Unit-Air-Source) | (C,H,T)5H3V48*K*AAA* |  |  | EVD5X48M24A*+WALLCON | *97CMN1002122B* | 44500 | 20 | 8.1 | 52000 | 38000 | 73.08% | 1.9 | 0 | 11 |  |  |  | No | R-454B | 3.7083 | Residential & Commercial | Ducted CEE Tier 1
215937982 | Central HP <5.4 tons | KENMORE | HRCU-A-CB (Split System: Heat Pump with Remote Outdoor Unit-Air-Source) | (C,H,T)5H3V48*K*AAA* |  |  | EVD5X48M24A*+WALLCON | *96CTN1002122B* | 44500 | 20 | 8.1 | 52000 | 38000 | 73.08% | 1.9 | 0 | 11 |  |  |  | No | R-454B | 3.7083 | Residential & Commercial | Ducted CEE Tier 1
215937012 | Central HP <5.4 tons | KENMORE | HRCU-A-CB (Split System: Heat Pump with Remote Outdoor Unit-Air-Source) | (C,H,T)5H3V48*K*AAA* |  |  | EVM5X48M21A*+WALLCON | *80CTL0901716B* | 43500 | 20 | 8.1 | 52500 | 37600 | 71.62% | 2 | 0 | 11.5 |  |  |  | No | R-454B | 3.625 | Residential & Commercial | Ducted CEE Tier 1
215935702 | Central HP <5.4 tons | KENMORE | HRCU-A-CB (Split System: Heat Pump with Remote Outdoor Unit-Air-Source) | (C,H,T)5H3V36*K*AAA* |  |  | EVD5X36M21A*+WALLCON | *95CSU1002122B* | 34400 | 21 | 8.5 | 38500 | 28000 | 72.73% | 2.04 | 0 | 12 |  |  |  | No | R-454B | 2.8667 | Residential & Commercial | Ducted CEE Tier 1
215935672 | Central HP <5.4 tons | KENMORE | HRCU-A-CB (Split System: Heat Pump with Remote Outdoor Unit-Air-Source) | (C,H,T)5H3V36*K*AAA* |  |  | EVD5X36M21A*+WALLCON | *80CTL1102120B* | 34400 | 21 | 8.5 | 38500 | 28000 | 72.73% | 2.04 | 0 | 12 |  |  |  | No | R-454B | 2.8667 | Residential & Commercial | Ducted CEE Tier 1
215936252 | Central HP <5.4 tons | KENMORE | HRCU-A-CB (Split System: Heat Pump with Remote Outdoor Unit-Air-Source) | (C,H,T)5H3V36*K*AAA* |  |  | EVD5X42M24A*+WALLCON | *97CMN1202422B* | 35400 | 22 | 8.5 | 38000 | 28400 | 74.74% | 2.04 | 0 | 12.5 |  |  |  | No | R-454B | 2.95 | Residential & Commercial | Ducted CEE Tier 1
215936082 | Central HP <5.4 tons | KENMORE | HRCU-A-CB (Split System: Heat Pump with Remote Outdoor Unit-Air-Source) | (C,H,T)5H3V36*K*AAA* |  |  | EVD5X42M21A*+WALLCON | *97CMN0602120B* | 34200 | 20.5 | 8.5 | 39000 | 28600 | 73.33% | 2.04 | 0 | 11.5 |  |  |  | No | R-454B | 2.85 | Residential & Commercial | Ducted CEE Tier 1
215936132 | Central HP <5.4 tons | KENMORE | HRCU-A-CB (Split System: Heat Pump with Remote Outdoor Unit-Air-Source) | (C,H,T)5H3V36*K*AAA* |  |  | EVD5X42M21A*+WALLCON | *96CTN0801714B* | 34200 | 20.5 | 8.5 | 39000 | 28400 | 72.82% | 2.02 | 0 | 11.5 |  |  |  | No | R-454B | 2.85 | Residential & Commercial | Ducted CEE Tier 1
215936032 | Central HP <5.4 tons | KENMORE | HRCU-A-CB (Split System: Heat Pump with Remote Outdoor Unit-Air-Source) | (C,H,T)5H3V36*K*AAA* |  |  | EVD5X42M21A*+WALLCON | *80CTL1102120B* | 34400 | 21 | 8.5 | 38500 | 28000 | 72.73% | 2.04 | 0 | 12 |  |  |  | No | R-454B | 2.8667 | Residential & Commercial | Ducted CEE Tier 1
214397107 | Central HP <5.4 tons | FRASER-JOHNSTON | HRCU-A-CB (Split System: Heat Pump with Remote Outdoor Unit-Air-Source) | HH824E2S11 |  |  | CTF36B5ADS1 | TM8Y080B12MP11 | 23000 | 18 | 9.5 | 23000 | 18300 | 79.57% | 2 | 0 | 12 |  |  |  | No | R-454B | 1.9167 | Residential & Commercial | Ducted CEE Tier 1
215936862 | Central HP <5.4 tons | KENMORE | HRCU-A-CB (Split System: Heat Pump with Remote Outdoor Unit-Air-Source) | (C,H,T)5H3V36*K*AAA* |  |  | EVD5X60M24A*+WALLCON | *96CTN1202422B* | 35600 | 22 | 8.5 | 38000 | 28400 | 74.74% | 2.04 | 0 | 12.5 |  |  |  | No | R-454B | 2.9667 | Residential & Commercial | Ducted CEE Tier 1
215936712 | Central HP <5.4 tons | KENMORE | HRCU-A-CB (Split System: Heat Pump with Remote Outdoor Unit-Air-Source) | (C,H,T)5H3V36*K*AAA* |  |  | EVD5X60M21A*+WALLCON | *97CMN1002122B* | 35600 | 22 | 8.5 | 38000 | 28600 | 75.26% | 2.02 | 0 | 12.5 |  |  |  | No | R-454B | 2.9667 | Residential & Commercial | Ducted CEE Tier 1
215936342 | Central HP <5.4 tons | KENMORE | HRCU-A-CB (Split System: Heat Pump with Remote Outdoor Unit-Air-Source) | (C,H,T)5H3V36*K*AAA* |  |  | EVD5X48M24A*+WALLCON | *80CTL1352422B* | 35200 | 21.5 | 8.5 | 38000 | 28200 | 74.21% | 2.04 | 0 | 12 |  |  |  | No | R-454B | 2.9333 | Residential & Commercial | Ducted CEE Tier 1
215936292 | Central HP <5.4 tons | KENMORE | HRCU-A-CB (Split System: Heat Pump with Remote Outdoor Unit-Air-Source) | (C,H,T)5H3V36*K*AAA* |  |  | EVD5X48M21A*+WALLCON | *96CTN0601714B* | 34600 | 20.5 | 8.5 | 38000 | 27600 | 72.63% | 2 | 0 | 11.5 |  |  |  | No | R-454B | 2.8833 | Residential & Commercial | Ducted CEE Tier 1
215935422 | Central HP <5.4 tons | KENMORE | HRCU-A-CB (Split System: Heat Pump with Remote Outdoor Unit-Air-Source) | (C,H,T)5H3V36*K*AAA* |  |  | EVM5X60M24A*+WALLCON | *97CMN1002122B* | 35600 | 22 | 8.5 | 38000 | 28400 | 74.74% | 2.04 | 0 | 12.5 |  |  |  | No | R-454B | 2.9667 | Residential & Commercial | Ducted CEE Tier 1
215935942 | Central HP <5.4 tons | KENMORE | HRCU-A-CB (Split System: Heat Pump with Remote Outdoor Unit-Air-Source) | (C,H,T)5H3V36*K*AAA* |  |  | EVD5X42M17A*+WALLCON | *96CTN0601714B* | 34200 | 20.5 | 8.5 | 38000 | 27400 | 72.11% | 2 | 0 | 11 |  |  |  | No | R-454B | 2.85 | Residential & Commercial | Ducted CEE Tier 1
214242961 | Central HP <5.4 tons | DAY & NIGHT | HRCU-A-CB (Split System: Heat Pump with Remote Outdoor Unit-Air-Source) | CVH825GKA2* |  |  | EN(A,D,W)4X42L21**+WALLCON | *80CTL0451712B* | 23600 | 16 | 8.1 | 21600 | 16800 | 77.78% | 1.94 | 0 | 10.5 |  |  |  | No | R-410A | 1.9667 | Residential & Commercial | Ducted CEE Tier 1
214243011 | Central HP <5.4 tons | DAY & NIGHT | HRCU-A-CB (Split System: Heat Pump with Remote Outdoor Unit-Air-Source) | CVH825GKA2* |  |  | EN(A,D,W)4X42L21**+WALLCON | *95CSU0601716B* | 23600 | 16.5 | 8.1 | 21400 | 16700 | 78.04% | 1.96 | 0 | 11 |  |  |  | No | R-410A | 1.9667 | Residential & Commercial | Ducted CEE Tier 1
214243061 | Central HP <5.4 tons | DAY & NIGHT | HRCU-A-CB (Split System: Heat Pump with Remote Outdoor Unit-Air-Source) | CVH825GKA2* |  |  | EN(A,D,W)4X42L21**+WALLCON | *96CTN0801714B* | 23800 | 16.5 | 8.1 | 21400 | 16700 | 78.04% | 1.96 | 0 | 11 |  |  |  | No | R-410A | 1.9833 | Residential & Commercial | Ducted CEE Tier 1
213780671 | Central HP <5.4 tons | DAY & NIGHT | HRCU-A-CB (Split System: Heat Pump with Remote Outdoor Unit-Air-Source) | CVH837GKA2* |  |  | EA*4X36L17A*+WALLCON | *80CTL0901716B* | 31200 | 16.5 | 8.1 | 33200 | 24200 | 72.89% | 1.84 | 0 | 10.5 |  |  |  | No | R-410A | 2.6 | Residential & Commercial | Ducted CEE Tier 1
213780991 | Central HP <5.4 tons | DAY & NIGHT | HRCU-A-CB (Split System: Heat Pump with Remote Outdoor Unit-Air-Source) | CVH837GKA2* |  |  | EA*4X42L21A*+WALLCON | *80CTL0901716B* | 31800 | 17 | 8.1 | 33000 | 24400 | 73.94% | 1.88 | 0 | 11 |  |  |  | No | R-410A | 2.65 | Residential & Commercial | Ducted CEE Tier 1
213781041 | Central HP <5.4 tons | DAY & NIGHT | HRCU-A-CB (Split System: Heat Pump with Remote Outdoor Unit-Air-Source) | CVH837GKA2* |  |  | EA*4X42L21A*+WALLCON | *97CMN0801714B* | 31600 | 16.5 | 8.1 | 33400 | 24600 | 73.65% | 1.86 | 0 | 10.5 |  |  |  | No | R-410A | 2.6333 | Residential & Commercial | Ducted CEE Tier 1
213781241 | Central HP <5.4 tons | DAY & NIGHT | HRCU-A-CB (Split System: Heat Pump with Remote Outdoor Unit-Air-Source) | CVH837GKA2* |  |  | EA*4X43L21A*+WALLCON | *97CMN1002122B* | 33000 | 17 | 8.5 | 32600 | 25000 | 76.69% | 1.98 | 0 | 11.5 |  |  |  | No | R-410A | 2.75 | Residential & Commercial | Ducted CEE Tier 1
215676885 | Central HP <5.4 tons | HEIL | HRCU-A-CB (Split System: Heat Pump with Remote Outdoor Unit-Air-Source) | H5H0V48*K*AAA* |  |  | EVD5X61M24A*+WALLCON | *80CTL1352422B* | 48500 | 19.5 | 9.5 | 50000 | 36600 | 73.2% | 2.1 | 0 | 10.5 |  |  |  | No | R-454B | 4.0417 | Residential & Commercial | Ducted CEE Tier 1
211206925 | Central HP <5.4 tons | LUXAIRE | HRCU-A-CB (Split System: Heat Pump with Remote Outdoor Unit-Air-Source) | HL20B4821 |  |  | XAMC48HE3N1+CC | LP9C100C20MP13 | 43500 | 19 | 9 | 44500 | 36400 | 81.8% | 2.14 | 0 | 11.7 |  |  |  | No | R-410A | 3.625 | Residential & Commercial | Ducted CEE Tier 1
213772273 | Central HP <5.4 tons | KENMORE | HRCU-A-CB (Split System: Heat Pump with Remote Outdoor Unit-Air-Source) | (C,H,T)VH825GKA2* |  |  | EHD4X42AAL+WALLCON | *80CTL0701412B* | 24200 | 16.5 | 8.1 | 21200 | 16600 | 78.3% | 2 | 0 | 10.5 |  |  |  | No | R-410A | 2.0167 | Residential & Commercial | Ducted CEE Tier 1
213771423 | Central HP <5.4 tons | KENMORE | HRCU-A-CB (Split System: Heat Pump with Remote Outdoor Unit-Air-Source) | (C,H,T)VH825GKA2* |  |  | EA*4X42L24A*+WALLCON | *96CTN1002122B* | 23800 | 16.5 | 8.1 | 21400 | 16600 | 77.57% | 1.96 | 0 | 11 |  |  |  | No | R-410A | 1.9833 | Residential & Commercial | Ducted CEE Tier 1
213771523 | Central HP <5.4 tons | KENMORE | HRCU-A-CB (Split System: Heat Pump with Remote Outdoor Unit-Air-Source) | (C,H,T)VH825GKA2* |  |  | EA*4X43L21A*+WALLCON | *97CMN1002122B* | 24400 | 16.5 | 8.5 | 21200 | 16600 | 78.3% | 2.04 | 0 | 11 |  |  |  | No | R-410A | 2.0333 | Residential & Commercial | Ducted CEE Tier 1
213781141 | Central HP <5.4 tons | DAY & NIGHT | HRCU-A-CB (Split System: Heat Pump with Remote Outdoor Unit-Air-Source) | CVH837GKA2* |  |  | EA*4X42L24A*+WALLCON | *96CTN1002122B* | 31800 | 17 | 8.1 | 33000 | 24200 | 73.33% | 1.88 | 0 | 11 |  |  |  | No | R-410A | 2.65 | Residential & Commercial | Ducted CEE Tier 1
213781341 | Central HP <5.4 tons | DAY & NIGHT | HRCU-A-CB (Split System: Heat Pump with Remote Outdoor Unit-Air-Source) | CVH837GKA2* |  |  | EA*4X48L21A*+WALLCON | *97CMN0601714B* | 32000 | 16.5 | 8.1 | 32800 | 25200 | 76.83% | 1.94 | 0 | 10.5 |  |  |  | No | R-410A | 2.6667 | Residential & Commercial | Ducted CEE Tier 1
211243798 | Central HP <5.4 tons | KEEPRITE | HRCU-A-CB (Split System: Heat Pump with Remote Outdoor Unit-Air-Source) | DLCURAH24ABK |  |  | EN(A,D)4X24L14** | *80ES(N,L)0451412A* | 24200 | 15.5 | 8.5 | 27200 | 22600 | 83.09% | 1.86 | 0 | 10 |  |  |  | No | R-410A | 2.0167 | Residential & Commercial | Ducted CEE Tier 1
211242734 | Central HP <5.4 tons | KEEPRITE | HRCU-A-CB (Split System: Heat Pump with Remote Outdoor Unit-Air-Source) | DLCURAH24ABK |  |  | EA*4X36L21A* | OLV098A12* | 23400 | 16.5 | 8.5 | 25600 | 23800 | 92.97% | 1.98 | 0 | 10 |  |  |  | No | R-410A | 1.95 | Residential & Commercial | Ducted CEE Tier 1
211242825 | Central HP <5.4 tons | KEEPRITE | HRCU-A-CB (Split System: Heat Pump with Remote Outdoor Unit-Air-Source) | DLCURAH24ABK |  |  | EA*4X37L17A* | *95ESU0401712A* | 24000 | 17 | 8.5 | 25200 | 22000 | 87.3% | 1.84 | 0 | 10 |  |  |  | No | R-410A | 2 | Residential & Commercial | Ducted CEE Tier 1
211242836 | Central HP <5.4 tons | KEEPRITE | HRCU-A-CB (Split System: Heat Pump with Remote Outdoor Unit-Air-Source) | DLCURAH24ABK |  |  | EA*4X37L17A* | *80ES(N,L)0701716A* | 25400 | 16 | 8.5 | 26400 | 21000 | 79.55% | 1.76 | 0 | 10 |  |  |  | No | R-410A | 2.1167 | Residential & Commercial | Ducted CEE Tier 1
213778791 | Central HP <5.4 tons | DAY & NIGHT | HRCU-A-CB (Split System: Heat Pump with Remote Outdoor Unit-Air-Source) | CVH837GKA** |  |  | EA*4X36L17A*+WALLCON | *97CMN0801714B* | 31400 | 16.5 | 8.1 | 33200 | 24400 | 73.49% | 1.82 | 0 | 10.5 |  |  |  | No | R-410A | 2.6167 | Residential & Commercial | Ducted CEE Tier 1
211243535 | Central HP <5.4 tons | KEEPRITE | HRCU-A-CB (Split System: Heat Pump with Remote Outdoor Unit-Air-Source) | DLCURAH24ABK |  |  | EA*4X37L21A* | *80ES(N,L)0901714A* | 25400 | 17 | 8.5 | 25800 | 20600 | 79.84% | 1.76 | 0 | 10.5 |  |  |  | No | R-410A | 2.1167 | Residential & Commercial | Ducted CEE Tier 1
213826557 | Central HP <5.4 tons | TRANE | HRCU-A-CB (Split System: Heat Pump with Remote Outdoor Unit-Air-Source) | 4TWV7X36A1 |  |  | 4TXCB006DS3 | S9V2B080U4VSB+LRP | 35000 | 17.1 | 8.5 | 29000 | 20400 | 70.34% | 1.8 | 0 | 12 |  |  |  | No | R-410A | 2.9167 | Residential & Commercial | Ducted CEE Tier 1
210596444 | Central HP <5.4 tons | BRYANT HEATING AND COOLING SYSTEMS | HRCU-A-CB (Split System: Heat Pump with Remote Outdoor Unit-Air-Source) | 288BNV025*0**B* |  |  | CSPH*4812AL*+UI | 986TC42080C17*** | 24200 | 16 | 8.1 | 21400 | 16700 | 78.04% | 2 | 0 | 10.5 |  |  |  | No | R-410A | 2.0167 | Residential & Commercial | Ducted CEE Tier 1
211207006 | Central HP <5.4 tons | LUXAIRE | HRCU-A-CB (Split System: Heat Pump with Remote Outdoor Unit-Air-Source) | HL20B4821 |  |  | XAMC48HE3N1+CC | LPLC100C16MP13 | 43500 | 19 | 9 | 44500 | 36200 | 81.35% | 2.14 | 0 | 12 |  |  |  | No | R-410A | 3.625 | Residential & Commercial | Ducted CEE Tier 1
211206956 | Central HP <5.4 tons | LUXAIRE | HRCU-A-CB (Split System: Heat Pump with Remote Outdoor Unit-Air-Source) | HL20B4821 |  |  | XAMC48HE3N1+CC | TM8V100C20MP12 | 43500 | 19 | 9 | 44500 | 36200 | 81.35% | 2.14 | 0 | 12 |  |  |  | No | R-410A | 3.625 | Residential & Commercial | Ducted CEE Tier 1
216581450 | Central HP <5.4 tons | CARRIER | HRCU-A-CB (Split System: Heat Pump with Remote Outdoor Unit-Air-Source) | 25VNA448A*031* |  |  | CAP**6121AL*+UI | 59TN7A080C21**20 | 45000 | 21 | 9.5 | 46000 | 36000 | 78.26% | 2 | 0 | 11 |  |  |  | No | R-410A | 3.75 | Residential & Commercial | Ducted CEE Tier 1
215935901 | Central HP <5.4 tons | KEEPRITE | HRCU-A-CB (Split System: Heat Pump with Remote Outdoor Unit-Air-Source) | C5H3V36*K*AAA* |  |  | EVD5X38M17A*+WALLCON | *96CTN0601714B* | 35200 | 21 | 8.5 | 38000 | 28000 | 73.68% | 2 | 0 | 11.7 |  |  |  | No | R-454B | 2.9333 | Residential & Commercial | Ducted CEE Tier 1
215936401 | Central HP <5.4 tons | KEEPRITE | HRCU-A-CB (Split System: Heat Pump with Remote Outdoor Unit-Air-Source) | C5H3V36*K*AAA* |  |  | EVD5X48M24A*+WALLCON | *97CMN1202422B* | 35000 | 21.5 | 8.5 | 38500 | 28400 | 73.77% | 2.04 | 0 | 12 |  |  |  | No | R-454B | 2.9167 | Residential & Commercial | Ducted CEE Tier 1
215935531 | Central HP <5.4 tons | KEEPRITE | HRCU-A-CB (Split System: Heat Pump with Remote Outdoor Unit-Air-Source) | C5H3V36*K*AAA* |  |  | EVD5X30M17A*+WALLCON | *97CMN0601714B* | 34000 | 20 | 8.1 | 38000 | 27200 | 71.58% | 2 | 0 | 11 |  |  |  | No | R-454B | 2.8333 | Residential & Commercial | Ducted CEE Tier 1
211387649 | Central HP <5.4 tons | LUXAIRE | HRCU-A-CB (Split System: Heat Pump with Remote Outdoor Unit-Air-Source) | HMH72B341 |  |  | XAFC36DBCN1 | TP9C080C16MP13 | 34000 | 17.5 | 8.1 | 33800 | 23800 | 70.41% | 2.08 | 0 | 10 |  |  |  | No | R-410A | 2.8333 | Residential & Commercial | Ducted CEE Tier 1
211387658 | Central HP <5.4 tons | LUXAIRE | HRCU-A-CB (Split System: Heat Pump with Remote Outdoor Unit-Air-Source) | HMH72B341 |  |  | XAFC36DBCN1 | LP9C080C16MP13 | 34000 | 17.5 | 8.1 | 33800 | 23800 | 70.41% | 2.08 | 0 | 10 |  |  |  | No | R-410A | 2.8333 | Residential & Commercial | Ducted CEE Tier 1
213352679 | Central HP <5.4 tons | TCL | HRCU-A-CB (Split System: Heat Pump with Remote Outdoor Unit-Air-Source) | TCU-36D7HEWA/DV2O |  |  | TCE-24D7HWA/DV2I |  | 24000 | 19 | 8.8 | 24000 | 19600 | 81.67% | 2.1 | 0 | 13 |  |  |  | No | R-410A | 2 | Residential & Commercial | Ducted CEE Tier 1
213352680 | Central HP <5.4 tons | TCL | HRCU-A-CB (Split System: Heat Pump with Remote Outdoor Unit-Air-Source) | TCU-36D7HEWA/DV2O |  |  | TCE-36D7HWA/DV2I |  | 34200 | 17 | 8.8 | 36000 | 25200 | 70% | 1.9 | 0 | 11.2 |  |  |  | No | R-410A | 2.85 | Residential & Commercial | Ducted CEE Tier 1
212985247 | Central HP <5.4 tons | KEEPRITE | HRCU-A-CB (Split System: Heat Pump with Remote Outdoor Unit-Air-Source) | DLCURAH36ABK |  |  | EA*4X48L24A* | *92MSN1002120A* | 35800 | 16.5 | 8.5 | 37800 | 34600 | 91.53% | 2.02 | 0 | 10 |  |  |  | No | R-410A | 2.9833 | Residential & Commercial | Ducted CEE Tier 1
210474004 | Central HP <5.4 tons | BRYANT HEATING AND COOLING SYSTEMS | HRCU-A-CB (Split System: Heat Pump with Remote Outdoor Unit-Air-Source) | 288BNV025*0**C* |  |  | CNPV*4821AL*+UI | 987MB42080C17*** | 24000 | 16.5 | 8.1 | 21400 | 16700 | 78.04% | 2 | 0 | 11 |  |  |  | No | R-410A | 2 | Residential & Commercial | Ducted CEE Tier 1
210474295 | Central HP <5.4 tons | BRYANT HEATING AND COOLING SYSTEMS | HRCU-A-CB (Split System: Heat Pump with Remote Outdoor Unit-Air-Source) | 288BNV025*0**C* |  |  | CSPH*4212AL*+UI | 88*TA48070C17*** | 24200 | 16 | 8.1 | 21400 | 16600 | 77.57% | 2 | 0 | 10.5 |  |  |  | No | R-410A | 2.0167 | Residential & Commercial | Ducted CEE Tier 1
210474581 | Central HP <5.4 tons | BRYANT HEATING AND COOLING SYSTEMS | HRCU-A-CB (Split System: Heat Pump with Remote Outdoor Unit-Air-Source) | 288BNV025*0**C* |  |  | CSPH*4812AL*+UI | 987MB42080C17*** | 24200 | 16 | 8.1 | 21400 | 16700 | 78.04% | 2 | 0 | 10.5 |  |  |  | No | R-410A | 2.0167 | Residential & Commercial | Ducted CEE Tier 1
213778943 | Central HP <5.4 tons | KENMORE | HRCU-A-CB (Split System: Heat Pump with Remote Outdoor Unit-Air-Source) | (C,H,T)VH837GKA** |  |  | EA*4X37L21A*+WALLCON | *80CTL0451712B* | 32600 | 16.5 | 8.1 | 33200 | 25400 | 76.51% | 1.94 | 0 | 10.5 |  |  |  | No | R-410A | 2.7167 | Residential & Commercial | Ducted CEE Tier 1
213780263 | Central HP <5.4 tons | KENMORE | HRCU-A-CB (Split System: Heat Pump with Remote Outdoor Unit-Air-Source) | (C,H,T)VH837GKA** |  |  | EHD4X48AAL+WALLCON | *96CTN0601714B* | 32400 | 16 | 8.1 | 33000 | 25200 | 76.36% | 1.94 | 0 | 10.5 |  |  |  | No | R-410A | 2.7 | Residential & Commercial | Ducted CEE Tier 1
213779613 | Central HP <5.4 tons | KENMORE | HRCU-A-CB (Split System: Heat Pump with Remote Outdoor Unit-Air-Source) | (C,H,T)VH837GKA** |  |  | EA*4X60L24A*+WALLCON | *96CTN1002122B* | 32800 | 17.5 | 8.1 | 31800 | 24600 | 77.36% | 1.98 | 0 | 11.5 |  |  |  | No | R-410A | 2.7333 | Residential & Commercial | Ducted CEE Tier 1
213779813 | Central HP <5.4 tons | KENMORE | HRCU-A-CB (Split System: Heat Pump with Remote Outdoor Unit-Air-Source) | (C,H,T)VH837GKA** |  |  | EA*4X61L24A*+WALLCON | *96CTN1202422B* | 33200 | 17.5 | 8.5 | 32000 | 24800 | 77.5% | 2 | 0 | 11.7 |  |  |  | No | R-410A | 2.7667 | Residential & Commercial | Ducted CEE Tier 1
216581452 | Central HP <5.4 tons | CARRIER | HRCU-A-CB (Split System: Heat Pump with Remote Outdoor Unit-Air-Source) | 25VNA448A*031* |  |  | CAP**6121AL*+UI | 59TN7A100C21**22 | 45000 | 21 | 9.5 | 46000 | 36000 | 78.26% | 2 | 0 | 11 |  |  |  | No | R-410A | 3.75 | Residential & Commercial | Ducted CEE Tier 1
213080391 | Central HP <5.4 tons | KEEPRITE | HRCU-A-CB (Split System: Heat Pump with Remote Outdoor Unit-Air-Source) | DLCURAH36ABK |  |  | EA*4X37L21A* | *96MSN1002122A* | 36800 | 16 | 8.5 | 38500 | 34800 | 90.39% | 2.1 | 0 | 10 |  |  |  | No | R-410A | 3.0667 | Residential & Commercial | Ducted CEE Tier 1
213080640 | Central HP <5.4 tons | KEEPRITE | HRCU-A-CB (Split System: Heat Pump with Remote Outdoor Unit-Air-Source) | DLCURAH36ABK |  |  | EN(A,D,W)4X48L21** | *95MSU0401712A* | 35800 | 15.2 | 8.1 | 38500 | 35200 | 91.43% | 2 | 0 | 10 |  |  |  | No | R-410A | 2.9833 | Residential & Commercial | Ducted CEE Tier 1
211243251 | Central HP <5.4 tons | KEEPRITE | HRCU-A-CB (Split System: Heat Pump with Remote Outdoor Unit-Air-Source) | DLCURAH24ABK |  |  | EA*4X37L21A* | *96VSN0401712A* | 24000 | 16 | 8.1 | 25000 | 21600 | 86.4% | 1.8 | 0 | 10 |  |  |  | No | R-410A | 2 | Residential & Commercial | Ducted CEE Tier 1
213607640 | Central HP <5.4 tons | KEEPRITE | HRCU-A-CB (Split System: Heat Pump with Remote Outdoor Unit-Air-Source) | DLCURAH24ABK |  |  | FTMA4B36L0C* |  | 24600 | 17.5 | 9 | 25800 | 22400 | 86.82% | 1.86 | 0 | 10.5 |  |  |  | No | R-410A | 2.05 | Residential & Commercial | Ducted CEE Tier 1
211245845 | Central HP <5.4 tons | KEEPRITE | HRCU-A-CB (Split System: Heat Pump with Remote Outdoor Unit-Air-Source) | DLCURAH24ABK |  |  | FXM4X30**AL |  | 24200 | 16.5 | 8.5 | 26000 | 22600 | 86.92% | 1.86 | 0 | 10 |  |  |  | No | R-410A | 2.0167 | Residential & Commercial | Ducted CEE Tier 1
212988741 | Central HP <5.4 tons | KEEPRITE | HRCU-A-CB (Split System: Heat Pump with Remote Outdoor Unit-Air-Source) | DLCURAH24ABK |  |  | EN(A,D)4X30L17** | *95MSU0401712A* | 23600 | 16.5 | 8.1 | 26400 | 24200 | 91.67% | 2.02 | 0 | 10 |  |  |  | No | R-410A | 1.9667 | Residential & Commercial | Ducted CEE Tier 1
212987419 | Central HP <5.4 tons | KEEPRITE | HRCU-A-CB (Split System: Heat Pump with Remote Outdoor Unit-Air-Source) | DLCURAH24ABK |  |  | EA*4X36L21A* | *96MSN0801716A* | 23400 | 17 | 8.5 | 26000 | 24200 | 93.08% | 2.02 | 0 | 10 |  |  |  | No | R-410A | 1.95 | Residential & Commercial | Ducted CEE Tier 1
212987455 | Central HP <5.4 tons | KEEPRITE | HRCU-A-CB (Split System: Heat Pump with Remote Outdoor Unit-Air-Source) | DLCURAH24ABK |  |  | EN(A,D)4X24L17** | *96MSN0801716A* | 23400 | 16.5 | 8.5 | 27000 | 25000 | 92.59% | 2.06 | 0 | 10 |  |  |  | No | R-410A | 1.95 | Residential & Commercial | Ducted CEE Tier 1
214240049 | Central HP <5.4 tons | DAY & NIGHT | HRCU-A-CB (Split System: Heat Pump with Remote Outdoor Unit-Air-Source) | CVH837GKA** |  |  | EN(A,D,W)4X60L24**+WALLCON | *80CTL1102120B* | 32800 | 17.5 | 8.1 | 32200 | 24600 | 76.4% | 1.96 | 0 | 12 |  |  |  | No | R-410A | 2.7333 | Residential & Commercial | Ducted CEE Tier 1
213772121 | Central HP <5.4 tons | DAY & NIGHT | HRCU-A-CB (Split System: Heat Pump with Remote Outdoor Unit-Air-Source) | CVH825GKA2* |  |  | EHD4X36AAL+WALLCON | *80CTL0901716B* | 24200 | 16.5 | 8.1 | 21400 | 16700 | 78.04% | 1.98 | 0 | 10.5 |  |  |  | No | R-410A | 2.0167 | Residential & Commercial | Ducted CEE Tier 1
213772531 | Central HP <5.4 tons | DAY & NIGHT | HRCU-A-CB (Split System: Heat Pump with Remote Outdoor Unit-Air-Source) | CVH825GKA2* |  |  | EHD4X48AAL+WALLCON | *97CMN1002122B* | 24200 | 16 | 8.1 | 21200 | 16600 | 78.3% | 2.02 | 0 | 11 |  |  |  | No | R-410A | 2.0167 | Residential & Commercial | Ducted CEE Tier 1
213770841 | Central HP <5.4 tons | DAY & NIGHT | HRCU-A-CB (Split System: Heat Pump with Remote Outdoor Unit-Air-Source) | CVH825GKA2* |  |  | EA*4X36L17A*+WALLCON | *80CTL0901716B* | 23600 | 16.5 | 8.1 | 21400 | 16700 | 78.04% | 1.94 | 0 | 11 |  |  |  | No | R-410A | 1.9667 | Residential & Commercial | Ducted CEE Tier 1
213770891 | Central HP <5.4 tons | DAY & NIGHT | HRCU-A-CB (Split System: Heat Pump with Remote Outdoor Unit-Air-Source) | CVH825GKA2* |  |  | EA*4X36L17A*+WALLCON | *96CTN0601714B* | 23400 | 16 | 8.1 | 21600 | 16700 | 77.31% | 1.92 | 0 | 10.5 |  |  |  | No | R-410A | 1.95 | Residential & Commercial | Ducted CEE Tier 1
213770991 | Central HP <5.4 tons | DAY & NIGHT | HRCU-A-CB (Split System: Heat Pump with Remote Outdoor Unit-Air-Source) | CVH825GKA2* |  |  | EA*4X36L21A*+WALLCON | *97CMN1002122B* | 23600 | 16.5 | 8.1 | 21400 | 16600 | 77.57% | 1.94 | 0 | 11 |  |  |  | No | R-410A | 1.9667 | Residential & Commercial | Ducted CEE Tier 1
213771191 | Central HP <5.4 tons | DAY & NIGHT | HRCU-A-CB (Split System: Heat Pump with Remote Outdoor Unit-Air-Source) | CVH825GKA2* |  |  | EA*4X37L21A*+WALLCON | *97CMN0601714B* | 24200 | 16 | 8.1 | 21200 | 16700 | 78.77% | 2.02 | 0 | 10.5 |  |  |  | No | R-410A | 2.0167 | Residential & Commercial | Ducted CEE Tier 1
213771461 | Central HP <5.4 tons | DAY & NIGHT | HRCU-A-CB (Split System: Heat Pump with Remote Outdoor Unit-Air-Source) | CVH825GKA2* |  |  | EA*4X43L21A*+WALLCON | *80CTL0901716B* | 24600 | 17 | 8.5 | 21000 | 16600 | 79.05% | 2.02 | 0 | 11 |  |  |  | No | R-410A | 2.05 | Residential & Commercial | Ducted CEE Tier 1
214242383 | Central HP <5.4 tons | KENMORE | HRCU-A-CB (Split System: Heat Pump with Remote Outdoor Unit-Air-Source) | (C,H,T)VH825GKA3* |  |  | EN(A,D)4X48L24**+WALLCON | *96CTN1002122B* | 24200 | 17 | 8.1 | 21200 | 16500 | 77.83% | 2 | 0 | 11.5 |  |  |  | No | R-410A | 2.0167 | Residential & Commercial | Ducted CEE Tier 1
214242183 | Central HP <5.4 tons | KENMORE | HRCU-A-CB (Split System: Heat Pump with Remote Outdoor Unit-Air-Source) | (C,H,T)VH825GKA3* |  |  | EN(A,D,W)4X42L21**+WALLCON | *96CTN0601714B* | 23600 | 16 | 8.1 | 21600 | 16700 | 77.31% | 1.94 | 0 | 11 |  |  |  | No | R-410A | 1.9667 | Residential & Commercial | Ducted CEE Tier 1
214242083 | Central HP <5.4 tons | KENMORE | HRCU-A-CB (Split System: Heat Pump with Remote Outdoor Unit-Air-Source) | (C,H,T)VH825GKA3* |  |  | END4X42L17**+WALLCON | *96CTN0801714B* | 24000 | 16.5 | 8.1 | 21400 | 16600 | 77.57% | 1.98 | 0 | 11 |  |  |  | No | R-410A | 2 | Residential & Commercial | Ducted CEE Tier 1
214239761 | Central HP <5.4 tons | KENMORE | HRCU-A-CB (Split System: Heat Pump with Remote Outdoor Unit-Air-Source) | (C,H,T)VH837GKA** |  |  | EN(A,D,W)4X42L21**+WALLCON | *80CTL0902120B* | 31800 | 17 | 8.1 | 33000 | 24400 | 73.94% | 1.88 | 0 | 11 |  |  |  | No | R-410A | 2.65 | Residential & Commercial | Ducted CEE Tier 1
214239811 | Central HP <5.4 tons | KENMORE | HRCU-A-CB (Split System: Heat Pump with Remote Outdoor Unit-Air-Source) | (C,H,T)VH837GKA** |  |  | EN(A,D,W)4X42L21**+WALLCON | *97CMN1002122B* | 31800 | 16.5 | 8.1 | 33000 | 24400 | 73.94% | 1.88 | 0 | 11 |  |  |  | No | R-410A | 2.65 | Residential & Commercial | Ducted CEE Tier 1
214239961 | Central HP <5.4 tons | KENMORE | HRCU-A-CB (Split System: Heat Pump with Remote Outdoor Unit-Air-Source) | (C,H,T)VH837GKA** |  |  | EN(A,D,W)4X48L21**+WALLCON | *96CTN1002122B* | 32400 | 17 | 8.1 | 32600 | 24600 | 75.46% | 1.96 | 0 | 11.7 |  |  |  | No | R-410A | 2.7 | Residential & Commercial | Ducted CEE Tier 1
213080359 | Central HP <5.4 tons | KEEPRITE | HRCU-A-CB (Split System: Heat Pump with Remote Outdoor Unit-Air-Source) | DLCURAH36ABK |  |  | EN(A,D,W)4X48L21** | *96MSN1002120A* | 36000 | 16.5 | 8.1 | 38500 | 34800 | 90.39% | 2.02 | 0 | 10 |  |  |  | No | R-410A | 3 | Residential & Commercial | Ducted CEE Tier 1
213079773 | Central HP <5.4 tons | KEEPRITE | HRCU-A-CB (Split System: Heat Pump with Remote Outdoor Unit-Air-Source) | DLCURAH36ABK |  |  | EA*4X42L24A* | *92MSN1002120A* | 35400 | 16.5 | 8.1 | 38500 | 35000 | 90.91% | 1.88 | 0 | 10 |  |  |  | No | R-410A | 2.95 | Residential & Commercial | Ducted CEE Tier 1
213780933 | Central HP <5.4 tons | KENMORE | HRCU-A-CB (Split System: Heat Pump with Remote Outdoor Unit-Air-Source) | (C,H,T)VH837GKA2* |  |  | EA*4X37L21A*+WALLCON | *97CMN1002122B* | 33000 | 17 | 8.5 | 32600 | 25000 | 76.69% | 1.98 | 0 | 11.5 |  |  |  | No | R-410A | 2.75 | Residential & Commercial | Ducted CEE Tier 1
215937332 | Central HP <5.4 tons | KENMORE | HRCU-A-CB (Split System: Heat Pump with Remote Outdoor Unit-Air-Source) | (C,H,T)5H3V48*K*AAA* |  |  | EVM5X60M21A*+WALLCON | *80CTL0901716B* | 44500 | 20.5 | 8.1 | 53500 | 37600 | 70.28% | 1.95 | 0 | 11.5 |  |  |  | No | R-454B | 3.7083 | Residential & Commercial | Ducted CEE Tier 1
213781523 | Central HP <5.4 tons | KENMORE | HRCU-A-CB (Split System: Heat Pump with Remote Outdoor Unit-Air-Source) | (C,H,T)VH837GKA2* |  |  | EA*4X60L24A*+WALLCON | *96CTN1002122B* | 32800 | 17.5 | 8.1 | 31800 | 24600 | 77.36% | 1.98 | 0 | 11.7 |  |  |  | No | R-410A | 2.7333 | Residential & Commercial | Ducted CEE Tier 1
213781543 | Central HP <5.4 tons | KENMORE | HRCU-A-CB (Split System: Heat Pump with Remote Outdoor Unit-Air-Source) | (C,H,T)VH837GKA2* |  |  | EA*4X61L21A*+WALLCON | *80CTL0451712B* | 33000 | 17 | 8.1 | 32400 | 25200 | 77.78% | 1.94 | 0 | 11 |  |  |  | No | R-410A | 2.75 | Residential & Commercial | Ducted CEE Tier 1
214240099 | Central HP <5.4 tons | DAY & NIGHT | HRCU-A-CB (Split System: Heat Pump with Remote Outdoor Unit-Air-Source) | CVH837GKA** |  |  | EN(A,D,W)4X60L24**+WALLCON | *96CTN1202422B* | 32800 | 17.5 | 8.1 | 32200 | 24600 | 76.4% | 1.96 | 0 | 11.7 |  |  |  | No | R-410A | 2.7333 | Residential & Commercial | Ducted CEE Tier 1
213778901 | Central HP <5.4 tons | DAY & NIGHT | HRCU-A-CB (Split System: Heat Pump with Remote Outdoor Unit-Air-Source) | CVH837GKA** |  |  | EA*4X36L21A*+WALLCON | *97CMN1002122B* | 31600 | 17 | 8.1 | 32800 | 24200 | 73.78% | 1.86 | 0 | 11 |  |  |  | No | R-410A | 2.6333 | Residential & Commercial | Ducted CEE Tier 1
213779001 | Central HP <5.4 tons | DAY & NIGHT | HRCU-A-CB (Split System: Heat Pump with Remote Outdoor Unit-Air-Source) | CVH837GKA** |  |  | EA*4X37L21A*+WALLCON | *97CMN0601714B* | 32600 | 16.5 | 8.1 | 33200 | 25400 | 76.51% | 1.94 | 0 | 11 |  |  |  | No | R-410A | 2.7167 | Residential & Commercial | Ducted CEE Tier 1
213779101 | Central HP <5.4 tons | DAY & NIGHT | HRCU-A-CB (Split System: Heat Pump with Remote Outdoor Unit-Air-Source) | CVH837GKA** |  |  | EA*4X42L21A*+WALLCON | *80CTL1102120B* | 31800 | 17 | 8.1 | 32800 | 24200 | 73.78% | 1.88 | 0 | 11 |  |  |  | No | R-410A | 2.65 | Residential & Commercial | Ducted CEE Tier 1
213779151 | Central HP <5.4 tons | DAY & NIGHT | HRCU-A-CB (Split System: Heat Pump with Remote Outdoor Unit-Air-Source) | CVH837GKA** |  |  | EA*4X42L21A*+WALLCON | *96CTN0601714B* | 31600 | 16.5 | 8.1 | 33200 | 24600 | 74.1% | 1.86 | 0 | 10.5 |  |  |  | No | R-410A | 2.6333 | Residential & Commercial | Ducted CEE Tier 1
213779371 | Central HP <5.4 tons | DAY & NIGHT | HRCU-A-CB (Split System: Heat Pump with Remote Outdoor Unit-Air-Source) | CVH837GKA** |  |  | EA*4X48L21A*+WALLCON | *80CTL0451712B* | 32000 | 16.5 | 8.1 | 32800 | 25200 | 76.83% | 1.92 | 0 | 10.5 |  |  |  | No | R-410A | 2.6667 | Residential & Commercial | Ducted CEE Tier 1
213779551 | Central HP <5.4 tons | DAY & NIGHT | HRCU-A-CB (Split System: Heat Pump with Remote Outdoor Unit-Air-Source) | CVH837GKA** |  |  | EA*4X48L24A*+WALLCON | *96CTN1202422B* | 32400 | 17 | 8.5 | 32400 | 24800 | 76.54% | 1.98 | 0 | 11 |  |  |  | No | R-410A | 2.7 | Residential & Commercial | Ducted CEE Tier 1
215936092 | Central HP <5.4 tons | KENMORE | HRCU-A-CB (Split System: Heat Pump with Remote Outdoor Unit-Air-Source) | (C,H,T)5H3V36*K*AAA* |  |  | EVD5X42M21A*+WALLCON | *97CMN0801714B* | 34200 | 20.5 | 8.5 | 39000 | 28600 | 73.33% | 2.02 | 0 | 11.5 |  |  |  | No | R-454B | 2.85 | Residential & Commercial | Ducted CEE Tier 1
215935492 | Central HP <5.4 tons | KENMORE | HRCU-A-CB (Split System: Heat Pump with Remote Outdoor Unit-Air-Source) | (C,H,T)5H3V36*K*AAA* |  |  | EVM5X61M24A*+WALLCON | *95CSU1002122B* | 36000 | 22.5 | 8.5 | 37600 | 28200 | 75% | 2.06 | 0 | 12.5 |  |  |  | No | R-454B | 3 | Residential & Commercial | Ducted CEE Tier 1
215935522 | Central HP <5.4 tons | KENMORE | HRCU-A-CB (Split System: Heat Pump with Remote Outdoor Unit-Air-Source) | (C,H,T)5H3V36*K*AAA* |  |  | EVD5X25M17A*+WALLCON | *96CTN0601714B* | 34000 | 20 | 8.1 | 38000 | 27200 | 71.58% | 2 | 0 | 11 |  |  |  | No | R-454B | 2.8333 | Residential & Commercial | Ducted CEE Tier 1
215935622 | Central HP <5.4 tons | KENMORE | HRCU-A-CB (Split System: Heat Pump with Remote Outdoor Unit-Air-Source) | (C,H,T)5H3V36*K*AAA* |  |  | EVD5X36M21A*+WALLCON | *80CTL0451712B* | 34000 | 20 | 8.5 | 39500 | 29000 | 73.42% | 2.02 | 0 | 11 |  |  |  | No | R-454B | 2.8333 | Residential & Commercial | Ducted CEE Tier 1
212917381 | Central HP <5.4 tons | TCL | HRCU-A-CB (Split System: Heat Pump with Remote Outdoor Unit-Air-Source) | TCE-36HA/DV2ON |  |  | TCE-2430D6HWA/DVOE(01) | MGH96M080B3A | 22800 | 16 | 8.5 | 23200 | 16400 | 70.69% | 1.95 | 0 | 11.7 |  |  |  | No | R-410A | 1.9 | Residential & Commercial | Ducted CEE Tier 1
214651265 | Central HP <5.4 tons | LUXAIRE | HRCU-A-CB (Split System: Heat Pump with Remote Outdoor Unit-Air-Source) | HH824E2S11 |  |  | CTU36B5XDS1+TXV | TP9C060B12MP13 | 23000 | 18 | 9.5 | 23000 | 18800 | 81.74% | 2 | 0 | 12 |  |  |  | No | R-454B | 1.9167 | Residential & Commercial | Ducted CEE Tier 1
215223946 | Central HP <5.4 tons | LUXAIRE | HRCU-A-CB (Split System: Heat Pump with Remote Outdoor Unit-Air-Source) | HH824E2S11 |  |  | CTM36B5ADS1 | Z8ES080B12SMPS1 | 23000 | 18 | 9.5 | 23000 | 18600 | 80.87% | 2 | 0 | 12 |  |  |  | No | R-454B | 1.9167 | Residential & Commercial | Ducted CEE Tier 1
215936832 | Central HP <5.4 tons | KENMORE | HRCU-A-CB (Split System: Heat Pump with Remote Outdoor Unit-Air-Source) | (C,H,T)5H3V36*K*AAA* |  |  | EVD5X60M24A*+WALLCON | *97CMN1002122B* | 35600 | 22 | 8.5 | 38000 | 28400 | 74.74% | 2.04 | 0 | 12.5 |  |  |  | No | R-454B | 2.9667 | Residential & Commercial | Ducted CEE Tier 1
213771513 | Central HP <5.4 tons | KENMORE | HRCU-A-CB (Split System: Heat Pump with Remote Outdoor Unit-Air-Source) | (C,H,T)VH825GKA2* |  |  | EA*4X43L21A*+WALLCON | *97CMN0801714B* | 24400 | 16.5 | 8.1 | 21200 | 16700 | 78.77% | 2.02 | 0 | 11 |  |  |  | No | R-410A | 2.0333 | Residential & Commercial | Ducted CEE Tier 1
215669088 | Central HP <5.4 tons | DAY & NIGHT | HRCU-A-CB (Split System: Heat Pump with Remote Outdoor Unit-Air-Source) | C5H0V36*K*AAA* |  |  | EA*5X43M21A*+WALLCON | *96CTN1002122B* | 34600 | 18 | 9 | 35200 | 25000 | 71.02% | 1.9 | 0 | 10 |  |  |  | No | R-454B | 2.8833 | Residential & Commercial | Ducted CEE Tier 1
213771713 | Central HP <5.4 tons | KENMORE | HRCU-A-CB (Split System: Heat Pump with Remote Outdoor Unit-Air-Source) | (C,H,T)VH825GKA2* |  |  | EA*4X48L24A*+WALLCON | *97CMN1002122B* | 24200 | 16.5 | 8.1 | 21000 | 16500 | 78.57% | 2.02 | 0 | 11 |  |  |  | No | R-410A | 2.0167 | Residential & Commercial | Ducted CEE Tier 1
213770513 | Central HP <5.4 tons | KENMORE | HRCU-A-CB (Split System: Heat Pump with Remote Outdoor Unit-Air-Source) | (C,H,T)VH825GKA2* |  |  | EA*4X24L17A*+WALLCON | *80CTL0701716B* | 23200 | 16.5 | 8.1 | 22000 | 16800 | 76.36% | 1.9 | 0 | 10.5 |  |  |  | No | R-410A | 1.9333 | Residential & Commercial | Ducted CEE Tier 1
213079405 | Central HP <5.4 tons | KEEPRITE | HRCU-A-CB (Split System: Heat Pump with Remote Outdoor Unit-Air-Source) | DLCURAH36ABK |  |  | EA*4X37L17A* | *92MSN0601714A* | 36000 | 15.5 | 8.5 | 38500 | 35000 | 90.91% | 2 | 0 | 10 |  |  |  | No | R-410A | 3 | Residential & Commercial | Ducted CEE Tier 1
213079371 | Central HP <5.4 tons | KEEPRITE | HRCU-A-CB (Split System: Heat Pump with Remote Outdoor Unit-Air-Source) | DLCURAH36ABK |  |  | END4X42L17** | *92MSN0601412A* | 35600 | 15.5 | 8.1 | 38500 | 35200 | 91.43% | 1.94 | 0 | 10 |  |  |  | No | R-410A | 2.9667 | Residential & Commercial | Ducted CEE Tier 1
213782261 | Central HP <5.4 tons | DAY & NIGHT | HRCU-A-CB (Split System: Heat Pump with Remote Outdoor Unit-Air-Source) | CVH837GKA2* |  |  | EHD4X60AAL+WALLCON | *80CTL1102120B* | 33000 | 16.5 | 8.1 | 32200 | 25400 | 78.88% | 2.04 | 0 | 11.5 |  |  |  | No | R-410A | 2.75 | Residential & Commercial | Ducted CEE Tier 1
213782311 | Central HP <5.4 tons | DAY & NIGHT | HRCU-A-CB (Split System: Heat Pump with Remote Outdoor Unit-Air-Source) | CVH837GKA2* |  |  | EHD4X60AAL+WALLCON | *97CMN1002122B* | 33000 | 16.5 | 8.1 | 32200 | 24800 | 77.02% | 2 | 0 | 11.5 |  |  |  | No | R-410A | 2.75 | Residential & Commercial | Ducted CEE Tier 1
213780891 | Central HP <5.4 tons | DAY & NIGHT | HRCU-A-CB (Split System: Heat Pump with Remote Outdoor Unit-Air-Source) | CVH837GKA2* |  |  | EA*4X37L21A*+WALLCON | *80CTL1102120B* | 33000 | 17 | 8.5 | 32800 | 25000 | 76.22% | 1.98 | 0 | 11.5 |  |  |  | No | R-410A | 2.75 | Residential & Commercial | Ducted CEE Tier 1
213078671 | Central HP <5.4 tons | KEEPRITE | HRCU-A-CB (Split System: Heat Pump with Remote Outdoor Unit-Air-Source) | DLCURAH36ABK |  |  | EA*4X48L21A* | *80MS(N,L)1102120A* | 36200 | 16.5 | 8.5 | 38000 | 34800 | 91.58% | 2.04 | 0 | 10 |  |  |  | No | R-410A | 3.0167 | Residential & Commercial | Ducted CEE Tier 1
213078753 | Central HP <5.4 tons | KEEPRITE | HRCU-A-CB (Split System: Heat Pump with Remote Outdoor Unit-Air-Source) | DLCURAH36ABK |  |  | EA*4X48L24A* | *80MS(N,L)1102420A* | 36200 | 16.5 | 8.5 | 38000 | 34600 | 91.05% | 2.04 | 0 | 10 |  |  |  | No | R-410A | 3.0167 | Residential & Commercial | Ducted CEE Tier 1
213077132 | Central HP <5.4 tons | KEEPRITE | HRCU-A-CB (Split System: Heat Pump with Remote Outdoor Unit-Air-Source) | DLCURAH36ABK |  |  | EN(A,D)4X48L24** | *96VSN0802120B* | 35600 | 16.5 | 8.1 | 38500 | 34800 | 90.39% | 1.98 | 0 | 10 |  |  |  | No | R-410A | 2.9667 | Residential & Commercial | Ducted CEE Tier 1
213078571 | Central HP <5.4 tons | KEEPRITE | HRCU-A-CB (Split System: Heat Pump with Remote Outdoor Unit-Air-Source) | DLCURAH36ABK |  |  | EN(A,D,W)4X48L21** | *80MS(N,L)0902120A* | 36000 | 16.5 | 8.1 | 38500 | 35000 | 90.91% | 2 | 0 | 10.5 |  |  |  | No | R-410A | 3 | Residential & Commercial | Ducted CEE Tier 1
213078635 | Central HP <5.4 tons | KEEPRITE | HRCU-A-CB (Split System: Heat Pump with Remote Outdoor Unit-Air-Source) | DLCURAH36ABK |  |  | EA*4X42L21A* | *80MS(N,L)1102120A* | 35800 | 16.5 | 8.1 | 38500 | 35000 | 90.91% | 1.9 | 0 | 10 |  |  |  | No | R-410A | 2.9833 | Residential & Commercial | Ducted CEE Tier 1
213077884 | Central HP <5.4 tons | KEEPRITE | HRCU-A-CB (Split System: Heat Pump with Remote Outdoor Unit-Air-Source) | DLCURAH36ABK |  |  | EA*4X37L17A* | *80MS(N,L)0701412A* | 36000 | 15.5 | 8.5 | 38500 | 35000 | 90.91% | 2 | 0 | 10 |  |  |  | No | R-410A | 3 | Residential & Commercial | Ducted CEE Tier 1
213078203 | Central HP <5.4 tons | KEEPRITE | HRCU-A-CB (Split System: Heat Pump with Remote Outdoor Unit-Air-Source) | DLCURAH36ABK |  |  | EA*4X42L24A* | *80MS(N,L)0702116A* | 35200 | 16.5 | 8.1 | 38500 | 35000 | 90.91% | 1.88 | 0 | 10 |  |  |  | No | R-410A | 2.9333 | Residential & Commercial | Ducted CEE Tier 1
213352681 | Central HP <5.4 tons | TCL | HRCU-A-CB (Split System: Heat Pump with Remote Outdoor Unit-Air-Source) | TCU-60D7HEWA/DV2O |  |  | TCE-36D7HWA/DV2I |  | 35200 | 18 | 8.8 | 36000 | 29200 | 81.11% | 2 | 0 | 12 |  |  |  | No | R-410A | 2.9333 | Residential & Commercial | Ducted CEE Tier 1
213352683 | Central HP <5.4 tons | TCL | HRCU-A-CB (Split System: Heat Pump with Remote Outdoor Unit-Air-Source) | TCU-60D7HEWA/DV2O |  |  | TCE-60D7HWA/DV2I |  | 54000 | 16 | 8.8 | 55000 | 38500 | 70% | 1.9 | 0 | 10 |  |  |  | No | R-410A | 4.5 | Residential & Commercial | Ducted CEE Tier 1
213297659 | Central HP <5.4 tons | LUXAIRE | HRCU-A-CB (Split System: Heat Pump with Remote Outdoor Unit-Air-Source) | HMH72B341 |  |  | XAHB36DBCN1 | Z8ES040A12SMPS1 | 33200 | 17.5 | 8.1 | 32800 | 23000 | 70.12% | 2.02 | 0 | 10 |  |  |  | No | R-410A | 2.7667 | Residential & Commercial | Ducted CEE Tier 1
213298034 | Central HP <5.4 tons | LUXAIRE | HRCU-A-CB (Split System: Heat Pump with Remote Outdoor Unit-Air-Source) | HMH72B341 |  |  | XAFC36DBCN1 | Z8ES080C16LMPS1 | 34000 | 18 | 8.5 | 33400 | 24200 | 72.46% | 2.14 | 0 | 10 |  |  |  | No | R-410A | 2.8333 | Residential & Commercial | Ducted CEE Tier 1
211391879 | Central HP <5.4 tons | FRASER-JOHNSTON | HRCU-A-CB (Split System: Heat Pump with Remote Outdoor Unit-Air-Source) | HMH72B341 |  |  | XAFB36DBCN1 | TMLE100B12MP11 | 34000 | 18 | 8.1 | 33800 | 23800 | 70.41% | 2.06 | 0 | 10 |  |  |  | No | R-410A | 2.8333 | Residential & Commercial | Ducted CEE Tier 1
211392014 | Central HP <5.4 tons | FRASER-JOHNSTON | HRCU-A-CB (Split System: Heat Pump with Remote Outdoor Unit-Air-Source) | HMH72B341 |  |  | XAHC36DBCN1 | TMLE080C16MP11 | 33600 | 17.5 | 8.1 | 32800 | 23200 | 70.73% | 2.04 | 0 | 10 |  |  |  | No | R-410A | 2.8 | Residential & Commercial | Ducted CEE Tier 1
216374541 | Central HP <5.4 tons | FRASER-JOHNSTON | HRCU-A-CB (Split System: Heat Pump with Remote Outdoor Unit-Air-Source) | HH824E2S11 |  |  | CTF30B5ACS1 | Z9ET060B12SMPS1 | 23000 | 18 | 9.5 | 23000 | 18500 | 80.43% | 2 | 0 | 11.7 |  |  |  | No | R-454B | 1.9167 | Residential & Commercial | Ducted CEE Tier 1
215223951 | Central HP <5.4 tons | LUXAIRE | HRCU-A-CB (Split System: Heat Pump with Remote Outdoor Unit-Air-Source) | HH824E2S11 |  |  | CTM36B5ADS1 | Z8ES100B12SMPS1 | 23000 | 18 | 9.5 | 23000 | 18800 | 81.74% | 2 | 0 | 12 |  |  |  | No | R-454B | 1.9167 | Residential & Commercial | Ducted CEE Tier 1
215936332 | Central HP <5.4 tons | KENMORE | HRCU-A-CB (Split System: Heat Pump with Remote Outdoor Unit-Air-Source) | (C,H,T)5H3V36*K*AAA* |  |  | EVD5X48M24A*+WALLCON | *80CTL1102120B* | 35200 | 21.5 | 8.5 | 38000 | 28200 | 74.21% | 2.04 | 0 | 12 |  |  |  | No | R-454B | 2.9333 | Residential & Commercial | Ducted CEE Tier 1
215936462 | Central HP <5.4 tons | KENMORE | HRCU-A-CB (Split System: Heat Pump with Remote Outdoor Unit-Air-Source) | (C,H,T)5H3V36*K*AAA* |  |  | EVD5X49M24A*+WALLCON | *80CTL1102120B* | 35600 | 22 | 8.5 | 38000 | 28400 | 74.74% | 2.04 | 0 | 12.5 |  |  |  | No | R-454B | 2.9667 | Residential & Commercial | Ducted CEE Tier 1
215936212 | Central HP <5.4 tons | KENMORE | HRCU-A-CB (Split System: Heat Pump with Remote Outdoor Unit-Air-Source) | (C,H,T)5H3V36*K*AAA* |  |  | EVD5X42M24A*+WALLCON | *95CSU1002122B* | 35600 | 22 | 8.5 | 38000 | 28400 | 74.74% | 2.06 | 0 | 12.5 |  |  |  | No | R-454B | 2.9667 | Residential & Commercial | Ducted CEE Tier 1
214866728 | Central HP <5.4 tons | TCL | HRCU-A-CB (Split System: Heat Pump with Remote Outdoor Unit-Air-Source) | TCU-60D7HEWA/DV2O |  |  | TCE-3036D6HWA/DVOE(02) | FG7TE-060D-V24B* | 33000 | 17.5 | 8.8 | 35000 | 27000 | 77.14% | 2.1 | 0 | 11.7 |  |  |  | No | R-410A | 2.75 | Residential & Commercial | Ducted CEE Tier 1
211226619 | Central HP <5.4 tons | KEEPRITE | HRCU-A-CB (Split System: Heat Pump with Remote Outdoor Unit-Air-Source) | DLCURAH36ABK |  |  | EA*4X37L17A* | *92ESN0601412A* | 36200 | 15.2 | 8.5 | 38500 | 35000 | 90.91% | 2.02 | 0 | 10 |  |  |  | No | R-410A | 3.0167 | Residential & Commercial | Ducted CEE Tier 1
213781371 | Central HP <5.4 tons | DAY & NIGHT | HRCU-A-CB (Split System: Heat Pump with Remote Outdoor Unit-Air-Source) | CVH837GKA2* |  |  | EA*4X48L21A*+WALLCON | *96CTN0601714B* | 32200 | 17 | 8.1 | 32600 | 25200 | 77.3% | 1.94 | 0 | 11 |  |  |  | No | R-410A | 2.6833 | Residential & Commercial | Ducted CEE Tier 1
211392681 | Central HP <5.4 tons | FRASER-JOHNSTON | HRCU-A-CB (Split System: Heat Pump with Remote Outdoor Unit-Air-Source) | HMH72B341 |  |  | XAUB36DXXN1+TXV | TMLE060A12MP11 | 34000 | 18 | 8.1 | 33800 | 23800 | 70.41% | 2.06 | 0 | 10 |  |  |  | No | R-410A | 2.8333 | Residential & Commercial | Ducted CEE Tier 1
213781471 | Central HP <5.4 tons | DAY & NIGHT | HRCU-A-CB (Split System: Heat Pump with Remote Outdoor Unit-Air-Source) | CVH837GKA2* |  |  | EA*4X60L24A*+WALLCON | *80CTL0902120B* | 32800 | 17.5 | 8.1 | 31800 | 24600 | 77.36% | 1.98 | 0 | 11.5 |  |  |  | No | R-410A | 2.7333 | Residential & Commercial | Ducted CEE Tier 1
213782121 | Central HP <5.4 tons | DAY & NIGHT | HRCU-A-CB (Split System: Heat Pump with Remote Outdoor Unit-Air-Source) | CVH837GKA2* |  |  | EHD4X48AAL+WALLCON | *95CSU0601716B* | 32400 | 16 | 8.1 | 33000 | 25000 | 75.76% | 1.94 | 0 | 11 |  |  |  | No | R-410A | 2.7 | Residential & Commercial | Ducted CEE Tier 1
213782171 | Central HP <5.4 tons | DAY & NIGHT | HRCU-A-CB (Split System: Heat Pump with Remote Outdoor Unit-Air-Source) | CVH837GKA2* |  |  | EHD4X48AAL+WALLCON | *96CTN0601714B* | 32400 | 16 | 8.1 | 33000 | 25200 | 76.36% | 1.94 | 0 | 10.5 |  |  |  | No | R-410A | 2.7 | Residential & Commercial | Ducted CEE Tier 1
213782321 | Central HP <5.4 tons | DAY & NIGHT | HRCU-A-CB (Split System: Heat Pump with Remote Outdoor Unit-Air-Source) | CVH837GKA2* |  |  | EHD4X60AAL+WALLCON | *97CMN1202422B* | 33000 | 16.5 | 8.1 | 32200 | 24800 | 77.02% | 2 | 0 | 11 |  |  |  | No | R-410A | 2.75 | Residential & Commercial | Ducted CEE Tier 1
213607730 | Central HP <5.4 tons | KEEPRITE | HRCU-A-CB (Split System: Heat Pump with Remote Outdoor Unit-Air-Source) | DLCURAH36ABK |  |  | FTMA4B36L0C* |  | 35400 | 16.5 | 8.5 | 38000 | 35200 | 92.63% | 1.86 | 0 | 10 |  |  |  | No | R-410A | 2.95 | Residential & Commercial | Ducted CEE Tier 1
213297809 | Central HP <5.4 tons | LUXAIRE | HRCU-A-CB (Split System: Heat Pump with Remote Outdoor Unit-Air-Source) | HMH72B341 |  |  | XAHC30CXXN1+TXV | Z8ES080B12SMPS1 | 31800 | 17 | 8.1 | 32200 | 22600 | 70.19% | 2 | 0 | 10 |  |  |  | No | R-410A | 2.65 | Residential & Commercial | Ducted CEE Tier 1
211387553 | Central HP <5.4 tons | LUXAIRE | HRCU-A-CB (Split System: Heat Pump with Remote Outdoor Unit-Air-Source) | HMH72B341 |  |  | XAFC30CXXN1+TXV | TP9C100C16MP13 | 33200 | 17.5 | 8.5 | 33000 | 23200 | 70.3% | 2.06 | 0 | 10 |  |  |  | No | R-410A | 2.7667 | Residential & Commercial | Ducted CEE Tier 1
212979989 | Central HP <5.4 tons | CARRIER | HRCU-A-CB (Split System: Heat Pump with Remote Outdoor Unit-Air-Source) | 38MURAQ18AB3* |  |  | CNPV*2417AL* | 58S(B,C)*B090M17**14 | 17400 | 16 | 8.5 | 18500 | 19200 | 103.8% | 2.3 | 0 | 10.5 |  |  |  | No | R-410A | 1.45 | Residential & Commercial | Ducted CEE Tier 1
212978785 | Central HP <5.4 tons | CARRIER | HRCU-A-CB (Split System: Heat Pump with Remote Outdoor Unit-Air-Source) | 38MURAQ18AB3* |  |  | CNPV*2417AL* | 58S(B,C)*B070M17**12 | 17400 | 16.5 | 8.5 | 18400 | 19200 | 104.3% | 2.32 | 0 | 11 |  |  |  | No | R-410A | 1.45 | Residential & Commercial | Ducted CEE Tier 1
214279722 | Central HP <5.4 tons | BRYANT HEATING AND COOLING SYSTEMS | HRCU-A-CB (Split System: Heat Pump with Remote Outdoor Unit-Air-Source) | 38MURAQ18AB3* |  |  | CAP**1917AL* | 916SA48060M17*** | 17700 | 16.5 | 8.5 | 17700 | 17900 | 101.1% | 2.16 | 0 | 10.5 |  |  |  | No | R-410A | 1.475 | Residential & Commercial | Ducted CEE Tier 1
213773613 | Central HP <5.4 tons | KENMORE | HRCU-A-CB (Split System: Heat Pump with Remote Outdoor Unit-Air-Source) | (C,H,T)VH825GKA3* |  |  | EA*4X43L21A*+WALLCON | *80CTL1102120B* | 24400 | 17 | 8.1 | 21200 | 16600 | 78.3% | 2.02 | 0 | 11 |  |  |  | No | R-410A | 2.0333 | Residential & Commercial | Ducted CEE Tier 1
213773543 | Central HP <5.4 tons | KENMORE | HRCU-A-CB (Split System: Heat Pump with Remote Outdoor Unit-Air-Source) | (C,H,T)VH825GKA3* |  |  | EA*4X42L24A*+WALLCON | *97CMN1202422B* | 23800 | 16.5 | 8.1 | 21400 | 16600 | 77.57% | 1.96 | 0 | 10.5 |  |  |  | No | R-410A | 1.9833 | Residential & Commercial | Ducted CEE Tier 1
213773193 | Central HP <5.4 tons | KENMORE | HRCU-A-CB (Split System: Heat Pump with Remote Outdoor Unit-Air-Source) | (C,H,T)VH825GKA3* |  |  | EA*4X37L17A*+WALLCON | *80CTL0901716B* | 24200 | 16.5 | 8.1 | 21400 | 16700 | 78.04% | 1.98 | 0 | 10.5 |  |  |  | No | R-410A | 2.0167 | Residential & Commercial | Ducted CEE Tier 1
214570635 | Central HP <5.4 tons | KEEPRITE | HRCU-A-CB (Split System: Heat Pump with Remote Outdoor Unit-Air-Source) | CVH825GKA3* |  |  | EA*4X43L21A*+WALLCON | *95CSU1002122B* | 24400 | 17 | 8.5 | 21200 | 16600 | 78.3% | 2.04 | 0 | 11 |  |  |  | No | R-410A | 2.0333 | Residential & Commercial | Ducted CEE Tier 1
213772681 | Central HP <5.4 tons | DAY & NIGHT | HRCU-A-CB (Split System: Heat Pump with Remote Outdoor Unit-Air-Source) | CVH825GKA3* |  |  | EA*4X24L17A*+WALLCON | *97CMN0801714B* | 23200 | 16 | 8.1 | 22000 | 16800 | 76.36% | 1.88 | 0 | 10.5 |  |  |  | No | R-410A | 1.9333 | Residential & Commercial | Ducted CEE Tier 1
213773031 | Central HP <5.4 tons | DAY & NIGHT | HRCU-A-CB (Split System: Heat Pump with Remote Outdoor Unit-Air-Source) | CVH825GKA3* |  |  | EA*4X36L17A*+WALLCON | *96CTN0801714B* | 23600 | 16.5 | 8.1 | 21600 | 16700 | 77.31% | 1.92 | 0 | 10.5 |  |  |  | No | R-410A | 1.9667 | Residential & Commercial | Ducted CEE Tier 1
213773481 | Central HP <5.4 tons | DAY & NIGHT | HRCU-A-CB (Split System: Heat Pump with Remote Outdoor Unit-Air-Source) | CVH825GKA3* |  |  | EA*4X42L21A*+WALLCON | *96CTN0801714B* | 23600 | 16.5 | 8.1 | 21400 | 16600 | 77.57% | 1.94 | 0 | 10.5 |  |  |  | No | R-410A | 1.9667 | Residential & Commercial | Ducted CEE Tier 1
213773531 | Central HP <5.4 tons | DAY & NIGHT | HRCU-A-CB (Split System: Heat Pump with Remote Outdoor Unit-Air-Source) | CVH825GKA3* |  |  | EA*4X42L24A*+WALLCON | *97CMN1002122B* | 23800 | 16.5 | 8.1 | 21400 | 16600 | 77.57% | 1.96 | 0 | 11 |  |  |  | No | R-410A | 1.9833 | Residential & Commercial | Ducted CEE Tier 1
212978782 | Central HP <5.4 tons | KEEPRITE | HRCU-A-CB (Split System: Heat Pump with Remote Outdoor Unit-Air-Source) | DLCURAH18ABK |  |  | EA*4X30L17A* | *80MS(N,L)0701712A* | 17600 | 16.5 | 8.5 | 18200 | 18800 | 103.3% | 2.26 | 0 | 10.5 |  |  |  | No | R-410A | 1.4667 | Residential & Commercial | Ducted CEE Tier 1
212978266 | Central HP <5.4 tons | KEEPRITE | HRCU-A-CB (Split System: Heat Pump with Remote Outdoor Unit-Air-Source) | DLCURAH18ABK |  |  | EA*4X25L17A* | *80MS(N,L)0701412A* | 18200 | 17 | 8.5 | 18000 | 17600 | 97.78% | 2.14 | 0 | 11 |  |  |  | No | R-410A | 1.5167 | Residential & Commercial | Ducted CEE Tier 1
212977714 | Central HP <5.4 tons | KEEPRITE | HRCU-A-CB (Split System: Heat Pump with Remote Outdoor Unit-Air-Source) | DLCURAH18ABK |  |  | EA*4X19L17A* | *80MS(N,L)0451412A* | 18000 | 16.5 | 8.5 | 17900 | 17800 | 99.44% | 2.16 | 0 | 11 |  |  |  | No | R-410A | 1.5 | Residential & Commercial | Ducted CEE Tier 1
212972143 | Central HP <5.4 tons | BRYANT HEATING AND COOLING SYSTEMS | HRCU-A-CB (Split System: Heat Pump with Remote Outdoor Unit-Air-Source) | 38MURAQ24AB3* |  |  | CNPV*3621AL* | 82*TB60090V21*** | 23400 | 17 | 8.5 | 26200 | 24600 | 93.89% | 2.06 | 0 | 10 |  |  |  | No | R-410A | 1.95 | Residential & Commercial | Ducted CEE Tier 1
215669178 | Central HP <5.4 tons | DAY & NIGHT | HRCU-A-CB (Split System: Heat Pump with Remote Outdoor Unit-Air-Source) | C5H0V36*K*AAA* |  |  | EA*5X48M21A*+WALLCON | *80CTL1102120B* | 33800 | 18 | 9 | 35000 | 25000 | 71.43% | 1.9 | 0 | 10 |  |  |  | No | R-454B | 2.8167 | Residential & Commercial | Ducted CEE Tier 1
213773601 | Central HP <5.4 tons | DAY & NIGHT | HRCU-A-CB (Split System: Heat Pump with Remote Outdoor Unit-Air-Source) | CVH825GKA3* |  |  | EA*4X43L21A*+WALLCON | *80CTL0902120B* | 24400 | 17 | 8.1 | 21200 | 16600 | 78.3% | 2.02 | 0 | 11 |  |  |  | No | R-410A | 2.0333 | Residential & Commercial | Ducted CEE Tier 1
213773631 | Central HP <5.4 tons | DAY & NIGHT | HRCU-A-CB (Split System: Heat Pump with Remote Outdoor Unit-Air-Source) | CVH825GKA3* |  |  | EA*4X43L21A*+WALLCON | *97CMN0601714B* | 24200 | 16.5 | 8.1 | 21200 | 16700 | 78.77% | 2 | 0 | 10.5 |  |  |  | No | R-410A | 2.0167 | Residential & Commercial | Ducted CEE Tier 1
213773681 | Central HP <5.4 tons | DAY & NIGHT | HRCU-A-CB (Split System: Heat Pump with Remote Outdoor Unit-Air-Source) | CVH825GKA3* |  |  | EA*4X43L21A*+WALLCON | *96CTN1002122B* | 24400 | 16.5 | 8.5 | 21200 | 16600 | 78.3% | 2.02 | 0 | 11 |  |  |  | No | R-410A | 2.0333 | Residential & Commercial | Ducted CEE Tier 1
213773701 | Central HP <5.4 tons | DAY & NIGHT | HRCU-A-CB (Split System: Heat Pump with Remote Outdoor Unit-Air-Source) | CVH825GKA3* |  |  | EA*4X48L21A*+WALLCON | *80CTL0701716B* | 24000 | 17 | 8.1 | 21000 | 16600 | 79.05% | 2 | 0 | 11 |  |  |  | No | R-410A | 2 | Residential & Commercial | Ducted CEE Tier 1
213773751 | Central HP <5.4 tons | DAY & NIGHT | HRCU-A-CB (Split System: Heat Pump with Remote Outdoor Unit-Air-Source) | CVH825GKA3* |  |  | EA*4X48L21A*+WALLCON | *97CMN0601714B* | 24000 | 16.5 | 8.1 | 21000 | 16600 | 79.05% | 2 | 0 | 10.5 |  |  |  | No | R-410A | 2 | Residential & Commercial | Ducted CEE Tier 1
214242221 | Central HP <5.4 tons | DAY & NIGHT | HRCU-A-CB (Split System: Heat Pump with Remote Outdoor Unit-Air-Source) | CVH825GKA3* |  |  | EN(A,D,W)4X48L21**+WALLCON | *80CTL0701716B* | 24000 | 17 | 8.1 | 21400 | 16600 | 77.57% | 2 | 0 | 11 |  |  |  | No | R-410A | 2 | Residential & Commercial | Ducted CEE Tier 1
213772601 | Central HP <5.4 tons | DAY & NIGHT | HRCU-A-CB (Split System: Heat Pump with Remote Outdoor Unit-Air-Source) | CVH825GKA3* |  |  | EA*4X24L14A*+WALLCON | *80CTL0701412B* | 23400 | 16.5 | 8.1 | 22000 | 16800 | 76.36% | 1.88 | 0 | 10.5 |  |  |  | No | R-410A | 1.95 | Residential & Commercial | Ducted CEE Tier 1
213772651 | Central HP <5.4 tons | DAY & NIGHT | HRCU-A-CB (Split System: Heat Pump with Remote Outdoor Unit-Air-Source) | CVH825GKA3* |  |  | EA*4X24L17A*+WALLCON | *80CTL0901716B* | 23400 | 16.5 | 8.1 | 21800 | 16800 | 77.06% | 1.88 | 0 | 10.5 |  |  |  | No | R-410A | 1.95 | Residential & Commercial | Ducted CEE Tier 1
213773431 | Central HP <5.4 tons | DAY & NIGHT | HRCU-A-CB (Split System: Heat Pump with Remote Outdoor Unit-Air-Source) | CVH825GKA3* |  |  | EA*4X42L21A*+WALLCON | *95CSU0601716B* | 23600 | 16.5 | 8.1 | 21400 | 16700 | 78.04% | 1.94 | 0 | 10.5 |  |  |  | No | R-410A | 1.9667 | Residential & Commercial | Ducted CEE Tier 1
213773551 | Central HP <5.4 tons | DAY & NIGHT | HRCU-A-CB (Split System: Heat Pump with Remote Outdoor Unit-Air-Source) | CVH825GKA3* |  |  | EA*4X42L24A*+WALLCON | *96CTN1002122B* | 23800 | 16.5 | 8.1 | 21400 | 16600 | 77.57% | 1.96 | 0 | 11 |  |  |  | No | R-410A | 1.9833 | Residential & Commercial | Ducted CEE Tier 1
213773651 | Central HP <5.4 tons | DAY & NIGHT | HRCU-A-CB (Split System: Heat Pump with Remote Outdoor Unit-Air-Source) | CVH825GKA3* |  |  | EA*4X43L21A*+WALLCON | *97CMN1002122B* | 24400 | 16.5 | 8.5 | 21200 | 16600 | 78.3% | 2.02 | 0 | 11 |  |  |  | No | R-410A | 2.0333 | Residential & Commercial | Ducted CEE Tier 1
214491659 | Central HP <5.4 tons | DAIKIN | HRCU-A-CB (Split System: Heat Pump with Remote Outdoor Unit-Air-Source) | DZ6VSA1810A* |  |  | CA*EA2422*4B* | D*80VC0805C*A* | 16600 | 17.5 | 8.5 | 17400 | 13000 | 74.71% | 2.1 | 0 | 10.9 |  |  |  | No | R-410A | 1.3833 | Residential & Commercial | Ducted CEE Tier 1
213774461 | Central HP <5.4 tons | DAY & NIGHT | HRCU-A-CB (Split System: Heat Pump with Remote Outdoor Unit-Air-Source) | CVH825GKA3* |  |  | EHD4X42AAL+WALLCON | *95CSU0601716B* | 24000 | 16 | 8.1 | 21400 | 16600 | 77.57% | 1.98 | 0 | 10.5 |  |  |  | No | R-410A | 2 | Residential & Commercial | Ducted CEE Tier 1
214242191 | Central HP <5.4 tons | DAY & NIGHT | HRCU-A-CB (Split System: Heat Pump with Remote Outdoor Unit-Air-Source) | CVH825GKA3* |  |  | EN(A,D,W)4X42L21**+WALLCON | *96CTN0801714B* | 23800 | 16.5 | 8.1 | 21400 | 16700 | 78.04% | 1.94 | 0 | 11 |  |  |  | No | R-410A | 1.9833 | Residential & Commercial | Ducted CEE Tier 1
214242391 | Central HP <5.4 tons | DAY & NIGHT | HRCU-A-CB (Split System: Heat Pump with Remote Outdoor Unit-Air-Source) | CVH825GKA3* |  |  | EN(A,D)4X48L24**+WALLCON | *96CTN1202422B* | 24200 | 17 | 8.1 | 21200 | 16600 | 78.3% | 2 | 0 | 11 |  |  |  | No | R-410A | 2.0167 | Residential & Commercial | Ducted CEE Tier 1
213772721 | Central HP <5.4 tons | DAY & NIGHT | HRCU-A-CB (Split System: Heat Pump with Remote Outdoor Unit-Air-Source) | CVH825GKA3* |  |  | EA*4X25L17A*+WALLCON | *80CTL0451712B* | 24200 | 16.5 | 8.1 | 21400 | 16700 | 78.04% | 2 | 0 | 10.5 |  |  |  | No | R-410A | 2.0167 | Residential & Commercial | Ducted CEE Tier 1
213772871 | Central HP <5.4 tons | DAY & NIGHT | HRCU-A-CB (Split System: Heat Pump with Remote Outdoor Unit-Air-Source) | CVH825GKA3* |  |  | EA*4X30L17A*+WALLCON | *80CTL0901716B* | 23600 | 16.5 | 8.1 | 21400 | 16700 | 78.04% | 1.9 | 0 | 10.5 |  |  |  | No | R-410A | 1.9667 | Residential & Commercial | Ducted CEE Tier 1
213772941 | Central HP <5.4 tons | DAY & NIGHT | HRCU-A-CB (Split System: Heat Pump with Remote Outdoor Unit-Air-Source) | CVH825GKA3* |  |  | EA*4X36L17A*+WALLCON | *80CTL0451712B* | 23400 | 16 | 8.1 | 21600 | 16800 | 77.78% | 1.92 | 0 | 10.5 |  |  |  | No | R-410A | 1.95 | Residential & Commercial | Ducted CEE Tier 1
213772971 | Central HP <5.4 tons | DAY & NIGHT | HRCU-A-CB (Split System: Heat Pump with Remote Outdoor Unit-Air-Source) | CVH825GKA3* |  |  | EA*4X36L17A*+WALLCON | *80CTL0901716B* | 23600 | 16.5 | 8.1 | 21400 | 16700 | 78.04% | 1.92 | 0 | 10.5 |  |  |  | No | R-410A | 1.9667 | Residential & Commercial | Ducted CEE Tier 1
213773041 | Central HP <5.4 tons | DAY & NIGHT | HRCU-A-CB (Split System: Heat Pump with Remote Outdoor Unit-Air-Source) | CVH825GKA3* |  |  | EA*4X36L21A*+WALLCON | *80CTL0451712B* | 23400 | 16 | 8.1 | 21600 | 16700 | 77.31% | 1.92 | 0 | 10.5 |  |  |  | No | R-410A | 1.95 | Residential & Commercial | Ducted CEE Tier 1
213774451 | Central HP <5.4 tons | DAY & NIGHT | HRCU-A-CB (Split System: Heat Pump with Remote Outdoor Unit-Air-Source) | CVH825GKA3* |  |  | EHD4X42AAL+WALLCON | *80CTL1352422B* | 24200 | 16 | 8.1 | 21400 | 16600 | 77.57% | 2 | 0 | 10.5 |  |  |  | No | R-410A | 2.0167 | Residential & Commercial | Ducted CEE Tier 1
213773091 | Central HP <5.4 tons | DAY & NIGHT | HRCU-A-CB (Split System: Heat Pump with Remote Outdoor Unit-Air-Source) | CVH825GKA3* |  |  | EA*4X36L21A*+WALLCON | *95CSU0601716B* | 23600 | 16.5 | 8.1 | 21600 | 16700 | 77.31% | 1.92 | 0 | 10.5 |  |  |  | No | R-410A | 1.9667 | Residential & Commercial | Ducted CEE Tier 1
213773191 | Central HP <5.4 tons | DAY & NIGHT | HRCU-A-CB (Split System: Heat Pump with Remote Outdoor Unit-Air-Source) | CVH825GKA3* |  |  | EA*4X37L17A*+WALLCON | *80CTL0901716B* | 24200 | 16.5 | 8.1 | 21400 | 16700 | 78.04% | 1.98 | 0 | 10.5 |  |  |  | No | R-410A | 2.0167 | Residential & Commercial | Ducted CEE Tier 1
213773341 | Central HP <5.4 tons | DAY & NIGHT | HRCU-A-CB (Split System: Heat Pump with Remote Outdoor Unit-Air-Source) | CVH825GKA3* |  |  | EA*4X37L21A*+WALLCON | *97CMN1002122B* | 24400 | 16.5 | 8.5 | 21200 | 16600 | 78.3% | 2.02 | 0 | 11 |  |  |  | No | R-410A | 2.0333 | Residential & Commercial | Ducted CEE Tier 1
213773391 | Central HP <5.4 tons | DAY & NIGHT | HRCU-A-CB (Split System: Heat Pump with Remote Outdoor Unit-Air-Source) | CVH825GKA3* |  |  | EA*4X42L21A*+WALLCON | *80CTL0701716B* | 23800 | 16.5 | 8.1 | 21400 | 16600 | 77.57% | 1.94 | 0 | 10.5 |  |  |  | No | R-410A | 1.9833 | Residential & Commercial | Ducted CEE Tier 1
212970427 | Central HP <5.4 tons | BRYANT HEATING AND COOLING SYSTEMS | HRCU-A-CB (Split System: Heat Pump with Remote Outdoor Unit-Air-Source) | 38MURAQ36AB3* |  |  | CAP**4821AL* | 82*SB48070V17*** | 36000 | 16 | 8.5 | 38500 | 34800 | 90.39% | 2.02 | 0 | 10 |  |  |  | No | R-410A | 3 | Residential & Commercial | Ducted CEE Tier 1
213771393 | Central HP <5.4 tons | KENMORE | HRCU-A-CB (Split System: Heat Pump with Remote Outdoor Unit-Air-Source) | (C,H,T)VH825GKA2* |  |  | EA*4X42L24A*+WALLCON | *80CTL1352422B* | 23800 | 16.5 | 8.1 | 21400 | 16600 | 77.57% | 1.96 | 0 | 11 |  |  |  | No | R-410A | 1.9833 | Residential & Commercial | Ducted CEE Tier 1
213770993 | Central HP <5.4 tons | KENMORE | HRCU-A-CB (Split System: Heat Pump with Remote Outdoor Unit-Air-Source) | (C,H,T)VH825GKA2* |  |  | EA*4X36L21A*+WALLCON | *97CMN1002122B* | 23600 | 16.5 | 8.1 | 21400 | 16600 | 77.57% | 1.94 | 0 | 11 |  |  |  | No | R-410A | 1.9667 | Residential & Commercial | Ducted CEE Tier 1
213771093 | Central HP <5.4 tons | KENMORE | HRCU-A-CB (Split System: Heat Pump with Remote Outdoor Unit-Air-Source) | (C,H,T)VH825GKA2* |  |  | EA*4X37L17A*+WALLCON | *97CMN0801714B* | 24200 | 16 | 8.1 | 21400 | 16700 | 78.04% | 2 | 0 | 11 |  |  |  | No | R-410A | 2.0167 | Residential & Commercial | Ducted CEE Tier 1
213770793 | Central HP <5.4 tons | KENMORE | HRCU-A-CB (Split System: Heat Pump with Remote Outdoor Unit-Air-Source) | (C,H,T)VH825GKA2* |  |  | EA*4X30L17A*+WALLCON | *96CTN0601714B* | 23400 | 16 | 8.1 | 21600 | 16800 | 77.78% | 1.9 | 0 | 10.5 |  |  |  | No | R-410A | 1.95 | Residential & Commercial | Ducted CEE Tier 1
213770693 | Central HP <5.4 tons | KENMORE | HRCU-A-CB (Split System: Heat Pump with Remote Outdoor Unit-Air-Source) | (C,H,T)VH825GKA2* |  |  | EA*4X30L14A*+WALLCON | *80CTL0701412B* | 23400 | 16.5 | 8.1 | 21600 | 16700 | 77.31% | 1.92 | 0 | 11 |  |  |  | No | R-410A | 1.95 | Residential & Commercial | Ducted CEE Tier 1
213770593 | Central HP <5.4 tons | KENMORE | HRCU-A-CB (Split System: Heat Pump with Remote Outdoor Unit-Air-Source) | (C,H,T)VH825GKA2* |  |  | EA*4X25L17A*+WALLCON | *80CTL0451712B* | 24200 | 16.5 | 8.1 | 21400 | 16800 | 78.5% | 2 | 0 | 11 |  |  |  | No | R-410A | 2.0167 | Residential & Commercial | Ducted CEE Tier 1
211390251 | Central HP <5.4 tons | COLEMAN | HRCU-A-CB (Split System: Heat Pump with Remote Outdoor Unit-Air-Source) | HMH72B341 |  |  | XAFC36DBCN1 | TM8V080C16MP12 | 34000 | 17.5 | 8.5 | 33800 | 23800 | 70.41% | 2.08 | 0 | 10 |  |  |  | No | R-410A | 2.8333 | Residential & Commercial | Ducted CEE Tier 1
215669208 | Central HP <5.4 tons | DAY & NIGHT | HRCU-A-CB (Split System: Heat Pump with Remote Outdoor Unit-Air-Source) | C5H0V36*K*AAA* |  |  | EA*5X48M21A*+WALLCON | *95CSU1002122B* | 33800 | 18 | 9 | 35000 | 25000 | 71.43% | 1.9 | 0 | 10 |  |  |  | No | R-454B | 2.8167 | Residential & Commercial | Ducted CEE Tier 1
215669258 | Central HP <5.4 tons | DAY & NIGHT | HRCU-A-CB (Split System: Heat Pump with Remote Outdoor Unit-Air-Source) | C5H0V36*K*AAA* |  |  | EA*5X48M21A*+WALLCON | *97CMN1002122B* | 33800 | 18 | 9 | 35000 | 25000 | 71.43% | 1.9 | 0 | 10 |  |  |  | No | R-454B | 2.8167 | Residential & Commercial | Ducted CEE Tier 1
215669608 | Central HP <5.4 tons | DAY & NIGHT | HRCU-A-CB (Split System: Heat Pump with Remote Outdoor Unit-Air-Source) | C5H0V36*K*AAA* |  |  | EA*5X61M21A*+WALLCON | *96CTN1002122B* | 34800 | 18.5 | 9 | 34400 | 24800 | 72.09% | 1.92 | 0 | 10.5 |  |  |  | No | R-454B | 2.9 | Residential & Commercial | Ducted CEE Tier 1
214243223 | Central HP <5.4 tons | KENMORE | HRCU-A-CB (Split System: Heat Pump with Remote Outdoor Unit-Air-Source) | (C,H,T)VH825GKA2* |  |  | EN(A,D)4X48L24**+WALLCON | *80CTL1352422B* | 24200 | 17 | 8.1 | 21200 | 16600 | 78.3% | 2.02 | 0 | 11.5 |  |  |  | No | R-410A | 2.0167 | Residential & Commercial | Ducted CEE Tier 1
212971411 | Central HP <5.4 tons | BRYANT HEATING AND COOLING SYSTEMS | HRCU-A-CB (Split System: Heat Pump with Remote Outdoor Unit-Air-Source) | 38MURAQ24AB3* |  |  | CNPV*2417AL* | 82*TB36045V14*** | 23400 | 17 | 8.5 | 27000 | 24800 | 91.85% | 2.06 | 0 | 10 |  |  |  | No | R-410A | 1.95 | Residential & Commercial | Ducted CEE Tier 1
212981808 | Central HP <5.4 tons | CARRIER | HRCU-A-CB (Split System: Heat Pump with Remote Outdoor Unit-Air-Source) | 38MURAQ24AB3* |  |  | CNPV*3621AL* | 58SU*B040M17**12 | 23400 | 16.5 | 8.5 | 25800 | 23800 | 92.25% | 1.98 | 0 | 10 |  |  |  | No | R-410A | 1.95 | Residential & Commercial | Ducted CEE Tier 1
215670492 | Central HP <5.4 tons | DAY & NIGHT | HRCU-A-CB (Split System: Heat Pump with Remote Outdoor Unit-Air-Source) | C5H0V36*K*AAA* |  |  | ESH5X60M12A*+WALLCON | *95CSU1002122B* | 34600 | 17 | 8.5 | 34600 | 24800 | 71.68% | 1.92 | 0 | 10 |  |  |  | No | R-454B | 2.8833 | Residential & Commercial | Ducted CEE Tier 1
215670592 | Central HP <5.4 tons | DAY & NIGHT | HRCU-A-CB (Split System: Heat Pump with Remote Outdoor Unit-Air-Source) | C5H0V36*K*AAA* |  |  | ESH5X60M12A*+WALLCON | *96CTN1002122B* | 34600 | 17 | 8.5 | 34600 | 24800 | 71.68% | 1.92 | 0 | 10 |  |  |  | No | R-454B | 2.8833 | Residential & Commercial | Ducted CEE Tier 1
215670612 | Central HP <5.4 tons | DAY & NIGHT | HRCU-A-CB (Split System: Heat Pump with Remote Outdoor Unit-Air-Source) | C5H0V36*K*AAA* |  |  | FCMA5B36L0C*+WALLCON |  | 33400 | 18.5 | 9 | 35800 | 25600 | 71.51% | 1.86 | 0 | 10 |  |  |  | No | R-454B | 2.7833 | Residential & Commercial | Ducted CEE Tier 1
211387525 | Central HP <5.4 tons | LUXAIRE | HRCU-A-CB (Split System: Heat Pump with Remote Outdoor Unit-Air-Source) | HMH72B341 |  |  | XAFC36DXXN1+TXV | LP9C100C16MP13 | 34000 | 17.5 | 8.5 | 34000 | 24000 | 70.59% | 2.1 | 0 | 10 |  |  |  | No | R-410A | 2.8333 | Residential & Commercial | Ducted CEE Tier 1
211387561 | Central HP <5.4 tons | LUXAIRE | HRCU-A-CB (Split System: Heat Pump with Remote Outdoor Unit-Air-Source) | HMH72B341 |  |  | XAFC30CXXN1+TXV | LP9C100C16MP13 | 33200 | 17.5 | 8.5 | 33000 | 23200 | 70.3% | 2.06 | 0 | 10 |  |  |  | No | R-410A | 2.7667 | Residential & Commercial | Ducted CEE Tier 1
215853451 | Central HP <5.4 tons | CHAMPION HEATING AND COOLING | HRCU-A-CB (Split System: Heat Pump with Remote Outdoor Unit-Air-Source) | HH836E2S11 |  |  | CTF36C5CDS1 | Z9ES080C16SMPS1 | 33400 | 18 | 8.5 | 30600 | 25000 | 81.7% | 2 | 0 | 11.7 |  |  |  | No | R-454B | 2.7833 | Residential & Commercial | Ducted CEE Tier 1
212969587 | Central HP <5.4 tons | BRYANT HEATING AND COOLING SYSTEMS | HRCU-A-CB (Split System: Heat Pump with Remote Outdoor Unit-Air-Source) | 38MURAQ18AB3* |  |  | CNPV*3014AL* | 82*SB36045V14*** | 17400 | 16.5 | 8.1 | 17900 | 18600 | 103.9% | 2.24 | 0 | 11 |  |  |  | No | R-410A | 1.45 | Residential & Commercial | Ducted CEE Tier 1
212970007 | Central HP <5.4 tons | BRYANT HEATING AND COOLING SYSTEMS | HRCU-A-CB (Split System: Heat Pump with Remote Outdoor Unit-Air-Source) | 38MURAQ18AB3* |  |  | CNPV*2417AL* | 82*SB48070V17*** | 17700 | 16 | 8.5 | 18700 | 19100 | 102.1% | 2.3 | 0 | 11 |  |  |  | No | R-410A | 1.475 | Residential & Commercial | Ducted CEE Tier 1
212971359 | Central HP <5.4 tons | BRYANT HEATING AND COOLING SYSTEMS | HRCU-A-CB (Split System: Heat Pump with Remote Outdoor Unit-Air-Source) | 38MURAQ18AB3* |  |  | CAP**3014AL* | 82*TB36045V14*** | 17700 | 16.5 | 8.5 | 18200 | 18700 | 102.7% | 2.24 | 0 | 10.5 |  |  |  | No | R-410A | 1.475 | Residential & Commercial | Ducted CEE Tier 1
212971928 | Central HP <5.4 tons | BRYANT HEATING AND COOLING SYSTEMS | HRCU-A-CB (Split System: Heat Pump with Remote Outdoor Unit-Air-Source) | 38MURAQ18AB3* |  |  | CNPV*3017AL* | 82*TB48090V17*** | 17700 | 16 | 8.1 | 18300 | 18600 | 101.6% | 2.24 | 0 | 11 |  |  |  | No | R-410A | 1.475 | Residential & Commercial | Ducted CEE Tier 1
212972713 | Central HP <5.4 tons | BRYANT HEATING AND COOLING SYSTEMS | HRCU-A-CB (Split System: Heat Pump with Remote Outdoor Unit-Air-Source) | 38MURAQ18AB3* |  |  | CAP**3017AL* | 926SB30040V14*** | 17400 | 16 | 8.5 | 18000 | 18800 | 104.4% | 2.24 | 0 | 10.5 |  |  |  | No | R-410A | 1.45 | Residential & Commercial | Ducted CEE Tier 1
211391341 | Central HP <5.4 tons | FRASER-JOHNSTON | HRCU-A-CB (Split System: Heat Pump with Remote Outdoor Unit-Air-Source) | HMH72B341 |  |  | XAFC36DBCN1 | TM8E120C16MP11 | 34000 | 18 | 8.5 | 33600 | 23800 | 70.83% | 2.08 | 0 | 10 |  |  |  | No | R-410A | 2.8333 | Residential & Commercial | Ducted CEE Tier 1
211391416 | Central HP <5.4 tons | FRASER-JOHNSTON | HRCU-A-CB (Split System: Heat Pump with Remote Outdoor Unit-Air-Source) | HMH72B341 |  |  | XAHC36DXXN1+TXV | TMLE100C16MP11 | 33600 | 17.5 | 8.1 | 33000 | 23200 | 70.3% | 2.04 | 0 | 10 |  |  |  | No | R-410A | 2.8 | Residential & Commercial | Ducted CEE Tier 1
211391850 | Central HP <5.4 tons | FRASER-JOHNSTON | HRCU-A-CB (Split System: Heat Pump with Remote Outdoor Unit-Air-Source) | HMH72B341 |  |  | XAFB36DBCN1 | TM8E100B12MP11 | 34000 | 18 | 8.1 | 33800 | 23800 | 70.41% | 2.06 | 0 | 10 |  |  |  | No | R-410A | 2.8333 | Residential & Commercial | Ducted CEE Tier 1
212970727 | Central HP <5.4 tons | BRYANT HEATING AND COOLING SYSTEMS | HRCU-A-CB (Split System: Heat Pump with Remote Outdoor Unit-Air-Source) | 38MURAQ36AB3* |  |  | CNPV*4821AL* | 82*SB60090V21*** | 36000 | 16.5 | 8.1 | 38500 | 35000 | 90.91% | 2 | 0 | 10 |  |  |  | No | R-410A | 3 | Residential & Commercial | Ducted CEE Tier 1
212970387 | Central HP <5.4 tons | BRYANT HEATING AND COOLING SYSTEMS | HRCU-A-CB (Split System: Heat Pump with Remote Outdoor Unit-Air-Source) | 38MURAQ36AB3* |  |  | CAP**3717AL* | 82*SB48070V17*** | 36000 | 15.5 | 8.1 | 38500 | 35000 | 90.91% | 2 | 0 | 10 |  |  |  | No | R-410A | 3 | Residential & Commercial | Ducted CEE Tier 1
212969827 | Central HP <5.4 tons | BRYANT HEATING AND COOLING SYSTEMS | HRCU-A-CB (Split System: Heat Pump with Remote Outdoor Unit-Air-Source) | 38MURAQ24AB3* |  |  | CNPV*3017AL* | 82*SB36045V14*** | 23600 | 17 | 8.5 | 26200 | 24600 | 93.89% | 2.04 | 0 | 10.5 |  |  |  | No | R-410A | 1.9667 | Residential & Commercial | Ducted CEE Tier 1
212971395 | Central HP <5.4 tons | BRYANT HEATING AND COOLING SYSTEMS | HRCU-A-CB (Split System: Heat Pump with Remote Outdoor Unit-Air-Source) | 38MURAQ24AB3* |  |  | CAP**2414AL* | 82*TB36045V14*** | 23400 | 17 | 9 | 27000 | 26000 | 96.3% | 2.18 | 0 | 10 |  |  |  | No | R-410A | 1.95 | Residential & Commercial | Ducted CEE Tier 1
212971397 | Central HP <5.4 tons | BRYANT HEATING AND COOLING SYSTEMS | HRCU-A-CB (Split System: Heat Pump with Remote Outdoor Unit-Air-Source) | 38MURAQ24AB3* |  |  | CAP**2417AL* | 82*TB36045V14*** | 23400 | 17 | 9 | 27000 | 25800 | 95.56% | 2.18 | 0 | 10 |  |  |  | No | R-410A | 1.95 | Residential & Commercial | Ducted CEE Tier 1
212972913 | Central HP <5.4 tons | BRYANT HEATING AND COOLING SYSTEMS | HRCU-A-CB (Split System: Heat Pump with Remote Outdoor Unit-Air-Source) | 38MURAQ24AB3* |  |  | CAP**2517AL* | 926SB30040V14*** | 24000 | 16.5 | 8.1 | 25200 | 21800 | 86.51% | 1.82 | 0 | 10 |  |  |  | No | R-410A | 2 | Residential & Commercial | Ducted CEE Tier 1
212973263 | Central HP <5.4 tons | BRYANT HEATING AND COOLING SYSTEMS | HRCU-A-CB (Split System: Heat Pump with Remote Outdoor Unit-Air-Source) | 38MURAQ24AB3* |  |  | CNPV*3017AL* | 926SB36040V17*** | 23200 | 16 | 8.1 | 26200 | 24800 | 94.66% | 2.06 | 0 | 10 |  |  |  | No | R-410A | 1.9333 | Residential & Commercial | Ducted CEE Tier 1
212970417 | Central HP <5.4 tons | BRYANT HEATING AND COOLING SYSTEMS | HRCU-A-CB (Split System: Heat Pump with Remote Outdoor Unit-Air-Source) | 38MURAQ36AB3* |  |  | CAP**4321AL* | 82*SB48070V17*** | 36400 | 16 | 8.5 | 38500 | 35000 | 90.91% | 2.06 | 0 | 10 |  |  |  | No | R-410A | 3.0333 | Residential & Commercial | Ducted CEE Tier 1
212972242 | Central HP <5.4 tons | BRYANT HEATING AND COOLING SYSTEMS | HRCU-A-CB (Split System: Heat Pump with Remote Outdoor Unit-Air-Source) | 38MURAQ36AB3* |  |  | CAP**4824AL* | 82*TB60090V21*** | 35800 | 16.5 | 8.5 | 37800 | 34600 | 91.53% | 2.02 | 0 | 10 |  |  |  | No | R-410A | 2.9833 | Residential & Commercial | Ducted CEE Tier 1
213297860 | Central HP <5.4 tons | FRASER-JOHNSTON | HRCU-A-CB (Split System: Heat Pump with Remote Outdoor Unit-Air-Source) | HMH72B341 |  |  | XAFC30CXXN1+TXV | Z9ET080B12SMPS1 | 32800 | 18.5 | 8.1 | 33000 | 23400 | 70.91% | 2.02 | 0 | 10 |  |  |  | No | R-410A | 2.7333 | Residential & Commercial | Ducted CEE Tier 1
211243438 | Central HP <5.4 tons | KEEPRITE | HRCU-A-CB (Split System: Heat Pump with Remote Outdoor Unit-Air-Source) | DLCURAH24ABK |  |  | EA*4X37L21A* | *80VTL0701716A* | 24800 | 17 | 8.5 | 25400 | 20800 | 81.89% | 1.76 | 0 | 10.5 |  |  |  | No | R-410A | 2.0667 | Residential & Commercial | Ducted CEE Tier 1
212982284 | Central HP <5.4 tons | KEEPRITE | HRCU-A-CB (Split System: Heat Pump with Remote Outdoor Unit-Air-Source) | DLCURAH24ABK |  |  | EA*4X36L17A* | *80MSU0401712A* | 23400 | 17 | 8.5 | 25600 | 23400 | 91.41% | 1.94 | 0 | 10 |  |  |  | No | R-410A | 1.95 | Residential & Commercial | Ducted CEE Tier 1
213778761 | Central HP <5.4 tons | DAY & NIGHT | HRCU-A-CB (Split System: Heat Pump with Remote Outdoor Unit-Air-Source) | CVH837GKA** |  |  | EA*4X36L17A*+WALLCON | *80CTL0901716B* | 31200 | 16.5 | 8.1 | 33200 | 24200 | 72.89% | 1.84 | 0 | 10.5 |  |  |  | No | R-410A | 2.6 | Residential & Commercial | Ducted CEE Tier 1
213778911 | Central HP <5.4 tons | DAY & NIGHT | HRCU-A-CB (Split System: Heat Pump with Remote Outdoor Unit-Air-Source) | CVH837GKA** |  |  | EA*4X36L21A*+WALLCON | *96CTN0601714B* | 31400 | 16.5 | 8.1 | 33200 | 24400 | 73.49% | 1.82 | 0 | 10.5 |  |  |  | No | R-410A | 2.6167 | Residential & Commercial | Ducted CEE Tier 1
213778781 | Central HP <5.4 tons | DAY & NIGHT | HRCU-A-CB (Split System: Heat Pump with Remote Outdoor Unit-Air-Source) | CVH837GKA** |  |  | EA*4X36L17A*+WALLCON | *97CMN0601714B* | 31200 | 16.5 | 8.1 | 33400 | 24600 | 73.65% | 1.82 | 0 | 10.5 |  |  |  | No | R-410A | 2.6 | Residential & Commercial | Ducted CEE Tier 1
213779031 | Central HP <5.4 tons | DAY & NIGHT | HRCU-A-CB (Split System: Heat Pump with Remote Outdoor Unit-Air-Source) | CVH837GKA** |  |  | EA*4X37L21A*+WALLCON | *96CTN0601714B* | 32600 | 17 | 8.1 | 33000 | 25400 | 76.97% | 1.94 | 0 | 11 |  |  |  | No | R-410A | 2.7167 | Residential & Commercial | Ducted CEE Tier 1
214573575 | Central HP <5.4 tons | KEEPRITE | HRCU-A-CB (Split System: Heat Pump with Remote Outdoor Unit-Air-Source) | CVH837GKA** |  |  | EN(A,D,W)4X60L24**+WALLCON | *95CSU1002122B* | 32800 | 19 | 8.5 | 32200 | 24600 | 76.4% | 1.98 | 0 | 12 |  |  |  | No | R-410A | 2.7333 | Residential & Commercial | Ducted CEE Tier 1
213815732 | Central HP <5.4 tons | DAIKIN | HRCU-A-CB (Split System: Heat Pump with Remote Outdoor Unit-Air-Source) | DZ6VSA421EA* |  |  | CA*EA6030*4A*+MBVK20DP1X00A* |  | 40000 | 17 | 8.6 | 40000 | 30600 | 76.5% | 2 | 0 | 10 |  |  |  | No | R-410A | 3.3333 | Residential & Commercial | Ducted CEE Tier 1
211391401 | Central HP <5.4 tons | FRASER-JOHNSTON | HRCU-A-CB (Split System: Heat Pump with Remote Outdoor Unit-Air-Source) | HMH72B341 |  |  | XAHC36DXXN1+TXV | TM8E100C16MP11 | 33600 | 17.5 | 8.1 | 33000 | 23200 | 70.3% | 2.04 | 0 | 10 |  |  |  | No | R-410A | 2.8 | Residential & Commercial | Ducted CEE Tier 1
214421522 | Central HP <5.4 tons | LUXAIRE | HRCU-A-CB (Split System: Heat Pump with Remote Outdoor Unit-Air-Source) | HH836E2S11 |  |  | CTM48C5CFS1+JMET12CS2N1 |  | 33800 | 19 | 9 | 31600 | 25200 | 79.75% | 2 | 0 | 11.7 |  |  |  | No | R-454B | 2.8167 | Residential & Commercial | Ducted CEE Tier 1
214876086 | Central HP <5.4 tons | LUXAIRE | HRCU-A-CB (Split System: Heat Pump with Remote Outdoor Unit-Air-Source) | HMH72B341 |  |  | XAFC36DBCN1+JME12C2SN1 |  | 34000 | 18.5 | 8.5 | 33600 | 23600 | 70.24% | 2 | 0 | 10.5 |  |  |  | No | R-410A | 2.8333 | Residential & Commercial | Ducted CEE Tier 1
211387538 | Central HP <5.4 tons | LUXAIRE | HRCU-A-CB (Split System: Heat Pump with Remote Outdoor Unit-Air-Source) | HMH72B341 |  |  | XAFC36DBCN1 | TP9C100C16MP13 | 34000 | 17.5 | 8.5 | 34000 | 24000 | 70.59% | 2.1 | 0 | 10 |  |  |  | No | R-410A | 2.8333 | Residential & Commercial | Ducted CEE Tier 1
212972642 | Central HP <5.4 tons | BRYANT HEATING AND COOLING SYSTEMS | HRCU-A-CB (Split System: Heat Pump with Remote Outdoor Unit-Air-Source) | 38MURAQ36AB3* |  |  | CAP**4824AL* | 82*TB66135V24*** | 35800 | 16.5 | 8.5 | 37800 | 34600 | 91.53% | 2.02 | 0 | 10 |  |  |  | No | R-410A | 2.9833 | Residential & Commercial | Ducted CEE Tier 1
214398678 | Central HP <5.4 tons | FRASER-JOHNSTON | HRCU-A-CB (Split System: Heat Pump with Remote Outdoor Unit-Air-Source) | HH860E2S11 |  |  | CTM60C5CGS1 | TM9E100C20MP12 | 44500 | 17 | 9 | 45000 | 33800 | 75.11% | 2 | 0 | 11.7 |  |  |  | No | R-454B | 3.7083 | Residential & Commercial | Ducted CEE Tier 1
214397510 | Central HP <5.4 tons | FRASER-JOHNSTON | HRCU-A-CB (Split System: Heat Pump with Remote Outdoor Unit-Air-Source) | HH860E2S11 |  |  | CTM60D5CGS1 | TM9E120D20MP12 | 45000 | 17 | 9 | 46500 | 34800 | 74.84% | 2 | 0 | 11 |  |  |  | No | R-454B | 3.75 | Residential & Commercial | Ducted CEE Tier 1
214397624 | Central HP <5.4 tons | FRASER-JOHNSTON | HRCU-A-CB (Split System: Heat Pump with Remote Outdoor Unit-Air-Source) | HH860E2S11 |  |  | CTM60C5CHS1 | TM8E120C20MP11 | 53500 | 19 | 8.5 | 54000 | 39000 | 72.22% | 2 | 0 | 11 |  |  |  | No | R-454B | 4.4583 | Residential & Commercial | Ducted CEE Tier 1
215937912 | Central HP <5.4 tons | KENMORE | HRCU-A-CB (Split System: Heat Pump with Remote Outdoor Unit-Air-Source) | (C,H,T)5H3V48*K*AAA* |  |  | EVD5X48M24A*+WALLCON | *80CTL1352422B* | 45000 | 20.5 | 8.1 | 52000 | 38000 | 73.08% | 1.95 | 0 | 11.5 |  |  |  | No | R-454B | 3.75 | Residential & Commercial | Ducted CEE Tier 1
214239381 | Central HP <5.4 tons | KENMORE | HRCU-A-CB (Split System: Heat Pump with Remote Outdoor Unit-Air-Source) | (C,H,T)VH837GKA2* |  |  | EN(A,D,W)4X60L24**+WALLCON | *80CTL1352422B* | 32800 | 17.5 | 8.1 | 32200 | 24600 | 76.4% | 1.96 | 0 | 12 |  |  |  | No | R-410A | 2.7333 | Residential & Commercial | Ducted CEE Tier 1
214239211 | Central HP <5.4 tons | KENMORE | HRCU-A-CB (Split System: Heat Pump with Remote Outdoor Unit-Air-Source) | (C,H,T)VH837GKA2* |  |  | EN(A,D,W)4X48L21**+WALLCON | *80CTL1102120B* | 32400 | 17 | 8.1 | 32600 | 24600 | 75.46% | 1.96 | 0 | 11.5 |  |  |  | No | R-410A | 2.7 | Residential & Commercial | Ducted CEE Tier 1
214239011 | Central HP <5.4 tons | KENMORE | HRCU-A-CB (Split System: Heat Pump with Remote Outdoor Unit-Air-Source) | (C,H,T)VH837GKA2* |  |  | END4X42L17**+WALLCON | *97CMN0601714B* | 31800 | 16.5 | 8.1 | 33200 | 25000 | 75.3% | 1.88 | 0 | 11 |  |  |  | No | R-410A | 2.65 | Residential & Commercial | Ducted CEE Tier 1
215853496 | Central HP <5.4 tons | CHAMPION HEATING AND COOLING | HRCU-A-CB (Split System: Heat Pump with Remote Outdoor Unit-Air-Source) | HH860E2S11 |  |  | JHE60C5CH2SS1 |  | 54000 | 19 | 9 | 53500 | 38500 | 71.96% | 2 | 0 | 11.7 |  |  |  | No | R-454B | 4.5 | Residential & Commercial | Ducted CEE Tier 1
215936232 | Central HP <5.4 tons | KENMORE | HRCU-A-CB (Split System: Heat Pump with Remote Outdoor Unit-Air-Source) | (C,H,T)5H3V36*K*AAA* |  |  | EVD5X42M24A*+WALLCON | *97CMN0802120B* | 35400 | 21.5 | 8.5 | 38000 | 28400 | 74.74% | 2.04 | 0 | 12 |  |  |  | No | R-454B | 2.95 | Residential & Commercial | Ducted CEE Tier 1
214651026 | Central HP <5.4 tons | LUXAIRE | HRCU-A-CB (Split System: Heat Pump with Remote Outdoor Unit-Air-Source) | HH824E2S11 |  |  | CTU36B5XDS1+TXV | LP9C080B12MP13 | 23000 | 18 | 9.5 | 23000 | 18400 | 80% | 2 | 0 | 12 |  |  |  | No | R-454B | 1.9167 | Residential & Commercial | Ducted CEE Tier 1
214651251 | Central HP <5.4 tons | LUXAIRE | HRCU-A-CB (Split System: Heat Pump with Remote Outdoor Unit-Air-Source) | HH824E2S11 |  |  | CTU36B5XDS1+TXV | TM9V060B12MP12 | 23000 | 18 | 9.5 | 23000 | 18800 | 81.74% | 2 | 0 | 12 |  |  |  | No | R-454B | 1.9167 | Residential & Commercial | Ducted CEE Tier 1
214651753 | Central HP <5.4 tons | LUXAIRE | HRCU-A-CB (Split System: Heat Pump with Remote Outdoor Unit-Air-Source) | HH824E2S11 |  |  | CTU30B5XCS1+TXV | TM9Y060B12MP11 | 23000 | 17 | 9.5 | 23000 | 18400 | 80% | 2 | 0 | 11.7 |  |  |  | No | R-454B | 1.9167 | Residential & Commercial | Ducted CEE Tier 1
215853311 | Central HP <5.4 tons | CHAMPION HEATING AND COOLING | HRCU-A-CB (Split System: Heat Pump with Remote Outdoor Unit-Air-Source) | HH824E2S11 |  |  | CTM30B5ACS1+JMVT12BC2N1 |  | 23000 | 18 | 9.5 | 23000 | 19000 | 82.61% | 2 | 0 | 12 |  |  |  | No | R-454B | 1.9167 | Residential & Commercial | Ducted CEE Tier 1
214584659 | Central HP <5.4 tons | CHAMPION HEATING AND COOLING | HRCU-A-CB (Split System: Heat Pump with Remote Outdoor Unit-Air-Source) | HH824E2S11 |  |  | CTM30B5ACS1 | Z8ET080B12LMPS1 | 23000 | 18 | 9.5 | 23000 | 18400 | 80% | 2 | 0 | 12 |  |  |  | No | R-454B | 1.9167 | Residential & Commercial | Ducted CEE Tier 1
214584734 | Central HP <5.4 tons | CHAMPION HEATING AND COOLING | HRCU-A-CB (Split System: Heat Pump with Remote Outdoor Unit-Air-Source) | HH824E2S11 |  |  | CTF36B5ADS1 | Z8ET080B12LMPS1 | 23000 | 19 | 9.5 | 23000 | 18600 | 80.87% | 2 | 0 | 12 |  |  |  | No | R-454B | 1.9167 | Residential & Commercial | Ducted CEE Tier 1
213774414 | Central HP <5.4 tons | TEMPSTAR | HRCU-A-CB (Split System: Heat Pump with Remote Outdoor Unit-Air-Source) | TVH825GKA3* |  |  | EHD4X42AAL+WALLCON | *80CTL0701716B* | 24200 | 16 | 8.1 | 21400 | 16600 | 77.57% | 1.98 | 0 | 10.5 |  |  |  | No | R-410A | 2.0167 | Residential & Commercial | Ducted CEE Tier 1
213774464 | Central HP <5.4 tons | TEMPSTAR | HRCU-A-CB (Split System: Heat Pump with Remote Outdoor Unit-Air-Source) | TVH825GKA3* |  |  | EHD4X42AAL+WALLCON | *95CSU0601716B* | 24000 | 16 | 8.1 | 21400 | 16600 | 77.57% | 1.98 | 0 | 10.5 |  |  |  | No | R-410A | 2 | Residential & Commercial | Ducted CEE Tier 1
214396334 | Central HP <5.4 tons | FRASER-JOHNSTON | HRCU-A-CB (Split System: Heat Pump with Remote Outdoor Unit-Air-Source) | HH860E2S11 |  |  | CTM60C5CHS1 | TM8Y100C20MP11 | 54000 | 19 | 9 | 55000 | 39500 | 71.82% | 2 | 0 | 11 |  |  |  | No | R-454B | 4.5 | Residential & Commercial | Ducted CEE Tier 1
214389263 | Central HP <5.4 tons | BRYANT HEATING AND COOLING SYSTEMS | HRCU-A-CB (Split System: Heat Pump with Remote Outdoor Unit-Air-Source) | 284ANV036*0**B* |  |  | CNPV*4217AL*+UI | 987MC42060C17*** | 33200 | 18.5 | 9 | 37600 | 26600 | 70.74% | 1.98 | 0 | 11.5 |  |  |  | No | R-410A | 2.7667 | Residential & Commercial | Ducted CEE Tier 1
214389293 | Central HP <5.4 tons | BRYANT HEATING AND COOLING SYSTEMS | HRCU-A-CB (Split System: Heat Pump with Remote Outdoor Unit-Air-Source) | 284ANV036*0**B* |  |  | CNPV*4821AL*+UI | 987MC42080C17*** | 33600 | 19 | 9 | 36800 | 26200 | 71.2% | 2.02 | 0 | 12 |  |  |  | No | R-410A | 2.8 | Residential & Commercial | Ducted CEE Tier 1
214650932 | Central HP <5.4 tons | LUXAIRE | HRCU-A-CB (Split System: Heat Pump with Remote Outdoor Unit-Air-Source) | HH824E2S11 |  |  | CTU36B5XDS1+TXV | TMLE080B12MP11 | 23000 | 18 | 9.5 | 23000 | 18700 | 81.3% | 2 | 0 | 12 |  |  |  | No | R-454B | 1.9167 | Residential & Commercial | Ducted CEE Tier 1
215936532 | Central HP <5.4 tons | KENMORE | HRCU-A-CB (Split System: Heat Pump with Remote Outdoor Unit-Air-Source) | (C,H,T)5H3V36*K*AAA* |  |  | EVD5X49M24A*+WALLCON | *97CMN1202422B* | 35400 | 22 | 8.5 | 38000 | 28400 | 74.74% | 2.04 | 0 | 12.5 |  |  |  | No | R-454B | 2.95 | Residential & Commercial | Ducted CEE Tier 1
215936312 | Central HP <5.4 tons | KENMORE | HRCU-A-CB (Split System: Heat Pump with Remote Outdoor Unit-Air-Source) | (C,H,T)5H3V36*K*AAA* |  |  | EVD5X48M24A*+WALLCON | *80CTL0702120B* | 35000 | 21.5 | 8.5 | 38500 | 28400 | 73.77% | 2.04 | 0 | 12 |  |  |  | No | R-454B | 2.9167 | Residential & Commercial | Ducted CEE Tier 1
215935712 | Central HP <5.4 tons | KENMORE | HRCU-A-CB (Split System: Heat Pump with Remote Outdoor Unit-Air-Source) | (C,H,T)5H3V36*K*AAA* |  |  | EVD5X36M21A*+WALLCON | *97CMN0601714B* | 34000 | 20 | 8.1 | 38000 | 27000 | 71.05% | 2 | 0 | 11 |  |  |  | No | R-454B | 2.8333 | Residential & Commercial | Ducted CEE Tier 1
215935812 | Central HP <5.4 tons | KENMORE | HRCU-A-CB (Split System: Heat Pump with Remote Outdoor Unit-Air-Source) | (C,H,T)5H3V36*K*AAA* |  |  | EVD5X38M17A*+WALLCON | *80CSU0401712A* | 35400 | 22 | 8.5 | 38500 | 28800 | 74.81% | 2.04 | 0 | 12 |  |  |  | No | R-454B | 2.95 | Residential & Commercial | Ducted CEE Tier 1
210474602 | Central HP <5.4 tons | CARRIER | HRCU-A-CB (Split System: Heat Pump with Remote Outdoor Unit-Air-Source) | 25VNA825A*032* |  |  | CSPH*4812AL*+UI | 59MN7B120C24**22 | 24200 | 16 | 8.1 | 21200 | 16600 | 78.3% | 2.02 | 0 | 10.5 |  |  |  | No | R-410A | 2.0167 | Residential & Commercial | Ducted CEE Tier 1
216374704 | Central HP <5.4 tons | FRASER-JOHNSTON | HRCU-A-CB (Split System: Heat Pump with Remote Outdoor Unit-Air-Source) | HH824E2S11 |  |  | CTU30B5XCS1+TXV | Z9ET080B12SMPS1 | 23000 | 18 | 9.5 | 23000 | 18100 | 78.7% | 2 | 0 | 12 |  |  |  | No | R-454B | 1.9167 | Residential & Commercial | Ducted CEE Tier 1
215937272 | Central HP <5.4 tons | KENMORE | HRCU-A-CB (Split System: Heat Pump with Remote Outdoor Unit-Air-Source) | (C,H,T)5H3V48*K*AAA* |  |  | EVM5X49M21A*+WALLCON | *96CTN0801714B* | 44000 | 20 | 8.1 | 53500 | 37600 | 70.28% | 2 | 0 | 11.5 |  |  |  | No | R-454B | 3.6667 | Residential & Commercial | Ducted CEE Tier 1
215937572 | Central HP <5.4 tons | KENMORE | HRCU-A-CB (Split System: Heat Pump with Remote Outdoor Unit-Air-Source) | (C,H,T)5H3V48*K*AAA* |  |  | EVM5X60M24A*+WALLCON | *96CTN1202422B* | 45500 | 20.5 | 8.1 | 52500 | 38000 | 72.38% | 1.95 | 0 | 11.5 |  |  |  | No | R-454B | 3.7917 | Residential & Commercial | Ducted CEE Tier 1
214808994 | Central HP <5.4 tons | LUXAIRE | HRCU-A-CB (Split System: Heat Pump with Remote Outdoor Unit-Air-Source) | HH860E2S11 |  |  | CTU60C5XGS1+JMET16CS2N1+TXV |  | 45500 | 19 | 9 | 45500 | 34200 | 75.16% | 2 | 0 | 11.7 |  |  |  | No | R-454B | 3.7917 | Residential & Commercial | Ducted CEE Tier 1
214809178 | Central HP <5.4 tons | LUXAIRE | HRCU-A-CB (Split System: Heat Pump with Remote Outdoor Unit-Air-Source) | HH860E2S11 |  |  | CTU60C5XGS1+TXV | TMLV100C16MP12 | 43500 | 18 | 9 | 44000 | 33400 | 75.91% | 2 | 0 | 11.7 |  |  |  | No | R-454B | 3.625 | Residential & Commercial | Ducted CEE Tier 1
215853494 | Central HP <5.4 tons | CHAMPION HEATING AND COOLING | HRCU-A-CB (Split System: Heat Pump with Remote Outdoor Unit-Air-Source) | HH860E2S11 |  |  | CTM60D5CJS1 | TP9C120D20MP13 | 53500 | 19 | 9 | 55500 | 40000 | 72.07% | 2 | 0 | 11 |  |  |  | No | R-454B | 4.4583 | Residential & Commercial | Ducted CEE Tier 1
210474471 | Central HP <5.4 tons | BRYANT HEATING AND COOLING SYSTEMS | HRCU-A-CB (Split System: Heat Pump with Remote Outdoor Unit-Air-Source) | 288BNV025*0**C* |  |  | CSPH*4812AL*+UI | 83*CA36040C17*** | 24200 | 16.5 | 8.1 | 21200 | 16600 | 78.3% | 2.02 | 0 | 11 |  |  |  | No | R-410A | 2.0167 | Residential & Commercial | Ducted CEE Tier 1
208141135 | Central HP <5.4 tons | TCL | HRCU-A-CB (Split System: Heat Pump with Remote Outdoor Unit-Air-Source) | TCU-36D7HEWA/DV2O |  |  | TCE-4248D6HWA/DVOE(03) | MGH96M100C5A | 33000 | 16.5 | 8.5 | 34600 | 24400 | 70.52% | 1.95 | 11 | 11 |  |  |  | No | R-410A | 2.75 | Residential & Commercial | Ducted CEE Tier 1
211010186 | Central HP <5.4 tons | LUXAIRE | HRCU-A-CB (Split System: Heat Pump with Remote Outdoor Unit-Air-Source) | HL20B3621 |  |  | JHVVB36DE2C2N1+CC |  | 32000 | 19.5 | 8.5 | 33600 | 26400 | 78.57% | 1.9 | 0 | 12.4 |  |  |  | No | R-410A | 2.6667 | Residential & Commercial | Ducted CEE Tier 1
212969507 | Central HP <5.4 tons | BRYANT HEATING AND COOLING SYSTEMS | HRCU-A-CB (Split System: Heat Pump with Remote Outdoor Unit-Air-Source) | 38MURAQ18AB3* |  |  | CAP**1917AL* | 82*SB36045V14*** | 18200 | 16.5 | 8.5 | 18100 | 17700 | 97.79% | 2.14 | 0 | 11 |  |  |  | No | R-410A | 1.5167 | Residential & Commercial | Ducted CEE Tier 1
212971479 | Central HP <5.4 tons | BRYANT HEATING AND COOLING SYSTEMS | HRCU-A-CB (Split System: Heat Pump with Remote Outdoor Unit-Air-Source) | 38MURAQ18AB3* |  |  | CNPV*2417AL* | 82*TB48070V17*** | 17500 | 16 | 8.5 | 18500 | 19200 | 103.8% | 2.3 | 0 | 10.5 |  |  |  | No | R-410A | 1.4583 | Residential & Commercial | Ducted CEE Tier 1
211258029 | Central HP <5.4 tons | CARRIER | HRCU-A-CB (Split System: Heat Pump with Remote Outdoor Unit-Air-Source) | 38MURAQ18AB3* |  |  | CNPV*2417AL* | 59SC2D080E17**16 | 18500 | 16 | 8.5 | 19500 | 18400 | 94.36% | 2.24 | 0 | 11 |  |  |  | No | R-410A | 1.5417 | Residential & Commercial | Ducted CEE Tier 1
211258113 | Central HP <5.4 tons | CARRIER | HRCU-A-CB (Split System: Heat Pump with Remote Outdoor Unit-Air-Source) | 38MURAQ18AB3* |  |  | FB4CNP024L |  | 17300 | 16 | 8.5 | 18200 | 19400 | 106.6% | 2.34 | 0 | 10.5 |  |  |  | No | R-410A | 1.4417 | Residential & Commercial | Ducted CEE Tier 1
214809014 | Central HP <5.4 tons | LUXAIRE | HRCU-A-CB (Split System: Heat Pump with Remote Outdoor Unit-Air-Source) | HH860E2S11 |  |  | CTU60C5XGS1+TXV | TP9C100C16MP13 | 43500 | 18 | 9 | 44000 | 33200 | 75.45% | 2 | 0 | 11.7 |  |  |  | No | R-454B | 3.625 | Residential & Commercial | Ducted CEE Tier 1
214398302 | Central HP <5.4 tons | FRASER-JOHNSTON | HRCU-A-CB (Split System: Heat Pump with Remote Outdoor Unit-Air-Source) | HH860E2S11 |  |  | CTF60C5CGS1 | TM8E080C20MP11 | 44500 | 17 | 9 | 45000 | 33800 | 75.11% | 2 | 0 | 11.7 |  |  |  | No | R-454B | 3.7083 | Residential & Commercial | Ducted CEE Tier 1
214584729 | Central HP <5.4 tons | CHAMPION HEATING AND COOLING | HRCU-A-CB (Split System: Heat Pump with Remote Outdoor Unit-Air-Source) | HH860E2S11 |  |  | CTF60D5CGS1 | Z8ES130D20SMPS1 | 45000 | 18 | 9 | 45000 | 33200 | 73.78% | 2 | 0 | 12 |  |  |  | No | R-454B | 3.75 | Residential & Commercial | Ducted CEE Tier 1
214649824 | Central HP <5.4 tons | LUXAIRE | HRCU-A-CB (Split System: Heat Pump with Remote Outdoor Unit-Air-Source) | HH860E2S11 |  |  | CTU60D5XGS1+TXV | TMLE130D20MP11 | 46000 | 18 | 9 | 47500 | 35200 | 74.11% | 2 | 0 | 11 |  |  |  | No | R-454B | 3.8333 | Residential & Commercial | Ducted CEE Tier 1
214651816 | Central HP <5.4 tons | LUXAIRE | HRCU-A-CB (Split System: Heat Pump with Remote Outdoor Unit-Air-Source) | HH860E2S11 |  |  | CTU60D5XGS1+TXV | TM9Y120D20MP11 | 44000 | 18 | 9 | 44000 | 33400 | 75.91% | 2 | 0 | 11.7 |  |  |  | No | R-454B | 3.6667 | Residential & Commercial | Ducted CEE Tier 1
214584759 | Central HP <5.4 tons | CHAMPION HEATING AND COOLING | HRCU-A-CB (Split System: Heat Pump with Remote Outdoor Unit-Air-Source) | HH860E2S11 |  |  | CTF60C5CGS1 | Z8ES120C16SMPS1 | 44000 | 18 | 9 | 43500 | 33000 | 75.86% | 2 | 0 | 12 |  |  |  | No | R-454B | 3.6667 | Residential & Commercial | Ducted CEE Tier 1
214649809 | Central HP <5.4 tons | LUXAIRE | HRCU-A-CB (Split System: Heat Pump with Remote Outdoor Unit-Air-Source) | HH824E2S11 |  |  | CTU30B5XCS1+TXV | TM8E080B12MP11 | 23000 | 17 | 9.5 | 23000 | 18400 | 80% | 2 | 0 | 12 |  |  |  | No | R-454B | 1.9167 | Residential & Commercial | Ducted CEE Tier 1
214650998 | Central HP <5.4 tons | LUXAIRE | HRCU-A-CB (Split System: Heat Pump with Remote Outdoor Unit-Air-Source) | HH824E2S11 |  |  | CTU36B5XDS1+TXV | TM9V080B12MP12 | 23000 | 18 | 9.5 | 23000 | 18400 | 80% | 2 | 0 | 12 |  |  |  | No | R-454B | 1.9167 | Residential & Commercial | Ducted CEE Tier 1
214807696 | Central HP <5.4 tons | LUXAIRE | HRCU-A-CB (Split System: Heat Pump with Remote Outdoor Unit-Air-Source) | HH824E2S11 |  |  | CTU36B5XDS1+JMVT12BC2N1+TXV |  | 23000 | 19 | 9.5 | 23000 | 18500 | 80.43% | 2 | 0 | 12 |  |  |  | No | R-454B | 1.9167 | Residential & Commercial | Ducted CEE Tier 1
214650173 | Central HP <5.4 tons | LUXAIRE | HRCU-A-CB (Split System: Heat Pump with Remote Outdoor Unit-Air-Source) | HH824E2S11 |  |  | CTU36B5XDS1+TXV | TM8V080B12MP12 | 23000 | 18 | 9 | 23000 | 18500 | 80.43% | 2 | 0 | 12 |  |  |  | No | R-454B | 1.9167 | Residential & Commercial | Ducted CEE Tier 1
214651802 | Central HP <5.4 tons | LUXAIRE | HRCU-A-CB (Split System: Heat Pump with Remote Outdoor Unit-Air-Source) | HH824E2S11 |  |  | CTU30B5XCS1+TXV | TM9E080B12MP12 | 23000 | 17 | 9.5 | 23000 | 19400 | 84.35% | 2 | 0 | 11.7 |  |  |  | No | R-454B | 1.9167 | Residential & Commercial | Ducted CEE Tier 1
215935402 | Central HP <5.4 tons | KENMORE | HRCU-A-CB (Split System: Heat Pump with Remote Outdoor Unit-Air-Source) | (C,H,T)5H3V36*K*AAA* |  |  | EVM5X60M24A*+WALLCON | *97CMN0602120B* | 35200 | 21 | 8.5 | 38500 | 28800 | 74.81% | 2.02 | 0 | 12 |  |  |  | No | R-454B | 2.9333 | Residential & Commercial | Ducted CEE Tier 1
215935502 | Central HP <5.4 tons | KENMORE | HRCU-A-CB (Split System: Heat Pump with Remote Outdoor Unit-Air-Source) | (C,H,T)5H3V36*K*AAA* |  |  | EVM5X61M24A*+WALLCON | *97CMN0602120B* | 35800 | 21.5 | 8.5 | 38000 | 28600 | 75.26% | 2.06 | 0 | 12 |  |  |  | No | R-454B | 2.9833 | Residential & Commercial | Ducted CEE Tier 1
215935652 | Central HP <5.4 tons | KENMORE | HRCU-A-CB (Split System: Heat Pump with Remote Outdoor Unit-Air-Source) | (C,H,T)5H3V36*K*AAA* |  |  | EVD5X36M21A*+WALLCON | *80CTL0901716B* | 34400 | 21 | 8.5 | 38500 | 28200 | 73.25% | 2.04 | 0 | 11.7 |  |  |  | No | R-454B | 2.8667 | Residential & Commercial | Ducted CEE Tier 1
214807721 | Central HP <5.4 tons | LUXAIRE | HRCU-A-CB (Split System: Heat Pump with Remote Outdoor Unit-Air-Source) | HH824E2S11 |  |  | CTM36B5ADS1 | TPLC080B12MP13 | 23000 | 17 | 9 | 23000 | 17700 | 76.96% | 2 | 0 | 12 |  |  |  | No | R-454B | 1.9167 | Residential & Commercial | Ducted CEE Tier 1
215935992 | Central HP <5.4 tons | KENMORE | HRCU-A-CB (Split System: Heat Pump with Remote Outdoor Unit-Air-Source) | (C,H,T)5H3V36*K*AAA* |  |  | EVD5X42M21A*+WALLCON | *80CTL0701716B* | 34200 | 20.5 | 8.5 | 39000 | 28400 | 72.82% | 2.02 | 0 | 11.5 |  |  |  | No | R-454B | 2.85 | Residential & Commercial | Ducted CEE Tier 1
215935742 | Central HP <5.4 tons | KENMORE | HRCU-A-CB (Split System: Heat Pump with Remote Outdoor Unit-Air-Source) | (C,H,T)5H3V36*K*AAA* |  |  | EVD5X36M21A*+WALLCON | *97CMN0802120B* | 34400 | 20.5 | 8.5 | 38500 | 28200 | 73.25% | 2.04 | 0 | 11.7 |  |  |  | No | R-454B | 2.8667 | Residential & Commercial | Ducted CEE Tier 1
215935892 | Central HP <5.4 tons | KENMORE | HRCU-A-CB (Split System: Heat Pump with Remote Outdoor Unit-Air-Source) | (C,H,T)5H3V36*K*AAA* |  |  | EVD5X38M17A*+WALLCON | *97CMN0801714B* | 35200 | 21 | 8.5 | 38500 | 29200 | 75.84% | 2 | 0 | 11.7 |  |  |  | No | R-454B | 2.9333 | Residential & Commercial | Ducted CEE Tier 1
214807716 | Central HP <5.4 tons | LUXAIRE | HRCU-A-CB (Split System: Heat Pump with Remote Outdoor Unit-Air-Source) | HH824E2S11 |  |  | CTU36B5XDS1+JME12B2SN1+TXV |  | 23000 | 19 | 9.5 | 23000 | 18500 | 80.43% | 2 | 0 | 12 |  |  |  | No | R-454B | 1.9167 | Residential & Commercial | Ducted CEE Tier 1
215936542 | Central HP <5.4 tons | KENMORE | HRCU-A-CB (Split System: Heat Pump with Remote Outdoor Unit-Air-Source) | (C,H,T)5H3V36*K*AAA* |  |  | EVD5X49M24A*+WALLCON | *96CTN1002122B* | 35400 | 22 | 8.5 | 38000 | 28400 | 74.74% | 2.04 | 0 | 12.5 |  |  |  | No | R-454B | 2.95 | Residential & Commercial | Ducted CEE Tier 1
212969567 | Central HP <5.4 tons | BRYANT HEATING AND COOLING SYSTEMS | HRCU-A-CB (Split System: Heat Pump with Remote Outdoor Unit-Air-Source) | 38MURAQ18AB3* |  |  | CNPV*2414AL* | 82*SB36045V14*** | 17700 | 16.5 | 8.5 | 18700 | 19100 | 102.1% | 2.3 | 0 | 11 |  |  |  | No | R-410A | 1.475 | Residential & Commercial | Ducted CEE Tier 1
212971457 | Central HP <5.4 tons | BRYANT HEATING AND COOLING SYSTEMS | HRCU-A-CB (Split System: Heat Pump with Remote Outdoor Unit-Air-Source) | 38MURAQ18AB3* |  |  | CAP**2517AL* | 82*TB48070V17*** | 18000 | 16.5 | 8.5 | 17900 | 17700 | 98.88% | 2.14 | 0 | 11 |  |  |  | No | R-410A | 1.5 | Residential & Commercial | Ducted CEE Tier 1
213771561 | Central HP <5.4 tons | DAY & NIGHT | HRCU-A-CB (Split System: Heat Pump with Remote Outdoor Unit-Air-Source) | CVH825GKA2* |  |  | EA*4X48L21A*+WALLCON | *80CTL0451712B* | 24000 | 16.5 | 8.1 | 21000 | 16600 | 79.05% | 2 | 0 | 10.5 |  |  |  | No | R-410A | 2 | Residential & Commercial | Ducted CEE Tier 1
213771711 | Central HP <5.4 tons | DAY & NIGHT | HRCU-A-CB (Split System: Heat Pump with Remote Outdoor Unit-Air-Source) | CVH825GKA2* |  |  | EA*4X48L24A*+WALLCON | *97CMN1002122B* | 24200 | 16.5 | 8.1 | 21000 | 16500 | 78.57% | 2.02 | 0 | 11 |  |  |  | No | R-410A | 2.0167 | Residential & Commercial | Ducted CEE Tier 1
213772371 | Central HP <5.4 tons | DAY & NIGHT | HRCU-A-CB (Split System: Heat Pump with Remote Outdoor Unit-Air-Source) | CVH825GKA2* |  |  | EHD4X42AAL+WALLCON | *97CMN1202422B* | 24200 | 16 | 8.1 | 21400 | 16600 | 77.57% | 2 | 0 | 10.5 |  |  |  | No | R-410A | 2.0167 | Residential & Commercial | Ducted CEE Tier 1
213772571 | Central HP <5.4 tons | DAY & NIGHT | HRCU-A-CB (Split System: Heat Pump with Remote Outdoor Unit-Air-Source) | CVH825GKA2* |  |  | EHD4X48AAL+WALLCON | *96CTN0801714B* | 24200 | 16 | 8.1 | 21400 | 16600 | 77.57% | 2.02 | 0 | 10.5 |  |  |  | No | R-410A | 2.0167 | Residential & Commercial | Ducted CEE Tier 1
213771352 | Central HP <5.4 tons | KEEPRITE | HRCU-A-CB (Split System: Heat Pump with Remote Outdoor Unit-Air-Source) | CVH825GKA2* |  |  | EA*4X42L21A*+WALLCON | *96CTN0801714B* | 23600 | 16.5 | 8.1 | 21400 | 16700 | 78.04% | 1.96 | 0 | 10.5 |  |  |  | No | R-410A | 1.9667 | Residential & Commercial | Ducted CEE Tier 1
213771032 | Central HP <5.4 tons | KEEPRITE | HRCU-A-CB (Split System: Heat Pump with Remote Outdoor Unit-Air-Source) | CVH825GKA2* |  |  | EA*4X37L17A*+WALLCON | *80CTL0451712B* | 24000 | 16 | 8.1 | 21600 | 16800 | 77.78% | 1.98 | 0 | 10.5 |  |  |  | No | R-410A | 2 | Residential & Commercial | Ducted CEE Tier 1
213771732 | Central HP <5.4 tons | KEEPRITE | HRCU-A-CB (Split System: Heat Pump with Remote Outdoor Unit-Air-Source) | CVH825GKA2* |  |  | EA*4X48L24A*+WALLCON | *96CTN1002122B* | 24200 | 16.5 | 8.1 | 21000 | 16500 | 78.57% | 2.02 | 0 | 11 |  |  |  | No | R-410A | 2.0167 | Residential & Commercial | Ducted CEE Tier 1
213771332 | Central HP <5.4 tons | KEEPRITE | HRCU-A-CB (Split System: Heat Pump with Remote Outdoor Unit-Air-Source) | CVH825GKA2* |  |  | EA*4X42L21A*+WALLCON | *97CMN1002122B* | 23800 | 16.5 | 8.1 | 21400 | 16600 | 77.57% | 1.96 | 0 | 11 |  |  |  | No | R-410A | 1.9833 | Residential & Commercial | Ducted CEE Tier 1
213770812 | Central HP <5.4 tons | KEEPRITE | HRCU-A-CB (Split System: Heat Pump with Remote Outdoor Unit-Air-Source) | CVH825GKA2* |  |  | EA*4X36L17A*+WALLCON | *80CTL0451712B* | 23400 | 16 | 8.1 | 21600 | 16800 | 77.78% | 1.92 | 0 | 10.5 |  |  |  | No | R-410A | 1.95 | Residential & Commercial | Ducted CEE Tier 1
215853452 | Central HP <5.4 tons | CHAMPION HEATING AND COOLING | HRCU-A-CB (Split System: Heat Pump with Remote Outdoor Unit-Air-Source) | HH836E2S11 |  |  | CTM36C5CDS1 | Z9ES080C16SMPS1 | 33600 | 18 | 8.5 | 31200 | 25400 | 81.41% | 2 | 0 | 11 |  |  |  | No | R-454B | 2.8 | Residential & Commercial | Ducted CEE Tier 1
213771492 | Central HP <5.4 tons | KEEPRITE | HRCU-A-CB (Split System: Heat Pump with Remote Outdoor Unit-Air-Source) | CVH825GKA2* |  |  | EA*4X43L21A*+WALLCON | *95CSU0601716B* | 24400 | 16.5 | 8.1 | 21200 | 16600 | 78.3% | 2.02 | 0 | 10.5 |  |  |  | No | R-410A | 2.0333 | Residential & Commercial | Ducted CEE Tier 1
213771342 | Central HP <5.4 tons | KEEPRITE | HRCU-A-CB (Split System: Heat Pump with Remote Outdoor Unit-Air-Source) | CVH825GKA2* |  |  | EA*4X42L21A*+WALLCON | *96CTN0601714B* | 23600 | 16.5 | 8.1 | 21400 | 16700 | 78.04% | 1.96 | 0 | 10.5 |  |  |  | No | R-410A | 1.9667 | Residential & Commercial | Ducted CEE Tier 1
213771392 | Central HP <5.4 tons | KEEPRITE | HRCU-A-CB (Split System: Heat Pump with Remote Outdoor Unit-Air-Source) | CVH825GKA2* |  |  | EA*4X42L24A*+WALLCON | *80CTL1352422B* | 23800 | 16.5 | 8.1 | 21400 | 16600 | 77.57% | 1.96 | 0 | 11 |  |  |  | No | R-410A | 1.9833 | Residential & Commercial | Ducted CEE Tier 1
215936562 | Central HP <5.4 tons | KENMORE | HRCU-A-CB (Split System: Heat Pump with Remote Outdoor Unit-Air-Source) | (C,H,T)5H3V36*K*AAA* |  |  | EVD5X60M21A*+WALLCON | *80CSU0401712A* | 35600 | 22 | 8.5 | 38000 | 28800 | 75.79% | 2.02 | 0 | 12 |  |  |  | No | R-454B | 2.9667 | Residential & Commercial | Ducted CEE Tier 1
215936442 | Central HP <5.4 tons | KENMORE | HRCU-A-CB (Split System: Heat Pump with Remote Outdoor Unit-Air-Source) | (C,H,T)5H3V36*K*AAA* |  |  | EVD5X49M24A*+WALLCON | *80CTL0702120B* | 35400 | 21.5 | 8.5 | 38000 | 28600 | 75.26% | 2.04 | 0 | 12 |  |  |  | No | R-454B | 2.95 | Residential & Commercial | Ducted CEE Tier 1
215935572 | Central HP <5.4 tons | KENMORE | HRCU-A-CB (Split System: Heat Pump with Remote Outdoor Unit-Air-Source) | (C,H,T)5H3V36*K*AAA* |  |  | EVD5X36M17A*+WALLCON | *97CMN0601714B* | 34000 | 20 | 8.1 | 38000 | 27200 | 71.58% | 2 | 0 | 11 |  |  |  | No | R-454B | 2.8333 | Residential & Commercial | Ducted CEE Tier 1
215935482 | Central HP <5.4 tons | KENMORE | HRCU-A-CB (Split System: Heat Pump with Remote Outdoor Unit-Air-Source) | (C,H,T)5H3V36*K*AAA* |  |  | EVM5X61M24A*+WALLCON | *80CTL1352422B* | 36000 | 22.5 | 8.5 | 37600 | 28200 | 75% | 2.04 | 0 | 12.5 |  |  |  | No | R-454B | 3 | Residential & Commercial | Ducted CEE Tier 1
214807740 | Central HP <5.4 tons | LUXAIRE | HRCU-A-CB (Split System: Heat Pump with Remote Outdoor Unit-Air-Source) | HH824E2S11 |  |  | CTM36B5ADS1 | TP9C080B12MP13 | 23000 | 18 | 9.5 | 23000 | 18500 | 80.43% | 2 | 0 | 12 |  |  |  | No | R-454B | 1.9167 | Residential & Commercial | Ducted CEE Tier 1
214810250 | Central HP <5.4 tons | LUXAIRE | HRCU-A-CB (Split System: Heat Pump with Remote Outdoor Unit-Air-Source) | HH824E2S11 |  |  | CTM36B5ADS1 | TM9V080B12MP12 | 23000 | 18 | 9.5 | 23000 | 18500 | 80.43% | 2 | 0 | 12 |  |  |  | No | R-454B | 1.9167 | Residential & Commercial | Ducted CEE Tier 1
214649994 | Central HP <5.4 tons | LUXAIRE | HRCU-A-CB (Split System: Heat Pump with Remote Outdoor Unit-Air-Source) | HH824E2S11 |  |  | CTU30B5XCS1+TXV | TL9E060B12UH11 | 23000 | 17 | 9.5 | 23000 | 18400 | 80% | 2 | 0 | 12 |  |  |  | No | R-454B | 1.9167 | Residential & Commercial | Ducted CEE Tier 1
214397555 | Central HP <5.4 tons | FRASER-JOHNSTON | HRCU-A-CB (Split System: Heat Pump with Remote Outdoor Unit-Air-Source) | HH824E2S11 |  |  | CTM30B5ACS1 | TM8V080B12MP12 | 23000 | 17 | 9.5 | 23000 | 17900 | 77.83% | 2 | 0 | 12 |  |  |  | No | R-454B | 1.9167 | Residential & Commercial | Ducted CEE Tier 1
214397639 | Central HP <5.4 tons | FRASER-JOHNSTON | HRCU-A-CB (Split System: Heat Pump with Remote Outdoor Unit-Air-Source) | HH860E2S11 |  |  | CTF60D5CJS1 | TM9E120D20MP12 | 53000 | 18 | 9 | 55000 | 40000 | 72.73% | 2 | 0 | 11 |  |  |  | No | R-454B | 4.4167 | Residential & Commercial | Ducted CEE Tier 1
214584644 | Central HP <5.4 tons | CHAMPION HEATING AND COOLING | HRCU-A-CB (Split System: Heat Pump with Remote Outdoor Unit-Air-Source) | HH860E2S11 |  |  | CTM60C5CGS1 | Z8ES120C20SMPS1 | 44000 | 18 | 9 | 44500 | 33400 | 75.06% | 2 | 0 | 11.7 |  |  |  | No | R-454B | 3.6667 | Residential & Commercial | Ducted CEE Tier 1
214807847 | Central HP <5.4 tons | LUXAIRE | HRCU-A-CB (Split System: Heat Pump with Remote Outdoor Unit-Air-Source) | HH860E2S11 |  |  | CTU60D5XHS1+JME18D2SN1+TXV |  | 54000 | 19 | 9 | 53500 | 38500 | 71.96% | 2 | 0 | 12 |  |  |  | No | R-454B | 4.5 | Residential & Commercial | Ducted CEE Tier 1
214649904 | Central HP <5.4 tons | LUXAIRE | HRCU-A-CB (Split System: Heat Pump with Remote Outdoor Unit-Air-Source) | HH860E2S11 |  |  | CTU60D5XGS1+TXV | TM9E120D20MP12 | 45000 | 17 | 9 | 47000 | 35000 | 74.47% | 2 | 0 | 11 |  |  |  | No | R-454B | 3.75 | Residential & Commercial | Ducted CEE Tier 1
215937112 | Central HP <5.4 tons | KENMORE | HRCU-A-CB (Split System: Heat Pump with Remote Outdoor Unit-Air-Source) | (C,H,T)5H3V48*K*AAA* |  |  | EVM5X48M21A*+WALLCON | *96CTN0801714B* | 43000 | 19 | 8.1 | 53000 | 37600 | 70.94% | 2 | 0 | 11 |  |  |  | No | R-454B | 3.5833 | Residential & Commercial | Ducted CEE Tier 1
214807832 | Central HP <5.4 tons | LUXAIRE | HRCU-A-CB (Split System: Heat Pump with Remote Outdoor Unit-Air-Source) | HH860E2S11 |  |  | CTU60D5XHS1+JMET18DS2N1+TXV |  | 54000 | 19 | 9 | 53500 | 38500 | 71.96% | 2 | 0 | 12 |  |  |  | No | R-454B | 4.5 | Residential & Commercial | Ducted CEE Tier 1
214809004 | Central HP <5.4 tons | LUXAIRE | HRCU-A-CB (Split System: Heat Pump with Remote Outdoor Unit-Air-Source) | HH860E2S11 |  |  | CTU60C5XGS1+JMC17C2SN1+TXV |  | 44500 | 18 | 9 | 44000 | 33000 | 75% | 2 | 0 | 12 |  |  |  | No | R-454B | 3.7083 | Residential & Commercial | Ducted CEE Tier 1
213607745 | Central HP <5.4 tons | KEEPRITE | HRCU-A-CB (Split System: Heat Pump with Remote Outdoor Unit-Air-Source) | DLCURAH36ABK |  |  | FTMA4B48L0C* |  | 36400 | 17 | 9 | 37200 | 34600 | 93.01% | 2.08 | 0 | 10 |  |  |  | No | R-410A | 3.0333 | Residential & Commercial | Ducted CEE Tier 1
214242303 | Central HP <5.4 tons | KENMORE | HRCU-A-CB (Split System: Heat Pump with Remote Outdoor Unit-Air-Source) | (C,H,T)VH825GKA3* |  |  | EN(A,D,W)4X48L21**+WALLCON | *96CTN0601714B* | 24000 | 16.5 | 8.1 | 21400 | 16600 | 77.57% | 2 | 0 | 11 |  |  |  | No | R-410A | 2 | Residential & Commercial | Ducted CEE Tier 1
210595831 | Central HP <5.4 tons | KENMORE | HRCU-A-CB (Split System: Heat Pump with Remote Outdoor Unit-Air-Source) | (C,H,T)VH837GKA** |  |  | EA*4X61L21A*+WALLCON | *95CSU1002122A* | 33200 | 18 | 8.5 | 32000 | 24800 | 77.5% | 2 | 0 | 11.5 |  |  |  | No | R-410A | 2.7667 | Residential & Commercial | Ducted CEE Tier 1
214584744 | Central HP <5.4 tons | CHAMPION HEATING AND COOLING | HRCU-A-CB (Split System: Heat Pump with Remote Outdoor Unit-Air-Source) | HH836E2S11 |  |  | CTM36C5CDS1 | Z8ES120C16SMPS1 | 34400 | 18 | 8.5 | 31600 | 25800 | 81.65% | 2 | 0 | 11.7 |  |  |  | No | R-454B | 2.8667 | Residential & Commercial | Ducted CEE Tier 1
214584674 | Central HP <5.4 tons | CHAMPION HEATING AND COOLING | HRCU-A-CB (Split System: Heat Pump with Remote Outdoor Unit-Air-Source) | HH836E2S11 |  |  | CTF36C5CDS1 | Z8ES120C16SMPS1 | 34400 | 18 | 8.5 | 31600 | 25800 | 81.65% | 2 | 0 | 11.7 |  |  |  | No | R-454B | 2.8667 | Residential & Commercial | Ducted CEE Tier 1
214807757 | Central HP <5.4 tons | LUXAIRE | HRCU-A-CB (Split System: Heat Pump with Remote Outdoor Unit-Air-Source) | HH836E2S11 |  |  | CTU36B5XDS1+JMC12B2SN1+TXV |  | 34000 | 19 | 9 | 31400 | 25600 | 81.53% | 2 | 0 | 11.7 |  |  |  | No | R-454B | 2.8333 | Residential & Commercial | Ducted CEE Tier 1
215853443 | Central HP <5.4 tons | CHAMPION HEATING AND COOLING | HRCU-A-CB (Split System: Heat Pump with Remote Outdoor Unit-Air-Source) | HH836E2S11 |  |  | CTM36B5CDS1 | Z9ES060B12SMPS1 | 33200 | 17 | 8.5 | 31000 | 25400 | 81.94% | 2 | 0 | 11 |  |  |  | No | R-454B | 2.7667 | Residential & Commercial | Ducted CEE Tier 1
212977755 | Central HP <5.4 tons | BRYANT HEATING AND COOLING SYSTEMS | HRCU-A-CB (Split System: Heat Pump with Remote Outdoor Unit-Air-Source) | 38MURAQ18AB3* |  |  | CAP**3014AL* | 8(0,1)*SB36045M14*** | 17600 | 16.5 | 8.5 | 18100 | 18700 | 103.3% | 2.24 | 0 | 10.5 |  |  |  | No | R-410A | 1.4667 | Residential & Commercial | Ducted CEE Tier 1
212977791 | Central HP <5.4 tons | BRYANT HEATING AND COOLING SYSTEMS | HRCU-A-CB (Split System: Heat Pump with Remote Outdoor Unit-Air-Source) | 38MURAQ18AB3* |  |  | CNPV*2414AL* | 8(0,1)*SB36045M14*** | 17500 | 16.5 | 8.5 | 18400 | 19200 | 104.3% | 2.3 | 0 | 11 |  |  |  | No | R-410A | 1.4583 | Residential & Commercial | Ducted CEE Tier 1
212973013 | Central HP <5.4 tons | BRYANT HEATING AND COOLING SYSTEMS | HRCU-A-CB (Split System: Heat Pump with Remote Outdoor Unit-Air-Source) | 38MURAQ18AB3* |  |  | CAP**1917AL* | 926SB36040V17*** | 17700 | 16 | 8.1 | 17800 | 17900 | 100.6% | 2.16 | 0 | 10.5 |  |  |  | No | R-410A | 1.475 | Residential & Commercial | Ducted CEE Tier 1
212973333 | Central HP <5.4 tons | BRYANT HEATING AND COOLING SYSTEMS | HRCU-A-CB (Split System: Heat Pump with Remote Outdoor Unit-Air-Source) | 38MURAQ18AB3* |  |  | CAP**3014AL* | 926SB36060V14*** | 17400 | 16.5 | 8.5 | 18000 | 18900 | 105% | 2.28 | 0 | 10.5 |  |  |  | No | R-410A | 1.45 | Residential & Commercial | Ducted CEE Tier 1
214650363 | Central HP <5.4 tons | LUXAIRE | HRCU-A-CB (Split System: Heat Pump with Remote Outdoor Unit-Air-Source) | HH824E2S11 |  |  | CTU36B5XDS1+TXV | TM9Y060B12MP11 | 23000 | 18 | 9.5 | 23000 | 18400 | 80% | 2 | 0 | 12 |  |  |  | No | R-454B | 1.9167 | Residential & Commercial | Ducted CEE Tier 1
214652044 | Central HP <5.4 tons | LUXAIRE | HRCU-A-CB (Split System: Heat Pump with Remote Outdoor Unit-Air-Source) | HH824E2S11 |  |  | CTU30B5XCS1+TXV | TP9C080B12MP13 | 23000 | 17 | 9.5 | 23000 | 18200 | 79.13% | 2 | 0 | 12 |  |  |  | No | R-454B | 1.9167 | Residential & Commercial | Ducted CEE Tier 1
215853313 | Central HP <5.4 tons | CHAMPION HEATING AND COOLING | HRCU-A-CB (Split System: Heat Pump with Remote Outdoor Unit-Air-Source) | HH824E2S11 |  |  | CTM30B5ACS1+JMET12BS2N1 |  | 23000 | 18 | 9.5 | 23000 | 18400 | 80% | 2 | 0 | 12 |  |  |  | No | R-454B | 1.9167 | Residential & Commercial | Ducted CEE Tier 1
214584694 | Central HP <5.4 tons | CHAMPION HEATING AND COOLING | HRCU-A-CB (Split System: Heat Pump with Remote Outdoor Unit-Air-Source) | HH824E2S11 |  |  | CTF30B5ACS1 | Z8ES080B12SMPS1 | 23000 | 18 | 9.5 | 23000 | 19100 | 83.04% | 2 | 0 | 12 |  |  |  | No | R-454B | 1.9167 | Residential & Commercial | Ducted CEE Tier 1
214807745 | Central HP <5.4 tons | LUXAIRE | HRCU-A-CB (Split System: Heat Pump with Remote Outdoor Unit-Air-Source) | HH824E2S11 |  |  | CTM36B5ADS1 | LP9C080B12MP13 | 23000 | 18 | 9.5 | 23000 | 18500 | 80.43% | 2 | 0 | 12 |  |  |  | No | R-454B | 1.9167 | Residential & Commercial | Ducted CEE Tier 1
214649770 | Central HP <5.4 tons | LUXAIRE | HRCU-A-CB (Split System: Heat Pump with Remote Outdoor Unit-Air-Source) | HH824E2S11 |  |  | CTU30B5XCS1+TXV | TMLE100B12MP11 | 23000 | 17 | 9.5 | 23000 | 18400 | 80% | 2 | 0 | 12 |  |  |  | No | R-454B | 1.9167 | Residential & Commercial | Ducted CEE Tier 1
215936262 | Central HP <5.4 tons | KENMORE | HRCU-A-CB (Split System: Heat Pump with Remote Outdoor Unit-Air-Source) | (C,H,T)5H3V36*K*AAA* |  |  | EVD5X42M24A*+WALLCON | *96CTN1002122B* | 35600 | 22 | 8.5 | 38000 | 28400 | 74.74% | 2.04 | 0 | 12.5 |  |  |  | No | R-454B | 2.9667 | Residential & Commercial | Ducted CEE Tier 1
214809019 | Central HP <5.4 tons | LUXAIRE | HRCU-A-CB (Split System: Heat Pump with Remote Outdoor Unit-Air-Source) | HH860E2S11 |  |  | CTU60C5XGS1+TXV | LP9C100C16MP13 | 43500 | 18 | 9 | 44000 | 33200 | 75.45% | 2 | 0 | 11.7 |  |  |  | No | R-454B | 3.625 | Residential & Commercial | Ducted CEE Tier 1
214809148 | Central HP <5.4 tons | LUXAIRE | HRCU-A-CB (Split System: Heat Pump with Remote Outdoor Unit-Air-Source) | HH860E2S11 |  |  | CTU60D5XGS1+JMVT20DC2N1+TXV |  | 45500 | 19 | 9.5 | 45000 | 33800 | 75.11% | 2 | 0 | 12 |  |  |  | No | R-454B | 3.7917 | Residential & Commercial | Ducted CEE Tier 1
214809173 | Central HP <5.4 tons | LUXAIRE | HRCU-A-CB (Split System: Heat Pump with Remote Outdoor Unit-Air-Source) | HH860E2S11 |  |  | CTU60C5XGS1+TXV | TM8V080C16MP12 | 43500 | 18 | 9 | 44000 | 33400 | 75.91% | 2 | 0 | 11.7 |  |  |  | No | R-454B | 3.625 | Residential & Commercial | Ducted CEE Tier 1
214720165 | Central HP <5.4 tons | LUXAIRE | HRCU-A-CB (Split System: Heat Pump with Remote Outdoor Unit-Air-Source) | HH860E2S11 |  |  | CTU60C5XGS1+TXV | TMLE100C16MP11 | 44500 | 18 | 9 | 45500 | 34200 | 75.16% | 2 | 0 | 11 |  |  |  | No | R-454B | 3.7083 | Residential & Commercial | Ducted CEE Tier 1
214584584 | Central HP <5.4 tons | CHAMPION HEATING AND COOLING | HRCU-A-CB (Split System: Heat Pump with Remote Outdoor Unit-Air-Source) | HH860E2S11 |  |  | CTF60D5CHS1 | Z8ES130D20SMPS1 | 54000 | 19 | 9 | 53500 | 38500 | 71.96% | 2 | 0 | 12 |  |  |  | No | R-454B | 4.5 | Residential & Commercial | Ducted CEE Tier 1
215937482 | Central HP <5.4 tons | KENMORE | HRCU-A-CB (Split System: Heat Pump with Remote Outdoor Unit-Air-Source) | (C,H,T)5H3V48*K*AAA* |  |  | EVM5X60M24A*+WALLCON | *80CTL1102120B* | 45500 | 21 | 8.1 | 52500 | 38000 | 72.38% | 1.95 | 0 | 11.5 |  |  |  | No | R-454B | 3.7917 | Residential & Commercial | Ducted CEE Tier 1
215937752 | Central HP <5.4 tons | KENMORE | HRCU-A-CB (Split System: Heat Pump with Remote Outdoor Unit-Air-Source) | (C,H,T)5H3V48*K*AAA* |  |  | EVD5X48M21A*+WALLCON | *80CTL0901716B* | 43500 | 20 | 8.1 | 52500 | 37600 | 71.62% | 2 | 0 | 11.5 |  |  |  | No | R-454B | 3.625 | Residential & Commercial | Ducted CEE Tier 1
214809158 | Central HP <5.4 tons | LUXAIRE | HRCU-A-CB (Split System: Heat Pump with Remote Outdoor Unit-Air-Source) | HH860E2S11 |  |  | CTU60C5XGS1+JME16C2SN1+TXV |  | 45000 | 19 | 9 | 45000 | 33000 | 73.33% | 2 | 0 | 12 |  |  |  | No | R-454B | 3.75 | Residential & Commercial | Ducted CEE Tier 1
214572855 | Central HP <5.4 tons | KEEPRITE | HRCU-A-CB (Split System: Heat Pump with Remote Outdoor Unit-Air-Source) | CVH837GKA** |  |  | EA*4X48L24A*+WALLCON | *95CSU1002122B* | 32400 | 17.5 | 8.5 | 32200 | 24800 | 77.02% | 2 | 0 | 11.5 |  |  |  | No | R-410A | 2.7 | Residential & Commercial | Ducted CEE Tier 1
214573475 | Central HP <5.4 tons | KEEPRITE | HRCU-A-CB (Split System: Heat Pump with Remote Outdoor Unit-Air-Source) | CVH837GKA** |  |  | EN(A,D,W)4X48L21**+WALLCON | *97CMN0802120B* | 32400 | 17.5 | 8.5 | 32800 | 24800 | 75.61% | 1.96 | 0 | 11.5 |  |  |  | No | R-410A | 2.7 | Residential & Commercial | Ducted CEE Tier 1
214572805 | Central HP <5.4 tons | KEEPRITE | HRCU-A-CB (Split System: Heat Pump with Remote Outdoor Unit-Air-Source) | CVH837GKA** |  |  | EA*4X48L21A*+WALLCON | *97CMN0602120B* | 32200 | 17 | 8.5 | 32600 | 25200 | 77.3% | 1.96 | 0 | 11 |  |  |  | No | R-410A | 2.6833 | Residential & Commercial | Ducted CEE Tier 1
214572605 | Central HP <5.4 tons | KEEPRITE | HRCU-A-CB (Split System: Heat Pump with Remote Outdoor Unit-Air-Source) | CVH837GKA** |  |  | EA*4X42L21A*+WALLCON | *95CSU0802120B* | 31800 | 17 | 8.5 | 33000 | 24400 | 73.94% | 1.9 | 0 | 11 |  |  |  | No | R-410A | 2.65 | Residential & Commercial | Ducted CEE Tier 1
214572505 | Central HP <5.4 tons | KEEPRITE | HRCU-A-CB (Split System: Heat Pump with Remote Outdoor Unit-Air-Source) | CVH837GKA** |  |  | EA*4X36L21A*+WALLCON | *97CMN0602120B* | 31400 | 17 | 8.1 | 33200 | 24400 | 73.49% | 1.84 | 0 | 10.5 |  |  |  | No | R-410A | 2.6167 | Residential & Commercial | Ducted CEE Tier 1
213779081 | Central HP <5.4 tons | DAY & NIGHT | HRCU-A-CB (Split System: Heat Pump with Remote Outdoor Unit-Air-Source) | CVH837GKA** |  |  | EA*4X42L21A*+WALLCON | *80CTL0901716B* | 31800 | 17 | 8.1 | 33000 | 24400 | 73.94% | 1.88 | 0 | 11 |  |  |  | No | R-410A | 2.65 | Residential & Commercial | Ducted CEE Tier 1
213779181 | Central HP <5.4 tons | DAY & NIGHT | HRCU-A-CB (Split System: Heat Pump with Remote Outdoor Unit-Air-Source) | CVH837GKA** |  |  | EA*4X42L24A*+WALLCON | *80CTL0902120B* | 31800 | 17 | 8.1 | 32800 | 24200 | 73.78% | 1.88 | 0 | 11 |  |  |  | No | R-410A | 2.65 | Residential & Commercial | Ducted CEE Tier 1
214584649 | Central HP <5.4 tons | CHAMPION HEATING AND COOLING | HRCU-A-CB (Split System: Heat Pump with Remote Outdoor Unit-Air-Source) | HH860E2S11 |  |  | CTM60C5CGS1 | Z8ES100C20SMPS1 | 44500 | 18 | 9 | 44500 | 33400 | 75.06% | 2 | 0 | 12 |  |  |  | No | R-454B | 3.7083 | Residential & Commercial | Ducted CEE Tier 1
215853472 | Central HP <5.4 tons | LUXAIRE | HRCU-A-CB (Split System: Heat Pump with Remote Outdoor Unit-Air-Source) | HH860E2S11 |  |  | CTM60D5CJS1 | TM9V120D20MP12 | 53500 | 19 | 9 | 55500 | 40000 | 72.07% | 2 | 0 | 11 |  |  |  | No | R-454B | 4.4583 | Residential & Commercial | Ducted CEE Tier 1
214584647 | Central HP <5.4 tons | LUXAIRE | HRCU-A-CB (Split System: Heat Pump with Remote Outdoor Unit-Air-Source) | HH860E2S11 |  |  | CTM60C5CGS1 | Z8ES100C20SMPS1 | 44500 | 18 | 9 | 44500 | 33400 | 75.06% | 2 | 0 | 12 |  |  |  | No | R-454B | 3.7083 | Residential & Commercial | Ducted CEE Tier 1
206997688 | Central HP <5.4 tons | KENMORE | HRCU-A-CB (Split System: Heat Pump with Remote Outdoor Unit-Air-Source) | (C,H,T)VH837GKA2* |  |  | EA*4X42L24A*+WALLCON | *80CTL1352422A* | 31800 | 17.5 | 8.1 | 33000 | 24400 | 73.94% | 1.9 | 12 | 11.5 |  |  |  | No | R-410A | 2.65 | Residential & Commercial | Ducted CEE Tier 1
206997723 | Central HP <5.4 tons | KENMORE | HRCU-A-CB (Split System: Heat Pump with Remote Outdoor Unit-Air-Source) | (C,H,T)VH837GKA2* |  |  | EA*4X48L21A*+WALLCON | *96CTN1002122A* | 32400 | 17.5 | 8.5 | 32600 | 25000 | 76.69% | 1.98 | 12 | 11.7 |  |  |  | No | R-410A | 2.7 | Residential & Commercial | Ducted CEE Tier 1
206997787 | Central HP <5.4 tons | KENMORE | HRCU-A-CB (Split System: Heat Pump with Remote Outdoor Unit-Air-Source) | (C,H,T)VH837GKA2* |  |  | EN(A,D)4X48L24**+WALLCON | *96CTN1002122A* | 32400 | 17.5 | 8.1 | 33000 | 24800 | 75.15% | 1.96 | 12 | 11.7 |  |  |  | No | R-410A | 2.7 | Residential & Commercial | Ducted CEE Tier 1
210595666 | Central HP <5.4 tons | KENMORE | HRCU-A-CB (Split System: Heat Pump with Remote Outdoor Unit-Air-Source) | (C,H,T)VH825GKA2* |  |  | EHD4X42AAL+WALLCON | *97CMN1002122A* | 24200 | 16 | 8.1 | 21400 | 16600 | 77.57% | 2 | 0 | 10.5 |  |  |  | No | R-410A | 2.0167 | Residential & Commercial | Ducted CEE Tier 1
210595583 | Central HP <5.4 tons | KENMORE | HRCU-A-CB (Split System: Heat Pump with Remote Outdoor Unit-Air-Source) | (C,H,T)VH825GKA2* |  |  | EA*4X42L21A*+WALLCON | *80CSU0601716A* | 23800 | 16.5 | 8.1 | 21400 | 16600 | 77.57% | 1.96 | 0 | 10.5 |  |  |  | No | R-410A | 1.9833 | Residential & Commercial | Ducted CEE Tier 1
210595631 | Central HP <5.4 tons | KENMORE | HRCU-A-CB (Split System: Heat Pump with Remote Outdoor Unit-Air-Source) | (C,H,T)VH825GKA2* |  |  | EA*4X48L21A*+WALLCON | *95CSU1002122A* | 24200 | 17 | 8.1 | 21000 | 16500 | 78.57% | 2.02 | 0 | 11 |  |  |  | No | R-410A | 2.0167 | Residential & Commercial | Ducted CEE Tier 1
210595649 | Central HP <5.4 tons | KENMORE | HRCU-A-CB (Split System: Heat Pump with Remote Outdoor Unit-Air-Source) | (C,H,T)VH825GKA2* |  |  | EHD4X42AAL+WALLCON | *80CSU0601716A* | 24200 | 16 | 8.1 | 21400 | 16600 | 77.57% | 2 | 0 | 10.5 |  |  |  | No | R-410A | 2.0167 | Residential & Commercial | Ducted CEE Tier 1
212973653 | Central HP <5.4 tons | BRYANT HEATING AND COOLING SYSTEMS | HRCU-A-CB (Split System: Heat Pump with Remote Outdoor Unit-Air-Source) | 38MURAQ18AB3* |  |  | CAP**1917AL* | 926SB48080V17*** | 17700 | 16.5 | 8.1 | 17700 | 17900 | 101.1% | 2.16 | 0 | 10.5 |  |  |  | No | R-410A | 1.475 | Residential & Commercial | Ducted CEE Tier 1
212973053 | Central HP <5.4 tons | BRYANT HEATING AND COOLING SYSTEMS | HRCU-A-CB (Split System: Heat Pump with Remote Outdoor Unit-Air-Source) | 38MURAQ18AB3* |  |  | CNPV*2417AL* | 926SB36040V17*** | 17500 | 15.5 | 8.5 | 18600 | 19200 | 103.2% | 2.3 | 0 | 10.5 |  |  |  | No | R-410A | 1.4583 | Residential & Commercial | Ducted CEE Tier 1
212972683 | Central HP <5.4 tons | BRYANT HEATING AND COOLING SYSTEMS | HRCU-A-CB (Split System: Heat Pump with Remote Outdoor Unit-Air-Source) | 38MURAQ18AB3* |  |  | CAP**2417AL* | 926SB30040V14*** | 17200 | 17.5 | 8.5 | 18200 | 19400 | 106.6% | 2.34 | 0 | 10.5 |  |  |  | No | R-410A | 1.4333 | Residential & Commercial | Ducted CEE Tier 1
215670452 | Central HP <5.4 tons | DAY & NIGHT | HRCU-A-CB (Split System: Heat Pump with Remote Outdoor Unit-Air-Source) | C5H0V36*K*AAA* |  |  | ESH5X60M12A*+WALLCON | *80CTL0902120B* | 34600 | 17 | 8.5 | 34600 | 24800 | 71.68% | 1.92 | 0 | 10 |  |  |  | No | R-454B | 2.8833 | Residential & Commercial | Ducted CEE Tier 1
215670602 | Central HP <5.4 tons | DAY & NIGHT | HRCU-A-CB (Split System: Heat Pump with Remote Outdoor Unit-Air-Source) | C5H0V36*K*AAA* |  |  | ESH5X60M12A*+WALLCON | *96CTN1202422B* | 34600 | 17 | 8.5 | 34600 | 24800 | 71.68% | 1.92 | 0 | 10 |  |  |  | No | R-454B | 2.8833 | Residential & Commercial | Ducted CEE Tier 1
206997856 | Central HP <5.4 tons | KENMORE | HRCU-A-CB (Split System: Heat Pump with Remote Outdoor Unit-Air-Source) | (C,H,T)VH837GKA2* |  |  | EA*4X37L21A*+WALLCON | *80CSU0401712A* | 32800 | 17.5 | 8.5 | 33000 | 25200 | 76.36% | 1.98 | 12 | 11 |  |  |  | No | R-410A | 2.7333 | Residential & Commercial | Ducted CEE Tier 1
206997857 | Central HP <5.4 tons | KENMORE | HRCU-A-CB (Split System: Heat Pump with Remote Outdoor Unit-Air-Source) | (C,H,T)VH837GKA2* |  |  | EA*4X37L21A*+WALLCON | *80CSU0601716A* | 32800 | 17 | 8.5 | 33000 | 25200 | 76.36% | 1.96 | 12 | 11 |  |  |  | No | R-410A | 2.7333 | Residential & Commercial | Ducted CEE Tier 1
201864502 | Central HP <5.4 tons | TCL | HRCU-A-CB (Split System: Heat Pump with Remote Outdoor Unit-Air-Source) | TCE-60HA/DV2O |  |  | TCE-36D7HWA/DV2I |  | 36000 | 17.5 | 8.5 | 36000 | 28000 | 77.78% | 2.1 | 13 | 12 |  |  |  | No | R-410A | 3 | Residential & Commercial | Ducted CEE Tier 1
215853495 | Central HP <5.4 tons | CHAMPION HEATING AND COOLING | HRCU-A-CB (Split System: Heat Pump with Remote Outdoor Unit-Air-Source) | HH860E2S11 |  |  | CTM60D5CJS1 | TM9Y120D20MP11 | 52500 | 19 | 9 | 55000 | 40000 | 72.73% | 2 | 0 | 10 |  |  |  | No | R-454B | 4.375 | Residential & Commercial | Ducted CEE Tier 1
214584669 | Central HP <5.4 tons | CHAMPION HEATING AND COOLING | HRCU-A-CB (Split System: Heat Pump with Remote Outdoor Unit-Air-Source) | HH860E2S11 |  |  | CTF60C5CHS1 | Z8ES100C20SMPS1 | 53500 | 19 | 9 | 53500 | 38000 | 71.03% | 2 | 0 | 12 |  |  |  | No | R-454B | 4.4583 | Residential & Commercial | Ducted CEE Tier 1
214720039 | Central HP <5.4 tons | LUXAIRE | HRCU-A-CB (Split System: Heat Pump with Remote Outdoor Unit-Air-Source) | HH860E2S11 |  |  | CTU60C5XGS1+TXV | TP9C080C16MP13 | 43500 | 17 | 9 | 44000 | 33600 | 76.36% | 2 | 0 | 11 |  |  |  | No | R-454B | 3.625 | Residential & Commercial | Ducted CEE Tier 1
215937102 | Central HP <5.4 tons | KENMORE | HRCU-A-CB (Split System: Heat Pump with Remote Outdoor Unit-Air-Source) | (C,H,T)5H3V48*K*AAA* |  |  | EVM5X48M21A*+WALLCON | *97CMN1002122B* | 44500 | 20 | 8.1 | 52000 | 38500 | 74.04% | 2 | 0 | 11 |  |  |  | No | R-454B | 3.7083 | Residential & Commercial | Ducted CEE Tier 1
215853440 | Central HP <5.4 tons | CHAMPION HEATING AND COOLING | HRCU-A-CB (Split System: Heat Pump with Remote Outdoor Unit-Air-Source) | HH836E2S11 |  |  | CTU36B5XDS1+TXV | TL9E060B12UH11 | 33000 | 18 | 8.5 | 30800 | 25200 | 81.82% | 2 | 0 | 11 |  |  |  | No | R-454B | 2.75 | Residential & Commercial | Ducted CEE Tier 1
214779599 | Central HP <5.4 tons | LUXAIRE | HRCU-A-CB (Split System: Heat Pump with Remote Outdoor Unit-Air-Source) | HMH72B341 |  |  | XAHB36DBCN1 | Z9ES060B12SMPS1 | 32800 | 16.5 | 8.5 | 31600 | 22200 | 70.25% | 1.8 | 0 | 10 |  |  |  | No | R-410A | 2.7333 | Residential & Commercial | Ducted CEE Tier 1
214584714 | Central HP <5.4 tons | CHAMPION HEATING AND COOLING | HRCU-A-CB (Split System: Heat Pump with Remote Outdoor Unit-Air-Source) | HH836E2S11 |  |  | CTM36C5CDS1 | Z8ES100C16SMPS1 | 34200 | 18 | 8.5 | 31600 | 26000 | 82.28% | 2 | 0 | 11.7 |  |  |  | No | R-454B | 2.85 | Residential & Commercial | Ducted CEE Tier 1
216374754 | Central HP <5.4 tons | LUXAIRE | HRCU-A-CB (Split System: Heat Pump with Remote Outdoor Unit-Air-Source) | HH836E2S11 |  |  | CTM36C5CDS1 | Z9ET080C16SMPS1 | 33400 | 18 | 8.5 | 31000 | 23600 | 76.13% | 2 | 0 | 11 |  |  |  | No | R-454B | 2.7833 | Residential & Commercial | Ducted CEE Tier 1
214719708 | Central HP <5.4 tons | LUXAIRE | HRCU-A-CB (Split System: Heat Pump with Remote Outdoor Unit-Air-Source) | HH836E2S11 |  |  | CTU36B5XDS1+TXV | TM9V080B12MP12 | 33000 | 18 | 8.5 | 30800 | 25000 | 81.17% | 2 | 0 | 11 |  |  |  | No | R-454B | 2.75 | Residential & Commercial | Ducted CEE Tier 1
214719859 | Central HP <5.4 tons | LUXAIRE | HRCU-A-CB (Split System: Heat Pump with Remote Outdoor Unit-Air-Source) | HH836E2S11 |  |  | CTU48C5XFS1+TXV | TM8E120C20MP11 | 34400 | 17 | 8.5 | 32400 | 25600 | 79.01% | 2 | 0 | 11 |  |  |  | No | R-454B | 2.8667 | Residential & Commercial | Ducted CEE Tier 1
212973563 | Central HP <5.4 tons | BRYANT HEATING AND COOLING SYSTEMS | HRCU-A-CB (Split System: Heat Pump with Remote Outdoor Unit-Air-Source) | 38MURAQ24AB3* |  |  | CAP**3017AL* | 926SB36060V14*** | 23400 | 16.5 | 8.5 | 26400 | 24800 | 93.94% | 2.06 | 0 | 10 |  |  |  | No | R-410A | 1.95 | Residential & Commercial | Ducted CEE Tier 1
212973583 | Central HP <5.4 tons | BRYANT HEATING AND COOLING SYSTEMS | HRCU-A-CB (Split System: Heat Pump with Remote Outdoor Unit-Air-Source) | 38MURAQ24AB3* |  |  | CAP**3717AL* | 926SB36060V14*** | 24000 | 17 | 8.1 | 25200 | 22400 | 88.89% | 1.86 | 0 | 10 |  |  |  | No | R-410A | 2 | Residential & Commercial | Ducted CEE Tier 1
212971721 | Central HP <5.4 tons | BRYANT HEATING AND COOLING SYSTEMS | HRCU-A-CB (Split System: Heat Pump with Remote Outdoor Unit-Air-Source) | 38MURAQ24AB3* |  |  | CNPV*3617AL* | 82*TB48070V17*** | 23600 | 17 | 8.5 | 26400 | 24200 | 91.67% | 2.02 | 0 | 10.5 |  |  |  | No | R-410A | 1.9667 | Residential & Commercial | Ducted CEE Tier 1
212972000 | Central HP <5.4 tons | BRYANT HEATING AND COOLING SYSTEMS | HRCU-A-CB (Split System: Heat Pump with Remote Outdoor Unit-Air-Source) | 38MURAQ24AB3* |  |  | CAP**3721AL* | 82*TB48090V17*** | 24000 | 17.5 | 8.5 | 25200 | 21800 | 86.51% | 1.82 | 0 | 10 |  |  |  | No | R-410A | 2 | Residential & Commercial | Ducted CEE Tier 1
212972132 | Central HP <5.4 tons | BRYANT HEATING AND COOLING SYSTEMS | HRCU-A-CB (Split System: Heat Pump with Remote Outdoor Unit-Air-Source) | 38MURAQ24AB3* |  |  | CAP**3721AL* | 82*TB60090V21*** | 24800 | 17 | 8.5 | 25600 | 21400 | 83.59% | 1.8 | 0 | 10.5 |  |  |  | No | R-410A | 2.0667 | Residential & Commercial | Ducted CEE Tier 1
212972993 | Central HP <5.4 tons | BRYANT HEATING AND COOLING SYSTEMS | HRCU-A-CB (Split System: Heat Pump with Remote Outdoor Unit-Air-Source) | 38MURAQ24AB3* |  |  | CNPV*3017AL* | 926SB30040V14*** | 23400 | 16 | 8.1 | 26400 | 24600 | 93.18% | 2.02 | 0 | 10 |  |  |  | No | R-410A | 1.95 | Residential & Commercial | Ducted CEE Tier 1
212969757 | Central HP <5.4 tons | BRYANT HEATING AND COOLING SYSTEMS | HRCU-A-CB (Split System: Heat Pump with Remote Outdoor Unit-Air-Source) | 38MURAQ24AB3* |  |  | CAP**3014AL* | 82*SB36045V14*** | 23400 | 17 | 8.5 | 26200 | 25000 | 95.42% | 2.08 | 0 | 10 |  |  |  | No | R-410A | 1.95 | Residential & Commercial | Ducted CEE Tier 1
212971415 | Central HP <5.4 tons | BRYANT HEATING AND COOLING SYSTEMS | HRCU-A-CB (Split System: Heat Pump with Remote Outdoor Unit-Air-Source) | 38MURAQ24AB3* |  |  | CNPV*3017AL* | 82*TB36045V14*** | 23800 | 17 | 8.5 | 26400 | 24000 | 90.91% | 2 | 0 | 10.5 |  |  |  | No | R-410A | 1.9833 | Residential & Commercial | Ducted CEE Tier 1
212971688 | Central HP <5.4 tons | BRYANT HEATING AND COOLING SYSTEMS | HRCU-A-CB (Split System: Heat Pump with Remote Outdoor Unit-Air-Source) | 38MURAQ24AB3* |  |  | CAP**3721AL* | 82*TB48070V17*** | 24200 | 17.5 | 8.5 | 25200 | 21600 | 85.71% | 1.82 | 0 | 10 |  |  |  | No | R-410A | 2.0167 | Residential & Commercial | Ducted CEE Tier 1
212972983 | Central HP <5.4 tons | BRYANT HEATING AND COOLING SYSTEMS | HRCU-A-CB (Split System: Heat Pump with Remote Outdoor Unit-Air-Source) | 38MURAQ24AB3* |  |  | CNPV*3014AL* | 926SB30040V14*** | 23400 | 16 | 8.1 | 26400 | 24800 | 93.94% | 2.04 | 0 | 10 |  |  |  | No | R-410A | 1.95 | Residential & Commercial | Ducted CEE Tier 1
212971622 | Central HP <5.4 tons | BRYANT HEATING AND COOLING SYSTEMS | HRCU-A-CB (Split System: Heat Pump with Remote Outdoor Unit-Air-Source) | 38MURAQ24AB3* |  |  | CAP**2417AL* | 82*TB48070V17*** | 23400 | 17 | 8.5 | 27000 | 26200 | 97.04% | 2.22 | 0 | 10 |  |  |  | No | R-410A | 1.95 | Residential & Commercial | Ducted CEE Tier 1
212972399 | Central HP <5.4 tons | BRYANT HEATING AND COOLING SYSTEMS | HRCU-A-CB (Split System: Heat Pump with Remote Outdoor Unit-Air-Source) | 38MURAQ24AB3* |  |  | CAP**3621AL* | 82*TB66110V21*** | 24000 | 17.5 | 8.5 | 26400 | 23200 | 87.88% | 1.94 | 0 | 10 |  |  |  | No | R-410A | 2 | Residential & Commercial | Ducted CEE Tier 1
212973253 | Central HP <5.4 tons | BRYANT HEATING AND COOLING SYSTEMS | HRCU-A-CB (Split System: Heat Pump with Remote Outdoor Unit-Air-Source) | 38MURAQ24AB3* |  |  | CNPV*2417AL* | 926SB36040V17*** | 23200 | 15.5 | 8.5 | 27000 | 25000 | 92.59% | 2.06 | 0 | 10 |  |  |  | No | R-410A | 1.9333 | Residential & Commercial | Ducted CEE Tier 1
212973553 | Central HP <5.4 tons | BRYANT HEATING AND COOLING SYSTEMS | HRCU-A-CB (Split System: Heat Pump with Remote Outdoor Unit-Air-Source) | 38MURAQ24AB3* |  |  | CAP**3014AL* | 926SB36060V14*** | 23400 | 16.5 | 8.5 | 26200 | 25000 | 95.42% | 2.08 | 0 | 10 |  |  |  | No | R-410A | 1.95 | Residential & Commercial | Ducted CEE Tier 1
214595065 | Central HP <5.4 tons | LUXAIRE | HRCU-A-CB (Split System: Heat Pump with Remote Outdoor Unit-Air-Source) | HH836E2S11 |  |  | CTM36C5CDS1 | Z8ES100C20SMPS1 | 34400 | 18 | 8.5 | 32000 | 26200 | 81.88% | 2 | 0 | 11 |  |  |  | No | R-454B | 2.8667 | Residential & Commercial | Ducted CEE Tier 1
216374677 | Central HP <5.4 tons | LUXAIRE | HRCU-A-CB (Split System: Heat Pump with Remote Outdoor Unit-Air-Source) | HH836E2S11 |  |  | CTU48C5XFS1+TXV | Z9ET080C16SMPS1 | 33800 | 19 | 9.5 | 32400 | 24200 | 74.69% | 2 | 0 | 11 |  |  |  | No | R-454B | 2.8167 | Residential & Commercial | Ducted CEE Tier 1
214807762 | Central HP <5.4 tons | LUXAIRE | HRCU-A-CB (Split System: Heat Pump with Remote Outdoor Unit-Air-Source) | HH836E2S11 |  |  | CTU36B5XDS1+TXV | Z8ES080B12SMPS1 | 33200 | 18 | 8.5 | 30400 | 24800 | 81.58% | 2 | 0 | 11.7 |  |  |  | No | R-454B | 2.7667 | Residential & Commercial | Ducted CEE Tier 1
214719931 | Central HP <5.4 tons | LUXAIRE | HRCU-A-CB (Split System: Heat Pump with Remote Outdoor Unit-Air-Source) | HH836E2S11 |  |  | CTU48C5XFS1+TXV | TM9V100C16MP12 | 33200 | 18 | 9 | 31200 | 25200 | 80.77% | 2 | 0 | 11 |  |  |  | No | R-454B | 2.7667 | Residential & Commercial | Ducted CEE Tier 1
214720088 | Central HP <5.4 tons | LUXAIRE | HRCU-A-CB (Split System: Heat Pump with Remote Outdoor Unit-Air-Source) | HH836E2S11 |  |  | CTU48C5XFS1+TXV | TP9C100C20MP13 | 34200 | 18 | 9 | 32600 | 25800 | 79.14% | 2 | 0 | 11 |  |  |  | No | R-454B | 2.85 | Residential & Commercial | Ducted CEE Tier 1
214779589 | Central HP <5.4 tons | LUXAIRE | HRCU-A-CB (Split System: Heat Pump with Remote Outdoor Unit-Air-Source) | HMH72B341 |  |  | XAHB36DBCN1 | Z9ES080B12SMPS1 | 33000 | 17 | 8.5 | 32000 | 22400 | 70% | 1.8 | 0 | 10 |  |  |  | No | R-410A | 2.75 | Residential & Commercial | Ducted CEE Tier 1
212972733 | Central HP <5.4 tons | BRYANT HEATING AND COOLING SYSTEMS | HRCU-A-CB (Split System: Heat Pump with Remote Outdoor Unit-Air-Source) | 38MURAQ18AB3* |  |  | CNPV*2414AL* | 926SB30040V14*** | 17400 | 15.5 | 8.5 | 18500 | 19200 | 103.8% | 2.3 | 0 | 10.5 |  |  |  | No | R-410A | 1.45 | Residential & Commercial | Ducted CEE Tier 1
212973033 | Central HP <5.4 tons | BRYANT HEATING AND COOLING SYSTEMS | HRCU-A-CB (Split System: Heat Pump with Remote Outdoor Unit-Air-Source) | 38MURAQ18AB3* |  |  | CAP**2517AL* | 926SB36040V17*** | 17700 | 16 | 8.1 | 17800 | 17800 | 100% | 2.14 | 0 | 10.5 |  |  |  | No | R-410A | 1.475 | Residential & Commercial | Ducted CEE Tier 1
212970017 | Central HP <5.4 tons | BRYANT HEATING AND COOLING SYSTEMS | HRCU-A-CB (Split System: Heat Pump with Remote Outdoor Unit-Air-Source) | 38MURAQ18AB3* |  |  | CNPV*3017AL* | 82*SB48070V17*** | 17500 | 16 | 8.1 | 18000 | 18600 | 103.3% | 2.24 | 0 | 11 |  |  |  | No | R-410A | 1.4583 | Residential & Commercial | Ducted CEE Tier 1
212974640 | Central HP <5.4 tons | BRYANT HEATING AND COOLING SYSTEMS | HRCU-A-CB (Split System: Heat Pump with Remote Outdoor Unit-Air-Source) | 38MURAQ18AB3* |  |  | CAP**2417AL* | 926TC30040V14*** | 17200 | 16.5 | 8.5 | 18200 | 19400 | 106.6% | 2.34 | 0 | 10 |  |  |  | No | R-410A | 1.4333 | Residential & Commercial | Ducted CEE Tier 1
213782341 | Central HP <5.4 tons | DAY & NIGHT | HRCU-A-CB (Split System: Heat Pump with Remote Outdoor Unit-Air-Source) | CVH837GKA2* |  |  | EHD4X60AAL+WALLCON | *96CTN0801714B* | 32800 | 16.5 | 8.1 | 32200 | 25000 | 77.64% | 1.98 | 0 | 11 |  |  |  | No | R-410A | 2.7333 | Residential & Commercial | Ducted CEE Tier 1
214573625 | Central HP <5.4 tons | KEEPRITE | HRCU-A-CB (Split System: Heat Pump with Remote Outdoor Unit-Air-Source) | CVH837GKA2* |  |  | EA*4X36L21A*+WALLCON | *95CSU0802120B* | 31400 | 17 | 8.1 | 33000 | 24200 | 73.33% | 1.86 | 0 | 11 |  |  |  | No | R-410A | 2.6167 | Residential & Commercial | Ducted CEE Tier 1
213774701 | Central HP <5.4 tons | DAY & NIGHT | HRCU-A-CB (Split System: Heat Pump with Remote Outdoor Unit-Air-Source) | CVH825GKA3* |  |  | EHD4X48AAL+WALLCON | *96CTN0801714B* | 24200 | 16 | 8.1 | 21400 | 16600 | 77.57% | 2 | 0 | 10.5 |  |  |  | No | R-410A | 2.0167 | Residential & Commercial | Ducted CEE Tier 1
214570525 | Central HP <5.4 tons | KEEPRITE | HRCU-A-CB (Split System: Heat Pump with Remote Outdoor Unit-Air-Source) | CVH825GKA3* |  |  | EA*4X42L21A*+WALLCON | *97CMN0602120B* | 23600 | 16.5 | 8.1 | 21400 | 16700 | 78.04% | 1.96 | 0 | 10.5 |  |  |  | No | R-410A | 1.9667 | Residential & Commercial | Ducted CEE Tier 1
214570475 | Central HP <5.4 tons | KEEPRITE | HRCU-A-CB (Split System: Heat Pump with Remote Outdoor Unit-Air-Source) | CVH825GKA3* |  |  | EA*4X37L21A*+WALLCON | *97CMN0802120B* | 24400 | 16.5 | 8.5 | 21200 | 16600 | 78.3% | 2.02 | 0 | 11 |  |  |  | No | R-410A | 2.0333 | Residential & Commercial | Ducted CEE Tier 1
214570415 | Central HP <5.4 tons | KEEPRITE | HRCU-A-CB (Split System: Heat Pump with Remote Outdoor Unit-Air-Source) | CVH825GKA3* |  |  | EA*4X36L21A*+WALLCON | *97CMN0802120B* | 23600 | 16.5 | 8.1 | 21400 | 16600 | 77.57% | 1.94 | 0 | 10.5 |  |  |  | No | R-410A | 1.9667 | Residential & Commercial | Ducted CEE Tier 1
214571235 | Central HP <5.4 tons | KEEPRITE | HRCU-A-CB (Split System: Heat Pump with Remote Outdoor Unit-Air-Source) | CVH825GKA3* |  |  | EN(A,D,W)4X48L21**+WALLCON | *95CSU1002122B* | 24200 | 17 | 8.1 | 21200 | 16600 | 78.3% | 2.02 | 0 | 11.5 |  |  |  | No | R-410A | 2.0167 | Residential & Commercial | Ducted CEE Tier 1
214570465 | Central HP <5.4 tons | KEEPRITE | HRCU-A-CB (Split System: Heat Pump with Remote Outdoor Unit-Air-Source) | CVH825GKA3* |  |  | EA*4X37L21A*+WALLCON | *97CMN0602120B* | 24400 | 16.5 | 8.5 | 21200 | 16700 | 78.77% | 2.02 | 0 | 11 |  |  |  | No | R-410A | 2.0333 | Residential & Commercial | Ducted CEE Tier 1
213772862 | Central HP <5.4 tons | KEEPRITE | HRCU-A-CB (Split System: Heat Pump with Remote Outdoor Unit-Air-Source) | CVH825GKA3* |  |  | EA*4X30L17A*+WALLCON | *80CTL0701716B* | 23400 | 16.5 | 8.1 | 21600 | 16700 | 77.31% | 1.9 | 0 | 10.5 |  |  |  | No | R-410A | 1.95 | Residential & Commercial | Ducted CEE Tier 1
213773462 | Central HP <5.4 tons | KEEPRITE | HRCU-A-CB (Split System: Heat Pump with Remote Outdoor Unit-Air-Source) | CVH825GKA3* |  |  | EA*4X42L21A*+WALLCON | *97CMN1002122B* | 23800 | 16.5 | 8.1 | 21400 | 16600 | 77.57% | 1.96 | 0 | 11 |  |  |  | No | R-410A | 1.9833 | Residential & Commercial | Ducted CEE Tier 1
213773632 | Central HP <5.4 tons | KEEPRITE | HRCU-A-CB (Split System: Heat Pump with Remote Outdoor Unit-Air-Source) | CVH825GKA3* |  |  | EA*4X43L21A*+WALLCON | *97CMN0601714B* | 24200 | 16.5 | 8.1 | 21200 | 16700 | 78.77% | 2 | 0 | 10.5 |  |  |  | No | R-410A | 2.0167 | Residential & Commercial | Ducted CEE Tier 1
213773782 | Central HP <5.4 tons | KEEPRITE | HRCU-A-CB (Split System: Heat Pump with Remote Outdoor Unit-Air-Source) | CVH825GKA3* |  |  | EA*4X48L21A*+WALLCON | *96CTN0601714B* | 24000 | 16.5 | 8.1 | 21000 | 16600 | 79.05% | 2 | 0 | 10.5 |  |  |  | No | R-410A | 2 | Residential & Commercial | Ducted CEE Tier 1
213773382 | Central HP <5.4 tons | KEEPRITE | HRCU-A-CB (Split System: Heat Pump with Remote Outdoor Unit-Air-Source) | CVH825GKA3* |  |  | EA*4X42L21A*+WALLCON | *80CTL0451712B* | 23600 | 16.5 | 8.1 | 21600 | 16700 | 77.31% | 1.94 | 0 | 10.5 |  |  |  | No | R-410A | 1.9667 | Residential & Commercial | Ducted CEE Tier 1
213773182 | Central HP <5.4 tons | KEEPRITE | HRCU-A-CB (Split System: Heat Pump with Remote Outdoor Unit-Air-Source) | CVH825GKA3* |  |  | EA*4X37L17A*+WALLCON | *80CTL0701716B* | 24200 | 16.5 | 8.1 | 21400 | 16700 | 78.04% | 1.98 | 0 | 10.5 |  |  |  | No | R-410A | 2.0167 | Residential & Commercial | Ducted CEE Tier 1
213774431 | Central HP <5.4 tons | DAY & NIGHT | HRCU-A-CB (Split System: Heat Pump with Remote Outdoor Unit-Air-Source) | CVH825GKA3* |  |  | EHD4X42AAL+WALLCON | *80CTL0902120B* | 24200 | 16 | 8.1 | 21400 | 16600 | 77.57% | 2 | 0 | 10.5 |  |  |  | No | R-410A | 2.0167 | Residential & Commercial | Ducted CEE Tier 1
213774531 | Central HP <5.4 tons | DAY & NIGHT | HRCU-A-CB (Split System: Heat Pump with Remote Outdoor Unit-Air-Source) | CVH825GKA3* |  |  | EHD4X42AAL+WALLCON | *96CTN0801714B* | 24000 | 16 | 8.1 | 21400 | 16600 | 77.57% | 2 | 0 | 10.5 |  |  |  | No | R-410A | 2 | Residential & Commercial | Ducted CEE Tier 1
213773852 | Central HP <5.4 tons | KEEPRITE | HRCU-A-CB (Split System: Heat Pump with Remote Outdoor Unit-Air-Source) | CVH825GKA3* |  |  | EA*4X48L24A*+WALLCON | *97CMN1202422B* | 24000 | 16.5 | 8.1 | 21000 | 16500 | 78.57% | 2.02 | 0 | 11 |  |  |  | No | R-410A | 2 | Residential & Commercial | Ducted CEE Tier 1
213773872 | Central HP <5.4 tons | KEEPRITE | HRCU-A-CB (Split System: Heat Pump with Remote Outdoor Unit-Air-Source) | CVH825GKA3* |  |  | EA*4X48L24A*+WALLCON | *96CTN1202422B* | 24200 | 17 | 8.1 | 21000 | 16500 | 78.57% | 2.02 | 0 | 11 |  |  |  | No | R-410A | 2.0167 | Residential & Commercial | Ducted CEE Tier 1
213773402 | Central HP <5.4 tons | KEEPRITE | HRCU-A-CB (Split System: Heat Pump with Remote Outdoor Unit-Air-Source) | CVH825GKA3* |  |  | EA*4X42L21A*+WALLCON | *80CTL0901716B* | 23800 | 16.5 | 8.1 | 21400 | 16600 | 77.57% | 1.96 | 0 | 10.5 |  |  |  | No | R-410A | 1.9833 | Residential & Commercial | Ducted CEE Tier 1
214570435 | Central HP <5.4 tons | KEEPRITE | HRCU-A-CB (Split System: Heat Pump with Remote Outdoor Unit-Air-Source) | CVH825GKA3* |  |  | EA*4X37L21A*+WALLCON | *80CTL0702120B* | 24400 | 16.5 | 8.5 | 21200 | 16600 | 78.3% | 2.02 | 0 | 11 |  |  |  | No | R-410A | 2.0333 | Residential & Commercial | Ducted CEE Tier 1
213773411 | Central HP <5.4 tons | DAY & NIGHT | HRCU-A-CB (Split System: Heat Pump with Remote Outdoor Unit-Air-Source) | CVH825GKA3* |  |  | EA*4X42L21A*+WALLCON | *80CTL0902120B* | 23800 | 16.5 | 8.1 | 21400 | 16600 | 77.57% | 1.96 | 0 | 10.5 |  |  |  | No | R-410A | 1.9833 | Residential & Commercial | Ducted CEE Tier 1
213773461 | Central HP <5.4 tons | DAY & NIGHT | HRCU-A-CB (Split System: Heat Pump with Remote Outdoor Unit-Air-Source) | CVH825GKA3* |  |  | EA*4X42L21A*+WALLCON | *97CMN1002122B* | 23800 | 16.5 | 8.1 | 21400 | 16600 | 77.57% | 1.96 | 0 | 11 |  |  |  | No | R-410A | 1.9833 | Residential & Commercial | Ducted CEE Tier 1
213773102 | Central HP <5.4 tons | KEEPRITE | HRCU-A-CB (Split System: Heat Pump with Remote Outdoor Unit-Air-Source) | CVH825GKA3* |  |  | EA*4X36L21A*+WALLCON | *97CMN0601714B* | 23400 | 16 | 8.1 | 21600 | 16700 | 77.31% | 1.92 | 0 | 10.5 |  |  |  | No | R-410A | 1.95 | Residential & Commercial | Ducted CEE Tier 1
213772632 | Central HP <5.4 tons | KEEPRITE | HRCU-A-CB (Split System: Heat Pump with Remote Outdoor Unit-Air-Source) | CVH825GKA3* |  |  | EA*4X24L17A*+WALLCON | *80CTL0701412B* | 23400 | 16.5 | 8.1 | 22000 | 16800 | 76.36% | 1.88 | 0 | 10.5 |  |  |  | No | R-410A | 1.95 | Residential & Commercial | Ducted CEE Tier 1
213773562 | Central HP <5.4 tons | KEEPRITE | HRCU-A-CB (Split System: Heat Pump with Remote Outdoor Unit-Air-Source) | CVH825GKA3* |  |  | EA*4X42L24A*+WALLCON | *96CTN1202422B* | 23800 | 17 | 8.1 | 21400 | 16600 | 77.57% | 1.96 | 0 | 10.5 |  |  |  | No | R-410A | 1.9833 | Residential & Commercial | Ducted CEE Tier 1
213773262 | Central HP <5.4 tons | KEEPRITE | HRCU-A-CB (Split System: Heat Pump with Remote Outdoor Unit-Air-Source) | CVH825GKA3* |  |  | EA*4X37L21A*+WALLCON | *80CTL0451712B* | 24200 | 16.5 | 8.1 | 21200 | 16700 | 78.77% | 2 | 0 | 10.5 |  |  |  | No | R-410A | 2.0167 | Residential & Commercial | Ducted CEE Tier 1
213772992 | Central HP <5.4 tons | KEEPRITE | HRCU-A-CB (Split System: Heat Pump with Remote Outdoor Unit-Air-Source) | CVH825GKA3* |  |  | EA*4X36L17A*+WALLCON | *97CMN0601714B* | 23400 | 16 | 8.1 | 21600 | 16700 | 77.31% | 1.92 | 0 | 10.5 |  |  |  | No | R-410A | 1.95 | Residential & Commercial | Ducted CEE Tier 1
214779590 | Central HP <5.4 tons | LUXAIRE | HRCU-A-CB (Split System: Heat Pump with Remote Outdoor Unit-Air-Source) | HMH72B341 |  |  | XAHC36DBCN1 | Z9ES080C16SMPS1 | 33200 | 17 | 8.5 | 32000 | 22400 | 70% | 1.8 | 0 | 10 |  |  |  | No | R-410A | 2.7667 | Residential & Commercial | Ducted CEE Tier 1
215853434 | Central HP <5.4 tons | CHAMPION HEATING AND COOLING | HRCU-A-CB (Split System: Heat Pump with Remote Outdoor Unit-Air-Source) | HH836E2S11 |  |  | CTM36C5CDS1+JMVT17CC2N1 |  | 34400 | 19 | 9 | 31600 | 25800 | 81.65% | 2 | 0 | 11.7 |  |  |  | No | R-454B | 2.8667 | Residential & Commercial | Ducted CEE Tier 1
213298094 | Central HP <5.4 tons | LUXAIRE | HRCU-A-CB (Split System: Heat Pump with Remote Outdoor Unit-Air-Source) | HMH72B341 |  |  | XAUB30CXXN1+JMVT12BC2N1+TXV |  | 33400 | 18.5 | 8.5 | 33400 | 23400 | 70.06% | 2.06 | 0 | 10 |  |  |  | No | R-410A | 2.7833 | Residential & Commercial | Ducted CEE Tier 1
213297729 | Central HP <5.4 tons | LUXAIRE | HRCU-A-CB (Split System: Heat Pump with Remote Outdoor Unit-Air-Source) | HMH72B341 |  |  | XAFC36DBCN1 | Z8ET120C20LMPS1 | 35200 | 18.5 | 8.5 | 34000 | 23800 | 70% | 2.1 | 0 | 10 |  |  |  | No | R-410A | 2.9333 | Residential & Commercial | Ducted CEE Tier 1
216581442 | Central HP <5.4 tons | CARRIER | HRCU-A-CB (Split System: Heat Pump with Remote Outdoor Unit-Air-Source) | 25VNA448A*031* |  |  | CAP**6024AL*+UI | 59TN7A080C21**20 | 44000 | 21 | 9 | 45500 | 35800 | 78.68% | 2 | 0 | 11 |  |  |  | No | R-410A | 3.6667 | Residential & Commercial | Ducted CEE Tier 1
214650827 | Central HP <5.4 tons | LUXAIRE | HRCU-A-CB (Split System: Heat Pump with Remote Outdoor Unit-Air-Source) | HH860E2S11 |  |  | CTU60D5XGS1+TXV | Z8ES130D20SMPS1 | 45000 | 18 | 9 | 45000 | 33200 | 73.78% | 2 | 0 | 12 |  |  |  | No | R-454B | 3.75 | Residential & Commercial | Ducted CEE Tier 1
214650010 | Central HP <5.4 tons | LUXAIRE | HRCU-A-CB (Split System: Heat Pump with Remote Outdoor Unit-Air-Source) | HH860E2S11 |  |  | CTU60D5XGS1+TXV | Z9ES120D20SMPS1 | 46000 | 18 | 9 | 47000 | 34200 | 72.77% | 2 | 0 | 11.7 |  |  |  | No | R-454B | 3.8333 | Residential & Commercial | Ducted CEE Tier 1
214397850 | Central HP <5.4 tons | LUXAIRE | HRCU-A-CB (Split System: Heat Pump with Remote Outdoor Unit-Air-Source) | HH860E2S11 |  |  | CTF60C5CGS1 | TMLE120C16MP11 | 44500 | 18 | 9 | 45500 | 34200 | 75.16% | 2 | 0 | 11 |  |  |  | No | R-454B | 3.7083 | Residential & Commercial | Ducted CEE Tier 1
214398437 | Central HP <5.4 tons | LUXAIRE | HRCU-A-CB (Split System: Heat Pump with Remote Outdoor Unit-Air-Source) | HH860E2S11 |  |  | CTF60C5CHS1 | TMLE100C20MP11 | 53500 | 19 | 8.5 | 55000 | 39000 | 70.91% | 2 | 0 | 11 |  |  |  | No | R-454B | 4.4583 | Residential & Commercial | Ducted CEE Tier 1
214398237 | Central HP <5.4 tons | LUXAIRE | HRCU-A-CB (Split System: Heat Pump with Remote Outdoor Unit-Air-Source) | HH860E2S11 |  |  | CTF60C5CGS1 | TM9Y100C20MP11 | 44500 | 17 | 9 | 46000 | 34000 | 73.91% | 2 | 0 | 11 |  |  |  | No | R-454B | 3.7083 | Residential & Commercial | Ducted CEE Tier 1
214398405 | Central HP <5.4 tons | LUXAIRE | HRCU-A-CB (Split System: Heat Pump with Remote Outdoor Unit-Air-Source) | HH860E2S11 |  |  | CTM60C5CHS1 | TL9E100C20UH11 | 53000 | 19 | 8.5 | 53500 | 38500 | 71.96% | 2 | 0 | 11.7 |  |  |  | No | R-454B | 4.4167 | Residential & Commercial | Ducted CEE Tier 1
214398702 | Central HP <5.4 tons | LUXAIRE | HRCU-A-CB (Split System: Heat Pump with Remote Outdoor Unit-Air-Source) | HH860E2S11 |  |  | CTF60C5CGS1 | TM9E100C16MP12 | 44500 | 18 | 9 | 46000 | 34400 | 74.78% | 2 | 0 | 11 |  |  |  | No | R-454B | 3.7083 | Residential & Commercial | Ducted CEE Tier 1
213297209 | Central HP <5.4 tons | LUXAIRE | HRCU-A-CB (Split System: Heat Pump with Remote Outdoor Unit-Air-Source) | HMH72B341 |  |  | XAHC30CXXN1+JMET12CS2N1+TXV |  | 32800 | 18 | 8.5 | 32400 | 22800 | 70.37% | 2.04 | 0 | 10 |  |  |  | No | R-410A | 2.7333 | Residential & Commercial | Ducted CEE Tier 1
213297229 | Central HP <5.4 tons | LUXAIRE | HRCU-A-CB (Split System: Heat Pump with Remote Outdoor Unit-Air-Source) | HMH72B341 |  |  | XAUB30CXXN1+JMET12BS2N1+TXV |  | 33200 | 18.5 | 8.5 | 33000 | 23200 | 70.3% | 2.06 | 0 | 10 |  |  |  | No | R-410A | 2.7667 | Residential & Commercial | Ducted CEE Tier 1
213297394 | Central HP <5.4 tons | LUXAIRE | HRCU-A-CB (Split System: Heat Pump with Remote Outdoor Unit-Air-Source) | HMH72B341 |  |  | XAHB30CXXN1+TXV | Z8ES080B12SMPS1 | 31800 | 17 | 8.1 | 32200 | 22600 | 70.19% | 2 | 0 | 10 |  |  |  | No | R-410A | 2.65 | Residential & Commercial | Ducted CEE Tier 1
212970667 | Central HP <5.4 tons | BRYANT HEATING AND COOLING SYSTEMS | HRCU-A-CB (Split System: Heat Pump with Remote Outdoor Unit-Air-Source) | 38MURAQ36AB3* |  |  | CAP**4224AL* | 82*SB60090V21*** | 35200 | 16 | 8.1 | 38500 | 35000 | 90.91% | 1.88 | 0 | 10 |  |  |  | No | R-410A | 2.9333 | Residential & Commercial | Ducted CEE Tier 1
214720195 | Central HP <5.4 tons | LUXAIRE | HRCU-A-CB (Split System: Heat Pump with Remote Outdoor Unit-Air-Source) | HH860E2S11 |  |  | CTU60C5XGS1+TXV | TM9V100C20MP12 | 44000 | 18 | 9 | 45000 | 33800 | 75.11% | 2 | 0 | 11 |  |  |  | No | R-454B | 3.6667 | Residential & Commercial | Ducted CEE Tier 1
214239341 | Central HP <5.4 tons | KENMORE | HRCU-A-CB (Split System: Heat Pump with Remote Outdoor Unit-Air-Source) | (C,H,T)VH837GKA2* |  |  | EN(A,D)4X48L24**+WALLCON | *96CTN1002122B* | 32400 | 17 | 8.1 | 32600 | 24600 | 75.46% | 1.96 | 0 | 11.7 |  |  |  | No | R-410A | 2.7 | Residential & Commercial | Ducted CEE Tier 1
214238991 | Central HP <5.4 tons | KENMORE | HRCU-A-CB (Split System: Heat Pump with Remote Outdoor Unit-Air-Source) | (C,H,T)VH837GKA2* |  |  | END4X42L17**+WALLCON | *80CTL0901716B* | 32000 | 17 | 8.1 | 33000 | 24600 | 74.55% | 1.9 | 0 | 11.5 |  |  |  | No | R-410A | 2.6667 | Residential & Commercial | Ducted CEE Tier 1
216374779 | Central HP <5.4 tons | LUXAIRE | HRCU-A-CB (Split System: Heat Pump with Remote Outdoor Unit-Air-Source) | HH860E2S11 |  |  | CTF60D5CJS1 | Z9ET120D20SMPS1 | 53500 | 19 | 9 | 56000 | 40500 | 72.32% | 2 | 0 | 10 |  |  |  | No | R-454B | 4.4583 | Residential & Commercial | Ducted CEE Tier 1
214398262 | Central HP <5.4 tons | LUXAIRE | HRCU-A-CB (Split System: Heat Pump with Remote Outdoor Unit-Air-Source) | HH860E2S11 |  |  | CTF60C5CGS1 | TM8V100C20MP12 | 44500 | 18 | 9 | 45000 | 33800 | 75.11% | 2 | 0 | 11 |  |  |  | No | R-454B | 3.7083 | Residential & Commercial | Ducted CEE Tier 1
214807711 | Central HP <5.4 tons | LUXAIRE | HRCU-A-CB (Split System: Heat Pump with Remote Outdoor Unit-Air-Source) | HH824E2S11 |  |  | CTU36B5XDS1+JMET12BS2N1+TXV |  | 23000 | 19 | 9.5 | 23000 | 18100 | 78.7% | 2 | 0 | 12 |  |  |  | No | R-454B | 1.9167 | Residential & Commercial | Ducted CEE Tier 1
214807822 | Central HP <5.4 tons | LUXAIRE | HRCU-A-CB (Split System: Heat Pump with Remote Outdoor Unit-Air-Source) | HH824E2S11 |  |  | CTU30B5XCS1+JME12B2SN1+TXV |  | 23000 | 19 | 9.5 | 23000 | 19000 | 82.61% | 2 | 0 | 12 |  |  |  | No | R-454B | 1.9167 | Residential & Commercial | Ducted CEE Tier 1
214584699 | Central HP <5.4 tons | CHAMPION HEATING AND COOLING | HRCU-A-CB (Split System: Heat Pump with Remote Outdoor Unit-Air-Source) | HH824E2S11 |  |  | CTF30B5ACS1 | Z8ET080B12LMPS1 | 23000 | 18 | 9.5 | 23000 | 18400 | 80% | 2 | 0 | 12 |  |  |  | No | R-454B | 1.9167 | Residential & Commercial | Ducted CEE Tier 1
214649765 | Central HP <5.4 tons | LUXAIRE | HRCU-A-CB (Split System: Heat Pump with Remote Outdoor Unit-Air-Source) | HH824E2S11 |  |  | CTU30B5XCS1+TXV | TM8E100B12MP11 | 23000 | 17 | 9.5 | 23000 | 18400 | 80% | 2 | 0 | 12 |  |  |  | No | R-454B | 1.9167 | Residential & Commercial | Ducted CEE Tier 1
214650821 | Central HP <5.4 tons | LUXAIRE | HRCU-A-CB (Split System: Heat Pump with Remote Outdoor Unit-Air-Source) | HH824E2S11 |  |  | CTU30B5XCS1+TXV | LP9C060B12MP13 | 23000 | 17 | 9.5 | 23000 | 18300 | 79.57% | 2 | 0 | 12 |  |  |  | No | R-454B | 1.9167 | Residential & Commercial | Ducted CEE Tier 1
214652058 | Central HP <5.4 tons | LUXAIRE | HRCU-A-CB (Split System: Heat Pump with Remote Outdoor Unit-Air-Source) | HH824E2S11 |  |  | CTU30B5XCS1+TXV | LP9C080B12MP13 | 23000 | 17 | 9.5 | 23000 | 18200 | 79.13% | 2 | 0 | 12 |  |  |  | No | R-454B | 1.9167 | Residential & Commercial | Ducted CEE Tier 1
214650069 | Central HP <5.4 tons | LUXAIRE | HRCU-A-CB (Split System: Heat Pump with Remote Outdoor Unit-Air-Source) | HH824E2S11 |  |  | CTU36B5XDS1+TXV | TL9E060B12UH11 | 23000 | 18 | 9.5 | 23000 | 18900 | 82.17% | 2 | 0 | 12 |  |  |  | No | R-454B | 1.9167 | Residential & Commercial | Ducted CEE Tier 1
215935392 | Central HP <5.4 tons | KENMORE | HRCU-A-CB (Split System: Heat Pump with Remote Outdoor Unit-Air-Source) | (C,H,T)5H3V36*K*AAA* |  |  | EVM5X60M24A*+WALLCON | *95CSU1002122B* | 35600 | 22 | 8.5 | 38000 | 28400 | 74.74% | 2.06 | 0 | 12.5 |  |  |  | No | R-454B | 2.9667 | Residential & Commercial | Ducted CEE Tier 1
215669678 | Central HP <5.4 tons | DAY & NIGHT | HRCU-A-CB (Split System: Heat Pump with Remote Outdoor Unit-Air-Source) | C5H0V36*K*AAA* |  |  | EA*5X61M24A*+WALLCON | *95CSU1002122B* | 35000 | 18.5 | 9 | 34400 | 24600 | 71.51% | 1.92 | 0 | 10 |  |  |  | No | R-454B | 2.9167 | Residential & Commercial | Ducted CEE Tier 1
214242903 | Central HP <5.4 tons | KENMORE | HRCU-A-CB (Split System: Heat Pump with Remote Outdoor Unit-Air-Source) | (C,H,T)VH825GKA2* |  |  | END4X42L17**+WALLCON | *95CSU0601716B* | 23800 | 16.5 | 8.1 | 21400 | 16700 | 78.04% | 1.98 | 0 | 11 |  |  |  | No | R-410A | 1.9833 | Residential & Commercial | Ducted CEE Tier 1
214242583 | Central HP <5.4 tons | KENMORE | HRCU-A-CB (Split System: Heat Pump with Remote Outdoor Unit-Air-Source) | (C,H,T)VH825GKA2* |  |  | EN(A,D)4X30L17**+WALLCON | *95CSU0601716B* | 23400 | 16.5 | 8.1 | 21600 | 16700 | 77.31% | 1.92 | 0 | 10.5 |  |  |  | No | R-410A | 1.95 | Residential & Commercial | Ducted CEE Tier 1
214242603 | Central HP <5.4 tons | KENMORE | HRCU-A-CB (Split System: Heat Pump with Remote Outdoor Unit-Air-Source) | (C,H,T)VH825GKA2* |  |  | EN(A,D)4X30L17**+WALLCON | *97CMN0801714B* | 23400 | 16.5 | 8.1 | 21600 | 16700 | 77.31% | 1.92 | 0 | 10.5 |  |  |  | No | R-410A | 1.95 | Residential & Commercial | Ducted CEE Tier 1
213781221 | Central HP <5.4 tons | DAY & NIGHT | HRCU-A-CB (Split System: Heat Pump with Remote Outdoor Unit-Air-Source) | CVH837GKA2* |  |  | EA*4X43L21A*+WALLCON | *97CMN0601714B* | 32600 | 16.5 | 8.1 | 33000 | 25400 | 76.97% | 1.94 | 0 | 11 |  |  |  | No | R-410A | 2.7167 | Residential & Commercial | Ducted CEE Tier 1
215669008 | Central HP <5.4 tons | DAY & NIGHT | HRCU-A-CB (Split System: Heat Pump with Remote Outdoor Unit-Air-Source) | C5H0V36*K*AAA* |  |  | EA*5X43M21A*+WALLCON | *80CTL0902120B* | 34600 | 18 | 9 | 35200 | 25000 | 71.02% | 1.9 | 0 | 10 |  |  |  | No | R-454B | 2.8833 | Residential & Commercial | Ducted CEE Tier 1
215669158 | Central HP <5.4 tons | DAY & NIGHT | HRCU-A-CB (Split System: Heat Pump with Remote Outdoor Unit-Air-Source) | C5H0V36*K*AAA* |  |  | EA*5X48M21A*+WALLCON | *80CTL0901716B* | 33800 | 18 | 9 | 35000 | 25000 | 71.43% | 1.88 | 0 | 10 |  |  |  | No | R-454B | 2.8167 | Residential & Commercial | Ducted CEE Tier 1
215669538 | Central HP <5.4 tons | DAY & NIGHT | HRCU-A-CB (Split System: Heat Pump with Remote Outdoor Unit-Air-Source) | C5H0V36*K*AAA* |  |  | EA*5X61M21A*+WALLCON | *97CMN0601714B* | 34400 | 18 | 9 | 34600 | 25200 | 72.83% | 1.9 | 0 | 10 |  |  |  | No | R-454B | 2.8667 | Residential & Commercial | Ducted CEE Tier 1
215669738 | Central HP <5.4 tons | DAY & NIGHT | HRCU-A-CB (Split System: Heat Pump with Remote Outdoor Unit-Air-Source) | C5H0V36*K*AAA* |  |  | EA*5X61M24A*+WALLCON | *96CTN1202422B* | 35000 | 18.5 | 9 | 34400 | 24800 | 72.09% | 1.92 | 0 | 10.5 |  |  |  | No | R-454B | 2.9167 | Residential & Commercial | Ducted CEE Tier 1
212972763 | Central HP <5.4 tons | BRYANT HEATING AND COOLING SYSTEMS | HRCU-A-CB (Split System: Heat Pump with Remote Outdoor Unit-Air-Source) | 38MURAQ18AB3* |  |  | CNPV*3017AL* | 926SB30040V14*** | 17400 | 16 | 8.1 | 18000 | 18700 | 103.9% | 2.24 | 0 | 10.5 |  |  |  | No | R-410A | 1.45 | Residential & Commercial | Ducted CEE Tier 1
212973313 | Central HP <5.4 tons | BRYANT HEATING AND COOLING SYSTEMS | HRCU-A-CB (Split System: Heat Pump with Remote Outdoor Unit-Air-Source) | 38MURAQ18AB3* |  |  | CAP**2417AL* | 926SB36060V14*** | 17300 | 16 | 8.5 | 18200 | 19400 | 106.6% | 2.34 | 0 | 10.5 |  |  |  | No | R-410A | 1.4417 | Residential & Commercial | Ducted CEE Tier 1
212973383 | Central HP <5.4 tons | BRYANT HEATING AND COOLING SYSTEMS | HRCU-A-CB (Split System: Heat Pump with Remote Outdoor Unit-Air-Source) | 38MURAQ18AB3* |  |  | CNPV*3014AL* | 926SB36060V14*** | 17400 | 16 | 8.1 | 18000 | 18700 | 103.9% | 2.24 | 0 | 11 |  |  |  | No | R-410A | 1.45 | Residential & Commercial | Ducted CEE Tier 1
212974718 | Central HP <5.4 tons | BRYANT HEATING AND COOLING SYSTEMS | HRCU-A-CB (Split System: Heat Pump with Remote Outdoor Unit-Air-Source) | 38MURAQ18AB3* |  |  | CNPV*2417AL* | 926TC30040V14*** | 17300 | 15.5 | 8.5 | 18400 | 19200 | 104.3% | 2.3 | 0 | 10.5 |  |  |  | No | R-410A | 1.4417 | Residential & Commercial | Ducted CEE Tier 1
212975101 | Central HP <5.4 tons | BRYANT HEATING AND COOLING SYSTEMS | HRCU-A-CB (Split System: Heat Pump with Remote Outdoor Unit-Air-Source) | 38MURAQ18AB3* |  |  | CAP**3017AL* | 926TC36040V17*** | 17400 | 16 | 8.5 | 18000 | 18800 | 104.4% | 2.24 | 0 | 10.5 |  |  |  | No | R-410A | 1.45 | Residential & Commercial | Ducted CEE Tier 1
212975420 | Central HP <5.4 tons | BRYANT HEATING AND COOLING SYSTEMS | HRCU-A-CB (Split System: Heat Pump with Remote Outdoor Unit-Air-Source) | 38MURAQ18AB3* |  |  | CAP**3014AL* | 926TC36060V14*** | 17400 | 16.5 | 8.5 | 18000 | 18900 | 105% | 2.28 | 0 | 10.5 |  |  |  | No | R-410A | 1.45 | Residential & Commercial | Ducted CEE Tier 1
214649780 | Central HP <5.4 tons | LUXAIRE | HRCU-A-CB (Split System: Heat Pump with Remote Outdoor Unit-Air-Source) | HH860E2S11 |  |  | CTU60D5XGS1+TXV | TP9C120D20MP13 | 44000 | 18 | 9 | 44500 | 33400 | 75.06% | 2 | 0 | 11.7 |  |  |  | No | R-454B | 3.6667 | Residential & Commercial | Ducted CEE Tier 1
216374774 | Central HP <5.4 tons | LUXAIRE | HRCU-A-CB (Split System: Heat Pump with Remote Outdoor Unit-Air-Source) | HH860E2S11 |  |  | CTM60C5CGS1 | Z9ET100C20SMPS1 | 45000 | 18 | 9 | 46500 | 33800 | 72.69% | 2 | 0 | 11 |  |  |  | No | R-454B | 3.75 | Residential & Commercial | Ducted CEE Tier 1
216374738 | Central HP <5.4 tons | LUXAIRE | HRCU-A-CB (Split System: Heat Pump with Remote Outdoor Unit-Air-Source) | HH860E2S11 |  |  | CTM60C5CHS1 | Z9ET100C20SMPS1 | 53500 | 19 | 8.5 | 54000 | 39000 | 72.22% | 2 | 0 | 11 |  |  |  | No | R-454B | 4.4583 | Residential & Commercial | Ducted CEE Tier 1
214398058 | Central HP <5.4 tons | LUXAIRE | HRCU-A-CB (Split System: Heat Pump with Remote Outdoor Unit-Air-Source) | HH860E2S11 |  |  | CTM60C5CHS1 | LPLC100C20MP13 | 53500 | 19 | 9 | 54000 | 39000 | 72.22% | 2 | 0 | 11 |  |  |  | No | R-454B | 4.4583 | Residential & Commercial | Ducted CEE Tier 1
214809168 | Central HP <5.4 tons | LUXAIRE | HRCU-A-CB (Split System: Heat Pump with Remote Outdoor Unit-Air-Source) | HH860E2S11 |  |  | CTU60C5XGS1+TXV | TM8Y120C20MP11 | 44500 | 18 | 9 | 45000 | 33800 | 75.11% | 2 | 0 | 11.7 |  |  |  | No | R-454B | 3.7083 | Residential & Commercial | Ducted CEE Tier 1
214808989 | Central HP <5.4 tons | LUXAIRE | HRCU-A-CB (Split System: Heat Pump with Remote Outdoor Unit-Air-Source) | HH860E2S11 |  |  | CTU60C5XGS1+TXV | TL8E100C20UH11 | 45000 | 18 | 9 | 45000 | 33400 | 74.22% | 2 | 0 | 11.7 |  |  |  | No | R-454B | 3.75 | Residential & Commercial | Ducted CEE Tier 1
214720190 | Central HP <5.4 tons | LUXAIRE | HRCU-A-CB (Split System: Heat Pump with Remote Outdoor Unit-Air-Source) | HH860E2S11 |  |  | CTU60C5XGS1+TXV | TMLE080C16MP11 | 44500 | 18 | 9 | 45500 | 34200 | 75.16% | 2 | 0 | 11 |  |  |  | No | R-454B | 3.7083 | Residential & Commercial | Ducted CEE Tier 1
214584634 | Central HP <5.4 tons | CHAMPION HEATING AND COOLING | HRCU-A-CB (Split System: Heat Pump with Remote Outdoor Unit-Air-Source) | HH860E2S11 |  |  | CTF60C5CHS1 | Z8ES120C20SMPS1 | 53500 | 19 | 9 | 53500 | 38000 | 71.03% | 2 | 0 | 11.7 |  |  |  | No | R-454B | 4.4583 | Residential & Commercial | Ducted CEE Tier 1
212978675 | Central HP <5.4 tons | CARRIER | HRCU-A-CB (Split System: Heat Pump with Remote Outdoor Unit-Air-Source) | 38MURAQ24AB3* |  |  | CAP**3717AL* | 58S(B,C)*B070M17**12 | 24200 | 17.5 | 8.5 | 25200 | 22000 | 87.3% | 1.84 | 0 | 10 |  |  |  | No | R-410A | 2.0167 | Residential & Commercial | Ducted CEE Tier 1
212971655 | Central HP <5.4 tons | BRYANT HEATING AND COOLING SYSTEMS | HRCU-A-CB (Split System: Heat Pump with Remote Outdoor Unit-Air-Source) | 38MURAQ24AB3* |  |  | CAP**3617AL* | 82*TB48070V17*** | 23800 | 17 | 8.5 | 26200 | 23800 | 90.84% | 1.98 | 0 | 10 |  |  |  | No | R-410A | 1.9833 | Residential & Commercial | Ducted CEE Tier 1
212973613 | Central HP <5.4 tons | BRYANT HEATING AND COOLING SYSTEMS | HRCU-A-CB (Split System: Heat Pump with Remote Outdoor Unit-Air-Source) | 38MURAQ24AB3* |  |  | CNPV*3014AL* | 926SB36060V14*** | 23400 | 16.5 | 8.1 | 26000 | 24400 | 93.85% | 2.02 | 0 | 10 |  |  |  | No | R-410A | 1.95 | Residential & Commercial | Ducted CEE Tier 1
212973833 | Central HP <5.4 tons | BRYANT HEATING AND COOLING SYSTEMS | HRCU-A-CB (Split System: Heat Pump with Remote Outdoor Unit-Air-Source) | 38MURAQ24AB3* |  |  | CAP**2517AL* | 926SB48080V17*** | 24400 | 17 | 8.5 | 25400 | 21600 | 85.04% | 1.8 | 0 | 10 |  |  |  | No | R-410A | 2.0333 | Residential & Commercial | Ducted CEE Tier 1
212975706 | Central HP <5.4 tons | BRYANT HEATING AND COOLING SYSTEMS | HRCU-A-CB (Split System: Heat Pump with Remote Outdoor Unit-Air-Source) | 38MURAQ24AB3* |  |  | CNPV*2414AL* | 926TC36060V14*** | 23200 | 16.5 | 8.5 | 26800 | 25400 | 94.78% | 2.12 | 0 | 10 |  |  |  | No | R-410A | 1.9333 | Residential & Commercial | Ducted CEE Tier 1
213296959 | Central HP <5.4 tons | LUXAIRE | HRCU-A-CB (Split System: Heat Pump with Remote Outdoor Unit-Air-Source) | HMH72B341 |  |  | XAHC36DXXN1+TXV | Z8ES080B12LMPS1 | 33400 | 17.5 | 8.1 | 32800 | 23000 | 70.12% | 2.02 | 0 | 10 |  |  |  | No | R-410A | 2.7833 | Residential & Commercial | Ducted CEE Tier 1
215853431 | Central HP <5.4 tons | CHAMPION HEATING AND COOLING | HRCU-A-CB (Split System: Heat Pump with Remote Outdoor Unit-Air-Source) | HH836E2S11 |  |  | CTM36C5CDS1+JMET12CS2N1 |  | 34000 | 19 | 9 | 31200 | 25600 | 82.05% | 2 | 0 | 11.7 |  |  |  | No | R-454B | 2.8333 | Residential & Commercial | Ducted CEE Tier 1
214807787 | Central HP <5.4 tons | LUXAIRE | HRCU-A-CB (Split System: Heat Pump with Remote Outdoor Unit-Air-Source) | HH836E2S11 |  |  | CTU48C5XFS1+JMC17C2SN1+TXV |  | 34400 | 19 | 9 | 32000 | 25200 | 78.75% | 2 | 0 | 11.7 |  |  |  | No | R-454B | 2.8667 | Residential & Commercial | Ducted CEE Tier 1
214720081 | Central HP <5.4 tons | LUXAIRE | HRCU-A-CB (Split System: Heat Pump with Remote Outdoor Unit-Air-Source) | HH836E2S11 |  |  | CTU48C5XFS1+TXV | LPLC080C16MP13 | 33400 | 18 | 9 | 31600 | 25400 | 80.38% | 2 | 0 | 11 |  |  |  | No | R-454B | 2.7833 | Residential & Commercial | Ducted CEE Tier 1
214584559 | Central HP <5.4 tons | CHAMPION HEATING AND COOLING | HRCU-A-CB (Split System: Heat Pump with Remote Outdoor Unit-Air-Source) | HH836E2S11 |  |  | CTF36C5CDS1 | Z8ES100C16SMPS1 | 34400 | 18 | 8.5 | 31800 | 26000 | 81.76% | 2 | 0 | 11.7 |  |  |  | No | R-454B | 2.8667 | Residential & Commercial | Ducted CEE Tier 1
214719854 | Central HP <5.4 tons | LUXAIRE | HRCU-A-CB (Split System: Heat Pump with Remote Outdoor Unit-Air-Source) | HH836E2S11 |  |  | CTU48C5XFS1+TXV | TMLE100C16MP11 | 33400 | 19 | 9 | 31400 | 25400 | 80.89% | 2 | 0 | 11 |  |  |  | No | R-454B | 2.7833 | Residential & Commercial | Ducted CEE Tier 1
214398087 | Central HP <5.4 tons | LUXAIRE | HRCU-A-CB (Split System: Heat Pump with Remote Outdoor Unit-Air-Source) | HH836E2S11 |  |  | CTM48C5CFS1 | LP9C100C16MP13 | 33200 | 19 | 9 | 31200 | 25200 | 80.77% | 2 | 0 | 11 |  |  |  | No | R-454B | 2.7667 | Residential & Commercial | Ducted CEE Tier 1
214398101 | Central HP <5.4 tons | LUXAIRE | HRCU-A-CB (Split System: Heat Pump with Remote Outdoor Unit-Air-Source) | HH836E2S11 |  |  | CTF36C5CDS1+JMET12CS2N1 |  | 34400 | 19 | 9 | 31800 | 25600 | 80.5% | 2 | 0 | 11.7 |  |  |  | No | R-454B | 2.8667 | Residential & Commercial | Ducted CEE Tier 1
213771432 | Central HP <5.4 tons | KEEPRITE | HRCU-A-CB (Split System: Heat Pump with Remote Outdoor Unit-Air-Source) | CVH825GKA2* |  |  | EA*4X42L24A*+WALLCON | *96CTN1202422B* | 23800 | 17 | 8.1 | 21400 | 16600 | 77.57% | 1.96 | 0 | 11 |  |  |  | No | R-410A | 1.9833 | Residential & Commercial | Ducted CEE Tier 1
207698164 | Central HP <5.4 tons | TCL | HRCU-A-CB (Split System: Heat Pump with Remote Outdoor Unit-Air-Source) | TCE-60HA/DV2ON |  |  | TCE-48D7HWA/DV2I |  | 45000 | 16 | 8.5 | 46000 | 32400 | 70.43% | 2 | 11.2 | 10.4 |  |  |  | No | R-410A | 3.75 | Residential & Commercial | Ducted CEE Tier 1
213771672 | Central HP <5.4 tons | KEEPRITE | HRCU-A-CB (Split System: Heat Pump with Remote Outdoor Unit-Air-Source) | CVH825GKA2* |  |  | EA*4X48L21A*+WALLCON | *96CTN1002122B* | 24000 | 16.5 | 8.1 | 21000 | 16500 | 78.57% | 2.02 | 0 | 11 |  |  |  | No | R-410A | 2 | Residential & Commercial | Ducted CEE Tier 1
213771472 | Central HP <5.4 tons | KEEPRITE | HRCU-A-CB (Split System: Heat Pump with Remote Outdoor Unit-Air-Source) | CVH825GKA2* |  |  | EA*4X43L21A*+WALLCON | *80CTL0902120B* | 24400 | 17 | 8.5 | 21200 | 16600 | 78.3% | 2.04 | 0 | 11 |  |  |  | No | R-410A | 2.0333 | Residential & Commercial | Ducted CEE Tier 1
214243161 | Central HP <5.4 tons | DAY & NIGHT | HRCU-A-CB (Split System: Heat Pump with Remote Outdoor Unit-Air-Source) | CVH825GKA2* |  |  | EN(A,D,W)4X48L21**+WALLCON | *97CMN1002122B* | 24200 | 17 | 8.1 | 21200 | 16600 | 78.3% | 2.02 | 0 | 11.5 |  |  |  | No | R-410A | 2.0167 | Residential & Commercial | Ducted CEE Tier 1
214243211 | Central HP <5.4 tons | DAY & NIGHT | HRCU-A-CB (Split System: Heat Pump with Remote Outdoor Unit-Air-Source) | CVH825GKA2* |  |  | EN(A,D)4X48L24**+WALLCON | *80CTL1102120B* | 24200 | 17 | 8.1 | 21200 | 16600 | 78.3% | 2.02 | 0 | 11.5 |  |  |  | No | R-410A | 2.0167 | Residential & Commercial | Ducted CEE Tier 1
212974053 | Central HP <5.4 tons | BRYANT HEATING AND COOLING SYSTEMS | HRCU-A-CB (Split System: Heat Pump with Remote Outdoor Unit-Air-Source) | 38MURAQ36AB3* |  |  | CAP**4821AL* | 926SB48080V17*** | 35400 | 16 | 8.1 | 37800 | 34800 | 92.06% | 2 | 0 | 10 |  |  |  | No | R-410A | 2.95 | Residential & Commercial | Ducted CEE Tier 1
212972231 | Central HP <5.4 tons | BRYANT HEATING AND COOLING SYSTEMS | HRCU-A-CB (Split System: Heat Pump with Remote Outdoor Unit-Air-Source) | 38MURAQ36AB3* |  |  | CAP**4821AL* | 82*TB60090V21*** | 35600 | 16.5 | 8.5 | 37800 | 34600 | 91.53% | 2.02 | 0 | 10 |  |  |  | No | R-410A | 2.9667 | Residential & Commercial | Ducted CEE Tier 1
212975739 | Central HP <5.4 tons | BRYANT HEATING AND COOLING SYSTEMS | HRCU-A-CB (Split System: Heat Pump with Remote Outdoor Unit-Air-Source) | 38MURAQ24AB3* |  |  | CNPV*3017AL* | 926TC36060V14*** | 23400 | 16.5 | 8.1 | 26200 | 24600 | 93.89% | 2.04 | 0 | 10 |  |  |  | No | R-410A | 1.95 | Residential & Commercial | Ducted CEE Tier 1
212971988 | Central HP <5.4 tons | BRYANT HEATING AND COOLING SYSTEMS | HRCU-A-CB (Split System: Heat Pump with Remote Outdoor Unit-Air-Source) | 38MURAQ24AB3* |  |  | CAP**3617AL* | 82*TB48090V17*** | 23600 | 17 | 8.5 | 26200 | 24200 | 92.37% | 2 | 0 | 10 |  |  |  | No | R-410A | 1.9667 | Residential & Commercial | Ducted CEE Tier 1
212973233 | Central HP <5.4 tons | BRYANT HEATING AND COOLING SYSTEMS | HRCU-A-CB (Split System: Heat Pump with Remote Outdoor Unit-Air-Source) | 38MURAQ24AB3* |  |  | CAP**3717AL* | 926SB36040V17*** | 24000 | 16 | 8.1 | 25400 | 22000 | 86.61% | 1.82 | 0 | 10 |  |  |  | No | R-410A | 2 | Residential & Commercial | Ducted CEE Tier 1
212973903 | Central HP <5.4 tons | BRYANT HEATING AND COOLING SYSTEMS | HRCU-A-CB (Split System: Heat Pump with Remote Outdoor Unit-Air-Source) | 38MURAQ24AB3* |  |  | CNPV*3017AL* | 926SB48080V17*** | 23400 | 16.5 | 8.1 | 25800 | 24200 | 93.8% | 2 | 0 | 10 |  |  |  | No | R-410A | 1.95 | Residential & Commercial | Ducted CEE Tier 1
212974103 | Central HP <5.4 tons | BRYANT HEATING AND COOLING SYSTEMS | HRCU-A-CB (Split System: Heat Pump with Remote Outdoor Unit-Air-Source) | 38MURAQ24AB3* |  |  | CAP**3721AL* | 926SB60080V21*** | 24400 | 17 | 8.5 | 25200 | 21400 | 84.92% | 1.8 | 0 | 10.5 |  |  |  | No | R-410A | 2.0333 | Residential & Commercial | Ducted CEE Tier 1
212971644 | Central HP <5.4 tons | BRYANT HEATING AND COOLING SYSTEMS | HRCU-A-CB (Split System: Heat Pump with Remote Outdoor Unit-Air-Source) | 38MURAQ24AB3* |  |  | CAP**3017AL* | 82*TB48070V17*** | 23600 | 17 | 8.5 | 26000 | 24000 | 92.31% | 2 | 0 | 10 |  |  |  | No | R-410A | 1.9667 | Residential & Commercial | Ducted CEE Tier 1
212972963 | Central HP <5.4 tons | BRYANT HEATING AND COOLING SYSTEMS | HRCU-A-CB (Split System: Heat Pump with Remote Outdoor Unit-Air-Source) | 38MURAQ24AB3* |  |  | CNPV*2414AL* | 926SB30040V14*** | 23000 | 16 | 8.5 | 27000 | 25600 | 94.81% | 2.12 | 0 | 10 |  |  |  | No | R-410A | 1.9167 | Residential & Commercial | Ducted CEE Tier 1
213771552 | Central HP <5.4 tons | KEEPRITE | HRCU-A-CB (Split System: Heat Pump with Remote Outdoor Unit-Air-Source) | CVH825GKA2* |  |  | EA*4X43L21A*+WALLCON | *96CTN1002122B* | 24400 | 16.5 | 8.5 | 21200 | 16600 | 78.3% | 2.04 | 0 | 11 |  |  |  | No | R-410A | 2.0333 | Residential & Commercial | Ducted CEE Tier 1
213771082 | Central HP <5.4 tons | KEEPRITE | HRCU-A-CB (Split System: Heat Pump with Remote Outdoor Unit-Air-Source) | CVH825GKA2* |  |  | EA*4X37L17A*+WALLCON | *97CMN0601714B* | 24000 | 16 | 8.1 | 21600 | 16800 | 77.78% | 1.98 | 0 | 10.5 |  |  |  | No | R-410A | 2 | Residential & Commercial | Ducted CEE Tier 1
213771152 | Central HP <5.4 tons | KEEPRITE | HRCU-A-CB (Split System: Heat Pump with Remote Outdoor Unit-Air-Source) | CVH825GKA2* |  |  | EA*4X37L21A*+WALLCON | *80CTL0901716B* | 24600 | 17 | 8.5 | 21000 | 16600 | 79.05% | 2.02 | 0 | 11 |  |  |  | No | R-410A | 2.05 | Residential & Commercial | Ducted CEE Tier 1
213771252 | Central HP <5.4 tons | KEEPRITE | HRCU-A-CB (Split System: Heat Pump with Remote Outdoor Unit-Air-Source) | CVH825GKA2* |  |  | EA*4X42L21A*+WALLCON | *80CTL0451712B* | 23600 | 16.5 | 8.1 | 21600 | 16700 | 77.31% | 1.94 | 0 | 10.5 |  |  |  | No | R-410A | 1.9667 | Residential & Commercial | Ducted CEE Tier 1
213771302 | Central HP <5.4 tons | KEEPRITE | HRCU-A-CB (Split System: Heat Pump with Remote Outdoor Unit-Air-Source) | CVH825GKA2* |  |  | EA*4X42L21A*+WALLCON | *95CSU0601716B* | 23600 | 16.5 | 8.1 | 21400 | 16700 | 78.04% | 1.96 | 0 | 10.5 |  |  |  | No | R-410A | 1.9667 | Residential & Commercial | Ducted CEE Tier 1
213771402 | Central HP <5.4 tons | KEEPRITE | HRCU-A-CB (Split System: Heat Pump with Remote Outdoor Unit-Air-Source) | CVH825GKA2* |  |  | EA*4X42L24A*+WALLCON | *97CMN1002122B* | 23800 | 16.5 | 8.1 | 21400 | 16600 | 77.57% | 1.96 | 0 | 11 |  |  |  | No | R-410A | 1.9833 | Residential & Commercial | Ducted CEE Tier 1
213771532 | Central HP <5.4 tons | KEEPRITE | HRCU-A-CB (Split System: Heat Pump with Remote Outdoor Unit-Air-Source) | CVH825GKA2* |  |  | EA*4X43L21A*+WALLCON | *96CTN0601714B* | 24400 | 16.5 | 8.1 | 21200 | 16700 | 78.77% | 2.02 | 0 | 11 |  |  |  | No | R-410A | 2.0333 | Residential & Commercial | Ducted CEE Tier 1
215669000 | Central HP <5.4 tons | DAY & NIGHT | HRCU-A-CB (Split System: Heat Pump with Remote Outdoor Unit-Air-Source) | C5H0V36*K*AAA* |  |  | EA*5X43M21A*+WALLCON | *80CTL0901716B* | 34400 | 18 | 9 | 35400 | 25200 | 71.19% | 1.88 | 0 | 10 |  |  |  | No | R-454B | 2.8667 | Residential & Commercial | Ducted CEE Tier 1
215853445 | Central HP <5.4 tons | CHAMPION HEATING AND COOLING | HRCU-A-CB (Split System: Heat Pump with Remote Outdoor Unit-Air-Source) | HH836E2S11 |  |  | CTF36C5CDS1 | Z9ES100C20SMPS1 | 34800 | 18 | 8.5 | 33000 | 27200 | 82.42% | 2 | 0 | 11 |  |  |  | No | R-454B | 2.9 | Residential & Commercial | Ducted CEE Tier 1
214720007 | Central HP <5.4 tons | LUXAIRE | HRCU-A-CB (Split System: Heat Pump with Remote Outdoor Unit-Air-Source) | HH836E2S11 |  |  | CTU48C5XFS1+TXV | TMLE080C20MP11 | 34600 | 17 | 8.5 | 32800 | 25800 | 78.66% | 2 | 0 | 11 |  |  |  | No | R-454B | 2.8833 | Residential & Commercial | Ducted CEE Tier 1
214720012 | Central HP <5.4 tons | LUXAIRE | HRCU-A-CB (Split System: Heat Pump with Remote Outdoor Unit-Air-Source) | HH836E2S11 |  |  | CTU48C5XFS1+TXV | Z9ES100C16SMPS1 | 35000 | 18 | 9 | 32600 | 25800 | 79.14% | 2 | 0 | 11 |  |  |  | No | R-454B | 2.9167 | Residential & Commercial | Ducted CEE Tier 1
214719678 | Central HP <5.4 tons | LUXAIRE | HRCU-A-CB (Split System: Heat Pump with Remote Outdoor Unit-Air-Source) | HH836E2S11 |  |  | CTU36B5XDS1+TXV | TM8Y080B12MP11 | 33400 | 18 | 8.5 | 31200 | 25600 | 82.05% | 2 | 0 | 11 |  |  |  | No | R-454B | 2.7833 | Residential & Commercial | Ducted CEE Tier 1
211392666 | Central HP <5.4 tons | FRASER-JOHNSTON | HRCU-A-CB (Split System: Heat Pump with Remote Outdoor Unit-Air-Source) | HMH72B341 |  |  | XAFB36DBCN1 | TMLE060A12MP11 | 34000 | 18 | 8.1 | 33800 | 23800 | 70.41% | 2.06 | 0 | 10 |  |  |  | No | R-410A | 2.8333 | Residential & Commercial | Ducted CEE Tier 1
210595864 | Central HP <5.4 tons | KENMORE | HRCU-A-CB (Split System: Heat Pump with Remote Outdoor Unit-Air-Source) | (C,H,T)VH837GKA** |  |  | EHD4X60AAL+WALLCON | *96CTN0801714A* | 32800 | 16.5 | 8.1 | 32600 | 25200 | 77.3% | 1.98 | 0 | 11 |  |  |  | No | R-410A | 2.7333 | Residential & Commercial | Ducted CEE Tier 1
213772763 | Central HP <5.4 tons | KENMORE | HRCU-A-CB (Split System: Heat Pump with Remote Outdoor Unit-Air-Source) | (C,H,T)VH825GKA3* |  |  | EA*4X25L17A*+WALLCON | *95CSU0601716B* | 24200 | 16.5 | 8.1 | 21400 | 16700 | 78.04% | 2 | 0 | 10.5 |  |  |  | No | R-410A | 2.0167 | Residential & Commercial | Ducted CEE Tier 1
213772863 | Central HP <5.4 tons | KENMORE | HRCU-A-CB (Split System: Heat Pump with Remote Outdoor Unit-Air-Source) | (C,H,T)VH825GKA3* |  |  | EA*4X30L17A*+WALLCON | *80CTL0701716B* | 23400 | 16.5 | 8.1 | 21600 | 16700 | 77.31% | 1.9 | 0 | 10.5 |  |  |  | No | R-410A | 1.95 | Residential & Commercial | Ducted CEE Tier 1
213781301 | Central HP <5.4 tons | DAY & NIGHT | HRCU-A-CB (Split System: Heat Pump with Remote Outdoor Unit-Air-Source) | CVH837GKA2* |  |  | EA*4X48L21A*+WALLCON | *80CTL0901716B* | 32400 | 17 | 8.1 | 32600 | 25000 | 76.69% | 1.96 | 0 | 11 |  |  |  | No | R-410A | 2.7 | Residential & Commercial | Ducted CEE Tier 1
213781381 | Central HP <5.4 tons | DAY & NIGHT | HRCU-A-CB (Split System: Heat Pump with Remote Outdoor Unit-Air-Source) | CVH837GKA2* |  |  | EA*4X48L21A*+WALLCON | *96CTN0801714B* | 32200 | 17 | 8.1 | 32800 | 25000 | 76.22% | 1.96 | 0 | 11 |  |  |  | No | R-410A | 2.6833 | Residential & Commercial | Ducted CEE Tier 1
213781401 | Central HP <5.4 tons | DAY & NIGHT | HRCU-A-CB (Split System: Heat Pump with Remote Outdoor Unit-Air-Source) | CVH837GKA2* |  |  | EA*4X48L24A*+WALLCON | *80CTL0902120B* | 32400 | 17 | 8.5 | 32200 | 24800 | 77.02% | 1.98 | 0 | 11.5 |  |  |  | No | R-410A | 2.7 | Residential & Commercial | Ducted CEE Tier 1
213771012 | Central HP <5.4 tons | KEEPRITE | HRCU-A-CB (Split System: Heat Pump with Remote Outdoor Unit-Air-Source) | CVH825GKA2* |  |  | EA*4X36L21A*+WALLCON | *96CTN0801714B* | 23600 | 16.5 | 8.1 | 21400 | 16700 | 78.04% | 1.94 | 0 | 10.5 |  |  |  | No | R-410A | 1.9667 | Residential & Commercial | Ducted CEE Tier 1
213771062 | Central HP <5.4 tons | KEEPRITE | HRCU-A-CB (Split System: Heat Pump with Remote Outdoor Unit-Air-Source) | CVH825GKA2* |  |  | EA*4X37L17A*+WALLCON | *80CTL0901716B* | 24200 | 16.5 | 8.1 | 21400 | 16700 | 78.04% | 2 | 0 | 11 |  |  |  | No | R-410A | 2.0167 | Residential & Commercial | Ducted CEE Tier 1
213771112 | Central HP <5.4 tons | KEEPRITE | HRCU-A-CB (Split System: Heat Pump with Remote Outdoor Unit-Air-Source) | CVH825GKA2* |  |  | EA*4X37L17A*+WALLCON | *96CTN0601714B* | 24000 | 16 | 8.1 | 21400 | 16800 | 78.5% | 1.98 | 0 | 11 |  |  |  | No | R-410A | 2 | Residential & Commercial | Ducted CEE Tier 1
213771262 | Central HP <5.4 tons | KEEPRITE | HRCU-A-CB (Split System: Heat Pump with Remote Outdoor Unit-Air-Source) | CVH825GKA2* |  |  | EA*4X42L21A*+WALLCON | *80CTL0701716B* | 23800 | 16.5 | 8.1 | 21400 | 16700 | 78.04% | 1.96 | 0 | 10.5 |  |  |  | No | R-410A | 1.9833 | Residential & Commercial | Ducted CEE Tier 1
213771312 | Central HP <5.4 tons | KEEPRITE | HRCU-A-CB (Split System: Heat Pump with Remote Outdoor Unit-Air-Source) | CVH825GKA2* |  |  | EA*4X42L21A*+WALLCON | *97CMN0601714B* | 23600 | 16 | 8.1 | 21600 | 16700 | 77.31% | 1.94 | 0 | 10.5 |  |  |  | No | R-410A | 1.9667 | Residential & Commercial | Ducted CEE Tier 1
213771212 | Central HP <5.4 tons | KEEPRITE | HRCU-A-CB (Split System: Heat Pump with Remote Outdoor Unit-Air-Source) | CVH825GKA2* |  |  | EA*4X37L21A*+WALLCON | *97CMN1002122B* | 24400 | 16.5 | 8.5 | 21200 | 16600 | 78.3% | 2.04 | 0 | 11 |  |  |  | No | R-410A | 2.0333 | Residential & Commercial | Ducted CEE Tier 1
213771182 | Central HP <5.4 tons | KEEPRITE | HRCU-A-CB (Split System: Heat Pump with Remote Outdoor Unit-Air-Source) | CVH825GKA2* |  |  | EA*4X37L21A*+WALLCON | *95CSU0601716B* | 24400 | 16.5 | 8.1 | 21400 | 16700 | 78.04% | 2.02 | 0 | 10.5 |  |  |  | No | R-410A | 2.0333 | Residential & Commercial | Ducted CEE Tier 1
212984182 | Central HP <5.4 tons | BRYANT HEATING AND COOLING SYSTEMS | HRCU-A-CB (Split System: Heat Pump with Remote Outdoor Unit-Air-Source) | 38MURAQ18AB3* |  |  | CAP**2517AL* | 912SE42060M17*** | 18100 | 16.5 | 8.5 | 17900 | 17700 | 98.88% | 2.14 | 0 | 11 |  |  |  | No | R-410A | 1.5083 | Residential & Commercial | Ducted CEE Tier 1
212986272 | Central HP <5.4 tons | BRYANT HEATING AND COOLING SYSTEMS | HRCU-A-CB (Split System: Heat Pump with Remote Outdoor Unit-Air-Source) | 38MURAQ18AB3* |  |  | CAP**1917AL* | 916SA30040M14*** | 17900 | 16 | 8.5 | 18000 | 17800 | 98.89% | 2.14 | 0 | 10.5 |  |  |  | No | R-410A | 1.4917 | Residential & Commercial | Ducted CEE Tier 1
212986356 | Central HP <5.4 tons | BRYANT HEATING AND COOLING SYSTEMS | HRCU-A-CB (Split System: Heat Pump with Remote Outdoor Unit-Air-Source) | 38MURAQ18AB3* |  |  | CNPV*2417AL* | 916SA30040M14*** | 17400 | 15.5 | 8.5 | 18500 | 19200 | 103.8% | 2.3 | 0 | 10.5 |  |  |  | No | R-410A | 1.45 | Residential & Commercial | Ducted CEE Tier 1
213781691 | Central HP <5.4 tons | DAY & NIGHT | HRCU-A-CB (Split System: Heat Pump with Remote Outdoor Unit-Air-Source) | CVH837GKA2* |  |  | EA*4X61L24A*+WALLCON | *97CMN1002122B* | 33200 | 17.5 | 8.5 | 32000 | 24800 | 77.5% | 2 | 0 | 11.7 |  |  |  | No | R-410A | 2.7667 | Residential & Commercial | Ducted CEE Tier 1
213782041 | Central HP <5.4 tons | DAY & NIGHT | HRCU-A-CB (Split System: Heat Pump with Remote Outdoor Unit-Air-Source) | CVH837GKA2* |  |  | EHD4X42AAL+WALLCON | *96CTN1202422B* | 32600 | 16.5 | 8.1 | 33000 | 24600 | 74.55% | 1.94 | 0 | 11 |  |  |  | No | R-410A | 2.7167 | Residential & Commercial | Ducted CEE Tier 1
213782111 | Central HP <5.4 tons | DAY & NIGHT | HRCU-A-CB (Split System: Heat Pump with Remote Outdoor Unit-Air-Source) | CVH837GKA2* |  |  | EHD4X48AAL+WALLCON | *80CTL1352422B* | 32600 | 16.5 | 8.1 | 32600 | 24800 | 76.07% | 1.96 | 0 | 11 |  |  |  | No | R-410A | 2.7167 | Residential & Commercial | Ducted CEE Tier 1
213781191 | Central HP <5.4 tons | DAY & NIGHT | HRCU-A-CB (Split System: Heat Pump with Remote Outdoor Unit-Air-Source) | CVH837GKA2* |  |  | EA*4X43L21A*+WALLCON | *80CTL0902120B* | 32800 | 17 | 8.5 | 32600 | 25000 | 76.69% | 1.98 | 0 | 11.5 |  |  |  | No | R-410A | 2.7333 | Residential & Commercial | Ducted CEE Tier 1
213781441 | Central HP <5.4 tons | DAY & NIGHT | HRCU-A-CB (Split System: Heat Pump with Remote Outdoor Unit-Air-Source) | CVH837GKA2* |  |  | EA*4X48L24A*+WALLCON | *97CMN1202422B* | 32200 | 17 | 8.1 | 32600 | 24800 | 76.07% | 1.98 | 0 | 11 |  |  |  | No | R-410A | 2.6833 | Residential & Commercial | Ducted CEE Tier 1
213781911 | Central HP <5.4 tons | DAY & NIGHT | HRCU-A-CB (Split System: Heat Pump with Remote Outdoor Unit-Air-Source) | CVH837GKA2* |  |  | EHD4X42AAL+WALLCON | *80CTL0701716B* | 32400 | 16 | 8.1 | 33200 | 24800 | 74.7% | 1.92 | 0 | 11 |  |  |  | No | R-410A | 2.7 | Residential & Commercial | Ducted CEE Tier 1
213782361 | Central HP <5.4 tons | DAY & NIGHT | HRCU-A-CB (Split System: Heat Pump with Remote Outdoor Unit-Air-Source) | CVH837GKA2* |  |  | EHD4X60AAL+WALLCON | *96CTN1202422B* | 33000 | 16.5 | 8.1 | 32200 | 24800 | 77.02% | 2 | 0 | 11.5 |  |  |  | No | R-410A | 2.75 | Residential & Commercial | Ducted CEE Tier 1
214808984 | Central HP <5.4 tons | LUXAIRE | HRCU-A-CB (Split System: Heat Pump with Remote Outdoor Unit-Air-Source) | HH860E2S11 |  |  | CTU60C5XGS1+TXV | Z8ES120C20SMPS1 | 45000 | 18 | 9 | 45500 | 33400 | 73.41% | 2 | 0 | 11.7 |  |  |  | No | R-454B | 3.75 | Residential & Commercial | Ducted CEE Tier 1
214809009 | Central HP <5.4 tons | LUXAIRE | HRCU-A-CB (Split System: Heat Pump with Remote Outdoor Unit-Air-Source) | HH860E2S11 |  |  | CTU60C5XGS1+TXV | TM8V100C16MP12 | 43500 | 18 | 9 | 44000 | 33400 | 75.91% | 2 | 0 | 11.7 |  |  |  | No | R-454B | 3.625 | Residential & Commercial | Ducted CEE Tier 1
214720022 | Central HP <5.4 tons | LUXAIRE | HRCU-A-CB (Split System: Heat Pump with Remote Outdoor Unit-Air-Source) | HH860E2S11 |  |  | CTU60C5XGS1+TXV | TM9E080C20MP12 | 44500 | 17 | 9 | 45000 | 33800 | 75.11% | 2 | 0 | 11.7 |  |  |  | No | R-454B | 3.7083 | Residential & Commercial | Ducted CEE Tier 1
214584609 | Central HP <5.4 tons | CHAMPION HEATING AND COOLING | HRCU-A-CB (Split System: Heat Pump with Remote Outdoor Unit-Air-Source) | HH860E2S11 |  |  | CTF60C5CGS1 | Z8ES100C16SMPS1 | 44000 | 18 | 9 | 44000 | 33200 | 75.45% | 2 | 0 | 12 |  |  |  | No | R-454B | 3.6667 | Residential & Commercial | Ducted CEE Tier 1
214398272 | Central HP <5.4 tons | LUXAIRE | HRCU-A-CB (Split System: Heat Pump with Remote Outdoor Unit-Air-Source) | HH860E2S11 |  |  | CTF60C5CGS1 | TPLC100C20MP13 | 44500 | 18 | 9 | 45000 | 33800 | 75.11% | 2 | 0 | 11 |  |  |  | No | R-454B | 3.7083 | Residential & Commercial | Ducted CEE Tier 1
214398447 | Central HP <5.4 tons | LUXAIRE | HRCU-A-CB (Split System: Heat Pump with Remote Outdoor Unit-Air-Source) | HH860E2S11 |  |  | CTM60C5CHS1 | TMLE100C20MP11 | 53500 | 19 | 8.5 | 55000 | 39000 | 70.91% | 2 | 0 | 11 |  |  |  | No | R-454B | 4.4583 | Residential & Commercial | Ducted CEE Tier 1
215669338 | Central HP <5.4 tons | DAY & NIGHT | HRCU-A-CB (Split System: Heat Pump with Remote Outdoor Unit-Air-Source) | C5H0V36*K*AAA* |  |  | EA*5X60M24A*+WALLCON | *80CTL1352422B* | 34400 | 18.5 | 9 | 34200 | 24600 | 71.93% | 1.92 | 0 | 10.5 |  |  |  | No | R-454B | 2.8667 | Residential & Commercial | Ducted CEE Tier 1
213771622 | Central HP <5.4 tons | KEEPRITE | HRCU-A-CB (Split System: Heat Pump with Remote Outdoor Unit-Air-Source) | CVH825GKA2* |  |  | EA*4X48L21A*+WALLCON | *97CMN0601714B* | 24000 | 16.5 | 8.1 | 21000 | 16600 | 79.05% | 2 | 0 | 10.5 |  |  |  | No | R-410A | 2 | Residential & Commercial | Ducted CEE Tier 1
213771222 | Central HP <5.4 tons | KEEPRITE | HRCU-A-CB (Split System: Heat Pump with Remote Outdoor Unit-Air-Source) | CVH825GKA2* |  |  | EA*4X37L21A*+WALLCON | *96CTN0601714B* | 24400 | 16.5 | 8.1 | 21200 | 16700 | 78.77% | 2.02 | 0 | 11 |  |  |  | No | R-410A | 2.0333 | Residential & Commercial | Ducted CEE Tier 1
213771072 | Central HP <5.4 tons | KEEPRITE | HRCU-A-CB (Split System: Heat Pump with Remote Outdoor Unit-Air-Source) | CVH825GKA2* |  |  | EA*4X37L17A*+WALLCON | *95CSU0601716B* | 24200 | 16.5 | 8.1 | 21400 | 16700 | 78.04% | 2 | 0 | 10.5 |  |  |  | No | R-410A | 2.0167 | Residential & Commercial | Ducted CEE Tier 1
213771172 | Central HP <5.4 tons | KEEPRITE | HRCU-A-CB (Split System: Heat Pump with Remote Outdoor Unit-Air-Source) | CVH825GKA2* |  |  | EA*4X37L21A*+WALLCON | *80CTL1102120B* | 24400 | 17 | 8.5 | 21200 | 16600 | 78.3% | 2.04 | 0 | 11 |  |  |  | No | R-410A | 2.0333 | Residential & Commercial | Ducted CEE Tier 1
214242481 | Central HP <5.4 tons | DAY & NIGHT | HRCU-A-CB (Split System: Heat Pump with Remote Outdoor Unit-Air-Source) | CVH825GKA2* |  |  | EN(A,D)4X24L17**+WALLCON | *97CMN0801714B* | 23200 | 16 | 8.1 | 22000 | 16900 | 76.82% | 1.92 | 0 | 10.5 |  |  |  | No | R-410A | 1.9333 | Residential & Commercial | Ducted CEE Tier 1
214242631 | Central HP <5.4 tons | DAY & NIGHT | HRCU-A-CB (Split System: Heat Pump with Remote Outdoor Unit-Air-Source) | CVH825GKA2* |  |  | EN(A,D)4X30L17**+WALLCON | *96CTN0801714B* | 23400 | 16.5 | 8.1 | 21600 | 16700 | 77.31% | 1.92 | 0 | 11 |  |  |  | No | R-410A | 1.95 | Residential & Commercial | Ducted CEE Tier 1
214242731 | Central HP <5.4 tons | DAY & NIGHT | HRCU-A-CB (Split System: Heat Pump with Remote Outdoor Unit-Air-Source) | CVH825GKA2* |  |  | EN(A,D,W)4X36L17**+WALLCON | *96CTN0801714B* | 23400 | 16.5 | 8.1 | 21600 | 16700 | 77.31% | 1.92 | 0 | 11 |  |  |  | No | R-410A | 1.95 | Residential & Commercial | Ducted CEE Tier 1
212973303 | Central HP <5.4 tons | BRYANT HEATING AND COOLING SYSTEMS | HRCU-A-CB (Split System: Heat Pump with Remote Outdoor Unit-Air-Source) | 38MURAQ18AB3* |  |  | CAP**2414AL* | 926SB36060V14*** | 17200 | 16 | 8.5 | 18100 | 19400 | 107.2% | 2.34 | 0 | 10.5 |  |  |  | No | R-410A | 1.4333 | Residential & Commercial | Ducted CEE Tier 1
212973353 | Central HP <5.4 tons | BRYANT HEATING AND COOLING SYSTEMS | HRCU-A-CB (Split System: Heat Pump with Remote Outdoor Unit-Air-Source) | 38MURAQ18AB3* |  |  | CNPV*1814AL* | 926SB36060V14*** | 17300 | 16 | 8.5 | 18500 | 19800 | 107% | 2.38 | 0 | 10.5 |  |  |  | No | R-410A | 1.4417 | Residential & Commercial | Ducted CEE Tier 1
212973703 | Central HP <5.4 tons | BRYANT HEATING AND COOLING SYSTEMS | HRCU-A-CB (Split System: Heat Pump with Remote Outdoor Unit-Air-Source) | 38MURAQ18AB3* |  |  | CNPV*3017AL* | 926SB48080V17*** | 17500 | 16 | 8.1 | 18000 | 18700 | 103.9% | 2.24 | 0 | 11 |  |  |  | No | R-410A | 1.4583 | Residential & Commercial | Ducted CEE Tier 1
212974705 | Central HP <5.4 tons | BRYANT HEATING AND COOLING SYSTEMS | HRCU-A-CB (Split System: Heat Pump with Remote Outdoor Unit-Air-Source) | 38MURAQ18AB3* |  |  | CNPV*2414AL* | 926TC30040V14*** | 17300 | 15.5 | 8.5 | 18400 | 19200 | 104.3% | 2.3 | 0 | 10.5 |  |  |  | No | R-410A | 1.4417 | Residential & Commercial | Ducted CEE Tier 1
212975486 | Central HP <5.4 tons | BRYANT HEATING AND COOLING SYSTEMS | HRCU-A-CB (Split System: Heat Pump with Remote Outdoor Unit-Air-Source) | 38MURAQ18AB3* |  |  | CNPV*3017AL* | 926TC36060V14*** | 17500 | 16.5 | 8.1 | 18000 | 18700 | 103.9% | 2.24 | 0 | 11 |  |  |  | No | R-410A | 1.4583 | Residential & Commercial | Ducted CEE Tier 1
212975773 | Central HP <5.4 tons | BRYANT HEATING AND COOLING SYSTEMS | HRCU-A-CB (Split System: Heat Pump with Remote Outdoor Unit-Air-Source) | 38MURAQ18AB3* |  |  | CAP**1917AL* | 926TC48080V17*** | 17700 | 16.5 | 8.1 | 17700 | 17900 | 101.1% | 2.16 | 0 | 10.5 |  |  |  | No | R-410A | 1.475 | Residential & Commercial | Ducted CEE Tier 1
215669418 | Central HP <5.4 tons | DAY & NIGHT | HRCU-A-CB (Split System: Heat Pump with Remote Outdoor Unit-Air-Source) | C5H0V36*K*AAA* |  |  | EA*5X60M24A*+WALLCON | *96CTN1202422B* | 34400 | 18.5 | 9 | 34200 | 24800 | 72.51% | 1.9 | 0 | 10.5 |  |  |  | No | R-454B | 2.8667 | Residential & Commercial | Ducted CEE Tier 1
215669438 | Central HP <5.4 tons | DAY & NIGHT | HRCU-A-CB (Split System: Heat Pump with Remote Outdoor Unit-Air-Source) | C5H0V36*K*AAA* |  |  | EA*5X61M21A*+WALLCON | *80CSU0601716A* | 34800 | 18 | 9 | 34400 | 24800 | 72.09% | 1.9 | 0 | 10 |  |  |  | No | R-454B | 2.9 | Residential & Commercial | Ducted CEE Tier 1
210595582 | Central HP <5.4 tons | KENMORE | HRCU-A-CB (Split System: Heat Pump with Remote Outdoor Unit-Air-Source) | (C,H,T)VH825GKA2* |  |  | EA*4X42L21A*+WALLCON | *80CSU0401712A* | 23800 | 17 | 8.1 | 21400 | 16600 | 77.57% | 1.96 | 0 | 11 |  |  |  | No | R-410A | 1.9833 | Residential & Commercial | Ducted CEE Tier 1
213770862 | Central HP <5.4 tons | KEEPRITE | HRCU-A-CB (Split System: Heat Pump with Remote Outdoor Unit-Air-Source) | CVH825GKA2* |  |  | EA*4X36L17A*+WALLCON | *97CMN0601714B* | 23400 | 16 | 8.1 | 21600 | 16800 | 77.78% | 1.92 | 0 | 10.5 |  |  |  | No | R-410A | 1.95 | Residential & Commercial | Ducted CEE Tier 1
213770552 | Central HP <5.4 tons | KEEPRITE | HRCU-A-CB (Split System: Heat Pump with Remote Outdoor Unit-Air-Source) | CVH825GKA2* |  |  | EA*4X24L17A*+WALLCON | *97CMN0801714B* | 23200 | 16 | 8.1 | 22000 | 16800 | 76.36% | 1.9 | 0 | 10.5 |  |  |  | No | R-410A | 1.9333 | Residential & Commercial | Ducted CEE Tier 1
213770602 | Central HP <5.4 tons | KEEPRITE | HRCU-A-CB (Split System: Heat Pump with Remote Outdoor Unit-Air-Source) | CVH825GKA2* |  |  | EA*4X25L17A*+WALLCON | *80CTL0701412B* | 24400 | 16.5 | 8.5 | 21200 | 16600 | 78.3% | 2.02 | 0 | 11 |  |  |  | No | R-410A | 2.0333 | Residential & Commercial | Ducted CEE Tier 1
213770652 | Central HP <5.4 tons | KEEPRITE | HRCU-A-CB (Split System: Heat Pump with Remote Outdoor Unit-Air-Source) | CVH825GKA2* |  |  | EA*4X25L17A*+WALLCON | *97CMN0801714B* | 24200 | 16.5 | 8.1 | 21400 | 16700 | 78.04% | 2.02 | 0 | 11 |  |  |  | No | R-410A | 2.0167 | Residential & Commercial | Ducted CEE Tier 1
213770802 | Central HP <5.4 tons | KEEPRITE | HRCU-A-CB (Split System: Heat Pump with Remote Outdoor Unit-Air-Source) | CVH825GKA2* |  |  | EA*4X30L17A*+WALLCON | *96CTN0801714B* | 23400 | 16.5 | 8.1 | 21600 | 16700 | 77.31% | 1.92 | 0 | 10.5 |  |  |  | No | R-410A | 1.95 | Residential & Commercial | Ducted CEE Tier 1
213771142 | Central HP <5.4 tons | KEEPRITE | HRCU-A-CB (Split System: Heat Pump with Remote Outdoor Unit-Air-Source) | CVH825GKA2* |  |  | EA*4X37L21A*+WALLCON | *80CTL0701716B* | 24400 | 17 | 8.5 | 21200 | 16600 | 78.3% | 2.02 | 0 | 11 |  |  |  | No | R-410A | 2.0333 | Residential & Commercial | Ducted CEE Tier 1
213770842 | Central HP <5.4 tons | KEEPRITE | HRCU-A-CB (Split System: Heat Pump with Remote Outdoor Unit-Air-Source) | CVH825GKA2* |  |  | EA*4X36L17A*+WALLCON | *80CTL0901716B* | 23600 | 16.5 | 8.1 | 21400 | 16700 | 78.04% | 1.94 | 0 | 11 |  |  |  | No | R-410A | 1.9667 | Residential & Commercial | Ducted CEE Tier 1
214609054 | Central HP <5.4 tons | LUXAIRE | HRCU-A-CB (Split System: Heat Pump with Remote Outdoor Unit-Air-Source) | HH860E2S11 |  |  | CTM60C5CGS1 | Z9ES100C20SMPS1 | 45500 | 18 | 9 | 47000 | 34400 | 73.19% | 2 | 0 | 11.7 |  |  |  | No | R-454B | 3.7917 | Residential & Commercial | Ducted CEE Tier 1
214584684 | Central HP <5.4 tons | CHAMPION HEATING AND COOLING | HRCU-A-CB (Split System: Heat Pump with Remote Outdoor Unit-Air-Source) | HH860E2S11 |  |  | CTM60C5CGS1 | Z8ES120C16SMPS1 | 44000 | 18 | 9 | 44000 | 33000 | 75% | 2 | 0 | 12 |  |  |  | No | R-454B | 3.6667 | Residential & Commercial | Ducted CEE Tier 1
212973533 | Central HP <5.4 tons | BRYANT HEATING AND COOLING SYSTEMS | HRCU-A-CB (Split System: Heat Pump with Remote Outdoor Unit-Air-Source) | 38MURAQ24AB3* |  |  | CAP**2417AL* | 926SB36060V14*** | 23200 | 16.5 | 8.5 | 26800 | 26800 | 100% | 2.28 | 0 | 10 |  |  |  | No | R-410A | 1.9333 | Residential & Commercial | Ducted CEE Tier 1
212973633 | Central HP <5.4 tons | BRYANT HEATING AND COOLING SYSTEMS | HRCU-A-CB (Split System: Heat Pump with Remote Outdoor Unit-Air-Source) | 38MURAQ24AB3* |  |  | CNPV*3617AL* | 926SB36060V14*** | 23400 | 16.5 | 8.1 | 26200 | 24600 | 93.89% | 2.04 | 0 | 10 |  |  |  | No | R-410A | 1.95 | Residential & Commercial | Ducted CEE Tier 1
212971699 | Central HP <5.4 tons | BRYANT HEATING AND COOLING SYSTEMS | HRCU-A-CB (Split System: Heat Pump with Remote Outdoor Unit-Air-Source) | 38MURAQ24AB3* |  |  | CNPV*2417AL* | 82*TB48070V17*** | 23200 | 16.5 | 8.5 | 26800 | 25200 | 94.03% | 2.1 | 0 | 10 |  |  |  | No | R-410A | 1.9333 | Residential & Commercial | Ducted CEE Tier 1
212972008 | Central HP <5.4 tons | BRYANT HEATING AND COOLING SYSTEMS | HRCU-A-CB (Split System: Heat Pump with Remote Outdoor Unit-Air-Source) | 38MURAQ24AB3* |  |  | CNPV*3017AL* | 82*TB48090V17*** | 23400 | 17 | 8.5 | 26200 | 24600 | 93.89% | 2.06 | 0 | 10 |  |  |  | No | R-410A | 1.95 | Residential & Commercial | Ducted CEE Tier 1
212975266 | Central HP <5.4 tons | BRYANT HEATING AND COOLING SYSTEMS | HRCU-A-CB (Split System: Heat Pump with Remote Outdoor Unit-Air-Source) | 38MURAQ24AB3* |  |  | CAP**2517AL* | 926TC36040V17*** | 24200 | 16 | 8.5 | 25400 | 21800 | 85.83% | 1.8 | 0 | 10 |  |  |  | No | R-410A | 2.0167 | Residential & Commercial | Ducted CEE Tier 1
212975332 | Central HP <5.4 tons | BRYANT HEATING AND COOLING SYSTEMS | HRCU-A-CB (Split System: Heat Pump with Remote Outdoor Unit-Air-Source) | 38MURAQ24AB3* |  |  | CNPV*2417AL* | 926TC36040V17*** | 23200 | 15.5 | 8.5 | 27000 | 25000 | 92.59% | 2.06 | 0 | 10 |  |  |  | No | R-410A | 1.9333 | Residential & Commercial | Ducted CEE Tier 1
212973193 | Central HP <5.4 tons | BRYANT HEATING AND COOLING SYSTEMS | HRCU-A-CB (Split System: Heat Pump with Remote Outdoor Unit-Air-Source) | 38MURAQ24AB3* |  |  | CAP**2517AL* | 926SB36040V17*** | 24200 | 16 | 8.5 | 25400 | 21800 | 85.83% | 1.8 | 0 | 10 |  |  |  | No | R-410A | 2.0167 | Residential & Commercial | Ducted CEE Tier 1
212973843 | Central HP <5.4 tons | BRYANT HEATING AND COOLING SYSTEMS | HRCU-A-CB (Split System: Heat Pump with Remote Outdoor Unit-Air-Source) | 38MURAQ24AB3* |  |  | CAP**3017AL* | 926SB48080V17*** | 23400 | 17 | 8.5 | 26200 | 25000 | 95.42% | 2.08 | 0 | 10 |  |  |  | No | R-410A | 1.95 | Residential & Commercial | Ducted CEE Tier 1
212973543 | Central HP <5.4 tons | BRYANT HEATING AND COOLING SYSTEMS | HRCU-A-CB (Split System: Heat Pump with Remote Outdoor Unit-Air-Source) | 38MURAQ24AB3* |  |  | CAP**2517AL* | 926SB36060V14*** | 24000 | 17 | 8.5 | 25000 | 21800 | 87.2% | 1.82 | 0 | 10 |  |  |  | No | R-410A | 2 | Residential & Commercial | Ducted CEE Tier 1
212977623 | Central HP <5.4 tons | BRYANT HEATING AND COOLING SYSTEMS | HRCU-A-CB (Split System: Heat Pump with Remote Outdoor Unit-Air-Source) | 38MURAQ24AB3* |  |  | CAP**3617AL* | 8(0,1)*SB36045M14*** | 23800 | 17 | 8.5 | 26200 | 23800 | 90.84% | 1.96 | 0 | 10 |  |  |  | No | R-410A | 1.9833 | Residential & Commercial | Ducted CEE Tier 1
212976007 | Central HP <5.4 tons | BRYANT HEATING AND COOLING SYSTEMS | HRCU-A-CB (Split System: Heat Pump with Remote Outdoor Unit-Air-Source) | 38MURAQ24AB3* |  |  | CAP**2517AL* | 926TC48080V17*** | 24400 | 17 | 8.5 | 25400 | 21600 | 85.04% | 1.8 | 0 | 10 |  |  |  | No | R-410A | 2.0333 | Residential & Commercial | Ducted CEE Tier 1
212977611 | Central HP <5.4 tons | BRYANT HEATING AND COOLING SYSTEMS | HRCU-A-CB (Split System: Heat Pump with Remote Outdoor Unit-Air-Source) | 38MURAQ24AB3* |  |  | CAP**3017AL* | 8(0,1)*SB36045M14*** | 23600 | 17 | 8.5 | 26000 | 24000 | 92.31% | 2 | 0 | 10 |  |  |  | No | R-410A | 1.9667 | Residential & Commercial | Ducted CEE Tier 1
212977659 | Central HP <5.4 tons | BRYANT HEATING AND COOLING SYSTEMS | HRCU-A-CB (Split System: Heat Pump with Remote Outdoor Unit-Air-Source) | 38MURAQ24AB3* |  |  | CNPV*2417AL* | 8(0,1)*SB36045M14*** | 23200 | 16.5 | 8.5 | 26800 | 25000 | 93.28% | 2.08 | 0 | 10 |  |  |  | No | R-410A | 1.9333 | Residential & Commercial | Ducted CEE Tier 1
212978079 | Central HP <5.4 tons | BRYANT HEATING AND COOLING SYSTEMS | HRCU-A-CB (Split System: Heat Pump with Remote Outdoor Unit-Air-Source) | 38MURAQ24AB3* |  |  | CAP**2414AL* | 8(0,1)*SB36070M14*** | 23200 | 17 | 9 | 26800 | 26800 | 100% | 2.28 | 0 | 10 |  |  |  | No | R-410A | 1.9333 | Residential & Commercial | Ducted CEE Tier 1
212977743 | Central HP <5.4 tons | BRYANT HEATING AND COOLING SYSTEMS | HRCU-A-CB (Split System: Heat Pump with Remote Outdoor Unit-Air-Source) | 38MURAQ18AB3* |  |  | CAP**2517AL* | 8(0,1)*SB36045M14*** | 18000 | 16.5 | 8.5 | 17900 | 17700 | 98.88% | 2.14 | 0 | 11 |  |  |  | No | R-410A | 1.5 | Residential & Commercial | Ducted CEE Tier 1
212977827 | Central HP <5.4 tons | BRYANT HEATING AND COOLING SYSTEMS | HRCU-A-CB (Split System: Heat Pump with Remote Outdoor Unit-Air-Source) | 38MURAQ18AB3* |  |  | CNPV*3017AL* | 8(0,1)*SB36045M14*** | 17700 | 16.5 | 8.1 | 18100 | 18600 | 102.8% | 2.24 | 0 | 11 |  |  |  | No | R-410A | 1.475 | Residential & Commercial | Ducted CEE Tier 1
211261364 | Central HP <5.4 tons | BRYANT HEATING AND COOLING SYSTEMS | HRCU-A-CB (Split System: Heat Pump with Remote Outdoor Unit-Air-Source) | 38MURAQ18AB3* |  |  | CAP**3014AL* | 926TB30040V14*** | 17500 | 16 | 8.5 | 18100 | 18600 | 102.8% | 2.24 | 0 | 10.5 |  |  |  | No | R-410A | 1.4583 | Residential & Commercial | Ducted CEE Tier 1
211261781 | Central HP <5.4 tons | BRYANT HEATING AND COOLING SYSTEMS | HRCU-A-CB (Split System: Heat Pump with Remote Outdoor Unit-Air-Source) | 38MURAQ18AB3* |  |  | CAP**3017AL* | 82*TA48090V17*** | 17800 | 16.5 | 8.5 | 18300 | 18500 | 101.1% | 2.22 | 0 | 10.5 |  |  |  | No | R-410A | 1.4833 | Residential & Commercial | Ducted CEE Tier 1
211262068 | Central HP <5.4 tons | BRYANT HEATING AND COOLING SYSTEMS | HRCU-A-CB (Split System: Heat Pump with Remote Outdoor Unit-Air-Source) | 38MURAQ18AB3* |  |  | CAP**3017AL* | 912SD36060E14*** | 18300 | 16.5 | 8.5 | 18800 | 18400 | 97.87% | 2.22 | 0 | 10.5 |  |  |  | No | R-410A | 1.525 | Residential & Commercial | Ducted CEE Tier 1
210595598 | Central HP <5.4 tons | KENMORE | HRCU-A-CB (Split System: Heat Pump with Remote Outdoor Unit-Air-Source) | (C,H,T)VH825GKA2* |  |  | EA*4X42L24A*+WALLCON | *80CSU1002120A* | 23800 | 16.5 | 8.1 | 21400 | 16700 | 78.04% | 1.96 | 0 | 10.5 |  |  |  | No | R-410A | 1.9833 | Residential & Commercial | Ducted CEE Tier 1
210595614 | Central HP <5.4 tons | KENMORE | HRCU-A-CB (Split System: Heat Pump with Remote Outdoor Unit-Air-Source) | (C,H,T)VH825GKA2* |  |  | EA*4X43L21A*+WALLCON | *95CSU0802120A* | 24400 | 17 | 8.5 | 21200 | 16600 | 78.3% | 2.04 | 0 | 11 |  |  |  | No | R-410A | 2.0333 | Residential & Commercial | Ducted CEE Tier 1
210595647 | Central HP <5.4 tons | KENMORE | HRCU-A-CB (Split System: Heat Pump with Remote Outdoor Unit-Air-Source) | (C,H,T)VH825GKA2* |  |  | EA*4X48L24A*+WALLCON | *97CMN1202422A* | 24000 | 16.5 | 8.1 | 21000 | 16600 | 79.05% | 2.02 | 0 | 11 |  |  |  | No | R-410A | 2 | Residential & Commercial | Ducted CEE Tier 1
210595650 | Central HP <5.4 tons | KENMORE | HRCU-A-CB (Split System: Heat Pump with Remote Outdoor Unit-Air-Source) | (C,H,T)VH825GKA2* |  |  | EHD4X42AAL+WALLCON | *80CSU1002120A* | 24200 | 16 | 8.1 | 21400 | 16700 | 78.04% | 2 | 0 | 10.5 |  |  |  | No | R-410A | 2.0167 | Residential & Commercial | Ducted CEE Tier 1
210595667 | Central HP <5.4 tons | KENMORE | HRCU-A-CB (Split System: Heat Pump with Remote Outdoor Unit-Air-Source) | (C,H,T)VH825GKA2* |  |  | EHD4X42AAL+WALLCON | *97CMN1202422A* | 24200 | 16 | 8.1 | 21400 | 16700 | 78.04% | 2 | 0 | 10.5 |  |  |  | No | R-410A | 2.0167 | Residential & Commercial | Ducted CEE Tier 1
210595680 | Central HP <5.4 tons | KENMORE | HRCU-A-CB (Split System: Heat Pump with Remote Outdoor Unit-Air-Source) | (C,H,T)VH825GKA2* |  |  | EHD4X48AAL+WALLCON | *96CTN0801714A* | 24200 | 16 | 8.1 | 21400 | 16700 | 78.04% | 2 | 0 | 10.5 |  |  |  | No | R-410A | 2.0167 | Residential & Commercial | Ducted CEE Tier 1
213770992 | Central HP <5.4 tons | KEEPRITE | HRCU-A-CB (Split System: Heat Pump with Remote Outdoor Unit-Air-Source) | CVH825GKA2* |  |  | EA*4X36L21A*+WALLCON | *97CMN1002122B* | 23600 | 16.5 | 8.1 | 21400 | 16600 | 77.57% | 1.94 | 0 | 11 |  |  |  | No | R-410A | 1.9667 | Residential & Commercial | Ducted CEE Tier 1
213770492 | Central HP <5.4 tons | KEEPRITE | HRCU-A-CB (Split System: Heat Pump with Remote Outdoor Unit-Air-Source) | CVH825GKA2* |  |  | EA*4X24L17A*+WALLCON | *80CTL0451712B* | 23200 | 16 | 8.1 | 22000 | 16900 | 76.82% | 1.88 | 0 | 10.5 |  |  |  | No | R-410A | 1.9333 | Residential & Commercial | Ducted CEE Tier 1
212917382 | Central HP <5.4 tons | TCL | HRCU-A-CB (Split System: Heat Pump with Remote Outdoor Unit-Air-Source) | TCE-60HA/DV2ON |  |  | TCE-3036D6HWA/DVOE(02) | MGH96M080B3A | 33000 | 17 | 8.5 | 34000 | 25000 | 73.53% | 1.9 | 0 | 11.7 |  |  |  | No | R-410A | 2.75 | Residential & Commercial | Ducted CEE Tier 1
213771572 | Central HP <5.4 tons | KEEPRITE | HRCU-A-CB (Split System: Heat Pump with Remote Outdoor Unit-Air-Source) | CVH825GKA2* |  |  | EA*4X48L21A*+WALLCON | *80CTL0701716B* | 24000 | 17 | 8.1 | 21000 | 16500 | 78.57% | 2 | 0 | 11 |  |  |  | No | R-410A | 2 | Residential & Commercial | Ducted CEE Tier 1
213770922 | Central HP <5.4 tons | KEEPRITE | HRCU-A-CB (Split System: Heat Pump with Remote Outdoor Unit-Air-Source) | CVH825GKA2* |  |  | EA*4X36L21A*+WALLCON | *80CTL0701716B* | 23600 | 16.5 | 8.1 | 21400 | 16700 | 78.04% | 1.94 | 0 | 10.5 |  |  |  | No | R-410A | 1.9667 | Residential & Commercial | Ducted CEE Tier 1
213770502 | Central HP <5.4 tons | KEEPRITE | HRCU-A-CB (Split System: Heat Pump with Remote Outdoor Unit-Air-Source) | CVH825GKA2* |  |  | EA*4X24L17A*+WALLCON | *80CTL0701412B* | 23400 | 16.5 | 8.1 | 22000 | 16800 | 76.36% | 1.9 | 0 | 10.5 |  |  |  | No | R-410A | 1.95 | Residential & Commercial | Ducted CEE Tier 1
213772402 | Central HP <5.4 tons | KEEPRITE | HRCU-A-CB (Split System: Heat Pump with Remote Outdoor Unit-Air-Source) | CVH825GKA2* |  |  | EHD4X42AAL+WALLCON | *96CTN0801714B* | 24000 | 16 | 8.1 | 21400 | 16600 | 77.57% | 2 | 0 | 10.5 |  |  |  | No | R-410A | 2 | Residential & Commercial | Ducted CEE Tier 1
213780641 | Central HP <5.4 tons | DAY & NIGHT | HRCU-A-CB (Split System: Heat Pump with Remote Outdoor Unit-Air-Source) | CVH837GKA2* |  |  | EA*4X36L17A*+WALLCON | *80CTL0451712B* | 31200 | 16.5 | 8.1 | 33400 | 24600 | 73.65% | 1.8 | 0 | 10.5 |  |  |  | No | R-410A | 2.6 | Residential & Commercial | Ducted CEE Tier 1
213781601 | Central HP <5.4 tons | DAY & NIGHT | HRCU-A-CB (Split System: Heat Pump with Remote Outdoor Unit-Air-Source) | CVH837GKA2* |  |  | EA*4X61L21A*+WALLCON | *97CMN0601714B* | 33000 | 17 | 8.1 | 32200 | 25200 | 78.26% | 1.94 | 0 | 11 |  |  |  | No | R-410A | 2.75 | Residential & Commercial | Ducted CEE Tier 1
213781081 | Central HP <5.4 tons | DAY & NIGHT | HRCU-A-CB (Split System: Heat Pump with Remote Outdoor Unit-Air-Source) | CVH837GKA2* |  |  | EA*4X42L21A*+WALLCON | *96CTN1002122B* | 31800 | 17 | 8.1 | 33000 | 24400 | 73.94% | 1.88 | 0 | 11 |  |  |  | No | R-410A | 2.65 | Residential & Commercial | Ducted CEE Tier 1
213781151 | Central HP <5.4 tons | DAY & NIGHT | HRCU-A-CB (Split System: Heat Pump with Remote Outdoor Unit-Air-Source) | CVH837GKA2* |  |  | EA*4X42L24A*+WALLCON | *96CTN1202422B* | 31800 | 17 | 8.1 | 33000 | 24200 | 73.33% | 1.88 | 0 | 11 |  |  |  | No | R-410A | 2.65 | Residential & Commercial | Ducted CEE Tier 1
213781251 | Central HP <5.4 tons | DAY & NIGHT | HRCU-A-CB (Split System: Heat Pump with Remote Outdoor Unit-Air-Source) | CVH837GKA2* |  |  | EA*4X43L21A*+WALLCON | *96CTN0601714B* | 32800 | 17 | 8.1 | 33000 | 25400 | 76.97% | 1.96 | 0 | 11 |  |  |  | No | R-410A | 2.7333 | Residential & Commercial | Ducted CEE Tier 1
214238869 | Central HP <5.4 tons | DAY & NIGHT | HRCU-A-CB (Split System: Heat Pump with Remote Outdoor Unit-Air-Source) | CVH837GKA2* |  |  | EN(A,D)4X36L21**+WALLCON | *80CTL0902120B* | 31400 | 16.5 | 8.1 | 33000 | 24000 | 72.73% | 1.82 | 0 | 11 |  |  |  | No | R-410A | 2.6167 | Residential & Commercial | Ducted CEE Tier 1
213772432 | Central HP <5.4 tons | KEEPRITE | HRCU-A-CB (Split System: Heat Pump with Remote Outdoor Unit-Air-Source) | CVH825GKA2* |  |  | EHD4X48AAL+WALLCON | *80CTL0451712B* | 24200 | 16 | 8.1 | 21400 | 16700 | 78.04% | 2 | 0 | 10.5 |  |  |  | No | R-410A | 2.0167 | Residential & Commercial | Ducted CEE Tier 1
213771632 | Central HP <5.4 tons | KEEPRITE | HRCU-A-CB (Split System: Heat Pump with Remote Outdoor Unit-Air-Source) | CVH825GKA2* |  |  | EA*4X48L21A*+WALLCON | *97CMN0801714B* | 24000 | 16.5 | 8.1 | 21000 | 16600 | 79.05% | 2 | 0 | 11 |  |  |  | No | R-410A | 2 | Residential & Commercial | Ducted CEE Tier 1
213771362 | Central HP <5.4 tons | KEEPRITE | HRCU-A-CB (Split System: Heat Pump with Remote Outdoor Unit-Air-Source) | CVH825GKA2* |  |  | EA*4X42L21A*+WALLCON | *96CTN1002122B* | 23800 | 16.5 | 8.1 | 21400 | 16600 | 77.57% | 1.96 | 0 | 11 |  |  |  | No | R-410A | 1.9833 | Residential & Commercial | Ducted CEE Tier 1
213771652 | Central HP <5.4 tons | KEEPRITE | HRCU-A-CB (Split System: Heat Pump with Remote Outdoor Unit-Air-Source) | CVH825GKA2* |  |  | EA*4X48L21A*+WALLCON | *96CTN0601714B* | 24000 | 16.5 | 8.1 | 21000 | 16600 | 79.05% | 2 | 0 | 10.5 |  |  |  | No | R-410A | 2 | Residential & Commercial | Ducted CEE Tier 1
213771702 | Central HP <5.4 tons | KEEPRITE | HRCU-A-CB (Split System: Heat Pump with Remote Outdoor Unit-Air-Source) | CVH825GKA2* |  |  | EA*4X48L24A*+WALLCON | *80CTL1352422B* | 24200 | 17 | 8.1 | 21000 | 16500 | 78.57% | 2.02 | 0 | 11 |  |  |  | No | R-410A | 2.0167 | Residential & Commercial | Ducted CEE Tier 1
213771002 | Central HP <5.4 tons | KEEPRITE | HRCU-A-CB (Split System: Heat Pump with Remote Outdoor Unit-Air-Source) | CVH825GKA2* |  |  | EA*4X36L21A*+WALLCON | *96CTN0601714B* | 23400 | 16.5 | 8.1 | 21600 | 16700 | 77.31% | 1.94 | 0 | 10.5 |  |  |  | No | R-410A | 1.95 | Residential & Commercial | Ducted CEE Tier 1
213770682 | Central HP <5.4 tons | KEEPRITE | HRCU-A-CB (Split System: Heat Pump with Remote Outdoor Unit-Air-Source) | CVH825GKA2* |  |  | EA*4X25L17A*+WALLCON | *96CTN0801714B* | 24200 | 16.5 | 8.1 | 21400 | 16700 | 78.04% | 2.02 | 0 | 11 |  |  |  | No | R-410A | 2.0167 | Residential & Commercial | Ducted CEE Tier 1
212974614 | Central HP <5.4 tons | BRYANT HEATING AND COOLING SYSTEMS | HRCU-A-CB (Split System: Heat Pump with Remote Outdoor Unit-Air-Source) | 38MURAQ18AB3* |  |  | CAP**1917AL* | 926TC30040V14*** | 17600 | 16 | 8.1 | 17700 | 17900 | 101.1% | 2.16 | 0 | 10.5 |  |  |  | No | R-410A | 1.4667 | Residential & Commercial | Ducted CEE Tier 1
212975409 | Central HP <5.4 tons | BRYANT HEATING AND COOLING SYSTEMS | HRCU-A-CB (Split System: Heat Pump with Remote Outdoor Unit-Air-Source) | 38MURAQ18AB3* |  |  | CAP**2517AL* | 926TC36060V14*** | 17800 | 16.5 | 8.1 | 17600 | 17800 | 101.1% | 2.14 | 0 | 10.5 |  |  |  | No | R-410A | 1.4833 | Residential & Commercial | Ducted CEE Tier 1
212975464 | Central HP <5.4 tons | BRYANT HEATING AND COOLING SYSTEMS | HRCU-A-CB (Split System: Heat Pump with Remote Outdoor Unit-Air-Source) | 38MURAQ18AB3* |  |  | CNPV*2417AL* | 926TC36060V14*** | 17500 | 16 | 8.5 | 18500 | 19200 | 103.8% | 2.3 | 0 | 10.5 |  |  |  | No | R-410A | 1.4583 | Residential & Commercial | Ducted CEE Tier 1
212977779 | Central HP <5.4 tons | BRYANT HEATING AND COOLING SYSTEMS | HRCU-A-CB (Split System: Heat Pump with Remote Outdoor Unit-Air-Source) | 38MURAQ18AB3* |  |  | CNPV*1814AL* | 8(0,1)*SB36045M14*** | 17200 | 16 | 8.5 | 18400 | 19800 | 107.6% | 2.4 | 0 | 10.5 |  |  |  | No | R-410A | 1.4333 | Residential & Commercial | Ducted CEE Tier 1
215669358 | Central HP <5.4 tons | DAY & NIGHT | HRCU-A-CB (Split System: Heat Pump with Remote Outdoor Unit-Air-Source) | C5H0V36*K*AAA* |  |  | EA*5X60M24A*+WALLCON | *95CSU1002122B* | 34400 | 18 | 9 | 34200 | 24600 | 71.93% | 1.92 | 0 | 10 |  |  |  | No | R-454B | 2.8667 | Residential & Commercial | Ducted CEE Tier 1
213779281 | Central HP <5.4 tons | DAY & NIGHT | HRCU-A-CB (Split System: Heat Pump with Remote Outdoor Unit-Air-Source) | CVH837GKA** |  |  | EA*4X43L21A*+WALLCON | *80CTL0902120B* | 32800 | 17 | 8.5 | 32600 | 25000 | 76.69% | 1.98 | 0 | 11.5 |  |  |  | No | R-410A | 2.7333 | Residential & Commercial | Ducted CEE Tier 1
213779331 | Central HP <5.4 tons | DAY & NIGHT | HRCU-A-CB (Split System: Heat Pump with Remote Outdoor Unit-Air-Source) | CVH837GKA** |  |  | EA*4X43L21A*+WALLCON | *97CMN1002122B* | 33000 | 17 | 8.5 | 32600 | 25000 | 76.69% | 1.98 | 0 | 11.5 |  |  |  | No | R-410A | 2.75 | Residential & Commercial | Ducted CEE Tier 1
213779431 | Central HP <5.4 tons | DAY & NIGHT | HRCU-A-CB (Split System: Heat Pump with Remote Outdoor Unit-Air-Source) | CVH837GKA** |  |  | EA*4X48L21A*+WALLCON | *97CMN0601714B* | 32000 | 16.5 | 8.1 | 32800 | 25200 | 76.83% | 1.94 | 0 | 10.5 |  |  |  | No | R-410A | 2.6667 | Residential & Commercial | Ducted CEE Tier 1
213780151 | Central HP <5.4 tons | DAY & NIGHT | HRCU-A-CB (Split System: Heat Pump with Remote Outdoor Unit-Air-Source) | CVH837GKA** |  |  | EHD4X48AAL+WALLCON | *80CTL0701412B* | 32600 | 16.5 | 8.1 | 33200 | 25000 | 75.3% | 1.94 | 0 | 11 |  |  |  | No | R-410A | 2.7167 | Residential & Commercial | Ducted CEE Tier 1
213780401 | Central HP <5.4 tons | DAY & NIGHT | HRCU-A-CB (Split System: Heat Pump with Remote Outdoor Unit-Air-Source) | CVH837GKA** |  |  | EHD4X60AAL+WALLCON | *97CMN1002122B* | 33000 | 16.5 | 8.1 | 32200 | 24800 | 77.02% | 2 | 0 | 11.5 |  |  |  | No | R-410A | 2.75 | Residential & Commercial | Ducted CEE Tier 1
212973853 | Central HP <5.4 tons | BRYANT HEATING AND COOLING SYSTEMS | HRCU-A-CB (Split System: Heat Pump with Remote Outdoor Unit-Air-Source) | 38MURAQ24AB3* |  |  | CAP**3617AL* | 926SB48080V17*** | 23600 | 17 | 8.5 | 26000 | 24200 | 93.08% | 2.02 | 0 | 10 |  |  |  | No | R-410A | 1.9667 | Residential & Commercial | Ducted CEE Tier 1
212974991 | Central HP <5.4 tons | BRYANT HEATING AND COOLING SYSTEMS | HRCU-A-CB (Split System: Heat Pump with Remote Outdoor Unit-Air-Source) | 38MURAQ24AB3* |  |  | CAP**3717AL* | 926TC30040V14*** | 23800 | 16 | 8.1 | 25200 | 22400 | 88.89% | 1.84 | 0 | 10 |  |  |  | No | R-410A | 1.9833 | Residential & Commercial | Ducted CEE Tier 1
212975750 | Central HP <5.4 tons | BRYANT HEATING AND COOLING SYSTEMS | HRCU-A-CB (Split System: Heat Pump with Remote Outdoor Unit-Air-Source) | 38MURAQ24AB3* |  |  | CNPV*3617AL* | 926TC36060V14*** | 23400 | 16.5 | 8.1 | 26200 | 24600 | 93.89% | 2.04 | 0 | 10 |  |  |  | No | R-410A | 1.95 | Residential & Commercial | Ducted CEE Tier 1
212976979 | Central HP <5.4 tons | BRYANT HEATING AND COOLING SYSTEMS | HRCU-A-CB (Split System: Heat Pump with Remote Outdoor Unit-Air-Source) | 38MURAQ24AB3* |  |  | CAP**3621AL* | 926TC66100V21*** | 24200 | 17.5 | 8.5 | 26400 | 23200 | 87.88% | 1.92 | 0 | 10 |  |  |  | No | R-410A | 2.0167 | Residential & Commercial | Ducted CEE Tier 1
212980277 | Central HP <5.4 tons | CARRIER | HRCU-A-CB (Split System: Heat Pump with Remote Outdoor Unit-Air-Source) | 38MURAQ24AB3* |  |  | CNPV*3621AL* | 58S(B,C)*B090M21**16 | 23800 | 17 | 8.5 | 26400 | 24000 | 90.91% | 2 | 0 | 10.5 |  |  |  | No | R-410A | 1.9833 | Residential & Commercial | Ducted CEE Tier 1
212972121 | Central HP <5.4 tons | BRYANT HEATING AND COOLING SYSTEMS | HRCU-A-CB (Split System: Heat Pump with Remote Outdoor Unit-Air-Source) | 38MURAQ24AB3* |  |  | CAP**3621AL* | 82*TB60090V21*** | 23600 | 17 | 8.5 | 26200 | 24000 | 91.6% | 1.98 | 0 | 10 |  |  |  | No | R-410A | 1.9667 | Residential & Commercial | Ducted CEE Tier 1
212972923 | Central HP <5.4 tons | BRYANT HEATING AND COOLING SYSTEMS | HRCU-A-CB (Split System: Heat Pump with Remote Outdoor Unit-Air-Source) | 38MURAQ24AB3* |  |  | CAP**3014AL* | 926SB30040V14*** | 23400 | 16 | 8.5 | 26400 | 24800 | 93.94% | 2.06 | 0 | 10 |  |  |  | No | R-410A | 1.95 | Residential & Commercial | Ducted CEE Tier 1
212971468 | Central HP <5.4 tons | BRYANT HEATING AND COOLING SYSTEMS | HRCU-A-CB (Split System: Heat Pump with Remote Outdoor Unit-Air-Source) | 38MURAQ18AB3* |  |  | CAP**3017AL* | 82*TB48070V17*** | 17700 | 16.5 | 8.5 | 18200 | 18700 | 102.7% | 2.24 | 0 | 10.5 |  |  |  | No | R-410A | 1.475 | Residential & Commercial | Ducted CEE Tier 1
212973673 | Central HP <5.4 tons | BRYANT HEATING AND COOLING SYSTEMS | HRCU-A-CB (Split System: Heat Pump with Remote Outdoor Unit-Air-Source) | 38MURAQ18AB3* |  |  | CAP**2517AL* | 926SB48080V17*** | 17800 | 16.5 | 8.1 | 17600 | 17800 | 101.1% | 2.14 | 0 | 10.5 |  |  |  | No | R-410A | 1.4833 | Residential & Commercial | Ducted CEE Tier 1
212974627 | Central HP <5.4 tons | BRYANT HEATING AND COOLING SYSTEMS | HRCU-A-CB (Split System: Heat Pump with Remote Outdoor Unit-Air-Source) | 38MURAQ18AB3* |  |  | CAP**2414AL* | 926TC30040V14*** | 17300 | 15.5 | 8.5 | 18400 | 19400 | 105.4% | 2.32 | 0 | 10.5 |  |  |  | No | R-410A | 1.4417 | Residential & Commercial | Ducted CEE Tier 1
211393266 | Central HP <5.4 tons | FRASER-JOHNSTON | HRCU-A-CB (Split System: Heat Pump with Remote Outdoor Unit-Air-Source) | HMH72B341 |  |  | XAUB36DXXN1+TXV | TL9E060B12UH11 | 33400 | 17.5 | 8.1 | 33000 | 23200 | 70.3% | 2.02 | 0 | 10 |  |  |  | No | R-410A | 2.7833 | Residential & Commercial | Ducted CEE Tier 1
215853450 | Central HP <5.4 tons | CHAMPION HEATING AND COOLING | HRCU-A-CB (Split System: Heat Pump with Remote Outdoor Unit-Air-Source) | HH836E2S11 |  |  | CTM36B5CDS1 | Z9ES080B12SMPS1 | 33400 | 18 | 8.5 | 31200 | 25600 | 82.05% | 2 | 0 | 11 |  |  |  | No | R-454B | 2.7833 | Residential & Commercial | Ducted CEE Tier 1
211392108 | Central HP <5.4 tons | FRASER-JOHNSTON | HRCU-A-CB (Split System: Heat Pump with Remote Outdoor Unit-Air-Source) | HMH72B341 |  |  | XAFC30CXXN1+TXV | TM8E080C16MP11 | 33000 | 18 | 8.5 | 33000 | 23200 | 70.3% | 2.04 | 0 | 10 |  |  |  | No | R-410A | 2.75 | Residential & Commercial | Ducted CEE Tier 1
211392637 | Central HP <5.4 tons | FRASER-JOHNSTON | HRCU-A-CB (Split System: Heat Pump with Remote Outdoor Unit-Air-Source) | HMH72B341 |  |  | XAFB36DBCN1 | TM8E060A12MP11 | 34000 | 18 | 8.1 | 33800 | 23800 | 70.41% | 2.06 | 0 | 10 |  |  |  | No | R-410A | 2.8333 | Residential & Commercial | Ducted CEE Tier 1
213772362 | Central HP <5.4 tons | KEEPRITE | HRCU-A-CB (Split System: Heat Pump with Remote Outdoor Unit-Air-Source) | CVH825GKA2* |  |  | EHD4X42AAL+WALLCON | *97CMN1002122B* | 24200 | 16 | 8.1 | 21400 | 16600 | 77.57% | 2 | 0 | 10.5 |  |  |  | No | R-410A | 2.0167 | Residential & Commercial | Ducted CEE Tier 1
213772562 | Central HP <5.4 tons | KEEPRITE | HRCU-A-CB (Split System: Heat Pump with Remote Outdoor Unit-Air-Source) | CVH825GKA2* |  |  | EHD4X48AAL+WALLCON | *96CTN0601714B* | 24200 | 16 | 8.1 | 21400 | 16700 | 78.04% | 2 | 0 | 10.5 |  |  |  | No | R-410A | 2.0167 | Residential & Commercial | Ducted CEE Tier 1
213770692 | Central HP <5.4 tons | KEEPRITE | HRCU-A-CB (Split System: Heat Pump with Remote Outdoor Unit-Air-Source) | CVH825GKA2* |  |  | EA*4X30L14A*+WALLCON | *80CTL0701412B* | 23400 | 16.5 | 8.1 | 21600 | 16700 | 77.31% | 1.92 | 0 | 11 |  |  |  | No | R-410A | 1.95 | Residential & Commercial | Ducted CEE Tier 1
213771442 | Central HP <5.4 tons | KEEPRITE | HRCU-A-CB (Split System: Heat Pump with Remote Outdoor Unit-Air-Source) | CVH825GKA2* |  |  | EA*4X43L21A*+WALLCON | *80CTL0451712B* | 24200 | 16.5 | 8.1 | 21200 | 16700 | 78.77% | 2.02 | 0 | 10.5 |  |  |  | No | R-410A | 2.0167 | Residential & Commercial | Ducted CEE Tier 1
213772542 | Central HP <5.4 tons | KEEPRITE | HRCU-A-CB (Split System: Heat Pump with Remote Outdoor Unit-Air-Source) | CVH825GKA2* |  |  | EHD4X48AAL+WALLCON | *97CMN1202422B* | 24200 | 16 | 8.1 | 21200 | 16600 | 78.3% | 2.02 | 0 | 10.5 |  |  |  | No | R-410A | 2.0167 | Residential & Commercial | Ducted CEE Tier 1
212974744 | Central HP <5.4 tons | BRYANT HEATING AND COOLING SYSTEMS | HRCU-A-CB (Split System: Heat Pump with Remote Outdoor Unit-Air-Source) | 38MURAQ18AB3* |  |  | CNPV*3017AL* | 926TC30040V14*** | 17400 | 16 | 8.1 | 18000 | 18700 | 103.9% | 2.24 | 0 | 10.5 |  |  |  | No | R-410A | 1.45 | Residential & Commercial | Ducted CEE Tier 1
212986667 | Central HP <5.4 tons | CARRIER | HRCU-A-CB (Split System: Heat Pump with Remote Outdoor Unit-Air-Source) | 38MURAQ18AB3* |  |  | CAP**2417AL* | 59SC6A040M17**12 | 17200 | 15.5 | 8.5 | 18300 | 19400 | 106% | 2.32 | 0 | 10 |  |  |  | No | R-410A | 1.4333 | Residential & Commercial | Ducted CEE Tier 1
212987519 | Central HP <5.4 tons | CARRIER | HRCU-A-CB (Split System: Heat Pump with Remote Outdoor Unit-Air-Source) | 38MURAQ18AB3* |  |  | CAP**2517AL* | 59SC6A080M17**16 | 18200 | 16.5 | 8.5 | 18100 | 17600 | 97.24% | 2.14 | 0 | 11 |  |  |  | No | R-410A | 1.5167 | Residential & Commercial | Ducted CEE Tier 1
213780111 | Central HP <5.4 tons | DAY & NIGHT | HRCU-A-CB (Split System: Heat Pump with Remote Outdoor Unit-Air-Source) | CVH837GKA** |  |  | EHD4X42AAL+WALLCON | *96CTN0801714B* | 32400 | 16 | 8.1 | 33000 | 24800 | 75.15% | 1.92 | 0 | 11 |  |  |  | No | R-410A | 2.7 | Residential & Commercial | Ducted CEE Tier 1
213780161 | Central HP <5.4 tons | DAY & NIGHT | HRCU-A-CB (Split System: Heat Pump with Remote Outdoor Unit-Air-Source) | CVH837GKA** |  |  | EHD4X48AAL+WALLCON | *80CTL0701716B* | 32600 | 16.5 | 8.1 | 33200 | 25000 | 75.3% | 1.94 | 0 | 11 |  |  |  | No | R-410A | 2.7167 | Residential & Commercial | Ducted CEE Tier 1
213780381 | Central HP <5.4 tons | DAY & NIGHT | HRCU-A-CB (Split System: Heat Pump with Remote Outdoor Unit-Air-Source) | CVH837GKA** |  |  | EHD4X60AAL+WALLCON | *97CMN0601714B* | 32800 | 16 | 8.1 | 32400 | 25200 | 77.78% | 1.96 | 0 | 11 |  |  |  | No | R-410A | 2.7333 | Residential & Commercial | Ducted CEE Tier 1
212978478 | Central HP <5.4 tons | BRYANT HEATING AND COOLING SYSTEMS | HRCU-A-CB (Split System: Heat Pump with Remote Outdoor Unit-Air-Source) | 38MURAQ36AB3* |  |  | CAP**4821AL* | 8(0,1)*SB36070M17*** | 35400 | 16.5 | 8.1 | 37800 | 34600 | 91.53% | 2 | 0 | 10 |  |  |  | No | R-410A | 2.95 | Residential & Commercial | Ducted CEE Tier 1
211392914 | Central HP <5.4 tons | FRASER-JOHNSTON | HRCU-A-CB (Split System: Heat Pump with Remote Outdoor Unit-Air-Source) | HMH72B341 |  |  | XAFB30CXXN1+TXV | TM8E040A12MP11 | 32800 | 18 | 8.1 | 33400 | 23400 | 70.06% | 2.04 | 0 | 10 |  |  |  | No | R-410A | 2.7333 | Residential & Commercial | Ducted CEE Tier 1
214595015 | Central HP <5.4 tons | LUXAIRE | HRCU-A-CB (Split System: Heat Pump with Remote Outdoor Unit-Air-Source) | HH836E2S11 |  |  | CTM36C5CDS1 | Z8ES120C20SMPS1 | 34400 | 18 | 8.5 | 32000 | 26200 | 81.88% | 2 | 0 | 11 |  |  |  | No | R-454B | 2.8667 | Residential & Commercial | Ducted CEE Tier 1
214398111 | Central HP <5.4 tons | LUXAIRE | HRCU-A-CB (Split System: Heat Pump with Remote Outdoor Unit-Air-Source) | HH836E2S11 |  |  | CTM36B5CDS1 | TM8V080B12MP12 | 32800 | 17 | 8.5 | 30800 | 25200 | 81.82% | 2 | 0 | 11 |  |  |  | No | R-454B | 2.7333 | Residential & Commercial | Ducted CEE Tier 1
214398143 | Central HP <5.4 tons | LUXAIRE | HRCU-A-CB (Split System: Heat Pump with Remote Outdoor Unit-Air-Source) | HH836E2S11 |  |  | CTM36C5CDS1 | TM9Y080C16MP11 | 33200 | 18 | 9 | 31200 | 25200 | 80.77% | 2 | 0 | 11 |  |  |  | No | R-454B | 2.7667 | Residential & Commercial | Ducted CEE Tier 1
214398477 | Central HP <5.4 tons | LUXAIRE | HRCU-A-CB (Split System: Heat Pump with Remote Outdoor Unit-Air-Source) | HH836E2S11 |  |  | CTM48C5CFS1 | TM8E100C16MP11 | 33600 | 19 | 9 | 31400 | 25400 | 80.89% | 2 | 0 | 11 |  |  |  | No | R-454B | 2.8 | Residential & Commercial | Ducted CEE Tier 1
214238919 | Central HP <5.4 tons | DAY & NIGHT | HRCU-A-CB (Split System: Heat Pump with Remote Outdoor Unit-Air-Source) | CVH837GKA2* |  |  | EN(A,D)4X36L21**+WALLCON | *97CMN1002122B* | 31400 | 16.5 | 8.1 | 33000 | 24000 | 72.73% | 1.82 | 0 | 11 |  |  |  | No | R-410A | 2.6167 | Residential & Commercial | Ducted CEE Tier 1
214238989 | Central HP <5.4 tons | DAY & NIGHT | HRCU-A-CB (Split System: Heat Pump with Remote Outdoor Unit-Air-Source) | CVH837GKA2* |  |  | END4X42L17**+WALLCON | *80CTL0901716B* | 32000 | 17 | 8.1 | 33000 | 24600 | 74.55% | 1.9 | 0 | 11.5 |  |  |  | No | R-410A | 2.6667 | Residential & Commercial | Ducted CEE Tier 1
213076581 | Central HP <5.4 tons | KEEPRITE | HRCU-A-CB (Split System: Heat Pump with Remote Outdoor Unit-Air-Source) | DLCURAH36ABK |  |  | EN(A,D,W)4X48L21** | *80VTL0701716B* | 35600 | 16 | 8.1 | 38500 | 35000 | 90.91% | 1.98 | 0 | 10 |  |  |  | No | R-410A | 2.9667 | Residential & Commercial | Ducted CEE Tier 1
213771722 | Central HP <5.4 tons | KEEPRITE | HRCU-A-CB (Split System: Heat Pump with Remote Outdoor Unit-Air-Source) | CVH825GKA2* |  |  | EA*4X48L24A*+WALLCON | *97CMN1202422B* | 24000 | 16.5 | 8.1 | 21000 | 16500 | 78.57% | 2.02 | 0 | 11 |  |  |  | No | R-410A | 2 | Residential & Commercial | Ducted CEE Tier 1
213772412 | Central HP <5.4 tons | KEEPRITE | HRCU-A-CB (Split System: Heat Pump with Remote Outdoor Unit-Air-Source) | CVH825GKA2* |  |  | EHD4X42AAL+WALLCON | *96CTN1002122B* | 24200 | 16 | 8.1 | 21400 | 16600 | 77.57% | 2 | 0 | 10.5 |  |  |  | No | R-410A | 2.0167 | Residential & Commercial | Ducted CEE Tier 1
213771542 | Central HP <5.4 tons | KEEPRITE | HRCU-A-CB (Split System: Heat Pump with Remote Outdoor Unit-Air-Source) | CVH825GKA2* |  |  | EA*4X43L21A*+WALLCON | *96CTN0801714B* | 24400 | 16.5 | 8.1 | 21200 | 16600 | 78.3% | 2.02 | 0 | 11 |  |  |  | No | R-410A | 2.0333 | Residential & Commercial | Ducted CEE Tier 1
213771242 | Central HP <5.4 tons | KEEPRITE | HRCU-A-CB (Split System: Heat Pump with Remote Outdoor Unit-Air-Source) | CVH825GKA2* |  |  | EA*4X37L21A*+WALLCON | *96CTN1002122B* | 24400 | 16.5 | 8.5 | 21200 | 16600 | 78.3% | 2.04 | 0 | 11 |  |  |  | No | R-410A | 2.0333 | Residential & Commercial | Ducted CEE Tier 1
213771042 | Central HP <5.4 tons | KEEPRITE | HRCU-A-CB (Split System: Heat Pump with Remote Outdoor Unit-Air-Source) | CVH825GKA2* |  |  | EA*4X37L17A*+WALLCON | *80CTL0701412B* | 24200 | 16.5 | 8.1 | 21400 | 16700 | 78.04% | 2 | 0 | 11 |  |  |  | No | R-410A | 2.0167 | Residential & Commercial | Ducted CEE Tier 1
205751224 | Central HP <5.4 tons | KENMORE | HRCU-A-CB (Split System: Heat Pump with Remote Outdoor Unit-Air-Source) | (C,H,T)VH837GKA** |  |  | EA*4X43L21A*+WALLCON | *80CTL0901716A* | 33000 | 18 | 8.5 | 32800 | 25000 | 76.22% | 2 | 12 | 11.7 |  |  |  | No | R-410A | 2.75 | Residential & Commercial | Ducted CEE Tier 1
206998307 | Central HP <5.4 tons | KENMORE | HRCU-A-CB (Split System: Heat Pump with Remote Outdoor Unit-Air-Source) | (C,H,T)VH825GKA3* |  |  | EA*4X25L17A*+WALLCON | *80CTL0901716A* | 24400 | 17.5 | 8.5 | 21200 | 16600 | 78.3% | 2.04 | 12 | 11.5 |  |  |  | No | R-410A | 2.0333 | Residential & Commercial | Ducted CEE Tier 1
206998355 | Central HP <5.4 tons | KENMORE | HRCU-A-CB (Split System: Heat Pump with Remote Outdoor Unit-Air-Source) | (C,H,T)VH825GKA3* |  |  | EA*4X37L21A*+WALLCON | *97CMN0801714A* | 24400 | 16.5 | 8.1 | 21200 | 16700 | 78.77% | 2.02 | 11 | 11 |  |  |  | No | R-410A | 2.0333 | Residential & Commercial | Ducted CEE Tier 1
207252604 | Central HP <5.4 tons | TCL | HRCU-A-CB (Split System: Heat Pump with Remote Outdoor Unit-Air-Source) | TCE-36HA/DV2O |  |  | TCE-2430D6HWA/DVOE(02) | MGH96M080B3A | 22800 | 16 | 8.5 | 23200 | 16400 | 70.69% | 1.95 | 12.5 | 11.7 |  |  |  | No | R-410A | 1.9 | Residential & Commercial | Ducted CEE Tier 1
215669016 | Central HP <5.4 tons | DAY & NIGHT | HRCU-A-CB (Split System: Heat Pump with Remote Outdoor Unit-Air-Source) | C5H0V36*K*AAA* |  |  | EA*5X43M21A*+WALLCON | *80CTL1102120B* | 34600 | 18 | 9 | 35200 | 25000 | 71.02% | 1.9 | 0 | 10 |  |  |  | No | R-454B | 2.8833 | Residential & Commercial | Ducted CEE Tier 1
215669148 | Central HP <5.4 tons | DAY & NIGHT | HRCU-A-CB (Split System: Heat Pump with Remote Outdoor Unit-Air-Source) | C5H0V36*K*AAA* |  |  | EA*5X48M21A*+WALLCON | *80CTL0702120B* | 33800 | 18 | 9 | 35000 | 25000 | 71.43% | 1.88 | 0 | 10 |  |  |  | No | R-454B | 2.8167 | Residential & Commercial | Ducted CEE Tier 1
214398517 | Central HP <5.4 tons | LUXAIRE | HRCU-A-CB (Split System: Heat Pump with Remote Outdoor Unit-Air-Source) | HH836E2S11 |  |  | CTM36B5CDS1 | LP9C080B12MP13 | 33000 | 17 | 8.5 | 30600 | 25000 | 81.7% | 2 | 0 | 11 |  |  |  | No | R-454B | 2.75 | Residential & Commercial | Ducted CEE Tier 1
211393608 | Central HP <5.4 tons | FRASER-JOHNSTON | HRCU-A-CB (Split System: Heat Pump with Remote Outdoor Unit-Air-Source) | HMH72B341 |  |  | JHVTC36DBCC2N1 |  | 34000 | 18.5 | 8.5 | 34000 | 24000 | 70.59% | 2.18 | 0 | 10.5 |  |  |  | No | R-410A | 2.8333 | Residential & Commercial | Ducted CEE Tier 1
216374642 | Central HP <5.4 tons | LUXAIRE | HRCU-A-CB (Split System: Heat Pump with Remote Outdoor Unit-Air-Source) | HH824E2S11 |  |  | CTU36B5XDS1+TXV | Z9ET060B12SMPS1 | 23000 | 18 | 9.5 | 23000 | 18300 | 79.57% | 2 | 0 | 12 |  |  |  | No | R-454B | 1.9167 | Residential & Commercial | Ducted CEE Tier 1
214397976 | Central HP <5.4 tons | LUXAIRE | HRCU-A-CB (Split System: Heat Pump with Remote Outdoor Unit-Air-Source) | HH824E2S11 |  |  | CTF30B5ACS1 | TM9V080B12MP12 | 23000 | 17 | 9.5 | 23000 | 18200 | 79.13% | 2 | 0 | 12 |  |  |  | No | R-454B | 1.9167 | Residential & Commercial | Ducted CEE Tier 1
214398380 | Central HP <5.4 tons | LUXAIRE | HRCU-A-CB (Split System: Heat Pump with Remote Outdoor Unit-Air-Source) | HH824E2S11 |  |  | CTM30B5ACS1 | TM9E060B12MP12 | 23000 | 17 | 9.5 | 23000 | 18800 | 81.74% | 2 | 0 | 11.7 |  |  |  | No | R-454B | 1.9167 | Residential & Commercial | Ducted CEE Tier 1
214649883 | Central HP <5.4 tons | LUXAIRE | HRCU-A-CB (Split System: Heat Pump with Remote Outdoor Unit-Air-Source) | HH824E2S11 |  |  | CTU30B5XCS1+TXV | TPLC080B12MP13 | 23000 | 17 | 9.5 | 23000 | 17900 | 77.83% | 2 | 0 | 12 |  |  |  | No | R-454B | 1.9167 | Residential & Commercial | Ducted CEE Tier 1
214807735 | Central HP <5.4 tons | LUXAIRE | HRCU-A-CB (Split System: Heat Pump with Remote Outdoor Unit-Air-Source) | HH824E2S11 |  |  | CTM36B5ADS1 | TMLE100B12MP11 | 23000 | 18 | 9.5 | 23000 | 18800 | 81.74% | 2 | 0 | 12 |  |  |  | No | R-454B | 1.9167 | Residential & Commercial | Ducted CEE Tier 1
214650634 | Central HP <5.4 tons | LUXAIRE | HRCU-A-CB (Split System: Heat Pump with Remote Outdoor Unit-Air-Source) | HH824E2S11 |  |  | CTU30B5XCS1+TXV | Z9ES060B12SMPS1 | 23000 | 17 | 9.5 | 23000 | 19100 | 83.04% | 2 | 0 | 11.7 |  |  |  | No | R-454B | 1.9167 | Residential & Commercial | Ducted CEE Tier 1
214584689 | Central HP <5.4 tons | CHAMPION HEATING AND COOLING | HRCU-A-CB (Split System: Heat Pump with Remote Outdoor Unit-Air-Source) | HH824E2S11 |  |  | CTF30A5ADS1 | Z8ES060A12SMPS1 | 23000 | 18 | 9.5 | 23000 | 18000 | 78.26% | 2 | 0 | 12 |  |  |  | No | R-454B | 1.9167 | Residential & Commercial | Ducted CEE Tier 1
215936702 | Central HP <5.4 tons | KENMORE | HRCU-A-CB (Split System: Heat Pump with Remote Outdoor Unit-Air-Source) | (C,H,T)5H3V36*K*AAA* |  |  | EVD5X60M21A*+WALLCON | *97CMN0802120B* | 35600 | 21.5 | 8.5 | 38000 | 28600 | 75.26% | 2.02 | 0 | 12.5 |  |  |  | No | R-454B | 2.9667 | Residential & Commercial | Ducted CEE Tier 1
216374708 | Central HP <5.4 tons | LUXAIRE | HRCU-A-CB (Split System: Heat Pump with Remote Outdoor Unit-Air-Source) | HH836E2S11 |  |  | CTF36B5CDS1 | Z9ET060B12SMPS1 | 33400 | 18 | 8.5 | 31600 | 24200 | 76.58% | 2 | 0 | 11 |  |  |  | No | R-454B | 2.7833 | Residential & Commercial | Ducted CEE Tier 1
214398138 | Central HP <5.4 tons | LUXAIRE | HRCU-A-CB (Split System: Heat Pump with Remote Outdoor Unit-Air-Source) | HH836E2S11 |  |  | CTM36B5CDS1 | TM9Y060B12MP11 | 33000 | 17 | 8.5 | 31200 | 25600 | 82.05% | 2 | 0 | 11 |  |  |  | No | R-454B | 2.75 | Residential & Commercial | Ducted CEE Tier 1
214720140 | Central HP <5.4 tons | LUXAIRE | HRCU-A-CB (Split System: Heat Pump with Remote Outdoor Unit-Air-Source) | HH836E2S11 |  |  | CTU48C5XFS1+TXV | Z8ES100C20SMPS1 | 34400 | 19 | 9 | 32000 | 25400 | 79.38% | 2 | 0 | 11 |  |  |  | No | R-454B | 2.8667 | Residential & Commercial | Ducted CEE Tier 1
214719904 | Central HP <5.4 tons | LUXAIRE | HRCU-A-CB (Split System: Heat Pump with Remote Outdoor Unit-Air-Source) | HH836E2S11 |  |  | CTU48C5XFS1+TXV | LP9C080C16MP13 | 33200 | 18 | 9 | 31600 | 25400 | 80.38% | 2 | 0 | 11 |  |  |  | No | R-454B | 2.7667 | Residential & Commercial | Ducted CEE Tier 1
215936552 | Central HP <5.4 tons | KENMORE | HRCU-A-CB (Split System: Heat Pump with Remote Outdoor Unit-Air-Source) | (C,H,T)5H3V36*K*AAA* |  |  | EVD5X49M24A*+WALLCON | *96CTN1202422B* | 35600 | 22 | 8.5 | 38500 | 28400 | 73.77% | 2.04 | 0 | 12.5 |  |  |  | No | R-454B | 2.9667 | Residential & Commercial | Ducted CEE Tier 1
214584664 | Central HP <5.4 tons | CHAMPION HEATING AND COOLING | HRCU-A-CB (Split System: Heat Pump with Remote Outdoor Unit-Air-Source) | HH824E2S11 |  |  | CTF36B5ADS1 | Z8ES100B12SMPS1 | 23000 | 19 | 9.5 | 23000 | 18800 | 81.74% | 2 | 0 | 12 |  |  |  | No | R-454B | 1.9167 | Residential & Commercial | Ducted CEE Tier 1
215936152 | Central HP <5.4 tons | KENMORE | HRCU-A-CB (Split System: Heat Pump with Remote Outdoor Unit-Air-Source) | (C,H,T)5H3V36*K*AAA* |  |  | EVD5X42M24A*+WALLCON | *80CSU1002120A* | 35400 | 21.5 | 8.5 | 38000 | 28600 | 75.26% | 2.04 | 0 | 12 |  |  |  | No | R-454B | 2.95 | Residential & Commercial | Ducted CEE Tier 1
216374581 | Central HP <5.4 tons | LUXAIRE | HRCU-A-CB (Split System: Heat Pump with Remote Outdoor Unit-Air-Source) | HH824E2S11 |  |  | CTF30B5ACS1 | Z9ET060B12SMPS1 | 23000 | 18 | 9.5 | 23000 | 18500 | 80.43% | 2 | 0 | 11.7 |  |  |  | No | R-454B | 1.9167 | Residential & Commercial | Ducted CEE Tier 1
214397954 | Central HP <5.4 tons | LUXAIRE | HRCU-A-CB (Split System: Heat Pump with Remote Outdoor Unit-Air-Source) | HH824E2S11 |  |  | CTF36B5ADS1 | TP9C060B12MP13 | 23000 | 18 | 9.5 | 23000 | 18800 | 81.74% | 2 | 0 | 12 |  |  |  | No | R-454B | 1.9167 | Residential & Commercial | Ducted CEE Tier 1
214397981 | Central HP <5.4 tons | LUXAIRE | HRCU-A-CB (Split System: Heat Pump with Remote Outdoor Unit-Air-Source) | HH824E2S11 |  |  | CTF30B5ACS1 | TP9C080B12MP13 | 23000 | 17 | 9.5 | 23000 | 18200 | 79.13% | 2 | 0 | 12 |  |  |  | No | R-454B | 1.9167 | Residential & Commercial | Ducted CEE Tier 1
214398358 | Central HP <5.4 tons | LUXAIRE | HRCU-A-CB (Split System: Heat Pump with Remote Outdoor Unit-Air-Source) | HH824E2S11 |  |  | CTF36B5ADS1 | TM9V080B12MP12 | 23000 | 18 | 9.5 | 23000 | 18400 | 80% | 2 | 0 | 12 |  |  |  | No | R-454B | 1.9167 | Residential & Commercial | Ducted CEE Tier 1
215936182 | Central HP <5.4 tons | KENMORE | HRCU-A-CB (Split System: Heat Pump with Remote Outdoor Unit-Air-Source) | (C,H,T)5H3V36*K*AAA* |  |  | EVD5X42M24A*+WALLCON | *80CTL1102120B* | 35600 | 22 | 8.5 | 38500 | 28400 | 73.77% | 2.04 | 0 | 12.5 |  |  |  | No | R-454B | 2.9667 | Residential & Commercial | Ducted CEE Tier 1
215669478 | Central HP <5.4 tons | DAY & NIGHT | HRCU-A-CB (Split System: Heat Pump with Remote Outdoor Unit-Air-Source) | C5H0V36*K*AAA* |  |  | EA*5X61M21A*+WALLCON | *80CTL0702120B* | 34800 | 18.5 | 9 | 34400 | 24800 | 72.09% | 1.92 | 0 | 10 |  |  |  | No | R-454B | 2.9 | Residential & Commercial | Ducted CEE Tier 1
212977089 | Central HP <5.4 tons | BRYANT HEATING AND COOLING SYSTEMS | HRCU-A-CB (Split System: Heat Pump with Remote Outdoor Unit-Air-Source) | 38MURAQ36AB3* |  |  | CAP**4824AL* | 926TC66100V21*** | 35800 | 16.5 | 8.5 | 37800 | 34600 | 91.53% | 2.02 | 0 | 10 |  |  |  | No | R-410A | 2.9833 | Residential & Commercial | Ducted CEE Tier 1
211393127 | Central HP <5.4 tons | FRASER-JOHNSTON | HRCU-A-CB (Split System: Heat Pump with Remote Outdoor Unit-Air-Source) | HMH72B341 |  |  | XAFC30CXXN1+TXV | TL9E080C16UH11 | 33000 | 17 | 8.5 | 33000 | 23200 | 70.3% | 2.04 | 0 | 10 |  |  |  | No | R-410A | 2.75 | Residential & Commercial | Ducted CEE Tier 1
214398467 | Central HP <5.4 tons | LUXAIRE | HRCU-A-CB (Split System: Heat Pump with Remote Outdoor Unit-Air-Source) | HH860E2S11 |  |  | CTF60D5CJS1 | TM9Y120D20MP11 | 53000 | 19 | 9 | 55500 | 40000 | 72.07% | 2 | 0 | 10 |  |  |  | No | R-454B | 4.4167 | Residential & Commercial | Ducted CEE Tier 1
214398724 | Central HP <5.4 tons | LUXAIRE | HRCU-A-CB (Split System: Heat Pump with Remote Outdoor Unit-Air-Source) | HH860E2S11 |  |  | CTM60D5CGS1 | TM9V120D20MP12 | 44000 | 18 | 9 | 44000 | 33400 | 75.91% | 2 | 0 | 11.7 |  |  |  | No | R-454B | 3.6667 | Residential & Commercial | Ducted CEE Tier 1
216374697 | Central HP <5.4 tons | LUXAIRE | HRCU-A-CB (Split System: Heat Pump with Remote Outdoor Unit-Air-Source) | HH860E2S11 |  |  | CTU60D5XHS1+TXV | Z9ET120D20SMPS1 | 54000 | 19 | 9 | 55000 | 40000 | 72.73% | 2 | 0 | 11 |  |  |  | No | R-454B | 4.5 | Residential & Commercial | Ducted CEE Tier 1
214398442 | Central HP <5.4 tons | LUXAIRE | HRCU-A-CB (Split System: Heat Pump with Remote Outdoor Unit-Air-Source) | HH860E2S11 |  |  | CTM60C5CHS1 | TM8E100C20MP11 | 53500 | 19 | 8.5 | 55000 | 39000 | 70.91% | 2 | 0 | 11 |  |  |  | No | R-454B | 4.4583 | Residential & Commercial | Ducted CEE Tier 1
214398008 | Central HP <5.4 tons | LUXAIRE | HRCU-A-CB (Split System: Heat Pump with Remote Outdoor Unit-Air-Source) | HH860E2S11 |  |  | CTM60D5CHS1+JMC20D2SN1 |  | 53000 | 19 | 8.5 | 53000 | 38000 | 71.7% | 2 | 0 | 11.7 |  |  |  | No | R-454B | 4.4167 | Residential & Commercial | Ducted CEE Tier 1
214397638 | Central HP <5.4 tons | LUXAIRE | HRCU-A-CB (Split System: Heat Pump with Remote Outdoor Unit-Air-Source) | HH860E2S11 |  |  | CTF60D5CJS1 | TM9E120D20MP12 | 53000 | 18 | 9 | 55000 | 40000 | 72.73% | 2 | 0 | 11 |  |  |  | No | R-454B | 4.4167 | Residential & Commercial | Ducted CEE Tier 1
215936402 | Central HP <5.4 tons | KENMORE | HRCU-A-CB (Split System: Heat Pump with Remote Outdoor Unit-Air-Source) | (C,H,T)5H3V36*K*AAA* |  |  | EVD5X48M24A*+WALLCON | *97CMN1202422B* | 35000 | 21.5 | 8.5 | 38500 | 28400 | 73.77% | 2.04 | 0 | 12 |  |  |  | No | R-454B | 2.9167 | Residential & Commercial | Ducted CEE Tier 1
215935952 | Central HP <5.4 tons | KENMORE | HRCU-A-CB (Split System: Heat Pump with Remote Outdoor Unit-Air-Source) | (C,H,T)5H3V36*K*AAA* |  |  | EVD5X42M21A*+WALLCON | *80CSU0401712A* | 34400 | 21 | 8.5 | 38500 | 28400 | 73.77% | 2.04 | 0 | 11.7 |  |  |  | No | R-454B | 2.8667 | Residential & Commercial | Ducted CEE Tier 1
215935982 | Central HP <5.4 tons | KENMORE | HRCU-A-CB (Split System: Heat Pump with Remote Outdoor Unit-Air-Source) | (C,H,T)5H3V36*K*AAA* |  |  | EVD5X42M21A*+WALLCON | *80CTL0451712B* | 34000 | 20 | 8.5 | 39500 | 29000 | 73.42% | 2.02 | 0 | 11 |  |  |  | No | R-454B | 2.8333 | Residential & Commercial | Ducted CEE Tier 1
214651880 | Central HP <5.4 tons | LUXAIRE | HRCU-A-CB (Split System: Heat Pump with Remote Outdoor Unit-Air-Source) | HH824E2S11 |  |  | CTU36B5XDS1+TXV | Z9ES060B12SMPS1 | 23000 | 17 | 9.5 | 23000 | 18700 | 81.3% | 2 | 0 | 12 |  |  |  | No | R-454B | 1.9167 | Residential & Commercial | Ducted CEE Tier 1
214652030 | Central HP <5.4 tons | LUXAIRE | HRCU-A-CB (Split System: Heat Pump with Remote Outdoor Unit-Air-Source) | HH824E2S11 |  |  | CTU30B5XCS1+TXV | TM9V080B12MP12 | 23000 | 17 | 9.5 | 23000 | 18200 | 79.13% | 2 | 0 | 12 |  |  |  | No | R-454B | 1.9167 | Residential & Commercial | Ducted CEE Tier 1
215936602 | Central HP <5.4 tons | KENMORE | HRCU-A-CB (Split System: Heat Pump with Remote Outdoor Unit-Air-Source) | (C,H,T)5H3V36*K*AAA* |  |  | EVD5X60M21A*+WALLCON | *80CTL0701716B* | 35400 | 21.5 | 8.5 | 38000 | 28800 | 75.79% | 2.02 | 0 | 12 |  |  |  | No | R-454B | 2.95 | Residential & Commercial | Ducted CEE Tier 1
214397720 | Central HP <5.4 tons | LUXAIRE | HRCU-A-CB (Split System: Heat Pump with Remote Outdoor Unit-Air-Source) | HH836E2S11 |  |  | CTF36C5CDS1 | TP9C100C16MP13 | 33800 | 18 | 8.5 | 31400 | 25600 | 81.53% | 2 | 0 | 11 |  |  |  | No | R-454B | 2.8167 | Residential & Commercial | Ducted CEE Tier 1
214584624 | Central HP <5.4 tons | CHAMPION HEATING AND COOLING | HRCU-A-CB (Split System: Heat Pump with Remote Outdoor Unit-Air-Source) | HH836E2S11 |  |  | CTF36B5CDS1 | Z8ES100B12SMPS1 | 33400 | 18 | 8.5 | 30800 | 25000 | 81.17% | 2 | 0 | 11.7 |  |  |  | No | R-454B | 2.7833 | Residential & Commercial | Ducted CEE Tier 1
214719987 | Central HP <5.4 tons | LUXAIRE | HRCU-A-CB (Split System: Heat Pump with Remote Outdoor Unit-Air-Source) | HH836E2S11 |  |  | CTU48C5XFS1+TXV | TM9E080C16MP12 | 33400 | 19 | 9 | 31400 | 25400 | 80.89% | 2 | 0 | 11 |  |  |  | No | R-454B | 2.7833 | Residential & Commercial | Ducted CEE Tier 1
214720064 | Central HP <5.4 tons | LUXAIRE | HRCU-A-CB (Split System: Heat Pump with Remote Outdoor Unit-Air-Source) | HH836E2S11 |  |  | CTU48C5XFS1+TXV | TMLV100C16MP12 | 33400 | 18 | 9 | 31600 | 25400 | 80.38% | 2 | 0 | 11 |  |  |  | No | R-454B | 2.7833 | Residential & Commercial | Ducted CEE Tier 1
214719864 | Central HP <5.4 tons | LUXAIRE | HRCU-A-CB (Split System: Heat Pump with Remote Outdoor Unit-Air-Source) | HH836E2S11 |  |  | CTU48C5XFS1+TXV | TMLE120C20MP11 | 34400 | 17 | 8.5 | 32400 | 25600 | 79.01% | 2 | 0 | 11 |  |  |  | No | R-454B | 2.8667 | Residential & Commercial | Ducted CEE Tier 1
214397781 | Central HP <5.4 tons | LUXAIRE | HRCU-A-CB (Split System: Heat Pump with Remote Outdoor Unit-Air-Source) | HH836E2S11 |  |  | CTF48C5CFS1 | TM9V080C16MP12 | 33200 | 18 | 9 | 31600 | 25400 | 80.38% | 2 | 0 | 11 |  |  |  | No | R-454B | 2.7667 | Residential & Commercial | Ducted CEE Tier 1
214397813 | Central HP <5.4 tons | LUXAIRE | HRCU-A-CB (Split System: Heat Pump with Remote Outdoor Unit-Air-Source) | HH836E2S11 |  |  | CTF48C5CFS1 | TMLE080C20MP11 | 34600 | 17 | 8.5 | 32800 | 25800 | 78.66% | 2 | 0 | 11 |  |  |  | No | R-454B | 2.8833 | Residential & Commercial | Ducted CEE Tier 1
215669168 | Central HP <5.4 tons | DAY & NIGHT | HRCU-A-CB (Split System: Heat Pump with Remote Outdoor Unit-Air-Source) | C5H0V36*K*AAA* |  |  | EA*5X48M21A*+WALLCON | *80CTL0902120B* | 33800 | 18 | 9 | 35000 | 25000 | 71.43% | 1.9 | 0 | 10 |  |  |  | No | R-454B | 2.8167 | Residential & Commercial | Ducted CEE Tier 1
215669548 | Central HP <5.4 tons | DAY & NIGHT | HRCU-A-CB (Split System: Heat Pump with Remote Outdoor Unit-Air-Source) | C5H0V36*K*AAA* |  |  | EA*5X61M21A*+WALLCON | *97CMN0602120B* | 34600 | 18 | 9 | 34600 | 25000 | 72.25% | 1.9 | 0 | 10 |  |  |  | No | R-454B | 2.8833 | Residential & Commercial | Ducted CEE Tier 1
215669080 | Central HP <5.4 tons | DAY & NIGHT | HRCU-A-CB (Split System: Heat Pump with Remote Outdoor Unit-Air-Source) | C5H0V36*K*AAA* |  |  | EA*5X43M21A*+WALLCON | *96CTN0801714B* | 34400 | 18 | 8.1 | 35400 | 25200 | 71.19% | 1.9 | 0 | 10 |  |  |  | No | R-454B | 2.8667 | Residential & Commercial | Ducted CEE Tier 1
211239259 | Central HP <5.4 tons | YORK | HRCU-A-CB (Split System: Heat Pump with Remote Outdoor Unit-Air-Source) | YZV36B21 |  |  | JHVVC36DE2C2N1+CC |  | 33200 | 19.5 | 8.5 | 33800 | 28800 | 85.21% | 1.98 | 0 | 12 |  |  |  | No | R-410A | 2.7667 | Residential & Commercial | Ducted CEE Tier 1
215487385 | Central HP <5.4 tons | DAIKIN | HRCU-A-CB (Split System: Heat Pump with Remote Outdoor Unit-Air-Source) | DH7VSA2410A* |  |  | CHPEA3026*3A* | D*80VC0604B*A* | 23200 | 19 | 8.6 | 23200 | 17000 | 73.28% | 2 | 0 | 11 |  |  |  | No | R-32 | 1.9333 | Residential & Commercial | Ducted CEE Tier 1
214398222 | Central HP <5.4 tons | LUXAIRE | HRCU-A-CB (Split System: Heat Pump with Remote Outdoor Unit-Air-Source) | HH836E2S11 |  |  | CTF48C5CFS1 | TMLE120C16MP11 | 33600 | 19 | 9 | 31400 | 25400 | 80.89% | 2 | 0 | 11 |  |  |  | No | R-454B | 2.8 | Residential & Commercial | Ducted CEE Tier 1
214720100 | Central HP <5.4 tons | LUXAIRE | HRCU-A-CB (Split System: Heat Pump with Remote Outdoor Unit-Air-Source) | HH836E2S11 |  |  | CTU48C5XFS1+TXV | TM8Y100C16MP11 | 33200 | 19 | 9 | 31400 | 25000 | 79.62% | 2 | 0 | 11 |  |  |  | No | R-454B | 2.7667 | Residential & Commercial | Ducted CEE Tier 1
214719916 | Central HP <5.4 tons | LUXAIRE | HRCU-A-CB (Split System: Heat Pump with Remote Outdoor Unit-Air-Source) | HH836E2S11 |  |  | CTU48C5XFS1+TXV | TM8Y100C20MP11 | 34400 | 19 | 9 | 32600 | 25800 | 79.14% | 2 | 0 | 11 |  |  |  | No | R-454B | 2.8667 | Residential & Commercial | Ducted CEE Tier 1
211393535 | Central HP <5.4 tons | FRASER-JOHNSTON | HRCU-A-CB (Split System: Heat Pump with Remote Outdoor Unit-Air-Source) | HMH72B341 |  |  | XAFB36DXXN1+TXV | TL8E060A12UH11 | 34000 | 18 | 8.1 | 33800 | 23800 | 70.41% | 2.06 | 0 | 10 |  |  |  | No | R-410A | 2.8333 | Residential & Commercial | Ducted CEE Tier 1
210471321 | Central HP <5.4 tons | BRYANT HEATING AND COOLING SYSTEMS | HRCU-A-CB (Split System: Heat Pump with Remote Outdoor Unit-Air-Source) | 288BNV037*0**B* |  |  | CSPH*6012AL*+UI | 987MB60060C21*** | 32800 | 16.5 | 8.1 | 32400 | 25200 | 77.78% | 1.98 | 0 | 11 |  |  |  | No | R-410A | 2.7333 | Residential & Commercial | Ducted CEE Tier 1
215669138 | Central HP <5.4 tons | DAY & NIGHT | HRCU-A-CB (Split System: Heat Pump with Remote Outdoor Unit-Air-Source) | C5H0V36*K*AAA* |  |  | EA*5X48M21A*+WALLCON | *80CTL0701716B* | 33600 | 18 | 9 | 35200 | 25200 | 71.59% | 1.88 | 0 | 10 |  |  |  | No | R-454B | 2.8 | Residential & Commercial | Ducted CEE Tier 1
215669288 | Central HP <5.4 tons | DAY & NIGHT | HRCU-A-CB (Split System: Heat Pump with Remote Outdoor Unit-Air-Source) | C5H0V36*K*AAA* |  |  | EA*5X48M21A*+WALLCON | *96CTN1002122B* | 33800 | 18 | 9 | 35000 | 25000 | 71.43% | 1.9 | 0 | 10 |  |  |  | No | R-454B | 2.8167 | Residential & Commercial | Ducted CEE Tier 1
215669508 | Central HP <5.4 tons | DAY & NIGHT | HRCU-A-CB (Split System: Heat Pump with Remote Outdoor Unit-Air-Source) | C5H0V36*K*AAA* |  |  | EA*5X61M21A*+WALLCON | *95CSU0601716B* | 34600 | 17.5 | 9 | 34600 | 25000 | 72.25% | 1.9 | 0 | 10 |  |  |  | No | R-454B | 2.8833 | Residential & Commercial | Ducted CEE Tier 1
214397613 | Central HP <5.4 tons | LUXAIRE | HRCU-A-CB (Split System: Heat Pump with Remote Outdoor Unit-Air-Source) | HH860E2S11 |  |  | CTF60C5CHS1 | TM8Y120C20MP11 | 54000 | 19 | 9 | 55000 | 39500 | 71.82% | 2 | 0 | 11 |  |  |  | No | R-454B | 4.5 | Residential & Commercial | Ducted CEE Tier 1
214719946 | Central HP <5.4 tons | LUXAIRE | HRCU-A-CB (Split System: Heat Pump with Remote Outdoor Unit-Air-Source) | HH860E2S11 |  |  | CTU60C5XGS1+TXV | TM8V120C20MP12 | 44500 | 18 | 9 | 45000 | 33800 | 75.11% | 2 | 0 | 11 |  |  |  | No | R-454B | 3.7083 | Residential & Commercial | Ducted CEE Tier 1
214720207 | Central HP <5.4 tons | LUXAIRE | HRCU-A-CB (Split System: Heat Pump with Remote Outdoor Unit-Air-Source) | HH860E2S11 |  |  | CTU60C5XGS1+TXV | Z9ES100C16SMPS1 | 45500 | 18 | 9 | 46500 | 34200 | 73.55% | 2 | 0 | 11 |  |  |  | No | R-454B | 3.7917 | Residential & Commercial | Ducted CEE Tier 1
214719973 | Central HP <5.4 tons | LUXAIRE | HRCU-A-CB (Split System: Heat Pump with Remote Outdoor Unit-Air-Source) | HH860E2S11 |  |  | CTU60C5XGS1+TXV | LPLC100C20MP13 | 44500 | 18 | 9 | 45000 | 33800 | 75.11% | 2 | 0 | 11 |  |  |  | No | R-454B | 3.7083 | Residential & Commercial | Ducted CEE Tier 1
214584639 | Central HP <5.4 tons | CHAMPION HEATING AND COOLING | HRCU-A-CB (Split System: Heat Pump with Remote Outdoor Unit-Air-Source) | HH860E2S11 |  |  | CTM60D5CHS1 | Z8ES130D20SMPS1 | 54000 | 19 | 9 | 54500 | 38500 | 70.64% | 2 | 0 | 12 |  |  |  | No | R-454B | 4.5 | Residential & Commercial | Ducted CEE Tier 1
214584754 | Central HP <5.4 tons | CHAMPION HEATING AND COOLING | HRCU-A-CB (Split System: Heat Pump with Remote Outdoor Unit-Air-Source) | HH860E2S11 |  |  | CTF60C5CGS1 | Z8ES080C20SMPS1 | 44000 | 18 | 9 | 44500 | 33400 | 75.06% | 2 | 0 | 12 |  |  |  | No | R-454B | 3.6667 | Residential & Commercial | Ducted CEE Tier 1
214239019 | Central HP <5.4 tons | DAY & NIGHT | HRCU-A-CB (Split System: Heat Pump with Remote Outdoor Unit-Air-Source) | CVH837GKA2* |  |  | END4X42L17**+WALLCON | *97CMN0801714B* | 32000 | 16.5 | 8.1 | 33200 | 24800 | 74.7% | 1.88 | 0 | 11 |  |  |  | No | R-410A | 2.6667 | Residential & Commercial | Ducted CEE Tier 1
215669558 | Central HP <5.4 tons | DAY & NIGHT | HRCU-A-CB (Split System: Heat Pump with Remote Outdoor Unit-Air-Source) | C5H0V36*K*AAA* |  |  | EA*5X61M21A*+WALLCON | *97CMN0801714B* | 34600 | 18 | 9 | 34600 | 25000 | 72.25% | 1.9 | 0 | 10 |  |  |  | No | R-454B | 2.8833 | Residential & Commercial | Ducted CEE Tier 1
215669658 | Central HP <5.4 tons | DAY & NIGHT | HRCU-A-CB (Split System: Heat Pump with Remote Outdoor Unit-Air-Source) | C5H0V36*K*AAA* |  |  | EA*5X61M24A*+WALLCON | *80CTL1352422B* | 35000 | 18.5 | 9 | 34400 | 24600 | 71.51% | 1.92 | 0 | 10.5 |  |  |  | No | R-454B | 2.9167 | Residential & Commercial | Ducted CEE Tier 1
215669708 | Central HP <5.4 tons | DAY & NIGHT | HRCU-A-CB (Split System: Heat Pump with Remote Outdoor Unit-Air-Source) | C5H0V36*K*AAA* |  |  | EA*5X61M24A*+WALLCON | *97CMN1002122B* | 35000 | 18.5 | 9 | 34400 | 24800 | 72.09% | 1.92 | 0 | 10.5 |  |  |  | No | R-454B | 2.9167 | Residential & Commercial | Ducted CEE Tier 1
215670542 | Central HP <5.4 tons | DAY & NIGHT | HRCU-A-CB (Split System: Heat Pump with Remote Outdoor Unit-Air-Source) | C5H0V36*K*AAA* |  |  | ESH5X60M12A*+WALLCON | *97CMN1002122B* | 34600 | 17 | 8.5 | 34600 | 24800 | 71.68% | 1.92 | 0 | 10 |  |  |  | No | R-454B | 2.8833 | Residential & Commercial | Ducted CEE Tier 1
214239219 | Central HP <5.4 tons | DAY & NIGHT | HRCU-A-CB (Split System: Heat Pump with Remote Outdoor Unit-Air-Source) | CVH837GKA2* |  |  | EN(A,D,W)4X48L21**+WALLCON | *95CSU0601716B* | 32200 | 17 | 8.1 | 33000 | 24800 | 75.15% | 1.92 | 0 | 11.5 |  |  |  | No | R-410A | 2.6833 | Residential & Commercial | Ducted CEE Tier 1
214239389 | Central HP <5.4 tons | DAY & NIGHT | HRCU-A-CB (Split System: Heat Pump with Remote Outdoor Unit-Air-Source) | CVH837GKA2* |  |  | EN(A,D,W)4X60L24**+WALLCON | *97CMN1002122B* | 32800 | 17.5 | 8.1 | 32200 | 24600 | 76.4% | 1.96 | 0 | 12 |  |  |  | No | R-410A | 2.7333 | Residential & Commercial | Ducted CEE Tier 1
213782072 | Central HP <5.4 tons | KEEPRITE | HRCU-A-CB (Split System: Heat Pump with Remote Outdoor Unit-Air-Source) | CVH837GKA2* |  |  | EHD4X48AAL+WALLCON | *80CTL0701716B* | 32600 | 16.5 | 8.1 | 33200 | 25000 | 75.3% | 1.94 | 0 | 11 |  |  |  | No | R-410A | 2.7167 | Residential & Commercial | Ducted CEE Tier 1
212984950 | Central HP <5.4 tons | BRYANT HEATING AND COOLING SYSTEMS | HRCU-A-CB (Split System: Heat Pump with Remote Outdoor Unit-Air-Source) | 38MURAQ36AB3* |  |  | CAP**4824AL* | 912SE60080M21*** | 35800 | 16.5 | 8.5 | 37800 | 34600 | 91.53% | 2.02 | 0 | 10 |  |  |  | No | R-410A | 2.9833 | Residential & Commercial | Ducted CEE Tier 1
216581436 | Central HP <5.4 tons | CARRIER | HRCU-A-CB (Split System: Heat Pump with Remote Outdoor Unit-Air-Source) | 25VNA448A*031* |  |  | CAP**4821AL*+UI | 59TN7A080C17**16 | 42500 | 20 | 9 | 46500 | 36600 | 78.71% | 2 | 0 | 10.5 |  |  |  | No | R-410A | 3.5417 | Residential & Commercial | Ducted CEE Tier 1
212975398 | Central HP <5.4 tons | BRYANT HEATING AND COOLING SYSTEMS | HRCU-A-CB (Split System: Heat Pump with Remote Outdoor Unit-Air-Source) | 38MURAQ18AB3* |  |  | CAP**2417AL* | 926TC36060V14*** | 17300 | 16 | 8.5 | 18200 | 19400 | 106.6% | 2.34 | 0 | 10.5 |  |  |  | No | R-410A | 1.4417 | Residential & Commercial | Ducted CEE Tier 1
212978742 | Central HP <5.4 tons | BRYANT HEATING AND COOLING SYSTEMS | HRCU-A-CB (Split System: Heat Pump with Remote Outdoor Unit-Air-Source) | 38MURAQ18AB3* |  |  | CAP**1917AL* | 8(0,1)*SB36070M17*** | 18000 | 17 | 8.5 | 17900 | 17800 | 99.44% | 2.16 | 0 | 11 |  |  |  | No | R-410A | 1.5 | Residential & Commercial | Ducted CEE Tier 1
212974731 | Central HP <5.4 tons | BRYANT HEATING AND COOLING SYSTEMS | HRCU-A-CB (Split System: Heat Pump with Remote Outdoor Unit-Air-Source) | 38MURAQ18AB3* |  |  | CNPV*3014AL* | 926TC30040V14*** | 17400 | 16 | 8.1 | 18000 | 18600 | 103.3% | 2.22 | 0 | 10.5 |  |  |  | No | R-410A | 1.45 | Residential & Commercial | Ducted CEE Tier 1
212975431 | Central HP <5.4 tons | BRYANT HEATING AND COOLING SYSTEMS | HRCU-A-CB (Split System: Heat Pump with Remote Outdoor Unit-Air-Source) | 38MURAQ18AB3* |  |  | CAP**3017AL* | 926TC36060V14*** | 17400 | 16.5 | 8.5 | 18000 | 18700 | 103.9% | 2.26 | 0 | 10.5 |  |  |  | No | R-410A | 1.45 | Residential & Commercial | Ducted CEE Tier 1
211242894 | Central HP <5.4 tons | KEEPRITE | HRCU-A-CB (Split System: Heat Pump with Remote Outdoor Unit-Air-Source) | DLCURAH24ABK |  |  | EA*4X37L17A* | *80ESU0401712A* | 24400 | 17.5 | 8.5 | 25400 | 21800 | 85.83% | 1.82 | 0 | 10.5 |  |  |  | No | R-410A | 2.0333 | Residential & Commercial | Ducted CEE Tier 1
213780362 | Central HP <5.4 tons | KEEPRITE | HRCU-A-CB (Split System: Heat Pump with Remote Outdoor Unit-Air-Source) | CVH837GKA** |  |  | EHD4X60AAL+WALLCON | *80CTL1352422B* | 33000 | 16.5 | 8.1 | 32200 | 24800 | 77.02% | 2 | 0 | 11.5 |  |  |  | No | R-410A | 2.75 | Residential & Commercial | Ducted CEE Tier 1
213780382 | Central HP <5.4 tons | KEEPRITE | HRCU-A-CB (Split System: Heat Pump with Remote Outdoor Unit-Air-Source) | CVH837GKA** |  |  | EHD4X60AAL+WALLCON | *97CMN0601714B* | 32800 | 16 | 8.1 | 32400 | 25200 | 77.78% | 1.96 | 0 | 11 |  |  |  | No | R-410A | 2.7333 | Residential & Commercial | Ducted CEE Tier 1
213779762 | Central HP <5.4 tons | KEEPRITE | HRCU-A-CB (Split System: Heat Pump with Remote Outdoor Unit-Air-Source) | CVH837GKA** |  |  | EA*4X61L24A*+WALLCON | *80CTL1102120B* | 33200 | 17.5 | 8.5 | 32000 | 24800 | 77.5% | 2 | 0 | 11.5 |  |  |  | No | R-410A | 2.7667 | Residential & Commercial | Ducted CEE Tier 1
214239629 | Central HP <5.4 tons | DAY & NIGHT | HRCU-A-CB (Split System: Heat Pump with Remote Outdoor Unit-Air-Source) | CVH837GKA** |  |  | EN(A,D)4X36L21**+WALLCON | *96CTN1002122B* | 31400 | 16.5 | 8.1 | 33000 | 24000 | 72.73% | 1.82 | 0 | 11 |  |  |  | No | R-410A | 2.6167 | Residential & Commercial | Ducted CEE Tier 1
214239699 | Central HP <5.4 tons | DAY & NIGHT | HRCU-A-CB (Split System: Heat Pump with Remote Outdoor Unit-Air-Source) | CVH837GKA** |  |  | END4X42L17**+WALLCON | *97CMN0801714B* | 32000 | 16.5 | 8.1 | 33200 | 24800 | 74.7% | 1.88 | 0 | 11 |  |  |  | No | R-410A | 2.6667 | Residential & Commercial | Ducted CEE Tier 1
213778992 | Central HP <5.4 tons | KEEPRITE | HRCU-A-CB (Split System: Heat Pump with Remote Outdoor Unit-Air-Source) | CVH837GKA** |  |  | EA*4X37L21A*+WALLCON | *95CSU0601716B* | 32800 | 17 | 8.5 | 33000 | 25200 | 76.36% | 1.96 | 0 | 11 |  |  |  | No | R-410A | 2.7333 | Residential & Commercial | Ducted CEE Tier 1
211393635 | Central HP <5.4 tons | FRASER-JOHNSTON | HRCU-A-CB (Split System: Heat Pump with Remote Outdoor Unit-Air-Source) | HMH72B341 |  |  | JHETB36DBCS2N1 |  | 34000 | 18.5 | 8.5 | 33800 | 23800 | 70.41% | 2.12 | 0 | 10 |  |  |  | No | R-410A | 2.8333 | Residential & Commercial | Ducted CEE Tier 1
214720049 | Central HP <5.4 tons | LUXAIRE | HRCU-A-CB (Split System: Heat Pump with Remote Outdoor Unit-Air-Source) | HH836E2S11 |  |  | CTU48C5XFS1+TXV | TM9Y080C16MP11 | 32800 | 19 | 9 | 31000 | 25200 | 81.29% | 2 | 0 | 11 |  |  |  | No | R-454B | 2.7333 | Residential & Commercial | Ducted CEE Tier 1
215935732 | Central HP <5.4 tons | KENMORE | HRCU-A-CB (Split System: Heat Pump with Remote Outdoor Unit-Air-Source) | (C,H,T)5H3V36*K*AAA* |  |  | EVD5X36M21A*+WALLCON | *97CMN0801714B* | 34200 | 20.5 | 8.5 | 39000 | 28600 | 73.33% | 2.02 | 0 | 11.5 |  |  |  | No | R-454B | 2.85 | Residential & Commercial | Ducted CEE Tier 1
215935882 | Central HP <5.4 tons | KENMORE | HRCU-A-CB (Split System: Heat Pump with Remote Outdoor Unit-Air-Source) | (C,H,T)5H3V36*K*AAA* |  |  | EVD5X38M17A*+WALLCON | *97CMN0601714B* | 35200 | 21 | 8.5 | 38000 | 28000 | 73.68% | 2.06 | 0 | 11.5 |  |  |  | No | R-454B | 2.9333 | Residential & Commercial | Ducted CEE Tier 1
215936052 | Central HP <5.4 tons | KENMORE | HRCU-A-CB (Split System: Heat Pump with Remote Outdoor Unit-Air-Source) | (C,H,T)5H3V36*K*AAA* |  |  | EVD5X42M21A*+WALLCON | *95CSU0802120B* | 34400 | 20.5 | 8.5 | 38500 | 28200 | 73.25% | 2.04 | 0 | 11.7 |  |  |  | No | R-454B | 2.8667 | Residential & Commercial | Ducted CEE Tier 1
215935532 | Central HP <5.4 tons | KENMORE | HRCU-A-CB (Split System: Heat Pump with Remote Outdoor Unit-Air-Source) | (C,H,T)5H3V36*K*AAA* |  |  | EVD5X30M17A*+WALLCON | *97CMN0601714B* | 34000 | 20 | 8.1 | 38000 | 27200 | 71.58% | 2 | 0 | 11 |  |  |  | No | R-454B | 2.8333 | Residential & Commercial | Ducted CEE Tier 1
215853312 | Central HP <5.4 tons | CHAMPION HEATING AND COOLING | HRCU-A-CB (Split System: Heat Pump with Remote Outdoor Unit-Air-Source) | HH824E2S11 |  |  | CTM30B5ACS1+JMET08BS2N1 |  | 23000 | 18 | 9.5 | 23000 | 18100 | 78.7% | 2 | 0 | 12 |  |  |  | No | R-454B | 1.9167 | Residential & Commercial | Ducted CEE Tier 1
213781722 | Central HP <5.4 tons | KEEPRITE | HRCU-A-CB (Split System: Heat Pump with Remote Outdoor Unit-Air-Source) | CVH837GKA2* |  |  | EA*4X61L24A*+WALLCON | *96CTN1202422B* | 33200 | 17.5 | 8.5 | 32000 | 24800 | 77.5% | 2 | 0 | 11.7 |  |  |  | No | R-410A | 2.7667 | Residential & Commercial | Ducted CEE Tier 1
213781922 | Central HP <5.4 tons | KEEPRITE | HRCU-A-CB (Split System: Heat Pump with Remote Outdoor Unit-Air-Source) | CVH837GKA2* |  |  | EHD4X42AAL+WALLCON | *80CTL0901716B* | 32200 | 16.5 | 8.1 | 33000 | 24800 | 75.15% | 1.94 | 0 | 11 |  |  |  | No | R-410A | 2.6833 | Residential & Commercial | Ducted CEE Tier 1
215936072 | Central HP <5.4 tons | KENMORE | HRCU-A-CB (Split System: Heat Pump with Remote Outdoor Unit-Air-Source) | (C,H,T)5H3V36*K*AAA* |  |  | EVD5X42M21A*+WALLCON | *97CMN0601714B* | 34000 | 20 | 8.1 | 38000 | 27000 | 71.05% | 2 | 0 | 11 |  |  |  | No | R-454B | 2.8333 | Residential & Commercial | Ducted CEE Tier 1
214650475 | Central HP <5.4 tons | LUXAIRE | HRCU-A-CB (Split System: Heat Pump with Remote Outdoor Unit-Air-Source) | HH824E2S11 |  |  | CTU36B5XDS1+TXV | TM8Y080B12MP11 | 23000 | 18 | 9.5 | 23000 | 18300 | 79.57% | 2 | 0 | 12 |  |  |  | No | R-454B | 1.9167 | Residential & Commercial | Ducted CEE Tier 1
214397554 | Central HP <5.4 tons | LUXAIRE | HRCU-A-CB (Split System: Heat Pump with Remote Outdoor Unit-Air-Source) | HH824E2S11 |  |  | CTM30B5ACS1 | TM8V080B12MP12 | 23000 | 17 | 9.5 | 23000 | 17900 | 77.83% | 2 | 0 | 12 |  |  |  | No | R-454B | 1.9167 | Residential & Commercial | Ducted CEE Tier 1
215935602 | Central HP <5.4 tons | KENMORE | HRCU-A-CB (Split System: Heat Pump with Remote Outdoor Unit-Air-Source) | (C,H,T)5H3V36*K*AAA* |  |  | EVD5X36M21A*+WALLCON | *80CSU0601716A* | 34400 | 21 | 8.5 | 38500 | 28200 | 73.25% | 2.04 | 0 | 11.7 |  |  |  | No | R-454B | 2.8667 | Residential & Commercial | Ducted CEE Tier 1
215935752 | Central HP <5.4 tons | KENMORE | HRCU-A-CB (Split System: Heat Pump with Remote Outdoor Unit-Air-Source) | (C,H,T)5H3V36*K*AAA* |  |  | EVD5X36M21A*+WALLCON | *97CMN1002122B* | 34400 | 21 | 8.5 | 38500 | 28000 | 72.73% | 2.06 | 0 | 12 |  |  |  | No | R-454B | 2.8667 | Residential & Commercial | Ducted CEE Tier 1
213771122 | Central HP <5.4 tons | KEEPRITE | HRCU-A-CB (Split System: Heat Pump with Remote Outdoor Unit-Air-Source) | CVH825GKA2* |  |  | EA*4X37L17A*+WALLCON | *96CTN0801714B* | 24200 | 16.5 | 8.1 | 21400 | 16700 | 78.04% | 2 | 0 | 11 |  |  |  | No | R-410A | 2.0167 | Residential & Commercial | Ducted CEE Tier 1
213772492 | Central HP <5.4 tons | KEEPRITE | HRCU-A-CB (Split System: Heat Pump with Remote Outdoor Unit-Air-Source) | CVH825GKA2* |  |  | EHD4X48AAL+WALLCON | *80CTL1352422B* | 24200 | 16 | 8.1 | 21200 | 16600 | 78.3% | 2.02 | 0 | 11 |  |  |  | No | R-410A | 2.0167 | Residential & Commercial | Ducted CEE Tier 1
213781322 | Central HP <5.4 tons | KEEPRITE | HRCU-A-CB (Split System: Heat Pump with Remote Outdoor Unit-Air-Source) | CVH837GKA2* |  |  | EA*4X48L21A*+WALLCON | *80CTL1102120B* | 32400 | 17 | 8.1 | 32400 | 24800 | 76.54% | 1.98 | 0 | 11 |  |  |  | No | R-410A | 2.7 | Residential & Commercial | Ducted CEE Tier 1
213781402 | Central HP <5.4 tons | KEEPRITE | HRCU-A-CB (Split System: Heat Pump with Remote Outdoor Unit-Air-Source) | CVH837GKA2* |  |  | EA*4X48L24A*+WALLCON | *80CTL0902120B* | 32400 | 17 | 8.5 | 32200 | 24800 | 77.02% | 1.98 | 0 | 11.5 |  |  |  | No | R-410A | 2.7 | Residential & Commercial | Ducted CEE Tier 1
213773032 | Central HP <5.4 tons | KEEPRITE | HRCU-A-CB (Split System: Heat Pump with Remote Outdoor Unit-Air-Source) | CVH825GKA3* |  |  | EA*4X36L17A*+WALLCON | *96CTN0801714B* | 23600 | 16.5 | 8.1 | 21600 | 16700 | 77.31% | 1.92 | 0 | 10.5 |  |  |  | No | R-410A | 1.9667 | Residential & Commercial | Ducted CEE Tier 1
213773082 | Central HP <5.4 tons | KEEPRITE | HRCU-A-CB (Split System: Heat Pump with Remote Outdoor Unit-Air-Source) | CVH825GKA3* |  |  | EA*4X36L21A*+WALLCON | *80CTL1102120B* | 23600 | 16.5 | 8.1 | 21400 | 16600 | 77.57% | 1.94 | 0 | 10.5 |  |  |  | No | R-410A | 1.9667 | Residential & Commercial | Ducted CEE Tier 1
213772712 | Central HP <5.4 tons | KEEPRITE | HRCU-A-CB (Split System: Heat Pump with Remote Outdoor Unit-Air-Source) | CVH825GKA3* |  |  | EA*4X24L17A*+WALLCON | *96CTN0801714B* | 23200 | 16 | 8.1 | 22200 | 16800 | 75.68% | 1.88 | 0 | 10.5 |  |  |  | No | R-410A | 1.9333 | Residential & Commercial | Ducted CEE Tier 1
213772812 | Central HP <5.4 tons | KEEPRITE | HRCU-A-CB (Split System: Heat Pump with Remote Outdoor Unit-Air-Source) | CVH825GKA3* |  |  | EA*4X25L17A*+WALLCON | *96CTN0801714B* | 24200 | 16.5 | 8.1 | 21400 | 16600 | 77.57% | 2 | 0 | 11 |  |  |  | No | R-410A | 2.0167 | Residential & Commercial | Ducted CEE Tier 1
214242361 | Central HP <5.4 tons | DAY & NIGHT | HRCU-A-CB (Split System: Heat Pump with Remote Outdoor Unit-Air-Source) | CVH825GKA3* |  |  | EN(A,D)4X48L24**+WALLCON | *97CMN1002122B* | 24200 | 17 | 8.1 | 21200 | 16500 | 77.83% | 2 | 0 | 11.5 |  |  |  | No | R-410A | 2.0167 | Residential & Commercial | Ducted CEE Tier 1
213773002 | Central HP <5.4 tons | KEEPRITE | HRCU-A-CB (Split System: Heat Pump with Remote Outdoor Unit-Air-Source) | CVH825GKA3* |  |  | EA*4X36L17A*+WALLCON | *97CMN0801714B* | 23400 | 16.5 | 8.1 | 21600 | 16700 | 77.31% | 1.92 | 0 | 10.5 |  |  |  | No | R-410A | 1.95 | Residential & Commercial | Ducted CEE Tier 1
213772952 | Central HP <5.4 tons | KEEPRITE | HRCU-A-CB (Split System: Heat Pump with Remote Outdoor Unit-Air-Source) | CVH825GKA3* |  |  | EA*4X36L17A*+WALLCON | *80CTL0701412B* | 23600 | 16.5 | 8.1 | 21400 | 16700 | 78.04% | 1.92 | 0 | 10.5 |  |  |  | No | R-410A | 1.9667 | Residential & Commercial | Ducted CEE Tier 1
213772652 | Central HP <5.4 tons | KEEPRITE | HRCU-A-CB (Split System: Heat Pump with Remote Outdoor Unit-Air-Source) | CVH825GKA3* |  |  | EA*4X24L17A*+WALLCON | *80CTL0901716B* | 23400 | 16.5 | 8.1 | 21800 | 16800 | 77.06% | 1.88 | 0 | 10.5 |  |  |  | No | R-410A | 1.95 | Residential & Commercial | Ducted CEE Tier 1
213772802 | Central HP <5.4 tons | KEEPRITE | HRCU-A-CB (Split System: Heat Pump with Remote Outdoor Unit-Air-Source) | CVH825GKA3* |  |  | EA*4X25L17A*+WALLCON | *96CTN0601714B* | 24200 | 16.5 | 8.1 | 21400 | 16700 | 78.04% | 2 | 0 | 10.5 |  |  |  | No | R-410A | 2.0167 | Residential & Commercial | Ducted CEE Tier 1
213772642 | Central HP <5.4 tons | KEEPRITE | HRCU-A-CB (Split System: Heat Pump with Remote Outdoor Unit-Air-Source) | CVH825GKA3* |  |  | EA*4X24L17A*+WALLCON | *80CTL0701716B* | 23200 | 16.5 | 8.1 | 22000 | 16800 | 76.36% | 1.88 | 0 | 10.5 |  |  |  | No | R-410A | 1.9333 | Residential & Commercial | Ducted CEE Tier 1
213772742 | Central HP <5.4 tons | KEEPRITE | HRCU-A-CB (Split System: Heat Pump with Remote Outdoor Unit-Air-Source) | CVH825GKA3* |  |  | EA*4X25L17A*+WALLCON | *80CTL0701716B* | 24400 | 16.5 | 8.1 | 21200 | 16700 | 78.77% | 2 | 0 | 10.5 |  |  |  | No | R-410A | 2.0333 | Residential & Commercial | Ducted CEE Tier 1
214241601 | Central HP <5.4 tons | DAY & NIGHT | HRCU-A-CB (Split System: Heat Pump with Remote Outdoor Unit-Air-Source) | CVH825GKA3* |  |  | EN(A,D)4X24L17**+WALLCON | *97CMN0601714B* | 23200 | 15.5 | 8.1 | 22200 | 16900 | 76.13% | 1.9 | 0 | 10.5 |  |  |  | No | R-410A | 1.9333 | Residential & Commercial | Ducted CEE Tier 1
214242171 | Central HP <5.4 tons | DAY & NIGHT | HRCU-A-CB (Split System: Heat Pump with Remote Outdoor Unit-Air-Source) | CVH825GKA3* |  |  | EN(A,D,W)4X42L21**+WALLCON | *97CMN1002122B* | 23800 | 16.5 | 8.1 | 21400 | 16600 | 77.57% | 1.96 | 0 | 11 |  |  |  | No | R-410A | 1.9833 | Residential & Commercial | Ducted CEE Tier 1
214242271 | Central HP <5.4 tons | DAY & NIGHT | HRCU-A-CB (Split System: Heat Pump with Remote Outdoor Unit-Air-Source) | CVH825GKA3* |  |  | EN(A,D,W)4X48L21**+WALLCON | *97CMN0601714B* | 24000 | 16.5 | 8.1 | 21400 | 16700 | 78.04% | 1.98 | 0 | 11 |  |  |  | No | R-410A | 2 | Residential & Commercial | Ducted CEE Tier 1
214242321 | Central HP <5.4 tons | DAY & NIGHT | HRCU-A-CB (Split System: Heat Pump with Remote Outdoor Unit-Air-Source) | CVH825GKA3* |  |  | EN(A,D,W)4X48L21**+WALLCON | *96CTN1002122B* | 24200 | 17 | 8.1 | 21200 | 16500 | 77.83% | 2 | 0 | 11.5 |  |  |  | No | R-410A | 2.0167 | Residential & Commercial | Ducted CEE Tier 1
213772852 | Central HP <5.4 tons | KEEPRITE | HRCU-A-CB (Split System: Heat Pump with Remote Outdoor Unit-Air-Source) | CVH825GKA3* |  |  | EA*4X30L17A*+WALLCON | *80CTL0701412B* | 23600 | 16.5 | 8.1 | 21600 | 16700 | 77.31% | 1.9 | 0 | 10.5 |  |  |  | No | R-410A | 1.9667 | Residential & Commercial | Ducted CEE Tier 1
213772962 | Central HP <5.4 tons | KEEPRITE | HRCU-A-CB (Split System: Heat Pump with Remote Outdoor Unit-Air-Source) | CVH825GKA3* |  |  | EA*4X36L17A*+WALLCON | *80CTL0701716B* | 23600 | 16.5 | 8.1 | 21400 | 16700 | 78.04% | 1.92 | 0 | 10.5 |  |  |  | No | R-410A | 1.9667 | Residential & Commercial | Ducted CEE Tier 1
213772982 | Central HP <5.4 tons | KEEPRITE | HRCU-A-CB (Split System: Heat Pump with Remote Outdoor Unit-Air-Source) | CVH825GKA3* |  |  | EA*4X36L17A*+WALLCON | *95CSU0601716B* | 23400 | 16.5 | 8.1 | 21600 | 16700 | 77.31% | 1.92 | 0 | 10.5 |  |  |  | No | R-410A | 1.95 | Residential & Commercial | Ducted CEE Tier 1
214241611 | Central HP <5.4 tons | DAY & NIGHT | HRCU-A-CB (Split System: Heat Pump with Remote Outdoor Unit-Air-Source) | CVH825GKA3* |  |  | EN(A,D)4X24L17**+WALLCON | *97CMN0801714B* | 23200 | 16 | 8.1 | 22000 | 16900 | 76.82% | 1.92 | 0 | 10.5 |  |  |  | No | R-410A | 1.9333 | Residential & Commercial | Ducted CEE Tier 1
214241761 | Central HP <5.4 tons | DAY & NIGHT | HRCU-A-CB (Split System: Heat Pump with Remote Outdoor Unit-Air-Source) | CVH825GKA3* |  |  | EN(A,D)4X30L17**+WALLCON | *96CTN0801714B* | 23400 | 16.5 | 8.1 | 21600 | 16700 | 77.31% | 1.9 | 0 | 10.5 |  |  |  | No | R-410A | 1.95 | Residential & Commercial | Ducted CEE Tier 1
213774572 | Central HP <5.4 tons | KEEPRITE | HRCU-A-CB (Split System: Heat Pump with Remote Outdoor Unit-Air-Source) | CVH825GKA3* |  |  | EHD4X48AAL+WALLCON | *80CTL0701412B* | 24400 | 16.5 | 8.1 | 21200 | 16600 | 78.3% | 2 | 0 | 10.5 |  |  |  | No | R-410A | 2.0333 | Residential & Commercial | Ducted CEE Tier 1
213773752 | Central HP <5.4 tons | KEEPRITE | HRCU-A-CB (Split System: Heat Pump with Remote Outdoor Unit-Air-Source) | CVH825GKA3* |  |  | EA*4X48L21A*+WALLCON | *97CMN0601714B* | 24000 | 16.5 | 8.1 | 21000 | 16600 | 79.05% | 2 | 0 | 10.5 |  |  |  | No | R-410A | 2 | Residential & Commercial | Ducted CEE Tier 1
213772701 | Central HP <5.4 tons | DAY & NIGHT | HRCU-A-CB (Split System: Heat Pump with Remote Outdoor Unit-Air-Source) | CVH825GKA3* |  |  | EA*4X24L17A*+WALLCON | *96CTN0601714B* | 23200 | 16 | 8.1 | 22000 | 16800 | 76.36% | 1.88 | 0 | 10 |  |  |  | No | R-410A | 1.9333 | Residential & Commercial | Ducted CEE Tier 1
213773771 | Central HP <5.4 tons | DAY & NIGHT | HRCU-A-CB (Split System: Heat Pump with Remote Outdoor Unit-Air-Source) | CVH825GKA3* |  |  | EA*4X48L21A*+WALLCON | *97CMN1002122B* | 24000 | 16.5 | 8.1 | 21000 | 16500 | 78.57% | 2.02 | 0 | 11 |  |  |  | No | R-410A | 2 | Residential & Commercial | Ducted CEE Tier 1
213774571 | Central HP <5.4 tons | DAY & NIGHT | HRCU-A-CB (Split System: Heat Pump with Remote Outdoor Unit-Air-Source) | CVH825GKA3* |  |  | EHD4X48AAL+WALLCON | *80CTL0701412B* | 24400 | 16.5 | 8.1 | 21200 | 16600 | 78.3% | 2 | 0 | 10.5 |  |  |  | No | R-410A | 2.0333 | Residential & Commercial | Ducted CEE Tier 1
213773602 | Central HP <5.4 tons | KEEPRITE | HRCU-A-CB (Split System: Heat Pump with Remote Outdoor Unit-Air-Source) | CVH825GKA3* |  |  | EA*4X43L21A*+WALLCON | *80CTL0902120B* | 24400 | 17 | 8.1 | 21200 | 16600 | 78.3% | 2.02 | 0 | 11 |  |  |  | No | R-410A | 2.0333 | Residential & Commercial | Ducted CEE Tier 1
213773702 | Central HP <5.4 tons | KEEPRITE | HRCU-A-CB (Split System: Heat Pump with Remote Outdoor Unit-Air-Source) | CVH825GKA3* |  |  | EA*4X48L21A*+WALLCON | *80CTL0701716B* | 24000 | 17 | 8.1 | 21000 | 16600 | 79.05% | 2 | 0 | 11 |  |  |  | No | R-410A | 2 | Residential & Commercial | Ducted CEE Tier 1
213773722 | Central HP <5.4 tons | KEEPRITE | HRCU-A-CB (Split System: Heat Pump with Remote Outdoor Unit-Air-Source) | CVH825GKA3* |  |  | EA*4X48L21A*+WALLCON | *80CTL0902120B* | 24000 | 17 | 8.1 | 21000 | 16500 | 78.57% | 2.02 | 0 | 11 |  |  |  | No | R-410A | 2 | Residential & Commercial | Ducted CEE Tier 1
213773441 | Central HP <5.4 tons | DAY & NIGHT | HRCU-A-CB (Split System: Heat Pump with Remote Outdoor Unit-Air-Source) | CVH825GKA3* |  |  | EA*4X42L21A*+WALLCON | *97CMN0601714B* | 23600 | 16 | 8.1 | 21600 | 16700 | 77.31% | 1.94 | 0 | 10.5 |  |  |  | No | R-410A | 1.9667 | Residential & Commercial | Ducted CEE Tier 1
213773591 | Central HP <5.4 tons | DAY & NIGHT | HRCU-A-CB (Split System: Heat Pump with Remote Outdoor Unit-Air-Source) | CVH825GKA3* |  |  | EA*4X43L21A*+WALLCON | *80CTL0901716B* | 24200 | 17 | 8.1 | 21000 | 16600 | 79.05% | 2.02 | 0 | 11 |  |  |  | No | R-410A | 2.0167 | Residential & Commercial | Ducted CEE Tier 1
213773641 | Central HP <5.4 tons | DAY & NIGHT | HRCU-A-CB (Split System: Heat Pump with Remote Outdoor Unit-Air-Source) | CVH825GKA3* |  |  | EA*4X43L21A*+WALLCON | *97CMN0801714B* | 24400 | 16.5 | 8.1 | 21200 | 16600 | 78.3% | 2.02 | 0 | 11 |  |  |  | No | R-410A | 2.0333 | Residential & Commercial | Ducted CEE Tier 1
213773742 | Central HP <5.4 tons | KEEPRITE | HRCU-A-CB (Split System: Heat Pump with Remote Outdoor Unit-Air-Source) | CVH825GKA3* |  |  | EA*4X48L21A*+WALLCON | *95CSU0601716B* | 24000 | 16.5 | 8.1 | 21000 | 16600 | 79.05% | 2 | 0 | 10.5 |  |  |  | No | R-410A | 2 | Residential & Commercial | Ducted CEE Tier 1
213773572 | Central HP <5.4 tons | KEEPRITE | HRCU-A-CB (Split System: Heat Pump with Remote Outdoor Unit-Air-Source) | CVH825GKA3* |  |  | EA*4X43L21A*+WALLCON | *80CTL0451712B* | 24200 | 16.5 | 8.1 | 21200 | 16700 | 78.77% | 2 | 0 | 10.5 |  |  |  | No | R-410A | 2.0167 | Residential & Commercial | Ducted CEE Tier 1
213773592 | Central HP <5.4 tons | KEEPRITE | HRCU-A-CB (Split System: Heat Pump with Remote Outdoor Unit-Air-Source) | CVH825GKA3* |  |  | EA*4X43L21A*+WALLCON | *80CTL0901716B* | 24200 | 17 | 8.1 | 21000 | 16600 | 79.05% | 2.02 | 0 | 11 |  |  |  | No | R-410A | 2.0167 | Residential & Commercial | Ducted CEE Tier 1
213773322 | Central HP <5.4 tons | KEEPRITE | HRCU-A-CB (Split System: Heat Pump with Remote Outdoor Unit-Air-Source) | CVH825GKA3* |  |  | EA*4X37L21A*+WALLCON | *97CMN0601714B* | 24200 | 16 | 8.1 | 21200 | 16700 | 78.77% | 2 | 0 | 10.5 |  |  |  | No | R-410A | 2.0167 | Residential & Commercial | Ducted CEE Tier 1
213773152 | Central HP <5.4 tons | KEEPRITE | HRCU-A-CB (Split System: Heat Pump with Remote Outdoor Unit-Air-Source) | CVH825GKA3* |  |  | EA*4X36L21A*+WALLCON | *96CTN1002122B* | 23600 | 16.5 | 8.1 | 21400 | 16600 | 77.57% | 1.94 | 0 | 10.5 |  |  |  | No | R-410A | 1.9667 | Residential & Commercial | Ducted CEE Tier 1
213773252 | Central HP <5.4 tons | KEEPRITE | HRCU-A-CB (Split System: Heat Pump with Remote Outdoor Unit-Air-Source) | CVH825GKA3* |  |  | EA*4X37L17A*+WALLCON | *96CTN0801714B* | 24200 | 16.5 | 8.1 | 21400 | 16700 | 78.04% | 1.98 | 0 | 10.5 |  |  |  | No | R-410A | 2.0167 | Residential & Commercial | Ducted CEE Tier 1
212975310 | Central HP <5.4 tons | BRYANT HEATING AND COOLING SYSTEMS | HRCU-A-CB (Split System: Heat Pump with Remote Outdoor Unit-Air-Source) | 38MURAQ24AB3* |  |  | CAP**3717AL* | 926TC36040V17*** | 24000 | 16 | 8.1 | 25400 | 22000 | 86.61% | 1.82 | 0 | 10 |  |  |  | No | R-410A | 2 | Residential & Commercial | Ducted CEE Tier 1
212972943 | Central HP <5.4 tons | BRYANT HEATING AND COOLING SYSTEMS | HRCU-A-CB (Split System: Heat Pump with Remote Outdoor Unit-Air-Source) | 38MURAQ24AB3* |  |  | CAP**3617AL* | 926SB30040V14*** | 23600 | 16 | 8.5 | 26200 | 24000 | 91.6% | 1.98 | 0 | 10 |  |  |  | No | R-410A | 1.9667 | Residential & Commercial | Ducted CEE Tier 1
212974113 | Central HP <5.4 tons | BRYANT HEATING AND COOLING SYSTEMS | HRCU-A-CB (Split System: Heat Pump with Remote Outdoor Unit-Air-Source) | 38MURAQ24AB3* |  |  | CNPV*3621AL* | 926SB60080V21*** | 23800 | 17 | 8.5 | 26400 | 24000 | 90.91% | 1.98 | 0 | 10.5 |  |  |  | No | R-410A | 1.9833 | Residential & Commercial | Ducted CEE Tier 1
212974313 | Central HP <5.4 tons | BRYANT HEATING AND COOLING SYSTEMS | HRCU-A-CB (Split System: Heat Pump with Remote Outdoor Unit-Air-Source) | 38MURAQ24AB3* |  |  | CAP**3621AL* | 926SB60100V21*** | 23600 | 17 | 8.5 | 26200 | 24000 | 91.6% | 2 | 0 | 10 |  |  |  | No | R-410A | 1.9667 | Residential & Commercial | Ducted CEE Tier 1
212975299 | Central HP <5.4 tons | BRYANT HEATING AND COOLING SYSTEMS | HRCU-A-CB (Split System: Heat Pump with Remote Outdoor Unit-Air-Source) | 38MURAQ24AB3* |  |  | CAP**3621AL* | 926TC36040V17*** | 23400 | 16.5 | 8.5 | 26200 | 24200 | 92.37% | 2 | 0 | 10 |  |  |  | No | R-410A | 1.95 | Residential & Commercial | Ducted CEE Tier 1
212972004 | Central HP <5.4 tons | BRYANT HEATING AND COOLING SYSTEMS | HRCU-A-CB (Split System: Heat Pump with Remote Outdoor Unit-Air-Source) | 38MURAQ24AB3* |  |  | CNPV*2417AL* | 82*TB48090V17*** | 23400 | 16.5 | 8.5 | 27000 | 25000 | 92.59% | 2.06 | 0 | 10 |  |  |  | No | R-410A | 1.95 | Residential & Commercial | Ducted CEE Tier 1
212973523 | Central HP <5.4 tons | BRYANT HEATING AND COOLING SYSTEMS | HRCU-A-CB (Split System: Heat Pump with Remote Outdoor Unit-Air-Source) | 38MURAQ24AB3* |  |  | CAP**2414AL* | 926SB36060V14*** | 23200 | 16.5 | 8.5 | 26800 | 27000 | 100.7% | 2.3 | 0 | 10 |  |  |  | No | R-410A | 1.9333 | Residential & Commercial | Ducted CEE Tier 1
215669040 | Central HP <5.4 tons | DAY & NIGHT | HRCU-A-CB (Split System: Heat Pump with Remote Outdoor Unit-Air-Source) | C5H0V36*K*AAA* |  |  | EA*5X43M21A*+WALLCON | *95CSU1002122B* | 34600 | 18 | 9 | 35200 | 25000 | 71.02% | 1.9 | 0 | 10 |  |  |  | No | R-454B | 2.8833 | Residential & Commercial | Ducted CEE Tier 1
215669072 | Central HP <5.4 tons | DAY & NIGHT | HRCU-A-CB (Split System: Heat Pump with Remote Outdoor Unit-Air-Source) | C5H0V36*K*AAA* |  |  | EA*5X43M21A*+WALLCON | *97CMN1002122B* | 34600 | 18 | 9 | 35200 | 25000 | 71.02% | 1.9 | 0 | 10 |  |  |  | No | R-454B | 2.8833 | Residential & Commercial | Ducted CEE Tier 1
213607734 | Central HP <5.4 tons | CARRIER | HRCU-A-CB (Split System: Heat Pump with Remote Outdoor Unit-Air-Source) | 38MURAQ36AB3* |  |  | FT4BN(B,X)C48L* |  | 36400 | 17 | 9 | 37200 | 34600 | 93.01% | 2.08 | 0 | 10 |  |  |  | No | R-410A | 3.0333 | Residential & Commercial | Ducted CEE Tier 1
213772462 | Central HP <5.4 tons | KEEPRITE | HRCU-A-CB (Split System: Heat Pump with Remote Outdoor Unit-Air-Source) | CVH825GKA2* |  |  | EHD4X48AAL+WALLCON | *80CTL0901716B* | 24400 | 17 | 8.1 | 21200 | 16600 | 78.3% | 2.02 | 0 | 10.5 |  |  |  | No | R-410A | 2.0333 | Residential & Commercial | Ducted CEE Tier 1
214719829 | Central HP <5.4 tons | LUXAIRE | HRCU-A-CB (Split System: Heat Pump with Remote Outdoor Unit-Air-Source) | HH836E2S11 |  |  | CTU48C5XFS1+TXV | TM8E080C16MP11 | 33200 | 19 | 9 | 31200 | 25400 | 81.41% | 2 | 0 | 11 |  |  |  | No | R-454B | 2.7667 | Residential & Commercial | Ducted CEE Tier 1
214719997 | Central HP <5.4 tons | LUXAIRE | HRCU-A-CB (Split System: Heat Pump with Remote Outdoor Unit-Air-Source) | HH836E2S11 |  |  | CTU48C5XFS1+TXV | TMLE100C20MP11 | 34400 | 17 | 8.5 | 32600 | 25800 | 79.14% | 2 | 0 | 11 |  |  |  | No | R-454B | 2.8667 | Residential & Commercial | Ducted CEE Tier 1
214719688 | Central HP <5.4 tons | LUXAIRE | HRCU-A-CB (Split System: Heat Pump with Remote Outdoor Unit-Air-Source) | HH836E2S11 |  |  | CTU36B5XDS1+TXV | TMLE100B12MP11 | 33200 | 18 | 8.5 | 31200 | 25200 | 80.77% | 2 | 0 | 11 |  |  |  | No | R-454B | 2.7667 | Residential & Commercial | Ducted CEE Tier 1
215853447 | Central HP <5.4 tons | CHAMPION HEATING AND COOLING | HRCU-A-CB (Split System: Heat Pump with Remote Outdoor Unit-Air-Source) | HH836E2S11 |  |  | CTF36C5CDS1 | Z9ES100C16SMPS1 | 34600 | 17 | 8.5 | 32800 | 27000 | 82.32% | 2 | 0 | 11 |  |  |  | No | R-454B | 2.8833 | Residential & Commercial | Ducted CEE Tier 1
213782172 | Central HP <5.4 tons | KEEPRITE | HRCU-A-CB (Split System: Heat Pump with Remote Outdoor Unit-Air-Source) | CVH837GKA2* |  |  | EHD4X48AAL+WALLCON | *96CTN0601714B* | 32400 | 16 | 8.1 | 33000 | 25200 | 76.36% | 1.94 | 0 | 10.5 |  |  |  | No | R-410A | 2.7 | Residential & Commercial | Ducted CEE Tier 1
213782022 | Central HP <5.4 tons | KEEPRITE | HRCU-A-CB (Split System: Heat Pump with Remote Outdoor Unit-Air-Source) | CVH837GKA2* |  |  | EHD4X42AAL+WALLCON | *96CTN0801714B* | 32400 | 16 | 8.1 | 33000 | 24800 | 75.15% | 1.92 | 0 | 11 |  |  |  | No | R-410A | 2.7 | Residential & Commercial | Ducted CEE Tier 1
213781202 | Central HP <5.4 tons | KEEPRITE | HRCU-A-CB (Split System: Heat Pump with Remote Outdoor Unit-Air-Source) | CVH837GKA2* |  |  | EA*4X43L21A*+WALLCON | *80CTL1102120B* | 33000 | 17 | 8.5 | 32600 | 25000 | 76.69% | 1.98 | 0 | 11.5 |  |  |  | No | R-410A | 2.75 | Residential & Commercial | Ducted CEE Tier 1
215853448 | Central HP <5.4 tons | CHAMPION HEATING AND COOLING | HRCU-A-CB (Split System: Heat Pump with Remote Outdoor Unit-Air-Source) | HH836E2S11 |  |  | CTF36B5CDS1 | Z9ES080B12SMPS1 | 33600 | 18 | 8.5 | 31400 | 25600 | 81.53% | 2 | 0 | 11 |  |  |  | No | R-454B | 2.8 | Residential & Commercial | Ducted CEE Tier 1
214584589 | Central HP <5.4 tons | CHAMPION HEATING AND COOLING | HRCU-A-CB (Split System: Heat Pump with Remote Outdoor Unit-Air-Source) | HH836E2S11 |  |  | CTF36B5CDS1 | Z8ET080B12LMPS1 | 33200 | 19 | 9 | 30400 | 24800 | 81.58% | 2 | 0 | 11.7 |  |  |  | No | R-454B | 2.7667 | Residential & Commercial | Ducted CEE Tier 1
214719844 | Central HP <5.4 tons | LUXAIRE | HRCU-A-CB (Split System: Heat Pump with Remote Outdoor Unit-Air-Source) | HH836E2S11 |  |  | CTU48C5XFS1+TXV | TMLE120C16MP11 | 33600 | 19 | 9 | 31400 | 25400 | 80.89% | 2 | 0 | 11 |  |  |  | No | R-454B | 2.8 | Residential & Commercial | Ducted CEE Tier 1
214807782 | Central HP <5.4 tons | LUXAIRE | HRCU-A-CB (Split System: Heat Pump with Remote Outdoor Unit-Air-Source) | HH836E2S11 |  |  | CTU48C5XFS1+JMVT17CC2N1+TXV |  | 34400 | 19 | 9 | 32000 | 25200 | 78.75% | 2 | 0 | 11.7 |  |  |  | No | R-454B | 2.8667 | Residential & Commercial | Ducted CEE Tier 1
214396992 | Central HP <5.4 tons | LUXAIRE | HRCU-A-CB (Split System: Heat Pump with Remote Outdoor Unit-Air-Source) | HH836E2S11 |  |  | CTF48C5CFS1 | LPLC080C16MP13 | 33400 | 18 | 9 | 31600 | 25400 | 80.38% | 2 | 0 | 11 |  |  |  | No | R-454B | 2.7833 | Residential & Commercial | Ducted CEE Tier 1
214396957 | Central HP <5.4 tons | LUXAIRE | HRCU-A-CB (Split System: Heat Pump with Remote Outdoor Unit-Air-Source) | HH836E2S11 |  |  | CTM48C5CFS1 | TM8E120C16MP11 | 33600 | 19 | 9 | 31400 | 25400 | 80.89% | 2 | 0 | 11 |  |  |  | No | R-454B | 2.8 | Residential & Commercial | Ducted CEE Tier 1
215487391 | Central HP <5.4 tons | DAIKIN | HRCU-A-CB (Split System: Heat Pump with Remote Outdoor Unit-Air-Source) | DH7VSA2410A* |  |  | CHPEA3026*3A* | D*96VC0603BNA* | 23200 | 19 | 8.6 | 23200 | 17000 | 73.28% | 2 | 0 | 11 |  |  |  | No | R-32 | 1.9333 | Residential & Commercial | Ducted CEE Tier 1
212617000 | Central HP <5.4 tons | TCL | HRCU-A-CB (Split System: Heat Pump with Remote Outdoor Unit-Air-Source) | THH42HAI2NAF2U23 |  |  | THH36IAI2NAF2H23 |  | 36000 | 15.2 | 8.5 | 36000 | 30000 | 83.33% | 1.8 | 0 | 10 |  |  |  | No | R-410A | 3 | Residential & Commercial | Ducted CEE Tier 1
213780412 | Central HP <5.4 tons | KEEPRITE | HRCU-A-CB (Split System: Heat Pump with Remote Outdoor Unit-Air-Source) | CVH837GKA** |  |  | EHD4X60AAL+WALLCON | *97CMN1202422B* | 33000 | 16.5 | 8.1 | 32200 | 24800 | 77.02% | 2 | 0 | 11 |  |  |  | No | R-410A | 2.75 | Residential & Commercial | Ducted CEE Tier 1
213779702 | Central HP <5.4 tons | KEEPRITE | HRCU-A-CB (Split System: Heat Pump with Remote Outdoor Unit-Air-Source) | CVH837GKA** |  |  | EA*4X61L21A*+WALLCON | *97CMN0801714B* | 33000 | 17 | 8.1 | 32200 | 25000 | 77.64% | 1.96 | 0 | 11 |  |  |  | No | R-410A | 2.75 | Residential & Commercial | Ducted CEE Tier 1
213779502 | Central HP <5.4 tons | KEEPRITE | HRCU-A-CB (Split System: Heat Pump with Remote Outdoor Unit-Air-Source) | CVH837GKA** |  |  | EA*4X48L24A*+WALLCON | *80CTL1102120B* | 32400 | 17.5 | 8.5 | 32200 | 24800 | 77.02% | 1.98 | 0 | 11.5 |  |  |  | No | R-410A | 2.7 | Residential & Commercial | Ducted CEE Tier 1
213778752 | Central HP <5.4 tons | KEEPRITE | HRCU-A-CB (Split System: Heat Pump with Remote Outdoor Unit-Air-Source) | CVH837GKA** |  |  | EA*4X36L17A*+WALLCON | *80CTL0701716B* | 31400 | 16.5 | 8.1 | 33400 | 24400 | 73.05% | 1.82 | 0 | 10.5 |  |  |  | No | R-410A | 2.6167 | Residential & Commercial | Ducted CEE Tier 1
213779002 | Central HP <5.4 tons | KEEPRITE | HRCU-A-CB (Split System: Heat Pump with Remote Outdoor Unit-Air-Source) | CVH837GKA** |  |  | EA*4X37L21A*+WALLCON | *97CMN0601714B* | 32600 | 16.5 | 8.1 | 33200 | 25400 | 76.51% | 1.94 | 0 | 11 |  |  |  | No | R-410A | 2.7167 | Residential & Commercial | Ducted CEE Tier 1
213780012 | Central HP <5.4 tons | KEEPRITE | HRCU-A-CB (Split System: Heat Pump with Remote Outdoor Unit-Air-Source) | CVH837GKA** |  |  | EHD4X42AAL+WALLCON | *80CTL0901716B* | 32200 | 16.5 | 8.1 | 33000 | 24800 | 75.15% | 1.94 | 0 | 11 |  |  |  | No | R-410A | 2.6833 | Residential & Commercial | Ducted CEE Tier 1
213780112 | Central HP <5.4 tons | KEEPRITE | HRCU-A-CB (Split System: Heat Pump with Remote Outdoor Unit-Air-Source) | CVH837GKA** |  |  | EHD4X42AAL+WALLCON | *96CTN0801714B* | 32400 | 16 | 8.1 | 33000 | 24800 | 75.15% | 1.92 | 0 | 11 |  |  |  | No | R-410A | 2.7 | Residential & Commercial | Ducted CEE Tier 1
213781272 | Central HP <5.4 tons | KEEPRITE | HRCU-A-CB (Split System: Heat Pump with Remote Outdoor Unit-Air-Source) | CVH837GKA2* |  |  | EA*4X43L21A*+WALLCON | *96CTN1002122B* | 33000 | 17 | 8.5 | 32600 | 25000 | 76.69% | 1.98 | 0 | 11.5 |  |  |  | No | R-410A | 2.75 | Residential & Commercial | Ducted CEE Tier 1
213781002 | Central HP <5.4 tons | KEEPRITE | HRCU-A-CB (Split System: Heat Pump with Remote Outdoor Unit-Air-Source) | CVH837GKA2* |  |  | EA*4X42L21A*+WALLCON | *80CTL0902120B* | 31800 | 17 | 8.1 | 32800 | 24200 | 73.78% | 1.88 | 0 | 11 |  |  |  | No | R-410A | 2.65 | Residential & Commercial | Ducted CEE Tier 1
213781152 | Central HP <5.4 tons | KEEPRITE | HRCU-A-CB (Split System: Heat Pump with Remote Outdoor Unit-Air-Source) | CVH837GKA2* |  |  | EA*4X42L24A*+WALLCON | *96CTN1202422B* | 31800 | 17 | 8.1 | 33000 | 24200 | 73.33% | 1.88 | 0 | 11 |  |  |  | No | R-410A | 2.65 | Residential & Commercial | Ducted CEE Tier 1
214239269 | Central HP <5.4 tons | DAY & NIGHT | HRCU-A-CB (Split System: Heat Pump with Remote Outdoor Unit-Air-Source) | CVH837GKA2* |  |  | EN(A,D,W)4X48L21**+WALLCON | *96CTN0801714B* | 32200 | 17 | 8.1 | 32800 | 24800 | 75.61% | 1.94 | 0 | 11.5 |  |  |  | No | R-410A | 2.6833 | Residential & Commercial | Ducted CEE Tier 1
214239299 | Central HP <5.4 tons | DAY & NIGHT | HRCU-A-CB (Split System: Heat Pump with Remote Outdoor Unit-Air-Source) | CVH837GKA2* |  |  | EN(A,D)4X48L24**+WALLCON | *80CTL1102120B* | 32400 | 17 | 8.1 | 32600 | 24600 | 75.46% | 1.96 | 0 | 11.5 |  |  |  | No | R-410A | 2.7 | Residential & Commercial | Ducted CEE Tier 1
214239399 | Central HP <5.4 tons | DAY & NIGHT | HRCU-A-CB (Split System: Heat Pump with Remote Outdoor Unit-Air-Source) | CVH837GKA2* |  |  | EN(A,D,W)4X60L24**+WALLCON | *97CMN1202422B* | 32800 | 17.5 | 8.1 | 32200 | 24600 | 76.4% | 1.96 | 0 | 11.7 |  |  |  | No | R-410A | 2.7333 | Residential & Commercial | Ducted CEE Tier 1
214584554 | Central HP <5.4 tons | CHAMPION HEATING AND COOLING | HRCU-A-CB (Split System: Heat Pump with Remote Outdoor Unit-Air-Source) | HH860E2S11 |  |  | CTM60C5CHS1 | Z8ES100C20SMPS1 | 53500 | 19 | 9 | 53500 | 38500 | 71.96% | 2 | 0 | 12 |  |  |  | No | R-454B | 4.4583 | Residential & Commercial | Ducted CEE Tier 1
214609137 | Central HP <5.4 tons | LUXAIRE | HRCU-A-CB (Split System: Heat Pump with Remote Outdoor Unit-Air-Source) | HH860E2S11 |  |  | CTF60D5CHS1 | Z9ES120D20SMPS1 | 53500 | 19 | 8.5 | 53500 | 38500 | 71.96% | 2 | 0 | 11.7 |  |  |  | No | R-454B | 4.4583 | Residential & Commercial | Ducted CEE Tier 1
214397835 | Central HP <5.4 tons | LUXAIRE | HRCU-A-CB (Split System: Heat Pump with Remote Outdoor Unit-Air-Source) | HH860E2S11 |  |  | CTF60C5CGS1+JMVT17CC2N1 |  | 44500 | 18 | 9 | 44000 | 33000 | 75% | 2 | 0 | 12 |  |  |  | No | R-454B | 3.7083 | Residential & Commercial | Ducted CEE Tier 1
214584564 | Central HP <5.4 tons | CHAMPION HEATING AND COOLING | HRCU-A-CB (Split System: Heat Pump with Remote Outdoor Unit-Air-Source) | HH860E2S11 |  |  | CTM60C5CGS1 | Z8ES100C16SMPS1 | 44000 | 18 | 9 | 44000 | 33200 | 75.45% | 2 | 0 | 12 |  |  |  | No | R-454B | 3.6667 | Residential & Commercial | Ducted CEE Tier 1
214421532 | Central HP <5.4 tons | LUXAIRE | HRCU-A-CB (Split System: Heat Pump with Remote Outdoor Unit-Air-Source) | HH860E2S11 |  |  | CTM60C5CGS1+JMET16CS2N1 |  | 45500 | 19 | 9.5 | 45500 | 34000 | 74.73% | 2 | 0 | 11.7 |  |  |  | No | R-454B | 3.7917 | Residential & Commercial | Ducted CEE Tier 1
214398033 | Central HP <5.4 tons | LUXAIRE | HRCU-A-CB (Split System: Heat Pump with Remote Outdoor Unit-Air-Source) | HH860E2S11 |  |  | CTM60C5CHS1 | TM8V120C20MP12 | 53500 | 19 | 9 | 54000 | 39000 | 72.22% | 2 | 0 | 11 |  |  |  | No | R-454B | 4.4583 | Residential & Commercial | Ducted CEE Tier 1
214398422 | Central HP <5.4 tons | LUXAIRE | HRCU-A-CB (Split System: Heat Pump with Remote Outdoor Unit-Air-Source) | HH860E2S11 |  |  | CTF60C5CHS1+JME16C2SN1 |  | 54000 | 19 | 9 | 53500 | 38500 | 71.96% | 2 | 0 | 12 |  |  |  | No | R-454B | 4.5 | Residential & Commercial | Ducted CEE Tier 1
213779462 | Central HP <5.4 tons | KEEPRITE | HRCU-A-CB (Split System: Heat Pump with Remote Outdoor Unit-Air-Source) | CVH837GKA** |  |  | EA*4X48L21A*+WALLCON | *96CTN0601714B* | 32200 | 17 | 8.1 | 32600 | 25200 | 77.3% | 1.94 | 0 | 11 |  |  |  | No | R-410A | 2.6833 | Residential & Commercial | Ducted CEE Tier 1
213779242 | Central HP <5.4 tons | KEEPRITE | HRCU-A-CB (Split System: Heat Pump with Remote Outdoor Unit-Air-Source) | CVH837GKA** |  |  | EA*4X42L24A*+WALLCON | *96CTN1202422B* | 31800 | 17 | 8.1 | 33000 | 24200 | 73.33% | 1.88 | 0 | 11 |  |  |  | No | R-410A | 2.65 | Residential & Commercial | Ducted CEE Tier 1
211243137 | Central HP <5.4 tons | KEEPRITE | HRCU-A-CB (Split System: Heat Pump with Remote Outdoor Unit-Air-Source) | DLCURAH24ABK |  |  | EA*4X37L17A* | *92ESN0401712A* | 24200 | 16 | 8.1 | 25400 | 22000 | 86.61% | 1.82 | 0 | 10 |  |  |  | No | R-410A | 2.0167 | Residential & Commercial | Ducted CEE Tier 1
211243160 | Central HP <5.4 tons | KEEPRITE | HRCU-A-CB (Split System: Heat Pump with Remote Outdoor Unit-Air-Source) | DLCURAH24ABK |  |  | EA*4X37L17A* | *80ESU0601716A | 25400 | 16.5 | 8.5 | 26200 | 21000 | 80.15% | 1.76 | 0 | 10.5 |  |  |  | No | R-410A | 2.1167 | Residential & Commercial | Ducted CEE Tier 1
211242919 | Central HP <5.4 tons | KEEPRITE | HRCU-A-CB (Split System: Heat Pump with Remote Outdoor Unit-Air-Source) | DLCURAH24ABK |  |  | EA*4X37L17A* | *96VTN0401712A* | 24600 | 15.5 | 8.5 | 25800 | 21600 | 83.72% | 1.78 | 0 | 10 |  |  |  | No | R-410A | 2.05 | Residential & Commercial | Ducted CEE Tier 1
214239599 | Central HP <5.4 tons | DAY & NIGHT | HRCU-A-CB (Split System: Heat Pump with Remote Outdoor Unit-Air-Source) | CVH837GKA** |  |  | EN(A,D)4X36L21**+WALLCON | *97CMN1002122B* | 31400 | 16.5 | 8.1 | 33000 | 24000 | 72.73% | 1.82 | 0 | 11 |  |  |  | No | R-410A | 2.6167 | Residential & Commercial | Ducted CEE Tier 1
214398158 | Central HP <5.4 tons | LUXAIRE | HRCU-A-CB (Split System: Heat Pump with Remote Outdoor Unit-Air-Source) | HH836E2S11 |  |  | CTM36C5CDS1 | LP9C080C16MP13 | 33800 | 17 | 8.5 | 31800 | 26000 | 81.76% | 2 | 0 | 11 |  |  |  | No | R-454B | 2.8167 | Residential & Commercial | Ducted CEE Tier 1
214398608 | Central HP <5.4 tons | LUXAIRE | HRCU-A-CB (Split System: Heat Pump with Remote Outdoor Unit-Air-Source) | HH836E2S11 |  |  | CTF48C5CFS1 | TL9E100C20UH11 | 34000 | 18 | 9 | 32000 | 25600 | 80% | 2 | 0 | 11 |  |  |  | No | R-454B | 2.8333 | Residential & Commercial | Ducted CEE Tier 1
214397695 | Central HP <5.4 tons | LUXAIRE | HRCU-A-CB (Split System: Heat Pump with Remote Outdoor Unit-Air-Source) | HH836E2S11 |  |  | CTF36C5CDS1 | TM8E100C16MP11 | 34000 | 18 | 8.5 | 31600 | 25800 | 81.65% | 2 | 0 | 11 |  |  |  | No | R-454B | 2.8333 | Residential & Commercial | Ducted CEE Tier 1
214421527 | Central HP <5.4 tons | LUXAIRE | HRCU-A-CB (Split System: Heat Pump with Remote Outdoor Unit-Air-Source) | HH836E2S11 |  |  | CTM48C5CFS1+JMET16CS2N1 |  | 33800 | 19 | 9 | 31400 | 25200 | 80.25% | 2 | 0 | 11.7 |  |  |  | No | R-454B | 2.8167 | Residential & Commercial | Ducted CEE Tier 1
214397725 | Central HP <5.4 tons | LUXAIRE | HRCU-A-CB (Split System: Heat Pump with Remote Outdoor Unit-Air-Source) | HH836E2S11 |  |  | CTF36C5CDS1 | LP9C100C16MP13 | 33800 | 18 | 8.5 | 31400 | 25600 | 81.53% | 2 | 0 | 11 |  |  |  | No | R-454B | 2.8167 | Residential & Commercial | Ducted CEE Tier 1
214421507 | Central HP <5.4 tons | LUXAIRE | HRCU-A-CB (Split System: Heat Pump with Remote Outdoor Unit-Air-Source) | HH836E2S11 |  |  | CTF36B5CDS1+JMET12BS2N1 |  | 34200 | 19 | 9 | 31600 | 25800 | 81.65% | 2 | 0 | 11.7 |  |  |  | No | R-454B | 2.85 | Residential & Commercial | Ducted CEE Tier 1
214396907 | Central HP <5.4 tons | LUXAIRE | HRCU-A-CB (Split System: Heat Pump with Remote Outdoor Unit-Air-Source) | HH836E2S11 |  |  | CTF36B5CDS1 | TM9Y060B12MP11 | 33200 | 18 | 8.5 | 31200 | 25600 | 82.05% | 2 | 0 | 11 |  |  |  | No | R-454B | 2.7667 | Residential & Commercial | Ducted CEE Tier 1
214396372 | Central HP <5.4 tons | LUXAIRE | HRCU-A-CB (Split System: Heat Pump with Remote Outdoor Unit-Air-Source) | HH836E2S11 |  |  | CTF48C5CFS1+JME16C2SN1 |  | 34200 | 19 | 9 | 31600 | 25200 | 79.75% | 2 | 0 | 11.7 |  |  |  | No | R-454B | 2.85 | Residential & Commercial | Ducted CEE Tier 1
214396489 | Central HP <5.4 tons | LUXAIRE | HRCU-A-CB (Split System: Heat Pump with Remote Outdoor Unit-Air-Source) | HH836E2S11 |  |  | CTF48C5CFS1+JMC17C2SN1 |  | 34400 | 19 | 9 | 32000 | 25200 | 78.75% | 2 | 0 | 11.7 |  |  |  | No | R-454B | 2.8667 | Residential & Commercial | Ducted CEE Tier 1
214728382 | Central HP <5.4 tons | LUXAIRE | HRCU-A-CB (Split System: Heat Pump with Remote Outdoor Unit-Air-Source) | HH836E2S11 |  |  | CTU36B5XDS1+TXV | LPLC080B12MP13 | 33000 | 17 | 8.5 | 31000 | 25200 | 81.29% | 2 | 0 | 11 |  |  |  | No | R-454B | 2.75 | Residential & Commercial | Ducted CEE Tier 1
213296782 | Central HP <5.4 tons | YORK | HRCU-A-CB (Split System: Heat Pump with Remote Outdoor Unit-Air-Source) | HMH72B341 |  |  | XAUB36DXXN1+JMET12BS2N1+TXV |  | 34000 | 18.5 | 8.5 | 33800 | 23800 | 70.41% | 2.12 | 0 | 10.5 |  |  |  | No | R-410A | 2.8333 | Residential & Commercial | Ducted CEE Tier 1
214875794 | Central HP <5.4 tons | YORK | HRCU-A-CB (Split System: Heat Pump with Remote Outdoor Unit-Air-Source) | HMH72B341 |  |  | XAFC36DBCN1+JME16C2SN1 |  | 34000 | 18.5 | 8.5 | 33000 | 23200 | 70.3% | 2 | 0 | 10.5 |  |  |  | No | R-410A | 2.8333 | Residential & Commercial | Ducted CEE Tier 1
211377574 | Central HP <5.4 tons | YORK | HRCU-A-CB (Split System: Heat Pump with Remote Outdoor Unit-Air-Source) | HMH72B341 |  |  | XAFC36DBCN1 | TP9C080C16MP13 | 34000 | 17.5 | 8.1 | 33800 | 23800 | 70.41% | 2.08 | 0 | 10 |  |  |  | No | R-410A | 2.8333 | Residential & Commercial | Ducted CEE Tier 1
214239419 | Central HP <5.4 tons | DAY & NIGHT | HRCU-A-CB (Split System: Heat Pump with Remote Outdoor Unit-Air-Source) | CVH837GKA2* |  |  | EN(A,D,W)4X60L24**+WALLCON | *96CTN1202422B* | 32800 | 17.5 | 8.1 | 32200 | 24600 | 76.4% | 1.96 | 0 | 11.7 |  |  |  | No | R-410A | 2.7333 | Residential & Commercial | Ducted CEE Tier 1
214238949 | Central HP <5.4 tons | DAY & NIGHT | HRCU-A-CB (Split System: Heat Pump with Remote Outdoor Unit-Air-Source) | CVH837GKA2* |  |  | EN(A,D)4X36L21**+WALLCON | *96CTN1002122B* | 31400 | 16.5 | 8.1 | 33000 | 24000 | 72.73% | 1.82 | 0 | 11 |  |  |  | No | R-410A | 2.6167 | Residential & Commercial | Ducted CEE Tier 1
214239249 | Central HP <5.4 tons | DAY & NIGHT | HRCU-A-CB (Split System: Heat Pump with Remote Outdoor Unit-Air-Source) | CVH837GKA2* |  |  | EN(A,D,W)4X48L21**+WALLCON | *97CMN1002122B* | 32400 | 17 | 8.1 | 32600 | 24600 | 75.46% | 1.96 | 0 | 11.7 |  |  |  | No | R-410A | 2.7 | Residential & Commercial | Ducted CEE Tier 1
215487377 | Central HP <5.4 tons | DAIKIN | HRCU-A-CB (Split System: Heat Pump with Remote Outdoor Unit-Air-Source) | DH7VSA2410A* |  |  | CA*EA3626*3A* | D*80VC0805C*A* | 23200 | 19 | 8.6 | 23200 | 17000 | 73.28% | 2 | 0 | 11 |  |  |  | No | R-32 | 1.9333 | Residential & Commercial | Ducted CEE Tier 1
215487431 | Central HP <5.4 tons | DAIKIN | HRCU-A-CB (Split System: Heat Pump with Remote Outdoor Unit-Air-Source) | DH7VSA4210A* |  |  | CHPEA6030*3A* | D*80VC0804C*A* | 40500 | 17 | 8.6 | 41000 | 31000 | 75.61% | 2 | 0 | 10 |  |  |  | No | R-32 | 3.375 | Residential & Commercial | Ducted CEE Tier 1
214239549 | Central HP <5.4 tons | DAY & NIGHT | HRCU-A-CB (Split System: Heat Pump with Remote Outdoor Unit-Air-Source) | CVH837GKA** |  |  | EN(A,D)4X36L21**+WALLCON | *80CTL0902120B* | 31400 | 16.5 | 8.1 | 33000 | 24000 | 72.73% | 1.82 | 0 | 11 |  |  |  | No | R-410A | 2.6167 | Residential & Commercial | Ducted CEE Tier 1
214240019 | Central HP <5.4 tons | DAY & NIGHT | HRCU-A-CB (Split System: Heat Pump with Remote Outdoor Unit-Air-Source) | CVH837GKA** |  |  | EN(A,D)4X48L24**+WALLCON | *96CTN1002122B* | 32400 | 17 | 8.1 | 32600 | 24600 | 75.46% | 1.96 | 0 | 11.7 |  |  |  | No | R-410A | 2.7 | Residential & Commercial | Ducted CEE Tier 1
214240069 | Central HP <5.4 tons | DAY & NIGHT | HRCU-A-CB (Split System: Heat Pump with Remote Outdoor Unit-Air-Source) | CVH837GKA** |  |  | EN(A,D,W)4X60L24**+WALLCON | *97CMN1002122B* | 32800 | 17.5 | 8.1 | 32200 | 24600 | 76.4% | 1.96 | 0 | 12 |  |  |  | No | R-410A | 2.7333 | Residential & Commercial | Ducted CEE Tier 1
213779662 | Central HP <5.4 tons | KEEPRITE | HRCU-A-CB (Split System: Heat Pump with Remote Outdoor Unit-Air-Source) | CVH837GKA** |  |  | EA*4X61L21A*+WALLCON | *80CTL0902120B* | 33200 | 17.5 | 8.5 | 32000 | 24800 | 77.5% | 1.98 | 0 | 11.7 |  |  |  | No | R-410A | 2.7667 | Residential & Commercial | Ducted CEE Tier 1
213779562 | Central HP <5.4 tons | KEEPRITE | HRCU-A-CB (Split System: Heat Pump with Remote Outdoor Unit-Air-Source) | CVH837GKA** |  |  | EA*4X60L24A*+WALLCON | *80CTL0902120B* | 32800 | 17.5 | 8.1 | 31800 | 24600 | 77.36% | 1.98 | 0 | 11.5 |  |  |  | No | R-410A | 2.7333 | Residential & Commercial | Ducted CEE Tier 1
213779112 | Central HP <5.4 tons | KEEPRITE | HRCU-A-CB (Split System: Heat Pump with Remote Outdoor Unit-Air-Source) | CVH837GKA** |  |  | EA*4X42L21A*+WALLCON | *95CSU0601716B* | 31600 | 16.5 | 8.1 | 33000 | 24600 | 74.55% | 1.86 | 0 | 10.5 |  |  |  | No | R-410A | 2.6333 | Residential & Commercial | Ducted CEE Tier 1
213779162 | Central HP <5.4 tons | KEEPRITE | HRCU-A-CB (Split System: Heat Pump with Remote Outdoor Unit-Air-Source) | CVH837GKA** |  |  | EA*4X42L21A*+WALLCON | *96CTN0801714B* | 31600 | 17 | 8.1 | 33000 | 24600 | 74.55% | 1.86 | 0 | 10.5 |  |  |  | No | R-410A | 2.6333 | Residential & Commercial | Ducted CEE Tier 1
215935552 | Central HP <5.4 tons | KENMORE | HRCU-A-CB (Split System: Heat Pump with Remote Outdoor Unit-Air-Source) | (C,H,T)5H3V36*K*AAA* |  |  | EVD5X31M17A*+WALLCON | *97CMN0601714B* | 34800 | 20.5 | 8.5 | 38000 | 27800 | 73.16% | 2.08 | 0 | 11.5 |  |  |  | No | R-454B | 2.9 | Residential & Commercial | Ducted CEE Tier 1
210473457 | Central HP <5.4 tons | CARRIER | HRCU-A-CB (Split System: Heat Pump with Remote Outdoor Unit-Air-Source) | 25VNA825A*032* |  |  | CAP**4824AL*+UI | 58CU*A100C21**20 | 24000 | 16.5 | 8.1 | 21000 | 16600 | 79.05% | 2 | 0 | 11 |  |  |  | No | R-410A | 2 | Residential & Commercial | Ducted CEE Tier 1
210474591 | Central HP <5.4 tons | CARRIER | HRCU-A-CB (Split System: Heat Pump with Remote Outdoor Unit-Air-Source) | 25VNA825A*032* |  |  | CSPH*4812AL*+UI | 59MN7B100C21**22 | 24200 | 16 | 8.1 | 21200 | 16700 | 78.77% | 2.04 | 0 | 11 |  |  |  | No | R-410A | 2.0167 | Residential & Commercial | Ducted CEE Tier 1
212976414 | Central HP <5.4 tons | BRYANT HEATING AND COOLING SYSTEMS | HRCU-A-CB (Split System: Heat Pump with Remote Outdoor Unit-Air-Source) | 38MURAQ24AB3* |  |  | CNPV*3621AL* | 926TC60080V21*** | 23800 | 17 | 8.5 | 26400 | 24000 | 90.91% | 1.98 | 0 | 10.5 |  |  |  | No | R-410A | 1.9833 | Residential & Commercial | Ducted CEE Tier 1
212977683 | Central HP <5.4 tons | BRYANT HEATING AND COOLING SYSTEMS | HRCU-A-CB (Split System: Heat Pump with Remote Outdoor Unit-Air-Source) | 38MURAQ24AB3* |  |  | CNPV*3017AL* | 8(0,1)*SB36045M14*** | 23600 | 17 | 8.5 | 26400 | 24200 | 91.67% | 2 | 0 | 10.5 |  |  |  | No | R-410A | 1.9667 | Residential & Commercial | Ducted CEE Tier 1
213607595 | Central HP <5.4 tons | KEEPRITE | HRCU-A-CB (Split System: Heat Pump with Remote Outdoor Unit-Air-Source) | DLCURAH18ABK |  |  | FTMA4X24L0B* |  | 18100 | 16.5 | 8.5 | 18200 | 18200 | 100% | 2.2 | 0 | 11 |  |  |  | No | R-410A | 1.5083 | Residential & Commercial | Ducted CEE Tier 1
212975629 | Central HP <5.4 tons | BRYANT HEATING AND COOLING SYSTEMS | HRCU-A-CB (Split System: Heat Pump with Remote Outdoor Unit-Air-Source) | 38MURAQ24AB3* |  |  | CAP**2414AL* | 926TC36060V14*** | 23200 | 16.5 | 8.5 | 26800 | 27000 | 100.7% | 2.3 | 0 | 10 |  |  |  | No | R-410A | 1.9333 | Residential & Commercial | Ducted CEE Tier 1
213607629 | Central HP <5.4 tons | CARRIER | HRCU-A-CB (Split System: Heat Pump with Remote Outdoor Unit-Air-Source) | 38MURAQ24AB3* |  |  | FT4BN(B,X)C36L* |  | 24600 | 17.5 | 9 | 25800 | 22400 | 86.82% | 1.86 | 0 | 10.5 |  |  |  | No | R-410A | 2.05 | Residential & Commercial | Ducted CEE Tier 1
211393461 | Central HP <5.4 tons | FRASER-JOHNSTON | HRCU-A-CB (Split System: Heat Pump with Remote Outdoor Unit-Air-Source) | HMH72B341 |  |  | XAFC36DBCN1 | TL8E080C16UH11 | 34000 | 17.5 | 8.1 | 34000 | 24200 | 71.18% | 2.1 | 0 | 10 |  |  |  | No | R-410A | 2.8333 | Residential & Commercial | Ducted CEE Tier 1
213772292 | Central HP <5.4 tons | KEEPRITE | HRCU-A-CB (Split System: Heat Pump with Remote Outdoor Unit-Air-Source) | CVH825GKA2* |  |  | EHD4X42AAL+WALLCON | *80CTL0901716B* | 24200 | 16.5 | 8.1 | 21200 | 16600 | 78.3% | 2 | 0 | 10.5 |  |  |  | No | R-410A | 2.0167 | Residential & Commercial | Ducted CEE Tier 1
214242471 | Central HP <5.4 tons | DAY & NIGHT | HRCU-A-CB (Split System: Heat Pump with Remote Outdoor Unit-Air-Source) | CVH825GKA2* |  |  | EN(A,D)4X24L17**+WALLCON | *97CMN0601714B* | 23200 | 15.5 | 8.1 | 22200 | 16900 | 76.13% | 1.92 | 0 | 10.5 |  |  |  | No | R-410A | 1.9333 | Residential & Commercial | Ducted CEE Tier 1
214242841 | Central HP <5.4 tons | DAY & NIGHT | HRCU-A-CB (Split System: Heat Pump with Remote Outdoor Unit-Air-Source) | CVH825GKA2* |  |  | EN(A,D)4X36L21**+WALLCON | *96CTN0801714B* | 23400 | 16.5 | 8.1 | 21600 | 16700 | 77.31% | 1.92 | 0 | 11 |  |  |  | No | R-410A | 1.95 | Residential & Commercial | Ducted CEE Tier 1
214242871 | Central HP <5.4 tons | DAY & NIGHT | HRCU-A-CB (Split System: Heat Pump with Remote Outdoor Unit-Air-Source) | CVH825GKA2* |  |  | END4X42L17**+WALLCON | *80CTL0701412B* | 24000 | 17 | 8.1 | 21400 | 16600 | 77.57% | 1.98 | 0 | 11 |  |  |  | No | R-410A | 2 | Residential & Commercial | Ducted CEE Tier 1
214242891 | Central HP <5.4 tons | DAY & NIGHT | HRCU-A-CB (Split System: Heat Pump with Remote Outdoor Unit-Air-Source) | CVH825GKA2* |  |  | END4X42L17**+WALLCON | *80CTL0901716B* | 24000 | 17 | 8.1 | 21400 | 16600 | 77.57% | 1.98 | 0 | 11.5 |  |  |  | No | R-410A | 2 | Residential & Commercial | Ducted CEE Tier 1
214243091 | Central HP <5.4 tons | DAY & NIGHT | HRCU-A-CB (Split System: Heat Pump with Remote Outdoor Unit-Air-Source) | CVH825GKA2* |  |  | EN(A,D,W)4X48L21**+WALLCON | *80CTL0701716B* | 24000 | 17 | 8.1 | 21400 | 16600 | 77.57% | 2 | 0 | 11 |  |  |  | No | R-410A | 2 | Residential & Commercial | Ducted CEE Tier 1
215487433 | Central HP <5.4 tons | DAIKIN | HRCU-A-CB (Split System: Heat Pump with Remote Outdoor Unit-Air-Source) | DH7VSA4210A* |  |  | CHPEA6030*3A* | D*80VC0805D*A* | 40500 | 17 | 8.6 | 41000 | 31000 | 75.61% | 2 | 0 | 10 |  |  |  | No | R-32 | 3.375 | Residential & Commercial | Ducted CEE Tier 1
215487435 | Central HP <5.4 tons | DAIKIN | HRCU-A-CB (Split System: Heat Pump with Remote Outdoor Unit-Air-Source) | DH7VSA4210A* |  |  | CHPEA6030*3A* | D*96VC0804CNA* | 40500 | 16.5 | 8.6 | 41000 | 31000 | 75.61% | 2 | 0 | 10 |  |  |  | No | R-32 | 3.375 | Residential & Commercial | Ducted CEE Tier 1
214239759 | Central HP <5.4 tons | DAY & NIGHT | HRCU-A-CB (Split System: Heat Pump with Remote Outdoor Unit-Air-Source) | CVH837GKA** |  |  | EN(A,D,W)4X42L21**+WALLCON | *80CTL0902120B* | 31800 | 17 | 8.1 | 33000 | 24400 | 73.94% | 1.88 | 0 | 11 |  |  |  | No | R-410A | 2.65 | Residential & Commercial | Ducted CEE Tier 1
214239929 | Central HP <5.4 tons | DAY & NIGHT | HRCU-A-CB (Split System: Heat Pump with Remote Outdoor Unit-Air-Source) | CVH837GKA** |  |  | EN(A,D,W)4X48L21**+WALLCON | *97CMN1002122B* | 32400 | 17 | 8.1 | 32600 | 24600 | 75.46% | 1.96 | 0 | 11.7 |  |  |  | No | R-410A | 2.7 | Residential & Commercial | Ducted CEE Tier 1
214240009 | Central HP <5.4 tons | DAY & NIGHT | HRCU-A-CB (Split System: Heat Pump with Remote Outdoor Unit-Air-Source) | CVH837GKA** |  |  | EN(A,D)4X48L24**+WALLCON | *97CMN1202422B* | 32400 | 17 | 8.1 | 32800 | 24600 | 75% | 1.94 | 0 | 11.5 |  |  |  | No | R-410A | 2.7 | Residential & Commercial | Ducted CEE Tier 1
215669160 | Central HP <5.4 tons | KENMORE | HRCU-A-CB (Split System: Heat Pump with Remote Outdoor Unit-Air-Source) | (C,H,T)5H0V36*K*AAA* |  |  | EA*5X48M21A*+WALLCON | *80CTL0901716B* | 33800 | 18 | 9 | 35000 | 25000 | 71.43% | 1.88 | 0 | 10 |  |  |  | No | R-454B | 2.8167 | Residential & Commercial | Ducted CEE Tier 1
215669260 | Central HP <5.4 tons | KENMORE | HRCU-A-CB (Split System: Heat Pump with Remote Outdoor Unit-Air-Source) | (C,H,T)5H0V36*K*AAA* |  |  | EA*5X48M21A*+WALLCON | *97CMN1002122B* | 33800 | 18 | 9 | 35000 | 25000 | 71.43% | 1.9 | 0 | 10 |  |  |  | No | R-454B | 2.8167 | Residential & Commercial | Ducted CEE Tier 1
214239559 | Central HP <5.4 tons | DAY & NIGHT | HRCU-A-CB (Split System: Heat Pump with Remote Outdoor Unit-Air-Source) | CVH837GKA** |  |  | EN(A,D)4X36L21**+WALLCON | *80CTL1102120B* | 31400 | 16.5 | 8.1 | 33000 | 24000 | 72.73% | 1.82 | 0 | 11 |  |  |  | No | R-410A | 2.6167 | Residential & Commercial | Ducted CEE Tier 1
214807747 | Central HP <5.4 tons | LUXAIRE | HRCU-A-CB (Split System: Heat Pump with Remote Outdoor Unit-Air-Source) | HH836E2S11 |  |  | CTU36B5XDS1+JMVT12BC2N1+TXV |  | 34000 | 19 | 9 | 31400 | 25600 | 81.53% | 2 | 0 | 11.7 |  |  |  | No | R-454B | 2.8333 | Residential & Commercial | Ducted CEE Tier 1
214807752 | Central HP <5.4 tons | LUXAIRE | HRCU-A-CB (Split System: Heat Pump with Remote Outdoor Unit-Air-Source) | HH836E2S11 |  |  | CTU36B5XDS1+TXV | Z8ET080B12LMPS1 | 33200 | 19 | 9 | 30400 | 24800 | 81.58% | 2 | 0 | 11.7 |  |  |  | No | R-454B | 2.7667 | Residential & Commercial | Ducted CEE Tier 1
214807772 | Central HP <5.4 tons | LUXAIRE | HRCU-A-CB (Split System: Heat Pump with Remote Outdoor Unit-Air-Source) | HH836E2S11 |  |  | CTU36B5XDS1+TXV | Z8ES100B12SMPS1 | 33400 | 18 | 8.5 | 30800 | 25000 | 81.17% | 2 | 0 | 11.7 |  |  |  | No | R-454B | 2.7833 | Residential & Commercial | Ducted CEE Tier 1
211393610 | Central HP <5.4 tons | CHAMPION HEATING AND COOLING | HRCU-A-CB (Split System: Heat Pump with Remote Outdoor Unit-Air-Source) | HMH72B341 |  |  | JHVTC36DBCC2N1 |  | 34000 | 18.5 | 8.5 | 34000 | 24000 | 70.59% | 2.18 | 0 | 10.5 |  |  |  | No | R-410A | 2.8333 | Residential & Commercial | Ducted CEE Tier 1
214239859 | Central HP <5.4 tons | DAY & NIGHT | HRCU-A-CB (Split System: Heat Pump with Remote Outdoor Unit-Air-Source) | CVH837GKA** |  |  | EN(A,D,W)4X48L21**+WALLCON | *80CTL0701716B* | 32200 | 17 | 8.1 | 32800 | 24800 | 75.61% | 1.94 | 0 | 11.5 |  |  |  | No | R-410A | 2.6833 | Residential & Commercial | Ducted CEE Tier 1
211242182 | Central HP <5.4 tons | KEEPRITE | HRCU-A-CB (Split System: Heat Pump with Remote Outdoor Unit-Air-Source) | DLCURAH24ABK |  |  | EA*4X36L17A* | *92ESN0401410A* | 24200 | 15.2 | 8.5 | 26400 | 22600 | 85.61% | 1.84 | 0 | 10 |  |  |  | No | R-410A | 2.0167 | Residential & Commercial | Ducted CEE Tier 1
211242193 | Central HP <5.4 tons | KEEPRITE | HRCU-A-CB (Split System: Heat Pump with Remote Outdoor Unit-Air-Source) | DLCURAH24ABK |  |  | EA*4X36L17A* | *92ESN0401712A* | 23800 | 16 | 8.5 | 26000 | 23200 | 89.23% | 1.9 | 0 | 10 |  |  |  | No | R-410A | 1.9833 | Residential & Commercial | Ducted CEE Tier 1
211242316 | Central HP <5.4 tons | KEEPRITE | HRCU-A-CB (Split System: Heat Pump with Remote Outdoor Unit-Air-Source) | DLCURAH24ABK |  |  | EA*4X36L21A* | *96VSN0801716A* | 24400 | 16.5 | 8.5 | 26200 | 22400 | 85.5% | 1.86 | 0 | 10 |  |  |  | No | R-410A | 2.0333 | Residential & Commercial | Ducted CEE Tier 1
214239689 | Central HP <5.4 tons | DAY & NIGHT | HRCU-A-CB (Split System: Heat Pump with Remote Outdoor Unit-Air-Source) | CVH837GKA** |  |  | END4X42L17**+WALLCON | *97CMN0601714B* | 31800 | 16.5 | 8.1 | 33200 | 25000 | 75.3% | 1.88 | 0 | 11 |  |  |  | No | R-410A | 2.65 | Residential & Commercial | Ducted CEE Tier 1
213780182 | Central HP <5.4 tons | KEEPRITE | HRCU-A-CB (Split System: Heat Pump with Remote Outdoor Unit-Air-Source) | CVH837GKA** |  |  | EHD4X48AAL+WALLCON | *80CTL0902120B* | 32600 | 16.5 | 8.1 | 33000 | 24800 | 75.15% | 1.96 | 0 | 11 |  |  |  | No | R-410A | 2.7167 | Residential & Commercial | Ducted CEE Tier 1
213780352 | Central HP <5.4 tons | KEEPRITE | HRCU-A-CB (Split System: Heat Pump with Remote Outdoor Unit-Air-Source) | CVH837GKA** |  |  | EHD4X60AAL+WALLCON | *80CTL1102120B* | 33000 | 16.5 | 8.1 | 32200 | 25400 | 78.88% | 2.04 | 0 | 11.5 |  |  |  | No | R-410A | 2.75 | Residential & Commercial | Ducted CEE Tier 1
214570448 | Central HP <5.4 tons | CARRIER | HRCU-A-CB (Split System: Heat Pump with Remote Outdoor Unit-Air-Source) | 25VNA825A*032* |  |  | CAP**3721AL*+UI | 59CU5B100C21**22 | 24400 | 16.5 | 8.5 | 21200 | 16600 | 78.3% | 2.04 | 0 | 11 |  |  |  | No | R-410A | 2.0333 | Residential & Commercial | Ducted CEE Tier 1
214570468 | Central HP <5.4 tons | CARRIER | HRCU-A-CB (Split System: Heat Pump with Remote Outdoor Unit-Air-Source) | 25VNA825A*032* |  |  | CAP**3721AL*+UI | 59MN7C080C21**20 | 24400 | 16.5 | 8.5 | 21200 | 16600 | 78.3% | 2.02 | 0 | 11 |  |  |  | No | R-410A | 2.0333 | Residential & Commercial | Ducted CEE Tier 1
214570618 | Central HP <5.4 tons | CARRIER | HRCU-A-CB (Split System: Heat Pump with Remote Outdoor Unit-Air-Source) | 25VNA825A*032* |  |  | CAP**4321AL*+UI | 59CU5B080C21**20 | 24400 | 16.5 | 8.5 | 21200 | 16600 | 78.3% | 2.02 | 0 | 11 |  |  |  | No | R-410A | 2.0333 | Residential & Commercial | Ducted CEE Tier 1
215935562 | Central HP <5.4 tons | KENMORE | HRCU-A-CB (Split System: Heat Pump with Remote Outdoor Unit-Air-Source) | (C,H,T)5H3V36*K*AAA* |  |  | EVD5X31M17A*+WALLCON | *96CTN0601714B* | 34800 | 21 | 8.5 | 38000 | 27800 | 73.16% | 2.06 | 0 | 11 |  |  |  | No | R-454B | 2.9 | Residential & Commercial | Ducted CEE Tier 1
214807686 | Central HP <5.4 tons | LUXAIRE | HRCU-A-CB (Split System: Heat Pump with Remote Outdoor Unit-Air-Source) | HH824E2S11 |  |  | CTM36B5ADS1 | TMLE080B12MP11 | 23000 | 18 | 9.5 | 23000 | 18600 | 80.87% | 2 | 0 | 12 |  |  |  | No | R-454B | 1.9167 | Residential & Commercial | Ducted CEE Tier 1
213781222 | Central HP <5.4 tons | KEEPRITE | HRCU-A-CB (Split System: Heat Pump with Remote Outdoor Unit-Air-Source) | CVH837GKA2* |  |  | EA*4X43L21A*+WALLCON | *97CMN0601714B* | 32600 | 16.5 | 8.1 | 33000 | 25400 | 76.97% | 1.94 | 0 | 11 |  |  |  | No | R-410A | 2.7167 | Residential & Commercial | Ducted CEE Tier 1
213781102 | Central HP <5.4 tons | KEEPRITE | HRCU-A-CB (Split System: Heat Pump with Remote Outdoor Unit-Air-Source) | CVH837GKA2* |  |  | EA*4X42L24A*+WALLCON | *80CTL1102120B* | 31800 | 17 | 8.1 | 32800 | 24200 | 73.78% | 1.88 | 0 | 11 |  |  |  | No | R-410A | 2.65 | Residential & Commercial | Ducted CEE Tier 1
214239159 | Central HP <5.4 tons | DAY & NIGHT | HRCU-A-CB (Split System: Heat Pump with Remote Outdoor Unit-Air-Source) | CVH837GKA2* |  |  | EN(A,D,W)4X42L21**+WALLCON | *96CTN1002122B* | 31800 | 16.5 | 8.1 | 33000 | 24400 | 73.94% | 1.88 | 0 | 11 |  |  |  | No | R-410A | 2.65 | Residential & Commercial | Ducted CEE Tier 1
214239309 | Central HP <5.4 tons | DAY & NIGHT | HRCU-A-CB (Split System: Heat Pump with Remote Outdoor Unit-Air-Source) | CVH837GKA2* |  |  | EN(A,D)4X48L24**+WALLCON | *80CTL1352422B* | 32400 | 17 | 8.1 | 32600 | 24600 | 75.46% | 1.96 | 0 | 11.7 |  |  |  | No | R-410A | 2.7 | Residential & Commercial | Ducted CEE Tier 1
214239319 | Central HP <5.4 tons | DAY & NIGHT | HRCU-A-CB (Split System: Heat Pump with Remote Outdoor Unit-Air-Source) | CVH837GKA2* |  |  | EN(A,D)4X48L24**+WALLCON | *97CMN1002122B* | 32400 | 17 | 8.1 | 32600 | 24600 | 75.46% | 1.96 | 0 | 11.7 |  |  |  | No | R-410A | 2.7 | Residential & Commercial | Ducted CEE Tier 1
214398667 | Central HP <5.4 tons | LUXAIRE | HRCU-A-CB (Split System: Heat Pump with Remote Outdoor Unit-Air-Source) | HH860E2S11 |  |  | CTM60C5CGS1+JMC16C2SN1 |  | 45000 | 19 | 9 | 44500 | 33600 | 75.51% | 2 | 0 | 12 |  |  |  | No | R-454B | 3.75 | Residential & Commercial | Ducted CEE Tier 1
214421552 | Central HP <5.4 tons | LUXAIRE | HRCU-A-CB (Split System: Heat Pump with Remote Outdoor Unit-Air-Source) | HH860E2S11 |  |  | CTM60D5CJS1+JMET18DS2N1 |  | 53000 | 19 | 9 | 54000 | 39000 | 72.22% | 2 | 0 | 11 |  |  |  | No | R-454B | 4.4167 | Residential & Commercial | Ducted CEE Tier 1
214809261 | Central HP <5.4 tons | LUXAIRE | HRCU-A-CB (Split System: Heat Pump with Remote Outdoor Unit-Air-Source) | HH860E2S11 |  |  | CTU60C5XGS1+TXV | Z9ES100C20SMPS1 | 45500 | 18 | 9 | 46500 | 34000 | 73.12% | 2 | 0 | 11.7 |  |  |  | No | R-454B | 3.7917 | Residential & Commercial | Ducted CEE Tier 1
214398427 | Central HP <5.4 tons | LUXAIRE | HRCU-A-CB (Split System: Heat Pump with Remote Outdoor Unit-Air-Source) | HH860E2S11 |  |  | CTM60C5CHS1+JMVT17CC2N1 |  | 53500 | 19 | 9 | 53000 | 38000 | 71.7% | 2 | 0 | 12 |  |  |  | No | R-454B | 4.4583 | Residential & Commercial | Ducted CEE Tier 1
211226947 | Central HP <5.4 tons | DAY & NIGHT | HRCU-A-CB (Split System: Heat Pump with Remote Outdoor Unit-Air-Source) | DLCURAH36ABK |  |  | EA*4X37L21A* | *80VTL0701716A* | 36200 | 16 | 8.5 | 38500 | 34800 | 90.39% | 2.08 | 0 | 10 |  |  |  | No | R-410A | 3.0167 | Residential & Commercial | Ducted CEE Tier 1
211227546 | Central HP <5.4 tons | DAY & NIGHT | HRCU-A-CB (Split System: Heat Pump with Remote Outdoor Unit-Air-Source) | DLCURAH36ABK |  |  | EA*4X42L21A* | *92ESN1002120A* | 35200 | 16.5 | 8.1 | 38500 | 35000 | 90.91% | 1.88 | 0 | 10 |  |  |  | No | R-410A | 2.9333 | Residential & Commercial | Ducted CEE Tier 1
215933280 | Central HP <5.4 tons | DAY & NIGHT | HRCU-A-CB (Split System: Heat Pump with Remote Outdoor Unit-Air-Source) | C5H3V36*K*AAA* |  |  | ESH5X42M12A*+WALLCON | *80CSU0601716A* | 33400 | 19.5 | 9 | 34800 | 26600 | 76.44% | 1.94 | 0 | 11 |  |  |  | No | R-454B | 2.7833 | Residential & Commercial | Ducted CEE Tier 1
215670472 | Central HP <5.4 tons | DAY & NIGHT | HRCU-A-CB (Split System: Heat Pump with Remote Outdoor Unit-Air-Source) | C5H0V36*K*AAA* |  |  | ESH5X60M12A*+WALLCON | *80CTL1352422B* | 34600 | 17 | 8.5 | 34600 | 24800 | 71.68% | 1.92 | 0 | 10 |  |  |  | No | R-454B | 2.8833 | Residential & Commercial | Ducted CEE Tier 1
215931492 | Central HP <5.4 tons | DAY & NIGHT | HRCU-A-CB (Split System: Heat Pump with Remote Outdoor Unit-Air-Source) | C5H3V60*K*AAA* |  |  | FCMA5B60L0D*+WALLCON |  | 58000 | 20 | 8.5 | 60000 | 44500 | 74.17% | 2.06 | 0 | 12.5 |  |  |  | No | R-454B | 4.8333 | Residential & Commercial | Ducted CEE Tier 1
215487432 | Central HP <5.4 tons | DAIKIN | HRCU-A-CB (Split System: Heat Pump with Remote Outdoor Unit-Air-Source) | DH7VSA4210A* |  |  | CHPEA6030*3A* | D*80VC0805C*A* | 40500 | 17 | 8.6 | 41000 | 31000 | 75.61% | 2 | 0 | 10 |  |  |  | No | R-32 | 3.375 | Residential & Commercial | Ducted CEE Tier 1
214239359 | Central HP <5.4 tons | DAY & NIGHT | HRCU-A-CB (Split System: Heat Pump with Remote Outdoor Unit-Air-Source) | CVH837GKA2* |  |  | EN(A,D,W)4X60L24**+WALLCON | *80CTL0902120B* | 32800 | 17.5 | 8.1 | 32200 | 24600 | 76.4% | 1.96 | 0 | 12 |  |  |  | No | R-410A | 2.7333 | Residential & Commercial | Ducted CEE Tier 1
214398462 | Central HP <5.4 tons | LUXAIRE | HRCU-A-CB (Split System: Heat Pump with Remote Outdoor Unit-Air-Source) | HH860E2S11 |  |  | CTM60D5CJS1+JMVT20DC2N1 |  | 54000 | 19 | 9 | 55500 | 39500 | 71.17% | 2 | 0 | 11 |  |  |  | No | R-454B | 4.5 | Residential & Commercial | Ducted CEE Tier 1
214421542 | Central HP <5.4 tons | LUXAIRE | HRCU-A-CB (Split System: Heat Pump with Remote Outdoor Unit-Air-Source) | HH860E2S11 |  |  | CTM60D5CGS1+JMET18DS2N1 |  | 45500 | 18 | 9.5 | 45500 | 33800 | 74.29% | 2 | 0 | 12 |  |  |  | No | R-454B | 3.7917 | Residential & Commercial | Ducted CEE Tier 1
214719977 | Central HP <5.4 tons | LUXAIRE | HRCU-A-CB (Split System: Heat Pump with Remote Outdoor Unit-Air-Source) | HH860E2S11 |  |  | CTU60C5XGS1+TXV | TM9E100C16MP12 | 44500 | 18 | 9 | 46000 | 34400 | 74.78% | 2 | 0 | 11 |  |  |  | No | R-454B | 3.7083 | Residential & Commercial | Ducted CEE Tier 1
206997904 | Central HP <5.4 tons | KENMORE | HRCU-A-CB (Split System: Heat Pump with Remote Outdoor Unit-Air-Source) | (C,H,T)VH837GKA2* |  |  | EA*4X42L24A*+WALLCON | *95CSU1002122A* | 31800 | 17.5 | 8.1 | 33000 | 24400 | 73.94% | 1.9 | 11.5 | 11 |  |  |  | No | R-410A | 2.65 | Residential & Commercial | Ducted CEE Tier 1
206997924 | Central HP <5.4 tons | KENMORE | HRCU-A-CB (Split System: Heat Pump with Remote Outdoor Unit-Air-Source) | (C,H,T)VH837GKA2* |  |  | EHD4X36AAL+WALLCON | *95CSU1002122A* | 32200 | 16.5 | 8.1 | 33200 | 24600 | 74.1% | 1.94 | 11.5 | 11 |  |  |  | No | R-410A | 2.6833 | Residential & Commercial | Ducted CEE Tier 1
214651079 | Central HP <5.4 tons | LUXAIRE | HRCU-A-CB (Split System: Heat Pump with Remote Outdoor Unit-Air-Source) | HH860E2S11 |  |  | CTU60D5XHS1+TXV | TM8E130D20MP11 | 54000 | 19 | 8.5 | 55000 | 38500 | 70% | 2 | 0 | 11.7 |  |  |  | No | R-454B | 4.5 | Residential & Commercial | Ducted CEE Tier 1
213780082 | Central HP <5.4 tons | KEEPRITE | HRCU-A-CB (Split System: Heat Pump with Remote Outdoor Unit-Air-Source) | CVH837GKA** |  |  | EHD4X42AAL+WALLCON | *97CMN1002122B* | 32600 | 16.5 | 8.1 | 33000 | 24600 | 74.55% | 1.94 | 0 | 11 |  |  |  | No | R-410A | 2.7167 | Residential & Commercial | Ducted CEE Tier 1
213779582 | Central HP <5.4 tons | KEEPRITE | HRCU-A-CB (Split System: Heat Pump with Remote Outdoor Unit-Air-Source) | CVH837GKA** |  |  | EA*4X60L24A*+WALLCON | *80CTL1352422B* | 32800 | 17.5 | 8.1 | 31800 | 24600 | 77.36% | 1.98 | 0 | 11.5 |  |  |  | No | R-410A | 2.7333 | Residential & Commercial | Ducted CEE Tier 1
211243104 | Central HP <5.4 tons | KEEPRITE | HRCU-A-CB (Split System: Heat Pump with Remote Outdoor Unit-Air-Source) | DLCURAH24ABK |  |  | EA*4X37L17A* | *95ESN0601714A* | 25200 | 16 | 8.5 | 26200 | 21200 | 80.92% | 1.76 | 0 | 10 |  |  |  | No | R-410A | 2.1 | Residential & Commercial | Ducted CEE Tier 1
211241853 | Central HP <5.4 tons | KEEPRITE | HRCU-A-CB (Split System: Heat Pump with Remote Outdoor Unit-Air-Source) | DLCURAH24ABK |  |  | EA*4X36L17A* | *96VSN0401712A* | 23400 | 16 | 8.5 | 25800 | 23600 | 91.47% | 1.96 | 0 | 10 |  |  |  | No | R-410A | 1.95 | Residential & Commercial | Ducted CEE Tier 1
214239669 | Central HP <5.4 tons | DAY & NIGHT | HRCU-A-CB (Split System: Heat Pump with Remote Outdoor Unit-Air-Source) | CVH837GKA** |  |  | END4X42L17**+WALLCON | *80CTL0901716B* | 32000 | 17 | 8.1 | 33000 | 24600 | 74.55% | 1.9 | 0 | 11.5 |  |  |  | No | R-410A | 2.6667 | Residential & Commercial | Ducted CEE Tier 1
214239719 | Central HP <5.4 tons | DAY & NIGHT | HRCU-A-CB (Split System: Heat Pump with Remote Outdoor Unit-Air-Source) | CVH837GKA** |  |  | END4X42L17**+WALLCON | *96CTN0801714B* | 32000 | 16.5 | 8.1 | 33000 | 24800 | 75.15% | 1.9 | 0 | 11 |  |  |  | No | R-410A | 2.6667 | Residential & Commercial | Ducted CEE Tier 1
213779382 | Central HP <5.4 tons | KEEPRITE | HRCU-A-CB (Split System: Heat Pump with Remote Outdoor Unit-Air-Source) | CVH837GKA** |  |  | EA*4X48L21A*+WALLCON | *80CTL0701716B* | 32200 | 17 | 8.1 | 32600 | 25000 | 76.69% | 1.96 | 0 | 11 |  |  |  | No | R-410A | 2.6833 | Residential & Commercial | Ducted CEE Tier 1
212978259 | Central HP <5.4 tons | BRYANT HEATING AND COOLING SYSTEMS | HRCU-A-CB (Split System: Heat Pump with Remote Outdoor Unit-Air-Source) | 38MURAQ18AB3* |  |  | CAP**2517AL* | 8(0,1)*SB36070M14*** | 18200 | 17 | 8.5 | 18000 | 17600 | 97.78% | 2.14 | 0 | 11 |  |  |  | No | R-410A | 1.5167 | Residential & Commercial | Ducted CEE Tier 1
212973323 | Central HP <5.4 tons | BRYANT HEATING AND COOLING SYSTEMS | HRCU-A-CB (Split System: Heat Pump with Remote Outdoor Unit-Air-Source) | 38MURAQ18AB3* |  |  | CAP**2517AL* | 926SB36060V14*** | 17800 | 16.5 | 8.1 | 17600 | 17800 | 101.1% | 2.14 | 0 | 10.5 |  |  |  | No | R-410A | 1.4833 | Residential & Commercial | Ducted CEE Tier 1
212974692 | Central HP <5.4 tons | BRYANT HEATING AND COOLING SYSTEMS | HRCU-A-CB (Split System: Heat Pump with Remote Outdoor Unit-Air-Source) | 38MURAQ18AB3* |  |  | CNPV*1814AL* | 926TC30040V14*** | 17100 | 15.5 | 8.1 | 18400 | 19800 | 107.6% | 2.38 | 0 | 10.5 |  |  |  | No | R-410A | 1.425 | Residential & Commercial | Ducted CEE Tier 1
212977719 | Central HP <5.4 tons | BRYANT HEATING AND COOLING SYSTEMS | HRCU-A-CB (Split System: Heat Pump with Remote Outdoor Unit-Air-Source) | 38MURAQ18AB3* |  |  | CAP**2414AL* | 8(0,1)*SB36045M14*** | 17500 | 16.5 | 8.5 | 18400 | 19500 | 106% | 2.34 | 0 | 10.5 |  |  |  | No | R-410A | 1.4583 | Residential & Commercial | Ducted CEE Tier 1
212977767 | Central HP <5.4 tons | BRYANT HEATING AND COOLING SYSTEMS | HRCU-A-CB (Split System: Heat Pump with Remote Outdoor Unit-Air-Source) | 38MURAQ18AB3* |  |  | CAP**3017AL* | 8(0,1)*SB36045M14*** | 17700 | 16.5 | 8.5 | 18200 | 18800 | 103.3% | 2.26 | 0 | 10.5 |  |  |  | No | R-410A | 1.475 | Residential & Commercial | Ducted CEE Tier 1
213075928 | Central HP <5.4 tons | DAY & NIGHT | HRCU-A-CB (Split System: Heat Pump with Remote Outdoor Unit-Air-Source) | DLCURAH36ABK |  |  | EA*4X43L21A* | *95MSU1002120A* | 36400 | 16 | 8.5 | 38000 | 34800 | 91.58% | 2.06 | 0 | 10 |  |  |  | No | R-410A | 3.0333 | Residential & Commercial | Ducted CEE Tier 1
214239079 | Central HP <5.4 tons | DAY & NIGHT | HRCU-A-CB (Split System: Heat Pump with Remote Outdoor Unit-Air-Source) | CVH837GKA2* |  |  | EN(A,D,W)4X42L21**+WALLCON | *80CTL0902120B* | 31800 | 17 | 8.1 | 33000 | 24400 | 73.94% | 1.88 | 0 | 11 |  |  |  | No | R-410A | 2.65 | Residential & Commercial | Ducted CEE Tier 1
214239179 | Central HP <5.4 tons | DAY & NIGHT | HRCU-A-CB (Split System: Heat Pump with Remote Outdoor Unit-Air-Source) | CVH837GKA2* |  |  | EN(A,D,W)4X48L21**+WALLCON | *80CTL0701716B* | 32200 | 17 | 8.1 | 32800 | 24800 | 75.61% | 1.94 | 0 | 11.5 |  |  |  | No | R-410A | 2.6833 | Residential & Commercial | Ducted CEE Tier 1
214239379 | Central HP <5.4 tons | DAY & NIGHT | HRCU-A-CB (Split System: Heat Pump with Remote Outdoor Unit-Air-Source) | CVH837GKA2* |  |  | EN(A,D,W)4X60L24**+WALLCON | *80CTL1352422B* | 32800 | 17.5 | 8.1 | 32200 | 24600 | 76.4% | 1.96 | 0 | 12 |  |  |  | No | R-410A | 2.7333 | Residential & Commercial | Ducted CEE Tier 1
215931610 | Central HP <5.4 tons | DAY & NIGHT | HRCU-A-CB (Split System: Heat Pump with Remote Outdoor Unit-Air-Source) | C5H3V60*K*AAA* |  |  | EA*5X60M24A*+WALLCON | *97CMN0802120B* | 55500 | 18 | 8.1 | 60500 | 46000 | 76.03% | 1.95 | 0 | 11 |  |  |  | No | R-454B | 4.625 | Residential & Commercial | Ducted CEE Tier 1
212987058 | Central HP <5.4 tons | BRYANT HEATING AND COOLING SYSTEMS | HRCU-A-CB (Split System: Heat Pump with Remote Outdoor Unit-Air-Source) | 38MURAQ18AB3* |  |  | CNPV*2417AL* | 916SA36060M14*** | 17300 | 16 | 8.1 | 18300 | 19200 | 104.9% | 2.32 | 0 | 10.5 |  |  |  | No | R-410A | 1.4417 | Residential & Commercial | Ducted CEE Tier 1
212975825 | Central HP <5.4 tons | BRYANT HEATING AND COOLING SYSTEMS | HRCU-A-CB (Split System: Heat Pump with Remote Outdoor Unit-Air-Source) | 38MURAQ18AB3* |  |  | CNPV*2417AL* | 926TC48080V17*** | 17700 | 16 | 8.5 | 18700 | 19100 | 102.1% | 2.3 | 0 | 11 |  |  |  | No | R-410A | 1.475 | Residential & Commercial | Ducted CEE Tier 1
215674180 | Central HP <5.4 tons | DAY & NIGHT | HRCU-A-CB (Split System: Heat Pump with Remote Outdoor Unit-Air-Source) | C5H0V48*K*AAA* |  |  | EA*5X60M24A*+WALLCON | *80CTL0702120B* | 45000 | 18 | 9 | 47500 | 33600 | 70.74% | 2.08 | 0 | 10 |  |  |  | No | R-454B | 3.75 | Residential & Commercial | Ducted CEE Tier 1
215674380 | Central HP <5.4 tons | DAY & NIGHT | HRCU-A-CB (Split System: Heat Pump with Remote Outdoor Unit-Air-Source) | C5H0V48*K*AAA* |  |  | EA*5X61M21A*+WALLCON | *80CTL1102120B* | 46000 | 18.5 | 9 | 47500 | 33600 | 70.74% | 2.06 | 0 | 10 |  |  |  | No | R-454B | 3.8333 | Residential & Commercial | Ducted CEE Tier 1
216581434 | Central HP <5.4 tons | CARRIER | HRCU-A-CB (Split System: Heat Pump with Remote Outdoor Unit-Air-Source) | 25VNA436A*031* |  |  | CAP**6124AL*+UI | 59TN7A120C24**22 | 34400 | 19.5 | 9 | 34200 | 24800 | 72.51% | 1.9 | 0 | 12 |  |  |  | No | R-410A | 2.8667 | Residential & Commercial | Ducted CEE Tier 1
214728389 | Central HP <5.4 tons | LUXAIRE | HRCU-A-CB (Split System: Heat Pump with Remote Outdoor Unit-Air-Source) | HH836E2S11 |  |  | CTU36B5XDS1+TXV | TM9V060B12MP12 | 33000 | 17 | 8.5 | 31000 | 25200 | 81.29% | 2 | 0 | 11 |  |  |  | No | R-454B | 2.75 | Residential & Commercial | Ducted CEE Tier 1
214728362 | Central HP <5.4 tons | LUXAIRE | HRCU-A-CB (Split System: Heat Pump with Remote Outdoor Unit-Air-Source) | HH836E2S11 |  |  | CTU36B5XDS1+TXV | TM9E080B12MP12 | 33600 | 18 | 8.5 | 31800 | 26000 | 81.76% | 2 | 0 | 11 |  |  |  | No | R-454B | 2.8 | Residential & Commercial | Ducted CEE Tier 1
214728394 | Central HP <5.4 tons | LUXAIRE | HRCU-A-CB (Split System: Heat Pump with Remote Outdoor Unit-Air-Source) | HH836E2S11 |  |  | CTU36B5XDS1+TXV | TP9C060B12MP13 | 33000 | 17 | 8.5 | 31000 | 25200 | 81.29% | 2 | 0 | 11 |  |  |  | No | R-454B | 2.75 | Residential & Commercial | Ducted CEE Tier 1
215933380 | Central HP <5.4 tons | DAY & NIGHT | HRCU-A-CB (Split System: Heat Pump with Remote Outdoor Unit-Air-Source) | C5H3V36*K*AAA* |  |  | ESH5X42M12A*+WALLCON | *95CSU0802120B* | 33600 | 19 | 9 | 34800 | 26600 | 76.44% | 1.92 | 0 | 11 |  |  |  | No | R-454B | 2.8 | Residential & Commercial | Ducted CEE Tier 1
214243141 | Central HP <5.4 tons | DAY & NIGHT | HRCU-A-CB (Split System: Heat Pump with Remote Outdoor Unit-Air-Source) | CVH825GKA2* |  |  | EN(A,D,W)4X48L21**+WALLCON | *97CMN0601714B* | 24000 | 16.5 | 8.1 | 21400 | 16700 | 78.04% | 2 | 0 | 11 |  |  |  | No | R-410A | 2 | Residential & Commercial | Ducted CEE Tier 1
214242791 | Central HP <5.4 tons | DAY & NIGHT | HRCU-A-CB (Split System: Heat Pump with Remote Outdoor Unit-Air-Source) | CVH825GKA2* |  |  | EN(A,D)4X36L21**+WALLCON | *95CSU0601716B* | 23400 | 16.5 | 8.1 | 21600 | 16700 | 77.31% | 1.92 | 0 | 10.5 |  |  |  | No | R-410A | 1.95 | Residential & Commercial | Ducted CEE Tier 1
214242971 | Central HP <5.4 tons | DAY & NIGHT | HRCU-A-CB (Split System: Heat Pump with Remote Outdoor Unit-Air-Source) | CVH825GKA2* |  |  | EN(A,D,W)4X42L21**+WALLCON | *80CTL0701716B* | 23600 | 16.5 | 8.1 | 21400 | 16700 | 78.04% | 1.96 | 0 | 11 |  |  |  | No | R-410A | 1.9667 | Residential & Commercial | Ducted CEE Tier 1
214243041 | Central HP <5.4 tons | DAY & NIGHT | HRCU-A-CB (Split System: Heat Pump with Remote Outdoor Unit-Air-Source) | CVH825GKA2* |  |  | EN(A,D,W)4X42L21**+WALLCON | *97CMN1002122B* | 23800 | 16.5 | 8.1 | 21400 | 16600 | 77.57% | 1.96 | 0 | 11 |  |  |  | No | R-410A | 1.9833 | Residential & Commercial | Ducted CEE Tier 1
214243191 | Central HP <5.4 tons | DAY & NIGHT | HRCU-A-CB (Split System: Heat Pump with Remote Outdoor Unit-Air-Source) | CVH825GKA2* |  |  | EN(A,D,W)4X48L21**+WALLCON | *96CTN1002122B* | 24200 | 17 | 8.1 | 21200 | 16600 | 78.3% | 2.02 | 0 | 11.5 |  |  |  | No | R-410A | 2.0167 | Residential & Commercial | Ducted CEE Tier 1
214242431 | Central HP <5.4 tons | DAY & NIGHT | HRCU-A-CB (Split System: Heat Pump with Remote Outdoor Unit-Air-Source) | CVH825GKA2* |  |  | EN(A,D)4X24L17**+WALLCON | *80CTL0701412B* | 23200 | 16 | 8.1 | 22000 | 16800 | 76.36% | 1.94 | 0 | 10.5 |  |  |  | No | R-410A | 1.9333 | Residential & Commercial | Ducted CEE Tier 1
214242981 | Central HP <5.4 tons | DAY & NIGHT | HRCU-A-CB (Split System: Heat Pump with Remote Outdoor Unit-Air-Source) | CVH825GKA2* |  |  | EN(A,D,W)4X42L21**+WALLCON | *80CTL0901716B* | 23800 | 16.5 | 8.1 | 21400 | 16700 | 78.04% | 1.96 | 0 | 11 |  |  |  | No | R-410A | 1.9833 | Residential & Commercial | Ducted CEE Tier 1
204456743 | Central HP <5.4 tons | KENMORE | HRCU-A-CB (Split System: Heat Pump with Remote Outdoor Unit-Air-Source) | (C,H,T)VH825GKA2* |  |  | EA*4X36L21A*+WALLCON | *97CMN0801714A* | 23600 | 16.5 | 8.1 | 21600 | 16700 | 77.31% | 1.92 | 11.5 | 11 |  |  |  | No | R-410A | 1.9667 | Residential & Commercial | Ducted CEE Tier 1
204459248 | Central HP <5.4 tons | KENMORE | HRCU-A-CB (Split System: Heat Pump with Remote Outdoor Unit-Air-Source) | (C,H,T)VH825GKA2* |  |  | EHD4X30AAL+WALLCON | *80CTL0901716A* | 23800 | 16 | 8.1 | 21800 | 16700 | 76.61% | 1.98 | 11 | 10.5 |  |  |  | No | R-410A | 1.9833 | Residential & Commercial | Ducted CEE Tier 1
204456623 | Central HP <5.4 tons | KENMORE | HRCU-A-CB (Split System: Heat Pump with Remote Outdoor Unit-Air-Source) | (C,H,T)VH825GKA2* |  |  | EA*4X36L17A*+WALLCON | *96CTN0801714A* | 23600 | 16.5 | 8.1 | 21600 | 16700 | 77.31% | 1.92 | 11.5 | 10.5 |  |  |  | No | R-410A | 1.9667 | Residential & Commercial | Ducted CEE Tier 1
214572588 | Central HP <5.4 tons | CARRIER | HRCU-A-CB (Split System: Heat Pump with Remote Outdoor Unit-Air-Source) | 25VNA837A*030* |  |  | CAP**4221AL*+UI | 58TN*B070C21**20 | 31800 | 17 | 8.5 | 33000 | 24400 | 73.94% | 1.9 | 0 | 11 |  |  |  | No | R-410A | 2.65 | Residential & Commercial | Ducted CEE Tier 1
213607795 | Central HP <5.4 tons | CARRIER | HRCU-A-CB (Split System: Heat Pump with Remote Outdoor Unit-Air-Source) | 38MURAQ48AB3* |  |  | FG4ANBD60L* |  | 48500 | 17 | 8.5 | 48500 | 34000 | 70.1% | 2.02 | 0 | 10 |  |  |  | No | R-410A | 4.0417 | Residential & Commercial | Ducted CEE Tier 1
212973883 | Central HP <5.4 tons | BRYANT HEATING AND COOLING SYSTEMS | HRCU-A-CB (Split System: Heat Pump with Remote Outdoor Unit-Air-Source) | 38MURAQ24AB3* |  |  | CAP**3721AL* | 926SB48080V17*** | 24600 | 17 | 8.5 | 25200 | 21200 | 84.13% | 1.78 | 0 | 10.5 |  |  |  | No | R-410A | 2.05 | Residential & Commercial | Ducted CEE Tier 1
212975288 | Central HP <5.4 tons | BRYANT HEATING AND COOLING SYSTEMS | HRCU-A-CB (Split System: Heat Pump with Remote Outdoor Unit-Air-Source) | 38MURAQ24AB3* |  |  | CAP**3617AL* | 926TC36040V17*** | 23400 | 16.5 | 8.5 | 26200 | 24400 | 93.13% | 2.02 | 0 | 10 |  |  |  | No | R-410A | 1.95 | Residential & Commercial | Ducted CEE Tier 1
215932321 | Central HP <5.4 tons | KEEPRITE | HRCU-A-CB (Split System: Heat Pump with Remote Outdoor Unit-Air-Source) | C5H3V36*K*AAA* |  |  | EA*5X42M21A*+WALLCON | *97CMN0802120B* | 32800 | 19.5 | 9.5 | 34800 | 26800 | 77.01% | 2.02 | 0 | 11 |  |  |  | No | R-454B | 2.7333 | Residential & Commercial | Ducted CEE Tier 1
215932420 | Central HP <5.4 tons | DAY & NIGHT | HRCU-A-CB (Split System: Heat Pump with Remote Outdoor Unit-Air-Source) | C5H3V36*K*AAA* |  |  | EA*5X48M21A*+WALLCON | *80CTL0702120B* | 33400 | 20 | 9.5 | 34600 | 26400 | 76.3% | 2.04 | 0 | 11.5 |  |  |  | No | R-454B | 2.7833 | Residential & Commercial | Ducted CEE Tier 1
215932161 | Central HP <5.4 tons | KEEPRITE | HRCU-A-CB (Split System: Heat Pump with Remote Outdoor Unit-Air-Source) | C5H3V36*K*AAA* |  |  | EA*5X37M17A*+WALLCON | *96CTN0601714B* | 33200 | 19 | 9.5 | 34400 | 26400 | 76.74% | 2.06 | 0 | 10.5 |  |  |  | No | R-454B | 2.7667 | Residential & Commercial | Ducted CEE Tier 1
215669488 | Central HP <5.4 tons | DAY & NIGHT | HRCU-A-CB (Split System: Heat Pump with Remote Outdoor Unit-Air-Source) | C5H0V36*K*AAA* |  |  | EA*5X61M21A*+WALLCON | *80CTL0901716B* | 34800 | 18.5 | 9 | 34400 | 24800 | 72.09% | 1.92 | 0 | 10 |  |  |  | No | R-454B | 2.9 | Residential & Commercial | Ducted CEE Tier 1
215669518 | Central HP <5.4 tons | DAY & NIGHT | HRCU-A-CB (Split System: Heat Pump with Remote Outdoor Unit-Air-Source) | C5H0V36*K*AAA* |  |  | EA*5X61M21A*+WALLCON | *95CSU0802120B* | 34800 | 18 | 9 | 34400 | 24800 | 72.09% | 1.92 | 0 | 10 |  |  |  | No | R-454B | 2.9 | Residential & Commercial | Ducted CEE Tier 1
215931771 | Central HP <5.4 tons | KEEPRITE | HRCU-A-CB (Split System: Heat Pump with Remote Outdoor Unit-Air-Source) | C5H3V60*K*AAA* |  |  | EA*5X61M24A*+WALLCON | *97CMN1202422B* | 57000 | 18.5 | 8.5 | 60500 | 46500 | 76.86% | 2.02 | 0 | 11 |  |  |  | No | R-454B | 4.75 | Residential & Commercial | Ducted CEE Tier 1
215931961 | Central HP <5.4 tons | KEEPRITE | HRCU-A-CB (Split System: Heat Pump with Remote Outdoor Unit-Air-Source) | C5H3V36*K*AAA* |  |  | EA*5X24M17A*+WALLCON | *96CTN0601714B* | 31400 | 18.5 | 9.5 | 35000 | 26800 | 76.57% | 2 | 0 | 10 |  |  |  | No | R-454B | 2.6167 | Residential & Commercial | Ducted CEE Tier 1
215932151 | Central HP <5.4 tons | KEEPRITE | HRCU-A-CB (Split System: Heat Pump with Remote Outdoor Unit-Air-Source) | C5H3V36*K*AAA* |  |  | EA*5X37M17A*+WALLCON | *96CTN0401410B* | 32200 | 17.5 | 9 | 34000 | 26200 | 77.06% | 1.96 | 0 | 10.5 |  |  |  | No | R-454B | 2.6833 | Residential & Commercial | Ducted CEE Tier 1
215932401 | Central HP <5.4 tons | KEEPRITE | HRCU-A-CB (Split System: Heat Pump with Remote Outdoor Unit-Air-Source) | C5H3V36*K*AAA* |  |  | EA*5X48M21A*+WALLCON | *80CSU1002120A* | 33400 | 20 | 9.5 | 34600 | 26400 | 76.3% | 2.04 | 0 | 11.5 |  |  |  | No | R-454B | 2.7833 | Residential & Commercial | Ducted CEE Tier 1
215932301 | Central HP <5.4 tons | KEEPRITE | HRCU-A-CB (Split System: Heat Pump with Remote Outdoor Unit-Air-Source) | C5H3V36*K*AAA* |  |  | EA*5X42M21A*+WALLCON | *97CMN0602120B* | 32600 | 19 | 9.5 | 35200 | 27200 | 77.27% | 2 | 0 | 11 |  |  |  | No | R-454B | 2.7167 | Residential & Commercial | Ducted CEE Tier 1
215932201 | Central HP <5.4 tons | KEEPRITE | HRCU-A-CB (Split System: Heat Pump with Remote Outdoor Unit-Air-Source) | C5H3V36*K*AAA* |  |  | EA*5X42M21A*+WALLCON | *80CSU0601716A* | 32600 | 20 | 9.5 | 34800 | 26800 | 77.01% | 2 | 0 | 11 |  |  |  | No | R-454B | 2.7167 | Residential & Commercial | Ducted CEE Tier 1
214239170 | Central HP <5.4 tons | KEEPRITE | HRCU-A-CB (Split System: Heat Pump with Remote Outdoor Unit-Air-Source) | CVH837GKA2* |  |  | EN(A,D,W)4X48L21**+WALLCON | *80CTL0451712B* | 32200 | 16.5 | 8.1 | 33200 | 25000 | 75.3% | 1.9 | 0 | 11 |  |  |  | No | R-410A | 2.6833 | Residential & Commercial | Ducted CEE Tier 1
214239270 | Central HP <5.4 tons | KEEPRITE | HRCU-A-CB (Split System: Heat Pump with Remote Outdoor Unit-Air-Source) | CVH837GKA2* |  |  | EN(A,D,W)4X48L21**+WALLCON | *96CTN0801714B* | 32200 | 17 | 8.1 | 32800 | 24800 | 75.61% | 1.94 | 0 | 11.5 |  |  |  | No | R-410A | 2.6833 | Residential & Commercial | Ducted CEE Tier 1
213779432 | Central HP <5.4 tons | KEEPRITE | HRCU-A-CB (Split System: Heat Pump with Remote Outdoor Unit-Air-Source) | CVH837GKA** |  |  | EA*4X48L21A*+WALLCON | *97CMN0601714B* | 32000 | 16.5 | 8.1 | 32800 | 25200 | 76.83% | 1.94 | 0 | 10.5 |  |  |  | No | R-410A | 2.6667 | Residential & Commercial | Ducted CEE Tier 1
213779082 | Central HP <5.4 tons | KEEPRITE | HRCU-A-CB (Split System: Heat Pump with Remote Outdoor Unit-Air-Source) | CVH837GKA** |  |  | EA*4X42L21A*+WALLCON | *80CTL0901716B* | 31800 | 17 | 8.1 | 33000 | 24400 | 73.94% | 1.88 | 0 | 11 |  |  |  | No | R-410A | 2.65 | Residential & Commercial | Ducted CEE Tier 1
213778812 | Central HP <5.4 tons | KEEPRITE | HRCU-A-CB (Split System: Heat Pump with Remote Outdoor Unit-Air-Source) | CVH837GKA** |  |  | EA*4X36L17A*+WALLCON | *96CTN0801714B* | 31400 | 16.5 | 8.1 | 33200 | 24400 | 73.49% | 1.82 | 0 | 10.5 |  |  |  | No | R-410A | 2.6167 | Residential & Commercial | Ducted CEE Tier 1
214240059 | Central HP <5.4 tons | DAY & NIGHT | HRCU-A-CB (Split System: Heat Pump with Remote Outdoor Unit-Air-Source) | CVH837GKA** |  |  | EN(A,D,W)4X60L24**+WALLCON | *80CTL1352422B* | 32800 | 17.5 | 8.1 | 32200 | 24600 | 76.4% | 1.96 | 0 | 12 |  |  |  | No | R-410A | 2.7333 | Residential & Commercial | Ducted CEE Tier 1
214240079 | Central HP <5.4 tons | DAY & NIGHT | HRCU-A-CB (Split System: Heat Pump with Remote Outdoor Unit-Air-Source) | CVH837GKA** |  |  | EN(A,D,W)4X60L24**+WALLCON | *97CMN1202422B* | 32800 | 17.5 | 8.1 | 32200 | 24600 | 76.4% | 1.96 | 0 | 11.7 |  |  |  | No | R-410A | 2.7333 | Residential & Commercial | Ducted CEE Tier 1
215682501 | Central HP <5.4 tons | KENMORE | HRCU-A-CB (Split System: Heat Pump with Remote Outdoor Unit-Air-Source) | (C,H,T)5H0V48*K*AAA* |  |  | EVD5X61M21A*+WALLCON | *97CTN0802120A* | 48500 | 19 | 9 | 50000 | 36800 | 73.6% | 2 | 0 | 10.5 |  |  |  | No | R-454B | 4.0417 | Residential & Commercial | Ducted CEE Tier 1
215931551 | Central HP <5.4 tons | KEEPRITE | HRCU-A-CB (Split System: Heat Pump with Remote Outdoor Unit-Air-Source) | C5H3V60*K*AAA* |  |  | EA*5X60M24A*+WALLCON | *80CTL0902120B* | 56000 | 18.5 | 8.5 | 60500 | 45500 | 75.21% | 2.06 | 0 | 11.5 |  |  |  | No | R-454B | 4.6667 | Residential & Commercial | Ducted CEE Tier 1
215931701 | Central HP <5.4 tons | KEEPRITE | HRCU-A-CB (Split System: Heat Pump with Remote Outdoor Unit-Air-Source) | C5H3V60*K*AAA* |  |  | EA*5X61M24A*+WALLCON | *80CTL0902120B* | 57000 | 19 | 8.5 | 60500 | 46500 | 76.86% | 2.04 | 0 | 11.5 |  |  |  | No | R-454B | 4.75 | Residential & Commercial | Ducted CEE Tier 1
212973283 | Central HP <5.4 tons | BRYANT HEATING AND COOLING SYSTEMS | HRCU-A-CB (Split System: Heat Pump with Remote Outdoor Unit-Air-Source) | 38MURAQ24AB3* |  |  | CNPV*3621AL* | 926SB36040V17*** | 23200 | 16 | 8.1 | 26200 | 24800 | 94.66% | 2.06 | 0 | 10 |  |  |  | No | R-410A | 1.9333 | Residential & Commercial | Ducted CEE Tier 1
212975684 | Central HP <5.4 tons | BRYANT HEATING AND COOLING SYSTEMS | HRCU-A-CB (Split System: Heat Pump with Remote Outdoor Unit-Air-Source) | 38MURAQ24AB3* |  |  | CAP**3617AL* | 926TC36060V14*** | 23600 | 17 | 8.5 | 26200 | 24000 | 91.6% | 2 | 0 | 10 |  |  |  | No | R-410A | 1.9667 | Residential & Commercial | Ducted CEE Tier 1
214572858 | Central HP <5.4 tons | CARRIER | HRCU-A-CB (Split System: Heat Pump with Remote Outdoor Unit-Air-Source) | 25VNA837A*030* |  |  | CAP**4824AL*+UI | 59MN7C060C21**20 | 32200 | 17 | 8.5 | 32600 | 25200 | 77.3% | 1.96 | 0 | 11 |  |  |  | No | R-410A | 2.6833 | Residential & Commercial | Ducted CEE Tier 1
214572908 | Central HP <5.4 tons | CARRIER | HRCU-A-CB (Split System: Heat Pump with Remote Outdoor Unit-Air-Source) | 25VNA837A*030* |  |  | CAP**6024AL*+UI | 59CU5B100C21**22 | 32800 | 17.5 | 8.5 | 31600 | 24800 | 78.48% | 2 | 0 | 11.5 |  |  |  | No | R-410A | 2.7333 | Residential & Commercial | Ducted CEE Tier 1
214573258 | Central HP <5.4 tons | CARRIER | HRCU-A-CB (Split System: Heat Pump with Remote Outdoor Unit-Air-Source) | 25VNA837A*030* |  |  | CSPH*6012AL*+UI | 59CU5B080C21**20 | 33000 | 17 | 8.5 | 32200 | 25000 | 77.64% | 2 | 0 | 11 |  |  |  | No | R-410A | 2.75 | Residential & Commercial | Ducted CEE Tier 1
214573408 | Central HP <5.4 tons | CARRIER | HRCU-A-CB (Split System: Heat Pump with Remote Outdoor Unit-Air-Source) | 25VNA837A*030* |  |  | CNPV*4221AL*+UI | 59MN7C080C21**20 | 31800 | 17 | 8.1 | 33000 | 24400 | 73.94% | 1.88 | 0 | 11 |  |  |  | No | R-410A | 2.65 | Residential & Commercial | Ducted CEE Tier 1
216581454 | Central HP <5.4 tons | CARRIER | HRCU-A-CB (Split System: Heat Pump with Remote Outdoor Unit-Air-Source) | 25VNA448A*031* |  |  | CAP**6124AL*+UI | 59TN7A080C21**20 | 45000 | 21 | 9.5 | 46000 | 36000 | 78.26% | 2 | 0 | 11 |  |  |  | No | R-410A | 3.75 | Residential & Commercial | Ducted CEE Tier 1
212987085 | Central HP <5.4 tons | KEEPRITE | HRCU-A-CB (Split System: Heat Pump with Remote Outdoor Unit-Air-Source) | DLCURAH18ABK |  |  | EN(A,D)4X30L17** | *96MSN0601412A* | 17500 | 16 | 8.1 | 18000 | 18600 | 103.3% | 2.24 | 0 | 11 |  |  |  | No | R-410A | 1.4583 | Residential & Commercial | Ducted CEE Tier 1
212988789 | Central HP <5.4 tons | KEEPRITE | HRCU-A-CB (Split System: Heat Pump with Remote Outdoor Unit-Air-Source) | DLCURAH18ABK |  |  | EA*4X24L17A* | *95MSU0401712A* | 17200 | 16 | 8.5 | 18200 | 19400 | 106.6% | 2.34 | 0 | 10.5 |  |  |  | No | R-410A | 1.4333 | Residential & Commercial | Ducted CEE Tier 1
212969521 | Central HP <5.4 tons | DAY & NIGHT | HRCU-A-CB (Split System: Heat Pump with Remote Outdoor Unit-Air-Source) | DLCURAH18ABK |  |  | EA*4X24L14A* | *80VSL0451412B* | 17700 | 16.5 | 8.5 | 18600 | 19400 | 104.3% | 2.32 | 0 | 10.5 |  |  |  | No | R-410A | 1.475 | Residential & Commercial | Ducted CEE Tier 1
213076396 | Central HP <5.4 tons | CARRIER | HRCU-A-CB (Split System: Heat Pump with Remote Outdoor Unit-Air-Source) | 38MURAQ24AB3* |  |  | CNPV*2417AL* | GG96VTAB48060B** | 23200 | 16.5 | 8.5 | 26800 | 25400 | 94.78% | 2.12 | 0 | 10 |  |  |  | No | R-410A | 1.9333 | Residential & Commercial | Ducted CEE Tier 1
212976111 | Central HP <5.4 tons | BRYANT HEATING AND COOLING SYSTEMS | HRCU-A-CB (Split System: Heat Pump with Remote Outdoor Unit-Air-Source) | 38MURAQ24AB3* |  |  | CNPV*3617AL* | 926TC48080V17*** | 23400 | 16.5 | 8.1 | 25800 | 24200 | 93.8% | 2 | 0 | 10 |  |  |  | No | R-410A | 1.95 | Residential & Commercial | Ducted CEE Tier 1
214719966 | Central HP <5.4 tons | LUXAIRE | HRCU-A-CB (Split System: Heat Pump with Remote Outdoor Unit-Air-Source) | HH836E2S11 |  |  | CTU48C5XFS1+TXV | LP9C100C16MP13 | 33200 | 18 | 9 | 31200 | 25200 | 80.77% | 2 | 0 | 11 |  |  |  | No | R-454B | 2.7667 | Residential & Commercial | Ducted CEE Tier 1
213296935 | Central HP <5.4 tons | FRASER-JOHNSTON | HRCU-A-CB (Split System: Heat Pump with Remote Outdoor Unit-Air-Source) | HMH72B341 |  |  | XAFC36DXXN1+TXV | Z8ES080C20SMPS1 | 34000 | 18 | 8.5 | 33400 | 24400 | 73.05% | 2.12 | 0 | 10 |  |  |  | No | R-410A | 2.8333 | Residential & Commercial | Ducted CEE Tier 1
215940588 | Central HP <5.4 tons | ARCOAIRE | HRCU-A-CB (Split System: Heat Pump with Remote Outdoor Unit-Air-Source) | H5H3V36*K*AAA* |  |  | EVD5X38M17A*+WALLCON | *80CSU0601716B* | 35600 | 22 | 8.5 | 38000 | 28600 | 75.26% | 2.02 | 0 | 12 |  |  |  | No | R-454B | 2.9667 | Residential & Commercial | Ducted CEE Tier 1
215853428 | Central HP <5.4 tons | CHAMPION HEATING AND COOLING | HRCU-A-CB (Split System: Heat Pump with Remote Outdoor Unit-Air-Source) | HH836E2S11 |  |  | CTM36C5CDS1+JMC17C2SN1 |  | 34400 | 19 | 9 | 31600 | 25800 | 81.65% | 2 | 0 | 11.7 |  |  |  | No | R-454B | 2.8667 | Residential & Commercial | Ducted CEE Tier 1
215853430 | Central HP <5.4 tons | CHAMPION HEATING AND COOLING | HRCU-A-CB (Split System: Heat Pump with Remote Outdoor Unit-Air-Source) | HH836E2S11 |  |  | CTM36C5CDS1+JME16C2SN1 |  | 33400 | 19 | 9 | 30400 | 24800 | 81.58% | 2 | 0 | 12 |  |  |  | No | R-454B | 2.7833 | Residential & Commercial | Ducted CEE Tier 1
215853446 | Central HP <5.4 tons | CHAMPION HEATING AND COOLING | HRCU-A-CB (Split System: Heat Pump with Remote Outdoor Unit-Air-Source) | HH836E2S11 |  |  | CTM36C5CDS1 | Z9ES100C16SMPS1 | 34400 | 17 | 8.5 | 32600 | 26800 | 82.21% | 2 | 0 | 11 |  |  |  | No | R-454B | 2.8667 | Residential & Commercial | Ducted CEE Tier 1
213298035 | Central HP <5.4 tons | FRASER-JOHNSTON | HRCU-A-CB (Split System: Heat Pump with Remote Outdoor Unit-Air-Source) | HMH72B341 |  |  | XAFC36DBCN1 | Z8ES080C16LMPS1 | 34000 | 18 | 8.5 | 33400 | 24200 | 72.46% | 2.14 | 0 | 10 |  |  |  | No | R-410A | 2.8333 | Residential & Commercial | Ducted CEE Tier 1
213298060 | Central HP <5.4 tons | FRASER-JOHNSTON | HRCU-A-CB (Split System: Heat Pump with Remote Outdoor Unit-Air-Source) | HMH72B341 |  |  | XAFB36DXXN1+TXV | Z8ES040A12SMPS1 | 34000 | 18 | 8.5 | 33400 | 24200 | 72.46% | 2.1 | 0 | 10 |  |  |  | No | R-410A | 2.8333 | Residential & Commercial | Ducted CEE Tier 1
215940688 | Central HP <5.4 tons | ARCOAIRE | HRCU-A-CB (Split System: Heat Pump with Remote Outdoor Unit-Air-Source) | H5H3V36*K*AAA* |  |  | EVD5X42M24A*+WALLCON | *96CTN0802120B* | 35400 | 21.5 | 8.5 | 38000 | 28600 | 75.26% | 2.04 | 0 | 12 |  |  |  | No | R-454B | 2.95 | Residential & Commercial | Ducted CEE Tier 1
215940188 | Central HP <5.4 tons | ARCOAIRE | HRCU-A-CB (Split System: Heat Pump with Remote Outdoor Unit-Air-Source) | H5H3V36*K*AAA* |  |  | ESH5X60M12A*+WALLCON | *80CSU0401712B* | 34200 | 19.5 | 9 | 34200 | 26000 | 76.02% | 1.94 | 0 | 11.7 |  |  |  | No | R-454B | 2.85 | Residential & Commercial | Ducted CEE Tier 1
215940218 | Central HP <5.4 tons | ARCOAIRE | HRCU-A-CB (Split System: Heat Pump with Remote Outdoor Unit-Air-Source) | H5H3V36*K*AAA* |  |  | ESH5X60M12A*+WALLCON | *97CTN0801716A* | 34000 | 19 | 9 | 34800 | 26400 | 75.86% | 1.92 | 0 | 11 |  |  |  | No | R-454B | 2.8333 | Residential & Commercial | Ducted CEE Tier 1
215940338 | Central HP <5.4 tons | ARCOAIRE | HRCU-A-CB (Split System: Heat Pump with Remote Outdoor Unit-Air-Source) | H5H3V36*K*AAA* |  |  | EVM5X49M21A*+WALLCON | *80CSU0401712B* | 35600 | 22 | 8.5 | 38000 | 28600 | 75.26% | 2.04 | 0 | 12.5 |  |  |  | No | R-454B | 2.9667 | Residential & Commercial | Ducted CEE Tier 1
213780021 | Central HP <5.4 tons | DAY & NIGHT | HRCU-A-CB (Split System: Heat Pump with Remote Outdoor Unit-Air-Source) | CVH837GKA** |  |  | EHD4X42AAL+WALLCON | *80CTL0902120B* | 32400 | 16.5 | 8.1 | 32800 | 24600 | 75% | 1.94 | 0 | 11 |  |  |  | No | R-410A | 2.7 | Residential & Commercial | Ducted CEE Tier 1
213780271 | Central HP <5.4 tons | DAY & NIGHT | HRCU-A-CB (Split System: Heat Pump with Remote Outdoor Unit-Air-Source) | CVH837GKA** |  |  | EHD4X48AAL+WALLCON | *96CTN0801714B* | 32600 | 16.5 | 8.1 | 33000 | 25000 | 75.76% | 1.94 | 0 | 11 |  |  |  | No | R-410A | 2.7167 | Residential & Commercial | Ducted CEE Tier 1
213780421 | Central HP <5.4 tons | DAY & NIGHT | HRCU-A-CB (Split System: Heat Pump with Remote Outdoor Unit-Air-Source) | CVH837GKA** |  |  | EHD4X60AAL+WALLCON | *96CTN0601714B* | 32800 | 16.5 | 8.1 | 32400 | 25000 | 77.16% | 1.96 | 0 | 11 |  |  |  | No | R-410A | 2.7333 | Residential & Commercial | Ducted CEE Tier 1
206136141 | Central HP <5.4 tons | KEEPRITE | HRCU-A-CB (Split System: Heat Pump with Remote Outdoor Unit-Air-Source) | CVH837GKA** |  |  | EA*4X43L21A*+WALLCON | *95CSU0802120A* | 33000 | 17.5 | 8.5 | 32800 | 25000 | 76.22% | 2 | 12 | 11.5 |  |  |  | No | R-410A | 2.75 | Residential & Commercial | Ducted CEE Tier 1
215669610 | Central HP <5.4 tons | KENMORE | HRCU-A-CB (Split System: Heat Pump with Remote Outdoor Unit-Air-Source) | (C,H,T)5H0V36*K*AAA* |  |  | EA*5X61M21A*+WALLCON | *96CTN1002122B* | 34800 | 18.5 | 9 | 34400 | 24800 | 72.09% | 1.92 | 0 | 10.5 |  |  |  | No | R-454B | 2.9 | Residential & Commercial | Ducted CEE Tier 1
210595814 | Central HP <5.4 tons | KENMORE | HRCU-A-CB (Split System: Heat Pump with Remote Outdoor Unit-Air-Source) | (C,H,T)VH837GKA** |  |  | EA*4X60L24A*+WALLCON | *95CSU0802120A* | 32800 | 17.5 | 8.5 | 31800 | 24800 | 77.99% | 2 | 0 | 11.5 |  |  |  | No | R-410A | 2.7333 | Residential & Commercial | Ducted CEE Tier 1
210595881 | Central HP <5.4 tons | KENMORE | HRCU-A-CB (Split System: Heat Pump with Remote Outdoor Unit-Air-Source) | (C,H,T)VH837GKA** |  |  | EN(A,D)4X48L24**+WALLCON | *95CSU1002122A* | 32400 | 17.5 | 8.1 | 32800 | 24600 | 75% | 1.98 | 0 | 11.7 |  |  |  | No | R-410A | 2.7 | Residential & Commercial | Ducted CEE Tier 1
214239561 | Central HP <5.4 tons | KENMORE | HRCU-A-CB (Split System: Heat Pump with Remote Outdoor Unit-Air-Source) | (C,H,T)VH837GKA** |  |  | EN(A,D)4X36L21**+WALLCON | *80CTL1102120B* | 31400 | 16.5 | 8.1 | 33000 | 24000 | 72.73% | 1.82 | 0 | 11 |  |  |  | No | R-410A | 2.6167 | Residential & Commercial | Ducted CEE Tier 1
213076716 | Central HP <5.4 tons | CARRIER | HRCU-A-CB (Split System: Heat Pump with Remote Outdoor Unit-Air-Source) | 38MURAQ36AB3* |  |  | CNPV*4824AL* | 58TP*B090V21**20 | 36000 | 16.5 | 8.1 | 38500 | 35000 | 90.91% | 2 | 0 | 10 |  |  |  | No | R-410A | 3 | Residential & Commercial | Ducted CEE Tier 1
213076763 | Central HP <5.4 tons | CARRIER | HRCU-A-CB (Split System: Heat Pump with Remote Outdoor Unit-Air-Source) | 38MURAQ36AB3* |  |  | CAP**4224AL* | 58TP*B110V21**22 | 35800 | 16 | 8.1 | 38500 | 35200 | 91.43% | 1.9 | 0 | 10 |  |  |  | No | R-410A | 2.9833 | Residential & Commercial | Ducted CEE Tier 1
213076847 | Central HP <5.4 tons | CARRIER | HRCU-A-CB (Split System: Heat Pump with Remote Outdoor Unit-Air-Source) | 38MURAQ36AB3* |  |  | CNPV*4824AL* | 58TP*B110V21**22 | 36400 | 16.5 | 8.1 | 38500 | 35000 | 90.91% | 2.02 | 0 | 10.5 |  |  |  | No | R-410A | 3.0333 | Residential & Commercial | Ducted CEE Tier 1
215931911 | Central HP <5.4 tons | KEEPRITE | HRCU-A-CB (Split System: Heat Pump with Remote Outdoor Unit-Air-Source) | C5H3V60*K*AAA* |  |  | ESH5X60M12A*+WALLCON | *96CTN1002122B* | 56500 | 18 | 8.1 | 61000 | 46000 | 75.41% | 1.95 | 0 | 11 |  |  |  | No | R-454B | 4.7083 | Residential & Commercial | Ducted CEE Tier 1
215931691 | Central HP <5.4 tons | KEEPRITE | HRCU-A-CB (Split System: Heat Pump with Remote Outdoor Unit-Air-Source) | C5H3V60*K*AAA* |  |  | EA*5X61M24A*+WALLCON | *80CTL0702120B* | 56500 | 18.5 | 8.5 | 60500 | 47000 | 77.69% | 2.02 | 0 | 11 |  |  |  | No | R-454B | 4.7083 | Residential & Commercial | Ducted CEE Tier 1
215931741 | Central HP <5.4 tons | KEEPRITE | HRCU-A-CB (Split System: Heat Pump with Remote Outdoor Unit-Air-Source) | C5H3V60*K*AAA* |  |  | EA*5X61M24A*+WALLCON | *97CMN0602120B* | 56000 | 18 | 8.5 | 61000 | 47500 | 77.87% | 2 | 0 | 10.5 |  |  |  | No | R-454B | 4.6667 | Residential & Commercial | Ducted CEE Tier 1
215931611 | Central HP <5.4 tons | KEEPRITE | HRCU-A-CB (Split System: Heat Pump with Remote Outdoor Unit-Air-Source) | C5H3V60*K*AAA* |  |  | EA*5X60M24A*+WALLCON | *97CMN0802120B* | 55500 | 18 | 8.1 | 60500 | 46000 | 76.03% | 1.95 | 0 | 11 |  |  |  | No | R-454B | 4.625 | Residential & Commercial | Ducted CEE Tier 1
215681971 | Central HP <5.4 tons | KENMORE | HRCU-A-CB (Split System: Heat Pump with Remote Outdoor Unit-Air-Source) | (C,H,T)5H0V48*K*AAA* |  |  | EVM5X60M21A*+WALLCON | *97CTN1002122A* | 48000 | 19 | 9 | 50000 | 36800 | 73.6% | 2 | 0 | 10.5 |  |  |  | No | R-454B | 4 | Residential & Commercial | Ducted CEE Tier 1
215682021 | Central HP <5.4 tons | KENMORE | HRCU-A-CB (Split System: Heat Pump with Remote Outdoor Unit-Air-Source) | (C,H,T)5H0V48*K*AAA* |  |  | EVM5X60M24A*+WALLCON | *97CTN1002122A* | 48000 | 19 | 9 | 50000 | 36600 | 73.2% | 2 | 0 | 10 |  |  |  | No | R-454B | 4 | Residential & Commercial | Ducted CEE Tier 1
215681501 | Central HP <5.4 tons | KENMORE | HRCU-A-CB (Split System: Heat Pump with Remote Outdoor Unit-Air-Source) | (C,H,T)5H0V48*K*AAA* |  |  | EA*5X61M21A*+WALLCON | *97CTN0802120A* | 46000 | 18 | 9 | 48000 | 33800 | 70.42% | 2.08 | 0 | 10 |  |  |  | No | R-454B | 3.8333 | Residential & Commercial | Ducted CEE Tier 1
215681551 | Central HP <5.4 tons | KENMORE | HRCU-A-CB (Split System: Heat Pump with Remote Outdoor Unit-Air-Source) | (C,H,T)5H0V48*K*AAA* |  |  | EA*5X61M24A*+WALLCON | *97CTN0802120A* | 46000 | 18 | 9 | 48000 | 33800 | 70.42% | 2.08 | 0 | 10 |  |  |  | No | R-454B | 3.8333 | Residential & Commercial | Ducted CEE Tier 1
213298065 | Central HP <5.4 tons | FRASER-JOHNSTON | HRCU-A-CB (Split System: Heat Pump with Remote Outdoor Unit-Air-Source) | HMH72B341 |  |  | XAFB36DXXN1+TXV | Z8ES040A12LMPS1 | 34000 | 18 | 8.5 | 33400 | 24200 | 72.46% | 2.1 | 0 | 10 |  |  |  | No | R-410A | 2.8333 | Residential & Commercial | Ducted CEE Tier 1
215439675 | Central HP <5.4 tons | DAIKIN | HRCU-A-CB (Split System: Heat Pump with Remote Outdoor Unit-Air-Source) | DH6VSA1810A* |  |  | CA*EA2418*3A* | D*97MC0603BNA* | 17000 | 19 | 8.8 | 16800 | 13000 | 77.38% | 2.1 | 0 | 12 |  |  |  | No | R-32 | 1.4167 | Residential & Commercial | Ducted CEE Tier 1
214397753 | Central HP <5.4 tons | FRASER-JOHNSTON | HRCU-A-CB (Split System: Heat Pump with Remote Outdoor Unit-Air-Source) | HH836E2S11 |  |  | CTF36C5CDS1 | TMLV100C16MP12 | 34000 | 18 | 8.5 | 31600 | 26000 | 82.28% | 2 | 0 | 11 |  |  |  | No | R-454B | 2.8333 | Residential & Commercial | Ducted CEE Tier 1
214398154 | Central HP <5.4 tons | FRASER-JOHNSTON | HRCU-A-CB (Split System: Heat Pump with Remote Outdoor Unit-Air-Source) | HH836E2S11 |  |  | CTM36C5CDS1 | TP9C080C16MP13 | 33800 | 17 | 8.5 | 31800 | 26000 | 81.76% | 2 | 0 | 11 |  |  |  | No | R-454B | 2.8167 | Residential & Commercial | Ducted CEE Tier 1
214719839 | Central HP <5.4 tons | LUXAIRE | HRCU-A-CB (Split System: Heat Pump with Remote Outdoor Unit-Air-Source) | HH836E2S11 |  |  | CTU48C5XFS1+TXV | TM8E120C16MP11 | 33600 | 19 | 9 | 31400 | 25400 | 80.89% | 2 | 0 | 11 |  |  |  | No | R-454B | 2.8 | Residential & Commercial | Ducted CEE Tier 1
214719698 | Central HP <5.4 tons | LUXAIRE | HRCU-A-CB (Split System: Heat Pump with Remote Outdoor Unit-Air-Source) | HH836E2S11 |  |  | CTU36B5XDS1+TXV | TM8E080B12MP11 | 33600 | 18 | 8.5 | 31800 | 26000 | 81.76% | 2 | 0 | 11 |  |  |  | No | R-454B | 2.8 | Residential & Commercial | Ducted CEE Tier 1
214728377 | Central HP <5.4 tons | LUXAIRE | HRCU-A-CB (Split System: Heat Pump with Remote Outdoor Unit-Air-Source) | HH836E2S11 |  |  | CTU36B5XDS1+TXV | TPLC080B12MP13 | 33000 | 17 | 8.5 | 31000 | 25200 | 81.29% | 2 | 0 | 11 |  |  |  | No | R-454B | 2.75 | Residential & Commercial | Ducted CEE Tier 1
215940608 | Central HP <5.4 tons | ARCOAIRE | HRCU-A-CB (Split System: Heat Pump with Remote Outdoor Unit-Air-Source) | H5H3V36*K*AAA* |  |  | EVD5X38M17A*+WALLCON | *97CTN0801716A* | 35200 | 21 | 8.5 | 38500 | 29200 | 75.84% | 2.06 | 0 | 11.7 |  |  |  | No | R-454B | 2.9333 | Residential & Commercial | Ducted CEE Tier 1
215940658 | Central HP <5.4 tons | ARCOAIRE | HRCU-A-CB (Split System: Heat Pump with Remote Outdoor Unit-Air-Source) | H5H3V36*K*AAA* |  |  | EVD5X42M21A*+WALLCON | *97CTN0801716A* | 34200 | 20.5 | 8.5 | 39000 | 28600 | 73.33% | 2.04 | 0 | 11.5 |  |  |  | No | R-454B | 2.85 | Residential & Commercial | Ducted CEE Tier 1
215940758 | Central HP <5.4 tons | ARCOAIRE | HRCU-A-CB (Split System: Heat Pump with Remote Outdoor Unit-Air-Source) | H5H3V36*K*AAA* |  |  | EVD5X48M24A*+WALLCON | *97CTN1202422A* | 35000 | 21.5 | 8.5 | 38000 | 28200 | 74.21% | 2.02 | 0 | 12 |  |  |  | No | R-454B | 2.9167 | Residential & Commercial | Ducted CEE Tier 1
215940808 | Central HP <5.4 tons | ARCOAIRE | HRCU-A-CB (Split System: Heat Pump with Remote Outdoor Unit-Air-Source) | H5H3V36*K*AAA* |  |  | EVD5X60M21A*+WALLCON | *96CTN0802120B* | 35600 | 21.5 | 8.5 | 38000 | 28600 | 75.26% | 2.02 | 0 | 12 |  |  |  | No | R-454B | 2.9667 | Residential & Commercial | Ducted CEE Tier 1
215940858 | Central HP <5.4 tons | ARCOAIRE | HRCU-A-CB (Split System: Heat Pump with Remote Outdoor Unit-Air-Source) | H5H3V36*K*AAA* |  |  | EVD5X60M21A*+WALLCON | *97CTN0802120A* | 35600 | 21.5 | 8.5 | 38000 | 28600 | 75.26% | 2.02 | 0 | 12 |  |  |  | No | R-454B | 2.9667 | Residential & Commercial | Ducted CEE Tier 1
215940558 | Central HP <5.4 tons | ARCOAIRE | HRCU-A-CB (Split System: Heat Pump with Remote Outdoor Unit-Air-Source) | H5H3V36*K*AAA* |  |  | EVD5X36M21A*+WALLCON | *97CTN0802120A* | 34400 | 20.5 | 8.5 | 38500 | 28200 | 73.25% | 2.04 | 0 | 11.7 |  |  |  | No | R-454B | 2.8667 | Residential & Commercial | Ducted CEE Tier 1
204299452 | Central HP <5.4 tons | KEEPRITE | HRCU-A-CB (Split System: Heat Pump with Remote Outdoor Unit-Air-Source) | CVH837GKA** |  |  | EA*4X48L24A*+WALLCON | *97CMN0602120A* | 32200 | 17 | 8.1 | 32800 | 25200 | 76.83% | 1.96 | 11.5 | 11 |  |  |  | No | R-410A | 2.6833 | Residential & Commercial | Ducted CEE Tier 1
213779201 | Central HP <5.4 tons | DAY & NIGHT | HRCU-A-CB (Split System: Heat Pump with Remote Outdoor Unit-Air-Source) | CVH837GKA** |  |  | EA*4X42L24A*+WALLCON | *80CTL1352422B* | 31800 | 17 | 8.1 | 33000 | 24200 | 73.33% | 1.88 | 0 | 11 |  |  |  | No | R-410A | 2.65 | Residential & Commercial | Ducted CEE Tier 1
214279923 | Central HP <5.4 tons | DAY & NIGHT | HRCU-A-CB (Split System: Heat Pump with Remote Outdoor Unit-Air-Source) | DLCURAH24ABK |  |  | EA*4X36L21A* | *96MSN0601716A* | 23600 | 17 | 9 | 25800 | 23600 | 91.47% | 1.96 | 0 | 10 |  |  |  | No | R-410A | 1.9667 | Residential & Commercial | Ducted CEE Tier 1
214239690 | Central HP <5.4 tons | KEEPRITE | HRCU-A-CB (Split System: Heat Pump with Remote Outdoor Unit-Air-Source) | CVH837GKA** |  |  | END4X42L17**+WALLCON | *97CMN0601714B* | 31800 | 16.5 | 8.1 | 33200 | 25000 | 75.3% | 1.88 | 0 | 11 |  |  |  | No | R-410A | 2.65 | Residential & Commercial | Ducted CEE Tier 1
204300586 | Central HP <5.4 tons | KEEPRITE | HRCU-A-CB (Split System: Heat Pump with Remote Outdoor Unit-Air-Source) | CVH837GKA** |  |  | EHD4X48AAL+WALLCON | *80CTL0901716A* | 32800 | 17.5 | 8.1 | 33000 | 24800 | 75.15% | 1.98 | 12 | 11.5 |  |  |  | No | R-410A | 2.7333 | Residential & Commercial | Ducted CEE Tier 1
211243384 | Central HP <5.4 tons | KEEPRITE | HRCU-A-CB (Split System: Heat Pump with Remote Outdoor Unit-Air-Source) | DLCURAH24ABK |  |  | EA*4X37L21A* | *80ESU0401712A* | 24600 | 17.5 | 8.5 | 25200 | 21000 | 83.33% | 1.78 | 0 | 10.5 |  |  |  | No | R-410A | 2.05 | Residential & Commercial | Ducted CEE Tier 1
213297405 | Central HP <5.4 tons | FRASER-JOHNSTON | HRCU-A-CB (Split System: Heat Pump with Remote Outdoor Unit-Air-Source) | HMH72B341 |  |  | XAHB30CXXN1+TXV | Z8ES040A12SMPS1 | 31800 | 17 | 8.1 | 32200 | 22600 | 70.19% | 2 | 0 | 10 |  |  |  | No | R-410A | 2.65 | Residential & Commercial | Ducted CEE Tier 1
211389902 | Central HP <5.4 tons | CHAMPION HEATING AND COOLING | HRCU-A-CB (Split System: Heat Pump with Remote Outdoor Unit-Air-Source) | HMH72B341 |  |  | XAUB30CXXN1+TXV | TM8Y060A12MP11 | 32600 | 17.5 | 8.1 | 33400 | 23400 | 70.06% | 2.02 | 0 | 10 |  |  |  | No | R-410A | 2.7167 | Residential & Commercial | Ducted CEE Tier 1
215853438 | Central HP <5.4 tons | CHAMPION HEATING AND COOLING | HRCU-A-CB (Split System: Heat Pump with Remote Outdoor Unit-Air-Source) | HH836E2S11 |  |  | CTU48C5XFS1+JME12C2SN1+TXV |  | 34000 | 19 | 9 | 31400 | 25200 | 80.25% | 2 | 0 | 11.7 |  |  |  | No | R-454B | 2.8333 | Residential & Commercial | Ducted CEE Tier 1
215853454 | Central HP <5.4 tons | CHAMPION HEATING AND COOLING | HRCU-A-CB (Split System: Heat Pump with Remote Outdoor Unit-Air-Source) | HH836E2S11 |  |  | CTM36C5CDS1 | Z9ES080C20SMPS1 | 34200 | 18 | 8.5 | 32200 | 26400 | 81.99% | 2 | 0 | 11 |  |  |  | No | R-454B | 2.85 | Residential & Commercial | Ducted CEE Tier 1
215939838 | Central HP <5.4 tons | ARCOAIRE | HRCU-A-CB (Split System: Heat Pump with Remote Outdoor Unit-Air-Source) | H5H3V36*K*AAA* |  |  | EA*5X61M21A*+WALLCON | *80CSU0401712B* | 34400 | 20.5 | 9.5 | 34200 | 26000 | 76.02% | 2.06 | 0 | 12 |  |  |  | No | R-454B | 2.8667 | Residential & Commercial | Ducted CEE Tier 1
215939888 | Central HP <5.4 tons | ARCOAIRE | HRCU-A-CB (Split System: Heat Pump with Remote Outdoor Unit-Air-Source) | H5H3V36*K*AAA* |  |  | EA*5X61M21A*+WALLCON | *97CTN1002122A* | 34400 | 20.5 | 9.5 | 34200 | 26000 | 76.02% | 2.06 | 0 | 12 |  |  |  | No | R-454B | 2.8667 | Residential & Commercial | Ducted CEE Tier 1
215939908 | Central HP <5.4 tons | ARCOAIRE | HRCU-A-CB (Split System: Heat Pump with Remote Outdoor Unit-Air-Source) | H5H3V36*K*AAA* |  |  | EA*5X61M24A*+WALLCON | *97CTN0802120A* | 34400 | 20.5 | 9.5 | 34400 | 26000 | 75.58% | 2.06 | 0 | 12 |  |  |  | No | R-454B | 2.8667 | Residential & Commercial | Ducted CEE Tier 1
215940108 | Central HP <5.4 tons | ARCOAIRE | HRCU-A-CB (Split System: Heat Pump with Remote Outdoor Unit-Air-Source) | H5H3V36*K*AAA* |  |  | ESH5X48M12A*+WALLCON | *80CSU0401712B* | 33800 | 19.5 | 9 | 34600 | 26400 | 76.3% | 1.92 | 0 | 11.7 |  |  |  | No | R-454B | 2.8167 | Residential & Commercial | Ducted CEE Tier 1
215939808 | Central HP <5.4 tons | ARCOAIRE | HRCU-A-CB (Split System: Heat Pump with Remote Outdoor Unit-Air-Source) | H5H3V36*K*AAA* |  |  | EA*5X60M24A*+WALLCON | *97CTN1002122A* | 34000 | 20.5 | 9.5 | 34000 | 25800 | 75.88% | 2.06 | 0 | 12 |  |  |  | No | R-454B | 2.8333 | Residential & Commercial | Ducted CEE Tier 1
215939828 | Central HP <5.4 tons | ARCOAIRE | HRCU-A-CB (Split System: Heat Pump with Remote Outdoor Unit-Air-Source) | H5H3V36*K*AAA* |  |  | EA*5X61M21A*+WALLCON | *96CTN0802120B* | 34400 | 20 | 9 | 34400 | 26200 | 76.16% | 1.95 | 0 | 11.7 |  |  |  | No | R-454B | 2.8667 | Residential & Commercial | Ducted CEE Tier 1
215940848 | Central HP <5.4 tons | ARCOAIRE | HRCU-A-CB (Split System: Heat Pump with Remote Outdoor Unit-Air-Source) | H5H3V36*K*AAA* |  |  | EVD5X60M21A*+WALLCON | *97CTN0801716A* | 35400 | 21 | 8.5 | 38500 | 29000 | 75.32% | 2 | 0 | 12 |  |  |  | No | R-454B | 2.95 | Residential & Commercial | Ducted CEE Tier 1
213781391 | Central HP <5.4 tons | DAY & NIGHT | HRCU-A-CB (Split System: Heat Pump with Remote Outdoor Unit-Air-Source) | CVH837GKA2* |  |  | EA*4X48L21A*+WALLCON | *96CTN1002122B* | 32400 | 17 | 8.1 | 32600 | 24800 | 76.07% | 1.98 | 0 | 11 |  |  |  | No | R-410A | 2.7 | Residential & Commercial | Ducted CEE Tier 1
213780732 | Central HP <5.4 tons | KEEPRITE | HRCU-A-CB (Split System: Heat Pump with Remote Outdoor Unit-Air-Source) | CVH837GKA2* |  |  | EA*4X36L21A*+WALLCON | *80CTL0451712B* | 31200 | 16.5 | 8.1 | 33400 | 24600 | 73.65% | 1.82 | 0 | 10.5 |  |  |  | No | R-410A | 2.6 | Residential & Commercial | Ducted CEE Tier 1
214807797 | Central HP <5.4 tons | LUXAIRE | HRCU-A-CB (Split System: Heat Pump with Remote Outdoor Unit-Air-Source) | HH836E2S11 |  |  | CTU48C5XFS1+JME16C2SN1+TXV |  | 34200 | 19 | 9 | 31600 | 25200 | 79.75% | 2 | 0 | 11.7 |  |  |  | No | R-454B | 2.85 | Residential & Commercial | Ducted CEE Tier 1
213297800 | Central HP <5.4 tons | FRASER-JOHNSTON | HRCU-A-CB (Split System: Heat Pump with Remote Outdoor Unit-Air-Source) | HMH72B341 |  |  | XAFC30CXXN1+TXV | Z8ES080C20SMPS1 | 33600 | 18 | 8.5 | 33000 | 23200 | 70.3% | 2.08 | 0 | 10 |  |  |  | No | R-410A | 2.8 | Residential & Commercial | Ducted CEE Tier 1
215670462 | Central HP <5.4 tons | DAY & NIGHT | HRCU-A-CB (Split System: Heat Pump with Remote Outdoor Unit-Air-Source) | C5H0V36*K*AAA* |  |  | ESH5X60M12A*+WALLCON | *80CTL1102120B* | 34600 | 17 | 8.5 | 34600 | 24800 | 71.68% | 1.92 | 0 | 10 |  |  |  | No | R-454B | 2.8833 | Residential & Commercial | Ducted CEE Tier 1
210595590 | Central HP <5.4 tons | KENMORE | HRCU-A-CB (Split System: Heat Pump with Remote Outdoor Unit-Air-Source) | (C,H,T)VH825GKA2* |  |  | EA*4X42L21A*+WALLCON | *95CSU1002122A* | 23800 | 16.5 | 8.1 | 21400 | 16600 | 77.57% | 1.96 | 0 | 11 |  |  |  | No | R-410A | 1.9833 | Residential & Commercial | Ducted CEE Tier 1
210595591 | Central HP <5.4 tons | KENMORE | HRCU-A-CB (Split System: Heat Pump with Remote Outdoor Unit-Air-Source) | (C,H,T)VH825GKA2* |  |  | EA*4X42L21A*+WALLCON | *96CTN0601714A* | 23600 | 16.5 | 8.1 | 21400 | 16700 | 78.04% | 1.94 | 0 | 11 |  |  |  | No | R-410A | 1.9667 | Residential & Commercial | Ducted CEE Tier 1
213297190 | Central HP <5.4 tons | FRASER-JOHNSTON | HRCU-A-CB (Split System: Heat Pump with Remote Outdoor Unit-Air-Source) | HMH72B341 |  |  | XAFB30CXXN1+TXV | Z8ES040A12SMPS1 | 33200 | 18 | 8.5 | 33000 | 23400 | 70.91% | 2.06 | 0 | 10 |  |  |  | No | R-410A | 2.7667 | Residential & Commercial | Ducted CEE Tier 1
213297415 | Central HP <5.4 tons | FRASER-JOHNSTON | HRCU-A-CB (Split System: Heat Pump with Remote Outdoor Unit-Air-Source) | HMH72B341 |  |  | XAFB36DXXN1+JMVT12BC2N1+TXV |  | 34000 | 18.5 | 8.5 | 33600 | 23600 | 70.24% | 2.1 | 0 | 10 |  |  |  | No | R-410A | 2.8333 | Residential & Commercial | Ducted CEE Tier 1
215940748 | Central HP <5.4 tons | ARCOAIRE | HRCU-A-CB (Split System: Heat Pump with Remote Outdoor Unit-Air-Source) | H5H3V36*K*AAA* |  |  | EVD5X48M24A*+WALLCON | *97CTN1002122A* | 35000 | 21.5 | 8.5 | 38000 | 28200 | 74.21% | 2.02 | 0 | 12 |  |  |  | No | R-454B | 2.9167 | Residential & Commercial | Ducted CEE Tier 1
215940178 | Central HP <5.4 tons | ARCOAIRE | HRCU-A-CB (Split System: Heat Pump with Remote Outdoor Unit-Air-Source) | H5H3V36*K*AAA* |  |  | ESH5X60M12A*+WALLCON | *96CTN0802120B* | 34200 | 19.5 | 9 | 34200 | 26000 | 76.02% | 1.96 | 0 | 11.7 |  |  |  | No | R-454B | 2.85 | Residential & Commercial | Ducted CEE Tier 1
215942624 | Central HP <5.4 tons | ARCOAIRE | HRCU-A-CB (Split System: Heat Pump with Remote Outdoor Unit-Air-Source) | H5H3V36*K*AAA* |  |  | EVD5X61M21A*+WALLCON | *96CTN0802120B* | 35800 | 22 | 8.5 | 37400 | 28400 | 75.94% | 2.04 | 0 | 12.5 |  |  |  | No | R-454B | 2.9833 | Residential & Commercial | Ducted CEE Tier 1
213774622 | Central HP <5.4 tons | KEEPRITE | HRCU-A-CB (Split System: Heat Pump with Remote Outdoor Unit-Air-Source) | CVH825GKA3* |  |  | EHD4X48AAL+WALLCON | *80CTL1352422B* | 24200 | 16 | 8.1 | 21200 | 16600 | 78.3% | 2 | 0 | 10.5 |  |  |  | No | R-410A | 2.0167 | Residential & Commercial | Ducted CEE Tier 1
213773502 | Central HP <5.4 tons | KEEPRITE | HRCU-A-CB (Split System: Heat Pump with Remote Outdoor Unit-Air-Source) | CVH825GKA3* |  |  | EA*4X42L24A*+WALLCON | *80CTL0902120B* | 23800 | 16.5 | 8.1 | 21400 | 16600 | 77.57% | 1.96 | 0 | 10.5 |  |  |  | No | R-410A | 1.9833 | Residential & Commercial | Ducted CEE Tier 1
213773202 | Central HP <5.4 tons | KEEPRITE | HRCU-A-CB (Split System: Heat Pump with Remote Outdoor Unit-Air-Source) | CVH825GKA3* |  |  | EA*4X37L17A*+WALLCON | *95CSU0601716B* | 24200 | 16.5 | 8.1 | 21400 | 16700 | 78.04% | 1.98 | 0 | 10.5 |  |  |  | No | R-410A | 2.0167 | Residential & Commercial | Ducted CEE Tier 1
213773302 | Central HP <5.4 tons | KEEPRITE | HRCU-A-CB (Split System: Heat Pump with Remote Outdoor Unit-Air-Source) | CVH825GKA3* |  |  | EA*4X37L21A*+WALLCON | *80CTL1102120B* | 24400 | 17 | 8.1 | 21200 | 16600 | 78.3% | 2.02 | 0 | 11 |  |  |  | No | R-410A | 2.0333 | Residential & Commercial | Ducted CEE Tier 1
213772602 | Central HP <5.4 tons | KEEPRITE | HRCU-A-CB (Split System: Heat Pump with Remote Outdoor Unit-Air-Source) | CVH825GKA3* |  |  | EA*4X24L14A*+WALLCON | *80CTL0701412B* | 23400 | 16.5 | 8.1 | 22000 | 16800 | 76.36% | 1.88 | 0 | 10.5 |  |  |  | No | R-410A | 1.95 | Residential & Commercial | Ducted CEE Tier 1
214720155 | Central HP <5.4 tons | LUXAIRE | HRCU-A-CB (Split System: Heat Pump with Remote Outdoor Unit-Air-Source) | HH860E2S11 |  |  | CTU60C5XGS1+TXV | TM9Y100C16MP11 | 43500 | 17 | 9 | 44500 | 33800 | 75.96% | 2 | 0 | 11 |  |  |  | No | R-454B | 3.625 | Residential & Commercial | Ducted CEE Tier 1
213772702 | Central HP <5.4 tons | KEEPRITE | HRCU-A-CB (Split System: Heat Pump with Remote Outdoor Unit-Air-Source) | CVH825GKA3* |  |  | EA*4X24L17A*+WALLCON | *96CTN0601714B* | 23200 | 16 | 8.1 | 22000 | 16800 | 76.36% | 1.88 | 0 | 10 |  |  |  | No | R-410A | 1.9333 | Residential & Commercial | Ducted CEE Tier 1
213773762 | Central HP <5.4 tons | KEEPRITE | HRCU-A-CB (Split System: Heat Pump with Remote Outdoor Unit-Air-Source) | CVH825GKA3* |  |  | EA*4X48L21A*+WALLCON | *97CMN0801714B* | 24000 | 16.5 | 8.1 | 21000 | 16600 | 79.05% | 2 | 0 | 10.5 |  |  |  | No | R-410A | 2 | Residential & Commercial | Ducted CEE Tier 1
213774432 | Central HP <5.4 tons | KEEPRITE | HRCU-A-CB (Split System: Heat Pump with Remote Outdoor Unit-Air-Source) | CVH825GKA3* |  |  | EHD4X42AAL+WALLCON | *80CTL0902120B* | 24200 | 16 | 8.1 | 21400 | 16600 | 77.57% | 2 | 0 | 10.5 |  |  |  | No | R-410A | 2.0167 | Residential & Commercial | Ducted CEE Tier 1
213773312 | Central HP <5.4 tons | KEEPRITE | HRCU-A-CB (Split System: Heat Pump with Remote Outdoor Unit-Air-Source) | CVH825GKA3* |  |  | EA*4X37L21A*+WALLCON | *95CSU0601716B* | 24400 | 16.5 | 8.1 | 21400 | 16600 | 77.57% | 2.02 | 0 | 10.5 |  |  |  | No | R-410A | 2.0333 | Residential & Commercial | Ducted CEE Tier 1
213773652 | Central HP <5.4 tons | KEEPRITE | HRCU-A-CB (Split System: Heat Pump with Remote Outdoor Unit-Air-Source) | CVH825GKA3* |  |  | EA*4X43L21A*+WALLCON | *97CMN1002122B* | 24400 | 16.5 | 8.5 | 21200 | 16600 | 78.3% | 2.02 | 0 | 11 |  |  |  | No | R-410A | 2.0333 | Residential & Commercial | Ducted CEE Tier 1
214242161 | Central HP <5.4 tons | DAY & NIGHT | HRCU-A-CB (Split System: Heat Pump with Remote Outdoor Unit-Air-Source) | CVH825GKA3* |  |  | EN(A,D,W)4X42L21**+WALLCON | *97CMN0801714B* | 23600 | 16.5 | 8.1 | 21400 | 16700 | 78.04% | 1.94 | 0 | 11 |  |  |  | No | R-410A | 1.9667 | Residential & Commercial | Ducted CEE Tier 1
214242231 | Central HP <5.4 tons | DAY & NIGHT | HRCU-A-CB (Split System: Heat Pump with Remote Outdoor Unit-Air-Source) | CVH825GKA3* |  |  | EN(A,D,W)4X48L21**+WALLCON | *80CTL0901716B* | 24200 | 17 | 8.1 | 21200 | 16600 | 78.3% | 2 | 0 | 11 |  |  |  | No | R-410A | 2.0167 | Residential & Commercial | Ducted CEE Tier 1
213773352 | Central HP <5.4 tons | KEEPRITE | HRCU-A-CB (Split System: Heat Pump with Remote Outdoor Unit-Air-Source) | CVH825GKA3* |  |  | EA*4X37L21A*+WALLCON | *96CTN0601714B* | 24400 | 16.5 | 8.1 | 21200 | 16700 | 78.77% | 2 | 0 | 10.5 |  |  |  | No | R-410A | 2.0333 | Residential & Commercial | Ducted CEE Tier 1
213773272 | Central HP <5.4 tons | KEEPRITE | HRCU-A-CB (Split System: Heat Pump with Remote Outdoor Unit-Air-Source) | CVH825GKA3* |  |  | EA*4X37L21A*+WALLCON | *80CTL0701716B* | 24400 | 16.5 | 8.1 | 21200 | 16600 | 78.3% | 2.02 | 0 | 11 |  |  |  | No | R-410A | 2.0333 | Residential & Commercial | Ducted CEE Tier 1
213773342 | Central HP <5.4 tons | KEEPRITE | HRCU-A-CB (Split System: Heat Pump with Remote Outdoor Unit-Air-Source) | CVH825GKA3* |  |  | EA*4X37L21A*+WALLCON | *97CMN1002122B* | 24400 | 16.5 | 8.5 | 21200 | 16600 | 78.3% | 2.02 | 0 | 11 |  |  |  | No | R-410A | 2.0333 | Residential & Commercial | Ducted CEE Tier 1
213773122 | Central HP <5.4 tons | KEEPRITE | HRCU-A-CB (Split System: Heat Pump with Remote Outdoor Unit-Air-Source) | CVH825GKA3* |  |  | EA*4X36L21A*+WALLCON | *97CMN1002122B* | 23600 | 16.5 | 8.1 | 21400 | 16600 | 77.57% | 1.94 | 0 | 10.5 |  |  |  | No | R-410A | 1.9667 | Residential & Commercial | Ducted CEE Tier 1
213772972 | Central HP <5.4 tons | KEEPRITE | HRCU-A-CB (Split System: Heat Pump with Remote Outdoor Unit-Air-Source) | CVH825GKA3* |  |  | EA*4X36L17A*+WALLCON | *80CTL0901716B* | 23600 | 16.5 | 8.1 | 21400 | 16700 | 78.04% | 1.92 | 0 | 10.5 |  |  |  | No | R-410A | 1.9667 | Residential & Commercial | Ducted CEE Tier 1
214242041 | Central HP <5.4 tons | DAY & NIGHT | HRCU-A-CB (Split System: Heat Pump with Remote Outdoor Unit-Air-Source) | CVH825GKA3* |  |  | END4X42L17**+WALLCON | *97CMN0601714B* | 23800 | 16 | 8.1 | 21400 | 16700 | 78.04% | 1.96 | 0 | 11 |  |  |  | No | R-410A | 1.9833 | Residential & Commercial | Ducted CEE Tier 1
213774482 | Central HP <5.4 tons | KEEPRITE | HRCU-A-CB (Split System: Heat Pump with Remote Outdoor Unit-Air-Source) | CVH825GKA3* |  |  | EHD4X42AAL+WALLCON | *97CMN0801714B* | 24000 | 16 | 8.1 | 21400 | 16600 | 77.57% | 1.98 | 0 | 10.5 |  |  |  | No | R-410A | 2 | Residential & Commercial | Ducted CEE Tier 1
213773362 | Central HP <5.4 tons | KEEPRITE | HRCU-A-CB (Split System: Heat Pump with Remote Outdoor Unit-Air-Source) | CVH825GKA3* |  |  | EA*4X37L21A*+WALLCON | *96CTN0801714B* | 24400 | 16.5 | 8.1 | 21200 | 16600 | 78.3% | 2.02 | 0 | 11 |  |  |  | No | R-410A | 2.0333 | Residential & Commercial | Ducted CEE Tier 1
213773412 | Central HP <5.4 tons | KEEPRITE | HRCU-A-CB (Split System: Heat Pump with Remote Outdoor Unit-Air-Source) | CVH825GKA3* |  |  | EA*4X42L21A*+WALLCON | *80CTL0902120B* | 23800 | 16.5 | 8.1 | 21400 | 16600 | 77.57% | 1.96 | 0 | 10.5 |  |  |  | No | R-410A | 1.9833 | Residential & Commercial | Ducted CEE Tier 1
213772922 | Central HP <5.4 tons | KEEPRITE | HRCU-A-CB (Split System: Heat Pump with Remote Outdoor Unit-Air-Source) | CVH825GKA3* |  |  | EA*4X30L17A*+WALLCON | *96CTN0601714B* | 23400 | 16 | 8.1 | 21600 | 16700 | 77.31% | 1.9 | 0 | 10.5 |  |  |  | No | R-410A | 1.95 | Residential & Commercial | Ducted CEE Tier 1
213772872 | Central HP <5.4 tons | KEEPRITE | HRCU-A-CB (Split System: Heat Pump with Remote Outdoor Unit-Air-Source) | CVH825GKA3* |  |  | EA*4X30L17A*+WALLCON | *80CTL0901716B* | 23600 | 16.5 | 8.1 | 21400 | 16700 | 78.04% | 1.9 | 0 | 10.5 |  |  |  | No | R-410A | 1.9667 | Residential & Commercial | Ducted CEE Tier 1
213772722 | Central HP <5.4 tons | KEEPRITE | HRCU-A-CB (Split System: Heat Pump with Remote Outdoor Unit-Air-Source) | CVH825GKA3* |  |  | EA*4X25L17A*+WALLCON | *80CTL0451712B* | 24200 | 16.5 | 8.1 | 21400 | 16700 | 78.04% | 2 | 0 | 10.5 |  |  |  | No | R-410A | 2.0167 | Residential & Commercial | Ducted CEE Tier 1
214241641 | Central HP <5.4 tons | DAY & NIGHT | HRCU-A-CB (Split System: Heat Pump with Remote Outdoor Unit-Air-Source) | CVH825GKA3* |  |  | EN(A,D)4X24L17**+WALLCON | *96CTN0801714B* | 23200 | 16 | 8.1 | 22000 | 16900 | 76.82% | 1.92 | 0 | 10.5 |  |  |  | No | R-410A | 1.9333 | Residential & Commercial | Ducted CEE Tier 1
213772932 | Central HP <5.4 tons | KEEPRITE | HRCU-A-CB (Split System: Heat Pump with Remote Outdoor Unit-Air-Source) | CVH825GKA3* |  |  | EA*4X30L17A*+WALLCON | *96CTN0801714B* | 23400 | 16.5 | 8.1 | 21600 | 16700 | 77.31% | 1.9 | 0 | 10.5 |  |  |  | No | R-410A | 1.95 | Residential & Commercial | Ducted CEE Tier 1
213772732 | Central HP <5.4 tons | KEEPRITE | HRCU-A-CB (Split System: Heat Pump with Remote Outdoor Unit-Air-Source) | CVH825GKA3* |  |  | EA*4X25L17A*+WALLCON | *80CTL0701412B* | 24400 | 16.5 | 8.1 | 21200 | 16600 | 78.3% | 2 | 0 | 11 |  |  |  | No | R-410A | 2.0333 | Residential & Commercial | Ducted CEE Tier 1
214241631 | Central HP <5.4 tons | DAY & NIGHT | HRCU-A-CB (Split System: Heat Pump with Remote Outdoor Unit-Air-Source) | CVH825GKA3* |  |  | EN(A,D)4X24L17**+WALLCON | *96CTN0601714B* | 23200 | 15.5 | 8.1 | 22200 | 16900 | 76.13% | 1.9 | 0 | 10.5 |  |  |  | No | R-410A | 1.9333 | Residential & Commercial | Ducted CEE Tier 1
213774652 | Central HP <5.4 tons | KEEPRITE | HRCU-A-CB (Split System: Heat Pump with Remote Outdoor Unit-Air-Source) | CVH825GKA3* |  |  | EHD4X48AAL+WALLCON | *97CMN0801714B* | 24200 | 16 | 8.1 | 21400 | 16600 | 77.57% | 2 | 0 | 10.5 |  |  |  | No | R-410A | 2.0167 | Residential & Commercial | Ducted CEE Tier 1
213773062 | Central HP <5.4 tons | KEEPRITE | HRCU-A-CB (Split System: Heat Pump with Remote Outdoor Unit-Air-Source) | CVH825GKA3* |  |  | EA*4X36L21A*+WALLCON | *80CTL0901716B* | 23600 | 16.5 | 8.1 | 21400 | 16600 | 77.57% | 1.94 | 0 | 10.5 |  |  |  | No | R-410A | 1.9667 | Residential & Commercial | Ducted CEE Tier 1
213772942 | Central HP <5.4 tons | KEEPRITE | HRCU-A-CB (Split System: Heat Pump with Remote Outdoor Unit-Air-Source) | CVH825GKA3* |  |  | EA*4X36L17A*+WALLCON | *80CTL0451712B* | 23400 | 16 | 8.1 | 21600 | 16800 | 77.78% | 1.92 | 0 | 10.5 |  |  |  | No | R-410A | 1.95 | Residential & Commercial | Ducted CEE Tier 1
213773862 | Central HP <5.4 tons | KEEPRITE | HRCU-A-CB (Split System: Heat Pump with Remote Outdoor Unit-Air-Source) | CVH825GKA3* |  |  | EA*4X48L24A*+WALLCON | *96CTN1002122B* | 24200 | 16.5 | 8.1 | 21000 | 16500 | 78.57% | 2.02 | 0 | 11 |  |  |  | No | R-410A | 2.0167 | Residential & Commercial | Ducted CEE Tier 1
213774412 | Central HP <5.4 tons | KEEPRITE | HRCU-A-CB (Split System: Heat Pump with Remote Outdoor Unit-Air-Source) | CVH825GKA3* |  |  | EHD4X42AAL+WALLCON | *80CTL0701716B* | 24200 | 16 | 8.1 | 21400 | 16600 | 77.57% | 1.98 | 0 | 10.5 |  |  |  | No | R-410A | 2.0167 | Residential & Commercial | Ducted CEE Tier 1
213774552 | Central HP <5.4 tons | KEEPRITE | HRCU-A-CB (Split System: Heat Pump with Remote Outdoor Unit-Air-Source) | CVH825GKA3* |  |  | EHD4X42AAL+WALLCON | *96CTN1202422B* | 24200 | 16 | 8.1 | 21400 | 16600 | 77.57% | 2 | 0 | 10.5 |  |  |  | No | R-410A | 2.0167 | Residential & Commercial | Ducted CEE Tier 1
213773732 | Central HP <5.4 tons | KEEPRITE | HRCU-A-CB (Split System: Heat Pump with Remote Outdoor Unit-Air-Source) | CVH825GKA3* |  |  | EA*4X48L21A*+WALLCON | *80CTL1102120B* | 24000 | 17 | 8.1 | 21000 | 16500 | 78.57% | 2.02 | 0 | 11 |  |  |  | No | R-410A | 2 | Residential & Commercial | Ducted CEE Tier 1
213773482 | Central HP <5.4 tons | KEEPRITE | HRCU-A-CB (Split System: Heat Pump with Remote Outdoor Unit-Air-Source) | CVH825GKA3* |  |  | EA*4X42L21A*+WALLCON | *96CTN0801714B* | 23600 | 16.5 | 8.1 | 21400 | 16600 | 77.57% | 1.94 | 0 | 10.5 |  |  |  | No | R-410A | 1.9667 | Residential & Commercial | Ducted CEE Tier 1
213773282 | Central HP <5.4 tons | KEEPRITE | HRCU-A-CB (Split System: Heat Pump with Remote Outdoor Unit-Air-Source) | CVH825GKA3* |  |  | EA*4X37L21A*+WALLCON | *80CTL0901716B* | 24200 | 17 | 8.1 | 21000 | 16600 | 79.05% | 2.02 | 0 | 11 |  |  |  | No | R-410A | 2.0167 | Residential & Commercial | Ducted CEE Tier 1
213772752 | Central HP <5.4 tons | KEEPRITE | HRCU-A-CB (Split System: Heat Pump with Remote Outdoor Unit-Air-Source) | CVH825GKA3* |  |  | EA*4X25L17A*+WALLCON | *80CTL0901716B* | 24400 | 16.5 | 8.1 | 21200 | 16600 | 78.3% | 2 | 0 | 11 |  |  |  | No | R-410A | 2.0333 | Residential & Commercial | Ducted CEE Tier 1
213773052 | Central HP <5.4 tons | KEEPRITE | HRCU-A-CB (Split System: Heat Pump with Remote Outdoor Unit-Air-Source) | CVH825GKA3* |  |  | EA*4X36L21A*+WALLCON | *80CTL0701716B* | 23600 | 16.5 | 8.1 | 21400 | 16700 | 78.04% | 1.92 | 0 | 10.5 |  |  |  | No | R-410A | 1.9667 | Residential & Commercial | Ducted CEE Tier 1
213772682 | Central HP <5.4 tons | KEEPRITE | HRCU-A-CB (Split System: Heat Pump with Remote Outdoor Unit-Air-Source) | CVH825GKA3* |  |  | EA*4X24L17A*+WALLCON | *97CMN0801714B* | 23200 | 16 | 8.1 | 22000 | 16800 | 76.36% | 1.88 | 0 | 10.5 |  |  |  | No | R-410A | 1.9333 | Residential & Commercial | Ducted CEE Tier 1
213774582 | Central HP <5.4 tons | KEEPRITE | HRCU-A-CB (Split System: Heat Pump with Remote Outdoor Unit-Air-Source) | CVH825GKA3* |  |  | EHD4X48AAL+WALLCON | *80CTL0701716B* | 24200 | 16 | 8.1 | 21200 | 16600 | 78.3% | 2 | 0 | 10.5 |  |  |  | No | R-410A | 2.0167 | Residential & Commercial | Ducted CEE Tier 1
211243170 | Central HP <5.4 tons | KEEPRITE | HRCU-A-CB (Split System: Heat Pump with Remote Outdoor Unit-Air-Source) | DLCURAH24ABK |  |  | EA*4X37L17A* | OMV098J12* | 24200 | 16.5 | 8.5 | 25400 | 21800 | 85.83% | 1.82 | 0 | 10 |  |  |  | No | R-410A | 2.0167 | Residential & Commercial | Ducted CEE Tier 1
214279949 | Central HP <5.4 tons | DAY & NIGHT | HRCU-A-CB (Split System: Heat Pump with Remote Outdoor Unit-Air-Source) | DLCURAH24ABK |  |  | EA*4X37L21A* | *96MSN0601716A* | 24600 | 17 | 9 | 25400 | 21200 | 83.46% | 1.78 | 0 | 10 |  |  |  | No | R-410A | 2.05 | Residential & Commercial | Ducted CEE Tier 1
204299752 | Central HP <5.4 tons | KEEPRITE | HRCU-A-CB (Split System: Heat Pump with Remote Outdoor Unit-Air-Source) | CVH837GKA** |  |  | EN(A,D,W)4X48L21**+WALLCON | *80CTL0902120A* | 32400 | 17.5 | 8.1 | 33000 | 24800 | 75.15% | 1.96 | 12 | 11.7 |  |  |  | No | R-410A | 2.7 | Residential & Commercial | Ducted CEE Tier 1
204299902 | Central HP <5.4 tons | KEEPRITE | HRCU-A-CB (Split System: Heat Pump with Remote Outdoor Unit-Air-Source) | CVH837GKA** |  |  | EN(A,D)4X48L24**+WALLCON | *96CTN1202422A* | 32400 | 17.5 | 8.1 | 32800 | 24800 | 75.61% | 1.96 | 12 | 11.7 |  |  |  | No | R-410A | 2.7 | Residential & Commercial | Ducted CEE Tier 1
204299922 | Central HP <5.4 tons | KEEPRITE | HRCU-A-CB (Split System: Heat Pump with Remote Outdoor Unit-Air-Source) | CVH837GKA** |  |  | EN(A,D)4X48L24**+WALLCON | *97CMN1002122A* | 32400 | 17.5 | 8.1 | 33000 | 24800 | 75.15% | 1.96 | 12 | 11.7 |  |  |  | No | R-410A | 2.7 | Residential & Commercial | Ducted CEE Tier 1
211243363 | Central HP <5.4 tons | KEEPRITE | HRCU-A-CB (Split System: Heat Pump with Remote Outdoor Unit-Air-Source) | DLCURAH24ABK |  |  | EA*4X37L21A* | *80VSL0902120A* | 24600 | 17 | 8.5 | 25400 | 21200 | 83.46% | 1.78 | 0 | 10.5 |  |  |  | No | R-410A | 2.05 | Residential & Commercial | Ducted CEE Tier 1
215487378 | Central HP <5.4 tons | DAIKIN | HRCU-A-CB (Split System: Heat Pump with Remote Outdoor Unit-Air-Source) | DH7VSA2410A* |  |  | CA*EA3626*3A* | D*80VC1005C*A* | 23200 | 19 | 8.6 | 23200 | 17000 | 73.28% | 2 | 0 | 11 |  |  |  | No | R-32 | 1.9333 | Residential & Commercial | Ducted CEE Tier 1
215487380 | Central HP <5.4 tons | DAIKIN | HRCU-A-CB (Split System: Heat Pump with Remote Outdoor Unit-Air-Source) | DH7VSA2410A* |  |  | CA*EA3626*3A* | D*96VC0603BNA* | 23200 | 19 | 8.6 | 23200 | 17000 | 73.28% | 2 | 0 | 11 |  |  |  | No | R-32 | 1.9333 | Residential & Commercial | Ducted CEE Tier 1
214279767 | Central HP <5.4 tons | DAY & NIGHT | HRCU-A-CB (Split System: Heat Pump with Remote Outdoor Unit-Air-Source) | DLCURAH18ABK |  |  | EA*4X30L17A* | *96MSN0601716A* | 17400 | 16 | 8.5 | 18000 | 18700 | 103.9% | 2.24 | 0 | 10.5 |  |  |  | No | R-410A | 1.45 | Residential & Commercial | Ducted CEE Tier 1
212978720 | Central HP <5.4 tons | BRYANT HEATING AND COOLING SYSTEMS | HRCU-A-CB (Split System: Heat Pump with Remote Outdoor Unit-Air-Source) | 38MURAQ24AB3* |  |  | CNPV*3617AL* | 8(0,1)*SB36070M17*** | 23400 | 17 | 8.1 | 25800 | 24200 | 93.8% | 2.04 | 0 | 10.5 |  |  |  | No | R-410A | 1.95 | Residential & Commercial | Ducted CEE Tier 1
212979120 | Central HP <5.4 tons | BRYANT HEATING AND COOLING SYSTEMS | HRCU-A-CB (Split System: Heat Pump with Remote Outdoor Unit-Air-Source) | 38MURAQ24AB3* |  |  | CAP**2417AL* | 8(0,1)*SB48070M17*** | 23400 | 17 | 9 | 26800 | 26400 | 98.51% | 2.24 | 0 | 10 |  |  |  | No | R-410A | 1.95 | Residential & Commercial | Ducted CEE Tier 1
212979156 | Central HP <5.4 tons | BRYANT HEATING AND COOLING SYSTEMS | HRCU-A-CB (Split System: Heat Pump with Remote Outdoor Unit-Air-Source) | 38MURAQ24AB3* |  |  | CAP**3617AL* | 8(0,1)*SB48070M17*** | 23800 | 17 | 8.5 | 26200 | 23800 | 90.84% | 1.98 | 0 | 10 |  |  |  | No | R-410A | 1.9833 | Residential & Commercial | Ducted CEE Tier 1
213607644 | Central HP <5.4 tons | CARRIER | HRCU-A-CB (Split System: Heat Pump with Remote Outdoor Unit-Air-Source) | 38MURAQ24AB3* |  |  | FT4BNXB24L* |  | 24600 | 17 | 9.5 | 26000 | 22200 | 85.38% | 1.84 | 0 | 10 |  |  |  | No | R-410A | 2.05 | Residential & Commercial | Ducted CEE Tier 1
214239879 | Central HP <5.4 tons | DAY & NIGHT | HRCU-A-CB (Split System: Heat Pump with Remote Outdoor Unit-Air-Source) | CVH837GKA** |  |  | EN(A,D,W)4X48L21**+WALLCON | *80CTL0902120B* | 32400 | 17 | 8.1 | 32600 | 24600 | 75.46% | 1.96 | 0 | 11.7 |  |  |  | No | R-410A | 2.7 | Residential & Commercial | Ducted CEE Tier 1
214239979 | Central HP <5.4 tons | DAY & NIGHT | HRCU-A-CB (Split System: Heat Pump with Remote Outdoor Unit-Air-Source) | CVH837GKA** |  |  | EN(A,D)4X48L24**+WALLCON | *80CTL1102120B* | 32400 | 17 | 8.1 | 32600 | 24600 | 75.46% | 1.96 | 0 | 11.5 |  |  |  | No | R-410A | 2.7 | Residential & Commercial | Ducted CEE Tier 1
213780152 | Central HP <5.4 tons | KEEPRITE | HRCU-A-CB (Split System: Heat Pump with Remote Outdoor Unit-Air-Source) | CVH837GKA** |  |  | EHD4X48AAL+WALLCON | *80CTL0701412B* | 32600 | 16.5 | 8.1 | 33200 | 25000 | 75.3% | 1.94 | 0 | 11 |  |  |  | No | R-410A | 2.7167 | Residential & Commercial | Ducted CEE Tier 1
213779012 | Central HP <5.4 tons | KEEPRITE | HRCU-A-CB (Split System: Heat Pump with Remote Outdoor Unit-Air-Source) | CVH837GKA** |  |  | EA*4X37L21A*+WALLCON | *97CMN0801714B* | 32800 | 17 | 8.1 | 33000 | 25200 | 76.36% | 1.96 | 0 | 11 |  |  |  | No | R-410A | 2.7333 | Residential & Commercial | Ducted CEE Tier 1
213779032 | Central HP <5.4 tons | KEEPRITE | HRCU-A-CB (Split System: Heat Pump with Remote Outdoor Unit-Air-Source) | CVH837GKA** |  |  | EA*4X37L21A*+WALLCON | *96CTN0601714B* | 32600 | 17 | 8.1 | 33000 | 25400 | 76.97% | 1.94 | 0 | 11 |  |  |  | No | R-410A | 2.7167 | Residential & Commercial | Ducted CEE Tier 1
213779062 | Central HP <5.4 tons | KEEPRITE | HRCU-A-CB (Split System: Heat Pump with Remote Outdoor Unit-Air-Source) | CVH837GKA** |  |  | EA*4X42L21A*+WALLCON | *80CTL0451712B* | 31600 | 16.5 | 8.1 | 33400 | 24800 | 74.25% | 1.84 | 0 | 10.5 |  |  |  | No | R-410A | 2.6333 | Residential & Commercial | Ducted CEE Tier 1
213778882 | Central HP <5.4 tons | KEEPRITE | HRCU-A-CB (Split System: Heat Pump with Remote Outdoor Unit-Air-Source) | CVH837GKA** |  |  | EA*4X36L21A*+WALLCON | *97CMN0601714B* | 31200 | 16.5 | 8.1 | 33200 | 24600 | 74.1% | 1.82 | 0 | 10.5 |  |  |  | No | R-410A | 2.6 | Residential & Commercial | Ducted CEE Tier 1
215940978 | Central HP <5.4 tons | ARCOAIRE | HRCU-A-CB (Split System: Heat Pump with Remote Outdoor Unit-Air-Source) | H5H3V48*K*AAA* |  |  | EA*5X48M21A*+WALLCON | *97CTN0802120A* | 43500 | 20.5 | 9.5 | 48000 | 36600 | 76.25% | 1.92 | 0 | 10.5 |  |  |  | No | R-454B | 3.625 | Residential & Commercial | Ducted CEE Tier 1
211869248 | Central HP <5.4 tons | TCL | HRCU-A-CB (Split System: Heat Pump with Remote Outdoor Unit-Air-Source) | TCE-36HA/DV2O |  |  | TCU-24D7HWA/DV2I |  | 23400 | 18.5 | 8.5 | 24000 | 17600 | 73.33% | 2.1 | 0 | 12 |  |  |  | No | R-410A | 1.95 | Residential & Commercial | Ducted CEE Tier 1
213773612 | Central HP <5.4 tons | KEEPRITE | HRCU-A-CB (Split System: Heat Pump with Remote Outdoor Unit-Air-Source) | CVH825GKA3* |  |  | EA*4X43L21A*+WALLCON | *80CTL1102120B* | 24400 | 17 | 8.1 | 21200 | 16600 | 78.3% | 2.02 | 0 | 11 |  |  |  | No | R-410A | 2.0333 | Residential & Commercial | Ducted CEE Tier 1
213773712 | Central HP <5.4 tons | KEEPRITE | HRCU-A-CB (Split System: Heat Pump with Remote Outdoor Unit-Air-Source) | CVH825GKA3* |  |  | EA*4X48L21A*+WALLCON | *80CTL0901716B* | 24200 | 17 | 8.1 | 20800 | 16600 | 79.81% | 2.02 | 0 | 11 |  |  |  | No | R-410A | 2.0167 | Residential & Commercial | Ducted CEE Tier 1
213772782 | Central HP <5.4 tons | KEEPRITE | HRCU-A-CB (Split System: Heat Pump with Remote Outdoor Unit-Air-Source) | CVH825GKA3* |  |  | EA*4X25L17A*+WALLCON | *97CMN0801714B* | 24200 | 16.5 | 8.1 | 21400 | 16700 | 78.04% | 2 | 0 | 10.5 |  |  |  | No | R-410A | 2.0167 | Residential & Commercial | Ducted CEE Tier 1
214242051 | Central HP <5.4 tons | DAY & NIGHT | HRCU-A-CB (Split System: Heat Pump with Remote Outdoor Unit-Air-Source) | CVH825GKA3* |  |  | END4X42L17**+WALLCON | *97CMN0801714B* | 23800 | 16.5 | 8.1 | 21400 | 16700 | 78.04% | 1.96 | 0 | 11 |  |  |  | No | R-410A | 1.9833 | Residential & Commercial | Ducted CEE Tier 1
214242151 | Central HP <5.4 tons | DAY & NIGHT | HRCU-A-CB (Split System: Heat Pump with Remote Outdoor Unit-Air-Source) | CVH825GKA3* |  |  | EN(A,D,W)4X42L21**+WALLCON | *97CMN0601714B* | 23600 | 16 | 8.1 | 21600 | 16700 | 77.31% | 1.94 | 0 | 10.5 |  |  |  | No | R-410A | 1.9667 | Residential & Commercial | Ducted CEE Tier 1
214242201 | Central HP <5.4 tons | DAY & NIGHT | HRCU-A-CB (Split System: Heat Pump with Remote Outdoor Unit-Air-Source) | CVH825GKA3* |  |  | EN(A,D,W)4X42L21**+WALLCON | *96CTN1002122B* | 23800 | 16.5 | 8.1 | 21400 | 16600 | 77.57% | 1.96 | 0 | 11 |  |  |  | No | R-410A | 1.9833 | Residential & Commercial | Ducted CEE Tier 1
213774402 | Central HP <5.4 tons | KEEPRITE | HRCU-A-CB (Split System: Heat Pump with Remote Outdoor Unit-Air-Source) | CVH825GKA3* |  |  | EHD4X42AAL+WALLCON | *80CTL0701412B* | 24200 | 16 | 8.1 | 21200 | 16600 | 78.3% | 2 | 0 | 10.5 |  |  |  | No | R-410A | 2.0167 | Residential & Commercial | Ducted CEE Tier 1
213773532 | Central HP <5.4 tons | KEEPRITE | HRCU-A-CB (Split System: Heat Pump with Remote Outdoor Unit-Air-Source) | CVH825GKA3* |  |  | EA*4X42L24A*+WALLCON | *97CMN1002122B* | 23800 | 16.5 | 8.1 | 21400 | 16600 | 77.57% | 1.96 | 0 | 11 |  |  |  | No | R-410A | 1.9833 | Residential & Commercial | Ducted CEE Tier 1
213298040 | Central HP <5.4 tons | FRASER-JOHNSTON | HRCU-A-CB (Split System: Heat Pump with Remote Outdoor Unit-Air-Source) | HMH72B341 |  |  | XAFC36DXXN1+TXV | Z8ES080B12SMPS1 | 34000 | 18 | 8.1 | 33400 | 24000 | 71.86% | 2.08 | 0 | 10 |  |  |  | No | R-410A | 2.8333 | Residential & Commercial | Ducted CEE Tier 1
213298090 | Central HP <5.4 tons | FRASER-JOHNSTON | HRCU-A-CB (Split System: Heat Pump with Remote Outdoor Unit-Air-Source) | HMH72B341 |  |  | XAFB30CXXN1+JMVT12BC2N1+TXV |  | 33400 | 18.5 | 8.5 | 33400 | 23400 | 70.06% | 2.06 | 0 | 10 |  |  |  | No | R-410A | 2.7833 | Residential & Commercial | Ducted CEE Tier 1
213296945 | Central HP <5.4 tons | FRASER-JOHNSTON | HRCU-A-CB (Split System: Heat Pump with Remote Outdoor Unit-Air-Source) | HMH72B341 |  |  | XAFC36DBCN1 | Z8ES080C20SMPS1 | 34000 | 18 | 8.5 | 33400 | 24400 | 73.05% | 2.12 | 0 | 10 |  |  |  | No | R-410A | 2.8333 | Residential & Commercial | Ducted CEE Tier 1
215934621 | Central HP <5.4 tons | KEEPRITE | HRCU-A-CB (Split System: Heat Pump with Remote Outdoor Unit-Air-Source) | C5H3V48*K*AAA* |  |  | FCMA5B48L0C*+WALLCON |  | 45500 | 22 | 9.5 | 48500 | 36000 | 74.23% | 1.96 | 0 | 12 |  |  |  | No | R-454B | 3.7917 | Residential & Commercial | Ducted CEE Tier 1
210595822 | Central HP <5.4 tons | KENMORE | HRCU-A-CB (Split System: Heat Pump with Remote Outdoor Unit-Air-Source) | (C,H,T)VH837GKA** |  |  | EA*4X60L24A*+WALLCON | *97CMN1202422A* | 32800 | 17.5 | 8.5 | 32000 | 24800 | 77.5% | 1.98 | 0 | 11.7 |  |  |  | No | R-410A | 2.7333 | Residential & Commercial | Ducted CEE Tier 1
210595856 | Central HP <5.4 tons | KENMORE | HRCU-A-CB (Split System: Heat Pump with Remote Outdoor Unit-Air-Source) | (C,H,T)VH837GKA** |  |  | EHD4X60AAL+WALLCON | *80CTL0701412A* | 32800 | 17 | 8.1 | 32400 | 25000 | 77.16% | 2 | 0 | 11 |  |  |  | No | R-410A | 2.7333 | Residential & Commercial | Ducted CEE Tier 1
210595858 | Central HP <5.4 tons | KENMORE | HRCU-A-CB (Split System: Heat Pump with Remote Outdoor Unit-Air-Source) | (C,H,T)VH837GKA** |  |  | EHD4X60AAL+WALLCON | *80CTL0901716A* | 33000 | 17.5 | 8.1 | 32200 | 24800 | 77.02% | 2.02 | 0 | 11.5 |  |  |  | No | R-410A | 2.75 | Residential & Commercial | Ducted CEE Tier 1
206773141 | Central HP <5.4 tons | KEEPRITE | HRCU-A-CB (Split System: Heat Pump with Remote Outdoor Unit-Air-Source) | CVH837GKA2* |  |  | EA*4X48L21A*+WALLCON | *80CSU0401712A* | 32400 | 17.5 | 8.1 | 32600 | 25000 | 76.69% | 1.96 | 12 | 11 |  |  |  | No | R-410A | 2.7 | Residential & Commercial | Ducted CEE Tier 1
206773389 | Central HP <5.4 tons | KEEPRITE | HRCU-A-CB (Split System: Heat Pump with Remote Outdoor Unit-Air-Source) | CVH837GKA2* |  |  | EHD4X48AAL+WALLCON | *80CSU1002120A* | 32600 | 16.5 | 8.1 | 33000 | 25000 | 75.76% | 1.96 | 11.5 | 11 |  |  |  | No | R-410A | 2.7167 | Residential & Commercial | Ducted CEE Tier 1
213297045 | Central HP <5.4 tons | FRASER-JOHNSTON | HRCU-A-CB (Split System: Heat Pump with Remote Outdoor Unit-Air-Source) | HMH72B341 |  |  | XAHC36DBCN1 | Z9ES080B12SMPS1 | 33200 | 17 | 8.5 | 32000 | 22400 | 70% | 1.8 | 0 | 10 |  |  |  | No | R-410A | 2.7667 | Residential & Commercial | Ducted CEE Tier 1
213297075 | Central HP <5.4 tons | FRASER-JOHNSTON | HRCU-A-CB (Split System: Heat Pump with Remote Outdoor Unit-Air-Source) | HMH72B341 |  |  | XAFC36DBCN1 | Z8ET100C20LMPS1 | 34800 | 18.5 | 8.5 | 33400 | 23400 | 70.06% | 2.08 | 0 | 10 |  |  |  | No | R-410A | 2.9 | Residential & Commercial | Ducted CEE Tier 1
213297460 | Central HP <5.4 tons | FRASER-JOHNSTON | HRCU-A-CB (Split System: Heat Pump with Remote Outdoor Unit-Air-Source) | HMH72B341 |  |  | XAFC36DBCN1 | Z9ES080C20SMPS1 | 33800 | 17 | 8.5 | 32800 | 23000 | 70.12% | 1.8 | 0 | 10 |  |  |  | No | R-410A | 2.8167 | Residential & Commercial | Ducted CEE Tier 1
213297645 | Central HP <5.4 tons | FRASER-JOHNSTON | HRCU-A-CB (Split System: Heat Pump with Remote Outdoor Unit-Air-Source) | HMH72B341 |  |  | XAHB36DBCN1 | Z8ES080B12LMPS1 | 33200 | 17.5 | 8.1 | 32800 | 23000 | 70.12% | 2 | 0 | 10 |  |  |  | No | R-410A | 2.7667 | Residential & Commercial | Ducted CEE Tier 1
213296990 | Central HP <5.4 tons | FRASER-JOHNSTON | HRCU-A-CB (Split System: Heat Pump with Remote Outdoor Unit-Air-Source) | HMH72B341 |  |  | XAUB36DXXN1+TXV | Z8ES080B12SMPS1 | 34000 | 18 | 8.1 | 33400 | 24000 | 71.86% | 2.08 | 0 | 10 |  |  |  | No | R-410A | 2.8333 | Residential & Commercial | Ducted CEE Tier 1
213297615 | Central HP <5.4 tons | FRASER-JOHNSTON | HRCU-A-CB (Split System: Heat Pump with Remote Outdoor Unit-Air-Source) | HMH72B341 |  |  | XAHC36DXXN1+TXV | Z8ES080C16LMPS1 | 34000 | 17.5 | 8.5 | 33400 | 23600 | 70.66% | 2.08 | 0 | 10 |  |  |  | No | R-410A | 2.8333 | Residential & Commercial | Ducted CEE Tier 1
213297005 | Central HP <5.4 tons | FRASER-JOHNSTON | HRCU-A-CB (Split System: Heat Pump with Remote Outdoor Unit-Air-Source) | HMH72B341 |  |  | XAFA30DXXN1+TXV | Z8ES040A12SMPS1 | 33800 | 17.5 | 8.1 | 33400 | 23400 | 70.06% | 2.04 | 0 | 10 |  |  |  | No | R-410A | 2.8167 | Residential & Commercial | Ducted CEE Tier 1
213297665 | Central HP <5.4 tons | FRASER-JOHNSTON | HRCU-A-CB (Split System: Heat Pump with Remote Outdoor Unit-Air-Source) | HMH72B341 |  |  | XAHB36DBCN1 | Z8ES040A12LMPS1 | 33200 | 17.5 | 8.1 | 32800 | 23000 | 70.12% | 2.02 | 0 | 10 |  |  |  | No | R-410A | 2.7667 | Residential & Commercial | Ducted CEE Tier 1
215940368 | Central HP <5.4 tons | ARCOAIRE | HRCU-A-CB (Split System: Heat Pump with Remote Outdoor Unit-Air-Source) | H5H3V36*K*AAA* |  |  | EVM5X49M21A*+WALLCON | *97CTN0801716A* | 35400 | 21 | 8.5 | 38500 | 29000 | 75.32% | 2.02 | 0 | 12 |  |  |  | No | R-454B | 2.95 | Residential & Commercial | Ducted CEE Tier 1
213778842 | Central HP <5.4 tons | KEEPRITE | HRCU-A-CB (Split System: Heat Pump with Remote Outdoor Unit-Air-Source) | CVH837GKA** |  |  | EA*4X36L21A*+WALLCON | *80CTL0901716B* | 31600 | 17 | 8.1 | 33000 | 24200 | 73.33% | 1.84 | 0 | 11 |  |  |  | No | R-410A | 2.6333 | Residential & Commercial | Ducted CEE Tier 1
206136191 | Central HP <5.4 tons | KEEPRITE | HRCU-A-CB (Split System: Heat Pump with Remote Outdoor Unit-Air-Source) | CVH837GKA** |  |  | EA*4X48L24A*+WALLCON | *95CSU0802120A* | 32400 | 17.5 | 8.5 | 32400 | 24800 | 76.54% | 2 | 12 | 11.5 |  |  |  | No | R-410A | 2.7 | Residential & Commercial | Ducted CEE Tier 1
206136291 | Central HP <5.4 tons | KEEPRITE | HRCU-A-CB (Split System: Heat Pump with Remote Outdoor Unit-Air-Source) | CVH837GKA** |  |  | EN(A,D,W)4X48L21**+WALLCON | *95CSU1002122A* | 32400 | 17.5 | 8.1 | 32800 | 24600 | 75% | 1.98 | 12 | 11.7 |  |  |  | No | R-410A | 2.7 | Residential & Commercial | Ducted CEE Tier 1
206135971 | Central HP <5.4 tons | KEEPRITE | HRCU-A-CB (Split System: Heat Pump with Remote Outdoor Unit-Air-Source) | CVH837GKA** |  |  | EHD4X42AAL+WALLCON | *80CSU0401712A* | 32400 | 16.5 | 8.1 | 33200 | 24800 | 74.7% | 1.94 | 11.5 | 11 |  |  |  | No | R-410A | 2.7 | Residential & Commercial | Ducted CEE Tier 1
212987454 | Central HP <5.4 tons | HEIL | HRCU-A-CB (Split System: Heat Pump with Remote Outdoor Unit-Air-Source) | DLCURAH24ABK |  |  | EN(A,D)4X24L17** | *96MSN0801716A* | 23400 | 16.5 | 8.5 | 27000 | 25000 | 92.59% | 2.06 | 0 | 10 |  |  |  | No | R-410A | 1.95 | Residential & Commercial | Ducted CEE Tier 1
213076348 | Central HP <5.4 tons | HEIL | HRCU-A-CB (Split System: Heat Pump with Remote Outdoor Unit-Air-Source) | DLCURAH24ABK |  |  | EA*4X36L21A* | *95MSU1002122A* | 23600 | 17.5 | 8.5 | 26200 | 23800 | 90.84% | 1.98 | 0 | 10 |  |  |  | No | R-410A | 1.9667 | Residential & Commercial | Ducted CEE Tier 1
211245579 | Central HP <5.4 tons | DAY & NIGHT | HRCU-A-CB (Split System: Heat Pump with Remote Outdoor Unit-Air-Source) | DLCURAH24ABK |  |  | EN(A,D)4X36L21** | *80VTL1102122A* | 23800 | 17 | 8.1 | 26000 | 23600 | 90.77% | 1.96 | 0 | 10.5 |  |  |  | No | R-410A | 1.9833 | Residential & Commercial | Ducted CEE Tier 1
212984098 | Central HP <5.4 tons | BRYANT HEATING AND COOLING SYSTEMS | HRCU-A-CB (Split System: Heat Pump with Remote Outdoor Unit-Air-Source) | 38MURAQ24AB3* |  |  | CAP**3721AL* | 912SE42060M17*** | 24200 | 17.5 | 8.5 | 25200 | 21600 | 85.71% | 1.82 | 0 | 10 |  |  |  | No | R-410A | 2.0167 | Residential & Commercial | Ducted CEE Tier 1
212988662 | Central HP <5.4 tons | BRYANT HEATING AND COOLING SYSTEMS | HRCU-A-CB (Split System: Heat Pump with Remote Outdoor Unit-Air-Source) | 38MURAQ24AB3* |  |  | CAP**3017AL* | 935SB36040M17*** | 23600 | 16.5 | 8.5 | 26400 | 24400 | 92.42% | 2.02 | 0 | 10 |  |  |  | No | R-410A | 1.9667 | Residential & Commercial | Ducted CEE Tier 1
214397950 | Central HP <5.4 tons | FRASER-JOHNSTON | HRCU-A-CB (Split System: Heat Pump with Remote Outdoor Unit-Air-Source) | HH824E2S11 |  |  | CTF36B5ADS1 | TM9V060B12MP12 | 23000 | 18 | 9.5 | 23000 | 18800 | 81.74% | 2 | 0 | 12 |  |  |  | No | R-454B | 1.9167 | Residential & Commercial | Ducted CEE Tier 1
214397967 | Central HP <5.4 tons | FRASER-JOHNSTON | HRCU-A-CB (Split System: Heat Pump with Remote Outdoor Unit-Air-Source) | HH824E2S11 |  |  | CTM30B5ACS1+JME12B2SN1 |  | 23000 | 19 | 9.5 | 23000 | 18600 | 80.87% | 2 | 0 | 12 |  |  |  | No | R-454B | 1.9167 | Residential & Commercial | Ducted CEE Tier 1
214650790 | Central HP <5.4 tons | LUXAIRE | HRCU-A-CB (Split System: Heat Pump with Remote Outdoor Unit-Air-Source) | HH824E2S11 |  |  | CTU30B5XCS1+TXV | TM9V060B12MP12 | 23000 | 17 | 9.5 | 23000 | 18300 | 79.57% | 2 | 0 | 12 |  |  |  | No | R-454B | 1.9167 | Residential & Commercial | Ducted CEE Tier 1
214651967 | Central HP <5.4 tons | LUXAIRE | HRCU-A-CB (Split System: Heat Pump with Remote Outdoor Unit-Air-Source) | HH824E2S11 |  |  | CTU30B5XCS1+TXV | Z8ET080B12LMPS1 | 23000 | 18 | 9.5 | 23000 | 18400 | 80% | 2 | 0 | 12 |  |  |  | No | R-454B | 1.9167 | Residential & Commercial | Ducted CEE Tier 1
206773425 | Central HP <5.4 tons | KEEPRITE | HRCU-A-CB (Split System: Heat Pump with Remote Outdoor Unit-Air-Source) | CVH837GKA2* |  |  | EA*4X37L21A*+WALLCON | *95CSU0802120A* | 33000 | 17.5 | 8.5 | 32800 | 25000 | 76.22% | 2 | 12 | 11.5 |  |  |  | No | R-410A | 2.75 | Residential & Commercial | Ducted CEE Tier 1
206773524 | Central HP <5.4 tons | KEEPRITE | HRCU-A-CB (Split System: Heat Pump with Remote Outdoor Unit-Air-Source) | CVH837GKA2* |  |  | EA*4X48L24A*+WALLCON | *95CSU0802120A* | 32400 | 17.5 | 8.5 | 32400 | 24800 | 76.54% | 2 | 12 | 11.5 |  |  |  | No | R-410A | 2.7 | Residential & Commercial | Ducted CEE Tier 1
206772871 | Central HP <5.4 tons | KEEPRITE | HRCU-A-CB (Split System: Heat Pump with Remote Outdoor Unit-Air-Source) | CVH837GKA2* |  |  | EHD4X48AAL+WALLCON | *80CTL0701716A* | 32600 | 17 | 8.1 | 33200 | 25000 | 75.3% | 1.96 | 11.5 | 11 |  |  |  | No | R-410A | 2.7167 | Residential & Commercial | Ducted CEE Tier 1
206771484 | Central HP <5.4 tons | KEEPRITE | HRCU-A-CB (Split System: Heat Pump with Remote Outdoor Unit-Air-Source) | CVH837GKA2* |  |  | EA*4X42L21A*+WALLCON | *96CTN1002122A* | 31800 | 17 | 8.1 | 33000 | 24400 | 73.94% | 1.9 | 11 | 11.5 |  |  |  | No | R-410A | 2.65 | Residential & Commercial | Ducted CEE Tier 1
206771718 | Central HP <5.4 tons | KEEPRITE | HRCU-A-CB (Split System: Heat Pump with Remote Outdoor Unit-Air-Source) | CVH837GKA2* |  |  | EA*4X43L21A*+WALLCON | *96CTN1002122A* | 33000 | 17.5 | 8.5 | 33000 | 25200 | 76.36% | 2 | 12 | 11.7 |  |  |  | No | R-410A | 2.75 | Residential & Commercial | Ducted CEE Tier 1
206771835 | Central HP <5.4 tons | KEEPRITE | HRCU-A-CB (Split System: Heat Pump with Remote Outdoor Unit-Air-Source) | CVH837GKA2* |  |  | EA*4X48L21A*+WALLCON | *97CMN1002122A* | 32400 | 17.5 | 8.5 | 32600 | 25000 | 76.69% | 1.98 | 12 | 11.7 |  |  |  | No | R-410A | 2.7 | Residential & Commercial | Ducted CEE Tier 1
206771853 | Central HP <5.4 tons | KEEPRITE | HRCU-A-CB (Split System: Heat Pump with Remote Outdoor Unit-Air-Source) | CVH837GKA2* |  |  | EA*4X48L21A*+WALLCON | *96CTN1002122A* | 32400 | 17.5 | 8.5 | 32600 | 25000 | 76.69% | 1.98 | 12 | 11.7 |  |  |  | No | R-410A | 2.7 | Residential & Commercial | Ducted CEE Tier 1
210595605 | Central HP <5.4 tons | KENMORE | HRCU-A-CB (Split System: Heat Pump with Remote Outdoor Unit-Air-Source) | (C,H,T)VH825GKA2* |  |  | EA*4X42L24A*+WALLCON | *97CMN1002122A* | 23800 | 16.5 | 8.1 | 21400 | 16600 | 77.57% | 1.96 | 0 | 11 |  |  |  | No | R-410A | 1.9833 | Residential & Commercial | Ducted CEE Tier 1
210595606 | Central HP <5.4 tons | KENMORE | HRCU-A-CB (Split System: Heat Pump with Remote Outdoor Unit-Air-Source) | (C,H,T)VH825GKA2* |  |  | EA*4X42L24A*+WALLCON | *97CMN1202422A* | 23800 | 16.5 | 8.1 | 21400 | 16700 | 78.04% | 1.96 | 0 | 11 |  |  |  | No | R-410A | 1.9833 | Residential & Commercial | Ducted CEE Tier 1
210595689 | Central HP <5.4 tons | KENMORE | HRCU-A-CB (Split System: Heat Pump with Remote Outdoor Unit-Air-Source) | (C,H,T)VH825GKA2* |  |  | EN(A,D)4X48L24**+WALLCON | *80CTL1352422A* | 24200 | 17 | 8.1 | 21400 | 16600 | 77.57% | 2.02 | 0 | 11.5 |  |  |  | No | R-410A | 2.0167 | Residential & Commercial | Ducted CEE Tier 1
212977834 | Central HP <5.4 tons | KEEPRITE | HRCU-A-CB (Split System: Heat Pump with Remote Outdoor Unit-Air-Source) | DLCURAH18ABK |  |  | EN(A,D)4X30L17** | *80MS(N,L)0451412A* | 17700 | 16.5 | 8.1 | 18100 | 18600 | 102.8% | 2.24 | 0 | 11 |  |  |  | No | R-410A | 1.475 | Residential & Commercial | Ducted CEE Tier 1
213297715 | Central HP <5.4 tons | FRASER-JOHNSTON | HRCU-A-CB (Split System: Heat Pump with Remote Outdoor Unit-Air-Source) | HMH72B341 |  |  | XAFC36DBCN1 | Z9ES080B12SMPS1 | 33200 | 17 | 8.5 | 32200 | 22600 | 70.19% | 1.8 | 0 | 10 |  |  |  | No | R-410A | 2.7667 | Residential & Commercial | Ducted CEE Tier 1
213297740 | Central HP <5.4 tons | FRASER-JOHNSTON | HRCU-A-CB (Split System: Heat Pump with Remote Outdoor Unit-Air-Source) | HMH72B341 |  |  | XAHC36DBCN1 | Z8ET100C16LMPS1 | 34000 | 18 | 8.5 | 32800 | 23000 | 70.12% | 2.06 | 0 | 10.5 |  |  |  | No | R-410A | 2.8333 | Residential & Commercial | Ducted CEE Tier 1
213297660 | Central HP <5.4 tons | FRASER-JOHNSTON | HRCU-A-CB (Split System: Heat Pump with Remote Outdoor Unit-Air-Source) | HMH72B341 |  |  | XAHB36DBCN1 | Z8ES040A12SMPS1 | 33200 | 17.5 | 8.1 | 32800 | 23000 | 70.12% | 2.02 | 0 | 10 |  |  |  | No | R-410A | 2.7667 | Residential & Commercial | Ducted CEE Tier 1
213296785 | Central HP <5.4 tons | FRASER-JOHNSTON | HRCU-A-CB (Split System: Heat Pump with Remote Outdoor Unit-Air-Source) | HMH72B341 |  |  | XAHC36DXXN1+TXV | Z9ET100C16SMPS1 | 33000 | 17.5 | 8.1 | 32200 | 22800 | 70.81% | 2 | 0 | 10 |  |  |  | No | R-410A | 2.75 | Residential & Commercial | Ducted CEE Tier 1
213297000 | Central HP <5.4 tons | FRASER-JOHNSTON | HRCU-A-CB (Split System: Heat Pump with Remote Outdoor Unit-Air-Source) | HMH72B341 |  |  | XAUB36DXXN1+TXV | Z8ES080B12LMPS1 | 34000 | 18 | 8.1 | 33400 | 24000 | 71.86% | 2.08 | 0 | 10 |  |  |  | No | R-410A | 2.8333 | Residential & Commercial | Ducted CEE Tier 1
213297200 | Central HP <5.4 tons | FRASER-JOHNSTON | HRCU-A-CB (Split System: Heat Pump with Remote Outdoor Unit-Air-Source) | HMH72B341 |  |  | XAUB30CXXN1+TXV | Z8ES040A12SMPS1 | 33200 | 18 | 8.5 | 33000 | 23400 | 70.91% | 2.06 | 0 | 10 |  |  |  | No | R-410A | 2.7667 | Residential & Commercial | Ducted CEE Tier 1
213297235 | Central HP <5.4 tons | FRASER-JOHNSTON | HRCU-A-CB (Split System: Heat Pump with Remote Outdoor Unit-Air-Source) | HMH72B341 |  |  | XAFC36DXXN1+TXV | Z9ET080B12SMPS1 | 34000 | 18.5 | 8.1 | 33400 | 24200 | 72.46% | 2.08 | 0 | 10 |  |  |  | No | R-410A | 2.8333 | Residential & Commercial | Ducted CEE Tier 1
211240766 | Central HP <5.4 tons | ARCOAIRE | HRCU-A-CB (Split System: Heat Pump with Remote Outdoor Unit-Air-Source) | DLCURAH24ABK |  |  | EA*4X24L17A* | *80ESU0601716A | 24600 | 16.5 | 8.5 | 27200 | 23000 | 84.56% | 1.9 | 0 | 10 |  |  |  | No | R-410A | 2.05 | Residential & Commercial | Ducted CEE Tier 1
213778832 | Central HP <5.4 tons | KEEPRITE | HRCU-A-CB (Split System: Heat Pump with Remote Outdoor Unit-Air-Source) | CVH837GKA** |  |  | EA*4X36L21A*+WALLCON | *80CTL0701716B* | 31400 | 16.5 | 8.1 | 33000 | 24400 | 73.94% | 1.84 | 0 | 10.5 |  |  |  | No | R-410A | 2.6167 | Residential & Commercial | Ducted CEE Tier 1
206136201 | Central HP <5.4 tons | KEEPRITE | HRCU-A-CB (Split System: Heat Pump with Remote Outdoor Unit-Air-Source) | CVH837GKA** |  |  | EA*4X48L24A*+WALLCON | *95CSU1002122A* | 32400 | 17.5 | 8.5 | 32400 | 24800 | 76.54% | 2 | 12 | 11.5 |  |  |  | No | R-410A | 2.7 | Residential & Commercial | Ducted CEE Tier 1
206135819 | Central HP <5.4 tons | KEEPRITE | HRCU-A-CB (Split System: Heat Pump with Remote Outdoor Unit-Air-Source) | CVH837GKA** |  |  | EA*4X48L24A*+WALLCON | *80CSU1002120A* | 32200 | 17 | 8.1 | 32600 | 25000 | 76.69% | 1.96 | 12 | 11 |  |  |  | No | R-410A | 2.6833 | Residential & Commercial | Ducted CEE Tier 1
206135719 | Central HP <5.4 tons | KEEPRITE | HRCU-A-CB (Split System: Heat Pump with Remote Outdoor Unit-Air-Source) | CVH837GKA** |  |  | EA*4X42L24A*+WALLCON | *80CSU1002120A* | 31800 | 17 | 8.1 | 33200 | 24400 | 73.49% | 1.88 | 11.5 | 11 |  |  |  | No | R-410A | 2.65 | Residential & Commercial | Ducted CEE Tier 1
214239809 | Central HP <5.4 tons | DAY & NIGHT | HRCU-A-CB (Split System: Heat Pump with Remote Outdoor Unit-Air-Source) | CVH837GKA** |  |  | EN(A,D,W)4X42L21**+WALLCON | *97CMN1002122B* | 31800 | 16.5 | 8.1 | 33000 | 24400 | 73.94% | 1.88 | 0 | 11 |  |  |  | No | R-410A | 2.65 | Residential & Commercial | Ducted CEE Tier 1
214240029 | Central HP <5.4 tons | DAY & NIGHT | HRCU-A-CB (Split System: Heat Pump with Remote Outdoor Unit-Air-Source) | CVH837GKA** |  |  | EN(A,D)4X48L24**+WALLCON | *96CTN1202422B* | 32400 | 17 | 8.1 | 32600 | 24600 | 75.46% | 1.96 | 0 | 11.7 |  |  |  | No | R-410A | 2.7 | Residential & Commercial | Ducted CEE Tier 1
215938368 | Central HP <5.4 tons | ARCOAIRE | HRCU-A-CB (Split System: Heat Pump with Remote Outdoor Unit-Air-Source) | H5H3V48*K*AAA* |  |  | EVD5X60M24A*+WALLCON | *97CMN1002122B* | 45500 | 20.5 | 8.1 | 52500 | 38000 | 72.38% | 1.9 | 0 | 11.5 |  |  |  | No | R-454B | 3.7917 | Residential & Commercial | Ducted CEE Tier 1
215941078 | Central HP <5.4 tons | ARCOAIRE | HRCU-A-CB (Split System: Heat Pump with Remote Outdoor Unit-Air-Source) | H5H3V48*K*AAA* |  |  | EA*5X61M21A*+WALLCON | *97CTN0802120A* | 45000 | 21 | 9.5 | 48500 | 37000 | 76.29% | 2 | 0 | 11 |  |  |  | No | R-454B | 3.75 | Residential & Commercial | Ducted CEE Tier 1
215941228 | Central HP <5.4 tons | ARCOAIRE | HRCU-A-CB (Split System: Heat Pump with Remote Outdoor Unit-Air-Source) | H5H3V48*K*AAA* |  |  | ESH5X60M12A*+WALLCON | *97CTN0801716A* | 44000 | 19.5 | 9 | 49000 | 37400 | 76.33% | 1.8 | 0 | 10.5 |  |  |  | No | R-454B | 3.6667 | Residential & Commercial | Ducted CEE Tier 1
215941328 | Central HP <5.4 tons | ARCOAIRE | HRCU-A-CB (Split System: Heat Pump with Remote Outdoor Unit-Air-Source) | H5H3V48*K*AAA* |  |  | EVM5X49M21A*+WALLCON | *96CTN0802120B* | 45500 | 20.5 | 8.1 | 53000 | 38500 | 72.64% | 1.95 | 0 | 11 |  |  |  | No | R-454B | 3.7917 | Residential & Commercial | Ducted CEE Tier 1
210474034 | Central HP <5.4 tons | KENMORE | HRCU-A-CB (Split System: Heat Pump with Remote Outdoor Unit-Air-Source) | (C,H,T)VH825GKA3* |  |  | EN(A,D,W)4X48L21**+WALLCON | *96CTN1002122A* | 24200 | 17 | 8.1 | 21400 | 16600 | 77.57% | 2.02 | 0 | 11.5 |  |  |  | No | R-410A | 2.0167 | Residential & Commercial | Ducted CEE Tier 1
215940998 | Central HP <5.4 tons | ARCOAIRE | HRCU-A-CB (Split System: Heat Pump with Remote Outdoor Unit-Air-Source) | H5H3V48*K*AAA* |  |  | EA*5X60M24A*+WALLCON | *96CTN0802120B* | 44500 | 21 | 9.5 | 48500 | 36600 | 75.46% | 2 | 0 | 11 |  |  |  | No | R-454B | 3.7083 | Residential & Commercial | Ducted CEE Tier 1
215940948 | Central HP <5.4 tons | ARCOAIRE | HRCU-A-CB (Split System: Heat Pump with Remote Outdoor Unit-Air-Source) | H5H3V48*K*AAA* |  |  | EA*5X48M21A*+WALLCON | *80CSU0401712B* | 43500 | 21 | 9.5 | 48000 | 36400 | 75.83% | 1.92 | 0 | 11 |  |  |  | No | R-454B | 3.625 | Residential & Commercial | Ducted CEE Tier 1
206998474 | Central HP <5.4 tons | KENMORE | HRCU-A-CB (Split System: Heat Pump with Remote Outdoor Unit-Air-Source) | (C,H,T)VH825GKA3* |  |  | EHD4X36AAL+WALLCON | *80CTL0901716A* | 24200 | 16.5 | 8.1 | 21400 | 16600 | 77.57% | 2 | 11 | 11 |  |  |  | No | R-410A | 2.0167 | Residential & Commercial | Ducted CEE Tier 1
214238879 | Central HP <5.4 tons | DAY & NIGHT | HRCU-A-CB (Split System: Heat Pump with Remote Outdoor Unit-Air-Source) | CVH837GKA2* |  |  | EN(A,D)4X36L21**+WALLCON | *80CTL1102120B* | 31400 | 16.5 | 8.1 | 33000 | 24000 | 72.73% | 1.82 | 0 | 11 |  |  |  | No | R-410A | 2.6167 | Residential & Commercial | Ducted CEE Tier 1
214238979 | Central HP <5.4 tons | DAY & NIGHT | HRCU-A-CB (Split System: Heat Pump with Remote Outdoor Unit-Air-Source) | CVH837GKA2* |  |  | END4X42L17**+WALLCON | *80CTL0701716B* | 32000 | 16.5 | 8.1 | 33000 | 24800 | 75.15% | 1.9 | 0 | 11 |  |  |  | No | R-410A | 2.6667 | Residential & Commercial | Ducted CEE Tier 1
206772384 | Central HP <5.4 tons | KEEPRITE | HRCU-A-CB (Split System: Heat Pump with Remote Outdoor Unit-Air-Source) | CVH837GKA2* |  |  | EN(A,D)4X48L24**+WALLCON | *96CTN1202422A* | 32400 | 17.5 | 8.1 | 32800 | 24800 | 75.61% | 1.96 | 12 | 11.7 |  |  |  | No | R-410A | 2.7 | Residential & Commercial | Ducted CEE Tier 1
206772402 | Central HP <5.4 tons | KEEPRITE | HRCU-A-CB (Split System: Heat Pump with Remote Outdoor Unit-Air-Source) | CVH837GKA2* |  |  | EN(A,D)4X48L24**+WALLCON | *97CMN1002122A* | 32400 | 17.5 | 8.1 | 33000 | 24800 | 75.15% | 1.96 | 12 | 11.7 |  |  |  | No | R-410A | 2.7 | Residential & Commercial | Ducted CEE Tier 1
210595630 | Central HP <5.4 tons | KENMORE | HRCU-A-CB (Split System: Heat Pump with Remote Outdoor Unit-Air-Source) | (C,H,T)VH825GKA2* |  |  | EA*4X48L21A*+WALLCON | *95CSU0802120A* | 24200 | 17 | 8.1 | 21000 | 16500 | 78.57% | 2.02 | 0 | 11 |  |  |  | No | R-410A | 2.0167 | Residential & Commercial | Ducted CEE Tier 1
210595632 | Central HP <5.4 tons | KENMORE | HRCU-A-CB (Split System: Heat Pump with Remote Outdoor Unit-Air-Source) | (C,H,T)VH825GKA2* |  |  | EA*4X48L21A*+WALLCON | *96CTN0601714A* | 24000 | 16.5 | 8.1 | 21000 | 16600 | 79.05% | 2 | 0 | 11 |  |  |  | No | R-410A | 2 | Residential & Commercial | Ducted CEE Tier 1
210595633 | Central HP <5.4 tons | KENMORE | HRCU-A-CB (Split System: Heat Pump with Remote Outdoor Unit-Air-Source) | (C,H,T)VH825GKA2* |  |  | EA*4X48L21A*+WALLCON | *96CTN0801714A* | 24000 | 16.5 | 8.1 | 21000 | 16600 | 79.05% | 2 | 0 | 11 |  |  |  | No | R-410A | 2 | Residential & Commercial | Ducted CEE Tier 1
212977803 | Central HP <5.4 tons | BRYANT HEATING AND COOLING SYSTEMS | HRCU-A-CB (Split System: Heat Pump with Remote Outdoor Unit-Air-Source) | 38MURAQ18AB3* |  |  | CNPV*2417AL* | 8(0,1)*SB36045M14*** | 17500 | 16.5 | 8.5 | 18400 | 19200 | 104.3% | 2.3 | 0 | 11 |  |  |  | No | R-410A | 1.4583 | Residential & Commercial | Ducted CEE Tier 1
212978786 | Central HP <5.4 tons | BRYANT HEATING AND COOLING SYSTEMS | HRCU-A-CB (Split System: Heat Pump with Remote Outdoor Unit-Air-Source) | 38MURAQ18AB3* |  |  | CNPV*2417AL* | 8(0,1)*SB36070M17*** | 17400 | 16.5 | 8.5 | 18400 | 19200 | 104.3% | 2.32 | 0 | 11 |  |  |  | No | R-410A | 1.45 | Residential & Commercial | Ducted CEE Tier 1
210595682 | Central HP <5.4 tons | KENMORE | HRCU-A-CB (Split System: Heat Pump with Remote Outdoor Unit-Air-Source) | (C,H,T)VH825GKA2* |  |  | EHD4X48AAL+WALLCON | *96CTN1202422A* | 24200 | 16.5 | 8.1 | 21200 | 16600 | 78.3% | 2.02 | 0 | 11 |  |  |  | No | R-410A | 2.0167 | Residential & Commercial | Ducted CEE Tier 1
210595716 | Central HP <5.4 tons | KENMORE | HRCU-A-CB (Split System: Heat Pump with Remote Outdoor Unit-Air-Source) | (C,H,T)VH825GKA2* |  |  | EN(A,D,W)4X48L21**+WALLCON | *80CTL0451712A* | 24000 | 16.5 | 8.1 | 21400 | 16700 | 78.04% | 2 | 0 | 11 |  |  |  | No | R-410A | 2 | Residential & Commercial | Ducted CEE Tier 1
210595597 | Central HP <5.4 tons | KENMORE | HRCU-A-CB (Split System: Heat Pump with Remote Outdoor Unit-Air-Source) | (C,H,T)VH825GKA2* |  |  | EA*4X42L21A*+WALLCON | *97CMN1002122A* | 23800 | 16.5 | 8.1 | 21400 | 16600 | 77.57% | 1.96 | 0 | 11 |  |  |  | No | R-410A | 1.9833 | Residential & Commercial | Ducted CEE Tier 1
214398013 | Central HP <5.4 tons | LUXAIRE | HRCU-A-CB (Split System: Heat Pump with Remote Outdoor Unit-Air-Source) | HH860E2S11 |  |  | CTF60C5CHS1 | TM8E080C20MP11 | 53500 | 19 | 8.5 | 55000 | 39000 | 70.91% | 2 | 0 | 11 |  |  |  | No | R-454B | 4.4583 | Residential & Commercial | Ducted CEE Tier 1
214809143 | Central HP <5.4 tons | LUXAIRE | HRCU-A-CB (Split System: Heat Pump with Remote Outdoor Unit-Air-Source) | HH860E2S11 |  |  | CTU60C5XGS1+JMVT16CC2N1+TXV |  | 45000 | 19 | 9 | 45000 | 33600 | 74.67% | 2 | 0 | 12 |  |  |  | No | R-454B | 3.75 | Residential & Commercial | Ducted CEE Tier 1
214809266 | Central HP <5.4 tons | LUXAIRE | HRCU-A-CB (Split System: Heat Pump with Remote Outdoor Unit-Air-Source) | HH860E2S11 |  |  | CTU60C5XGS1+TXV | Z9ES080C20SMPS1 | 44500 | 18 | 9 | 45500 | 33400 | 73.41% | 2 | 0 | 11.7 |  |  |  | No | R-454B | 3.7083 | Residential & Commercial | Ducted CEE Tier 1
214720125 | Central HP <5.4 tons | LUXAIRE | HRCU-A-CB (Split System: Heat Pump with Remote Outdoor Unit-Air-Source) | HH860E2S11 |  |  | CTU60C5XGS1+TXV | TMLE120C20MP11 | 44500 | 17 | 9 | 45000 | 33600 | 74.67% | 2 | 0 | 11.7 |  |  |  | No | R-454B | 3.7083 | Residential & Commercial | Ducted CEE Tier 1
215679541 | Central HP <5.4 tons | KENMORE | HRCU-A-CB (Split System: Heat Pump with Remote Outdoor Unit-Air-Source) | (C,H,T)5H0V36*K*AAA* |  |  | EA*5X48M21A*+WALLCON | *97CTN0802120A* | 33800 | 18 | 9 | 35000 | 25000 | 71.43% | 1.88 | 0 | 10 |  |  |  | No | R-454B | 2.8167 | Residential & Commercial | Ducted CEE Tier 1
215679641 | Central HP <5.4 tons | KENMORE | HRCU-A-CB (Split System: Heat Pump with Remote Outdoor Unit-Air-Source) | (C,H,T)5H0V36*K*AAA* |  |  | EA*5X61M21A*+WALLCON | *97CTN0801716A* | 34600 | 18 | 9 | 34600 | 25000 | 72.25% | 1.92 | 0 | 10 |  |  |  | No | R-454B | 2.8833 | Residential & Commercial | Ducted CEE Tier 1
211240848 | Central HP <5.4 tons | ARCOAIRE | HRCU-A-CB (Split System: Heat Pump with Remote Outdoor Unit-Air-Source) | DLCURAH24ABK |  |  | EA*4X25L17A* | *96VSN0601412A* | 24000 | 16.5 | 8.1 | 25200 | 21600 | 85.71% | 1.82 | 0 | 10 |  |  |  | No | R-410A | 2 | Residential & Commercial | Ducted CEE Tier 1
211240915 | Central HP <5.4 tons | ARCOAIRE | HRCU-A-CB (Split System: Heat Pump with Remote Outdoor Unit-Air-Source) | DLCURAH24ABK |  |  | EA*4X25L17A* | *80VSL0701716A* | 24400 | 17 | 8.5 | 25400 | 21400 | 84.25% | 1.8 | 0 | 10 |  |  |  | No | R-410A | 2.0333 | Residential & Commercial | Ducted CEE Tier 1
211240431 | Central HP <5.4 tons | ARCOAIRE | HRCU-A-CB (Split System: Heat Pump with Remote Outdoor Unit-Air-Source) | DLCURAH24ABK |  |  | EA*4X24L17A* | *95ESU0401712A* | 23400 | 16.5 | 8.5 | 26400 | 25200 | 95.45% | 2.1 | 0 | 10 |  |  |  | No | R-410A | 1.95 | Residential & Commercial | Ducted CEE Tier 1
211240367 | Central HP <5.4 tons | ARCOAIRE | HRCU-A-CB (Split System: Heat Pump with Remote Outdoor Unit-Air-Source) | DLCURAH24ABK |  |  | EA*4X24L17A* | *80VSL0451412A* | 24000 | 16 | 8.5 | 27000 | 23800 | 88.15% | 1.96 | 0 | 10 |  |  |  | No | R-410A | 2 | Residential & Commercial | Ducted CEE Tier 1
211243507 | Central HP <5.4 tons | ARCOAIRE | HRCU-A-CB (Split System: Heat Pump with Remote Outdoor Unit-Air-Source) | DLCURAH24ABK |  |  | EA*4X37L21A* | *80ES(N,L)0701712A* | 25000 | 16.5 | 8.5 | 25600 | 20800 | 81.25% | 1.76 | 0 | 10.5 |  |  |  | No | R-410A | 2.0833 | Residential & Commercial | Ducted CEE Tier 1
211240182 | Central HP <5.4 tons | CARRIER | HRCU-A-CB (Split System: Heat Pump with Remote Outdoor Unit-Air-Source) | 38MURAQ24AB3* |  |  | CNPV*3621AL* | 59TP6B080V17**16 | 24200 | 16.5 | 8.1 | 26200 | 23000 | 87.79% | 1.9 | 0 | 10.5 |  |  |  | No | R-410A | 2.0167 | Residential & Commercial | Ducted CEE Tier 1
211240216 | Central HP <5.4 tons | CARRIER | HRCU-A-CB (Split System: Heat Pump with Remote Outdoor Unit-Air-Source) | 38MURAQ24AB3* |  |  | FMA4P30**AL* |  | 25200 | 15.2 | 9 | 27800 | 21600 | 77.7% | 1.78 | 0 | 10 |  |  |  | No | R-410A | 2.1 | Residential & Commercial | Ducted CEE Tier 1
211261390 | Central HP <5.4 tons | ARCOAIRE | HRCU-A-CB (Split System: Heat Pump with Remote Outdoor Unit-Air-Source) | DLCURAH18ABK |  |  | EA*4X30L14A* | *96VTN0601412A* | 18000 | 16 | 8.5 | 18500 | 18500 | 100% | 2.22 | 0 | 10.5 |  |  |  | No | R-410A | 1.5 | Residential & Commercial | Ducted CEE Tier 1
212977647 | Central HP <5.4 tons | BRYANT HEATING AND COOLING SYSTEMS | HRCU-A-CB (Split System: Heat Pump with Remote Outdoor Unit-Air-Source) | 38MURAQ24AB3* |  |  | CNPV*2414AL* | 8(0,1)*SB36045M14*** | 23200 | 16.5 | 8.5 | 26800 | 25000 | 93.28% | 2.08 | 0 | 10 |  |  |  | No | R-410A | 1.9333 | Residential & Commercial | Ducted CEE Tier 1
210595600 | Central HP <5.4 tons | KENMORE | HRCU-A-CB (Split System: Heat Pump with Remote Outdoor Unit-Air-Source) | (C,H,T)VH825GKA2* |  |  | EA*4X42L24A*+WALLCON | *95CSU0802120A* | 23800 | 17 | 8.1 | 21400 | 16600 | 77.57% | 1.96 | 0 | 11 |  |  |  | No | R-410A | 1.9833 | Residential & Commercial | Ducted CEE Tier 1
205750749 | Central HP <5.4 tons | KENMORE | HRCU-A-CB (Split System: Heat Pump with Remote Outdoor Unit-Air-Source) | (C,H,T)VH825GKA2* |  |  | EA*4X37L21A*+WALLCON | *97CMN0602120A* | 24400 | 16.5 | 8.1 | 21200 | 16700 | 78.77% | 2.02 | 11 | 11 |  |  |  | No | R-410A | 2.0333 | Residential & Commercial | Ducted CEE Tier 1
210595602 | Central HP <5.4 tons | KENMORE | HRCU-A-CB (Split System: Heat Pump with Remote Outdoor Unit-Air-Source) | (C,H,T)VH825GKA2* |  |  | EA*4X42L24A*+WALLCON | *96CTN1002122A* | 23800 | 16.5 | 8.1 | 21400 | 16600 | 77.57% | 1.96 | 0 | 11 |  |  |  | No | R-410A | 1.9833 | Residential & Commercial | Ducted CEE Tier 1
213297705 | Central HP <5.4 tons | FRASER-JOHNSTON | HRCU-A-CB (Split System: Heat Pump with Remote Outdoor Unit-Air-Source) | HMH72B341 |  |  | XAHC36DBCN1 | Z9ES080C20SMPS1 | 33800 | 17 | 8.5 | 32800 | 23000 | 70.12% | 1.8 | 0 | 10 |  |  |  | No | R-410A | 2.8167 | Residential & Commercial | Ducted CEE Tier 1
213297855 | Central HP <5.4 tons | FRASER-JOHNSTON | HRCU-A-CB (Split System: Heat Pump with Remote Outdoor Unit-Air-Source) | HMH72B341 |  |  | XAFC36DBCN1+JMET12CS2N1 |  | 34000 | 18.5 | 8.5 | 34000 | 24200 | 71.18% | 2.14 | 0 | 10 |  |  |  | No | R-410A | 2.8333 | Residential & Commercial | Ducted CEE Tier 1
213297635 | Central HP <5.4 tons | FRASER-JOHNSTON | HRCU-A-CB (Split System: Heat Pump with Remote Outdoor Unit-Air-Source) | HMH72B341 |  |  | XAHB36DXXN1+TXV | Z8ES080B12LMPS1 | 33200 | 17.5 | 8.1 | 32800 | 23000 | 70.12% | 2 | 0 | 10 |  |  |  | No | R-410A | 2.7667 | Residential & Commercial | Ducted CEE Tier 1
213297655 | Central HP <5.4 tons | FRASER-JOHNSTON | HRCU-A-CB (Split System: Heat Pump with Remote Outdoor Unit-Air-Source) | HMH72B341 |  |  | XAHB36DXXN1+TXV | Z8ES040A12LMPS1 | 33200 | 17.5 | 8.1 | 32800 | 23000 | 70.12% | 2.02 | 0 | 10 |  |  |  | No | R-410A | 2.7667 | Residential & Commercial | Ducted CEE Tier 1
210595604 | Central HP <5.4 tons | KENMORE | HRCU-A-CB (Split System: Heat Pump with Remote Outdoor Unit-Air-Source) | (C,H,T)VH825GKA2* |  |  | EA*4X42L24A*+WALLCON | *97CMN0602120A* | 23600 | 16.5 | 8.1 | 21400 | 16700 | 78.04% | 1.96 | 0 | 11 |  |  |  | No | R-410A | 1.9667 | Residential & Commercial | Ducted CEE Tier 1
210595609 | Central HP <5.4 tons | KENMORE | HRCU-A-CB (Split System: Heat Pump with Remote Outdoor Unit-Air-Source) | (C,H,T)VH825GKA2* |  |  | EA*4X43L21A*+WALLCON | *80CSU1002120A* | 24400 | 16.5 | 8.1 | 21200 | 16700 | 78.77% | 2.02 | 0 | 11 |  |  |  | No | R-410A | 2.0333 | Residential & Commercial | Ducted CEE Tier 1
210595643 | Central HP <5.4 tons | KENMORE | HRCU-A-CB (Split System: Heat Pump with Remote Outdoor Unit-Air-Source) | (C,H,T)VH825GKA2* |  |  | EA*4X48L24A*+WALLCON | *96CTN1002122A* | 24200 | 16.5 | 8.1 | 21000 | 16500 | 78.57% | 2.02 | 0 | 11 |  |  |  | No | R-410A | 2.0167 | Residential & Commercial | Ducted CEE Tier 1
210595652 | Central HP <5.4 tons | KENMORE | HRCU-A-CB (Split System: Heat Pump with Remote Outdoor Unit-Air-Source) | (C,H,T)VH825GKA2* |  |  | EHD4X42AAL+WALLCON | *80CTL0701412A* | 24200 | 16.5 | 8.1 | 21200 | 16600 | 78.3% | 2.02 | 0 | 11 |  |  |  | No | R-410A | 2.0167 | Residential & Commercial | Ducted CEE Tier 1
210595668 | Central HP <5.4 tons | KENMORE | HRCU-A-CB (Split System: Heat Pump with Remote Outdoor Unit-Air-Source) | (C,H,T)VH825GKA2* |  |  | EHD4X48AAL+WALLCON | *80CSU0401712A* | 24200 | 16.5 | 8.1 | 21200 | 16600 | 78.3% | 2.02 | 0 | 11 |  |  |  | No | R-410A | 2.0167 | Residential & Commercial | Ducted CEE Tier 1
210595670 | Central HP <5.4 tons | KENMORE | HRCU-A-CB (Split System: Heat Pump with Remote Outdoor Unit-Air-Source) | (C,H,T)VH825GKA2* |  |  | EHD4X48AAL+WALLCON | *80CSU1002120A* | 24200 | 16 | 8.1 | 21200 | 16600 | 78.3% | 2 | 0 | 10.5 |  |  |  | No | R-410A | 2.0167 | Residential & Commercial | Ducted CEE Tier 1
210474545 | Central HP <5.4 tons | KENMORE | HRCU-A-CB (Split System: Heat Pump with Remote Outdoor Unit-Air-Source) | (C,H,T)VH825GKA3* |  |  | EHD4X48AAL+WALLCON | *96CTN0601714A* | 24200 | 16 | 8.1 | 21400 | 16700 | 78.04% | 2 | 0 | 10.5 |  |  |  | No | R-410A | 2.0167 | Residential & Commercial | Ducted CEE Tier 1
210474402 | Central HP <5.4 tons | KENMORE | HRCU-A-CB (Split System: Heat Pump with Remote Outdoor Unit-Air-Source) | (C,H,T)VH825GKA3* |  |  | EHD4X42AAL+WALLCON | *96CTN1002122A* | 24200 | 16 | 8.1 | 21400 | 16600 | 77.57% | 2 | 0 | 10.5 |  |  |  | No | R-410A | 2.0167 | Residential & Commercial | Ducted CEE Tier 1
210473693 | Central HP <5.4 tons | KENMORE | HRCU-A-CB (Split System: Heat Pump with Remote Outdoor Unit-Air-Source) | (C,H,T)VH825GKA3* |  |  | END4X42L17**+WALLCON | *80CTL0701412A* | 24000 | 17 | 8.1 | 21400 | 16600 | 77.57% | 2 | 0 | 11 |  |  |  | No | R-410A | 2 | Residential & Commercial | Ducted CEE Tier 1
210473466 | Central HP <5.4 tons | KENMORE | HRCU-A-CB (Split System: Heat Pump with Remote Outdoor Unit-Air-Source) | (C,H,T)VH825GKA3* |  |  | EA*4X48L24A*+WALLCON | *80CSU1002120A* | 24000 | 16.5 | 8.1 | 21000 | 16600 | 79.05% | 2 | 0 | 11 |  |  |  | No | R-410A | 2 | Residential & Commercial | Ducted CEE Tier 1
210595596 | Central HP <5.4 tons | KENMORE | HRCU-A-CB (Split System: Heat Pump with Remote Outdoor Unit-Air-Source) | (C,H,T)VH825GKA2* |  |  | EA*4X42L21A*+WALLCON | *97CMN0801714A* | 23600 | 16.5 | 8.1 | 21400 | 16700 | 78.04% | 1.96 | 0 | 11 |  |  |  | No | R-410A | 1.9667 | Residential & Commercial | Ducted CEE Tier 1
210595612 | Central HP <5.4 tons | KENMORE | HRCU-A-CB (Split System: Heat Pump with Remote Outdoor Unit-Air-Source) | (C,H,T)VH825GKA2* |  |  | EA*4X43L21A*+WALLCON | *80CTL0901716A* | 24600 | 17.5 | 8.5 | 21000 | 16500 | 78.57% | 2.04 | 0 | 11.7 |  |  |  | No | R-410A | 2.05 | Residential & Commercial | Ducted CEE Tier 1
210595626 | Central HP <5.4 tons | KENMORE | HRCU-A-CB (Split System: Heat Pump with Remote Outdoor Unit-Air-Source) | (C,H,T)VH825GKA2* |  |  | EA*4X48L21A*+WALLCON | *80CTL0451712A* | 24000 | 16.5 | 8.1 | 21000 | 16700 | 79.52% | 2 | 0 | 11 |  |  |  | No | R-410A | 2 | Residential & Commercial | Ducted CEE Tier 1
210595653 | Central HP <5.4 tons | KENMORE | HRCU-A-CB (Split System: Heat Pump with Remote Outdoor Unit-Air-Source) | (C,H,T)VH825GKA2* |  |  | EHD4X42AAL+WALLCON | *80CTL0701716A* | 24200 | 16 | 8.1 | 21400 | 16600 | 77.57% | 2 | 0 | 10.5 |  |  |  | No | R-410A | 2.0167 | Residential & Commercial | Ducted CEE Tier 1
214396655 | Central HP <5.4 tons | LUXAIRE | HRCU-A-CB (Split System: Heat Pump with Remote Outdoor Unit-Air-Source) | HH860E2S11 |  |  | CTM60C5CGS1 | LPLC080C16MP13 | 44000 | 18 | 9 | 44500 | 33600 | 75.51% | 2 | 0 | 11.7 |  |  |  | No | R-454B | 3.6667 | Residential & Commercial | Ducted CEE Tier 1
214421547 | Central HP <5.4 tons | LUXAIRE | HRCU-A-CB (Split System: Heat Pump with Remote Outdoor Unit-Air-Source) | HH860E2S11 |  |  | CTM60D5CHS1+JMET18DS2N1 |  | 54000 | 19 | 9 | 53500 | 38500 | 71.96% | 2 | 0 | 12 |  |  |  | No | R-454B | 4.5 | Residential & Commercial | Ducted CEE Tier 1
210595615 | Central HP <5.4 tons | KENMORE | HRCU-A-CB (Split System: Heat Pump with Remote Outdoor Unit-Air-Source) | (C,H,T)VH825GKA2* |  |  | EA*4X43L21A*+WALLCON | *95CSU1002122A* | 24400 | 17 | 8.5 | 21200 | 16600 | 78.3% | 2.04 | 0 | 11 |  |  |  | No | R-410A | 2.0333 | Residential & Commercial | Ducted CEE Tier 1
214239717 | Central HP <5.4 tons | ARCOAIRE | HRCU-A-CB (Split System: Heat Pump with Remote Outdoor Unit-Air-Source) | HVH837GKA** |  |  | END4X42L17**+WALLCON | *96CTN0801714B* | 32000 | 16.5 | 8.1 | 33000 | 24800 | 75.15% | 1.9 | 0 | 11 |  |  |  | No | R-410A | 2.6667 | Residential & Commercial | Ducted CEE Tier 1
214239767 | Central HP <5.4 tons | ARCOAIRE | HRCU-A-CB (Split System: Heat Pump with Remote Outdoor Unit-Air-Source) | HVH837GKA** |  |  | EN(A,D,W)4X42L21**+WALLCON | *80CTL1102120B* | 31800 | 17 | 8.1 | 33000 | 24400 | 73.94% | 1.88 | 0 | 11 |  |  |  | No | R-410A | 2.65 | Residential & Commercial | Ducted CEE Tier 1
214238959 | Central HP <5.4 tons | DAY & NIGHT | HRCU-A-CB (Split System: Heat Pump with Remote Outdoor Unit-Air-Source) | CVH837GKA2* |  |  | END4X42L17**+WALLCON | *80CTL0451712B* | 31800 | 16.5 | 8.1 | 33400 | 25000 | 74.85% | 1.86 | 0 | 11 |  |  |  | No | R-410A | 2.65 | Residential & Commercial | Ducted CEE Tier 1
214239409 | Central HP <5.4 tons | DAY & NIGHT | HRCU-A-CB (Split System: Heat Pump with Remote Outdoor Unit-Air-Source) | CVH837GKA2* |  |  | EN(A,D,W)4X60L24**+WALLCON | *96CTN1002122B* | 32800 | 17.5 | 8.1 | 32200 | 24600 | 76.4% | 1.96 | 0 | 12 |  |  |  | No | R-410A | 2.7333 | Residential & Commercial | Ducted CEE Tier 1
213076255 | Central HP <5.4 tons | ARCOAIRE | HRCU-A-CB (Split System: Heat Pump with Remote Outdoor Unit-Air-Source) | DLCURAH36ABK |  |  | EA*4X37L21A* | *95MSU1002122A* | 36400 | 16.5 | 8.5 | 38000 | 34800 | 91.58% | 2.06 | 0 | 10 |  |  |  | No | R-410A | 3.0333 | Residential & Commercial | Ducted CEE Tier 1
210595662 | Central HP <5.4 tons | KENMORE | HRCU-A-CB (Split System: Heat Pump with Remote Outdoor Unit-Air-Source) | (C,H,T)VH825GKA2* |  |  | EHD4X42AAL+WALLCON | *96CTN1202422A* | 24200 | 16 | 8.1 | 21400 | 16600 | 77.57% | 2 | 0 | 10.5 |  |  |  | No | R-410A | 2.0167 | Residential & Commercial | Ducted CEE Tier 1
210595671 | Central HP <5.4 tons | KENMORE | HRCU-A-CB (Split System: Heat Pump with Remote Outdoor Unit-Air-Source) | (C,H,T)VH825GKA2* |  |  | EHD4X48AAL+WALLCON | *80CTL0451712A* | 24200 | 16 | 8.1 | 21400 | 16700 | 78.04% | 2 | 0 | 10.5 |  |  |  | No | R-410A | 2.0167 | Residential & Commercial | Ducted CEE Tier 1
210595676 | Central HP <5.4 tons | KENMORE | HRCU-A-CB (Split System: Heat Pump with Remote Outdoor Unit-Air-Source) | (C,H,T)VH825GKA2* |  |  | EHD4X48AAL+WALLCON | *95CSU0601716A* | 24200 | 16 | 8.1 | 21400 | 16700 | 78.04% | 2 | 0 | 10.5 |  |  |  | No | R-410A | 2.0167 | Residential & Commercial | Ducted CEE Tier 1
210595685 | Central HP <5.4 tons | KENMORE | HRCU-A-CB (Split System: Heat Pump with Remote Outdoor Unit-Air-Source) | (C,H,T)VH825GKA2* |  |  | EHD4X48AAL+WALLCON | *97CMN0801714A* | 24200 | 16 | 8.1 | 21400 | 16700 | 78.04% | 2 | 0 | 10.5 |  |  |  | No | R-410A | 2.0167 | Residential & Commercial | Ducted CEE Tier 1
215942514 | Central HP <5.4 tons | ARCOAIRE | HRCU-A-CB (Split System: Heat Pump with Remote Outdoor Unit-Air-Source) | H5H3V36*K*AAA* |  |  | EVD5X61M21A*+WALLCON | *97CMN0601714B* | 35600 | 21.5 | 8.5 | 37400 | 28200 | 75.4% | 2.06 | 0 | 11.7 |  |  |  | No | R-454B | 2.9667 | Residential & Commercial | Ducted CEE Tier 1
215942564 | Central HP <5.4 tons | ARCOAIRE | HRCU-A-CB (Split System: Heat Pump with Remote Outdoor Unit-Air-Source) | H5H3V36*K*AAA* |  |  | EVD5X61M24A*+WALLCON | *80CTL0702120B* | 35800 | 22 | 8.5 | 37400 | 28200 | 75.4% | 2.04 | 0 | 12.5 |  |  |  | No | R-454B | 2.9833 | Residential & Commercial | Ducted CEE Tier 1
214382095 | Central HP <5.4 tons | FRASER-JOHNSTON | HRCU-A-CB (Split System: Heat Pump with Remote Outdoor Unit-Air-Source) | HL20B3621 |  |  | JHVVC36DE2C2N1+CC |  | 33200 | 19.5 | 8.5 | 33800 | 28800 | 85.21% | 1.98 | 0 | 12 |  |  |  | No | R-410A | 2.7667 | Residential & Commercial | Ducted CEE Tier 1
206773533 | Central HP <5.4 tons | KEEPRITE | HRCU-A-CB (Split System: Heat Pump with Remote Outdoor Unit-Air-Source) | CVH837GKA2* |  |  | EA*4X48L24A*+WALLCON | *95CSU1002122A* | 32400 | 17.5 | 8.5 | 32400 | 24800 | 76.54% | 2 | 12 | 11.5 |  |  |  | No | R-410A | 2.7 | Residential & Commercial | Ducted CEE Tier 1
206773648 | Central HP <5.4 tons | KEEPRITE | HRCU-A-CB (Split System: Heat Pump with Remote Outdoor Unit-Air-Source) | CVH837GKA2* |  |  | EHD4X36AAL+WALLCON | *95CSU1002122A* | 32200 | 16.5 | 8.1 | 33200 | 24600 | 74.1% | 1.94 | 11.5 | 11 |  |  |  | No | R-410A | 2.6833 | Residential & Commercial | Ducted CEE Tier 1
206772898 | Central HP <5.4 tons | KEEPRITE | HRCU-A-CB (Split System: Heat Pump with Remote Outdoor Unit-Air-Source) | CVH837GKA2* |  |  | EHD4X48AAL+WALLCON | *80CTL1352422A* | 32600 | 17 | 8.1 | 33000 | 24800 | 75.15% | 1.98 | 11 | 11 |  |  |  | No | R-410A | 2.7167 | Residential & Commercial | Ducted CEE Tier 1
206773605 | Central HP <5.4 tons | KEEPRITE | HRCU-A-CB (Split System: Heat Pump with Remote Outdoor Unit-Air-Source) | CVH837GKA2* |  |  | EN(A,D,W)4X48L21**+WALLCON | *95CSU0802120A* | 32400 | 17.5 | 8.1 | 32800 | 24800 | 75.61% | 1.96 | 12 | 11.7 |  |  |  | No | R-410A | 2.7 | Residential & Commercial | Ducted CEE Tier 1
213296940 | Central HP <5.4 tons | FRASER-JOHNSTON | HRCU-A-CB (Split System: Heat Pump with Remote Outdoor Unit-Air-Source) | HMH72B341 |  |  | XAFC36DXXN1+TXV | Z8ES080C20LMPS1 | 34000 | 18 | 8.5 | 33400 | 24400 | 73.05% | 2.12 | 0 | 10 |  |  |  | No | R-410A | 2.8333 | Residential & Commercial | Ducted CEE Tier 1
213297215 | Central HP <5.4 tons | FRASER-JOHNSTON | HRCU-A-CB (Split System: Heat Pump with Remote Outdoor Unit-Air-Source) | HMH72B341 |  |  | XAHC36DXXN1+JMET12CS2N1+TXV |  | 33800 | 18 | 8.1 | 32800 | 23000 | 70.12% | 2.06 | 0 | 10 |  |  |  | No | R-410A | 2.8167 | Residential & Commercial | Ducted CEE Tier 1
213297475 | Central HP <5.4 tons | FRASER-JOHNSTON | HRCU-A-CB (Split System: Heat Pump with Remote Outdoor Unit-Air-Source) | HMH72B341 |  |  | XAFB36DBCN1 | Z9ES060B12SMPS1 | 33000 | 16.5 | 8.5 | 32000 | 22400 | 70% | 1.8 | 0 | 10 |  |  |  | No | R-410A | 2.75 | Residential & Commercial | Ducted CEE Tier 1
213296975 | Central HP <5.4 tons | FRASER-JOHNSTON | HRCU-A-CB (Split System: Heat Pump with Remote Outdoor Unit-Air-Source) | HMH72B341 |  |  | XAFB36DXXN1+TXV | Z8ES080B12SMPS1 | 34000 | 18 | 8.1 | 33400 | 24000 | 71.86% | 2.08 | 0 | 10 |  |  |  | No | R-410A | 2.8333 | Residential & Commercial | Ducted CEE Tier 1
213297880 | Central HP <5.4 tons | FRASER-JOHNSTON | HRCU-A-CB (Split System: Heat Pump with Remote Outdoor Unit-Air-Source) | HMH72B341 |  |  | XAFC36DBCN1 | Z9ES080C16SMPS1 | 33400 | 17 | 8.5 | 32000 | 22400 | 70% | 1.8 | 0 | 10 |  |  |  | No | R-410A | 2.7833 | Residential & Commercial | Ducted CEE Tier 1
214807837 | Central HP <5.4 tons | LUXAIRE | HRCU-A-CB (Split System: Heat Pump with Remote Outdoor Unit-Air-Source) | HH860E2S11 |  |  | CTU60D5XHS1+JMVT20DC2N1+TXV |  | 54500 | 19 | 9 | 53500 | 38500 | 71.96% | 2 | 0 | 12 |  |  |  | No | R-454B | 4.5417 | Residential & Commercial | Ducted CEE Tier 1
210471153 | Central HP <5.4 tons | KENMORE | HRCU-A-CB (Split System: Heat Pump with Remote Outdoor Unit-Air-Source) | (C,H,T)VH837GKA2* |  |  | EHD4X60AAL+WALLCON | *80CSU0601716A* | 33000 | 16.5 | 8.1 | 32400 | 24800 | 76.54% | 1.98 | 0 | 11 |  |  |  | No | R-410A | 2.75 | Residential & Commercial | Ducted CEE Tier 1
214397634 | Central HP <5.4 tons | FRASER-JOHNSTON | HRCU-A-CB (Split System: Heat Pump with Remote Outdoor Unit-Air-Source) | HH860E2S11 |  |  | CTF60C5CHS1 | TM9E080C20MP12 | 54000 | 19 | 8.5 | 55000 | 39500 | 71.82% | 2 | 0 | 11 |  |  |  | No | R-454B | 4.5 | Residential & Commercial | Ducted CEE Tier 1
214398453 | Central HP <5.4 tons | FRASER-JOHNSTON | HRCU-A-CB (Split System: Heat Pump with Remote Outdoor Unit-Air-Source) | HH860E2S11 |  |  | CTM60C5CHS1 | TL8E100C20UH11 | 53000 | 19 | 9 | 53500 | 38000 | 71.03% | 2 | 0 | 11.7 |  |  |  | No | R-454B | 4.4167 | Residential & Commercial | Ducted CEE Tier 1
214398703 | Central HP <5.4 tons | FRASER-JOHNSTON | HRCU-A-CB (Split System: Heat Pump with Remote Outdoor Unit-Air-Source) | HH860E2S11 |  |  | CTF60C5CGS1 | TM9E100C16MP12 | 44500 | 18 | 9 | 46000 | 34400 | 74.78% | 2 | 0 | 11 |  |  |  | No | R-454B | 3.7083 | Residential & Commercial | Ducted CEE Tier 1
214397399 | Central HP <5.4 tons | FRASER-JOHNSTON | HRCU-A-CB (Split System: Heat Pump with Remote Outdoor Unit-Air-Source) | HH860E2S11 |  |  | CTF60C5CGS1 | TM9Y100C16MP11 | 43500 | 17 | 9 | 44500 | 33800 | 75.96% | 2 | 0 | 11 |  |  |  | No | R-454B | 3.625 | Residential & Commercial | Ducted CEE Tier 1
206772619 | Central HP <5.4 tons | KEEPRITE | HRCU-A-CB (Split System: Heat Pump with Remote Outdoor Unit-Air-Source) | CVH837GKA2* |  |  | EHD4X36AAL+WALLCON | *97CMN1002122A* | 32200 | 16.5 | 8.1 | 33200 | 24800 | 74.7% | 1.94 | 11.5 | 11 |  |  |  | No | R-410A | 2.6833 | Residential & Commercial | Ducted CEE Tier 1
206772817 | Central HP <5.4 tons | KEEPRITE | HRCU-A-CB (Split System: Heat Pump with Remote Outdoor Unit-Air-Source) | CVH837GKA2* |  |  | EHD4X42AAL+WALLCON | *96CTN1002122A* | 32600 | 16.5 | 8.1 | 33000 | 24800 | 75.15% | 1.96 | 12 | 11 |  |  |  | No | R-410A | 2.7167 | Residential & Commercial | Ducted CEE Tier 1
206772249 | Central HP <5.4 tons | KEEPRITE | HRCU-A-CB (Split System: Heat Pump with Remote Outdoor Unit-Air-Source) | CVH837GKA2* |  |  | EN(A,D,W)4X48L21**+WALLCON | *80CTL0902120A* | 32400 | 17.5 | 8.1 | 33000 | 24800 | 75.15% | 1.96 | 12 | 11.7 |  |  |  | No | R-410A | 2.7 | Residential & Commercial | Ducted CEE Tier 1
213781382 | Central HP <5.4 tons | KEEPRITE | HRCU-A-CB (Split System: Heat Pump with Remote Outdoor Unit-Air-Source) | CVH837GKA2* |  |  | EA*4X48L21A*+WALLCON | *96CTN0801714B* | 32200 | 17 | 8.1 | 32800 | 25000 | 76.22% | 1.96 | 0 | 11 |  |  |  | No | R-410A | 2.6833 | Residential & Commercial | Ducted CEE Tier 1
206773362 | Central HP <5.4 tons | KEEPRITE | HRCU-A-CB (Split System: Heat Pump with Remote Outdoor Unit-Air-Source) | CVH837GKA2* |  |  | EHD4X48AAL+WALLCON | *80CSU0401712A* | 32600 | 16.5 | 8.1 | 33000 | 24800 | 75.15% | 1.96 | 11.5 | 11 |  |  |  | No | R-410A | 2.7167 | Residential & Commercial | Ducted CEE Tier 1
210595819 | Central HP <5.4 tons | KENMORE | HRCU-A-CB (Split System: Heat Pump with Remote Outdoor Unit-Air-Source) | (C,H,T)VH837GKA** |  |  | EA*4X60L24A*+WALLCON | *97CMN0602120A* | 32600 | 17 | 8.1 | 32200 | 25000 | 77.64% | 1.96 | 0 | 11.5 |  |  |  | No | R-410A | 2.7167 | Residential & Commercial | Ducted CEE Tier 1
210595869 | Central HP <5.4 tons | KENMORE | HRCU-A-CB (Split System: Heat Pump with Remote Outdoor Unit-Air-Source) | (C,H,T)VH837GKA** |  |  | EHD4X60AAL+WALLCON | *97CMN0801714A* | 32800 | 16.5 | 8.1 | 32600 | 25200 | 77.3% | 1.98 | 0 | 11 |  |  |  | No | R-410A | 2.7333 | Residential & Commercial | Ducted CEE Tier 1
210474122 | Central HP <5.4 tons | KENMORE | HRCU-A-CB (Split System: Heat Pump with Remote Outdoor Unit-Air-Source) | (C,H,T)VH825GKA3* |  |  | EN(A,D)4X48L24**+WALLCON | *97CMN1002122A* | 24200 | 17 | 8.1 | 21400 | 16600 | 77.57% | 2.02 | 0 | 11.5 |  |  |  | No | R-410A | 2.0167 | Residential & Commercial | Ducted CEE Tier 1
210474259 | Central HP <5.4 tons | KENMORE | HRCU-A-CB (Split System: Heat Pump with Remote Outdoor Unit-Air-Source) | (C,H,T)VH825GKA3* |  |  | EHD4X42AAL+WALLCON | *80CSU0401712A* | 24200 | 16.5 | 8.1 | 21400 | 16600 | 77.57% | 2 | 0 | 10.5 |  |  |  | No | R-410A | 2.0167 | Residential & Commercial | Ducted CEE Tier 1
210473290 | Central HP <5.4 tons | KENMORE | HRCU-A-CB (Split System: Heat Pump with Remote Outdoor Unit-Air-Source) | (C,H,T)VH825GKA3* |  |  | EA*4X48L21A*+WALLCON | *95CSU1002122A* | 24200 | 17 | 8.1 | 21000 | 16500 | 78.57% | 2.02 | 0 | 11 |  |  |  | No | R-410A | 2.0167 | Residential & Commercial | Ducted CEE Tier 1
210473422 | Central HP <5.4 tons | KENMORE | HRCU-A-CB (Split System: Heat Pump with Remote Outdoor Unit-Air-Source) | (C,H,T)VH825GKA3* |  |  | EA*4X48L21A*+WALLCON | *80CTL0901716A* | 24200 | 17.5 | 8.1 | 20800 | 16500 | 79.33% | 2.04 | 0 | 11.5 |  |  |  | No | R-410A | 2.0167 | Residential & Commercial | Ducted CEE Tier 1
215941668 | Central HP <5.4 tons | ARCOAIRE | HRCU-A-CB (Split System: Heat Pump with Remote Outdoor Unit-Air-Source) | H5H3V48*K*AAA* |  |  | EVD5X60M21A*+WALLCON | *96CTN0802120B* | 45500 | 20.5 | 8.1 | 53000 | 38500 | 72.64% | 1.95 | 0 | 11 |  |  |  | No | R-454B | 3.7917 | Residential & Commercial | Ducted CEE Tier 1
210470074 | Central HP <5.4 tons | KENMORE | HRCU-A-CB (Split System: Heat Pump with Remote Outdoor Unit-Air-Source) | (C,H,T)VH837GKA2* |  |  | EA*4X36L21A*+WALLCON | *95CSU1002122A* | 31600 | 17.5 | 8.1 | 33000 | 24200 | 73.33% | 1.86 | 0 | 11 |  |  |  | No | R-410A | 2.6333 | Residential & Commercial | Ducted CEE Tier 1
213297815 | Central HP <5.4 tons | FRASER-JOHNSTON | HRCU-A-CB (Split System: Heat Pump with Remote Outdoor Unit-Air-Source) | HMH72B341 |  |  | XAHC30CXXN1+TXV | Z8ES080B12LMPS1 | 31800 | 17 | 8.1 | 32200 | 22600 | 70.19% | 2 | 0 | 10 |  |  |  | No | R-410A | 2.65 | Residential & Commercial | Ducted CEE Tier 1
213297840 | Central HP <5.4 tons | FRASER-JOHNSTON | HRCU-A-CB (Split System: Heat Pump with Remote Outdoor Unit-Air-Source) | HMH72B341 |  |  | XAHB36DXXN1+JMVT12BC2N1+TXV |  | 33200 | 18 | 8.1 | 32200 | 22600 | 70.19% | 2.02 | 0 | 10 |  |  |  | No | R-410A | 2.7667 | Residential & Commercial | Ducted CEE Tier 1
213296825 | Central HP <5.4 tons | FRASER-JOHNSTON | HRCU-A-CB (Split System: Heat Pump with Remote Outdoor Unit-Air-Source) | HMH72B341 |  |  | XAFC36DBCN1 | Z9ES060B12SMPS1 | 33000 | 16.5 | 8.5 | 32000 | 22400 | 70% | 1.8 | 0 | 10 |  |  |  | No | R-410A | 2.75 | Residential & Commercial | Ducted CEE Tier 1
213297010 | Central HP <5.4 tons | FRASER-JOHNSTON | HRCU-A-CB (Split System: Heat Pump with Remote Outdoor Unit-Air-Source) | HMH72B341 |  |  | XAFA30DXXN1+TXV | Z8ES040A12LMPS1 | 33800 | 17.5 | 8.1 | 33400 | 23400 | 70.06% | 2.04 | 0 | 10 |  |  |  | No | R-410A | 2.8167 | Residential & Commercial | Ducted CEE Tier 1
213297195 | Central HP <5.4 tons | FRASER-JOHNSTON | HRCU-A-CB (Split System: Heat Pump with Remote Outdoor Unit-Air-Source) | HMH72B341 |  |  | XAFB30CXXN1+TXV | Z8ES040A12LMPS1 | 33200 | 18 | 8.5 | 33000 | 23400 | 70.91% | 2.06 | 0 | 10 |  |  |  | No | R-410A | 2.7667 | Residential & Commercial | Ducted CEE Tier 1
213297410 | Central HP <5.4 tons | FRASER-JOHNSTON | HRCU-A-CB (Split System: Heat Pump with Remote Outdoor Unit-Air-Source) | HMH72B341 |  |  | XAHB30CXXN1+TXV | Z8ES040A12LMPS1 | 31800 | 17 | 8.1 | 32200 | 22600 | 70.19% | 2 | 0 | 10 |  |  |  | No | R-410A | 2.65 | Residential & Commercial | Ducted CEE Tier 1
214398572 | Central HP <5.4 tons | FRASER-JOHNSTON | HRCU-A-CB (Split System: Heat Pump with Remote Outdoor Unit-Air-Source) | HH836E2S11 |  |  | CTF48C5CFS1+JMVT17CC2N1 |  | 34400 | 19 | 9 | 32000 | 25200 | 78.75% | 2 | 0 | 11.7 |  |  |  | No | R-454B | 2.8667 | Residential & Commercial | Ducted CEE Tier 1
215932338 | Central HP <5.4 tons | ARCOAIRE | HRCU-A-CB (Split System: Heat Pump with Remote Outdoor Unit-Air-Source) | H5H3V36*K*AAA* |  |  | EA*5X42M21A*+WALLCON | *96CTN0601714B* | 32400 | 19.5 | 9.5 | 34200 | 26400 | 77.19% | 2.02 | 0 | 10.5 |  |  |  | No | R-454B | 2.7 | Residential & Commercial | Ducted CEE Tier 1
215932058 | Central HP <5.4 tons | ARCOAIRE | HRCU-A-CB (Split System: Heat Pump with Remote Outdoor Unit-Air-Source) | H5H3V36*K*AAA* |  |  | EA*5X36M17A*+WALLCON | *80CTL0451712B* | 32000 | 19 | 9 | 36000 | 27800 | 77.22% | 1.88 | 0 | 10 |  |  |  | No | R-454B | 2.6667 | Residential & Commercial | Ducted CEE Tier 1
215932288 | Central HP <5.4 tons | ARCOAIRE | HRCU-A-CB (Split System: Heat Pump with Remote Outdoor Unit-Air-Source) | H5H3V36*K*AAA* |  |  | EA*5X42M21A*+WALLCON | *97CMN0601714B* | 32400 | 19 | 9.5 | 34400 | 26400 | 76.74% | 2.04 | 0 | 10.5 |  |  |  | No | R-454B | 2.7 | Residential & Commercial | Ducted CEE Tier 1
215932308 | Central HP <5.4 tons | ARCOAIRE | HRCU-A-CB (Split System: Heat Pump with Remote Outdoor Unit-Air-Source) | H5H3V36*K*AAA* |  |  | EA*5X42M21A*+WALLCON | *97CMN0801714B* | 32400 | 19.5 | 9.5 | 35400 | 27200 | 76.84% | 2 | 0 | 11 |  |  |  | No | R-454B | 2.7 | Residential & Commercial | Ducted CEE Tier 1
211228567 | Central HP <5.4 tons | ARCOAIRE | HRCU-A-CB (Split System: Heat Pump with Remote Outdoor Unit-Air-Source) | DLCURAH36ABK |  |  | EA*4X43L21A* | *96VSN1002120A* | 36400 | 16 | 8.5 | 38500 | 34800 | 90.39% | 2.08 | 0 | 10 |  |  |  | No | R-410A | 3.0333 | Residential & Commercial | Ducted CEE Tier 1
211230907 | Central HP <5.4 tons | ARCOAIRE | HRCU-A-CB (Split System: Heat Pump with Remote Outdoor Unit-Air-Source) | DLCURAH36ABK |  |  | FXM4X36**AL |  | 35800 | 16.5 | 8.1 | 38500 | 34600 | 89.87% | 1.94 | 0 | 10 |  |  |  | No | R-410A | 2.9833 | Residential & Commercial | Ducted CEE Tier 1
211229351 | Central HP <5.4 tons | ARCOAIRE | HRCU-A-CB (Split System: Heat Pump with Remote Outdoor Unit-Air-Source) | DLCURAH36ABK |  |  | EA*4X48L24A* | *80VSL0902120A* | 35600 | 16.5 | 8.1 | 37800 | 34600 | 91.53% | 2.04 | 0 | 10 |  |  |  | No | R-410A | 2.9667 | Residential & Commercial | Ducted CEE Tier 1
206773132 | Central HP <5.4 tons | KEEPRITE | HRCU-A-CB (Split System: Heat Pump with Remote Outdoor Unit-Air-Source) | CVH837GKA2* |  |  | EA*4X43L21A*+WALLCON | *80CSU1002120A* | 32800 | 17 | 8.5 | 33000 | 25200 | 76.36% | 1.98 | 12 | 11 |  |  |  | No | R-410A | 2.7333 | Residential & Commercial | Ducted CEE Tier 1
206771943 | Central HP <5.4 tons | KEEPRITE | HRCU-A-CB (Split System: Heat Pump with Remote Outdoor Unit-Air-Source) | CVH837GKA2* |  |  | EA*4X48L24A*+WALLCON | *97CMN1202422A* | 32200 | 17.5 | 8.5 | 32600 | 25000 | 76.69% | 1.98 | 12 | 11.7 |  |  |  | No | R-410A | 2.6833 | Residential & Commercial | Ducted CEE Tier 1
206771979 | Central HP <5.4 tons | KEEPRITE | HRCU-A-CB (Split System: Heat Pump with Remote Outdoor Unit-Air-Source) | CVH837GKA2* |  |  | EA*4X48L24A*+WALLCON | *97CMN0602120A* | 32200 | 17 | 8.1 | 32800 | 25200 | 76.83% | 1.96 | 11.5 | 11 |  |  |  | No | R-410A | 2.6833 | Residential & Commercial | Ducted CEE Tier 1
211242656 | Central HP <5.4 tons | ARCOAIRE | HRCU-A-CB (Split System: Heat Pump with Remote Outdoor Unit-Air-Source) | DLCURAH24ABK |  |  | EA*4X36L21A* | *92ESN1002120A* | 25000 | 17 | 8.5 | 26600 | 21800 | 81.95% | 1.82 | 0 | 10.5 |  |  |  | No | R-410A | 2.0833 | Residential & Commercial | Ducted CEE Tier 1
211242890 | Central HP <5.4 tons | ARCOAIRE | HRCU-A-CB (Split System: Heat Pump with Remote Outdoor Unit-Air-Source) | DLCURAH24ABK |  |  | EA*4X37L17A* | *80ESU0401712A* | 24400 | 17.5 | 8.5 | 25400 | 21800 | 85.83% | 1.82 | 0 | 10.5 |  |  |  | No | R-410A | 2.0333 | Residential & Commercial | Ducted CEE Tier 1
211241786 | Central HP <5.4 tons | ARCOAIRE | HRCU-A-CB (Split System: Heat Pump with Remote Outdoor Unit-Air-Source) | DLCURAH24ABK |  |  | EA*4X30L17A* | OMV098J12* | 23600 | 16.5 | 8.5 | 26000 | 23800 | 91.54% | 1.98 | 0 | 10 |  |  |  | No | R-410A | 1.9667 | Residential & Commercial | Ducted CEE Tier 1
215669370 | Central HP <5.4 tons | KENMORE | HRCU-A-CB (Split System: Heat Pump with Remote Outdoor Unit-Air-Source) | (C,H,T)5H0V36*K*AAA* |  |  | EA*5X60M24A*+WALLCON | *97CMN0602120B* | 34200 | 18 | 9 | 34400 | 25000 | 72.67% | 1.9 | 0 | 10 |  |  |  | No | R-454B | 2.85 | Residential & Commercial | Ducted CEE Tier 1
215668986 | Central HP <5.4 tons | KENMORE | HRCU-A-CB (Split System: Heat Pump with Remote Outdoor Unit-Air-Source) | (C,H,T)5H0V36*K*AAA* |  |  | EA*5X43M21A*+WALLCON | *80CTL0701716B* | 34400 | 18 | 8.1 | 35400 | 25200 | 71.19% | 1.9 | 0 | 10 |  |  |  | No | R-454B | 2.8667 | Residential & Commercial | Ducted CEE Tier 1
204299092 | Central HP <5.4 tons | KEEPRITE | HRCU-A-CB (Split System: Heat Pump with Remote Outdoor Unit-Air-Source) | CVH837GKA** |  |  | EA*4X42L24A*+WALLCON | *96CTN1202422A* | 31800 | 17.5 | 8.1 | 33000 | 24400 | 73.94% | 1.9 | 11 | 11.5 |  |  |  | No | R-410A | 2.65 | Residential & Commercial | Ducted CEE Tier 1
210595691 | Central HP <5.4 tons | KENMORE | HRCU-A-CB (Split System: Heat Pump with Remote Outdoor Unit-Air-Source) | (C,H,T)VH825GKA2* |  |  | EN(A,D)4X48L24**+WALLCON | *95CSU1002122A* | 24200 | 17 | 8.1 | 21200 | 16600 | 78.3% | 2.02 | 0 | 11.5 |  |  |  | No | R-410A | 2.0167 | Residential & Commercial | Ducted CEE Tier 1
210595724 | Central HP <5.4 tons | KENMORE | HRCU-A-CB (Split System: Heat Pump with Remote Outdoor Unit-Air-Source) | (C,H,T)VH825GKA2* |  |  | EN(A,D,W)4X48L21**+WALLCON | *96CTN1002122A* | 24200 | 17 | 8.1 | 21400 | 16600 | 77.57% | 2.02 | 0 | 11.5 |  |  |  | No | R-410A | 2.0167 | Residential & Commercial | Ducted CEE Tier 1
216374587 | Central HP <5.4 tons | FRASER-JOHNSTON | HRCU-A-CB (Split System: Heat Pump with Remote Outdoor Unit-Air-Source) | HH836E2S11 |  |  | CTF36C5CDS1 | Z9ET100C16SMPS1 | 33000 | 18 | 8.5 | 30200 | 23000 | 76.16% | 2 | 0 | 11.7 |  |  |  | No | R-454B | 2.75 | Residential & Commercial | Ducted CEE Tier 1
214397365 | Central HP <5.4 tons | FRASER-JOHNSTON | HRCU-A-CB (Split System: Heat Pump with Remote Outdoor Unit-Air-Source) | HH836E2S11 |  |  | CTM48C5CFS1 | TP9C080C16MP13 | 32800 | 19 | 9 | 31200 | 25200 | 80.77% | 2 | 0 | 11 |  |  |  | No | R-454B | 2.7333 | Residential & Commercial | Ducted CEE Tier 1
214609065 | Central HP <5.4 tons | FRASER-JOHNSTON | HRCU-A-CB (Split System: Heat Pump with Remote Outdoor Unit-Air-Source) | HH836E2S11 |  |  | CTF48C5CFS1 | Z9ES080C20SMPS1 | 34200 | 18 | 9 | 32000 | 25600 | 80% | 2 | 0 | 11 |  |  |  | No | R-454B | 2.85 | Residential & Commercial | Ducted CEE Tier 1
213297055 | Central HP <5.4 tons | FRASER-JOHNSTON | HRCU-A-CB (Split System: Heat Pump with Remote Outdoor Unit-Air-Source) | HMH72B341 |  |  | XAHC36DBCN1 | Z9ES060B12SMPS1 | 33000 | 16.5 | 8.5 | 32000 | 22400 | 70% | 1.8 | 0 | 10 |  |  |  | No | R-410A | 2.75 | Residential & Commercial | Ducted CEE Tier 1
213296955 | Central HP <5.4 tons | FRASER-JOHNSTON | HRCU-A-CB (Split System: Heat Pump with Remote Outdoor Unit-Air-Source) | HMH72B341 |  |  | XAHC36DXXN1+TXV | Z8ES080B12SMPS1 | 33400 | 17.5 | 8.1 | 32800 | 23000 | 70.12% | 2.02 | 0 | 10 |  |  |  | No | R-410A | 2.7833 | Residential & Commercial | Ducted CEE Tier 1
213607794 | Central HP <5.4 tons | CARRIER | HRCU-A-CB (Split System: Heat Pump with Remote Outdoor Unit-Air-Source) | 38MURAQ48AB3* |  |  | FT4BNBD60L* |  | 48500 | 17 | 8.5 | 48500 | 34000 | 70.1% | 2.02 | 0 | 10 |  |  |  | No | R-410A | 4.0417 | Residential & Commercial | Ducted CEE Tier 1
214239837 | Central HP <5.4 tons | ARCOAIRE | HRCU-A-CB (Split System: Heat Pump with Remote Outdoor Unit-Air-Source) | HVH837GKA** |  |  | EN(A,D,W)4X42L21**+WALLCON | *96CTN1002122B* | 31800 | 16.5 | 8.1 | 33000 | 24400 | 73.94% | 1.88 | 0 | 11 |  |  |  | No | R-410A | 2.65 | Residential & Commercial | Ducted CEE Tier 1
214239887 | Central HP <5.4 tons | ARCOAIRE | HRCU-A-CB (Split System: Heat Pump with Remote Outdoor Unit-Air-Source) | HVH837GKA** |  |  | EN(A,D,W)4X48L21**+WALLCON | *80CTL1102120B* | 32400 | 17 | 8.1 | 32600 | 24600 | 75.46% | 1.96 | 0 | 11.5 |  |  |  | No | R-410A | 2.7 | Residential & Commercial | Ducted CEE Tier 1
214239967 | Central HP <5.4 tons | ARCOAIRE | HRCU-A-CB (Split System: Heat Pump with Remote Outdoor Unit-Air-Source) | HVH837GKA** |  |  | EN(A,D)4X48L24**+WALLCON | *80CTL0902120B* | 32400 | 17 | 8.1 | 32600 | 24600 | 75.46% | 1.96 | 0 | 11.7 |  |  |  | No | R-410A | 2.7 | Residential & Commercial | Ducted CEE Tier 1
213773489 | Central HP <5.4 tons | ARCOAIRE | HRCU-A-CB (Split System: Heat Pump with Remote Outdoor Unit-Air-Source) | HVH825GKA3* |  |  | EA*4X42L21A*+WALLCON | *96CTN1002122B* | 23800 | 16.5 | 8.1 | 21400 | 16600 | 77.57% | 1.96 | 0 | 11 |  |  |  | No | R-410A | 1.9833 | Residential & Commercial | Ducted CEE Tier 1
213773539 | Central HP <5.4 tons | ARCOAIRE | HRCU-A-CB (Split System: Heat Pump with Remote Outdoor Unit-Air-Source) | HVH825GKA3* |  |  | EA*4X42L24A*+WALLCON | *97CMN1202422B* | 23800 | 16.5 | 8.1 | 21400 | 16600 | 77.57% | 1.96 | 0 | 10.5 |  |  |  | No | R-410A | 1.9833 | Residential & Commercial | Ducted CEE Tier 1
213773559 | Central HP <5.4 tons | ARCOAIRE | HRCU-A-CB (Split System: Heat Pump with Remote Outdoor Unit-Air-Source) | HVH825GKA3* |  |  | EA*4X42L24A*+WALLCON | *96CTN1202422B* | 23800 | 17 | 8.1 | 21400 | 16600 | 77.57% | 1.96 | 0 | 10.5 |  |  |  | No | R-410A | 1.9833 | Residential & Commercial | Ducted CEE Tier 1
213773589 | Central HP <5.4 tons | ARCOAIRE | HRCU-A-CB (Split System: Heat Pump with Remote Outdoor Unit-Air-Source) | HVH825GKA3* |  |  | EA*4X43L21A*+WALLCON | *80CTL0901716B* | 24200 | 17 | 8.1 | 21000 | 16600 | 79.05% | 2.02 | 0 | 11 |  |  |  | No | R-410A | 2.0167 | Residential & Commercial | Ducted CEE Tier 1
213772889 | Central HP <5.4 tons | ARCOAIRE | HRCU-A-CB (Split System: Heat Pump with Remote Outdoor Unit-Air-Source) | HVH825GKA3* |  |  | EA*4X30L17A*+WALLCON | *97CMN0601714B* | 23200 | 16 | 8.1 | 21600 | 16800 | 77.78% | 1.9 | 0 | 10.5 |  |  |  | No | R-410A | 1.9333 | Residential & Commercial | Ducted CEE Tier 1
211261574 | Central HP <5.4 tons | ARCOAIRE | HRCU-A-CB (Split System: Heat Pump with Remote Outdoor Unit-Air-Source) | DLCURAH18ABK |  |  | EA*4X30L17A* | *96VSN0401410A* | 17500 | 16 | 8.5 | 18100 | 18600 | 102.8% | 2.24 | 0 | 10.5 |  |  |  | No | R-410A | 1.4583 | Residential & Commercial | Ducted CEE Tier 1
211260652 | Central HP <5.4 tons | ARCOAIRE | HRCU-A-CB (Split System: Heat Pump with Remote Outdoor Unit-Air-Source) | DLCURAH18ABK |  |  | EA*4X24L17A* | OMV098J12* | 18200 | 16 | 9 | 19200 | 18800 | 97.92% | 2.26 | 0 | 10.5 |  |  |  | No | R-410A | 1.5167 | Residential & Commercial | Ducted CEE Tier 1
214396747 | Central HP <5.4 tons | FRASER-JOHNSTON | HRCU-A-CB (Split System: Heat Pump with Remote Outdoor Unit-Air-Source) | HH860E2S11 |  |  | CTF60D5CHS1 | TM8E130D20MP11 | 54000 | 19 | 8.5 | 55000 | 38500 | 70% | 2 | 0 | 11.7 |  |  |  | No | R-454B | 4.5 | Residential & Commercial | Ducted CEE Tier 1
214397451 | Central HP <5.4 tons | FRASER-JOHNSTON | HRCU-A-CB (Split System: Heat Pump with Remote Outdoor Unit-Air-Source) | HH860E2S11 |  |  | CTF60C5CGS1 | TMLE080C16MP11 | 44500 | 18 | 9 | 45500 | 34200 | 75.16% | 2 | 0 | 11 |  |  |  | No | R-454B | 3.7083 | Residential & Commercial | Ducted CEE Tier 1
214396366 | Central HP <5.4 tons | FRASER-JOHNSTON | HRCU-A-CB (Split System: Heat Pump with Remote Outdoor Unit-Air-Source) | HH860E2S11 |  |  | CTF60D5CJS1 | TP9C120D20MP13 | 53000 | 19 | 9 | 55000 | 39500 | 71.82% | 2 | 0 | 11 |  |  |  | No | R-454B | 4.4167 | Residential & Commercial | Ducted CEE Tier 1
214396564 | Central HP <5.4 tons | FRASER-JOHNSTON | HRCU-A-CB (Split System: Heat Pump with Remote Outdoor Unit-Air-Source) | HH860E2S11 |  |  | CTF60C5CGS1 | TL8E100C20UH11 | 45000 | 18 | 9 | 45000 | 33400 | 74.22% | 2 | 0 | 11.7 |  |  |  | No | R-454B | 3.75 | Residential & Commercial | Ducted CEE Tier 1
213772282 | Central HP <5.4 tons | KEEPRITE | HRCU-A-CB (Split System: Heat Pump with Remote Outdoor Unit-Air-Source) | CVH825GKA2* |  |  | EHD4X42AAL+WALLCON | *80CTL0701716B* | 24200 | 16 | 8.1 | 21400 | 16600 | 77.57% | 2 | 0 | 10.5 |  |  |  | No | R-410A | 2.0167 | Residential & Commercial | Ducted CEE Tier 1
213771582 | Central HP <5.4 tons | KEEPRITE | HRCU-A-CB (Split System: Heat Pump with Remote Outdoor Unit-Air-Source) | CVH825GKA2* |  |  | EA*4X48L21A*+WALLCON | *80CTL0901716B* | 24200 | 17 | 8.1 | 20800 | 16500 | 79.33% | 2.02 | 0 | 11 |  |  |  | No | R-410A | 2.0167 | Residential & Commercial | Ducted CEE Tier 1
214242901 | Central HP <5.4 tons | DAY & NIGHT | HRCU-A-CB (Split System: Heat Pump with Remote Outdoor Unit-Air-Source) | CVH825GKA2* |  |  | END4X42L17**+WALLCON | *95CSU0601716B* | 23800 | 16.5 | 8.1 | 21400 | 16700 | 78.04% | 1.98 | 0 | 11 |  |  |  | No | R-410A | 1.9833 | Residential & Commercial | Ducted CEE Tier 1
214242951 | Central HP <5.4 tons | DAY & NIGHT | HRCU-A-CB (Split System: Heat Pump with Remote Outdoor Unit-Air-Source) | CVH825GKA2* |  |  | END4X42L17**+WALLCON | *96CTN0801714B* | 24000 | 16.5 | 8.1 | 21400 | 16700 | 78.04% | 1.98 | 0 | 11 |  |  |  | No | R-410A | 2 | Residential & Commercial | Ducted CEE Tier 1
214243001 | Central HP <5.4 tons | DAY & NIGHT | HRCU-A-CB (Split System: Heat Pump with Remote Outdoor Unit-Air-Source) | CVH825GKA2* |  |  | EN(A,D,W)4X42L21**+WALLCON | *80CTL1102120B* | 23800 | 16.5 | 8.1 | 21400 | 16600 | 77.57% | 1.96 | 0 | 11 |  |  |  | No | R-410A | 1.9833 | Residential & Commercial | Ducted CEE Tier 1
214243201 | Central HP <5.4 tons | DAY & NIGHT | HRCU-A-CB (Split System: Heat Pump with Remote Outdoor Unit-Air-Source) | CVH825GKA2* |  |  | EN(A,D)4X48L24**+WALLCON | *80CTL0902120B* | 24200 | 17 | 8.1 | 21200 | 16600 | 78.3% | 2.02 | 0 | 11.5 |  |  |  | No | R-410A | 2.0167 | Residential & Commercial | Ducted CEE Tier 1
216374602 | Central HP <5.4 tons | FRASER-JOHNSTON | HRCU-A-CB (Split System: Heat Pump with Remote Outdoor Unit-Air-Source) | HH824E2S11 |  |  | CTU36B5XDS1+TXV | Z9ET060B12SMPS1 | 23000 | 18 | 9.5 | 23000 | 18300 | 79.57% | 2 | 0 | 12 |  |  |  | No | R-454B | 1.9167 | Residential & Commercial | Ducted CEE Tier 1
214242859 | Central HP <5.4 tons | ARCOAIRE | HRCU-A-CB (Split System: Heat Pump with Remote Outdoor Unit-Air-Source) | HVH825GKA2* |  |  | END4X42L17**+WALLCON | *80CTL0451712B* | 23800 | 16 | 8.1 | 21400 | 16700 | 78.04% | 1.96 | 0 | 11 |  |  |  | No | R-410A | 1.9833 | Residential & Commercial | Ducted CEE Tier 1
214242959 | Central HP <5.4 tons | ARCOAIRE | HRCU-A-CB (Split System: Heat Pump with Remote Outdoor Unit-Air-Source) | HVH825GKA2* |  |  | EN(A,D,W)4X42L21**+WALLCON | *80CTL0451712B* | 23600 | 16 | 8.1 | 21600 | 16800 | 77.78% | 1.94 | 0 | 10.5 |  |  |  | No | R-410A | 1.9667 | Residential & Commercial | Ducted CEE Tier 1
214243059 | Central HP <5.4 tons | ARCOAIRE | HRCU-A-CB (Split System: Heat Pump with Remote Outdoor Unit-Air-Source) | HVH825GKA2* |  |  | EN(A,D,W)4X42L21**+WALLCON | *96CTN0801714B* | 23800 | 16.5 | 8.1 | 21400 | 16700 | 78.04% | 1.96 | 0 | 11 |  |  |  | No | R-410A | 1.9833 | Residential & Commercial | Ducted CEE Tier 1
214243079 | Central HP <5.4 tons | ARCOAIRE | HRCU-A-CB (Split System: Heat Pump with Remote Outdoor Unit-Air-Source) | HVH825GKA2* |  |  | EN(A,D,W)4X48L21**+WALLCON | *80CTL0451712B* | 24000 | 16.5 | 8.1 | 21400 | 16700 | 78.04% | 2 | 0 | 11 |  |  |  | No | R-410A | 2 | Residential & Commercial | Ducted CEE Tier 1
214609099 | Central HP <5.4 tons | FRASER-JOHNSTON | HRCU-A-CB (Split System: Heat Pump with Remote Outdoor Unit-Air-Source) | HH824E2S11 |  |  | CTF30A5ADS1 | Z9ES026A08SMPS1 | 23000 | 18 | 9 | 23000 | 18100 | 78.7% | 2 | 0 | 12 |  |  |  | No | R-454B | 1.9167 | Residential & Commercial | Ducted CEE Tier 1
214396249 | Central HP <5.4 tons | FRASER-JOHNSTON | HRCU-A-CB (Split System: Heat Pump with Remote Outdoor Unit-Air-Source) | HH824E2S11 |  |  | CTF36B5ADS1 | TM9Y080B12MP11 | 23000 | 18 | 9.5 | 23000 | 18600 | 80.87% | 2 | 0 | 12 |  |  |  | No | R-454B | 1.9167 | Residential & Commercial | Ducted CEE Tier 1
206772411 | Central HP <5.4 tons | KEEPRITE | HRCU-A-CB (Split System: Heat Pump with Remote Outdoor Unit-Air-Source) | CVH837GKA2* |  |  | EN(A,D)4X48L24**+WALLCON | *97CMN1202422A* | 32400 | 17.5 | 8.1 | 33000 | 24800 | 75.15% | 1.96 | 12 | 11.5 |  |  |  | No | R-410A | 2.7 | Residential & Commercial | Ducted CEE Tier 1
206771880 | Central HP <5.4 tons | KEEPRITE | HRCU-A-CB (Split System: Heat Pump with Remote Outdoor Unit-Air-Source) | CVH837GKA2* |  |  | EA*4X48L21A*+WALLCON | *97CMN0602120A* | 32200 | 17 | 8.1 | 32800 | 25200 | 76.83% | 1.96 | 11.5 | 11 |  |  |  | No | R-410A | 2.6833 | Residential & Commercial | Ducted CEE Tier 1
206771466 | Central HP <5.4 tons | KEEPRITE | HRCU-A-CB (Split System: Heat Pump with Remote Outdoor Unit-Air-Source) | CVH837GKA2* |  |  | EA*4X42L21A*+WALLCON | *97CMN1002122A* | 31800 | 17 | 8.1 | 33000 | 24400 | 73.94% | 1.9 | 11.5 | 11.5 |  |  |  | No | R-410A | 2.65 | Residential & Commercial | Ducted CEE Tier 1
206773506 | Central HP <5.4 tons | KEEPRITE | HRCU-A-CB (Split System: Heat Pump with Remote Outdoor Unit-Air-Source) | CVH837GKA2* |  |  | EA*4X48L21A*+WALLCON | *95CSU0802120A* | 32400 | 17.5 | 8.5 | 32600 | 25000 | 76.69% | 1.98 | 12 | 11.5 |  |  |  | No | R-410A | 2.7 | Residential & Commercial | Ducted CEE Tier 1
211260471 | Central HP <5.4 tons | ARCOAIRE | HRCU-A-CB (Split System: Heat Pump with Remote Outdoor Unit-Air-Source) | DLCURAH18ABK |  |  | EA*4X24L17A* | *95ESN0601412A* | 17800 | 16 | 8.5 | 18700 | 19000 | 101.6% | 2.28 | 0 | 10.5 |  |  |  | No | R-410A | 1.4833 | Residential & Commercial | Ducted CEE Tier 1
211259968 | Central HP <5.4 tons | ARCOAIRE | HRCU-A-CB (Split System: Heat Pump with Remote Outdoor Unit-Air-Source) | DLCURAH18ABK |  |  | EA*4X19L17A* | *92ESN0401410A* | 18400 | 15.5 | 8.5 | 18500 | 17600 | 95.14% | 2.12 | 0 | 10.5 |  |  |  | No | R-410A | 1.5333 | Residential & Commercial | Ducted CEE Tier 1
213773809 | Central HP <5.4 tons | ARCOAIRE | HRCU-A-CB (Split System: Heat Pump with Remote Outdoor Unit-Air-Source) | HVH825GKA3* |  |  | EA*4X48L24A*+WALLCON | *80CTL0902120B* | 24200 | 17 | 8.1 | 21000 | 16500 | 78.57% | 2.02 | 0 | 11 |  |  |  | No | R-410A | 2.0167 | Residential & Commercial | Ducted CEE Tier 1
213773639 | Central HP <5.4 tons | ARCOAIRE | HRCU-A-CB (Split System: Heat Pump with Remote Outdoor Unit-Air-Source) | HVH825GKA3* |  |  | EA*4X43L21A*+WALLCON | *97CMN0801714B* | 24400 | 16.5 | 8.1 | 21200 | 16600 | 78.3% | 2.02 | 0 | 11 |  |  |  | No | R-410A | 2.0333 | Residential & Commercial | Ducted CEE Tier 1
213773189 | Central HP <5.4 tons | ARCOAIRE | HRCU-A-CB (Split System: Heat Pump with Remote Outdoor Unit-Air-Source) | HVH825GKA3* |  |  | EA*4X37L17A*+WALLCON | *80CTL0901716B* | 24200 | 16.5 | 8.1 | 21400 | 16700 | 78.04% | 1.98 | 0 | 10.5 |  |  |  | No | R-410A | 2.0167 | Residential & Commercial | Ducted CEE Tier 1
212972695 | Central HP <5.4 tons | ARCOAIRE | HRCU-A-CB (Split System: Heat Pump with Remote Outdoor Unit-Air-Source) | DLCURAH18ABK |  |  | EA*4X25L17A* | *96VSN0401410B* | 17700 | 16 | 8.1 | 17800 | 17800 | 100% | 2.14 | 0 | 10.5 |  |  |  | No | R-410A | 1.475 | Residential & Commercial | Ducted CEE Tier 1
212976059 | Central HP <5.4 tons | BRYANT HEATING AND COOLING SYSTEMS | HRCU-A-CB (Split System: Heat Pump with Remote Outdoor Unit-Air-Source) | 38MURAQ24AB3* |  |  | CAP**3717AL* | 926TC48080V17*** | 24200 | 17 | 8.5 | 25800 | 22200 | 86.05% | 1.84 | 0 | 10 |  |  |  | No | R-410A | 2.0167 | Residential & Commercial | Ducted CEE Tier 1
213297810 | Central HP <5.4 tons | FRASER-JOHNSTON | HRCU-A-CB (Split System: Heat Pump with Remote Outdoor Unit-Air-Source) | HMH72B341 |  |  | XAHC30CXXN1+TXV | Z8ES080B12SMPS1 | 31800 | 17 | 8.1 | 32200 | 22600 | 70.19% | 2 | 0 | 10 |  |  |  | No | R-410A | 2.65 | Residential & Commercial | Ducted CEE Tier 1
214396398 | Central HP <5.4 tons | FRASER-JOHNSTON | HRCU-A-CB (Split System: Heat Pump with Remote Outdoor Unit-Air-Source) | HH836E2S11 |  |  | CTF36C5CDS1+JMC17C2SN1 |  | 34400 | 19 | 9 | 31600 | 25400 | 80.38% | 2 | 0 | 11.7 |  |  |  | No | R-454B | 2.8667 | Residential & Commercial | Ducted CEE Tier 1
214396782 | Central HP <5.4 tons | FRASER-JOHNSTON | HRCU-A-CB (Split System: Heat Pump with Remote Outdoor Unit-Air-Source) | HH836E2S11 |  |  | CTF48C5CFS1 | TM9Y100C16MP11 | 33200 | 19 | 9 | 31400 | 25400 | 80.89% | 2 | 0 | 11 |  |  |  | No | R-454B | 2.7667 | Residential & Commercial | Ducted CEE Tier 1
206773657 | Central HP <5.4 tons | KEEPRITE | HRCU-A-CB (Split System: Heat Pump with Remote Outdoor Unit-Air-Source) | CVH837GKA2* |  |  | EHD4X42AAL+WALLCON | *95CSU0802120A* | 32600 | 17 | 8.1 | 33000 | 24800 | 75.15% | 1.96 | 11.5 | 11 |  |  |  | No | R-410A | 2.7167 | Residential & Commercial | Ducted CEE Tier 1
206773024 | Central HP <5.4 tons | KEEPRITE | HRCU-A-CB (Split System: Heat Pump with Remote Outdoor Unit-Air-Source) | CVH837GKA2* |  |  | EHD4X48AAL+WALLCON | *97CMN0602120A* | 32400 | 16.5 | 8.1 | 33200 | 25200 | 75.9% | 1.94 | 11.5 | 11 |  |  |  | No | R-410A | 2.7 | Residential & Commercial | Ducted CEE Tier 1
211228985 | Central HP <5.4 tons | ARCOAIRE | HRCU-A-CB (Split System: Heat Pump with Remote Outdoor Unit-Air-Source) | DLCURAH36ABK |  |  | EA*4X48L21A* | *92ESN0802120A* | 35600 | 16.5 | 8.5 | 37800 | 34600 | 91.53% | 2.04 | 0 | 10 |  |  |  | No | R-410A | 2.9667 | Residential & Commercial | Ducted CEE Tier 1
211227929 | Central HP <5.4 tons | ARCOAIRE | HRCU-A-CB (Split System: Heat Pump with Remote Outdoor Unit-Air-Source) | DLCURAH36ABK |  |  | EA*4X42L24A* | *80VTL1102122A* | 36200 | 15.5 | 8.1 | 39500 | 35200 | 89.11% | 1.92 | 0 | 10 |  |  |  | No | R-410A | 3.0167 | Residential & Commercial | Ducted CEE Tier 1
212988321 | Central HP <5.4 tons | ARCOAIRE | HRCU-A-CB (Split System: Heat Pump with Remote Outdoor Unit-Air-Source) | DLCURAH36ABK |  |  | EA*4X48L24A* | *96MSN1202422A* | 35600 | 16.5 | 8.5 | 37800 | 34600 | 91.53% | 2.02 | 0 | 10 |  |  |  | No | R-410A | 2.9667 | Residential & Commercial | Ducted CEE Tier 1
206771763 | Central HP <5.4 tons | KEEPRITE | HRCU-A-CB (Split System: Heat Pump with Remote Outdoor Unit-Air-Source) | CVH837GKA2* |  |  | EA*4X48L21A*+WALLCON | *80CTL0701716A* | 32200 | 17.5 | 8.1 | 32600 | 25000 | 76.69% | 1.96 | 11 | 11.5 |  |  |  | No | R-410A | 2.6833 | Residential & Commercial | Ducted CEE Tier 1
213076378 | Central HP <5.4 tons | KEEPRITE | HRCU-A-CB (Split System: Heat Pump with Remote Outdoor Unit-Air-Source) | DLCURAH24ABK |  |  | EA*4X24L17A* | *96VTN0601716B* | 23200 | 16.5 | 8.5 | 26800 | 26600 | 99.25% | 2.26 | 0 | 10 |  |  |  | No | R-410A | 1.9333 | Residential & Commercial | Ducted CEE Tier 1
215931688 | Central HP <5.4 tons | ARCOAIRE | HRCU-A-CB (Split System: Heat Pump with Remote Outdoor Unit-Air-Source) | H5H3V60*K*AAA* |  |  | EA*5X61M24A*+WALLCON | *80CTL0702120B* | 56500 | 18.5 | 8.5 | 60500 | 47000 | 77.69% | 2.02 | 0 | 11 |  |  |  | No | R-454B | 4.7083 | Residential & Commercial | Ducted CEE Tier 1
214239017 | Central HP <5.4 tons | ARCOAIRE | HRCU-A-CB (Split System: Heat Pump with Remote Outdoor Unit-Air-Source) | HVH837GKA2* |  |  | END4X42L17**+WALLCON | *97CMN0801714B* | 32000 | 16.5 | 8.1 | 33200 | 24800 | 74.7% | 1.88 | 0 | 11 |  |  |  | No | R-410A | 2.6667 | Residential & Commercial | Ducted CEE Tier 1
214238867 | Central HP <5.4 tons | ARCOAIRE | HRCU-A-CB (Split System: Heat Pump with Remote Outdoor Unit-Air-Source) | HVH837GKA2* |  |  | EN(A,D)4X36L21**+WALLCON | *80CTL0902120B* | 31400 | 16.5 | 8.1 | 33000 | 24000 | 72.73% | 1.82 | 0 | 11 |  |  |  | No | R-410A | 2.6167 | Residential & Commercial | Ducted CEE Tier 1
204300436 | Central HP <5.4 tons | KEEPRITE | HRCU-A-CB (Split System: Heat Pump with Remote Outdoor Unit-Air-Source) | CVH837GKA** |  |  | EHD4X48AAL+WALLCON | *80CTL0701716A* | 32600 | 17 | 8.1 | 33200 | 25000 | 75.3% | 1.96 | 11.5 | 11 |  |  |  | No | R-410A | 2.7167 | Residential & Commercial | Ducted CEE Tier 1
204300356 | Central HP <5.4 tons | KEEPRITE | HRCU-A-CB (Split System: Heat Pump with Remote Outdoor Unit-Air-Source) | CVH837GKA** |  |  | EHD4X42AAL+WALLCON | *97CMN1202422A* | 32400 | 16.5 | 8.1 | 33200 | 25000 | 75.3% | 1.96 | 11.5 | 11 |  |  |  | No | R-410A | 2.7 | Residential & Commercial | Ducted CEE Tier 1
213297205 | Central HP <5.4 tons | FRASER-JOHNSTON | HRCU-A-CB (Split System: Heat Pump with Remote Outdoor Unit-Air-Source) | HMH72B341 |  |  | XAUB30CXXN1+TXV | Z8ES040A12LMPS1 | 33200 | 18 | 8.5 | 33000 | 23400 | 70.91% | 2.06 | 0 | 10 |  |  |  | No | R-410A | 2.7667 | Residential & Commercial | Ducted CEE Tier 1
213297430 | Central HP <5.4 tons | FRASER-JOHNSTON | HRCU-A-CB (Split System: Heat Pump with Remote Outdoor Unit-Air-Source) | HMH72B341 |  |  | XAHB30CXXN1+JMET12BS2N1+TXV |  | 32400 | 18 | 8.1 | 32400 | 22800 | 70.37% | 2.02 | 0 | 10 |  |  |  | No | R-410A | 2.7 | Residential & Commercial | Ducted CEE Tier 1
215931881 | Central HP <5.4 tons | KEEPRITE | HRCU-A-CB (Split System: Heat Pump with Remote Outdoor Unit-Air-Source) | C5H3V60*K*AAA* |  |  | ESH5X60M12A*+WALLCON | *97CMN0802120B* | 56000 | 17.5 | 8.1 | 61000 | 46000 | 75.41% | 1.95 | 0 | 11 |  |  |  | No | R-454B | 4.6667 | Residential & Commercial | Ducted CEE Tier 1
215931781 | Central HP <5.4 tons | KEEPRITE | HRCU-A-CB (Split System: Heat Pump with Remote Outdoor Unit-Air-Source) | C5H3V60*K*AAA* |  |  | EA*5X61M24A*+WALLCON | *96CTN1002122B* | 57000 | 18.5 | 8.5 | 60500 | 46500 | 76.86% | 2.02 | 0 | 11.5 |  |  |  | No | R-454B | 4.75 | Residential & Commercial | Ducted CEE Tier 1
210595692 | Central HP <5.4 tons | KENMORE | HRCU-A-CB (Split System: Heat Pump with Remote Outdoor Unit-Air-Source) | (C,H,T)VH825GKA2* |  |  | EN(A,D)4X48L24**+WALLCON | *96CTN1002122A* | 24200 | 17 | 8.1 | 21400 | 16600 | 77.57% | 2.02 | 0 | 11.5 |  |  |  | No | R-410A | 2.0167 | Residential & Commercial | Ducted CEE Tier 1
210595722 | Central HP <5.4 tons | KENMORE | HRCU-A-CB (Split System: Heat Pump with Remote Outdoor Unit-Air-Source) | (C,H,T)VH825GKA2* |  |  | EN(A,D,W)4X48L21**+WALLCON | *96CTN0601714A* | 24000 | 16.5 | 8.1 | 21400 | 16700 | 78.04% | 2 | 0 | 11 |  |  |  | No | R-410A | 2 | Residential & Commercial | Ducted CEE Tier 1
206771565 | Central HP <5.4 tons | KEEPRITE | HRCU-A-CB (Split System: Heat Pump with Remote Outdoor Unit-Air-Source) | CVH837GKA2* |  |  | EA*4X42L24A*+WALLCON | *97CMN1002122A* | 31800 | 17.5 | 8.1 | 33000 | 24400 | 73.94% | 1.9 | 12 | 11.5 |  |  |  | No | R-410A | 2.65 | Residential & Commercial | Ducted CEE Tier 1
206771574 | Central HP <5.4 tons | KEEPRITE | HRCU-A-CB (Split System: Heat Pump with Remote Outdoor Unit-Air-Source) | CVH837GKA2* |  |  | EA*4X42L24A*+WALLCON | *97CMN1202422A* | 31800 | 17 | 8.1 | 33200 | 24400 | 73.49% | 1.88 | 11.5 | 11 |  |  |  | No | R-410A | 2.65 | Residential & Commercial | Ducted CEE Tier 1
206771511 | Central HP <5.4 tons | KEEPRITE | HRCU-A-CB (Split System: Heat Pump with Remote Outdoor Unit-Air-Source) | CVH837GKA2* |  |  | EA*4X42L21A*+WALLCON | *97CMN0602120A* | 31600 | 17 | 8.1 | 33400 | 24800 | 74.25% | 1.86 | 11 | 11 |  |  |  | No | R-410A | 2.6333 | Residential & Commercial | Ducted CEE Tier 1
206771592 | Central HP <5.4 tons | KEEPRITE | HRCU-A-CB (Split System: Heat Pump with Remote Outdoor Unit-Air-Source) | CVH837GKA2* |  |  | EA*4X42L24A*+WALLCON | *96CTN1002122A* | 31800 | 17.5 | 8.1 | 33000 | 24400 | 73.94% | 1.9 | 12 | 11.5 |  |  |  | No | R-410A | 2.65 | Residential & Commercial | Ducted CEE Tier 1
206771610 | Central HP <5.4 tons | KEEPRITE | HRCU-A-CB (Split System: Heat Pump with Remote Outdoor Unit-Air-Source) | CVH837GKA2* |  |  | EA*4X42L24A*+WALLCON | *97CMN0602120A* | 31600 | 17 | 8.1 | 33400 | 24600 | 73.65% | 1.88 | 11.5 | 11 |  |  |  | No | R-410A | 2.6333 | Residential & Commercial | Ducted CEE Tier 1
206771358 | Central HP <5.4 tons | KEEPRITE | HRCU-A-CB (Split System: Heat Pump with Remote Outdoor Unit-Air-Source) | CVH837GKA2* |  |  | EA*4X37L21A*+WALLCON | *80CTL0901716A* | 33000 | 18 | 8.5 | 32800 | 25000 | 76.22% | 2 | 12 | 11.7 |  |  |  | No | R-410A | 2.75 | Residential & Commercial | Ducted CEE Tier 1
210595893 | Central HP <5.4 tons | KENMORE | HRCU-A-CB (Split System: Heat Pump with Remote Outdoor Unit-Air-Source) | (C,H,T)VH837GKA** |  |  | EN(A,D,W)4X60L24**+WALLCON | *95CSU1002122A* | 32800 | 18 | 8.1 | 32200 | 24600 | 76.4% | 1.98 | 0 | 12 |  |  |  | No | R-410A | 2.7333 | Residential & Commercial | Ducted CEE Tier 1
210474556 | Central HP <5.4 tons | KENMORE | HRCU-A-CB (Split System: Heat Pump with Remote Outdoor Unit-Air-Source) | (C,H,T)VH825GKA3* |  |  | EHD4X48AAL+WALLCON | *96CTN0801714A* | 24200 | 16 | 8.1 | 21400 | 16700 | 78.04% | 2 | 0 | 10.5 |  |  |  | No | R-410A | 2.0167 | Residential & Commercial | Ducted CEE Tier 1
210474622 | Central HP <5.4 tons | KENMORE | HRCU-A-CB (Split System: Heat Pump with Remote Outdoor Unit-Air-Source) | (C,H,T)VH825GKA3* |  |  | EHD4X48AAL+WALLCON | *96CTN1002122A* | 24200 | 16 | 8.1 | 21200 | 16700 | 78.77% | 2.04 | 0 | 11 |  |  |  | No | R-410A | 2.0167 | Residential & Commercial | Ducted CEE Tier 1
210595817 | Central HP <5.4 tons | KENMORE | HRCU-A-CB (Split System: Heat Pump with Remote Outdoor Unit-Air-Source) | (C,H,T)VH837GKA** |  |  | EA*4X60L24A*+WALLCON | *96CTN1002122A* | 32800 | 17.5 | 8.5 | 31800 | 24800 | 77.99% | 2 | 0 | 11.7 |  |  |  | No | R-410A | 2.7333 | Residential & Commercial | Ducted CEE Tier 1
215678257 | Central HP <5.4 tons | ARCOAIRE | HRCU-A-CB (Split System: Heat Pump with Remote Outdoor Unit-Air-Source) | H5H0V24*K*AAA* |  |  | EA*5X25M17A*+WALLCON | *97CTN0801716A* | 23800 | 17 | 9 | 23400 | 16500 | 70.51% | 2.02 | 0 | 10.5 |  |  |  | No | R-454B | 1.9833 | Residential & Commercial | Ducted CEE Tier 1
212974679 | Central HP <5.4 tons | BRYANT HEATING AND COOLING SYSTEMS | HRCU-A-CB (Split System: Heat Pump with Remote Outdoor Unit-Air-Source) | 38MURAQ18AB3* |  |  | CAP**3017AL* | 926TC30040V14*** | 17300 | 16 | 8.5 | 18100 | 18900 | 104.4% | 2.26 | 0 | 10.5 |  |  |  | No | R-410A | 1.4417 | Residential & Commercial | Ducted CEE Tier 1
212975112 | Central HP <5.4 tons | BRYANT HEATING AND COOLING SYSTEMS | HRCU-A-CB (Split System: Heat Pump with Remote Outdoor Unit-Air-Source) | 38MURAQ18AB3* |  |  | CNPV*2417AL* | 926TC36040V17*** | 17500 | 15.5 | 8.5 | 18600 | 19200 | 103.2% | 2.3 | 0 | 10.5 |  |  |  | No | R-410A | 1.4583 | Residential & Commercial | Ducted CEE Tier 1
213607735 | Central HP <5.4 tons | CARRIER | HRCU-A-CB (Split System: Heat Pump with Remote Outdoor Unit-Air-Source) | 38MURAQ36AB3* |  |  | FG4ANXC48L* |  | 36400 | 17 | 9 | 37200 | 34600 | 93.01% | 2.08 | 0 | 10 |  |  |  | No | R-410A | 3.0333 | Residential & Commercial | Ducted CEE Tier 1
215931988 | Central HP <5.4 tons | ARCOAIRE | HRCU-A-CB (Split System: Heat Pump with Remote Outdoor Unit-Air-Source) | H5H3V36*K*AAA* |  |  | EA*5X25M17A*+WALLCON | *96CTN0601714B* | 33600 | 19.5 | 9.5 | 34400 | 26200 | 76.16% | 2.05 | 0 | 11 |  |  |  | No | R-454B | 2.8 | Residential & Commercial | Ducted CEE Tier 1
210595833 | Central HP <5.4 tons | KENMORE | HRCU-A-CB (Split System: Heat Pump with Remote Outdoor Unit-Air-Source) | (C,H,T)VH837GKA** |  |  | EA*4X61L21A*+WALLCON | *96CTN1002122A* | 33200 | 17.5 | 8.5 | 32000 | 24800 | 77.5% | 2 | 0 | 12 |  |  |  | No | R-410A | 2.7667 | Residential & Commercial | Ducted CEE Tier 1
210595848 | Central HP <5.4 tons | KENMORE | HRCU-A-CB (Split System: Heat Pump with Remote Outdoor Unit-Air-Source) | (C,H,T)VH837GKA** |  |  | EA*4X61L24A*+WALLCON | *97CMN1202422A* | 33200 | 17.5 | 8.5 | 32000 | 25000 | 78.12% | 2 | 0 | 11.7 |  |  |  | No | R-410A | 2.7667 | Residential & Commercial | Ducted CEE Tier 1
210595899 | Central HP <5.4 tons | KENMORE | HRCU-A-CB (Split System: Heat Pump with Remote Outdoor Unit-Air-Source) | (C,H,T)VH837GKA** |  |  | EN(A,D,W)4X60L24**+WALLCON | *97CMN1202422A* | 32800 | 17.5 | 8.1 | 32200 | 24800 | 77.02% | 1.96 | 0 | 11.7 |  |  |  | No | R-410A | 2.7333 | Residential & Commercial | Ducted CEE Tier 1
206998305 | Central HP <5.4 tons | KENMORE | HRCU-A-CB (Split System: Heat Pump with Remote Outdoor Unit-Air-Source) | (C,H,T)VH825GKA3* |  |  | EA*4X25L17A*+WALLCON | *97CMN0801714A* | 24200 | 16.5 | 8.1 | 21400 | 16700 | 78.04% | 2 | 11 | 11 |  |  |  | No | R-410A | 2.0167 | Residential & Commercial | Ducted CEE Tier 1
210595806 | Central HP <5.4 tons | KENMORE | HRCU-A-CB (Split System: Heat Pump with Remote Outdoor Unit-Air-Source) | (C,H,T)VH837GKA** |  |  | EA*4X36L21A*+WALLCON | *95CSU1002122A* | 31600 | 17.5 | 8.1 | 33000 | 24200 | 73.33% | 1.86 | 0 | 11 |  |  |  | No | R-410A | 2.6333 | Residential & Commercial | Ducted CEE Tier 1
215667742 | Central HP <5.4 tons | ARCOAIRE | HRCU-A-CB (Split System: Heat Pump with Remote Outdoor Unit-Air-Source) | H5H0V24*K*AAA* |  |  | EA*5X37M17A*+WALLCON | *80CTL0451712B* | 23600 | 17 | 9 | 23600 | 16600 | 70.34% | 1.98 | 0 | 10 |  |  |  | No | R-454B | 1.9667 | Residential & Commercial | Ducted CEE Tier 1
213297650 | Central HP <5.4 tons | FRASER-JOHNSTON | HRCU-A-CB (Split System: Heat Pump with Remote Outdoor Unit-Air-Source) | HMH72B341 |  |  | XAHB36DXXN1+TXV | Z8ES040A12SMPS1 | 33200 | 17.5 | 8.1 | 32800 | 23000 | 70.12% | 2.02 | 0 | 10 |  |  |  | No | R-410A | 2.7667 | Residential & Commercial | Ducted CEE Tier 1
213297675 | Central HP <5.4 tons | FRASER-JOHNSTON | HRCU-A-CB (Split System: Heat Pump with Remote Outdoor Unit-Air-Source) | HMH72B341 |  |  | XAFC30CXXN1+JMET12CS2N1+TXV |  | 33800 | 18.5 | 8.5 | 33000 | 23200 | 70.3% | 2.08 | 0 | 10 |  |  |  | No | R-410A | 2.8167 | Residential & Commercial | Ducted CEE Tier 1
213297020 | Central HP <5.4 tons | FRASER-JOHNSTON | HRCU-A-CB (Split System: Heat Pump with Remote Outdoor Unit-Air-Source) | HMH72B341 |  |  | XAFB36DBCN1 | Z9ET080B12SMPS1 | 33800 | 18 | 8.5 | 33000 | 23200 | 70.3% | 2 | 0 | 10 |  |  |  | No | R-410A | 2.8167 | Residential & Commercial | Ducted CEE Tier 1
213297220 | Central HP <5.4 tons | FRASER-JOHNSTON | HRCU-A-CB (Split System: Heat Pump with Remote Outdoor Unit-Air-Source) | HMH72B341 |  |  | XAHC36DBCN1+JMET12CS2N1 |  | 33800 | 18 | 8.1 | 32800 | 23000 | 70.12% | 2.06 | 0 | 10 |  |  |  | No | R-410A | 2.8167 | Residential & Commercial | Ducted CEE Tier 1
213297620 | Central HP <5.4 tons | FRASER-JOHNSTON | HRCU-A-CB (Split System: Heat Pump with Remote Outdoor Unit-Air-Source) | HMH72B341 |  |  | XAHC36DBCN1 | Z8ES080C16SMPS1 | 34000 | 17.5 | 8.5 | 33400 | 23600 | 70.66% | 2.08 | 0 | 10 |  |  |  | No | R-410A | 2.8333 | Residential & Commercial | Ducted CEE Tier 1
204456822 | Central HP <5.4 tons | KENMORE | HRCU-A-CB (Split System: Heat Pump with Remote Outdoor Unit-Air-Source) | (C,H,T)VH825GKA2* |  |  | EA*4X37L17A*+WALLCON | *80CTL0451712A* | 24000 | 16 | 8.1 | 21600 | 16800 | 77.78% | 1.98 | 11 | 10.5 |  |  |  | No | R-410A | 2 | Residential & Commercial | Ducted CEE Tier 1
204456722 | Central HP <5.4 tons | KENMORE | HRCU-A-CB (Split System: Heat Pump with Remote Outdoor Unit-Air-Source) | (C,H,T)VH825GKA2* |  |  | EA*4X36L21A*+WALLCON | *97CMN0601714A* | 23400 | 16 | 8.1 | 21600 | 16800 | 77.78% | 1.92 | 11 | 10.5 |  |  |  | No | R-410A | 1.95 | Residential & Commercial | Ducted CEE Tier 1
210595599 | Central HP <5.4 tons | KENMORE | HRCU-A-CB (Split System: Heat Pump with Remote Outdoor Unit-Air-Source) | (C,H,T)VH825GKA2* |  |  | EA*4X42L24A*+WALLCON | *80CTL1352422A* | 23800 | 16.5 | 8.1 | 21400 | 16600 | 77.57% | 1.96 | 0 | 11 |  |  |  | No | R-410A | 1.9833 | Residential & Commercial | Ducted CEE Tier 1
210595613 | Central HP <5.4 tons | KENMORE | HRCU-A-CB (Split System: Heat Pump with Remote Outdoor Unit-Air-Source) | (C,H,T)VH825GKA2* |  |  | EA*4X43L21A*+WALLCON | *95CSU0601716A* | 24400 | 16.5 | 8.1 | 21200 | 16700 | 78.77% | 2.02 | 0 | 10.5 |  |  |  | No | R-410A | 2.0333 | Residential & Commercial | Ducted CEE Tier 1
210595648 | Central HP <5.4 tons | KENMORE | HRCU-A-CB (Split System: Heat Pump with Remote Outdoor Unit-Air-Source) | (C,H,T)VH825GKA2* |  |  | EHD4X42AAL+WALLCON | *80CSU0401712A* | 24200 | 16.5 | 8.1 | 21400 | 16600 | 77.57% | 2 | 0 | 11 |  |  |  | No | R-410A | 2.0167 | Residential & Commercial | Ducted CEE Tier 1
213297295 | Central HP <5.4 tons | FRASER-JOHNSTON | HRCU-A-CB (Split System: Heat Pump with Remote Outdoor Unit-Air-Source) | HMH72B341 |  |  | XAHC36DBCN1 | Z8ET100C20LMPS1 | 33400 | 18.5 | 8.5 | 32200 | 22600 | 70.19% | 2.04 | 0 | 10.5 |  |  |  | No | R-410A | 2.7833 | Residential & Commercial | Ducted CEE Tier 1
213298070 | Central HP <5.4 tons | FRASER-JOHNSTON | HRCU-A-CB (Split System: Heat Pump with Remote Outdoor Unit-Air-Source) | HMH72B341 |  |  | XAFB36DBCN1 | Z8ES040A12SMPS1 | 34000 | 18 | 8.5 | 33400 | 24200 | 72.46% | 2.1 | 0 | 10 |  |  |  | No | R-410A | 2.8333 | Residential & Commercial | Ducted CEE Tier 1
213296950 | Central HP <5.4 tons | FRASER-JOHNSTON | HRCU-A-CB (Split System: Heat Pump with Remote Outdoor Unit-Air-Source) | HMH72B341 |  |  | XAFC36DBCN1 | Z8ES080C20LMPS1 | 34000 | 18 | 8.5 | 33400 | 24400 | 73.05% | 2.12 | 0 | 10 |  |  |  | No | R-410A | 2.8333 | Residential & Commercial | Ducted CEE Tier 1
210595681 | Central HP <5.4 tons | KENMORE | HRCU-A-CB (Split System: Heat Pump with Remote Outdoor Unit-Air-Source) | (C,H,T)VH825GKA2* |  |  | EHD4X48AAL+WALLCON | *96CTN1002122A* | 24200 | 16 | 8.1 | 21200 | 16700 | 78.77% | 2.04 | 0 | 11 |  |  |  | No | R-410A | 2.0167 | Residential & Commercial | Ducted CEE Tier 1
210595714 | Central HP <5.4 tons | KENMORE | HRCU-A-CB (Split System: Heat Pump with Remote Outdoor Unit-Air-Source) | (C,H,T)VH825GKA2* |  |  | EN(A,D,W)4X48L21**+WALLCON | *80CSU0601716A* | 24200 | 17 | 8.1 | 21400 | 16600 | 77.57% | 2.02 | 0 | 11 |  |  |  | No | R-410A | 2.0167 | Residential & Commercial | Ducted CEE Tier 1
210595715 | Central HP <5.4 tons | KENMORE | HRCU-A-CB (Split System: Heat Pump with Remote Outdoor Unit-Air-Source) | (C,H,T)VH825GKA2* |  |  | EN(A,D,W)4X48L21**+WALLCON | *80CSU1002120A* | 24000 | 16.5 | 8.1 | 21400 | 16600 | 77.57% | 2 | 0 | 11 |  |  |  | No | R-410A | 2 | Residential & Commercial | Ducted CEE Tier 1
210595717 | Central HP <5.4 tons | KENMORE | HRCU-A-CB (Split System: Heat Pump with Remote Outdoor Unit-Air-Source) | (C,H,T)VH825GKA2* |  |  | EN(A,D,W)4X48L21**+WALLCON | *80CTL0701716A* | 24200 | 17 | 8.1 | 21400 | 16600 | 77.57% | 2.02 | 0 | 11 |  |  |  | No | R-410A | 2.0167 | Residential & Commercial | Ducted CEE Tier 1
204298582 | Central HP <5.4 tons | KEEPRITE | HRCU-A-CB (Split System: Heat Pump with Remote Outdoor Unit-Air-Source) | CVH837GKA** |  |  | EA*4X36L17A*+WALLCON | *80CTL0701716A* | 31400 | 17 | 8.1 | 33400 | 24400 | 73.05% | 1.84 | 11 | 11 |  |  |  | No | R-410A | 2.6167 | Residential & Commercial | Ducted CEE Tier 1
212976088 | Central HP <5.4 tons | ARCOAIRE | HRCU-A-CB (Split System: Heat Pump with Remote Outdoor Unit-Air-Source) | DLCURAH24ABK |  |  | EN(A,D)4X24L17** | *96VTN0801716B* | 23400 | 16.5 | 8.5 | 27000 | 24800 | 91.85% | 2.04 | 0 | 10 |  |  |  | No | R-410A | 1.95 | Residential & Commercial | Ducted CEE Tier 1
212975654 | Central HP <5.4 tons | ARCOAIRE | HRCU-A-CB (Split System: Heat Pump with Remote Outdoor Unit-Air-Source) | DLCURAH24ABK |  |  | EA*4X25L17A* | *96VTN0601412B* | 24000 | 17 | 8.5 | 25000 | 21800 | 87.2% | 1.82 | 0 | 10 |  |  |  | No | R-410A | 2 | Residential & Commercial | Ducted CEE Tier 1
212974968 | Central HP <5.4 tons | ARCOAIRE | HRCU-A-CB (Split System: Heat Pump with Remote Outdoor Unit-Air-Source) | DLCURAH24ABK |  |  | EA*4X30L17A* | *96VTN0401410B* | 23400 | 16 | 8.5 | 26400 | 24800 | 93.94% | 2.06 | 0 | 10 |  |  |  | No | R-410A | 1.95 | Residential & Commercial | Ducted CEE Tier 1
212973615 | Central HP <5.4 tons | ARCOAIRE | HRCU-A-CB (Split System: Heat Pump with Remote Outdoor Unit-Air-Source) | DLCURAH24ABK |  |  | EN(A,D)4X30L14** | *96VSN0601412B* | 23400 | 16.5 | 8.1 | 26000 | 24400 | 93.85% | 2.02 | 0 | 10 |  |  |  | No | R-410A | 1.95 | Residential & Commercial | Ducted CEE Tier 1
214239989 | Central HP <5.4 tons | DAY & NIGHT | HRCU-A-CB (Split System: Heat Pump with Remote Outdoor Unit-Air-Source) | CVH837GKA** |  |  | EN(A,D)4X48L24**+WALLCON | *80CTL1352422B* | 32400 | 17 | 8.1 | 32600 | 24600 | 75.46% | 1.96 | 0 | 11.7 |  |  |  | No | R-410A | 2.7 | Residential & Commercial | Ducted CEE Tier 1
204299892 | Central HP <5.4 tons | KEEPRITE | HRCU-A-CB (Split System: Heat Pump with Remote Outdoor Unit-Air-Source) | CVH837GKA** |  |  | EN(A,D)4X48L24**+WALLCON | *80CTL1352422A* | 32400 | 17.5 | 8.1 | 32800 | 24800 | 75.61% | 1.98 | 12 | 11.7 |  |  |  | No | R-410A | 2.7 | Residential & Commercial | Ducted CEE Tier 1
212975453 | Central HP <5.4 tons | BRYANT HEATING AND COOLING SYSTEMS | HRCU-A-CB (Split System: Heat Pump with Remote Outdoor Unit-Air-Source) | 38MURAQ18AB3* |  |  | CNPV*2414AL* | 926TC36060V14*** | 17500 | 16 | 8.5 | 18500 | 19200 | 103.8% | 2.3 | 0 | 10.5 |  |  |  | No | R-410A | 1.4583 | Residential & Commercial | Ducted CEE Tier 1
213297850 | Central HP <5.4 tons | FRASER-JOHNSTON | HRCU-A-CB (Split System: Heat Pump with Remote Outdoor Unit-Air-Source) | HMH72B341 |  |  | XAFC36DXXN1+JMET12CS2N1+TXV |  | 34000 | 18.5 | 8.5 | 34000 | 24200 | 71.18% | 2.14 | 0 | 10 |  |  |  | No | R-410A | 2.8333 | Residential & Commercial | Ducted CEE Tier 1
213298025 | Central HP <5.4 tons | FRASER-JOHNSTON | HRCU-A-CB (Split System: Heat Pump with Remote Outdoor Unit-Air-Source) | HMH72B341 |  |  | XAFC36DXXN1+TXV | Z8ES080C16LMPS1 | 34000 | 18 | 8.5 | 33400 | 24200 | 72.46% | 2.14 | 0 | 10 |  |  |  | No | R-410A | 2.8333 | Residential & Commercial | Ducted CEE Tier 1
213297175 | Central HP <5.4 tons | FRASER-JOHNSTON | HRCU-A-CB (Split System: Heat Pump with Remote Outdoor Unit-Air-Source) | HMH72B341 |  |  | XAFC30CXXN1+TXV | Z8ES080C16LMPS1 | 33600 | 18 | 8.5 | 33000 | 23200 | 70.3% | 2.08 | 0 | 10 |  |  |  | No | R-410A | 2.8 | Residential & Commercial | Ducted CEE Tier 1
213297210 | Central HP <5.4 tons | FRASER-JOHNSTON | HRCU-A-CB (Split System: Heat Pump with Remote Outdoor Unit-Air-Source) | HMH72B341 |  |  | XAHC30CXXN1+JMET12CS2N1+TXV |  | 32800 | 18 | 8.5 | 32400 | 22800 | 70.37% | 2.04 | 0 | 10 |  |  |  | No | R-410A | 2.7333 | Residential & Commercial | Ducted CEE Tier 1
210595611 | Central HP <5.4 tons | KENMORE | HRCU-A-CB (Split System: Heat Pump with Remote Outdoor Unit-Air-Source) | (C,H,T)VH825GKA2* |  |  | EA*4X43L21A*+WALLCON | *80CTL0701716A* | 24400 | 17 | 8.5 | 21200 | 16600 | 78.3% | 2.02 | 0 | 11 |  |  |  | No | R-410A | 2.0333 | Residential & Commercial | Ducted CEE Tier 1
210595634 | Central HP <5.4 tons | KENMORE | HRCU-A-CB (Split System: Heat Pump with Remote Outdoor Unit-Air-Source) | (C,H,T)VH825GKA2* |  |  | EA*4X48L21A*+WALLCON | *96CTN1002122A* | 24000 | 16.5 | 8.1 | 21000 | 16500 | 78.57% | 2.02 | 0 | 11 |  |  |  | No | R-410A | 2 | Residential & Commercial | Ducted CEE Tier 1
210595661 | Central HP <5.4 tons | KENMORE | HRCU-A-CB (Split System: Heat Pump with Remote Outdoor Unit-Air-Source) | (C,H,T)VH825GKA2* |  |  | EHD4X42AAL+WALLCON | *96CTN1002122A* | 24200 | 16 | 8.1 | 21400 | 16600 | 77.57% | 2 | 0 | 10.5 |  |  |  | No | R-410A | 2.0167 | Residential & Commercial | Ducted CEE Tier 1
210595693 | Central HP <5.4 tons | KENMORE | HRCU-A-CB (Split System: Heat Pump with Remote Outdoor Unit-Air-Source) | (C,H,T)VH825GKA2* |  |  | EN(A,D)4X48L24**+WALLCON | *96CTN1202422A* | 24200 | 17 | 8.1 | 21200 | 16600 | 78.3% | 2.02 | 0 | 11.5 |  |  |  | No | R-410A | 2.0167 | Residential & Commercial | Ducted CEE Tier 1
210595695 | Central HP <5.4 tons | KENMORE | HRCU-A-CB (Split System: Heat Pump with Remote Outdoor Unit-Air-Source) | (C,H,T)VH825GKA2* |  |  | EN(A,D)4X48L24**+WALLCON | *97CMN1002122A* | 24200 | 17 | 8.1 | 21400 | 16600 | 77.57% | 2.02 | 0 | 11.5 |  |  |  | No | R-410A | 2.0167 | Residential & Commercial | Ducted CEE Tier 1
213771569 | Central HP <5.4 tons | ARCOAIRE | HRCU-A-CB (Split System: Heat Pump with Remote Outdoor Unit-Air-Source) | HVH825GKA2* |  |  | EA*4X48L21A*+WALLCON | *80CTL0701716B* | 24000 | 17 | 8.1 | 21000 | 16500 | 78.57% | 2 | 0 | 11 |  |  |  | No | R-410A | 2 | Residential & Commercial | Ducted CEE Tier 1
213771719 | Central HP <5.4 tons | ARCOAIRE | HRCU-A-CB (Split System: Heat Pump with Remote Outdoor Unit-Air-Source) | HVH825GKA2* |  |  | EA*4X48L24A*+WALLCON | *97CMN1202422B* | 24000 | 16.5 | 8.1 | 21000 | 16500 | 78.57% | 2.02 | 0 | 11 |  |  |  | No | R-410A | 2 | Residential & Commercial | Ducted CEE Tier 1
213772419 | Central HP <5.4 tons | ARCOAIRE | HRCU-A-CB (Split System: Heat Pump with Remote Outdoor Unit-Air-Source) | HVH825GKA2* |  |  | EHD4X42AAL+WALLCON | *96CTN1202422B* | 24200 | 16 | 8.1 | 21400 | 16600 | 77.57% | 2 | 0 | 10.5 |  |  |  | No | R-410A | 2.0167 | Residential & Commercial | Ducted CEE Tier 1
213772319 | Central HP <5.4 tons | ARCOAIRE | HRCU-A-CB (Split System: Heat Pump with Remote Outdoor Unit-Air-Source) | HVH825GKA2* |  |  | EHD4X42AAL+WALLCON | *80CTL1352422B* | 24200 | 16 | 8.1 | 21400 | 16600 | 77.57% | 2 | 0 | 10.5 |  |  |  | No | R-410A | 2.0167 | Residential & Commercial | Ducted CEE Tier 1
213772369 | Central HP <5.4 tons | ARCOAIRE | HRCU-A-CB (Split System: Heat Pump with Remote Outdoor Unit-Air-Source) | HVH825GKA2* |  |  | EHD4X42AAL+WALLCON | *97CMN1202422B* | 24200 | 16 | 8.1 | 21400 | 16600 | 77.57% | 2 | 0 | 10.5 |  |  |  | No | R-410A | 2.0167 | Residential & Commercial | Ducted CEE Tier 1
206773326 | Central HP <5.4 tons | KEEPRITE | HRCU-A-CB (Split System: Heat Pump with Remote Outdoor Unit-Air-Source) | CVH837GKA2* |  |  | EHD4X42AAL+WALLCON | *80CSU0401712A* | 32400 | 16.5 | 8.1 | 33200 | 24800 | 74.7% | 1.94 | 11.5 | 11 |  |  |  | No | R-410A | 2.7 | Residential & Commercial | Ducted CEE Tier 1
206773353 | Central HP <5.4 tons | KEEPRITE | HRCU-A-CB (Split System: Heat Pump with Remote Outdoor Unit-Air-Source) | CVH837GKA2* |  |  | EHD4X42AAL+WALLCON | *80CSU1002120A* | 32400 | 16 | 8.1 | 33200 | 24800 | 74.7% | 1.94 | 11.5 | 11 |  |  |  | No | R-410A | 2.7 | Residential & Commercial | Ducted CEE Tier 1
206773371 | Central HP <5.4 tons | KEEPRITE | HRCU-A-CB (Split System: Heat Pump with Remote Outdoor Unit-Air-Source) | CVH837GKA2* |  |  | EHD4X48AAL+WALLCON | *80CSU0601716A* | 32600 | 16.5 | 8.1 | 33200 | 25000 | 75.3% | 1.96 | 11.5 | 11 |  |  |  | No | R-410A | 2.7167 | Residential & Commercial | Ducted CEE Tier 1
206773051 | Central HP <5.4 tons | KEEPRITE | HRCU-A-CB (Split System: Heat Pump with Remote Outdoor Unit-Air-Source) | CVH837GKA2* |  |  | EA*4X37L21A*+WALLCON | *80CSU0601716A* | 32800 | 17 | 8.5 | 33000 | 25200 | 76.36% | 1.96 | 12 | 11 |  |  |  | No | R-410A | 2.7333 | Residential & Commercial | Ducted CEE Tier 1
206772835 | Central HP <5.4 tons | KEEPRITE | HRCU-A-CB (Split System: Heat Pump with Remote Outdoor Unit-Air-Source) | CVH837GKA2* |  |  | EHD4X42AAL+WALLCON | *80CTL0901716A* | 32600 | 17 | 8.1 | 33000 | 24800 | 75.15% | 1.96 | 12 | 11 |  |  |  | No | R-410A | 2.7167 | Residential & Commercial | Ducted CEE Tier 1
206772853 | Central HP <5.4 tons | KEEPRITE | HRCU-A-CB (Split System: Heat Pump with Remote Outdoor Unit-Air-Source) | CVH837GKA2* |  |  | EHD4X42AAL+WALLCON | *97CMN0602120A* | 32400 | 16.5 | 8.1 | 33400 | 25200 | 75.45% | 1.94 | 11.5 | 10.5 |  |  |  | No | R-410A | 2.7 | Residential & Commercial | Ducted CEE Tier 1
213772532 | Central HP <5.4 tons | KEEPRITE | HRCU-A-CB (Split System: Heat Pump with Remote Outdoor Unit-Air-Source) | CVH825GKA2* |  |  | EHD4X48AAL+WALLCON | *97CMN1002122B* | 24200 | 16 | 8.1 | 21200 | 16600 | 78.3% | 2.02 | 0 | 11 |  |  |  | No | R-410A | 2.0167 | Residential & Commercial | Ducted CEE Tier 1
215674540 | Central HP <5.4 tons | ARCOAIRE | HRCU-A-CB (Split System: Heat Pump with Remote Outdoor Unit-Air-Source) | H5H0V48*K*AAA* |  |  | EA*5X61M24A*+WALLCON | *95CSU1002122B* | 46000 | 18 | 9 | 47500 | 33600 | 70.74% | 2.08 | 0 | 10 |  |  |  | No | R-454B | 3.8333 | Residential & Commercial | Ducted CEE Tier 1
215674624 | Central HP <5.4 tons | ARCOAIRE | HRCU-A-CB (Split System: Heat Pump with Remote Outdoor Unit-Air-Source) | H5H0V48*K*AAA* |  |  | EA*5X61M24A*+WALLCON | *97CMN1202422B* | 46000 | 18 | 9 | 48000 | 33800 | 70.42% | 2.08 | 0 | 10 |  |  |  | No | R-454B | 3.8333 | Residential & Commercial | Ducted CEE Tier 1
215674258 | Central HP <5.4 tons | ARCOAIRE | HRCU-A-CB (Split System: Heat Pump with Remote Outdoor Unit-Air-Source) | H5H0V48*K*AAA* |  |  | EA*5X60M24A*+WALLCON | *97CMN1002122B* | 45000 | 18 | 9 | 47500 | 33600 | 70.74% | 2.06 | 0 | 10 |  |  |  | No | R-454B | 3.75 | Residential & Commercial | Ducted CEE Tier 1
215676907 | Central HP <5.4 tons | ARCOAIRE | HRCU-A-CB (Split System: Heat Pump with Remote Outdoor Unit-Air-Source) | H5H0V48*K*AAA* |  |  | EVD5X61M24A*+WALLCON | *97CMN0602120B* | 48000 | 19 | 9 | 50000 | 37200 | 74.4% | 1.98 | 0 | 10 |  |  |  | No | R-454B | 4 | Residential & Commercial | Ducted CEE Tier 1
215676537 | Central HP <5.4 tons | ARCOAIRE | HRCU-A-CB (Split System: Heat Pump with Remote Outdoor Unit-Air-Source) | H5H0V48*K*AAA* |  |  | EVD5X60M21A*+WALLCON | *97CMN0801714B* | 47500 | 18.5 | 9 | 50000 | 37400 | 74.8% | 1.98 | 0 | 10 |  |  |  | No | R-454B | 3.9583 | Residential & Commercial | Ducted CEE Tier 1
213298095 | Central HP <5.4 tons | FRASER-JOHNSTON | HRCU-A-CB (Split System: Heat Pump with Remote Outdoor Unit-Air-Source) | HMH72B341 |  |  | XAUB30CXXN1+JMVT12BC2N1+TXV |  | 33400 | 18.5 | 8.5 | 33400 | 23400 | 70.06% | 2.06 | 0 | 10 |  |  |  | No | R-410A | 2.7833 | Residential & Commercial | Ducted CEE Tier 1
212940800 | Central HP <5.4 tons | CENTURY | HRCU-A-CB (Split System: Heat Pump with Remote Outdoor Unit-Air-Source) | A-VCD18SA-1 |  |  | B-VCD18SA-1 |  | 18000 | 18 | 9.3 | 19000 | 16500 | 86.84% | 2.04 | 12.5 | 12.4 |  |  |  | No | R-410A | 1.5 | Residential & Commercial | Ducted CEE Tier 1
213297305 | Central HP <5.4 tons | FRASER-JOHNSTON | HRCU-A-CB (Split System: Heat Pump with Remote Outdoor Unit-Air-Source) | HMH72B341 |  |  | XAFC36DBCN1 | Z8ET100C16LMPS1 | 35000 | 18 | 8.5 | 33600 | 23600 | 70.24% | 2.08 | 0 | 10 |  |  |  | No | R-410A | 2.9167 | Residential & Commercial | Ducted CEE Tier 1
215940228 | Central HP <5.4 tons | ARCOAIRE | HRCU-A-CB (Split System: Heat Pump with Remote Outdoor Unit-Air-Source) | H5H3V36*K*AAA* |  |  | ESH5X60M12A*+WALLCON | *97CTN0802120A* | 34200 | 19.5 | 9 | 34200 | 26000 | 76.02% | 1.96 | 0 | 11.7 |  |  |  | No | R-454B | 2.85 | Residential & Commercial | Ducted CEE Tier 1
215940328 | Central HP <5.4 tons | ARCOAIRE | HRCU-A-CB (Split System: Heat Pump with Remote Outdoor Unit-Air-Source) | H5H3V36*K*AAA* |  |  | EVM5X49M21A*+WALLCON | *96CTN0802120B* | 35600 | 21.5 | 8.5 | 38000 | 28600 | 75.26% | 2.04 | 0 | 12 |  |  |  | No | R-454B | 2.9667 | Residential & Commercial | Ducted CEE Tier 1
210595720 | Central HP <5.4 tons | KENMORE | HRCU-A-CB (Split System: Heat Pump with Remote Outdoor Unit-Air-Source) | (C,H,T)VH825GKA2* |  |  | EN(A,D,W)4X48L21**+WALLCON | *95CSU0802120A* | 24200 | 17 | 8.1 | 21200 | 16600 | 78.3% | 2.02 | 0 | 11.5 |  |  |  | No | R-410A | 2.0167 | Residential & Commercial | Ducted CEE Tier 1
210595734 | Central HP <5.4 tons | KENMORE | HRCU-A-CB (Split System: Heat Pump with Remote Outdoor Unit-Air-Source) | (C,H,T)VH825GKA2* |  |  | END4X42L17**+WALLCON | *80CTL0901716A* | 24000 | 17 | 8.1 | 21400 | 16600 | 77.57% | 2 | 0 | 11.5 |  |  |  | No | R-410A | 2 | Residential & Commercial | Ducted CEE Tier 1
210595723 | Central HP <5.4 tons | KENMORE | HRCU-A-CB (Split System: Heat Pump with Remote Outdoor Unit-Air-Source) | (C,H,T)VH825GKA2* |  |  | EN(A,D,W)4X48L21**+WALLCON | *96CTN0801714A* | 24000 | 16.5 | 8.1 | 21400 | 16600 | 77.57% | 2 | 0 | 11 |  |  |  | No | R-410A | 2 | Residential & Commercial | Ducted CEE Tier 1
210595825 | Central HP <5.4 tons | KENMORE | HRCU-A-CB (Split System: Heat Pump with Remote Outdoor Unit-Air-Source) | (C,H,T)VH837GKA** |  |  | EA*4X61L21A*+WALLCON | *80CSU1002120A* | 33200 | 17 | 8.1 | 32200 | 24800 | 77.02% | 1.98 | 0 | 11.5 |  |  |  | No | R-410A | 2.7667 | Residential & Commercial | Ducted CEE Tier 1
210595811 | Central HP <5.4 tons | KENMORE | HRCU-A-CB (Split System: Heat Pump with Remote Outdoor Unit-Air-Source) | (C,H,T)VH837GKA** |  |  | EA*4X60L24A*+WALLCON | *80CTL0902120A* | 32800 | 17.5 | 8.5 | 31800 | 24800 | 77.99% | 1.98 | 0 | 11.7 |  |  |  | No | R-410A | 2.7333 | Residential & Commercial | Ducted CEE Tier 1
213779393 | Central HP <5.4 tons | KENMORE | HRCU-A-CB (Split System: Heat Pump with Remote Outdoor Unit-Air-Source) | (C,H,T)VH837GKA** |  |  | EA*4X48L21A*+WALLCON | *80CTL0901716B* | 32400 | 17 | 8.1 | 32600 | 25000 | 76.69% | 1.96 | 0 | 11 |  |  |  | No | R-410A | 2.7 | Residential & Commercial | Ducted CEE Tier 1
210470994 | Central HP <5.4 tons | KENMORE | HRCU-A-CB (Split System: Heat Pump with Remote Outdoor Unit-Air-Source) | (C,H,T)VH837GKA2* |  |  | EN(A,D,W)4X60L24**+WALLCON | *96CTN1002122A* | 32800 | 18 | 8.1 | 32200 | 24600 | 76.4% | 1.98 | 0 | 12 |  |  |  | No | R-410A | 2.7333 | Residential & Commercial | Ducted CEE Tier 1
210470317 | Central HP <5.4 tons | KENMORE | HRCU-A-CB (Split System: Heat Pump with Remote Outdoor Unit-Air-Source) | (C,H,T)VH837GKA2* |  |  | EA*4X60L24A*+WALLCON | *97CMN1002122A* | 32800 | 17.5 | 8.5 | 31800 | 24800 | 77.99% | 2 | 0 | 11.7 |  |  |  | No | R-410A | 2.7333 | Residential & Commercial | Ducted CEE Tier 1
206997839 | Central HP <5.4 tons | KENMORE | HRCU-A-CB (Split System: Heat Pump with Remote Outdoor Unit-Air-Source) | (C,H,T)VH837GKA2* |  |  | EHD4X48AAL+WALLCON | *80CTL0902120A* | 32600 | 17 | 8.1 | 33000 | 25000 | 75.76% | 1.98 | 12 | 11 |  |  |  | No | R-410A | 2.7167 | Residential & Commercial | Ducted CEE Tier 1
214719975 | Central HP <5.4 tons | LUXAIRE | HRCU-A-CB (Split System: Heat Pump with Remote Outdoor Unit-Air-Source) | HH860E2S11 |  |  | CTU60C5XGS1+TXV | LPLC120C20MP13 | 44500 | 18 | 9 | 45000 | 33800 | 75.11% | 2 | 0 | 11 |  |  |  | No | R-454B | 3.7083 | Residential & Commercial | Ducted CEE Tier 1
214809202 | Central HP <5.4 tons | LUXAIRE | HRCU-A-CB (Split System: Heat Pump with Remote Outdoor Unit-Air-Source) | HH860E2S11 |  |  | CTU60C5XGS1+TXV | TM8Y100C20MP11 | 44500 | 18 | 9 | 45000 | 33800 | 75.11% | 2 | 0 | 11.7 |  |  |  | No | R-454B | 3.7083 | Residential & Commercial | Ducted CEE Tier 1
206771529 | Central HP <5.4 tons | KEEPRITE | HRCU-A-CB (Split System: Heat Pump with Remote Outdoor Unit-Air-Source) | CVH837GKA2* |  |  | EA*4X42L24A*+WALLCON | *80CTL0902120A* | 31800 | 17.5 | 8.1 | 33200 | 24400 | 73.49% | 1.9 | 11 | 11.5 |  |  |  | No | R-410A | 2.65 | Residential & Commercial | Ducted CEE Tier 1
213780652 | Central HP <5.4 tons | KEEPRITE | HRCU-A-CB (Split System: Heat Pump with Remote Outdoor Unit-Air-Source) | CVH837GKA2* |  |  | EA*4X36L17A*+WALLCON | *80CTL0701412B* | 31400 | 16.5 | 8.1 | 33400 | 24400 | 73.05% | 1.82 | 0 | 10.5 |  |  |  | No | R-410A | 2.6167 | Residential & Commercial | Ducted CEE Tier 1
206773515 | Central HP <5.4 tons | KEEPRITE | HRCU-A-CB (Split System: Heat Pump with Remote Outdoor Unit-Air-Source) | CVH837GKA2* |  |  | EA*4X48L21A*+WALLCON | *95CSU1002122A* | 32400 | 17.5 | 8.5 | 32600 | 24800 | 76.07% | 2 | 12 | 11.5 |  |  |  | No | R-410A | 2.7 | Residential & Commercial | Ducted CEE Tier 1
206772997 | Central HP <5.4 tons | KEEPRITE | HRCU-A-CB (Split System: Heat Pump with Remote Outdoor Unit-Air-Source) | CVH837GKA2* |  |  | EHD4X48AAL+WALLCON | *80CTL0701412A* | 32600 | 17 | 8.1 | 33200 | 25000 | 75.3% | 1.96 | 11.5 | 11 |  |  |  | No | R-410A | 2.7167 | Residential & Commercial | Ducted CEE Tier 1
206773114 | Central HP <5.4 tons | KEEPRITE | HRCU-A-CB (Split System: Heat Pump with Remote Outdoor Unit-Air-Source) | CVH837GKA2* |  |  | EA*4X43L21A*+WALLCON | *80CSU0601716A* | 32800 | 17 | 8.5 | 33000 | 25200 | 76.36% | 1.96 | 12 | 11 |  |  |  | No | R-410A | 2.7333 | Residential & Commercial | Ducted CEE Tier 1
206771961 | Central HP <5.4 tons | KEEPRITE | HRCU-A-CB (Split System: Heat Pump with Remote Outdoor Unit-Air-Source) | CVH837GKA2* |  |  | EA*4X48L24A*+WALLCON | *96CTN1002122A* | 32400 | 17.5 | 8.5 | 32600 | 24800 | 76.07% | 2 | 12 | 11.7 |  |  |  | No | R-410A | 2.7 | Residential & Commercial | Ducted CEE Tier 1
205751127 | Central HP <5.4 tons | KENMORE | HRCU-A-CB (Split System: Heat Pump with Remote Outdoor Unit-Air-Source) | (C,H,T)VH837GKA** |  |  | EA*4X43L21A*+WALLCON | *80CTL0701716A* | 32800 | 17.5 | 8.5 | 33000 | 25200 | 76.36% | 1.98 | 11 | 11.7 |  |  |  | No | R-410A | 2.7333 | Residential & Commercial | Ducted CEE Tier 1
213772853 | Central HP <5.4 tons | KENMORE | HRCU-A-CB (Split System: Heat Pump with Remote Outdoor Unit-Air-Source) | (C,H,T)VH825GKA3* |  |  | EA*4X30L17A*+WALLCON | *80CTL0701412B* | 23600 | 16.5 | 8.1 | 21600 | 16700 | 77.31% | 1.9 | 0 | 10.5 |  |  |  | No | R-410A | 1.9667 | Residential & Commercial | Ducted CEE Tier 1
210595836 | Central HP <5.4 tons | KENMORE | HRCU-A-CB (Split System: Heat Pump with Remote Outdoor Unit-Air-Source) | (C,H,T)VH837GKA** |  |  | EA*4X61L24A*+WALLCON | *80CSU1002120A* | 33200 | 17.5 | 8.1 | 32000 | 24800 | 77.5% | 1.98 | 0 | 11.5 |  |  |  | No | R-410A | 2.7667 | Residential & Commercial | Ducted CEE Tier 1
215941088 | Central HP <5.4 tons | ARCOAIRE | HRCU-A-CB (Split System: Heat Pump with Remote Outdoor Unit-Air-Source) | H5H3V48*K*AAA* |  |  | EA*5X61M21A*+WALLCON | *97CTN1002122A* | 45500 | 21 | 9.5 | 48500 | 36800 | 75.88% | 2 | 0 | 11 |  |  |  | No | R-454B | 3.7917 | Residential & Commercial | Ducted CEE Tier 1
206767138 | Central HP <5.4 tons | KEEPRITE | HRCU-A-CB (Split System: Heat Pump with Remote Outdoor Unit-Air-Source) | CVH825GKA3* |  |  | EA*4X36L17A*+WALLCON | *80CSU0601716A* | 23600 | 16.5 | 8.1 | 21400 | 16700 | 78.04% | 1.92 | 11 | 10.5 |  |  |  | No | R-410A | 1.9667 | Residential & Commercial | Ducted CEE Tier 1
206767156 | Central HP <5.4 tons | KEEPRITE | HRCU-A-CB (Split System: Heat Pump with Remote Outdoor Unit-Air-Source) | CVH825GKA3* |  |  | EA*4X36L21A*+WALLCON | *80CSU0601716A* | 23600 | 16.5 | 8.1 | 21400 | 16600 | 77.57% | 1.94 | 11.5 | 10.5 |  |  |  | No | R-410A | 1.9667 | Residential & Commercial | Ducted CEE Tier 1
206767476 | Central HP <5.4 tons | KEEPRITE | HRCU-A-CB (Split System: Heat Pump with Remote Outdoor Unit-Air-Source) | CVH825GKA3* |  |  | EA*4X25L17A*+WALLCON | *95CSU0601716A* | 24200 | 16.5 | 8.1 | 21400 | 16700 | 78.04% | 2 | 11 | 10.5 |  |  |  | No | R-410A | 2.0167 | Residential & Commercial | Ducted CEE Tier 1
206765768 | Central HP <5.4 tons | KEEPRITE | HRCU-A-CB (Split System: Heat Pump with Remote Outdoor Unit-Air-Source) | CVH825GKA3* |  |  | EA*4X36L21A*+WALLCON | *96CTN0801714A* | 23600 | 16.5 | 8.1 | 21400 | 16700 | 78.04% | 1.94 | 11 | 11 |  |  |  | No | R-410A | 1.9667 | Residential & Commercial | Ducted CEE Tier 1
206765903 | Central HP <5.4 tons | KEEPRITE | HRCU-A-CB (Split System: Heat Pump with Remote Outdoor Unit-Air-Source) | CVH825GKA3* |  |  | EA*4X37L17A*+WALLCON | *97CMN0801714A* | 24200 | 16 | 8.1 | 21400 | 16800 | 78.5% | 1.98 | 11 | 11 |  |  |  | No | R-410A | 2.0167 | Residential & Commercial | Ducted CEE Tier 1
206765921 | Central HP <5.4 tons | KEEPRITE | HRCU-A-CB (Split System: Heat Pump with Remote Outdoor Unit-Air-Source) | CVH825GKA3* |  |  | EA*4X37L17A*+WALLCON | *80CTL0901716A* | 24200 | 17 | 8.1 | 21400 | 16600 | 77.57% | 2.02 | 11 | 11 |  |  |  | No | R-410A | 2.0167 | Residential & Commercial | Ducted CEE Tier 1
214242241 | Central HP <5.4 tons | DAY & NIGHT | HRCU-A-CB (Split System: Heat Pump with Remote Outdoor Unit-Air-Source) | CVH825GKA3* |  |  | EN(A,D,W)4X48L21**+WALLCON | *80CTL0902120B* | 24200 | 17 | 8.1 | 21200 | 16600 | 78.3% | 2 | 0 | 11 |  |  |  | No | R-410A | 2.0167 | Residential & Commercial | Ducted CEE Tier 1
213773192 | Central HP <5.4 tons | KEEPRITE | HRCU-A-CB (Split System: Heat Pump with Remote Outdoor Unit-Air-Source) | CVH825GKA3* |  |  | EA*4X37L17A*+WALLCON | *80CTL0901716B* | 24200 | 16.5 | 8.1 | 21400 | 16700 | 78.04% | 1.98 | 0 | 10.5 |  |  |  | No | R-410A | 2.0167 | Residential & Commercial | Ducted CEE Tier 1
213773212 | Central HP <5.4 tons | KEEPRITE | HRCU-A-CB (Split System: Heat Pump with Remote Outdoor Unit-Air-Source) | CVH825GKA3* |  |  | EA*4X37L17A*+WALLCON | *97CMN0601714B* | 24000 | 16 | 8.1 | 21600 | 16800 | 77.78% | 1.98 | 0 | 10.5 |  |  |  | No | R-410A | 2 | Residential & Commercial | Ducted CEE Tier 1
213772892 | Central HP <5.4 tons | KEEPRITE | HRCU-A-CB (Split System: Heat Pump with Remote Outdoor Unit-Air-Source) | CVH825GKA3* |  |  | EA*4X30L17A*+WALLCON | *97CMN0601714B* | 23200 | 16 | 8.1 | 21600 | 16800 | 77.78% | 1.9 | 0 | 10.5 |  |  |  | No | R-410A | 1.9333 | Residential & Commercial | Ducted CEE Tier 1
206767503 | Central HP <5.4 tons | KEEPRITE | HRCU-A-CB (Split System: Heat Pump with Remote Outdoor Unit-Air-Source) | CVH825GKA3* |  |  | EA*4X36L21A*+WALLCON | *95CSU0601716A* | 23600 | 16.5 | 8.1 | 21600 | 16700 | 77.31% | 1.92 | 11 | 10.5 |  |  |  | No | R-410A | 1.9667 | Residential & Commercial | Ducted CEE Tier 1
210595586 | Central HP <5.4 tons | KENMORE | HRCU-A-CB (Split System: Heat Pump with Remote Outdoor Unit-Air-Source) | (C,H,T)VH825GKA2* |  |  | EA*4X42L21A*+WALLCON | *80CTL0701716A* | 23800 | 16.5 | 8.1 | 21400 | 16600 | 77.57% | 1.96 | 0 | 11 |  |  |  | No | R-410A | 1.9833 | Residential & Commercial | Ducted CEE Tier 1
210595595 | Central HP <5.4 tons | KENMORE | HRCU-A-CB (Split System: Heat Pump with Remote Outdoor Unit-Air-Source) | (C,H,T)VH825GKA2* |  |  | EA*4X42L21A*+WALLCON | *97CMN0602120A* | 23600 | 16 | 8.1 | 21400 | 16700 | 78.04% | 1.94 | 0 | 11 |  |  |  | No | R-410A | 1.9667 | Residential & Commercial | Ducted CEE Tier 1
210595629 | Central HP <5.4 tons | KENMORE | HRCU-A-CB (Split System: Heat Pump with Remote Outdoor Unit-Air-Source) | (C,H,T)VH825GKA2* |  |  | EA*4X48L21A*+WALLCON | *95CSU0601716A* | 24000 | 16.5 | 8.1 | 21000 | 16600 | 79.05% | 2 | 0 | 10.5 |  |  |  | No | R-410A | 2 | Residential & Commercial | Ducted CEE Tier 1
210595645 | Central HP <5.4 tons | KENMORE | HRCU-A-CB (Split System: Heat Pump with Remote Outdoor Unit-Air-Source) | (C,H,T)VH825GKA2* |  |  | EA*4X48L24A*+WALLCON | *97CMN0602120A* | 24000 | 16.5 | 8.1 | 21000 | 16600 | 79.05% | 2 | 0 | 11 |  |  |  | No | R-410A | 2 | Residential & Commercial | Ducted CEE Tier 1
210595732 | Central HP <5.4 tons | KENMORE | HRCU-A-CB (Split System: Heat Pump with Remote Outdoor Unit-Air-Source) | (C,H,T)VH825GKA2* |  |  | END4X42L17**+WALLCON | *80CTL0701412A* | 24000 | 17 | 8.1 | 21400 | 16600 | 77.57% | 2 | 0 | 11 |  |  |  | No | R-410A | 2 | Residential & Commercial | Ducted CEE Tier 1
215676357 | Central HP <5.4 tons | ARCOAIRE | HRCU-A-CB (Split System: Heat Pump with Remote Outdoor Unit-Air-Source) | H5H0V48*K*AAA* |  |  | EVD5X49M24A*+WALLCON | *97CMN0802120B* | 48000 | 19 | 9 | 50000 | 36600 | 73.2% | 2 | 0 | 10 |  |  |  | No | R-454B | 4 | Residential & Commercial | Ducted CEE Tier 1
215676387 | Central HP <5.4 tons | ARCOAIRE | HRCU-A-CB (Split System: Heat Pump with Remote Outdoor Unit-Air-Source) | H5H0V48*K*AAA* |  |  | EVD5X49M24A*+WALLCON | *96CTN1002122B* | 48000 | 19 | 9 | 50000 | 36600 | 73.2% | 2 | 0 | 10 |  |  |  | No | R-454B | 4 | Residential & Commercial | Ducted CEE Tier 1
215676617 | Central HP <5.4 tons | ARCOAIRE | HRCU-A-CB (Split System: Heat Pump with Remote Outdoor Unit-Air-Source) | H5H0V48*K*AAA* |  |  | EVD5X60M24A*+WALLCON | *80CTL0902120B* | 48000 | 19 | 9 | 50000 | 36400 | 72.8% | 2 | 0 | 10.5 |  |  |  | No | R-454B | 4 | Residential & Commercial | Ducted CEE Tier 1
215940638 | Central HP <5.4 tons | ARCOAIRE | HRCU-A-CB (Split System: Heat Pump with Remote Outdoor Unit-Air-Source) | H5H3V36*K*AAA* |  |  | EVD5X42M21A*+WALLCON | *80CSU0601716B* | 34400 | 21 | 8.5 | 38500 | 28000 | 72.73% | 2.04 | 0 | 12 |  |  |  | No | R-454B | 2.8667 | Residential & Commercial | Ducted CEE Tier 1
215939918 | Central HP <5.4 tons | ARCOAIRE | HRCU-A-CB (Split System: Heat Pump with Remote Outdoor Unit-Air-Source) | H5H3V36*K*AAA* |  |  | EA*5X61M24A*+WALLCON | *97CTN1002122A* | 34400 | 20.5 | 9.5 | 34200 | 26000 | 76.02% | 2.06 | 0 | 12 |  |  |  | No | R-454B | 2.8667 | Residential & Commercial | Ducted CEE Tier 1
214421537 | Central HP <5.4 tons | LUXAIRE | HRCU-A-CB (Split System: Heat Pump with Remote Outdoor Unit-Air-Source) | HH860E2S11 |  |  | CTM60C5CHS1+JMET16CS2N1 |  | 53000 | 19 | 8.5 | 53500 | 38500 | 71.96% | 2 | 0 | 11.7 |  |  |  | No | R-454B | 4.4167 | Residential & Commercial | Ducted CEE Tier 1
212940795 | Central HP <5.4 tons | CENTURY | HRCU-A-CB (Split System: Heat Pump with Remote Outdoor Unit-Air-Source) | A-VCD30SA-1 |  |  | B-VCD30SA-1 |  | 30000 | 16.2 | 8.9 | 33000 | 24000 | 72.73% | 1.8 | 11 | 10 |  |  |  | No | R-410A | 2.5 | Residential & Commercial | Ducted CEE Tier 1
206997891 | Central HP <5.4 tons | KENMORE | HRCU-A-CB (Split System: Heat Pump with Remote Outdoor Unit-Air-Source) | (C,H,T)VH837GKA2* |  |  | EHD4X42AAL+WALLCON | *80CSU1002120A* | 32400 | 16 | 8.1 | 33200 | 24800 | 74.7% | 1.94 | 11.5 | 11 |  |  |  | No | R-410A | 2.7 | Residential & Commercial | Ducted CEE Tier 1
215676777 | Central HP <5.4 tons | ARCOAIRE | HRCU-A-CB (Split System: Heat Pump with Remote Outdoor Unit-Air-Source) | H5H0V48*K*AAA* |  |  | EVD5X61M21A*+WALLCON | *95CSU0802120B* | 48500 | 18.5 | 9 | 50000 | 37000 | 74% | 2 | 0 | 10 |  |  |  | No | R-454B | 4.0417 | Residential & Commercial | Ducted CEE Tier 1
215676007 | Central HP <5.4 tons | ARCOAIRE | HRCU-A-CB (Split System: Heat Pump with Remote Outdoor Unit-Air-Source) | H5H0V48*K*AAA* |  |  | EVM5X61M24A*+WALLCON | *80CTL1352422B* | 48500 | 19.5 | 9.5 | 50000 | 36600 | 73.2% | 2.1 | 0 | 10.5 |  |  |  | No | R-454B | 4.0417 | Residential & Commercial | Ducted CEE Tier 1
206771493 | Central HP <5.4 tons | KEEPRITE | HRCU-A-CB (Split System: Heat Pump with Remote Outdoor Unit-Air-Source) | CVH837GKA2* |  |  | EA*4X42L21A*+WALLCON | *80CTL0901716A* | 31800 | 17.5 | 8.5 | 33000 | 24400 | 73.94% | 1.9 | 12 | 11.7 |  |  |  | No | R-410A | 2.65 | Residential & Commercial | Ducted CEE Tier 1
214229447 | Central HP <5.4 tons | ARCOAIRE | HRCU-A-CB (Split System: Heat Pump with Remote Outdoor Unit-Air-Source) | DLCURAH36ABK |  |  | EA*4X48L24A* | *80MSU1002120A* | 35600 | 16 | 8.5 | 38000 | 34600 | 91.05% | 2.04 | 0 | 10 |  |  |  | No | R-410A | 2.9667 | Residential & Commercial | Ducted CEE Tier 1
214239390 | Central HP <5.4 tons | KEEPRITE | HRCU-A-CB (Split System: Heat Pump with Remote Outdoor Unit-Air-Source) | CVH837GKA2* |  |  | EN(A,D,W)4X60L24**+WALLCON | *97CMN1002122B* | 32800 | 17.5 | 8.1 | 32200 | 24600 | 76.4% | 1.96 | 0 | 12 |  |  |  | No | R-410A | 2.7333 | Residential & Commercial | Ducted CEE Tier 1
210595616 | Central HP <5.4 tons | KENMORE | HRCU-A-CB (Split System: Heat Pump with Remote Outdoor Unit-Air-Source) | (C,H,T)VH825GKA2* |  |  | EA*4X43L21A*+WALLCON | *96CTN0601714A* | 24400 | 16.5 | 8.1 | 21200 | 16700 | 78.77% | 2.02 | 0 | 11 |  |  |  | No | R-410A | 2.0333 | Residential & Commercial | Ducted CEE Tier 1
206998315 | Central HP <5.4 tons | KENMORE | HRCU-A-CB (Split System: Heat Pump with Remote Outdoor Unit-Air-Source) | (C,H,T)VH825GKA3* |  |  | EA*4X30L17A*+WALLCON | *80CTL0701412A* | 23600 | 17 | 8.1 | 21600 | 16600 | 76.85% | 1.92 | 11.5 | 11 |  |  |  | No | R-410A | 1.9667 | Residential & Commercial | Ducted CEE Tier 1
206998331 | Central HP <5.4 tons | KENMORE | HRCU-A-CB (Split System: Heat Pump with Remote Outdoor Unit-Air-Source) | (C,H,T)VH825GKA3* |  |  | EA*4X36L21A*+WALLCON | *97CMN0601714A* | 23400 | 16 | 8.1 | 21600 | 16800 | 77.78% | 1.92 | 11 | 10.5 |  |  |  | No | R-410A | 1.95 | Residential & Commercial | Ducted CEE Tier 1
215941528 | Central HP <5.4 tons | ARCOAIRE | HRCU-A-CB (Split System: Heat Pump with Remote Outdoor Unit-Air-Source) | H5H3V48*K*AAA* |  |  | EVD5X48M21A*+WALLCON | *96CTN0802120B* | 44500 | 19.5 | 8.1 | 52000 | 38500 | 74.04% | 1.9 | 0 | 10.5 |  |  |  | No | R-454B | 3.7083 | Residential & Commercial | Ducted CEE Tier 1
206998293 | Central HP <5.4 tons | KENMORE | HRCU-A-CB (Split System: Heat Pump with Remote Outdoor Unit-Air-Source) | (C,H,T)VH825GKA3* |  |  | EA*4X24L17A*+WALLCON | *80CTL0701716A* | 23200 | 16.5 | 8.1 | 22000 | 16800 | 76.36% | 1.9 | 11 | 10.5 |  |  |  | No | R-410A | 1.9333 | Residential & Commercial | Ducted CEE Tier 1
206998336 | Central HP <5.4 tons | KENMORE | HRCU-A-CB (Split System: Heat Pump with Remote Outdoor Unit-Air-Source) | (C,H,T)VH825GKA3* |  |  | EA*4X36L21A*+WALLCON | *96CTN1002122A* | 23600 | 16.5 | 8.1 | 21400 | 16600 | 77.57% | 1.94 | 11 | 11 |  |  |  | No | R-410A | 1.9667 | Residential & Commercial | Ducted CEE Tier 1
206998352 | Central HP <5.4 tons | KENMORE | HRCU-A-CB (Split System: Heat Pump with Remote Outdoor Unit-Air-Source) | (C,H,T)VH825GKA3* |  |  | EA*4X37L21A*+WALLCON | *96CTN0601714A* | 24400 | 16.5 | 8.1 | 21200 | 16700 | 78.77% | 2.02 | 11 | 11 |  |  |  | No | R-410A | 2.0333 | Residential & Commercial | Ducted CEE Tier 1
206998359 | Central HP <5.4 tons | KENMORE | HRCU-A-CB (Split System: Heat Pump with Remote Outdoor Unit-Air-Source) | (C,H,T)VH825GKA3* |  |  | EA*4X37L21A*+WALLCON | *96CTN1002122A* | 24400 | 16.5 | 8.5 | 21200 | 16600 | 78.3% | 2.04 | 11 | 11 |  |  |  | No | R-410A | 2.0333 | Residential & Commercial | Ducted CEE Tier 1
210595845 | Central HP <5.4 tons | KENMORE | HRCU-A-CB (Split System: Heat Pump with Remote Outdoor Unit-Air-Source) | (C,H,T)VH837GKA** |  |  | EA*4X61L24A*+WALLCON | *97CMN0602120A* | 33000 | 17.5 | 8.5 | 32400 | 25200 | 77.78% | 1.98 | 0 | 11.7 |  |  |  | No | R-410A | 2.75 | Residential & Commercial | Ducted CEE Tier 1
210595852 | Central HP <5.4 tons | KENMORE | HRCU-A-CB (Split System: Heat Pump with Remote Outdoor Unit-Air-Source) | (C,H,T)VH837GKA** |  |  | EHD4X36AAL+WALLCON | *95CSU0802120A* | 32200 | 16.5 | 8.1 | 33200 | 24600 | 74.1% | 1.94 | 0 | 11 |  |  |  | No | R-410A | 2.6833 | Residential & Commercial | Ducted CEE Tier 1
210595854 | Central HP <5.4 tons | KENMORE | HRCU-A-CB (Split System: Heat Pump with Remote Outdoor Unit-Air-Source) | (C,H,T)VH837GKA** |  |  | EHD4X60AAL+WALLCON | *80CSU0601716A* | 33000 | 16.5 | 8.1 | 32400 | 24800 | 76.54% | 1.98 | 0 | 11 |  |  |  | No | R-410A | 2.75 | Residential & Commercial | Ducted CEE Tier 1
210595879 | Central HP <5.4 tons | KENMORE | HRCU-A-CB (Split System: Heat Pump with Remote Outdoor Unit-Air-Source) | (C,H,T)VH837GKA** |  |  | EN(A,D)4X48L24**+WALLCON | *80CSU1002120A* | 32400 | 17 | 8.1 | 33000 | 24800 | 75.15% | 1.94 | 0 | 11.5 |  |  |  | No | R-410A | 2.7 | Residential & Commercial | Ducted CEE Tier 1
204300076 | Central HP <5.4 tons | KEEPRITE | HRCU-A-CB (Split System: Heat Pump with Remote Outdoor Unit-Air-Source) | CVH837GKA** |  |  | EHD4X36AAL+WALLCON | *80CTL0902120A* | 32200 | 16.5 | 8.1 | 33200 | 24800 | 74.7% | 1.92 | 11.5 | 11 |  |  |  | No | R-410A | 2.6833 | Residential & Commercial | Ducted CEE Tier 1
204300276 | Central HP <5.4 tons | KEEPRITE | HRCU-A-CB (Split System: Heat Pump with Remote Outdoor Unit-Air-Source) | CVH837GKA** |  |  | EHD4X42AAL+WALLCON | *80CTL1352422A* | 32600 | 17 | 8.1 | 33000 | 24800 | 75.15% | 1.96 | 11 | 11 |  |  |  | No | R-410A | 2.7167 | Residential & Commercial | Ducted CEE Tier 1
213779061 | Central HP <5.4 tons | DAY & NIGHT | HRCU-A-CB (Split System: Heat Pump with Remote Outdoor Unit-Air-Source) | CVH837GKA** |  |  | EA*4X42L21A*+WALLCON | *80CTL0451712B* | 31600 | 16.5 | 8.1 | 33400 | 24800 | 74.25% | 1.84 | 0 | 10.5 |  |  |  | No | R-410A | 2.6333 | Residential & Commercial | Ducted CEE Tier 1
213779311 | Central HP <5.4 tons | DAY & NIGHT | HRCU-A-CB (Split System: Heat Pump with Remote Outdoor Unit-Air-Source) | CVH837GKA** |  |  | EA*4X43L21A*+WALLCON | *97CMN0601714B* | 32600 | 16.5 | 8.1 | 33000 | 25400 | 76.97% | 1.94 | 0 | 11 |  |  |  | No | R-410A | 2.7167 | Residential & Commercial | Ducted CEE Tier 1
214240039 | Central HP <5.4 tons | DAY & NIGHT | HRCU-A-CB (Split System: Heat Pump with Remote Outdoor Unit-Air-Source) | CVH837GKA** |  |  | EN(A,D,W)4X60L24**+WALLCON | *80CTL0902120B* | 32800 | 17.5 | 8.1 | 32200 | 24600 | 76.4% | 1.96 | 0 | 12 |  |  |  | No | R-410A | 2.7333 | Residential & Commercial | Ducted CEE Tier 1
206135669 | Central HP <5.4 tons | KEEPRITE | HRCU-A-CB (Split System: Heat Pump with Remote Outdoor Unit-Air-Source) | CVH837GKA** |  |  | EA*4X37L21A*+WALLCON | *80CSU0601716A* | 32800 | 17 | 8.5 | 33000 | 25200 | 76.36% | 1.96 | 12 | 11 |  |  |  | No | R-410A | 2.7333 | Residential & Commercial | Ducted CEE Tier 1
206773042 | Central HP <5.4 tons | KEEPRITE | HRCU-A-CB (Split System: Heat Pump with Remote Outdoor Unit-Air-Source) | CVH837GKA2* |  |  | EA*4X37L21A*+WALLCON | *80CSU0401712A* | 32800 | 17.5 | 8.5 | 33000 | 25200 | 76.36% | 1.98 | 12 | 11 |  |  |  | No | R-410A | 2.7333 | Residential & Commercial | Ducted CEE Tier 1
206773461 | Central HP <5.4 tons | KEEPRITE | HRCU-A-CB (Split System: Heat Pump with Remote Outdoor Unit-Air-Source) | CVH837GKA2* |  |  | EA*4X42L24A*+WALLCON | *95CSU0802120A* | 31800 | 17.5 | 8.1 | 33000 | 24400 | 73.94% | 1.9 | 11.5 | 11 |  |  |  | No | R-410A | 2.65 | Residential & Commercial | Ducted CEE Tier 1
206773479 | Central HP <5.4 tons | KEEPRITE | HRCU-A-CB (Split System: Heat Pump with Remote Outdoor Unit-Air-Source) | CVH837GKA2* |  |  | EA*4X43L21A*+WALLCON | *95CSU0802120A* | 33000 | 17.5 | 8.5 | 32800 | 25000 | 76.22% | 2 | 12 | 11.5 |  |  |  | No | R-410A | 2.75 | Residential & Commercial | Ducted CEE Tier 1
214239169 | Central HP <5.4 tons | DAY & NIGHT | HRCU-A-CB (Split System: Heat Pump with Remote Outdoor Unit-Air-Source) | CVH837GKA2* |  |  | EN(A,D,W)4X48L21**+WALLCON | *80CTL0451712B* | 32200 | 16.5 | 8.1 | 33200 | 25000 | 75.3% | 1.9 | 0 | 11 |  |  |  | No | R-410A | 2.6833 | Residential & Commercial | Ducted CEE Tier 1
206771781 | Central HP <5.4 tons | KEEPRITE | HRCU-A-CB (Split System: Heat Pump with Remote Outdoor Unit-Air-Source) | CVH837GKA2* |  |  | EA*4X48L21A*+WALLCON | *80CTL0902120A* | 32200 | 17.5 | 8.5 | 32600 | 25000 | 76.69% | 1.98 | 12 | 11.7 |  |  |  | No | R-410A | 2.6833 | Residential & Commercial | Ducted CEE Tier 1
206771088 | Central HP <5.4 tons | KEEPRITE | HRCU-A-CB (Split System: Heat Pump with Remote Outdoor Unit-Air-Source) | CVH837GKA2* |  |  | EA*4X36L21A*+WALLCON | *96CTN0801714A* | 31400 | 17 | 8.1 | 33400 | 24400 | 73.05% | 1.84 | 11 | 11 |  |  |  | No | R-410A | 2.6167 | Residential & Commercial | Ducted CEE Tier 1
206771349 | Central HP <5.4 tons | KEEPRITE | HRCU-A-CB (Split System: Heat Pump with Remote Outdoor Unit-Air-Source) | CVH837GKA2* |  |  | EA*4X37L21A*+WALLCON | *96CTN1002122A* | 33000 | 17.5 | 8.5 | 33000 | 25200 | 76.36% | 2 | 12 | 11.7 |  |  |  | No | R-410A | 2.75 | Residential & Commercial | Ducted CEE Tier 1
215675737 | Central HP <5.4 tons | ARCOAIRE | HRCU-A-CB (Split System: Heat Pump with Remote Outdoor Unit-Air-Source) | H5H0V48*K*AAA* |  |  | EVM5X60M21A*+WALLCON | *80CTL0902120B* | 48000 | 19 | 9.5 | 50000 | 36600 | 73.2% | 2.1 | 0 | 10.5 |  |  |  | No | R-454B | 4 | Residential & Commercial | Ducted CEE Tier 1
215675787 | Central HP <5.4 tons | ARCOAIRE | HRCU-A-CB (Split System: Heat Pump with Remote Outdoor Unit-Air-Source) | H5H0V48*K*AAA* |  |  | EVM5X60M21A*+WALLCON | *97CMN0602120B* | 47500 | 18.5 | 9 | 50000 | 37200 | 74.4% | 1.98 | 0 | 10 |  |  |  | No | R-454B | 3.9583 | Residential & Commercial | Ducted CEE Tier 1
215675887 | Central HP <5.4 tons | ARCOAIRE | HRCU-A-CB (Split System: Heat Pump with Remote Outdoor Unit-Air-Source) | H5H0V48*K*AAA* |  |  | EVM5X60M24A*+WALLCON | *80CTL1102120B* | 48000 | 19 | 9 | 50000 | 36400 | 72.8% | 2 | 0 | 10.5 |  |  |  | No | R-454B | 4 | Residential & Commercial | Ducted CEE Tier 1
215675487 | Central HP <5.4 tons | ARCOAIRE | HRCU-A-CB (Split System: Heat Pump with Remote Outdoor Unit-Air-Source) | H5H0V48*K*AAA* |  |  | EVM5X48M21A*+WALLCON | *96CTN1002122B* | 47000 | 18.5 | 9 | 50000 | 36400 | 72.8% | 2 | 0 | 10 |  |  |  | No | R-454B | 3.9167 | Residential & Commercial | Ducted CEE Tier 1
215676767 | Central HP <5.4 tons | ARCOAIRE | HRCU-A-CB (Split System: Heat Pump with Remote Outdoor Unit-Air-Source) | H5H0V48*K*AAA* |  |  | EVD5X61M21A*+WALLCON | *95CSU0601716B* | 48000 | 18.5 | 9 | 50000 | 37400 | 74.8% | 2 | 0 | 10 |  |  |  | No | R-454B | 4 | Residential & Commercial | Ducted CEE Tier 1
212976677 | Central HP <5.4 tons | BRYANT HEATING AND COOLING SYSTEMS | HRCU-A-CB (Split System: Heat Pump with Remote Outdoor Unit-Air-Source) | 38MURAQ24AB3* |  |  | CAP**3721AL* | 926TC60100V21*** | 24000 | 17.5 | 8.5 | 25200 | 21800 | 86.51% | 1.82 | 0 | 10 |  |  |  | No | R-410A | 2 | Residential & Commercial | Ducted CEE Tier 1
213607630 | Central HP <5.4 tons | CARRIER | HRCU-A-CB (Split System: Heat Pump with Remote Outdoor Unit-Air-Source) | 38MURAQ24AB3* |  |  | FG4ANXC36L* |  | 24600 | 17.5 | 9 | 25800 | 22400 | 86.82% | 1.86 | 0 | 10.5 |  |  |  | No | R-410A | 2.05 | Residential & Commercial | Ducted CEE Tier 1
206773069 | Central HP <5.4 tons | KEEPRITE | HRCU-A-CB (Split System: Heat Pump with Remote Outdoor Unit-Air-Source) | CVH837GKA2* |  |  | EA*4X42L21A*+WALLCON | *80CSU0601716A* | 31800 | 17 | 8.1 | 33200 | 24400 | 73.49% | 1.86 | 11.5 | 11 |  |  |  | No | R-410A | 2.65 | Residential & Commercial | Ducted CEE Tier 1
206773335 | Central HP <5.4 tons | KEEPRITE | HRCU-A-CB (Split System: Heat Pump with Remote Outdoor Unit-Air-Source) | CVH837GKA2* |  |  | EHD4X42AAL+WALLCON | *80CSU0601716A* | 32400 | 16.5 | 8.1 | 33200 | 24800 | 74.7% | 1.94 | 11.5 | 11 |  |  |  | No | R-410A | 2.7 | Residential & Commercial | Ducted CEE Tier 1
206771538 | Central HP <5.4 tons | KEEPRITE | HRCU-A-CB (Split System: Heat Pump with Remote Outdoor Unit-Air-Source) | CVH837GKA2* |  |  | EA*4X42L24A*+WALLCON | *80CTL1352422A* | 31800 | 17.5 | 8.1 | 33000 | 24400 | 73.94% | 1.9 | 12 | 11.5 |  |  |  | No | R-410A | 2.65 | Residential & Commercial | Ducted CEE Tier 1
206771547 | Central HP <5.4 tons | KEEPRITE | HRCU-A-CB (Split System: Heat Pump with Remote Outdoor Unit-Air-Source) | CVH837GKA2* |  |  | EA*4X42L24A*+WALLCON | *96CTN1202422A* | 31800 | 17.5 | 8.1 | 33000 | 24400 | 73.94% | 1.9 | 11 | 11.5 |  |  |  | No | R-410A | 2.65 | Residential & Commercial | Ducted CEE Tier 1
213077248 | Central HP <5.4 tons | ARCOAIRE | HRCU-A-CB (Split System: Heat Pump with Remote Outdoor Unit-Air-Source) | DLCURAH36ABK |  |  | EA*4X48L24A* | *96VSN1202422B* | 36000 | 16.5 | 8.5 | 38000 | 34800 | 91.58% | 2.04 | 0 | 10 |  |  |  | No | R-410A | 3 | Residential & Commercial | Ducted CEE Tier 1
213077401 | Central HP <5.4 tons | ARCOAIRE | HRCU-A-CB (Split System: Heat Pump with Remote Outdoor Unit-Air-Source) | DLCURAH36ABK |  |  | EA*4X43L21A* | *96VTN0801716B* | 36600 | 15.5 | 8.5 | 38500 | 35000 | 90.91% | 2.06 | 0 | 10 |  |  |  | No | R-410A | 3.05 | Residential & Commercial | Ducted CEE Tier 1
214649814 | Central HP <5.4 tons | LUXAIRE | HRCU-A-CB (Split System: Heat Pump with Remote Outdoor Unit-Air-Source) | HH824E2S11 |  |  | CTU30B5XCS1+TXV | TMLE080B12MP11 | 23000 | 17 | 9.5 | 23000 | 18400 | 80% | 2 | 0 | 12 |  |  |  | No | R-454B | 1.9167 | Residential & Commercial | Ducted CEE Tier 1
214810234 | Central HP <5.4 tons | LUXAIRE | HRCU-A-CB (Split System: Heat Pump with Remote Outdoor Unit-Air-Source) | HH824E2S11 |  |  | CTM36B5ADS1 | TM8V080B12MP12 | 23000 | 17 | 9 | 23000 | 17700 | 76.96% | 2 | 0 | 12 |  |  |  | No | R-454B | 1.9167 | Residential & Commercial | Ducted CEE Tier 1
210474014 | Central HP <5.4 tons | CARRIER | HRCU-A-CB (Split System: Heat Pump with Remote Outdoor Unit-Air-Source) | 25VNA825A*032* |  |  | CNPV*4821AL*+UI | 59MN7B100C21**22 | 24200 | 17 | 8.1 | 21400 | 16600 | 77.57% | 2.02 | 0 | 11.5 |  |  |  | No | R-410A | 2.0167 | Residential & Commercial | Ducted CEE Tier 1
214243192 | Central HP <5.4 tons | KEEPRITE | HRCU-A-CB (Split System: Heat Pump with Remote Outdoor Unit-Air-Source) | CVH825GKA2* |  |  | EN(A,D,W)4X48L21**+WALLCON | *96CTN1002122B* | 24200 | 17 | 8.1 | 21200 | 16600 | 78.3% | 2.02 | 0 | 11.5 |  |  |  | No | R-410A | 2.0167 | Residential & Commercial | Ducted CEE Tier 1
215676887 | Central HP <5.4 tons | ARCOAIRE | HRCU-A-CB (Split System: Heat Pump with Remote Outdoor Unit-Air-Source) | H5H0V48*K*AAA* |  |  | EVD5X61M24A*+WALLCON | *80CTL1352422B* | 48500 | 19.5 | 9.5 | 50000 | 36600 | 73.2% | 2.1 | 0 | 10.5 |  |  |  | No | R-454B | 4.0417 | Residential & Commercial | Ducted CEE Tier 1
215675547 | Central HP <5.4 tons | ARCOAIRE | HRCU-A-CB (Split System: Heat Pump with Remote Outdoor Unit-Air-Source) | H5H0V48*K*AAA* |  |  | EVM5X49M21A*+WALLCON | *80CTL0702120B* | 48000 | 19 | 9 | 50000 | 36800 | 73.6% | 2 | 0 | 10 |  |  |  | No | R-454B | 4 | Residential & Commercial | Ducted CEE Tier 1
215675497 | Central HP <5.4 tons | ARCOAIRE | HRCU-A-CB (Split System: Heat Pump with Remote Outdoor Unit-Air-Source) | H5H0V48*K*AAA* |  |  | EVM5X49M21A*+WALLCON | *80CSU0601716A* | 48000 | 19 | 9 | 50000 | 36800 | 73.6% | 2 | 0 | 10 |  |  |  | No | R-454B | 4 | Residential & Commercial | Ducted CEE Tier 1
215676467 | Central HP <5.4 tons | ARCOAIRE | HRCU-A-CB (Split System: Heat Pump with Remote Outdoor Unit-Air-Source) | H5H0V48*K*AAA* |  |  | EVD5X60M21A*+WALLCON | *80CTL0901716B* | 48000 | 19 | 9 | 50000 | 36800 | 73.6% | 1.98 | 0 | 10 |  |  |  | No | R-454B | 4 | Residential & Commercial | Ducted CEE Tier 1
213078603 | Central HP <5.4 tons | CARRIER | HRCU-A-CB (Split System: Heat Pump with Remote Outdoor Unit-Air-Source) | 38MURAQ36AB3* |  |  | CAP**3621AL* | 58S(B,C)*B110M21**20 | 35400 | 16.5 | 8.1 | 38500 | 35200 | 91.43% | 1.84 | 0 | 10 |  |  |  | No | R-410A | 2.95 | Residential & Commercial | Ducted CEE Tier 1
213078755 | Central HP <5.4 tons | CARRIER | HRCU-A-CB (Split System: Heat Pump with Remote Outdoor Unit-Air-Source) | 38MURAQ36AB3* |  |  | CNPV*4824AL* | 58S(B,C)*B110M24**20 | 36200 | 17 | 8.1 | 38500 | 34800 | 90.39% | 2.02 | 0 | 10.5 |  |  |  | No | R-410A | 3.0167 | Residential & Commercial | Ducted CEE Tier 1
213077048 | Central HP <5.4 tons | ARCOAIRE | HRCU-A-CB (Split System: Heat Pump with Remote Outdoor Unit-Air-Source) | DLCURAH36ABK |  |  | EA*4X37L21A* | *96VSN0802120B* | 36600 | 16 | 8.5 | 38000 | 34800 | 91.58% | 2.06 | 0 | 10 |  |  |  | No | R-410A | 3.05 | Residential & Commercial | Ducted CEE Tier 1
213078655 | Central HP <5.4 tons | ARCOAIRE | HRCU-A-CB (Split System: Heat Pump with Remote Outdoor Unit-Air-Source) | DLCURAH36ABK |  |  | EA*4X43L21A* | *80MS(N,L)1102120A* | 36600 | 16.5 | 8.5 | 38000 | 34800 | 91.58% | 2.06 | 0 | 10 |  |  |  | No | R-410A | 3.05 | Residential & Commercial | Ducted CEE Tier 1
206773488 | Central HP <5.4 tons | KEEPRITE | HRCU-A-CB (Split System: Heat Pump with Remote Outdoor Unit-Air-Source) | CVH837GKA2* |  |  | EA*4X43L21A*+WALLCON | *95CSU1002122A* | 33000 | 17.5 | 8.5 | 32800 | 25000 | 76.22% | 2 | 12 | 11.5 |  |  |  | No | R-410A | 2.75 | Residential & Commercial | Ducted CEE Tier 1
206772925 | Central HP <5.4 tons | KEEPRITE | HRCU-A-CB (Split System: Heat Pump with Remote Outdoor Unit-Air-Source) | CVH837GKA2* |  |  | EHD4X48AAL+WALLCON | *96CTN1202422A* | 32600 | 17 | 8.1 | 33000 | 24800 | 75.15% | 1.98 | 11 | 11 |  |  |  | No | R-410A | 2.7167 | Residential & Commercial | Ducted CEE Tier 1
206772961 | Central HP <5.4 tons | KEEPRITE | HRCU-A-CB (Split System: Heat Pump with Remote Outdoor Unit-Air-Source) | CVH837GKA2* |  |  | EHD4X48AAL+WALLCON | *97CMN1002122A* | 32600 | 17 | 8.1 | 33000 | 24800 | 75.15% | 1.98 | 12 | 11 |  |  |  | No | R-410A | 2.7167 | Residential & Commercial | Ducted CEE Tier 1
206772718 | Central HP <5.4 tons | KEEPRITE | HRCU-A-CB (Split System: Heat Pump with Remote Outdoor Unit-Air-Source) | CVH837GKA2* |  |  | EHD4X42AAL+WALLCON | *80CTL0902120A* | 32400 | 16.5 | 8.1 | 33200 | 24800 | 74.7% | 1.96 | 12 | 11 |  |  |  | No | R-410A | 2.7 | Residential & Commercial | Ducted CEE Tier 1
206772988 | Central HP <5.4 tons | KEEPRITE | HRCU-A-CB (Split System: Heat Pump with Remote Outdoor Unit-Air-Source) | CVH837GKA2* |  |  | EHD4X48AAL+WALLCON | *96CTN1002122A* | 32600 | 17 | 8.1 | 33000 | 24800 | 75.15% | 1.98 | 12 | 11 |  |  |  | No | R-410A | 2.7167 | Residential & Commercial | Ducted CEE Tier 1
206771646 | Central HP <5.4 tons | KEEPRITE | HRCU-A-CB (Split System: Heat Pump with Remote Outdoor Unit-Air-Source) | CVH837GKA2* |  |  | EA*4X43L21A*+WALLCON | *80CTL0902120A* | 32800 | 17.5 | 8.5 | 33000 | 25200 | 76.36% | 2 | 12 | 11.7 |  |  |  | No | R-410A | 2.7333 | Residential & Commercial | Ducted CEE Tier 1
206771700 | Central HP <5.4 tons | KEEPRITE | HRCU-A-CB (Split System: Heat Pump with Remote Outdoor Unit-Air-Source) | CVH837GKA2* |  |  | EA*4X43L21A*+WALLCON | *97CMN1002122A* | 33000 | 17.5 | 8.5 | 33000 | 25200 | 76.36% | 2 | 12 | 11.7 |  |  |  | No | R-410A | 2.75 | Residential & Commercial | Ducted CEE Tier 1
206772366 | Central HP <5.4 tons | KEEPRITE | HRCU-A-CB (Split System: Heat Pump with Remote Outdoor Unit-Air-Source) | CVH837GKA2* |  |  | EN(A,D)4X48L24**+WALLCON | *80CTL0902120A* | 32400 | 17.5 | 8.1 | 33000 | 24800 | 75.15% | 1.96 | 12 | 11.7 |  |  |  | No | R-410A | 2.7 | Residential & Commercial | Ducted CEE Tier 1
206135769 | Central HP <5.4 tons | KEEPRITE | HRCU-A-CB (Split System: Heat Pump with Remote Outdoor Unit-Air-Source) | CVH837GKA** |  |  | EA*4X48L21A*+WALLCON | *80CSU0401712A* | 32400 | 17.5 | 8.1 | 32600 | 25000 | 76.69% | 1.96 | 12 | 11 |  |  |  | No | R-410A | 2.7 | Residential & Commercial | Ducted CEE Tier 1
206136001 | Central HP <5.4 tons | KEEPRITE | HRCU-A-CB (Split System: Heat Pump with Remote Outdoor Unit-Air-Source) | CVH837GKA** |  |  | EHD4X42AAL+WALLCON | *80CSU1002120A* | 32400 | 16 | 8.1 | 33200 | 24800 | 74.7% | 1.94 | 11.5 | 11 |  |  |  | No | R-410A | 2.7 | Residential & Commercial | Ducted CEE Tier 1
204300306 | Central HP <5.4 tons | KEEPRITE | HRCU-A-CB (Split System: Heat Pump with Remote Outdoor Unit-Air-Source) | CVH837GKA** |  |  | EHD4X42AAL+WALLCON | *96CTN1202422A* | 32600 | 17 | 8.1 | 33000 | 24800 | 75.15% | 1.96 | 11 | 11 |  |  |  | No | R-410A | 2.7167 | Residential & Commercial | Ducted CEE Tier 1
214239999 | Central HP <5.4 tons | DAY & NIGHT | HRCU-A-CB (Split System: Heat Pump with Remote Outdoor Unit-Air-Source) | CVH837GKA** |  |  | EN(A,D)4X48L24**+WALLCON | *97CMN1002122B* | 32400 | 17 | 8.1 | 32600 | 24600 | 75.46% | 1.96 | 0 | 11.7 |  |  |  | No | R-410A | 2.7 | Residential & Commercial | Ducted CEE Tier 1
206136091 | Central HP <5.4 tons | KEEPRITE | HRCU-A-CB (Split System: Heat Pump with Remote Outdoor Unit-Air-Source) | CVH837GKA** |  |  | EA*4X37L21A*+WALLCON | *95CSU1002122A* | 33000 | 17.5 | 8.5 | 32800 | 25000 | 76.22% | 2 | 12 | 11.5 |  |  |  | No | R-410A | 2.75 | Residential & Commercial | Ducted CEE Tier 1
204300536 | Central HP <5.4 tons | KEEPRITE | HRCU-A-CB (Split System: Heat Pump with Remote Outdoor Unit-Air-Source) | CVH837GKA** |  |  | EHD4X48AAL+WALLCON | *97CMN1002122A* | 32600 | 17 | 8.1 | 33000 | 24800 | 75.15% | 1.98 | 12 | 11 |  |  |  | No | R-410A | 2.7167 | Residential & Commercial | Ducted CEE Tier 1
204299832 | Central HP <5.4 tons | KEEPRITE | HRCU-A-CB (Split System: Heat Pump with Remote Outdoor Unit-Air-Source) | CVH837GKA** |  |  | EN(A,D,W)4X48L21**+WALLCON | *96CTN1002122A* | 32400 | 17.5 | 8.1 | 33000 | 24800 | 75.15% | 1.96 | 11.5 | 11.7 |  |  |  | No | R-410A | 2.7 | Residential & Commercial | Ducted CEE Tier 1
206997911 | Central HP <5.4 tons | KENMORE | HRCU-A-CB (Split System: Heat Pump with Remote Outdoor Unit-Air-Source) | (C,H,T)VH837GKA2* |  |  | EA*4X48L24A*+WALLCON | *95CSU1002122A* | 32400 | 17.5 | 8.5 | 32400 | 24800 | 76.54% | 2 | 12 | 11.5 |  |  |  | No | R-410A | 2.7 | Residential & Commercial | Ducted CEE Tier 1
206997636 | Central HP <5.4 tons | KENMORE | HRCU-A-CB (Split System: Heat Pump with Remote Outdoor Unit-Air-Source) | (C,H,T)VH837GKA2* |  |  | EA*4X36L21A*+WALLCON | *80CTL0902120A* | 31600 | 17 | 8.1 | 33200 | 24200 | 72.89% | 1.86 | 11 | 11 |  |  |  | No | R-410A | 2.6333 | Residential & Commercial | Ducted CEE Tier 1
206997737 | Central HP <5.4 tons | KENMORE | HRCU-A-CB (Split System: Heat Pump with Remote Outdoor Unit-Air-Source) | (C,H,T)VH837GKA2* |  |  | EA*4X48L24A*+WALLCON | *97CMN0602120A* | 32200 | 17 | 8.1 | 32800 | 25200 | 76.83% | 1.96 | 11.5 | 11 |  |  |  | No | R-410A | 2.6833 | Residential & Commercial | Ducted CEE Tier 1
206997821 | Central HP <5.4 tons | KENMORE | HRCU-A-CB (Split System: Heat Pump with Remote Outdoor Unit-Air-Source) | (C,H,T)VH837GKA2* |  |  | EHD4X42AAL+WALLCON | *80CTL1352422A* | 32600 | 17 | 8.1 | 33000 | 24800 | 75.15% | 1.96 | 11 | 11 |  |  |  | No | R-410A | 2.7167 | Residential & Commercial | Ducted CEE Tier 1
214810655 | Central HP <5.4 tons | CENTURY | HRCU-A-C (Split System: Heat Pump with Remote Outdoor Unit with No Indoor Fan --Air Source) | A-VCD30SA-1 |  |  | MCD30/36B1A |  | 29000 | 15.2 | 8.5 | 31000 | 22600 | 72.9% | 1.8 | 0 | 10 |  |  |  | No | R-410A | 2.4167 | Residential & Commercial | Ducted CEE Tier 1
212978178 | Central HP <5.4 tons | ARCOAIRE | HRCU-A-CB (Split System: Heat Pump with Remote Outdoor Unit-Air-Source) | DLCURAH24ABK |  |  | EN(A,D)4X24L17** | *80MS(N,L)0701412A* | 23200 | 17 | 8.5 | 26800 | 25400 | 94.78% | 2.14 | 0 | 10 |  |  |  | No | R-410A | 1.9333 | Residential & Commercial | Ducted CEE Tier 1
212979231 | Central HP <5.4 tons | ARCOAIRE | HRCU-A-CB (Split System: Heat Pump with Remote Outdoor Unit-Air-Source) | DLCURAH24ABK |  |  | EN(A,D,W)4X36L17** | *80MS(N,L)0701716A* | 23600 | 17 | 8.5 | 26400 | 24400 | 92.42% | 2.02 | 0 | 10.5 |  |  |  | No | R-410A | 1.9667 | Residential & Commercial | Ducted CEE Tier 1
211243055 | Central HP <5.4 tons | ARCOAIRE | HRCU-A-CB (Split System: Heat Pump with Remote Outdoor Unit-Air-Source) | DLCURAH24ABK |  |  | EA*4X37L17A* | *80ES(N,L)0901714A* | 25000 | 16.5 | 8.5 | 25800 | 21200 | 82.17% | 1.78 | 0 | 10.5 |  |  |  | No | R-410A | 2.0833 | Residential & Commercial | Ducted CEE Tier 1
211243156 | Central HP <5.4 tons | ARCOAIRE | HRCU-A-CB (Split System: Heat Pump with Remote Outdoor Unit-Air-Source) | DLCURAH24ABK |  |  | EA*4X37L17A* | *80ESU0601716A | 25400 | 16.5 | 8.5 | 26200 | 21000 | 80.15% | 1.76 | 0 | 10.5 |  |  |  | No | R-410A | 2.1167 | Residential & Commercial | Ducted CEE Tier 1
211242821 | Central HP <5.4 tons | ARCOAIRE | HRCU-A-CB (Split System: Heat Pump with Remote Outdoor Unit-Air-Source) | DLCURAH24ABK |  |  | EA*4X37L17A* | *95ESU0401712A* | 24000 | 17 | 8.5 | 25200 | 22000 | 87.3% | 1.84 | 0 | 10 |  |  |  | No | R-410A | 2 | Residential & Commercial | Ducted CEE Tier 1
211242689 | Central HP <5.4 tons | ARCOAIRE | HRCU-A-CB (Split System: Heat Pump with Remote Outdoor Unit-Air-Source) | DLCURAH24ABK |  |  | EA*4X36L21A* | *92ESN0401712A* | 23800 | 16 | 8.5 | 26000 | 23000 | 88.46% | 1.88 | 0 | 10 |  |  |  | No | R-410A | 1.9833 | Residential & Commercial | Ducted CEE Tier 1
211242521 | Central HP <5.4 tons | ARCOAIRE | HRCU-A-CB (Split System: Heat Pump with Remote Outdoor Unit-Air-Source) | DLCURAH24ABK |  |  | EA*4X36L21A* | *96VTN0802120A* | 23800 | 17 | 8.5 | 25800 | 23200 | 89.92% | 1.94 | 0 | 10 |  |  |  | No | R-410A | 1.9833 | Residential & Commercial | Ducted CEE Tier 1
215676567 | Central HP <5.4 tons | ARCOAIRE | HRCU-A-CB (Split System: Heat Pump with Remote Outdoor Unit-Air-Source) | H5H0V48*K*AAA* |  |  | EVD5X60M21A*+WALLCON | *96CTN0801714B* | 47500 | 18.5 | 9 | 50000 | 36200 | 72.4% | 2.02 | 0 | 10 |  |  |  | No | R-454B | 3.9583 | Residential & Commercial | Ducted CEE Tier 1
215676667 | Central HP <5.4 tons | ARCOAIRE | HRCU-A-CB (Split System: Heat Pump with Remote Outdoor Unit-Air-Source) | H5H0V48*K*AAA* |  |  | EVD5X60M24A*+WALLCON | *97CMN1202422B* | 48000 | 19 | 9 | 50000 | 36600 | 73.2% | 2 | 0 | 10 |  |  |  | No | R-454B | 4 | Residential & Commercial | Ducted CEE Tier 1
215674428 | Central HP <5.4 tons | ARCOAIRE | HRCU-A-CB (Split System: Heat Pump with Remote Outdoor Unit-Air-Source) | H5H0V48*K*AAA* |  |  | EA*5X61M21A*+WALLCON | *97CMN1002122B* | 46000 | 18 | 9 | 47500 | 33800 | 71.16% | 2.08 | 0 | 10 |  |  |  | No | R-454B | 3.8333 | Residential & Commercial | Ducted CEE Tier 1
215676717 | Central HP <5.4 tons | ARCOAIRE | HRCU-A-CB (Split System: Heat Pump with Remote Outdoor Unit-Air-Source) | H5H0V48*K*AAA* |  |  | EVD5X61M21A*+WALLCON | *80CTL0701716B* | 48500 | 19 | 9 | 50000 | 37200 | 74.4% | 1.98 | 0 | 10 |  |  |  | No | R-454B | 4.0417 | Residential & Commercial | Ducted CEE Tier 1
215676417 | Central HP <5.4 tons | ARCOAIRE | HRCU-A-CB (Split System: Heat Pump with Remote Outdoor Unit-Air-Source) | H5H0V48*K*AAA* |  |  | EVD5X60M21A*+WALLCON | *80CSU0802120A* | 48000 | 19 | 9 | 50000 | 36600 | 73.2% | 2.12 | 0 | 10 |  |  |  | No | R-454B | 4 | Residential & Commercial | Ducted CEE Tier 1
211242388 | Central HP <5.4 tons | ARCOAIRE | HRCU-A-CB (Split System: Heat Pump with Remote Outdoor Unit-Air-Source) | DLCURAH24ABK |  |  | EA*4X36L21A* | *80VSL0451716A* | 23400 | 17 | 8.5 | 25600 | 23600 | 92.19% | 1.96 | 0 | 10 |  |  |  | No | R-410A | 1.95 | Residential & Commercial | Ducted CEE Tier 1
211242406 | Central HP <5.4 tons | ARCOAIRE | HRCU-A-CB (Split System: Heat Pump with Remote Outdoor Unit-Air-Source) | DLCURAH24ABK |  |  | EA*4X36L21A* | *80VSL0702120A* | 24800 | 16.5 | 8.5 | 26600 | 22000 | 82.71% | 1.82 | 0 | 10 |  |  |  | No | R-410A | 2.0667 | Residential & Commercial | Ducted CEE Tier 1
211241720 | Central HP <5.4 tons | ARCOAIRE | HRCU-A-CB (Split System: Heat Pump with Remote Outdoor Unit-Air-Source) | DLCURAH24ABK |  |  | EA*4X30L17A* | *95ESN0601714A* | 24600 | 16 | 8.5 | 26800 | 22600 | 84.33% | 1.84 | 0 | 10 |  |  |  | No | R-410A | 2.05 | Residential & Commercial | Ducted CEE Tier 1
211241753 | Central HP <5.4 tons | ARCOAIRE | HRCU-A-CB (Split System: Heat Pump with Remote Outdoor Unit-Air-Source) | DLCURAH24ABK |  |  | EA*4X30L17A* | *92ESN0401712A* | 23600 | 15.5 | 8.5 | 26200 | 23600 | 90.08% | 1.94 | 0 | 10 |  |  |  | No | R-410A | 1.9667 | Residential & Commercial | Ducted CEE Tier 1
212982724 | Central HP <5.4 tons | ARCOAIRE | HRCU-A-CB (Split System: Heat Pump with Remote Outdoor Unit-Air-Source) | DLCURAH24ABK |  |  | EN(A,D)4X36L21** | *80MSU0601716A* | 23600 | 17 | 8.5 | 25600 | 24000 | 93.75% | 2 | 0 | 10.5 |  |  |  | No | R-410A | 1.9667 | Residential & Commercial | Ducted CEE Tier 1
206135689 | Central HP <5.4 tons | KEEPRITE | HRCU-A-CB (Split System: Heat Pump with Remote Outdoor Unit-Air-Source) | CVH837GKA** |  |  | EA*4X42L21A*+WALLCON | *80CSU0601716A* | 31800 | 17 | 8.1 | 33200 | 24400 | 73.49% | 1.86 | 11.5 | 11 |  |  |  | No | R-410A | 2.65 | Residential & Commercial | Ducted CEE Tier 1
204299932 | Central HP <5.4 tons | KEEPRITE | HRCU-A-CB (Split System: Heat Pump with Remote Outdoor Unit-Air-Source) | CVH837GKA** |  |  | EN(A,D)4X48L24**+WALLCON | *97CMN1202422A* | 32400 | 17.5 | 8.1 | 33000 | 24800 | 75.15% | 1.96 | 12 | 11.5 |  |  |  | No | R-410A | 2.7 | Residential & Commercial | Ducted CEE Tier 1
206773150 | Central HP <5.4 tons | KEEPRITE | HRCU-A-CB (Split System: Heat Pump with Remote Outdoor Unit-Air-Source) | CVH837GKA2* |  |  | EA*4X48L21A*+WALLCON | *80CSU0601716A* | 32200 | 17 | 8.1 | 32600 | 25000 | 76.69% | 1.96 | 12 | 11 |  |  |  | No | R-410A | 2.6833 | Residential & Commercial | Ducted CEE Tier 1
206773168 | Central HP <5.4 tons | KEEPRITE | HRCU-A-CB (Split System: Heat Pump with Remote Outdoor Unit-Air-Source) | CVH837GKA2* |  |  | EA*4X48L21A*+WALLCON | *80CSU1002120A* | 32200 | 17 | 8.1 | 32600 | 25000 | 76.69% | 1.96 | 11.5 | 11 |  |  |  | No | R-410A | 2.6833 | Residential & Commercial | Ducted CEE Tier 1
213079571 | Central HP <5.4 tons | ARCOAIRE | HRCU-A-CB (Split System: Heat Pump with Remote Outdoor Unit-Air-Source) | DLCURAH36ABK |  |  | EA*4X43L21A* | *92MSN0801716A* | 36200 | 16.5 | 8.5 | 38000 | 34800 | 91.58% | 2.04 | 0 | 10 |  |  |  | No | R-410A | 3.0167 | Residential & Commercial | Ducted CEE Tier 1
213079607 | Central HP <5.4 tons | ARCOAIRE | HRCU-A-CB (Split System: Heat Pump with Remote Outdoor Unit-Air-Source) | DLCURAH36ABK |  |  | END4X42L17** | *92MSN0801716A* | 35600 | 16 | 8.1 | 38500 | 35000 | 90.91% | 1.94 | 0 | 10 |  |  |  | No | R-410A | 2.9667 | Residential & Commercial | Ducted CEE Tier 1
215936002 | Central HP <5.4 tons | KENMORE | HRCU-A-CB (Split System: Heat Pump with Remote Outdoor Unit-Air-Source) | (C,H,T)5H3V36*K*AAA* |  |  | EVD5X42M21A*+WALLCON | *80CTL0702120B* | 34400 | 21 | 8.5 | 38500 | 28200 | 73.25% | 2.04 | 0 | 11.7 |  |  |  | No | R-454B | 2.8667 | Residential & Commercial | Ducted CEE Tier 1
215935782 | Central HP <5.4 tons | KENMORE | HRCU-A-CB (Split System: Heat Pump with Remote Outdoor Unit-Air-Source) | (C,H,T)5H3V36*K*AAA* |  |  | EVD5X36M21A*+WALLCON | *96CTN1002122B* | 34400 | 21 | 8.5 | 38500 | 28000 | 72.73% | 2.06 | 0 | 12 |  |  |  | No | R-454B | 2.8667 | Residential & Commercial | Ducted CEE Tier 1
215935432 | Central HP <5.4 tons | KENMORE | HRCU-A-CB (Split System: Heat Pump with Remote Outdoor Unit-Air-Source) | (C,H,T)5H3V36*K*AAA* |  |  | EVM5X60M24A*+WALLCON | *97CMN1202422B* | 35400 | 22 | 8.5 | 38000 | 28400 | 74.74% | 2.04 | 0 | 12.5 |  |  |  | No | R-454B | 2.95 | Residential & Commercial | Ducted CEE Tier 1
214650090 | Central HP <5.4 tons | LUXAIRE | HRCU-A-CB (Split System: Heat Pump with Remote Outdoor Unit-Air-Source) | HH824E2S11 |  |  | CTU30B5XCS1+TXV | Z9ES080B12SMPS1 | 23000 | 17 | 9.5 | 23000 | 18400 | 80% | 2 | 0 | 12 |  |  |  | No | R-454B | 1.9167 | Residential & Commercial | Ducted CEE Tier 1
214650222 | Central HP <5.4 tons | LUXAIRE | HRCU-A-CB (Split System: Heat Pump with Remote Outdoor Unit-Air-Source) | HH824E2S11 |  |  | CTU36B5XDS1+TXV | Z9ES080B12SMPS1 | 23000 | 18 | 9.5 | 23000 | 18600 | 80.87% | 2 | 0 | 12 |  |  |  | No | R-454B | 1.9167 | Residential & Commercial | Ducted CEE Tier 1
213771452 | Central HP <5.4 tons | KEEPRITE | HRCU-A-CB (Split System: Heat Pump with Remote Outdoor Unit-Air-Source) | CVH825GKA2* |  |  | EA*4X43L21A*+WALLCON | *80CTL0701716B* | 24400 | 17 | 8.5 | 21200 | 16600 | 78.3% | 2.02 | 0 | 11 |  |  |  | No | R-410A | 2.0333 | Residential & Commercial | Ducted CEE Tier 1
213770902 | Central HP <5.4 tons | KEEPRITE | HRCU-A-CB (Split System: Heat Pump with Remote Outdoor Unit-Air-Source) | CVH825GKA2* |  |  | EA*4X36L17A*+WALLCON | *96CTN0801714B* | 23600 | 16.5 | 8.1 | 21600 | 16700 | 77.31% | 1.94 | 0 | 10.5 |  |  |  | No | R-410A | 1.9667 | Residential & Commercial | Ducted CEE Tier 1
213770612 | Central HP <5.4 tons | KEEPRITE | HRCU-A-CB (Split System: Heat Pump with Remote Outdoor Unit-Air-Source) | CVH825GKA2* |  |  | EA*4X25L17A*+WALLCON | *80CTL0701716B* | 24400 | 16.5 | 8.1 | 21200 | 16700 | 78.77% | 2.02 | 0 | 11 |  |  |  | No | R-410A | 2.0333 | Residential & Commercial | Ducted CEE Tier 1
206771034 | Central HP <5.4 tons | KEEPRITE | HRCU-A-CB (Split System: Heat Pump with Remote Outdoor Unit-Air-Source) | CVH837GKA2* |  |  | EA*4X36L17A*+WALLCON | *80CTL0901716A* | 31600 | 17.5 | 8.1 | 33200 | 24200 | 72.89% | 1.86 | 11 | 11 |  |  |  | No | R-410A | 2.6333 | Residential & Commercial | Ducted CEE Tier 1
213076246 | Central HP <5.4 tons | ARCOAIRE | HRCU-A-CB (Split System: Heat Pump with Remote Outdoor Unit-Air-Source) | DLCURAH36ABK |  |  | EA*4X36L21A* | *95MSU1002122A* | 35400 | 16 | 8.1 | 38500 | 35200 | 91.43% | 1.84 | 0 | 10 |  |  |  | No | R-410A | 2.95 | Residential & Commercial | Ducted CEE Tier 1
215668878 | Central HP <5.4 tons | ARCOAIRE | HRCU-A-CB (Split System: Heat Pump with Remote Outdoor Unit-Air-Source) | H5H0V36*K*AAA* |  |  | EA*5X42M21A*+WALLCON | *95CSU1002122B* | 33200 | 17.5 | 9 | 35800 | 25600 | 71.51% | 1.84 | 0 | 10 |  |  |  | No | R-454B | 2.7667 | Residential & Commercial | Ducted CEE Tier 1
213772452 | Central HP <5.4 tons | KEEPRITE | HRCU-A-CB (Split System: Heat Pump with Remote Outdoor Unit-Air-Source) | CVH825GKA2* |  |  | EHD4X48AAL+WALLCON | *80CTL0701716B* | 24200 | 16.5 | 8.1 | 21200 | 16600 | 78.3% | 2.02 | 0 | 10.5 |  |  |  | No | R-410A | 2.0167 | Residential & Commercial | Ducted CEE Tier 1
204456595 | Central HP <5.4 tons | KEEPRITE | HRCU-A-CB (Split System: Heat Pump with Remote Outdoor Unit-Air-Source) | CVH825GKA2* |  |  | EA*4X36L17A*+WALLCON | *80CTL0451712A* | 23400 | 16 | 8.1 | 21600 | 16800 | 77.78% | 1.92 | 11 | 10.5 |  |  |  | No | R-410A | 1.95 | Residential & Commercial | Ducted CEE Tier 1
213770932 | Central HP <5.4 tons | KEEPRITE | HRCU-A-CB (Split System: Heat Pump with Remote Outdoor Unit-Air-Source) | CVH825GKA2* |  |  | EA*4X36L21A*+WALLCON | *80CTL0901716B* | 23600 | 16.5 | 8.1 | 21400 | 16600 | 77.57% | 1.94 | 0 | 10.5 |  |  |  | No | R-410A | 1.9667 | Residential & Commercial | Ducted CEE Tier 1
213770982 | Central HP <5.4 tons | KEEPRITE | HRCU-A-CB (Split System: Heat Pump with Remote Outdoor Unit-Air-Source) | CVH825GKA2* |  |  | EA*4X36L21A*+WALLCON | *97CMN0801714B* | 23600 | 16.5 | 8.1 | 21600 | 16700 | 77.31% | 1.94 | 0 | 10.5 |  |  |  | No | R-410A | 1.9667 | Residential & Commercial | Ducted CEE Tier 1
213770632 | Central HP <5.4 tons | KEEPRITE | HRCU-A-CB (Split System: Heat Pump with Remote Outdoor Unit-Air-Source) | CVH825GKA2* |  |  | EA*4X25L17A*+WALLCON | *95CSU0601716B* | 24200 | 16.5 | 8.1 | 21400 | 16700 | 78.04% | 2.02 | 0 | 10.5 |  |  |  | No | R-410A | 2.0167 | Residential & Commercial | Ducted CEE Tier 1
204300266 | Central HP <5.4 tons | KEEPRITE | HRCU-A-CB (Split System: Heat Pump with Remote Outdoor Unit-Air-Source) | CVH837GKA** |  |  | EHD4X42AAL+WALLCON | *80CTL0902120A* | 32400 | 16.5 | 8.1 | 33200 | 24800 | 74.7% | 1.96 | 12 | 11 |  |  |  | No | R-410A | 2.7 | Residential & Commercial | Ducted CEE Tier 1
204300566 | Central HP <5.4 tons | KEEPRITE | HRCU-A-CB (Split System: Heat Pump with Remote Outdoor Unit-Air-Source) | CVH837GKA** |  |  | EHD4X48AAL+WALLCON | *96CTN1002122A* | 32600 | 17 | 8.1 | 33000 | 24800 | 75.15% | 1.98 | 12 | 11 |  |  |  | No | R-410A | 2.7167 | Residential & Commercial | Ducted CEE Tier 1
206136021 | Central HP <5.4 tons | KEEPRITE | HRCU-A-CB (Split System: Heat Pump with Remote Outdoor Unit-Air-Source) | CVH837GKA** |  |  | EHD4X48AAL+WALLCON | *80CSU0601716A* | 32600 | 16.5 | 8.1 | 33200 | 25000 | 75.3% | 1.96 | 11.5 | 11 |  |  |  | No | R-410A | 2.7167 | Residential & Commercial | Ducted CEE Tier 1
204299882 | Central HP <5.4 tons | KEEPRITE | HRCU-A-CB (Split System: Heat Pump with Remote Outdoor Unit-Air-Source) | CVH837GKA** |  |  | EN(A,D)4X48L24**+WALLCON | *80CTL0902120A* | 32400 | 17.5 | 8.1 | 33000 | 24800 | 75.15% | 1.96 | 12 | 11.7 |  |  |  | No | R-410A | 2.7 | Residential & Commercial | Ducted CEE Tier 1
204300466 | Central HP <5.4 tons | KEEPRITE | HRCU-A-CB (Split System: Heat Pump with Remote Outdoor Unit-Air-Source) | CVH837GKA** |  |  | EHD4X48AAL+WALLCON | *80CTL1352422A* | 32600 | 17 | 8.1 | 33000 | 24800 | 75.15% | 1.98 | 11 | 11 |  |  |  | No | R-410A | 2.7167 | Residential & Commercial | Ducted CEE Tier 1
204299382 | Central HP <5.4 tons | KEEPRITE | HRCU-A-CB (Split System: Heat Pump with Remote Outdoor Unit-Air-Source) | CVH837GKA** |  |  | EA*4X48L24A*+WALLCON | *96CTN1202422A* | 32400 | 17.5 | 8.5 | 32400 | 24800 | 76.54% | 2 | 12 | 11.7 |  |  |  | No | R-410A | 2.7 | Residential & Commercial | Ducted CEE Tier 1
204299432 | Central HP <5.4 tons | KEEPRITE | HRCU-A-CB (Split System: Heat Pump with Remote Outdoor Unit-Air-Source) | CVH837GKA** |  |  | EA*4X48L24A*+WALLCON | *96CTN1002122A* | 32400 | 17.5 | 8.5 | 32600 | 24800 | 76.07% | 2 | 12 | 11.7 |  |  |  | No | R-410A | 2.7 | Residential & Commercial | Ducted CEE Tier 1
214719956 | Central HP <5.4 tons | LUXAIRE | HRCU-A-CB (Split System: Heat Pump with Remote Outdoor Unit-Air-Source) | HH860E2S11 |  |  | CTU60C5XGS1+TXV | TMLV120C20MP12 | 44500 | 18 | 9 | 45000 | 33800 | 75.11% | 2 | 0 | 11 |  |  |  | No | R-454B | 3.7083 | Residential & Commercial | Ducted CEE Tier 1
215937432 | Central HP <5.4 tons | KENMORE | HRCU-A-CB (Split System: Heat Pump with Remote Outdoor Unit-Air-Source) | (C,H,T)5H3V48*K*AAA* |  |  | EVM5X60M21A*+WALLCON | *96CTN0801714B* | 44000 | 20 | 8.1 | 53500 | 37600 | 70.28% | 2 | 0 | 11.5 |  |  |  | No | R-454B | 3.6667 | Residential & Commercial | Ducted CEE Tier 1
213772502 | Central HP <5.4 tons | KEEPRITE | HRCU-A-CB (Split System: Heat Pump with Remote Outdoor Unit-Air-Source) | CVH825GKA2* |  |  | EHD4X48AAL+WALLCON | *95CSU0601716B* | 24200 | 16 | 8.1 | 21400 | 16600 | 77.57% | 2.02 | 0 | 10.5 |  |  |  | No | R-410A | 2.0167 | Residential & Commercial | Ducted CEE Tier 1
213772582 | Central HP <5.4 tons | KEEPRITE | HRCU-A-CB (Split System: Heat Pump with Remote Outdoor Unit-Air-Source) | CVH825GKA2* |  |  | EHD4X48AAL+WALLCON | *96CTN1002122B* | 24200 | 16 | 8.1 | 21200 | 16600 | 78.3% | 2.02 | 0 | 11 |  |  |  | No | R-410A | 2.0167 | Residential & Commercial | Ducted CEE Tier 1
204456388 | Central HP <5.4 tons | KEEPRITE | HRCU-A-CB (Split System: Heat Pump with Remote Outdoor Unit-Air-Source) | CVH825GKA2* |  |  | EA*4X24L17A*+WALLCON | *96CTN0601714A* | 23200 | 16 | 8.1 | 22000 | 16900 | 76.82% | 1.88 | 11 | 10.5 |  |  |  | No | R-410A | 1.9333 | Residential & Commercial | Ducted CEE Tier 1
206133773 | Central HP <5.4 tons | KEEPRITE | HRCU-A-CB (Split System: Heat Pump with Remote Outdoor Unit-Air-Source) | CVH825GKA2* |  |  | EA*4X36L21A*+WALLCON | *95CSU0601716A* | 23600 | 16.5 | 8.1 | 21600 | 16700 | 77.31% | 1.92 | 11 | 10.5 |  |  |  | No | R-410A | 1.9667 | Residential & Commercial | Ducted CEE Tier 1
206773060 | Central HP <5.4 tons | KEEPRITE | HRCU-A-CB (Split System: Heat Pump with Remote Outdoor Unit-Air-Source) | CVH837GKA2* |  |  | EA*4X37L21A*+WALLCON | *80CSU1002120A* | 32800 | 17 | 8.5 | 33000 | 25200 | 76.36% | 1.96 | 12 | 11 |  |  |  | No | R-410A | 2.7333 | Residential & Commercial | Ducted CEE Tier 1
206773285 | Central HP <5.4 tons | KEEPRITE | HRCU-A-CB (Split System: Heat Pump with Remote Outdoor Unit-Air-Source) | CVH837GKA2* |  |  | EN(A,D,W)4X48L21**+WALLCON | *80CSU1002120A* | 32400 | 17 | 8.1 | 33000 | 24800 | 75.15% | 1.94 | 12.2 | 11.5 |  |  |  | No | R-410A | 2.7 | Residential & Commercial | Ducted CEE Tier 1
206772799 | Central HP <5.4 tons | KEEPRITE | HRCU-A-CB (Split System: Heat Pump with Remote Outdoor Unit-Air-Source) | CVH837GKA2* |  |  | EHD4X42AAL+WALLCON | *97CMN1202422A* | 32400 | 16.5 | 8.1 | 33200 | 25000 | 75.3% | 1.96 | 11.5 | 11 |  |  |  | No | R-410A | 2.7 | Residential & Commercial | Ducted CEE Tier 1
215676267 | Central HP <5.4 tons | ARCOAIRE | HRCU-A-CB (Split System: Heat Pump with Remote Outdoor Unit-Air-Source) | H5H0V48*K*AAA* |  |  | EVD5X48M24A*+WALLCON | *97CMN1202422B* | 47000 | 18.5 | 9 | 50000 | 36400 | 72.8% | 2 | 0 | 10 |  |  |  | No | R-454B | 3.9167 | Residential & Commercial | Ducted CEE Tier 1
215676917 | Central HP <5.4 tons | ARCOAIRE | HRCU-A-CB (Split System: Heat Pump with Remote Outdoor Unit-Air-Source) | H5H0V48*K*AAA* |  |  | EVD5X61M24A*+WALLCON | *97CMN0802120B* | 48500 | 19 | 9.5 | 50000 | 36800 | 73.6% | 2.1 | 0 | 10.5 |  |  |  | No | R-454B | 4.0417 | Residential & Commercial | Ducted CEE Tier 1
215676547 | Central HP <5.4 tons | ARCOAIRE | HRCU-A-CB (Split System: Heat Pump with Remote Outdoor Unit-Air-Source) | H5H0V48*K*AAA* |  |  | EVD5X60M21A*+WALLCON | *97CMN0802120B* | 48000 | 19 | 9 | 50000 | 36800 | 73.6% | 2 | 0 | 10 |  |  |  | No | R-454B | 4 | Residential & Commercial | Ducted CEE Tier 1
215676147 | Central HP <5.4 tons | ARCOAIRE | HRCU-A-CB (Split System: Heat Pump with Remote Outdoor Unit-Air-Source) | H5H0V48*K*AAA* |  |  | EVD5X48M21A*+WALLCON | *97CMN1002122B* | 47000 | 18.5 | 9 | 50000 | 36400 | 72.8% | 2 | 0 | 10 |  |  |  | No | R-454B | 3.9167 | Residential & Commercial | Ducted CEE Tier 1
215676197 | Central HP <5.4 tons | ARCOAIRE | HRCU-A-CB (Split System: Heat Pump with Remote Outdoor Unit-Air-Source) | H5H0V48*K*AAA* |  |  | EVD5X48M24A*+WALLCON | *80CTL0702120B* | 47000 | 18.5 | 9 | 50000 | 36600 | 73.2% | 2.02 | 0 | 10 |  |  |  | No | R-454B | 3.9167 | Residential & Commercial | Ducted CEE Tier 1
204299232 | Central HP <5.4 tons | KEEPRITE | HRCU-A-CB (Split System: Heat Pump with Remote Outdoor Unit-Air-Source) | CVH837GKA** |  |  | EA*4X48L21A*+WALLCON | *80CTL0902120A* | 32200 | 17.5 | 8.5 | 32600 | 25000 | 76.69% | 1.98 | 12 | 11.7 |  |  |  | No | R-410A | 2.6833 | Residential & Commercial | Ducted CEE Tier 1
204298662 | Central HP <5.4 tons | KEEPRITE | HRCU-A-CB (Split System: Heat Pump with Remote Outdoor Unit-Air-Source) | CVH837GKA** |  |  | EA*4X36L21A*+WALLCON | *80CTL0701716A* | 31400 | 17 | 8.1 | 33400 | 24400 | 73.05% | 1.84 | 11.5 | 11 |  |  |  | No | R-410A | 2.6167 | Residential & Commercial | Ducted CEE Tier 1
204299032 | Central HP <5.4 tons | KEEPRITE | HRCU-A-CB (Split System: Heat Pump with Remote Outdoor Unit-Air-Source) | CVH837GKA** |  |  | EA*4X42L21A*+WALLCON | *80CTL0901716A* | 31800 | 17.5 | 8.5 | 33000 | 24400 | 73.94% | 1.9 | 12 | 11.7 |  |  |  | No | R-410A | 2.65 | Residential & Commercial | Ducted CEE Tier 1
211241535 | Central HP <5.4 tons | ARCOAIRE | HRCU-A-CB (Split System: Heat Pump with Remote Outdoor Unit-Air-Source) | DLCURAH24ABK |  |  | EA*4X30L17A* | *96VTN0401712A* | 23200 | 16 | 8.5 | 25800 | 24200 | 93.8% | 2 | 0 | 10 |  |  |  | No | R-410A | 1.9333 | Residential & Commercial | Ducted CEE Tier 1
211241587 | Central HP <5.4 tons | ARCOAIRE | HRCU-A-CB (Split System: Heat Pump with Remote Outdoor Unit-Air-Source) | DLCURAH24ABK |  |  | EA*4X30L17A* | *95ESN0601412A* | 24400 | 15.5 | 8.5 | 26600 | 22800 | 85.71% | 1.86 | 0 | 10 |  |  |  | No | R-410A | 2.0333 | Residential & Commercial | Ducted CEE Tier 1
212983210 | Central HP <5.4 tons | ARCOAIRE | HRCU-A-CB (Split System: Heat Pump with Remote Outdoor Unit-Air-Source) | DLCURAH24ABK |  |  | EN(A,D)4X24L17** | *92MSN0401712A* | 23000 | 15.5 | 8.5 | 27000 | 25600 | 94.81% | 2.12 | 0 | 10 |  |  |  | No | R-410A | 1.9167 | Residential & Commercial | Ducted CEE Tier 1
212979933 | Central HP <5.4 tons | ARCOAIRE | HRCU-A-CB (Split System: Heat Pump with Remote Outdoor Unit-Air-Source) | DLCURAH24ABK |  |  | EN(A,D)4X36L21** | *80MS(N,L)0901714A* | 23600 | 17 | 8.5 | 26400 | 24400 | 92.42% | 2.02 | 0 | 10.5 |  |  |  | No | R-410A | 1.9667 | Residential & Commercial | Ducted CEE Tier 1
206773186 | Central HP <5.4 tons | KEEPRITE | HRCU-A-CB (Split System: Heat Pump with Remote Outdoor Unit-Air-Source) | CVH837GKA2* |  |  | EA*4X48L24A*+WALLCON | *80CSU1002120A* | 32200 | 17 | 8.1 | 32600 | 25000 | 76.69% | 1.96 | 12 | 11 |  |  |  | No | R-410A | 2.6833 | Residential & Commercial | Ducted CEE Tier 1
206773452 | Central HP <5.4 tons | KEEPRITE | HRCU-A-CB (Split System: Heat Pump with Remote Outdoor Unit-Air-Source) | CVH837GKA2* |  |  | EA*4X42L21A*+WALLCON | *95CSU1002122A* | 31800 | 17.5 | 8.1 | 33000 | 24400 | 73.94% | 1.9 | 11.5 | 11 |  |  |  | No | R-410A | 2.65 | Residential & Commercial | Ducted CEE Tier 1
206773470 | Central HP <5.4 tons | KEEPRITE | HRCU-A-CB (Split System: Heat Pump with Remote Outdoor Unit-Air-Source) | CVH837GKA2* |  |  | EA*4X42L24A*+WALLCON | *95CSU1002122A* | 31800 | 17.5 | 8.1 | 33000 | 24400 | 73.94% | 1.9 | 11.5 | 11 |  |  |  | No | R-410A | 2.65 | Residential & Commercial | Ducted CEE Tier 1
206772700 | Central HP <5.4 tons | KEEPRITE | HRCU-A-CB (Split System: Heat Pump with Remote Outdoor Unit-Air-Source) | CVH837GKA2* |  |  | EHD4X42AAL+WALLCON | *80CTL0701716A* | 32400 | 16.5 | 8.1 | 33200 | 25000 | 75.3% | 1.94 | 11.5 | 11 |  |  |  | No | R-410A | 2.7 | Residential & Commercial | Ducted CEE Tier 1
206772727 | Central HP <5.4 tons | KEEPRITE | HRCU-A-CB (Split System: Heat Pump with Remote Outdoor Unit-Air-Source) | CVH837GKA2* |  |  | EHD4X42AAL+WALLCON | *80CTL1352422A* | 32600 | 17 | 8.1 | 33000 | 24800 | 75.15% | 1.96 | 11 | 11 |  |  |  | No | R-410A | 2.7167 | Residential & Commercial | Ducted CEE Tier 1
206771916 | Central HP <5.4 tons | KEEPRITE | HRCU-A-CB (Split System: Heat Pump with Remote Outdoor Unit-Air-Source) | CVH837GKA2* |  |  | EA*4X48L24A*+WALLCON | *96CTN1202422A* | 32400 | 17.5 | 8.5 | 32400 | 24800 | 76.54% | 2 | 12 | 11.7 |  |  |  | No | R-410A | 2.7 | Residential & Commercial | Ducted CEE Tier 1
206771934 | Central HP <5.4 tons | KEEPRITE | HRCU-A-CB (Split System: Heat Pump with Remote Outdoor Unit-Air-Source) | CVH837GKA2* |  |  | EA*4X48L24A*+WALLCON | *97CMN1002122A* | 32400 | 17.5 | 8.5 | 32600 | 24800 | 76.07% | 2 | 12 | 11.7 |  |  |  | No | R-410A | 2.7 | Residential & Commercial | Ducted CEE Tier 1
206770980 | Central HP <5.4 tons | KEEPRITE | HRCU-A-CB (Split System: Heat Pump with Remote Outdoor Unit-Air-Source) | CVH837GKA2* |  |  | EA*4X36L17A*+WALLCON | *80CTL0701716A* | 31400 | 17 | 8.1 | 33400 | 24400 | 73.05% | 1.84 | 11 | 11 |  |  |  | No | R-410A | 2.6167 | Residential & Commercial | Ducted CEE Tier 1
206771448 | Central HP <5.4 tons | KEEPRITE | HRCU-A-CB (Split System: Heat Pump with Remote Outdoor Unit-Air-Source) | CVH837GKA2* |  |  | EA*4X42L21A*+WALLCON | *97CMN0801714A* | 31600 | 17 | 8.1 | 33400 | 24800 | 74.25% | 1.86 | 11.5 | 11 |  |  |  | No | R-410A | 2.6333 | Residential & Commercial | Ducted CEE Tier 1
211226626 | Central HP <5.4 tons | ARCOAIRE | HRCU-A-CB (Split System: Heat Pump with Remote Outdoor Unit-Air-Source) | DLCURAH36ABK |  |  | EA*4X37L17A* | *92ESN0601714A* | 35800 | 16 | 8.1 | 38500 | 34800 | 90.39% | 2 | 0 | 10 |  |  |  | No | R-410A | 2.9833 | Residential & Commercial | Ducted CEE Tier 1
214719982 | Central HP <5.4 tons | LUXAIRE | HRCU-A-CB (Split System: Heat Pump with Remote Outdoor Unit-Air-Source) | HH860E2S11 |  |  | CTU60C5XGS1+TXV | TM9E100C20MP12 | 44500 | 17 | 9 | 45000 | 33800 | 75.11% | 2 | 0 | 11.7 |  |  |  | No | R-454B | 3.7083 | Residential & Commercial | Ducted CEE Tier 1
206997809 | Central HP <5.4 tons | KENMORE | HRCU-A-CB (Split System: Heat Pump with Remote Outdoor Unit-Air-Source) | (C,H,T)VH837GKA2* |  |  | EHD4X36AAL+WALLCON | *97CMN1002122A* | 32200 | 16.5 | 8.1 | 33200 | 24800 | 74.7% | 1.94 | 11.5 | 11 |  |  |  | No | R-410A | 2.6833 | Residential & Commercial | Ducted CEE Tier 1
206997818 | Central HP <5.4 tons | KENMORE | HRCU-A-CB (Split System: Heat Pump with Remote Outdoor Unit-Air-Source) | (C,H,T)VH837GKA2* |  |  | EHD4X42AAL+WALLCON | *80CTL0701716A* | 32400 | 16.5 | 8.1 | 33200 | 25000 | 75.3% | 1.94 | 11.5 | 11 |  |  |  | No | R-410A | 2.7 | Residential & Commercial | Ducted CEE Tier 1
206997868 | Central HP <5.4 tons | KENMORE | HRCU-A-CB (Split System: Heat Pump with Remote Outdoor Unit-Air-Source) | (C,H,T)VH837GKA2* |  |  | EA*4X48L21A*+WALLCON | *80CSU0601716A* | 32200 | 17 | 8.1 | 32600 | 25000 | 76.69% | 1.96 | 12 | 11 |  |  |  | No | R-410A | 2.6833 | Residential & Commercial | Ducted CEE Tier 1
206135981 | Central HP <5.4 tons | KEEPRITE | HRCU-A-CB (Split System: Heat Pump with Remote Outdoor Unit-Air-Source) | CVH837GKA** |  |  | EHD4X42AAL+WALLCON | *80CSU0601716A* | 32400 | 16.5 | 8.1 | 33200 | 24800 | 74.7% | 1.94 | 11.5 | 11 |  |  |  | No | R-410A | 2.7 | Residential & Commercial | Ducted CEE Tier 1
206135779 | Central HP <5.4 tons | KEEPRITE | HRCU-A-CB (Split System: Heat Pump with Remote Outdoor Unit-Air-Source) | CVH837GKA** |  |  | EA*4X48L21A*+WALLCON | *80CSU0601716A* | 32200 | 17 | 8.1 | 32600 | 25000 | 76.69% | 1.96 | 12 | 11 |  |  |  | No | R-410A | 2.6833 | Residential & Commercial | Ducted CEE Tier 1
206135679 | Central HP <5.4 tons | KEEPRITE | HRCU-A-CB (Split System: Heat Pump with Remote Outdoor Unit-Air-Source) | CVH837GKA** |  |  | EA*4X37L21A*+WALLCON | *80CSU1002120A* | 32800 | 17 | 8.5 | 33000 | 25200 | 76.36% | 1.96 | 12 | 11 |  |  |  | No | R-410A | 2.7333 | Residential & Commercial | Ducted CEE Tier 1
206135729 | Central HP <5.4 tons | KEEPRITE | HRCU-A-CB (Split System: Heat Pump with Remote Outdoor Unit-Air-Source) | CVH837GKA** |  |  | EA*4X43L21A*+WALLCON | *80CSU0401712A* | 33000 | 17.5 | 8.5 | 33000 | 25000 | 75.76% | 1.98 | 12 | 11 |  |  |  | No | R-410A | 2.75 | Residential & Commercial | Ducted CEE Tier 1
211244894 | Central HP <5.4 tons | ARCOAIRE | HRCU-A-CB (Split System: Heat Pump with Remote Outdoor Unit-Air-Source) | DLCURAH24ABK |  |  | EN(A,D,W)4X36L17** | *96VSN0601412A* | 23600 | 16.5 | 8.1 | 25800 | 23800 | 92.25% | 1.98 | 0 | 10 |  |  |  | No | R-410A | 1.9667 | Residential & Commercial | Ducted CEE Tier 1
211244525 | Central HP <5.4 tons | ARCOAIRE | HRCU-A-CB (Split System: Heat Pump with Remote Outdoor Unit-Air-Source) | DLCURAH24ABK |  |  | EN(A,D)4X30L17** | *80VSL0701716A* | 23800 | 16.5 | 8.1 | 26000 | 23200 | 89.23% | 1.92 | 0 | 10.5 |  |  |  | No | R-410A | 1.9833 | Residential & Commercial | Ducted CEE Tier 1
211244226 | Central HP <5.4 tons | ARCOAIRE | HRCU-A-CB (Split System: Heat Pump with Remote Outdoor Unit-Air-Source) | DLCURAH24ABK |  |  | EN(A,D)4X24L17** | *80ES(N,L)0701412A* | 23800 | 16 | 8.5 | 26800 | 23200 | 86.57% | 1.92 | 0 | 10 |  |  |  | No | R-410A | 1.9833 | Residential & Commercial | Ducted CEE Tier 1
206997634 | Central HP <5.4 tons | KENMORE | HRCU-A-CB (Split System: Heat Pump with Remote Outdoor Unit-Air-Source) | (C,H,T)VH837GKA2* |  |  | EA*4X36L21A*+WALLCON | *80CTL0701716A* | 31400 | 17 | 8.1 | 33400 | 24400 | 73.05% | 1.84 | 11.5 | 11 |  |  |  | No | R-410A | 2.6167 | Residential & Commercial | Ducted CEE Tier 1
206997709 | Central HP <5.4 tons | KENMORE | HRCU-A-CB (Split System: Heat Pump with Remote Outdoor Unit-Air-Source) | (C,H,T)VH837GKA2* |  |  | EA*4X43L21A*+WALLCON | *80CTL0901716A* | 33000 | 18 | 8.5 | 32800 | 25000 | 76.22% | 2 | 12 | 11.7 |  |  |  | No | R-410A | 2.75 | Residential & Commercial | Ducted CEE Tier 1
206997784 | Central HP <5.4 tons | KENMORE | HRCU-A-CB (Split System: Heat Pump with Remote Outdoor Unit-Air-Source) | (C,H,T)VH837GKA2* |  |  | EN(A,D)4X48L24**+WALLCON | *97CMN1002122A* | 32400 | 17.5 | 8.1 | 33000 | 24800 | 75.15% | 1.96 | 12 | 11.7 |  |  |  | No | R-410A | 2.7 | Residential & Commercial | Ducted CEE Tier 1
206997802 | Central HP <5.4 tons | KENMORE | HRCU-A-CB (Split System: Heat Pump with Remote Outdoor Unit-Air-Source) | (C,H,T)VH837GKA2* |  |  | EHD4X36AAL+WALLCON | *80CTL1352422A* | 32200 | 16.5 | 8.1 | 33200 | 24600 | 74.1% | 1.94 | 11 | 11 |  |  |  | No | R-410A | 2.6833 | Residential & Commercial | Ducted CEE Tier 1
213078534 | Central HP <5.4 tons | ARCOAIRE | HRCU-A-CB (Split System: Heat Pump with Remote Outdoor Unit-Air-Source) | DLCURAH36ABK |  |  | EA*4X43L21A* | *80MS(N,L)0902120A* | 37000 | 16 | 8.5 | 38500 | 35000 | 90.91% | 2.08 | 0 | 10 |  |  |  | No | R-410A | 3.0833 | Residential & Commercial | Ducted CEE Tier 1
213080175 | Central HP <5.4 tons | ARCOAIRE | HRCU-A-CB (Split System: Heat Pump with Remote Outdoor Unit-Air-Source) | DLCURAH36ABK |  |  | EA*4X42L24A* | *96MSN0802120A* | 35600 | 16 | 8.1 | 38500 | 35200 | 91.43% | 1.9 | 0 | 10 |  |  |  | No | R-410A | 2.9667 | Residential & Commercial | Ducted CEE Tier 1
213079858 | Central HP <5.4 tons | ARCOAIRE | HRCU-A-CB (Split System: Heat Pump with Remote Outdoor Unit-Air-Source) | DLCURAH36ABK |  |  | EA*4X42L21A* | *92MSN1002122A* | 35400 | 16.5 | 8.1 | 38500 | 35000 | 90.91% | 1.88 | 0 | 10 |  |  |  | No | R-410A | 2.95 | Residential & Commercial | Ducted CEE Tier 1
206997866 | Central HP <5.4 tons | KENMORE | HRCU-A-CB (Split System: Heat Pump with Remote Outdoor Unit-Air-Source) | (C,H,T)VH837GKA2* |  |  | EA*4X43L21A*+WALLCON | *80CSU1002120A* | 32800 | 17 | 8.5 | 33000 | 25200 | 76.36% | 1.98 | 12 | 11 |  |  |  | No | R-410A | 2.7333 | Residential & Commercial | Ducted CEE Tier 1
206997893 | Central HP <5.4 tons | KENMORE | HRCU-A-CB (Split System: Heat Pump with Remote Outdoor Unit-Air-Source) | (C,H,T)VH837GKA2* |  |  | EHD4X48AAL+WALLCON | *80CSU0601716A* | 32600 | 16.5 | 8.1 | 33200 | 25000 | 75.3% | 1.96 | 11.5 | 11 |  |  |  | No | R-410A | 2.7167 | Residential & Commercial | Ducted CEE Tier 1
206997900 | Central HP <5.4 tons | KENMORE | HRCU-A-CB (Split System: Heat Pump with Remote Outdoor Unit-Air-Source) | (C,H,T)VH837GKA2* |  |  | EA*4X37L21A*+WALLCON | *95CSU1002122A* | 33000 | 17.5 | 8.5 | 32800 | 25000 | 76.22% | 2 | 12 | 11.5 |  |  |  | No | R-410A | 2.75 | Residential & Commercial | Ducted CEE Tier 1
206997909 | Central HP <5.4 tons | KENMORE | HRCU-A-CB (Split System: Heat Pump with Remote Outdoor Unit-Air-Source) | (C,H,T)VH837GKA2* |  |  | EA*4X48L21A*+WALLCON | *95CSU1002122A* | 32400 | 17.5 | 8.5 | 32600 | 24800 | 76.07% | 2 | 12 | 11.5 |  |  |  | No | R-410A | 2.7 | Residential & Commercial | Ducted CEE Tier 1
206997920 | Central HP <5.4 tons | KENMORE | HRCU-A-CB (Split System: Heat Pump with Remote Outdoor Unit-Air-Source) | (C,H,T)VH837GKA2* |  |  | EN(A,D,W)4X48L21**+WALLCON | *95CSU1002122A* | 32400 | 17.5 | 8.1 | 32800 | 24600 | 75% | 1.98 | 12 | 11.7 |  |  |  | No | R-410A | 2.7 | Residential & Commercial | Ducted CEE Tier 1
206998302 | Central HP <5.4 tons | KENMORE | HRCU-A-CB (Split System: Heat Pump with Remote Outdoor Unit-Air-Source) | (C,H,T)VH825GKA3* |  |  | EA*4X25L17A*+WALLCON | *96CTN0601714A* | 24200 | 16.5 | 8.1 | 21400 | 16700 | 78.04% | 2 | 11 | 11 |  |  |  | No | R-410A | 2.0167 | Residential & Commercial | Ducted CEE Tier 1
206998320 | Central HP <5.4 tons | KENMORE | HRCU-A-CB (Split System: Heat Pump with Remote Outdoor Unit-Air-Source) | (C,H,T)VH825GKA3* |  |  | EA*4X36L17A*+WALLCON | *96CTN0801714A* | 23600 | 16.5 | 8.1 | 21600 | 16700 | 77.31% | 1.92 | 11.5 | 10.5 |  |  |  | No | R-410A | 1.9667 | Residential & Commercial | Ducted CEE Tier 1
206998329 | Central HP <5.4 tons | KENMORE | HRCU-A-CB (Split System: Heat Pump with Remote Outdoor Unit-Air-Source) | (C,H,T)VH825GKA3* |  |  | EA*4X36L21A*+WALLCON | *96CTN0601714A* | 23400 | 16.5 | 8.1 | 21600 | 16700 | 77.31% | 1.92 | 11 | 10.5 |  |  |  | No | R-410A | 1.95 | Residential & Commercial | Ducted CEE Tier 1
210473257 | Central HP <5.4 tons | KENMORE | HRCU-A-CB (Split System: Heat Pump with Remote Outdoor Unit-Air-Source) | (C,H,T)VH825GKA3* |  |  | EA*4X43L21A*+WALLCON | *97CMN0602120A* | 24400 | 16.5 | 8.1 | 21200 | 16700 | 78.77% | 2.02 | 0 | 11 |  |  |  | No | R-410A | 2.0333 | Residential & Commercial | Ducted CEE Tier 1
210472850 | Central HP <5.4 tons | KENMORE | HRCU-A-CB (Split System: Heat Pump with Remote Outdoor Unit-Air-Source) | (C,H,T)VH825GKA3* |  |  | EA*4X42L21A*+WALLCON | *80CSU0401712A* | 23800 | 17 | 8.1 | 21400 | 16600 | 77.57% | 1.96 | 0 | 11 |  |  |  | No | R-410A | 1.9833 | Residential & Commercial | Ducted CEE Tier 1
210472982 | Central HP <5.4 tons | KENMORE | HRCU-A-CB (Split System: Heat Pump with Remote Outdoor Unit-Air-Source) | (C,H,T)VH825GKA3* |  |  | EA*4X42L21A*+WALLCON | *97CMN0602120A* | 23600 | 16 | 8.1 | 21400 | 16700 | 78.04% | 1.94 | 0 | 11 |  |  |  | No | R-410A | 1.9667 | Residential & Commercial | Ducted CEE Tier 1
215676947 | Central HP <5.4 tons | ARCOAIRE | HRCU-A-CB (Split System: Heat Pump with Remote Outdoor Unit-Air-Source) | H5H0V48*K*AAA* |  |  | EVD5X61M24A*+WALLCON | *96CTN1002122B* | 48500 | 19.5 | 9.5 | 50000 | 36800 | 73.6% | 2.12 | 0 | 10.5 |  |  |  | No | R-454B | 4.0417 | Residential & Commercial | Ducted CEE Tier 1
215676847 | Central HP <5.4 tons | ARCOAIRE | HRCU-A-CB (Split System: Heat Pump with Remote Outdoor Unit-Air-Source) | H5H0V48*K*AAA* |  |  | EVD5X61M24A*+WALLCON | *80CSU0802120A* | 49000 | 19.5 | 9 | 50000 | 36600 | 73.2% | 2.1 | 0 | 10.5 |  |  |  | No | R-454B | 4.0833 | Residential & Commercial | Ducted CEE Tier 1
215676047 | Central HP <5.4 tons | ARCOAIRE | HRCU-A-CB (Split System: Heat Pump with Remote Outdoor Unit-Air-Source) | H5H0V48*K*AAA* |  |  | EVM5X61M24A*+WALLCON | *97CMN0802120B* | 48500 | 19 | 9.5 | 50000 | 36800 | 73.6% | 2.12 | 0 | 10.5 |  |  |  | No | R-454B | 4.0417 | Residential & Commercial | Ducted CEE Tier 1
213771482 | Central HP <5.4 tons | KEEPRITE | HRCU-A-CB (Split System: Heat Pump with Remote Outdoor Unit-Air-Source) | CVH825GKA2* |  |  | EA*4X43L21A*+WALLCON | *80CTL1102120B* | 24400 | 17 | 8.5 | 21200 | 16600 | 78.3% | 2.04 | 0 | 11 |  |  |  | No | R-410A | 2.0333 | Residential & Commercial | Ducted CEE Tier 1
213771162 | Central HP <5.4 tons | KEEPRITE | HRCU-A-CB (Split System: Heat Pump with Remote Outdoor Unit-Air-Source) | CVH825GKA2* |  |  | EA*4X37L21A*+WALLCON | *80CTL0902120B* | 24400 | 16.5 | 8.5 | 21200 | 16600 | 78.3% | 2.04 | 0 | 11 |  |  |  | No | R-410A | 2.0333 | Residential & Commercial | Ducted CEE Tier 1
213771232 | Central HP <5.4 tons | KEEPRITE | HRCU-A-CB (Split System: Heat Pump with Remote Outdoor Unit-Air-Source) | CVH825GKA2* |  |  | EA*4X37L21A*+WALLCON | *96CTN0801714B* | 24400 | 16.5 | 8.1 | 21200 | 16600 | 78.3% | 2.02 | 0 | 11 |  |  |  | No | R-410A | 2.0333 | Residential & Commercial | Ducted CEE Tier 1
206133793 | Central HP <5.4 tons | KEEPRITE | HRCU-A-CB (Split System: Heat Pump with Remote Outdoor Unit-Air-Source) | CVH825GKA2* |  |  | EA*4X36L21A*+WALLCON | *95CSU1002122A* | 23600 | 16.5 | 8.1 | 21400 | 16600 | 77.57% | 1.94 | 11.5 | 10.5 |  |  |  | No | R-410A | 1.9667 | Residential & Commercial | Ducted CEE Tier 1
206133823 | Central HP <5.4 tons | KEEPRITE | HRCU-A-CB (Split System: Heat Pump with Remote Outdoor Unit-Air-Source) | CVH825GKA2* |  |  | EA*4X37L21A*+WALLCON | *95CSU0802120A* | 24400 | 17 | 8.5 | 21200 | 16600 | 78.3% | 2.04 | 11.5 | 11 |  |  |  | No | R-410A | 2.0333 | Residential & Commercial | Ducted CEE Tier 1
215935412 | Central HP <5.4 tons | KENMORE | HRCU-A-CB (Split System: Heat Pump with Remote Outdoor Unit-Air-Source) | (C,H,T)5H3V36*K*AAA* |  |  | EVM5X60M24A*+WALLCON | *97CMN0802120B* | 35400 | 21.5 | 8.5 | 38000 | 28400 | 74.74% | 2.04 | 0 | 12.5 |  |  |  | No | R-454B | 2.95 | Residential & Commercial | Ducted CEE Tier 1
214584569 | Central HP <5.4 tons | CHAMPION HEATING AND COOLING | HRCU-A-CB (Split System: Heat Pump with Remote Outdoor Unit-Air-Source) | HH824E2S11 |  |  | CTF30A5ADS1 | Z8ET060A12LMPS1 | 23000 | 19 | 9.5 | 23000 | 18500 | 80.43% | 2 | 0 | 12 |  |  |  | No | R-454B | 1.9167 | Residential & Commercial | Ducted CEE Tier 1
206133441 | Central HP <5.4 tons | KEEPRITE | HRCU-A-CB (Split System: Heat Pump with Remote Outdoor Unit-Air-Source) | CVH825GKA2* |  |  | EA*4X37L21A*+WALLCON | *80CSU0401712A* | 24400 | 17 | 8.5 | 21200 | 16600 | 78.3% | 2.04 | 11.5 | 11 |  |  |  | No | R-410A | 2.0333 | Residential & Commercial | Ducted CEE Tier 1
213771712 | Central HP <5.4 tons | KEEPRITE | HRCU-A-CB (Split System: Heat Pump with Remote Outdoor Unit-Air-Source) | CVH825GKA2* |  |  | EA*4X48L24A*+WALLCON | *97CMN1002122B* | 24200 | 16.5 | 8.1 | 21000 | 16500 | 78.57% | 2.02 | 0 | 11 |  |  |  | No | R-410A | 2.0167 | Residential & Commercial | Ducted CEE Tier 1
213771742 | Central HP <5.4 tons | KEEPRITE | HRCU-A-CB (Split System: Heat Pump with Remote Outdoor Unit-Air-Source) | CVH825GKA2* |  |  | EA*4X48L24A*+WALLCON | *96CTN1202422B* | 24200 | 17 | 8.1 | 21000 | 16500 | 78.57% | 2.02 | 0 | 11 |  |  |  | No | R-410A | 2.0167 | Residential & Commercial | Ducted CEE Tier 1
213771522 | Central HP <5.4 tons | KEEPRITE | HRCU-A-CB (Split System: Heat Pump with Remote Outdoor Unit-Air-Source) | CVH825GKA2* |  |  | EA*4X43L21A*+WALLCON | *97CMN1002122B* | 24400 | 16.5 | 8.5 | 21200 | 16600 | 78.3% | 2.04 | 0 | 11 |  |  |  | No | R-410A | 2.0333 | Residential & Commercial | Ducted CEE Tier 1
210595584 | Central HP <5.4 tons | KENMORE | HRCU-A-CB (Split System: Heat Pump with Remote Outdoor Unit-Air-Source) | (C,H,T)VH825GKA2* |  |  | EA*4X42L21A*+WALLCON | *80CSU1002120A* | 23800 | 16.5 | 8.1 | 21400 | 16700 | 78.04% | 1.96 | 0 | 10.5 |  |  |  | No | R-410A | 1.9833 | Residential & Commercial | Ducted CEE Tier 1
215678297 | Central HP <5.4 tons | ARCOAIRE | HRCU-A-CB (Split System: Heat Pump with Remote Outdoor Unit-Air-Source) | H5H0V24*K*AAA* |  |  | EA*5X30M17A*+WALLCON | *97CTN0801716A* | 23000 | 16.5 | 9 | 23800 | 16700 | 70.17% | 1.86 | 0 | 10 |  |  |  | No | R-454B | 1.9167 | Residential & Commercial | Ducted CEE Tier 1
215940388 | Central HP <5.4 tons | ARCOAIRE | HRCU-A-CB (Split System: Heat Pump with Remote Outdoor Unit-Air-Source) | H5H3V36*K*AAA* |  |  | EVM5X49M21A*+WALLCON | *97CTN1002122A* | 35600 | 22 | 8.5 | 38000 | 28600 | 75.26% | 2.02 | 0 | 12.5 |  |  |  | No | R-454B | 2.9667 | Residential & Commercial | Ducted CEE Tier 1
215940788 | Central HP <5.4 tons | ARCOAIRE | HRCU-A-CB (Split System: Heat Pump with Remote Outdoor Unit-Air-Source) | H5H3V36*K*AAA* |  |  | EVD5X49M24A*+WALLCON | *97CTN1002122A* | 35400 | 22 | 8.5 | 38000 | 28400 | 74.74% | 2.04 | 0 | 12.5 |  |  |  | No | R-454B | 2.95 | Residential & Commercial | Ducted CEE Tier 1
215940888 | Central HP <5.4 tons | ARCOAIRE | HRCU-A-CB (Split System: Heat Pump with Remote Outdoor Unit-Air-Source) | H5H3V36*K*AAA* |  |  | EVD5X60M24A*+WALLCON | *97CTN0802120A* | 35400 | 21.5 | 8.5 | 38000 | 28600 | 75.26% | 2.04 | 0 | 12 |  |  |  | No | R-454B | 2.95 | Residential & Commercial | Ducted CEE Tier 1
213771272 | Central HP <5.4 tons | KEEPRITE | HRCU-A-CB (Split System: Heat Pump with Remote Outdoor Unit-Air-Source) | CVH825GKA2* |  |  | EA*4X42L21A*+WALLCON | *80CTL0901716B* | 23800 | 16.5 | 8.1 | 21400 | 16600 | 77.57% | 1.96 | 0 | 10.5 |  |  |  | No | R-410A | 1.9833 | Residential & Commercial | Ducted CEE Tier 1
206133833 | Central HP <5.4 tons | KEEPRITE | HRCU-A-CB (Split System: Heat Pump with Remote Outdoor Unit-Air-Source) | CVH825GKA2* |  |  | EA*4X37L21A*+WALLCON | *95CSU1002122A* | 24400 | 17 | 8.5 | 21200 | 16600 | 78.3% | 2.04 | 11.5 | 11 |  |  |  | No | R-410A | 2.0333 | Residential & Commercial | Ducted CEE Tier 1
213770792 | Central HP <5.4 tons | KEEPRITE | HRCU-A-CB (Split System: Heat Pump with Remote Outdoor Unit-Air-Source) | CVH825GKA2* |  |  | EA*4X30L17A*+WALLCON | *96CTN0601714B* | 23400 | 16 | 8.1 | 21600 | 16800 | 77.78% | 1.9 | 0 | 10.5 |  |  |  | No | R-410A | 1.95 | Residential & Commercial | Ducted CEE Tier 1
206133411 | Central HP <5.4 tons | KEEPRITE | HRCU-A-CB (Split System: Heat Pump with Remote Outdoor Unit-Air-Source) | CVH825GKA2* |  |  | EA*4X36L21A*+WALLCON | *80CSU1002120A* | 23600 | 16.5 | 8.1 | 21400 | 16700 | 78.04% | 1.94 | 11.5 | 10.5 |  |  |  | No | R-410A | 1.9667 | Residential & Commercial | Ducted CEE Tier 1
211243893 | Central HP <5.4 tons | ARCOAIRE | HRCU-A-CB (Split System: Heat Pump with Remote Outdoor Unit-Air-Source) | DLCURAH24ABK |  |  | EN(A,D)4X24L17** | *96VSN0801716A* | 23800 | 16 | 8.5 | 26800 | 23400 | 87.31% | 1.92 | 0 | 10 |  |  |  | No | R-410A | 1.9833 | Residential & Commercial | Ducted CEE Tier 1
204300546 | Central HP <5.4 tons | KEEPRITE | HRCU-A-CB (Split System: Heat Pump with Remote Outdoor Unit-Air-Source) | CVH837GKA** |  |  | EHD4X48AAL+WALLCON | *97CMN1202422A* | 32600 | 16.5 | 8.1 | 33000 | 25000 | 75.76% | 1.96 | 11.5 | 11 |  |  |  | No | R-410A | 2.7167 | Residential & Commercial | Ducted CEE Tier 1
204300346 | Central HP <5.4 tons | KEEPRITE | HRCU-A-CB (Split System: Heat Pump with Remote Outdoor Unit-Air-Source) | CVH837GKA** |  |  | EHD4X42AAL+WALLCON | *97CMN1002122A* | 32600 | 16.5 | 8.1 | 33000 | 24800 | 75.15% | 1.96 | 12 | 11 |  |  |  | No | R-410A | 2.7167 | Residential & Commercial | Ducted CEE Tier 1
204299362 | Central HP <5.4 tons | KEEPRITE | HRCU-A-CB (Split System: Heat Pump with Remote Outdoor Unit-Air-Source) | CVH837GKA** |  |  | EA*4X48L24A*+WALLCON | *80CTL0902120A* | 32400 | 17.5 | 8.5 | 32600 | 25000 | 76.69% | 1.98 | 12 | 11.7 |  |  |  | No | R-410A | 2.7 | Residential & Commercial | Ducted CEE Tier 1
211245111 | Central HP <5.4 tons | ARCOAIRE | HRCU-A-CB (Split System: Heat Pump with Remote Outdoor Unit-Air-Source) | DLCURAH24ABK |  |  | EN(A,D,W)4X36L17** | *80ES(N,L)0451412A* | 24600 | 16 | 8.1 | 26600 | 22400 | 84.21% | 1.84 | 0 | 10.5 |  |  |  | No | R-410A | 2.05 | Residential & Commercial | Ducted CEE Tier 1
214421512 | Central HP <5.4 tons | LUXAIRE | HRCU-A-CB (Split System: Heat Pump with Remote Outdoor Unit-Air-Source) | HH860E2S11 |  |  | CTF60C5CHS1+JMET16CS2N1 |  | 53000 | 19 | 8.5 | 53500 | 38500 | 71.96% | 2 | 0 | 11.7 |  |  |  | No | R-454B | 4.4167 | Residential & Commercial | Ducted CEE Tier 1
206997645 | Central HP <5.4 tons | KENMORE | HRCU-A-CB (Split System: Heat Pump with Remote Outdoor Unit-Air-Source) | (C,H,T)VH837GKA2* |  |  | EA*4X36L21A*+WALLCON | *80CTL0901716A* | 31600 | 17.5 | 8.1 | 33000 | 24200 | 73.33% | 1.86 | 11.5 | 11.5 |  |  |  | No | R-410A | 2.6333 | Residential & Commercial | Ducted CEE Tier 1
206771394 | Central HP <5.4 tons | KEEPRITE | HRCU-A-CB (Split System: Heat Pump with Remote Outdoor Unit-Air-Source) | CVH837GKA2* |  |  | EA*4X42L21A*+WALLCON | *80CTL0701716A* | 31800 | 17 | 8.1 | 33200 | 24600 | 74.1% | 1.88 | 11 | 11 |  |  |  | No | R-410A | 2.65 | Residential & Commercial | Ducted CEE Tier 1
214810656 | Central HP <5.4 tons | CENTURY | HRCU-A-C (Split System: Heat Pump with Remote Outdoor Unit with No Indoor Fan --Air Source) | A-VCD36SA-1 |  |  | MCD30/36B1A |  | 35000 | 15.5 | 8.6 | 38000 | 31600 | 83.16% | 1.85 | 0 | 10 |  |  |  | No | R-410A | 2.9167 | Residential & Commercial | Ducted CEE Tier 1
206771025 | Central HP <5.4 tons | KEEPRITE | HRCU-A-CB (Split System: Heat Pump with Remote Outdoor Unit-Air-Source) | CVH837GKA2* |  |  | EA*4X36L17A*+WALLCON | *80CTL0701412A* | 31400 | 17.5 | 8.1 | 33400 | 24400 | 73.05% | 1.84 | 11.5 | 11 |  |  |  | No | R-410A | 2.6167 | Residential & Commercial | Ducted CEE Tier 1
206772646 | Central HP <5.4 tons | KEEPRITE | HRCU-A-CB (Split System: Heat Pump with Remote Outdoor Unit-Air-Source) | CVH837GKA2* |  |  | EHD4X36AAL+WALLCON | *96CTN1002122A* | 32200 | 16.5 | 8.1 | 33200 | 24800 | 74.7% | 1.94 | 11.5 | 11 |  |  |  | No | R-410A | 2.6833 | Residential & Commercial | Ducted CEE Tier 1
206997728 | Central HP <5.4 tons | KENMORE | HRCU-A-CB (Split System: Heat Pump with Remote Outdoor Unit-Air-Source) | (C,H,T)VH837GKA2* |  |  | EA*4X48L24A*+WALLCON | *80CTL0902120A* | 32400 | 17.5 | 8.5 | 32600 | 25000 | 76.69% | 1.98 | 12 | 11.7 |  |  |  | No | R-410A | 2.7 | Residential & Commercial | Ducted CEE Tier 1
206997732 | Central HP <5.4 tons | KENMORE | HRCU-A-CB (Split System: Heat Pump with Remote Outdoor Unit-Air-Source) | (C,H,T)VH837GKA2* |  |  | EA*4X48L24A*+WALLCON | *97CMN1002122A* | 32400 | 17.5 | 8.5 | 32600 | 24800 | 76.07% | 2 | 12 | 11.7 |  |  |  | No | R-410A | 2.7 | Residential & Commercial | Ducted CEE Tier 1
206997765 | Central HP <5.4 tons | KENMORE | HRCU-A-CB (Split System: Heat Pump with Remote Outdoor Unit-Air-Source) | (C,H,T)VH837GKA2* |  |  | EN(A,D,W)4X48L21**+WALLCON | *80CTL0701716A* | 32400 | 17.5 | 8.1 | 33000 | 25000 | 75.76% | 1.94 | 12 | 11.5 |  |  |  | No | R-410A | 2.7 | Residential & Commercial | Ducted CEE Tier 1
206997781 | Central HP <5.4 tons | KENMORE | HRCU-A-CB (Split System: Heat Pump with Remote Outdoor Unit-Air-Source) | (C,H,T)VH837GKA2* |  |  | EN(A,D)4X48L24**+WALLCON | *80CTL1352422A* | 32400 | 17.5 | 8.1 | 32800 | 24800 | 75.61% | 1.98 | 12 | 11.7 |  |  |  | No | R-410A | 2.7 | Residential & Commercial | Ducted CEE Tier 1
215674158 | Central HP <5.4 tons | ARCOAIRE | HRCU-A-CB (Split System: Heat Pump with Remote Outdoor Unit-Air-Source) | H5H0V48*K*AAA* |  |  | EA*5X60M24A*+WALLCON | *80CSU0802120A* | 45000 | 18 | 9 | 47000 | 33400 | 71.06% | 2.08 | 0 | 10 |  |  |  | No | R-454B | 3.75 | Residential & Commercial | Ducted CEE Tier 1
210595813 | Central HP <5.4 tons | KENMORE | HRCU-A-CB (Split System: Heat Pump with Remote Outdoor Unit-Air-Source) | (C,H,T)VH837GKA** |  |  | EA*4X60L24A*+WALLCON | *80CTL1352422A* | 32800 | 18 | 8.5 | 31800 | 24800 | 77.99% | 2 | 0 | 12 |  |  |  | No | R-410A | 2.7333 | Residential & Commercial | Ducted CEE Tier 1
213773583 | Central HP <5.4 tons | KENMORE | HRCU-A-CB (Split System: Heat Pump with Remote Outdoor Unit-Air-Source) | (C,H,T)VH825GKA3* |  |  | EA*4X43L21A*+WALLCON | *80CTL0701716B* | 24400 | 17 | 8.1 | 21200 | 16600 | 78.3% | 2.02 | 0 | 11 |  |  |  | No | R-410A | 2.0333 | Residential & Commercial | Ducted CEE Tier 1
206998480 | Central HP <5.4 tons | KENMORE | HRCU-A-CB (Split System: Heat Pump with Remote Outdoor Unit-Air-Source) | (C,H,T)VH825GKA3* |  |  | EA*4X25L17A*+WALLCON | *80CSU0601716A* | 24400 | 16.5 | 8.1 | 21200 | 16600 | 78.3% | 2 | 11.5 | 11 |  |  |  | No | R-410A | 2.0333 | Residential & Commercial | Ducted CEE Tier 1
206998482 | Central HP <5.4 tons | KENMORE | HRCU-A-CB (Split System: Heat Pump with Remote Outdoor Unit-Air-Source) | (C,H,T)VH825GKA3* |  |  | EA*4X30L17A*+WALLCON | *80CSU0601716A* | 23400 | 16.5 | 8.1 | 21600 | 16700 | 77.31% | 1.9 | 11 | 10.5 |  |  |  | No | R-410A | 1.95 | Residential & Commercial | Ducted CEE Tier 1
206998484 | Central HP <5.4 tons | KENMORE | HRCU-A-CB (Split System: Heat Pump with Remote Outdoor Unit-Air-Source) | (C,H,T)VH825GKA3* |  |  | EA*4X36L17A*+WALLCON | *80CSU0601716A* | 23600 | 16.5 | 8.1 | 21400 | 16700 | 78.04% | 1.92 | 11 | 10.5 |  |  |  | No | R-410A | 1.9667 | Residential & Commercial | Ducted CEE Tier 1
210595607 | Central HP <5.4 tons | KENMORE | HRCU-A-CB (Split System: Heat Pump with Remote Outdoor Unit-Air-Source) | (C,H,T)VH825GKA2* |  |  | EA*4X43L21A*+WALLCON | *80CSU0401712A* | 24400 | 17 | 8.5 | 21200 | 16600 | 78.3% | 2.04 | 0 | 11 |  |  |  | No | R-410A | 2.0333 | Residential & Commercial | Ducted CEE Tier 1
210595622 | Central HP <5.4 tons | KENMORE | HRCU-A-CB (Split System: Heat Pump with Remote Outdoor Unit-Air-Source) | (C,H,T)VH825GKA2* |  |  | EA*4X43L21A*+WALLCON | *97CMN1002122A* | 24400 | 16.5 | 8.5 | 21200 | 16600 | 78.3% | 2.04 | 0 | 11 |  |  |  | No | R-410A | 2.0333 | Residential & Commercial | Ducted CEE Tier 1
210595624 | Central HP <5.4 tons | KENMORE | HRCU-A-CB (Split System: Heat Pump with Remote Outdoor Unit-Air-Source) | (C,H,T)VH825GKA2* |  |  | EA*4X48L21A*+WALLCON | *80CSU0601716A* | 24000 | 17 | 8.1 | 21000 | 16600 | 79.05% | 2.02 | 0 | 11 |  |  |  | No | R-410A | 2 | Residential & Commercial | Ducted CEE Tier 1
210595638 | Central HP <5.4 tons | KENMORE | HRCU-A-CB (Split System: Heat Pump with Remote Outdoor Unit-Air-Source) | (C,H,T)VH825GKA2* |  |  | EA*4X48L21A*+WALLCON | *97CMN1002122A* | 24000 | 16.5 | 8.1 | 21000 | 16500 | 78.57% | 2.02 | 0 | 11 |  |  |  | No | R-410A | 2 | Residential & Commercial | Ducted CEE Tier 1
210595809 | Central HP <5.4 tons | KENMORE | HRCU-A-CB (Split System: Heat Pump with Remote Outdoor Unit-Air-Source) | (C,H,T)VH837GKA** |  |  | EA*4X42L21A*+WALLCON | *95CSU0802120A* | 31800 | 17.5 | 8.1 | 33000 | 24400 | 73.94% | 1.9 | 0 | 11 |  |  |  | No | R-410A | 2.65 | Residential & Commercial | Ducted CEE Tier 1
210595823 | Central HP <5.4 tons | KENMORE | HRCU-A-CB (Split System: Heat Pump with Remote Outdoor Unit-Air-Source) | (C,H,T)VH837GKA** |  |  | EA*4X61L21A*+WALLCON | *80CSU0401712A* | 33200 | 17.5 | 8.1 | 32000 | 24800 | 77.5% | 1.98 | 0 | 11.5 |  |  |  | No | R-410A | 2.7667 | Residential & Commercial | Ducted CEE Tier 1
210595824 | Central HP <5.4 tons | KENMORE | HRCU-A-CB (Split System: Heat Pump with Remote Outdoor Unit-Air-Source) | (C,H,T)VH837GKA** |  |  | EA*4X61L21A*+WALLCON | *80CSU0601716A* | 33200 | 17.5 | 8.1 | 32200 | 25000 | 77.64% | 1.98 | 0 | 11.5 |  |  |  | No | R-410A | 2.7667 | Residential & Commercial | Ducted CEE Tier 1
210595840 | Central HP <5.4 tons | KENMORE | HRCU-A-CB (Split System: Heat Pump with Remote Outdoor Unit-Air-Source) | (C,H,T)VH837GKA** |  |  | EA*4X61L24A*+WALLCON | *95CSU0802120A* | 33200 | 18 | 8.5 | 32000 | 24800 | 77.5% | 2 | 0 | 11.5 |  |  |  | No | R-410A | 2.7667 | Residential & Commercial | Ducted CEE Tier 1
210595889 | Central HP <5.4 tons | KENMORE | HRCU-A-CB (Split System: Heat Pump with Remote Outdoor Unit-Air-Source) | (C,H,T)VH837GKA** |  |  | EN(A,D,W)4X60L24**+WALLCON | *80CTL0902120A* | 32800 | 18 | 8.1 | 32200 | 24800 | 77.02% | 1.98 | 0 | 12 |  |  |  | No | R-410A | 2.7333 | Residential & Commercial | Ducted CEE Tier 1
212975789 | Central HP <5.4 tons | ARCOAIRE | HRCU-A-CB (Split System: Heat Pump with Remote Outdoor Unit-Air-Source) | DLCURAH18ABK |  |  | EA*4X24L17A* | *96VTN0801716B* | 17200 | 16 | 8.5 | 18200 | 19400 | 106.6% | 2.34 | 0 | 10.5 |  |  |  | No | R-410A | 1.4333 | Residential & Commercial | Ducted CEE Tier 1
212978778 | Central HP <5.4 tons | ARCOAIRE | HRCU-A-CB (Split System: Heat Pump with Remote Outdoor Unit-Air-Source) | DLCURAH18ABK |  |  | EA*4X30L17A* | *80MS(N,L)0701712A* | 17600 | 16.5 | 8.5 | 18200 | 18800 | 103.3% | 2.26 | 0 | 10.5 |  |  |  | No | R-410A | 1.4667 | Residential & Commercial | Ducted CEE Tier 1
212978226 | Central HP <5.4 tons | ARCOAIRE | HRCU-A-CB (Split System: Heat Pump with Remote Outdoor Unit-Air-Source) | DLCURAH18ABK |  |  | EA*4X19L17A* | *80MS(N,L)0701412A* | 18200 | 17 | 8.5 | 18100 | 17700 | 97.79% | 2.16 | 0 | 11 |  |  |  | No | R-410A | 1.5167 | Residential & Commercial | Ducted CEE Tier 1
205750693 | Central HP <5.4 tons | KENMORE | HRCU-A-CB (Split System: Heat Pump with Remote Outdoor Unit-Air-Source) | (C,H,T)VH825GKA2* |  |  | EA*4X37L21A*+WALLCON | *97CMN0801714A* | 24400 | 16.5 | 8.1 | 21200 | 16700 | 78.77% | 2.02 | 11 | 11 |  |  |  | No | R-410A | 2.0333 | Residential & Commercial | Ducted CEE Tier 1
205750725 | Central HP <5.4 tons | KENMORE | HRCU-A-CB (Split System: Heat Pump with Remote Outdoor Unit-Air-Source) | (C,H,T)VH825GKA2* |  |  | EA*4X37L21A*+WALLCON | *96CTN1002122A* | 24400 | 16.5 | 8.5 | 21200 | 16600 | 78.3% | 2.04 | 11 | 11 |  |  |  | No | R-410A | 2.0333 | Residential & Commercial | Ducted CEE Tier 1
210595585 | Central HP <5.4 tons | KENMORE | HRCU-A-CB (Split System: Heat Pump with Remote Outdoor Unit-Air-Source) | (C,H,T)VH825GKA2* |  |  | EA*4X42L21A*+WALLCON | *80CTL0451712A* | 23600 | 16.5 | 8.1 | 21600 | 16800 | 77.78% | 1.94 | 0 | 10.5 |  |  |  | No | R-410A | 1.9667 | Residential & Commercial | Ducted CEE Tier 1
210595619 | Central HP <5.4 tons | KENMORE | HRCU-A-CB (Split System: Heat Pump with Remote Outdoor Unit-Air-Source) | (C,H,T)VH825GKA2* |  |  | EA*4X43L21A*+WALLCON | *97CMN0601714A* | 24200 | 16.5 | 8.1 | 21200 | 16800 | 79.25% | 2 | 0 | 11 |  |  |  | No | R-410A | 2.0167 | Residential & Commercial | Ducted CEE Tier 1
210595621 | Central HP <5.4 tons | KENMORE | HRCU-A-CB (Split System: Heat Pump with Remote Outdoor Unit-Air-Source) | (C,H,T)VH825GKA2* |  |  | EA*4X43L21A*+WALLCON | *97CMN0801714A* | 24400 | 16.5 | 8.1 | 21200 | 16700 | 78.77% | 2.02 | 0 | 11 |  |  |  | No | R-410A | 2.0333 | Residential & Commercial | Ducted CEE Tier 1
210595635 | Central HP <5.4 tons | KENMORE | HRCU-A-CB (Split System: Heat Pump with Remote Outdoor Unit-Air-Source) | (C,H,T)VH825GKA2* |  |  | EA*4X48L21A*+WALLCON | *97CMN0601714A* | 24000 | 16.5 | 8.1 | 21000 | 16700 | 79.52% | 2 | 0 | 11 |  |  |  | No | R-410A | 2 | Residential & Commercial | Ducted CEE Tier 1
210595644 | Central HP <5.4 tons | KENMORE | HRCU-A-CB (Split System: Heat Pump with Remote Outdoor Unit-Air-Source) | (C,H,T)VH825GKA2* |  |  | EA*4X48L24A*+WALLCON | *96CTN1202422A* | 24200 | 17 | 8.1 | 21000 | 16500 | 78.57% | 2.02 | 0 | 11 |  |  |  | No | R-410A | 2.0167 | Residential & Commercial | Ducted CEE Tier 1
206772664 | Central HP <5.4 tons | KEEPRITE | HRCU-A-CB (Split System: Heat Pump with Remote Outdoor Unit-Air-Source) | CVH837GKA2* |  |  | EHD4X36AAL+WALLCON | *80CTL0901716A* | 32400 | 17 | 8.1 | 33200 | 24600 | 74.1% | 1.94 | 12 | 11 |  |  |  | No | R-410A | 2.7 | Residential & Commercial | Ducted CEE Tier 1
206773614 | Central HP <5.4 tons | KEEPRITE | HRCU-A-CB (Split System: Heat Pump with Remote Outdoor Unit-Air-Source) | CVH837GKA2* |  |  | EN(A,D,W)4X48L21**+WALLCON | *95CSU1002122A* | 32400 | 17.5 | 8.1 | 32800 | 24600 | 75% | 1.98 | 12 | 11.7 |  |  |  | No | R-410A | 2.7 | Residential & Commercial | Ducted CEE Tier 1
206773666 | Central HP <5.4 tons | KEEPRITE | HRCU-A-CB (Split System: Heat Pump with Remote Outdoor Unit-Air-Source) | CVH837GKA2* |  |  | EHD4X42AAL+WALLCON | *95CSU1002122A* | 32600 | 17 | 8.1 | 33000 | 24800 | 75.15% | 1.96 | 11.5 | 11 |  |  |  | No | R-410A | 2.7167 | Residential & Commercial | Ducted CEE Tier 1
206773684 | Central HP <5.4 tons | KEEPRITE | HRCU-A-CB (Split System: Heat Pump with Remote Outdoor Unit-Air-Source) | CVH837GKA2* |  |  | EHD4X48AAL+WALLCON | *95CSU1002122A* | 32600 | 17 | 8.1 | 32800 | 24800 | 75.61% | 1.98 | 11.5 | 11 |  |  |  | No | R-410A | 2.7167 | Residential & Commercial | Ducted CEE Tier 1
206772330 | Central HP <5.4 tons | KEEPRITE | HRCU-A-CB (Split System: Heat Pump with Remote Outdoor Unit-Air-Source) | CVH837GKA2* |  |  | EN(A,D,W)4X48L21**+WALLCON | *80CTL0901716A* | 32400 | 18 | 8.1 | 32800 | 24800 | 75.61% | 1.98 | 12.5 | 11.7 |  |  |  | No | R-410A | 2.7 | Residential & Commercial | Ducted CEE Tier 1
206773434 | Central HP <5.4 tons | KEEPRITE | HRCU-A-CB (Split System: Heat Pump with Remote Outdoor Unit-Air-Source) | CVH837GKA2* |  |  | EA*4X37L21A*+WALLCON | *95CSU1002122A* | 33000 | 17.5 | 8.5 | 32800 | 25000 | 76.22% | 2 | 12 | 11.5 |  |  |  | No | R-410A | 2.75 | Residential & Commercial | Ducted CEE Tier 1
206997812 | Central HP <5.4 tons | KENMORE | HRCU-A-CB (Split System: Heat Pump with Remote Outdoor Unit-Air-Source) | (C,H,T)VH837GKA2* |  |  | EHD4X36AAL+WALLCON | *96CTN1002122A* | 32200 | 16.5 | 8.1 | 33200 | 24800 | 74.7% | 1.94 | 11.5 | 11 |  |  |  | No | R-410A | 2.6833 | Residential & Commercial | Ducted CEE Tier 1
206997829 | Central HP <5.4 tons | KENMORE | HRCU-A-CB (Split System: Heat Pump with Remote Outdoor Unit-Air-Source) | (C,H,T)VH837GKA2* |  |  | EHD4X42AAL+WALLCON | *97CMN1202422A* | 32400 | 16.5 | 8.1 | 33200 | 25000 | 75.3% | 1.96 | 11.5 | 11 |  |  |  | No | R-410A | 2.7 | Residential & Commercial | Ducted CEE Tier 1
206997832 | Central HP <5.4 tons | KENMORE | HRCU-A-CB (Split System: Heat Pump with Remote Outdoor Unit-Air-Source) | (C,H,T)VH837GKA2* |  |  | EHD4X42AAL+WALLCON | *80CTL0701412A* | 32400 | 17 | 8.1 | 33200 | 25000 | 75.3% | 1.94 | 11.5 | 11 |  |  |  | No | R-410A | 2.7 | Residential & Commercial | Ducted CEE Tier 1
206997848 | Central HP <5.4 tons | KENMORE | HRCU-A-CB (Split System: Heat Pump with Remote Outdoor Unit-Air-Source) | (C,H,T)VH837GKA2* |  |  | EHD4X48AAL+WALLCON | *97CMN1202422A* | 32600 | 16.5 | 8.1 | 33000 | 25000 | 75.76% | 1.96 | 11.5 | 11 |  |  |  | No | R-410A | 2.7167 | Residential & Commercial | Ducted CEE Tier 1
206773096 | Central HP <5.4 tons | KEEPRITE | HRCU-A-CB (Split System: Heat Pump with Remote Outdoor Unit-Air-Source) | CVH837GKA2* |  |  | EA*4X42L24A*+WALLCON | *80CSU1002120A* | 31800 | 17 | 8.1 | 33200 | 24400 | 73.49% | 1.88 | 11.5 | 11 |  |  |  | No | R-410A | 2.65 | Residential & Commercial | Ducted CEE Tier 1
206772429 | Central HP <5.4 tons | KEEPRITE | HRCU-A-CB (Split System: Heat Pump with Remote Outdoor Unit-Air-Source) | CVH837GKA2* |  |  | EN(A,D)4X48L24**+WALLCON | *96CTN1002122A* | 32400 | 17.5 | 8.1 | 33000 | 24800 | 75.15% | 1.96 | 12 | 11.7 |  |  |  | No | R-410A | 2.7 | Residential & Commercial | Ducted CEE Tier 1
206772547 | Central HP <5.4 tons | KEEPRITE | HRCU-A-CB (Split System: Heat Pump with Remote Outdoor Unit-Air-Source) | CVH837GKA2* |  |  | EHD4X36AAL+WALLCON | *80CTL0902120A* | 32200 | 16.5 | 8.1 | 33200 | 24800 | 74.7% | 1.92 | 11.5 | 11 |  |  |  | No | R-410A | 2.6833 | Residential & Commercial | Ducted CEE Tier 1
206772078 | Central HP <5.4 tons | KEEPRITE | HRCU-A-CB (Split System: Heat Pump with Remote Outdoor Unit-Air-Source) | CVH837GKA2* |  |  | END4X42L17**+WALLCON | *80CTL0901716A* | 32200 | 17.5 | 8.1 | 33000 | 24600 | 74.55% | 1.92 | 11 | 11.7 |  |  |  | No | R-410A | 2.6833 | Residential & Commercial | Ducted CEE Tier 1
206771862 | Central HP <5.4 tons | KEEPRITE | HRCU-A-CB (Split System: Heat Pump with Remote Outdoor Unit-Air-Source) | CVH837GKA2* |  |  | EA*4X48L21A*+WALLCON | *80CTL0901716A* | 32400 | 18 | 8.5 | 32600 | 24800 | 76.07% | 2 | 12 | 11.7 |  |  |  | No | R-410A | 2.7 | Residential & Commercial | Ducted CEE Tier 1
206771142 | Central HP <5.4 tons | KEEPRITE | HRCU-A-CB (Split System: Heat Pump with Remote Outdoor Unit-Air-Source) | CVH837GKA2* |  |  | EA*4X36L21A*+WALLCON | *96CTN1002122A* | 31600 | 17 | 8.1 | 33200 | 24200 | 72.89% | 1.86 | 11 | 11 |  |  |  | No | R-410A | 2.6333 | Residential & Commercial | Ducted CEE Tier 1
206773675 | Central HP <5.4 tons | KEEPRITE | HRCU-A-CB (Split System: Heat Pump with Remote Outdoor Unit-Air-Source) | CVH837GKA2* |  |  | EHD4X48AAL+WALLCON | *95CSU0802120A* | 32600 | 17 | 8.1 | 33000 | 24800 | 75.15% | 1.98 | 11.5 | 11 |  |  |  | No | R-410A | 2.7167 | Residential & Commercial | Ducted CEE Tier 1
214807728 | Central HP <5.4 tons | LUXAIRE | HRCU-A-CB (Split System: Heat Pump with Remote Outdoor Unit-Air-Source) | HH824E2S11 |  |  | CTM36B5ADS1 | TP9C060B12MP13 | 23000 | 17 | 9 | 23000 | 17600 | 76.52% | 2 | 0 | 12 |  |  |  | No | R-454B | 1.9167 | Residential & Commercial | Ducted CEE Tier 1
214807812 | Central HP <5.4 tons | LUXAIRE | HRCU-A-CB (Split System: Heat Pump with Remote Outdoor Unit-Air-Source) | HH824E2S11 |  |  | CTU30B5XCS1+JMVT12BC2N1+TXV |  | 23000 | 18 | 9.5 | 23000 | 19000 | 82.61% | 2 | 0 | 12 |  |  |  | No | R-454B | 1.9167 | Residential & Commercial | Ducted CEE Tier 1
214584724 | Central HP <5.4 tons | CHAMPION HEATING AND COOLING | HRCU-A-CB (Split System: Heat Pump with Remote Outdoor Unit-Air-Source) | HH824E2S11 |  |  | CTF30A5ADS1 | Z8ES040A12SMPS1 | 23000 | 18 | 9.5 | 23000 | 18900 | 82.17% | 2 | 0 | 12 |  |  |  | No | R-454B | 1.9167 | Residential & Commercial | Ducted CEE Tier 1
214396689 | Central HP <5.4 tons | LUXAIRE | HRCU-A-CB (Split System: Heat Pump with Remote Outdoor Unit-Air-Source) | HH824E2S11 |  |  | CTF30A5ADS1 | TM8Y060A12MP11 | 23000 | 18 | 9 | 23000 | 18200 | 79.13% | 2 | 0 | 12 |  |  |  | No | R-454B | 1.9167 | Residential & Commercial | Ducted CEE Tier 1
214396221 | Central HP <5.4 tons | LUXAIRE | HRCU-A-CB (Split System: Heat Pump with Remote Outdoor Unit-Air-Source) | HH824E2S11 |  |  | CTF36B5ADS1 | TM8V080B12MP12 | 23000 | 18 | 9 | 23000 | 18500 | 80.43% | 2 | 0 | 12 |  |  |  | No | R-454B | 1.9167 | Residential & Commercial | Ducted CEE Tier 1
214649898 | Central HP <5.4 tons | LUXAIRE | HRCU-A-CB (Split System: Heat Pump with Remote Outdoor Unit-Air-Source) | HH824E2S11 |  |  | CTU30B5XCS1+TXV | LPLC080B12MP13 | 23000 | 17 | 9.5 | 23000 | 17900 | 77.83% | 2 | 0 | 12 |  |  |  | No | R-454B | 1.9167 | Residential & Commercial | Ducted CEE Tier 1
206772754 | Central HP <5.4 tons | KEEPRITE | HRCU-A-CB (Split System: Heat Pump with Remote Outdoor Unit-Air-Source) | CVH837GKA2* |  |  | EHD4X42AAL+WALLCON | *96CTN1202422A* | 32600 | 17 | 8.1 | 33000 | 24800 | 75.15% | 1.96 | 11 | 11 |  |  |  | No | R-410A | 2.7167 | Residential & Commercial | Ducted CEE Tier 1
206772303 | Central HP <5.4 tons | KEEPRITE | HRCU-A-CB (Split System: Heat Pump with Remote Outdoor Unit-Air-Source) | CVH837GKA2* |  |  | EN(A,D,W)4X48L21**+WALLCON | *97CMN1002122A* | 32400 | 17.5 | 8.1 | 33000 | 24800 | 75.15% | 1.96 | 12 | 11.7 |  |  |  | No | R-410A | 2.7 | Residential & Commercial | Ducted CEE Tier 1
206772321 | Central HP <5.4 tons | KEEPRITE | HRCU-A-CB (Split System: Heat Pump with Remote Outdoor Unit-Air-Source) | CVH837GKA2* |  |  | EN(A,D,W)4X48L21**+WALLCON | *96CTN1002122A* | 32400 | 17.5 | 8.1 | 33000 | 24800 | 75.15% | 1.96 | 11.5 | 11.7 |  |  |  | No | R-410A | 2.7 | Residential & Commercial | Ducted CEE Tier 1
206771907 | Central HP <5.4 tons | KEEPRITE | HRCU-A-CB (Split System: Heat Pump with Remote Outdoor Unit-Air-Source) | CVH837GKA2* |  |  | EA*4X48L24A*+WALLCON | *80CTL1352422A* | 32400 | 17.5 | 8.5 | 32400 | 24800 | 76.54% | 2 | 12 | 11.7 |  |  |  | No | R-410A | 2.7 | Residential & Commercial | Ducted CEE Tier 1
206771412 | Central HP <5.4 tons | KEEPRITE | HRCU-A-CB (Split System: Heat Pump with Remote Outdoor Unit-Air-Source) | CVH837GKA2* |  |  | EA*4X42L21A*+WALLCON | *80CTL0902120A* | 31800 | 17.5 | 8.1 | 33200 | 24400 | 73.49% | 1.9 | 11 | 11.5 |  |  |  | No | R-410A | 2.65 | Residential & Commercial | Ducted CEE Tier 1
206133959 | Central HP <5.4 tons | KEEPRITE | HRCU-A-CB (Split System: Heat Pump with Remote Outdoor Unit-Air-Source) | CVH825GKA2* |  |  | EHD4X30AAL+WALLCON | *95CSU0802120A* | 23800 | 16 | 8.1 | 21800 | 16700 | 76.61% | 1.98 | 11 | 10.5 |  |  |  | No | R-410A | 1.9833 | Residential & Commercial | Ducted CEE Tier 1
206133743 | Central HP <5.4 tons | KEEPRITE | HRCU-A-CB (Split System: Heat Pump with Remote Outdoor Unit-Air-Source) | CVH825GKA2* |  |  | EA*4X25L17A*+WALLCON | *95CSU0601716A* | 24200 | 16.5 | 8.1 | 21400 | 16700 | 78.04% | 2 | 11 | 10.5 |  |  |  | No | R-410A | 2.0167 | Residential & Commercial | Ducted CEE Tier 1
215931801 | Central HP <5.4 tons | KEEPRITE | HRCU-A-CB (Split System: Heat Pump with Remote Outdoor Unit-Air-Source) | C5H3V60*K*AAA* |  |  | ESH5X60M12A*+WALLCON | *80CSU0802120A* | 56500 | 18 | 8.1 | 61000 | 45500 | 74.59% | 1.95 | 0 | 11.5 |  |  |  | No | R-454B | 4.7083 | Residential & Commercial | Ducted CEE Tier 1
215676177 | Central HP <5.4 tons | ARCOAIRE | HRCU-A-CB (Split System: Heat Pump with Remote Outdoor Unit-Air-Source) | H5H0V48*K*AAA* |  |  | EVD5X48M24A*+WALLCON | *80CSU0802120A* | 47500 | 19 | 9 | 50000 | 36200 | 72.4% | 2.02 | 0 | 10 |  |  |  | No | R-454B | 3.9583 | Residential & Commercial | Ducted CEE Tier 1
215675957 | Central HP <5.4 tons | ARCOAIRE | HRCU-A-CB (Split System: Heat Pump with Remote Outdoor Unit-Air-Source) | H5H0V48*K*AAA* |  |  | EVM5X61M24A*+WALLCON | *80CSU0802120A* | 49000 | 19.5 | 9 | 50000 | 36600 | 73.2% | 2.1 | 0 | 10.5 |  |  |  | No | R-454B | 4.0833 | Residential & Commercial | Ducted CEE Tier 1
215675557 | Central HP <5.4 tons | ARCOAIRE | HRCU-A-CB (Split System: Heat Pump with Remote Outdoor Unit-Air-Source) | H5H0V48*K*AAA* |  |  | EVM5X49M21A*+WALLCON | *80CTL0901716B* | 48000 | 19 | 9 | 50000 | 37000 | 74% | 1.98 | 0 | 10 |  |  |  | No | R-454B | 4 | Residential & Commercial | Ducted CEE Tier 1
215674228 | Central HP <5.4 tons | ARCOAIRE | HRCU-A-CB (Split System: Heat Pump with Remote Outdoor Unit-Air-Source) | H5H0V48*K*AAA* |  |  | EA*5X60M24A*+WALLCON | *95CSU1002122B* | 45000 | 18 | 9 | 47500 | 33400 | 70.32% | 2.08 | 0 | 10 |  |  |  | No | R-454B | 3.75 | Residential & Commercial | Ducted CEE Tier 1
210595677 | Central HP <5.4 tons | KENMORE | HRCU-A-CB (Split System: Heat Pump with Remote Outdoor Unit-Air-Source) | (C,H,T)VH825GKA2* |  |  | EHD4X48AAL+WALLCON | *95CSU0802120A* | 24200 | 16.5 | 8.1 | 21200 | 16600 | 78.3% | 2.02 | 0 | 11 |  |  |  | No | R-410A | 2.0167 | Residential & Commercial | Ducted CEE Tier 1
210595686 | Central HP <5.4 tons | KENMORE | HRCU-A-CB (Split System: Heat Pump with Remote Outdoor Unit-Air-Source) | (C,H,T)VH825GKA2* |  |  | EHD4X48AAL+WALLCON | *97CMN1002122A* | 24200 | 16 | 8.1 | 21200 | 16700 | 78.77% | 2.04 | 0 | 11 |  |  |  | No | R-410A | 2.0167 | Residential & Commercial | Ducted CEE Tier 1
210595688 | Central HP <5.4 tons | KENMORE | HRCU-A-CB (Split System: Heat Pump with Remote Outdoor Unit-Air-Source) | (C,H,T)VH825GKA2* |  |  | EN(A,D)4X48L24**+WALLCON | *80CSU1002120A* | 24000 | 16.5 | 8.1 | 21400 | 16600 | 77.57% | 2 | 0 | 11 |  |  |  | No | R-410A | 2 | Residential & Commercial | Ducted CEE Tier 1
210595687 | Central HP <5.4 tons | KENMORE | HRCU-A-CB (Split System: Heat Pump with Remote Outdoor Unit-Air-Source) | (C,H,T)VH825GKA2* |  |  | EHD4X48AAL+WALLCON | *97CMN1202422A* | 24200 | 16 | 8.1 | 21200 | 16600 | 78.3% | 2.02 | 0 | 10.5 |  |  |  | No | R-410A | 2.0167 | Residential & Commercial | Ducted CEE Tier 1
215942638 | Central HP <5.4 tons | KENMORE | HRCU-A-CB (Split System: Heat Pump with Remote Outdoor Unit-Air-Source) | (C,H,T)5H3V36*K*AAA* |  |  | EVD5X61M21A*+WALLCON | *97CTN0802120A* | 35800 | 22 | 8.5 | 37400 | 28400 | 75.94% | 2.04 | 0 | 12.5 |  |  |  | No | R-454B | 2.9833 | Residential & Commercial | Ducted CEE Tier 1
214228984 | Central HP <5.4 tons | ARCOAIRE | HRCU-A-CB (Split System: Heat Pump with Remote Outdoor Unit-Air-Source) | DLCURAH18ABK |  |  | EA*4X24L17A* | *80MSU0601716A* | 17600 | 16.5 | 8.5 | 18600 | 19100 | 102.7% | 2.3 | 0 | 10.5 |  |  |  | No | R-410A | 1.4667 | Residential & Commercial | Ducted CEE Tier 1
211265000 | Central HP <5.4 tons | KEEPRITE | HRCU-A-CB (Split System: Heat Pump with Remote Outdoor Unit-Air-Source) | DLCURAH18ABK |  |  | FM(C,U)4Z24**AL* |  | 17800 | 17 | 9 | 18700 | 19800 | 105.9% | 2.4 | 0 | 11 |  |  |  | No | R-410A | 1.4833 | Residential & Commercial | Ducted CEE Tier 1
211264095 | Central HP <5.4 tons | KEEPRITE | HRCU-A-CB (Split System: Heat Pump with Remote Outdoor Unit-Air-Source) | DLCURAH18ABK |  |  | EN(A,D)4X30L17** | *80ESU0401712A* | 18600 | 16.5 | 8.5 | 19000 | 18200 | 95.79% | 2.2 | 0 | 11 |  |  |  | No | R-410A | 1.55 | Residential & Commercial | Ducted CEE Tier 1
211263791 | Central HP <5.4 tons | KEEPRITE | HRCU-A-CB (Split System: Heat Pump with Remote Outdoor Unit-Air-Source) | DLCURAH18ABK |  |  | EN(A,D)4X30L14** | *80ES(N,L)0451412A* | 18200 | 16 | 8.5 | 18600 | 18400 | 98.92% | 2.22 | 0 | 11 |  |  |  | No | R-410A | 1.5167 | Residential & Commercial | Ducted CEE Tier 1
211264527 | Central HP <5.4 tons | KEEPRITE | HRCU-A-CB (Split System: Heat Pump with Remote Outdoor Unit-Air-Source) | DLCURAH18ABK |  |  | EN(A,D)4X30L17** | *80ES(N,L)0701712A* | 18200 | 16.5 | 8.5 | 18700 | 18300 | 97.86% | 2.22 | 0 | 11 |  |  |  | No | R-410A | 1.5167 | Residential & Commercial | Ducted CEE Tier 1
211262687 | Central HP <5.4 tons | KEEPRITE | HRCU-A-CB (Split System: Heat Pump with Remote Outdoor Unit-Air-Source) | DLCURAH18ABK |  |  | EN(A,D)4X24L14** | *95ESN0261410A* | 18000 | 15.5 | 8.5 | 19000 | 18700 | 98.42% | 2.24 | 0 | 10.5 |  |  |  | No | R-410A | 1.5 | Residential & Commercial | Ducted CEE Tier 1
212977794 | Central HP <5.4 tons | ARCOAIRE | HRCU-A-CB (Split System: Heat Pump with Remote Outdoor Unit-Air-Source) | DLCURAH18ABK |  |  | EN(A,D)4X24L14** | *80MS(N,L)0451412A* | 17500 | 16.5 | 8.5 | 18400 | 19200 | 104.3% | 2.3 | 0 | 11 |  |  |  | No | R-410A | 1.4583 | Residential & Commercial | Ducted CEE Tier 1
212982388 | Central HP <5.4 tons | ARCOAIRE | HRCU-A-CB (Split System: Heat Pump with Remote Outdoor Unit-Air-Source) | DLCURAH18ABK |  |  | EA*4X24L17A* | *80MSU0401712A* | 17200 | 16 | 8.5 | 18300 | 19100 | 104.4% | 2.3 | 0 | 10 |  |  |  | No | R-410A | 1.4333 | Residential & Commercial | Ducted CEE Tier 1
212981872 | Central HP <5.4 tons | ARCOAIRE | HRCU-A-CB (Split System: Heat Pump with Remote Outdoor Unit-Air-Source) | DLCURAH18ABK |  |  | EN(A,D)4X24L17** | *80MSU1002120A* | 17900 | 15.5 | 8.5 | 19000 | 19000 | 100% | 2.28 | 0 | 10.5 |  |  |  | No | R-410A | 1.4917 | Residential & Commercial | Ducted CEE Tier 1
211264816 | Central HP <5.4 tons | KEEPRITE | HRCU-A-CB (Split System: Heat Pump with Remote Outdoor Unit-Air-Source) | DLCURAH18ABK |  |  | FEM4X18**BL |  | 17400 | 16 | 8.5 | 18300 | 19400 | 106% | 2.34 | 0 | 10.5 |  |  |  | No | R-410A | 1.45 | Residential & Commercial | Ducted CEE Tier 1
211264978 | Central HP <5.4 tons | KEEPRITE | HRCU-A-CB (Split System: Heat Pump with Remote Outdoor Unit-Air-Source) | DLCURAH18ABK |  |  | FM(C,U)4Z18**AL* |  | 17800 | 17 | 9 | 18700 | 19800 | 105.9% | 2.4 | 0 | 11 |  |  |  | No | R-410A | 1.4833 | Residential & Commercial | Ducted CEE Tier 1
211264551 | Central HP <5.4 tons | KEEPRITE | HRCU-A-CB (Split System: Heat Pump with Remote Outdoor Unit-Air-Source) | DLCURAH18ABK |  |  | EN(A,D)4X30L17** | *92ESN0601412A* | 18300 | 16 | 8.5 | 18800 | 18300 | 97.34% | 2.22 | 0 | 11 |  |  |  | No | R-410A | 1.525 | Residential & Commercial | Ducted CEE Tier 1
211263330 | Central HP <5.4 tons | KEEPRITE | HRCU-A-CB (Split System: Heat Pump with Remote Outdoor Unit-Air-Source) | DLCURAH18ABK |  |  | EN(A,D)4X24L17** | *80ES(N,L)0451712A* | 18400 | 15.5 | 8.5 | 19400 | 18500 | 95.36% | 2.24 | 0 | 11 |  |  |  | No | R-410A | 1.5333 | Residential & Commercial | Ducted CEE Tier 1
211262925 | Central HP <5.4 tons | KEEPRITE | HRCU-A-CB (Split System: Heat Pump with Remote Outdoor Unit-Air-Source) | DLCURAH18ABK |  |  | EN(A,D)4X24L17** | *95ESU0401712A* | 17600 | 16 | 8.5 | 18500 | 18800 | 101.6% | 2.26 | 0 | 11 |  |  |  | No | R-410A | 1.4667 | Residential & Commercial | Ducted CEE Tier 1
211262208 | Central HP <5.4 tons | KEEPRITE | HRCU-A-CB (Split System: Heat Pump with Remote Outdoor Unit-Air-Source) | DLCURAH18ABK |  |  | EA*4X30L17A* | OLV098A12* | 18200 | 15.5 | 8.5 | 18800 | 18400 | 97.87% | 2.22 | 0 | 10.5 |  |  |  | No | R-410A | 1.5167 | Residential & Commercial | Ducted CEE Tier 1
213771322 | Central HP <5.4 tons | KEEPRITE | HRCU-A-CB (Split System: Heat Pump with Remote Outdoor Unit-Air-Source) | CVH825GKA2* |  |  | EA*4X42L21A*+WALLCON | *97CMN0801714B* | 23600 | 16.5 | 8.1 | 21400 | 16700 | 78.04% | 1.96 | 0 | 10.5 |  |  |  | No | R-410A | 1.9667 | Residential & Commercial | Ducted CEE Tier 1
213770672 | Central HP <5.4 tons | KEEPRITE | HRCU-A-CB (Split System: Heat Pump with Remote Outdoor Unit-Air-Source) | CVH825GKA2* |  |  | EA*4X25L17A*+WALLCON | *96CTN0601714B* | 24200 | 16.5 | 8.1 | 21400 | 16700 | 78.04% | 2 | 0 | 11 |  |  |  | No | R-410A | 2.0167 | Residential & Commercial | Ducted CEE Tier 1
213770772 | Central HP <5.4 tons | KEEPRITE | HRCU-A-CB (Split System: Heat Pump with Remote Outdoor Unit-Air-Source) | CVH825GKA2* |  |  | EA*4X30L17A*+WALLCON | *97CMN0801714B* | 23400 | 16 | 8.1 | 21600 | 16700 | 77.31% | 1.9 | 0 | 10.5 |  |  |  | No | R-410A | 1.95 | Residential & Commercial | Ducted CEE Tier 1
206771331 | Central HP <5.4 tons | KEEPRITE | HRCU-A-CB (Split System: Heat Pump with Remote Outdoor Unit-Air-Source) | CVH837GKA2* |  |  | EA*4X37L21A*+WALLCON | *97CMN1002122A* | 33000 | 17.5 | 8.5 | 33000 | 25200 | 76.36% | 2 | 12 | 11.7 |  |  |  | No | R-410A | 2.75 | Residential & Commercial | Ducted CEE Tier 1
212940805 | Central HP <5.4 tons | CENTURY | HRCU-A-C (Split System: Heat Pump with Remote Outdoor Unit with No Indoor Fan --Air Source) | A-VCD36SA-1 |  |  | MCD30/36C1A |  | 35000 | 15.2 | 10 | 39000 | 32000 | 82.05% | 2 | 10.2 | 10 |  |  |  | No | R-410A | 2.9167 | Residential & Commercial | Ducted CEE Tier 1
211262576 | Central HP <5.4 tons | KEEPRITE | HRCU-A-CB (Split System: Heat Pump with Remote Outdoor Unit-Air-Source) | DLCURAH18ABK |  |  | EN(A,D)4X24L14** | *80VTL0451412A* | 17600 | 16 | 8.5 | 18500 | 18800 | 101.6% | 2.26 | 0 | 11 |  |  |  | No | R-410A | 1.4667 | Residential & Commercial | Ducted CEE Tier 1
211264792 | Central HP <5.4 tons | KEEPRITE | HRCU-A-CB (Split System: Heat Pump with Remote Outdoor Unit-Air-Source) | DLCURAH18ABK |  |  | FEM4P24**AL |  | 17300 | 16 | 8.5 | 18200 | 19400 | 106.6% | 2.34 | 0 | 10.5 |  |  |  | No | R-410A | 1.4417 | Residential & Commercial | Ducted CEE Tier 1
211263305 | Central HP <5.4 tons | KEEPRITE | HRCU-A-CB (Split System: Heat Pump with Remote Outdoor Unit-Air-Source) | DLCURAH18ABK |  |  | EN(A,D)4X24L17** | *80ES(N,L)0451412A* | 18000 | 16 | 8.5 | 18900 | 18700 | 98.94% | 2.26 | 0 | 11 |  |  |  | No | R-410A | 1.5 | Residential & Commercial | Ducted CEE Tier 1
211262836 | Central HP <5.4 tons | KEEPRITE | HRCU-A-CB (Split System: Heat Pump with Remote Outdoor Unit-Air-Source) | DLCURAH18ABK |  |  | EN(A,D)4X24L17** | *96VSN0601714A* | 17600 | 15.5 | 8.5 | 18500 | 18800 | 101.6% | 2.26 | 0 | 10.5 |  |  |  | No | R-410A | 1.4667 | Residential & Commercial | Ducted CEE Tier 1
212988773 | Central HP <5.4 tons | ARCOAIRE | HRCU-A-CB (Split System: Heat Pump with Remote Outdoor Unit-Air-Source) | DLCURAH18ABK |  |  | EA*4X19L17A* | *95MSU0401712A* | 17700 | 16.5 | 8.1 | 17700 | 17900 | 101.1% | 2.16 | 0 | 10.5 |  |  |  | No | R-410A | 1.475 | Residential & Commercial | Ducted CEE Tier 1
212987001 | Central HP <5.4 tons | ARCOAIRE | HRCU-A-CB (Split System: Heat Pump with Remote Outdoor Unit-Air-Source) | DLCURAH18ABK |  |  | EA*4X24L17A* | *96MSN0601412A* | 17300 | 16 | 8.5 | 18200 | 19400 | 106.6% | 2.34 | 0 | 10.5 |  |  |  | No | R-410A | 1.4417 | Residential & Commercial | Ducted CEE Tier 1
211264934 | Central HP <5.4 tons | KEEPRITE | HRCU-A-CB (Split System: Heat Pump with Remote Outdoor Unit-Air-Source) | DLCURAH18ABK |  |  | FMA4X18**AL* |  | 17400 | 16 | 8.5 | 18500 | 20000 | 108.1% | 2.44 | 0 | 10.5 |  |  |  | No | R-410A | 1.45 | Residential & Commercial | Ducted CEE Tier 1
210595672 | Central HP <5.4 tons | KENMORE | HRCU-A-CB (Split System: Heat Pump with Remote Outdoor Unit-Air-Source) | (C,H,T)VH825GKA2* |  |  | EHD4X48AAL+WALLCON | *80CTL0701412A* | 24400 | 17 | 8.1 | 21200 | 16500 | 77.83% | 2.02 | 0 | 11 |  |  |  | No | R-410A | 2.0333 | Residential & Commercial | Ducted CEE Tier 1
210595674 | Central HP <5.4 tons | KENMORE | HRCU-A-CB (Split System: Heat Pump with Remote Outdoor Unit-Air-Source) | (C,H,T)VH825GKA2* |  |  | EHD4X48AAL+WALLCON | *80CTL0901716A* | 24400 | 17 | 8.1 | 21200 | 16500 | 77.83% | 2.04 | 0 | 11 |  |  |  | No | R-410A | 2.0333 | Residential & Commercial | Ducted CEE Tier 1
210595654 | Central HP <5.4 tons | KENMORE | HRCU-A-CB (Split System: Heat Pump with Remote Outdoor Unit-Air-Source) | (C,H,T)VH825GKA2* |  |  | EHD4X42AAL+WALLCON | *80CTL0901716A* | 24200 | 16.5 | 8.1 | 21200 | 16500 | 77.83% | 2.02 | 0 | 11 |  |  |  | No | R-410A | 2.0167 | Residential & Commercial | Ducted CEE Tier 1
210595718 | Central HP <5.4 tons | KENMORE | HRCU-A-CB (Split System: Heat Pump with Remote Outdoor Unit-Air-Source) | (C,H,T)VH825GKA2* |  |  | EN(A,D,W)4X48L21**+WALLCON | *80CTL0901716A* | 24200 | 17.5 | 8.1 | 21200 | 16500 | 77.83% | 2.02 | 0 | 11.7 |  |  |  | No | R-410A | 2.0167 | Residential & Commercial | Ducted CEE Tier 1
210595729 | Central HP <5.4 tons | KENMORE | HRCU-A-CB (Split System: Heat Pump with Remote Outdoor Unit-Air-Source) | (C,H,T)VH825GKA2* |  |  | END4X42L17**+WALLCON | *80CSU0401712A* | 24000 | 17 | 8.1 | 21400 | 16600 | 77.57% | 1.98 | 0 | 11 |  |  |  | No | R-410A | 2 | Residential & Commercial | Ducted CEE Tier 1
216581458 | Central HP <5.4 tons | CARRIER | HRCU-A-CB (Split System: Heat Pump with Remote Outdoor Unit-Air-Source) | 25VNA448A*031* |  |  | CAP**6124AL*+UI | 59TN7A120C24**22 | 45000 | 21.5 | 9.5 | 46000 | 35800 | 77.83% | 2 | 0 | 11.5 |  |  |  | No | R-410A | 3.75 | Residential & Commercial | Ducted CEE Tier 1
206133763 | Central HP <5.4 tons | KEEPRITE | HRCU-A-CB (Split System: Heat Pump with Remote Outdoor Unit-Air-Source) | CVH825GKA2* |  |  | EA*4X36L17A*+WALLCON | *95CSU0601716A* | 23400 | 16.5 | 8.1 | 21600 | 16800 | 77.78% | 1.92 | 11 | 10.5 |  |  |  | No | R-410A | 1.95 | Residential & Commercial | Ducted CEE Tier 1
206133431 | Central HP <5.4 tons | KEEPRITE | HRCU-A-CB (Split System: Heat Pump with Remote Outdoor Unit-Air-Source) | CVH825GKA2* |  |  | EA*4X37L17A*+WALLCON | *80CSU0601716A* | 24200 | 16.5 | 8.1 | 21400 | 16700 | 78.04% | 2 | 11.5 | 10.5 |  |  |  | No | R-410A | 2.0167 | Residential & Commercial | Ducted CEE Tier 1
206133331 | Central HP <5.4 tons | KEEPRITE | HRCU-A-CB (Split System: Heat Pump with Remote Outdoor Unit-Air-Source) | CVH825GKA2* |  |  | EA*4X25L17A*+WALLCON | *80CSU0601716A* | 24400 | 16.5 | 8.1 | 21200 | 16700 | 78.77% | 2.02 | 11.5 | 11 |  |  |  | No | R-410A | 2.0333 | Residential & Commercial | Ducted CEE Tier 1
210595669 | Central HP <5.4 tons | KENMORE | HRCU-A-CB (Split System: Heat Pump with Remote Outdoor Unit-Air-Source) | (C,H,T)VH825GKA2* |  |  | EHD4X48AAL+WALLCON | *80CSU0601716A* | 24200 | 16.5 | 8.1 | 21200 | 16600 | 78.3% | 2.02 | 0 | 11 |  |  |  | No | R-410A | 2.0167 | Residential & Commercial | Ducted CEE Tier 1
210595696 | Central HP <5.4 tons | KENMORE | HRCU-A-CB (Split System: Heat Pump with Remote Outdoor Unit-Air-Source) | (C,H,T)VH825GKA2* |  |  | EN(A,D)4X48L24**+WALLCON | *97CMN1202422A* | 24200 | 16.5 | 8.1 | 21400 | 16600 | 77.57% | 2 | 0 | 11 |  |  |  | No | R-410A | 2.0167 | Residential & Commercial | Ducted CEE Tier 1
210595728 | Central HP <5.4 tons | KENMORE | HRCU-A-CB (Split System: Heat Pump with Remote Outdoor Unit-Air-Source) | (C,H,T)VH825GKA2* |  |  | EN(A,D,W)4X48L21**+WALLCON | *97CMN1002122A* | 24200 | 17 | 8.1 | 21400 | 16600 | 77.57% | 2.02 | 0 | 11.5 |  |  |  | No | R-410A | 2.0167 | Residential & Commercial | Ducted CEE Tier 1
211264330 | Central HP <5.4 tons | KEEPRITE | HRCU-A-CB (Split System: Heat Pump with Remote Outdoor Unit-Air-Source) | DLCURAH18ABK |  |  | EN(A,D)4X30L17** | *95ESN0601412A* | 18000 | 16 | 8.5 | 18500 | 18400 | 99.46% | 2.22 | 0 | 11 |  |  |  | No | R-410A | 1.5 | Residential & Commercial | Ducted CEE Tier 1
211262872 | Central HP <5.4 tons | KEEPRITE | HRCU-A-CB (Split System: Heat Pump with Remote Outdoor Unit-Air-Source) | DLCURAH18ABK |  |  | EN(A,D)4X24L17** | *96VSN0401712A* | 17700 | 15.5 | 8.5 | 18700 | 18800 | 100.5% | 2.26 | 0 | 10.5 |  |  |  | No | R-410A | 1.475 | Residential & Commercial | Ducted CEE Tier 1
211263040 | Central HP <5.4 tons | KEEPRITE | HRCU-A-CB (Split System: Heat Pump with Remote Outdoor Unit-Air-Source) | DLCURAH18ABK |  |  | EN(A,D)4X24L17** | *80ESU0401712A* | 18400 | 16 | 8.5 | 19200 | 18500 | 96.35% | 2.24 | 0 | 11 |  |  |  | No | R-410A | 1.5333 | Residential & Commercial | Ducted CEE Tier 1
211263090 | Central HP <5.4 tons | KEEPRITE | HRCU-A-CB (Split System: Heat Pump with Remote Outdoor Unit-Air-Source) | DLCURAH18ABK |  |  | EN(A,D)4X24L17** | *96VTN0401712A* | 17700 | 15.5 | 8.5 | 18700 | 18800 | 100.5% | 2.26 | 0 | 10.5 |  |  |  | No | R-410A | 1.475 | Residential & Commercial | Ducted CEE Tier 1
211263192 | Central HP <5.4 tons | KEEPRITE | HRCU-A-CB (Split System: Heat Pump with Remote Outdoor Unit-Air-Source) | DLCURAH18ABK |  |  | EN(A,D)4X24L17** | *95ESN0601412A* | 17800 | 16 | 8.5 | 18700 | 18800 | 100.5% | 2.26 | 0 | 11 |  |  |  | No | R-410A | 1.4833 | Residential & Commercial | Ducted CEE Tier 1
215941478 | Central HP <5.4 tons | ARCOAIRE | HRCU-A-CB (Split System: Heat Pump with Remote Outdoor Unit-Air-Source) | H5H3V48*K*AAA* |  |  | EVM5X60M24A*+WALLCON | *97CTN1202422A* | 45500 | 20.5 | 8.1 | 52500 | 38000 | 72.38% | 1.95 | 0 | 11.5 |  |  |  | No | R-454B | 3.7917 | Residential & Commercial | Ducted CEE Tier 1
215941578 | Central HP <5.4 tons | ARCOAIRE | HRCU-A-CB (Split System: Heat Pump with Remote Outdoor Unit-Air-Source) | H5H3V48*K*AAA* |  |  | EVD5X48M21A*+WALLCON | *97CTN1002122A* | 44500 | 20 | 8.1 | 52000 | 38500 | 74.04% | 2 | 0 | 11 |  |  |  | No | R-454B | 3.7083 | Residential & Commercial | Ducted CEE Tier 1
210595821 | Central HP <5.4 tons | KENMORE | HRCU-A-CB (Split System: Heat Pump with Remote Outdoor Unit-Air-Source) | (C,H,T)VH837GKA** |  |  | EA*4X60L24A*+WALLCON | *97CMN1002122A* | 32800 | 17.5 | 8.5 | 31800 | 24800 | 77.99% | 2 | 0 | 11.7 |  |  |  | No | R-410A | 2.7333 | Residential & Commercial | Ducted CEE Tier 1
210595808 | Central HP <5.4 tons | KENMORE | HRCU-A-CB (Split System: Heat Pump with Remote Outdoor Unit-Air-Source) | (C,H,T)VH837GKA** |  |  | EA*4X42L21A*+WALLCON | *80CSU1002120A* | 31800 | 17 | 8.1 | 33200 | 24400 | 73.49% | 1.88 | 0 | 11 |  |  |  | No | R-410A | 2.65 | Residential & Commercial | Ducted CEE Tier 1
210595841 | Central HP <5.4 tons | KENMORE | HRCU-A-CB (Split System: Heat Pump with Remote Outdoor Unit-Air-Source) | (C,H,T)VH837GKA** |  |  | EA*4X61L24A*+WALLCON | *95CSU1002122A* | 33200 | 18 | 8.5 | 32000 | 24800 | 77.5% | 2.02 | 0 | 11.5 |  |  |  | No | R-410A | 2.7667 | Residential & Commercial | Ducted CEE Tier 1
210595857 | Central HP <5.4 tons | KENMORE | HRCU-A-CB (Split System: Heat Pump with Remote Outdoor Unit-Air-Source) | (C,H,T)VH837GKA** |  |  | EHD4X60AAL+WALLCON | *80CTL0701716A* | 32800 | 17 | 8.1 | 32400 | 25000 | 77.16% | 2 | 0 | 11 |  |  |  | No | R-410A | 2.7333 | Residential & Commercial | Ducted CEE Tier 1
210595891 | Central HP <5.4 tons | KENMORE | HRCU-A-CB (Split System: Heat Pump with Remote Outdoor Unit-Air-Source) | (C,H,T)VH837GKA** |  |  | EN(A,D,W)4X60L24**+WALLCON | *80CTL1352422A* | 32800 | 18 | 8.1 | 32200 | 24600 | 76.4% | 1.98 | 0 | 12 |  |  |  | No | R-410A | 2.7333 | Residential & Commercial | Ducted CEE Tier 1
210595608 | Central HP <5.4 tons | KENMORE | HRCU-A-CB (Split System: Heat Pump with Remote Outdoor Unit-Air-Source) | (C,H,T)VH825GKA2* |  |  | EA*4X43L21A*+WALLCON | *80CSU0601716A* | 24400 | 17 | 8.5 | 21200 | 16600 | 78.3% | 2.02 | 0 | 11 |  |  |  | No | R-410A | 2.0333 | Residential & Commercial | Ducted CEE Tier 1
210595639 | Central HP <5.4 tons | KENMORE | HRCU-A-CB (Split System: Heat Pump with Remote Outdoor Unit-Air-Source) | (C,H,T)VH825GKA2* |  |  | EA*4X48L24A*+WALLCON | *80CSU1002120A* | 24000 | 16.5 | 8.1 | 21000 | 16600 | 79.05% | 2.02 | 0 | 11 |  |  |  | No | R-410A | 2 | Residential & Commercial | Ducted CEE Tier 1
210595641 | Central HP <5.4 tons | KENMORE | HRCU-A-CB (Split System: Heat Pump with Remote Outdoor Unit-Air-Source) | (C,H,T)VH825GKA2* |  |  | EA*4X48L24A*+WALLCON | *95CSU0802120A* | 24200 | 17 | 8.1 | 21000 | 16500 | 78.57% | 2.02 | 0 | 11 |  |  |  | No | R-410A | 2.0167 | Residential & Commercial | Ducted CEE Tier 1
210595642 | Central HP <5.4 tons | KENMORE | HRCU-A-CB (Split System: Heat Pump with Remote Outdoor Unit-Air-Source) | (C,H,T)VH825GKA2* |  |  | EA*4X48L24A*+WALLCON | *95CSU1002122A* | 24200 | 17 | 8.1 | 21000 | 16500 | 78.57% | 2.02 | 0 | 11 |  |  |  | No | R-410A | 2.0167 | Residential & Commercial | Ducted CEE Tier 1
210595658 | Central HP <5.4 tons | KENMORE | HRCU-A-CB (Split System: Heat Pump with Remote Outdoor Unit-Air-Source) | (C,H,T)VH825GKA2* |  |  | EHD4X42AAL+WALLCON | *95CSU1002122A* | 24200 | 16 | 8.1 | 21400 | 16600 | 77.57% | 2 | 0 | 11 |  |  |  | No | R-410A | 2.0167 | Residential & Commercial | Ducted CEE Tier 1
214243221 | Central HP <5.4 tons | DAY & NIGHT | HRCU-A-CB (Split System: Heat Pump with Remote Outdoor Unit-Air-Source) | CVH825GKA2* |  |  | EN(A,D)4X48L24**+WALLCON | *80CTL1352422B* | 24200 | 17 | 8.1 | 21200 | 16600 | 78.3% | 2.02 | 0 | 11.5 |  |  |  | No | R-410A | 2.0167 | Residential & Commercial | Ducted CEE Tier 1
215676627 | Central HP <5.4 tons | ARCOAIRE | HRCU-A-CB (Split System: Heat Pump with Remote Outdoor Unit-Air-Source) | H5H0V48*K*AAA* |  |  | EVD5X60M24A*+WALLCON | *80CTL1102120B* | 48000 | 19 | 9 | 50000 | 36400 | 72.8% | 2 | 0 | 10.5 |  |  |  | No | R-454B | 4 | Residential & Commercial | Ducted CEE Tier 1
215676577 | Central HP <5.4 tons | ARCOAIRE | HRCU-A-CB (Split System: Heat Pump with Remote Outdoor Unit-Air-Source) | H5H0V48*K*AAA* |  |  | EVD5X60M21A*+WALLCON | *96CTN1002122B* | 48000 | 19 | 9 | 50000 | 36600 | 73.2% | 2 | 0 | 10 |  |  |  | No | R-454B | 4 | Residential & Commercial | Ducted CEE Tier 1
215676377 | Central HP <5.4 tons | ARCOAIRE | HRCU-A-CB (Split System: Heat Pump with Remote Outdoor Unit-Air-Source) | H5H0V48*K*AAA* |  |  | EVD5X49M24A*+WALLCON | *97CMN1202422B* | 48000 | 19 | 9 | 50000 | 36600 | 73.2% | 2 | 0 | 10 |  |  |  | No | R-454B | 4 | Residential & Commercial | Ducted CEE Tier 1
211262623 | Central HP <5.4 tons | KEEPRITE | HRCU-A-CB (Split System: Heat Pump with Remote Outdoor Unit-Air-Source) | DLCURAH18ABK |  |  | EN(A,D)4X24L14** | *95ESN0601412A* | 17800 | 16 | 8.5 | 18700 | 18800 | 100.5% | 2.26 | 0 | 11 |  |  |  | No | R-410A | 1.4833 | Residential & Commercial | Ducted CEE Tier 1
211263559 | Central HP <5.4 tons | KEEPRITE | HRCU-A-CB (Split System: Heat Pump with Remote Outdoor Unit-Air-Source) | DLCURAH18ABK |  |  | EN(A,D)4X24L17** | OLV098A12* | 18100 | 15.5 | 8.5 | 19100 | 18700 | 97.91% | 2.24 | 0 | 10.5 |  |  |  | No | R-410A | 1.5083 | Residential & Commercial | Ducted CEE Tier 1
211263768 | Central HP <5.4 tons | KEEPRITE | HRCU-A-CB (Split System: Heat Pump with Remote Outdoor Unit-Air-Source) | DLCURAH18ABK |  |  | EN(A,D)4X30L14** | *95ESN0261410A* | 18100 | 15.5 | 8.5 | 18800 | 18400 | 97.87% | 2.2 | 0 | 11 |  |  |  | No | R-410A | 1.5083 | Residential & Commercial | Ducted CEE Tier 1
211264720 | Central HP <5.4 tons | KEEPRITE | HRCU-A-CB (Split System: Heat Pump with Remote Outdoor Unit-Air-Source) | DLCURAH18ABK |  |  | EN(A,D)4X30L17** | OMV112K14A | 18200 | 15.5 | 8.5 | 18900 | 18400 | 97.35% | 2.2 | 0 | 11 |  |  |  | No | R-410A | 1.5167 | Residential & Commercial | Ducted CEE Tier 1
211264770 | Central HP <5.4 tons | KEEPRITE | HRCU-A-CB (Split System: Heat Pump with Remote Outdoor Unit-Air-Source) | DLCURAH18ABK |  |  | FEM4P18**AL |  | 17400 | 16 | 8.5 | 18300 | 19400 | 106% | 2.34 | 0 | 10.5 |  |  |  | No | R-410A | 1.45 | Residential & Commercial | Ducted CEE Tier 1
211264890 | Central HP <5.4 tons | KEEPRITE | HRCU-A-CB (Split System: Heat Pump with Remote Outdoor Unit-Air-Source) | DLCURAH18ABK |  |  | FXM4X24**AL |  | 18100 | 16 | 8.5 | 18600 | 18500 | 99.46% | 2.22 | 0 | 10.5 |  |  |  | No | R-410A | 1.5083 | Residential & Commercial | Ducted CEE Tier 1
211263355 | Central HP <5.4 tons | KEEPRITE | HRCU-A-CB (Split System: Heat Pump with Remote Outdoor Unit-Air-Source) | DLCURAH18ABK |  |  | EN(A,D)4X24L17** | *80ES(N,L)0701712A* | 18000 | 16 | 8.5 | 18900 | 18700 | 98.94% | 2.26 | 0 | 11 |  |  |  | No | R-410A | 1.5 | Residential & Commercial | Ducted CEE Tier 1
210595675 | Central HP <5.4 tons | KENMORE | HRCU-A-CB (Split System: Heat Pump with Remote Outdoor Unit-Air-Source) | (C,H,T)VH825GKA2* |  |  | EHD4X48AAL+WALLCON | *80CTL1352422A* | 24200 | 16 | 8.1 | 21200 | 16600 | 78.3% | 2.02 | 0 | 11 |  |  |  | No | R-410A | 2.0167 | Residential & Commercial | Ducted CEE Tier 1
210595690 | Central HP <5.4 tons | KENMORE | HRCU-A-CB (Split System: Heat Pump with Remote Outdoor Unit-Air-Source) | (C,H,T)VH825GKA2* |  |  | EN(A,D)4X48L24**+WALLCON | *95CSU0802120A* | 24200 | 17 | 8.1 | 21200 | 16600 | 78.3% | 2.02 | 0 | 11.5 |  |  |  | No | R-410A | 2.0167 | Residential & Commercial | Ducted CEE Tier 1
206767192 | Central HP <5.4 tons | KEEPRITE | HRCU-A-CB (Split System: Heat Pump with Remote Outdoor Unit-Air-Source) | CVH825GKA3* |  |  | EA*4X37L17A*+WALLCON | *80CSU0601716A* | 24200 | 16.5 | 8.1 | 21400 | 16700 | 78.04% | 1.98 | 11.5 | 10.5 |  |  |  | No | R-410A | 2.0167 | Residential & Commercial | Ducted CEE Tier 1
206767521 | Central HP <5.4 tons | KEEPRITE | HRCU-A-CB (Split System: Heat Pump with Remote Outdoor Unit-Air-Source) | CVH825GKA3* |  |  | EA*4X36L21A*+WALLCON | *95CSU1002122A* | 23600 | 16.5 | 8.1 | 21400 | 16600 | 77.57% | 1.94 | 11.5 | 10.5 |  |  |  | No | R-410A | 1.9667 | Residential & Commercial | Ducted CEE Tier 1
206767530 | Central HP <5.4 tons | KEEPRITE | HRCU-A-CB (Split System: Heat Pump with Remote Outdoor Unit-Air-Source) | CVH825GKA3* |  |  | EA*4X37L17A*+WALLCON | *95CSU0601716A* | 24200 | 16.5 | 8.1 | 21400 | 16800 | 78.5% | 1.98 | 11 | 10.5 |  |  |  | No | R-410A | 2.0167 | Residential & Commercial | Ducted CEE Tier 1
206765831 | Central HP <5.4 tons | KEEPRITE | HRCU-A-CB (Split System: Heat Pump with Remote Outdoor Unit-Air-Source) | CVH825GKA3* |  |  | EA*4X36L21A*+WALLCON | *80CTL0901716A* | 23600 | 17.5 | 8.1 | 21400 | 16600 | 77.57% | 1.96 | 11 | 11 |  |  |  | No | R-410A | 1.9667 | Residential & Commercial | Ducted CEE Tier 1
206765867 | Central HP <5.4 tons | KEEPRITE | HRCU-A-CB (Split System: Heat Pump with Remote Outdoor Unit-Air-Source) | CVH825GKA3* |  |  | EA*4X37L17A*+WALLCON | *80CTL0701716A* | 24200 | 16.5 | 8.1 | 21400 | 16700 | 78.04% | 2 | 11 | 11 |  |  |  | No | R-410A | 2.0167 | Residential & Commercial | Ducted CEE Tier 1
206765633 | Central HP <5.4 tons | KEEPRITE | HRCU-A-CB (Split System: Heat Pump with Remote Outdoor Unit-Air-Source) | CVH825GKA3* |  |  | EA*4X30L17A*+WALLCON | *80CTL0701412A* | 23600 | 17 | 8.1 | 21600 | 16600 | 76.85% | 1.92 | 11.5 | 11 |  |  |  | No | R-410A | 1.9667 | Residential & Commercial | Ducted CEE Tier 1
206765597 | Central HP <5.4 tons | KEEPRITE | HRCU-A-CB (Split System: Heat Pump with Remote Outdoor Unit-Air-Source) | CVH825GKA3* |  |  | EA*4X30L17A*+WALLCON | *96CTN0601714A* | 23400 | 16 | 8.1 | 21600 | 16800 | 77.78% | 1.9 | 11 | 10.5 |  |  |  | No | R-410A | 1.95 | Residential & Commercial | Ducted CEE Tier 1
206765849 | Central HP <5.4 tons | KEEPRITE | HRCU-A-CB (Split System: Heat Pump with Remote Outdoor Unit-Air-Source) | CVH825GKA3* |  |  | EA*4X36L21A*+WALLCON | *97CMN0602120A* | 23600 | 16 | 8.1 | 21600 | 16700 | 77.31% | 1.92 | 11 | 10.5 |  |  |  | No | R-410A | 1.9667 | Residential & Commercial | Ducted CEE Tier 1
206765858 | Central HP <5.4 tons | KEEPRITE | HRCU-A-CB (Split System: Heat Pump with Remote Outdoor Unit-Air-Source) | CVH825GKA3* |  |  | EA*4X37L17A*+WALLCON | *80CTL0451712A* | 24000 | 16 | 8.1 | 21600 | 16800 | 77.78% | 1.98 | 11 | 10.5 |  |  |  | No | R-410A | 2 | Residential & Commercial | Ducted CEE Tier 1
206766056 | Central HP <5.4 tons | KEEPRITE | HRCU-A-CB (Split System: Heat Pump with Remote Outdoor Unit-Air-Source) | CVH825GKA3* |  |  | EA*4X37L21A*+WALLCON | *97CMN0602120A* | 24400 | 16.5 | 8.1 | 21200 | 16700 | 78.77% | 2.02 | 11 | 11 |  |  |  | No | R-410A | 2.0333 | Residential & Commercial | Ducted CEE Tier 1
206765984 | Central HP <5.4 tons | KEEPRITE | HRCU-A-CB (Split System: Heat Pump with Remote Outdoor Unit-Air-Source) | CVH825GKA3* |  |  | EA*4X37L21A*+WALLCON | *97CMN0601714A* | 24200 | 16 | 8.1 | 21200 | 16800 | 79.25% | 2 | 11 | 11 |  |  |  | No | R-410A | 2.0167 | Residential & Commercial | Ducted CEE Tier 1
206767102 | Central HP <5.4 tons | KEEPRITE | HRCU-A-CB (Split System: Heat Pump with Remote Outdoor Unit-Air-Source) | CVH825GKA3* |  |  | EA*4X25L17A*+WALLCON | *80CSU0601716A* | 24400 | 16.5 | 8.1 | 21200 | 16600 | 78.3% | 2 | 11.5 | 11 |  |  |  | No | R-410A | 2.0333 | Residential & Commercial | Ducted CEE Tier 1
206767201 | Central HP <5.4 tons | KEEPRITE | HRCU-A-CB (Split System: Heat Pump with Remote Outdoor Unit-Air-Source) | CVH825GKA3* |  |  | EA*4X37L21A*+WALLCON | *80CSU0401712A* | 24400 | 17 | 8.5 | 21200 | 16600 | 78.3% | 2.02 | 11.5 | 11 |  |  |  | No | R-410A | 2.0333 | Residential & Commercial | Ducted CEE Tier 1
206767210 | Central HP <5.4 tons | KEEPRITE | HRCU-A-CB (Split System: Heat Pump with Remote Outdoor Unit-Air-Source) | CVH825GKA3* |  |  | EA*4X37L21A*+WALLCON | *80CSU0601716A* | 24400 | 17 | 8.1 | 21200 | 16600 | 78.3% | 2.02 | 11.5 | 11 |  |  |  | No | R-410A | 2.0333 | Residential & Commercial | Ducted CEE Tier 1
206767228 | Central HP <5.4 tons | KEEPRITE | HRCU-A-CB (Split System: Heat Pump with Remote Outdoor Unit-Air-Source) | CVH825GKA3* |  |  | EA*4X37L21A*+WALLCON | *80CSU1002120A* | 24400 | 16.5 | 8.1 | 21200 | 16700 | 78.77% | 2.02 | 11.5 | 10.5 |  |  |  | No | R-410A | 2.0333 | Residential & Commercial | Ducted CEE Tier 1
206765615 | Central HP <5.4 tons | KEEPRITE | HRCU-A-CB (Split System: Heat Pump with Remote Outdoor Unit-Air-Source) | CVH825GKA3* |  |  | EA*4X30L17A*+WALLCON | *97CMN0601714A* | 23200 | 16 | 8.1 | 21600 | 16900 | 78.24% | 1.9 | 11 | 10.5 |  |  |  | No | R-410A | 1.9333 | Residential & Commercial | Ducted CEE Tier 1
206765570 | Central HP <5.4 tons | KEEPRITE | HRCU-A-CB (Split System: Heat Pump with Remote Outdoor Unit-Air-Source) | CVH825GKA3* |  |  | EA*4X30L14A*+WALLCON | *80CTL0701412A* | 23400 | 17 | 8.1 | 21600 | 16700 | 77.31% | 1.92 | 11 | 11 |  |  |  | No | R-410A | 1.95 | Residential & Commercial | Ducted CEE Tier 1
206765419 | Central HP <5.4 tons | KEEPRITE | HRCU-A-CB (Split System: Heat Pump with Remote Outdoor Unit-Air-Source) | CVH825GKA3* |  |  | EA*4X24L17A*+WALLCON | *80CTL0451712A* | 23200 | 16 | 8.1 | 22000 | 16900 | 76.82% | 1.88 | 11 | 10.5 |  |  |  | No | R-410A | 1.9333 | Residential & Commercial | Ducted CEE Tier 1
206765437 | Central HP <5.4 tons | KEEPRITE | HRCU-A-CB (Split System: Heat Pump with Remote Outdoor Unit-Air-Source) | CVH825GKA3* |  |  | EA*4X24L17A*+WALLCON | *96CTN0601714A* | 23200 | 16 | 8.1 | 22000 | 16900 | 76.82% | 1.88 | 11 | 10.5 |  |  |  | No | R-410A | 1.9333 | Residential & Commercial | Ducted CEE Tier 1
206767084 | Central HP <5.4 tons | KEEPRITE | HRCU-A-CB (Split System: Heat Pump with Remote Outdoor Unit-Air-Source) | CVH825GKA3* |  |  | EA*4X24L17A*+WALLCON | *80CSU0601716A* | 23200 | 16.5 | 8.1 | 22000 | 16800 | 76.36% | 1.88 | 11 | 10.5 |  |  |  | No | R-410A | 1.9333 | Residential & Commercial | Ducted CEE Tier 1
206767093 | Central HP <5.4 tons | KEEPRITE | HRCU-A-CB (Split System: Heat Pump with Remote Outdoor Unit-Air-Source) | CVH825GKA3* |  |  | EA*4X25L17A*+WALLCON | *80CSU0401712A* | 24400 | 17 | 8.1 | 21200 | 16600 | 78.3% | 2.02 | 11.5 | 11 |  |  |  | No | R-410A | 2.0333 | Residential & Commercial | Ducted CEE Tier 1
206767120 | Central HP <5.4 tons | KEEPRITE | HRCU-A-CB (Split System: Heat Pump with Remote Outdoor Unit-Air-Source) | CVH825GKA3* |  |  | EA*4X30L17A*+WALLCON | *80CSU0601716A* | 23400 | 16.5 | 8.1 | 21600 | 16700 | 77.31% | 1.9 | 11 | 10.5 |  |  |  | No | R-410A | 1.95 | Residential & Commercial | Ducted CEE Tier 1
206765455 | Central HP <5.4 tons | KEEPRITE | HRCU-A-CB (Split System: Heat Pump with Remote Outdoor Unit-Air-Source) | CVH825GKA3* |  |  | EA*4X24L17A*+WALLCON | *97CMN0601714A* | 23000 | 16 | 8.1 | 22000 | 17000 | 77.27% | 1.88 | 11 | 10.5 |  |  |  | No | R-410A | 1.9167 | Residential & Commercial | Ducted CEE Tier 1
213773112 | Central HP <5.4 tons | KEEPRITE | HRCU-A-CB (Split System: Heat Pump with Remote Outdoor Unit-Air-Source) | CVH825GKA3* |  |  | EA*4X36L21A*+WALLCON | *97CMN0801714B* | 23600 | 16.5 | 8.1 | 21600 | 16700 | 77.31% | 1.92 | 0 | 10.5 |  |  |  | No | R-410A | 1.9667 | Residential & Commercial | Ducted CEE Tier 1
213773162 | Central HP <5.4 tons | KEEPRITE | HRCU-A-CB (Split System: Heat Pump with Remote Outdoor Unit-Air-Source) | CVH825GKA3* |  |  | EA*4X37L17A*+WALLCON | *80CTL0451712B* | 24000 | 16 | 8.1 | 21600 | 16800 | 77.78% | 1.98 | 0 | 10.5 |  |  |  | No | R-410A | 2 | Residential & Commercial | Ducted CEE Tier 1
213773242 | Central HP <5.4 tons | KEEPRITE | HRCU-A-CB (Split System: Heat Pump with Remote Outdoor Unit-Air-Source) | CVH825GKA3* |  |  | EA*4X37L17A*+WALLCON | *96CTN0601714B* | 24000 | 16 | 8.1 | 21400 | 16700 | 78.04% | 1.98 | 0 | 10.5 |  |  |  | No | R-410A | 2 | Residential & Commercial | Ducted CEE Tier 1
206765624 | Central HP <5.4 tons | KEEPRITE | HRCU-A-CB (Split System: Heat Pump with Remote Outdoor Unit-Air-Source) | CVH825GKA3* |  |  | EA*4X30L17A*+WALLCON | *97CMN0801714A* | 23400 | 16 | 8.1 | 21600 | 16800 | 77.78% | 1.9 | 11 | 10.5 |  |  |  | No | R-410A | 1.95 | Residential & Commercial | Ducted CEE Tier 1
213772902 | Central HP <5.4 tons | KEEPRITE | HRCU-A-CB (Split System: Heat Pump with Remote Outdoor Unit-Air-Source) | CVH825GKA3* |  |  | EA*4X30L17A*+WALLCON | *97CMN0801714B* | 23400 | 16 | 8.1 | 21600 | 16700 | 77.31% | 1.9 | 0 | 10.5 |  |  |  | No | R-410A | 1.95 | Residential & Commercial | Ducted CEE Tier 1
213773832 | Central HP <5.4 tons | KEEPRITE | HRCU-A-CB (Split System: Heat Pump with Remote Outdoor Unit-Air-Source) | CVH825GKA3* |  |  | EA*4X48L24A*+WALLCON | *80CTL1352422B* | 24200 | 17 | 8.1 | 21000 | 16500 | 78.57% | 2.02 | 0 | 11 |  |  |  | No | R-410A | 2.0167 | Residential & Commercial | Ducted CEE Tier 1
206767699 | Central HP <5.4 tons | KEEPRITE | HRCU-A-CB (Split System: Heat Pump with Remote Outdoor Unit-Air-Source) | CVH825GKA3* |  |  | EHD4X36AAL+WALLCON | *95CSU0802120A* | 24000 | 16 | 8.1 | 21400 | 16600 | 77.57% | 1.98 | 11 | 10.5 |  |  |  | No | R-410A | 2 | Residential & Commercial | Ducted CEE Tier 1
206766868 | Central HP <5.4 tons | KEEPRITE | HRCU-A-CB (Split System: Heat Pump with Remote Outdoor Unit-Air-Source) | CVH825GKA3* |  |  | EHD4X30AAL+WALLCON | *80CTL0701412A* | 23800 | 16 | 8.1 | 21800 | 16700 | 76.61% | 1.98 | 11 | 10.5 |  |  |  | No | R-410A | 1.9833 | Residential & Commercial | Ducted CEE Tier 1
206765516 | Central HP <5.4 tons | KEEPRITE | HRCU-A-CB (Split System: Heat Pump with Remote Outdoor Unit-Air-Source) | CVH825GKA3* |  |  | EA*4X25L17A*+WALLCON | *96CTN0601714A* | 24200 | 16.5 | 8.1 | 21400 | 16700 | 78.04% | 2 | 11 | 11 |  |  |  | No | R-410A | 2.0167 | Residential & Commercial | Ducted CEE Tier 1
206765732 | Central HP <5.4 tons | KEEPRITE | HRCU-A-CB (Split System: Heat Pump with Remote Outdoor Unit-Air-Source) | CVH825GKA3* |  |  | EA*4X36L21A*+WALLCON | *80CTL0701716A* | 23600 | 16.5 | 8.1 | 21400 | 16600 | 77.57% | 1.94 | 11 | 11 |  |  |  | No | R-410A | 1.9667 | Residential & Commercial | Ducted CEE Tier 1
206766029 | Central HP <5.4 tons | KEEPRITE | HRCU-A-CB (Split System: Heat Pump with Remote Outdoor Unit-Air-Source) | CVH825GKA3* |  |  | EA*4X37L21A*+WALLCON | *96CTN1002122A* | 24400 | 16.5 | 8.5 | 21200 | 16600 | 78.3% | 2.04 | 11 | 11 |  |  |  | No | R-410A | 2.0333 | Residential & Commercial | Ducted CEE Tier 1
206767147 | Central HP <5.4 tons | KEEPRITE | HRCU-A-CB (Split System: Heat Pump with Remote Outdoor Unit-Air-Source) | CVH825GKA3* |  |  | EA*4X36L21A*+WALLCON | *80CSU0401712A* | 23600 | 17 | 8.1 | 21400 | 16600 | 77.57% | 1.94 | 11.5 | 10.5 |  |  |  | No | R-410A | 1.9667 | Residential & Commercial | Ducted CEE Tier 1
206765525 | Central HP <5.4 tons | KEEPRITE | HRCU-A-CB (Split System: Heat Pump with Remote Outdoor Unit-Air-Source) | CVH825GKA3* |  |  | EA*4X25L17A*+WALLCON | *96CTN0801714A* | 24200 | 16.5 | 8.1 | 21400 | 16700 | 78.04% | 2 | 11 | 11 |  |  |  | No | R-410A | 2.0167 | Residential & Commercial | Ducted CEE Tier 1
206767548 | Central HP <5.4 tons | KEEPRITE | HRCU-A-CB (Split System: Heat Pump with Remote Outdoor Unit-Air-Source) | CVH825GKA3* |  |  | EA*4X37L21A*+WALLCON | *95CSU0802120A* | 24400 | 17 | 8.5 | 21200 | 16600 | 78.3% | 2.04 | 11.5 | 11 |  |  |  | No | R-410A | 2.0333 | Residential & Commercial | Ducted CEE Tier 1
206766011 | Central HP <5.4 tons | KEEPRITE | HRCU-A-CB (Split System: Heat Pump with Remote Outdoor Unit-Air-Source) | CVH825GKA3* |  |  | EA*4X37L21A*+WALLCON | *97CMN1002122A* | 24400 | 16.5 | 8.5 | 21200 | 16600 | 78.3% | 2.04 | 11 | 11 |  |  |  | No | R-410A | 2.0333 | Residential & Commercial | Ducted CEE Tier 1
206767183 | Central HP <5.4 tons | KEEPRITE | HRCU-A-CB (Split System: Heat Pump with Remote Outdoor Unit-Air-Source) | CVH825GKA3* |  |  | EA*4X37L17A*+WALLCON | *80CSU0401712A* | 24200 | 17 | 8.1 | 21400 | 16600 | 77.57% | 2 | 11.5 | 11 |  |  |  | No | R-410A | 2.0167 | Residential & Commercial | Ducted CEE Tier 1
206765678 | Central HP <5.4 tons | KEEPRITE | HRCU-A-CB (Split System: Heat Pump with Remote Outdoor Unit-Air-Source) | CVH825GKA3* |  |  | EA*4X36L17A*+WALLCON | *96CTN0801714A* | 23600 | 16.5 | 8.1 | 21600 | 16700 | 77.31% | 1.92 | 11.5 | 10.5 |  |  |  | No | R-410A | 1.9667 | Residential & Commercial | Ducted CEE Tier 1
206765660 | Central HP <5.4 tons | KEEPRITE | HRCU-A-CB (Split System: Heat Pump with Remote Outdoor Unit-Air-Source) | CVH825GKA3* |  |  | EA*4X36L17A*+WALLCON | *80CTL0701716A* | 23600 | 16.5 | 8.1 | 21400 | 16700 | 78.04% | 1.94 | 11.5 | 11 |  |  |  | No | R-410A | 1.9667 | Residential & Commercial | Ducted CEE Tier 1
213774462 | Central HP <5.4 tons | KEEPRITE | HRCU-A-CB (Split System: Heat Pump with Remote Outdoor Unit-Air-Source) | CVH825GKA3* |  |  | EHD4X42AAL+WALLCON | *95CSU0601716B* | 24000 | 16 | 8.1 | 21400 | 16600 | 77.57% | 1.98 | 0 | 10.5 |  |  |  | No | R-410A | 2 | Residential & Commercial | Ducted CEE Tier 1
206767494 | Central HP <5.4 tons | KEEPRITE | HRCU-A-CB (Split System: Heat Pump with Remote Outdoor Unit-Air-Source) | CVH825GKA3* |  |  | EA*4X36L17A*+WALLCON | *95CSU0601716A* | 23400 | 16.5 | 8.1 | 21600 | 16800 | 77.78% | 1.92 | 11 | 10.5 |  |  |  | No | R-410A | 1.95 | Residential & Commercial | Ducted CEE Tier 1
206767512 | Central HP <5.4 tons | KEEPRITE | HRCU-A-CB (Split System: Heat Pump with Remote Outdoor Unit-Air-Source) | CVH825GKA3* |  |  | EA*4X36L21A*+WALLCON | *95CSU0802120A* | 23600 | 16.5 | 8.1 | 21400 | 16600 | 77.57% | 1.94 | 11 | 11 |  |  |  | No | R-410A | 1.9667 | Residential & Commercial | Ducted CEE Tier 1
206765822 | Central HP <5.4 tons | KEEPRITE | HRCU-A-CB (Split System: Heat Pump with Remote Outdoor Unit-Air-Source) | CVH825GKA3* |  |  | EA*4X36L21A*+WALLCON | *96CTN1002122A* | 23600 | 16.5 | 8.1 | 21400 | 16600 | 77.57% | 1.94 | 11 | 11 |  |  |  | No | R-410A | 1.9667 | Residential & Commercial | Ducted CEE Tier 1
206765975 | Central HP <5.4 tons | KEEPRITE | HRCU-A-CB (Split System: Heat Pump with Remote Outdoor Unit-Air-Source) | CVH825GKA3* |  |  | EA*4X37L21A*+WALLCON | *96CTN0801714A* | 24400 | 16.5 | 8.1 | 21200 | 16700 | 78.77% | 2.02 | 11 | 11 |  |  |  | No | R-410A | 2.0333 | Residential & Commercial | Ducted CEE Tier 1
206766877 | Central HP <5.4 tons | KEEPRITE | HRCU-A-CB (Split System: Heat Pump with Remote Outdoor Unit-Air-Source) | CVH825GKA3* |  |  | EHD4X30AAL+WALLCON | *80CTL0901716A* | 23800 | 16 | 8.1 | 21800 | 16700 | 76.61% | 1.98 | 11 | 10.5 |  |  |  | No | R-410A | 1.9833 | Residential & Commercial | Ducted CEE Tier 1
206765705 | Central HP <5.4 tons | KEEPRITE | HRCU-A-CB (Split System: Heat Pump with Remote Outdoor Unit-Air-Source) | CVH825GKA3* |  |  | EA*4X36L17A*+WALLCON | *80CTL0701412A* | 23600 | 17 | 8.1 | 21400 | 16600 | 77.57% | 1.94 | 11 | 11 |  |  |  | No | R-410A | 1.9667 | Residential & Commercial | Ducted CEE Tier 1
206765687 | Central HP <5.4 tons | KEEPRITE | HRCU-A-CB (Split System: Heat Pump with Remote Outdoor Unit-Air-Source) | CVH825GKA3* |  |  | EA*4X36L17A*+WALLCON | *97CMN0601714A* | 23400 | 16 | 8.1 | 21600 | 16800 | 77.78% | 1.92 | 11 | 10.5 |  |  |  | No | R-410A | 1.95 | Residential & Commercial | Ducted CEE Tier 1
206765786 | Central HP <5.4 tons | KEEPRITE | HRCU-A-CB (Split System: Heat Pump with Remote Outdoor Unit-Air-Source) | CVH825GKA3* |  |  | EA*4X36L21A*+WALLCON | *97CMN0801714A* | 23600 | 16.5 | 8.1 | 21600 | 16700 | 77.31% | 1.92 | 11.5 | 11 |  |  |  | No | R-410A | 1.9667 | Residential & Commercial | Ducted CEE Tier 1
206765561 | Central HP <5.4 tons | KEEPRITE | HRCU-A-CB (Split System: Heat Pump with Remote Outdoor Unit-Air-Source) | CVH825GKA3* |  |  | EA*4X25L17A*+WALLCON | *80CTL0901716A* | 24400 | 17.5 | 8.5 | 21200 | 16600 | 78.3% | 2.04 | 12 | 11.5 |  |  |  | No | R-410A | 2.0333 | Residential & Commercial | Ducted CEE Tier 1
206767672 | Central HP <5.4 tons | KEEPRITE | HRCU-A-CB (Split System: Heat Pump with Remote Outdoor Unit-Air-Source) | CVH825GKA3* |  |  | EHD4X30AAL+WALLCON | *95CSU0802120A* | 23800 | 16 | 8.1 | 21800 | 16700 | 76.61% | 1.98 | 11 | 10.5 |  |  |  | No | R-410A | 1.9833 | Residential & Commercial | Ducted CEE Tier 1
206765939 | Central HP <5.4 tons | KEEPRITE | HRCU-A-CB (Split System: Heat Pump with Remote Outdoor Unit-Air-Source) | CVH825GKA3* |  |  | EA*4X37L21A*+WALLCON | *80CTL0701716A* | 24400 | 17 | 8.5 | 21200 | 16600 | 78.3% | 2.02 | 11 | 11 |  |  |  | No | R-410A | 2.0333 | Residential & Commercial | Ducted CEE Tier 1
206765966 | Central HP <5.4 tons | KEEPRITE | HRCU-A-CB (Split System: Heat Pump with Remote Outdoor Unit-Air-Source) | CVH825GKA3* |  |  | EA*4X37L21A*+WALLCON | *96CTN0601714A* | 24400 | 16.5 | 8.1 | 21200 | 16700 | 78.77% | 2.02 | 11 | 11 |  |  |  | No | R-410A | 2.0333 | Residential & Commercial | Ducted CEE Tier 1
206767557 | Central HP <5.4 tons | KEEPRITE | HRCU-A-CB (Split System: Heat Pump with Remote Outdoor Unit-Air-Source) | CVH825GKA3* |  |  | EA*4X37L21A*+WALLCON | *95CSU1002122A* | 24400 | 17 | 8.5 | 21200 | 16600 | 78.3% | 2.04 | 11.5 | 11 |  |  |  | No | R-410A | 2.0333 | Residential & Commercial | Ducted CEE Tier 1
206765804 | Central HP <5.4 tons | KEEPRITE | HRCU-A-CB (Split System: Heat Pump with Remote Outdoor Unit-Air-Source) | CVH825GKA3* |  |  | EA*4X36L21A*+WALLCON | *97CMN1002122A* | 23600 | 16.5 | 8.1 | 21400 | 16600 | 77.57% | 1.94 | 11 | 11 |  |  |  | No | R-410A | 1.9667 | Residential & Commercial | Ducted CEE Tier 1
206765651 | Central HP <5.4 tons | KEEPRITE | HRCU-A-CB (Split System: Heat Pump with Remote Outdoor Unit-Air-Source) | CVH825GKA3* |  |  | EA*4X36L17A*+WALLCON | *80CTL0451712A* | 23400 | 16 | 8.1 | 21600 | 16800 | 77.78% | 1.92 | 11 | 10.5 |  |  |  | No | R-410A | 1.95 | Residential & Commercial | Ducted CEE Tier 1
206765669 | Central HP <5.4 tons | KEEPRITE | HRCU-A-CB (Split System: Heat Pump with Remote Outdoor Unit-Air-Source) | CVH825GKA3* |  |  | EA*4X36L17A*+WALLCON | *96CTN0601714A* | 23400 | 16 | 8.1 | 21600 | 16800 | 77.78% | 1.92 | 11 | 10.5 |  |  |  | No | R-410A | 1.95 | Residential & Commercial | Ducted CEE Tier 1
206765759 | Central HP <5.4 tons | KEEPRITE | HRCU-A-CB (Split System: Heat Pump with Remote Outdoor Unit-Air-Source) | CVH825GKA3* |  |  | EA*4X36L21A*+WALLCON | *96CTN0601714A* | 23400 | 16.5 | 8.1 | 21600 | 16700 | 77.31% | 1.92 | 11 | 10.5 |  |  |  | No | R-410A | 1.95 | Residential & Commercial | Ducted CEE Tier 1
206765777 | Central HP <5.4 tons | KEEPRITE | HRCU-A-CB (Split System: Heat Pump with Remote Outdoor Unit-Air-Source) | CVH825GKA3* |  |  | EA*4X36L21A*+WALLCON | *97CMN0601714A* | 23400 | 16 | 8.1 | 21600 | 16800 | 77.78% | 1.92 | 11 | 10.5 |  |  |  | No | R-410A | 1.95 | Residential & Commercial | Ducted CEE Tier 1
206765876 | Central HP <5.4 tons | KEEPRITE | HRCU-A-CB (Split System: Heat Pump with Remote Outdoor Unit-Air-Source) | CVH825GKA3* |  |  | EA*4X37L17A*+WALLCON | *96CTN0601714A* | 24000 | 16 | 8.1 | 21400 | 16800 | 78.5% | 1.98 | 11 | 11 |  |  |  | No | R-410A | 2 | Residential & Commercial | Ducted CEE Tier 1
206765894 | Central HP <5.4 tons | KEEPRITE | HRCU-A-CB (Split System: Heat Pump with Remote Outdoor Unit-Air-Source) | CVH825GKA3* |  |  | EA*4X37L17A*+WALLCON | *97CMN0601714A* | 24000 | 16 | 8.1 | 21600 | 16900 | 78.24% | 1.98 | 11 | 10.5 |  |  |  | No | R-410A | 2 | Residential & Commercial | Ducted CEE Tier 1
206767075 | Central HP <5.4 tons | KEEPRITE | HRCU-A-CB (Split System: Heat Pump with Remote Outdoor Unit-Air-Source) | CVH825GKA3* |  |  | EA*4X24L17A*+WALLCON | *80CSU0401712A* | 23200 | 16.5 | 8.1 | 22000 | 16700 | 75.91% | 1.9 | 11 | 10.5 |  |  |  | No | R-410A | 1.9333 | Residential & Commercial | Ducted CEE Tier 1
206765714 | Central HP <5.4 tons | KEEPRITE | HRCU-A-CB (Split System: Heat Pump with Remote Outdoor Unit-Air-Source) | CVH825GKA3* |  |  | EA*4X36L17A*+WALLCON | *80CTL0901716A* | 23600 | 17 | 8.1 | 21400 | 16600 | 77.57% | 1.94 | 11.5 | 11 |  |  |  | No | R-410A | 1.9667 | Residential & Commercial | Ducted CEE Tier 1
206765723 | Central HP <5.4 tons | KEEPRITE | HRCU-A-CB (Split System: Heat Pump with Remote Outdoor Unit-Air-Source) | CVH825GKA3* |  |  | EA*4X36L21A*+WALLCON | *80CTL0451712A* | 23400 | 16 | 8.1 | 21600 | 16800 | 77.78% | 1.92 | 11 | 10.5 |  |  |  | No | R-410A | 1.95 | Residential & Commercial | Ducted CEE Tier 1
211263019 | Central HP <5.4 tons | KEEPRITE | HRCU-A-CB (Split System: Heat Pump with Remote Outdoor Unit-Air-Source) | DLCURAH18ABK |  |  | EN(A,D)4X24L17** | *95ESU0601716A* | 18500 | 15.5 | 8.5 | 19500 | 18400 | 94.36% | 2.24 | 0 | 11 |  |  |  | No | R-410A | 1.5417 | Residential & Commercial | Ducted CEE Tier 1
211264746 | Central HP <5.4 tons | KEEPRITE | HRCU-A-CB (Split System: Heat Pump with Remote Outdoor Unit-Air-Source) | DLCURAH18ABK |  |  | FJMA4*18L*A* |  | 18000 | 15.5 | 8.5 | 19000 | 19100 | 100.5% | 2.28 | 0 | 10.5 |  |  |  | No | R-410A | 1.5 | Residential & Commercial | Ducted CEE Tier 1
211265021 | Central HP <5.4 tons | KEEPRITE | HRCU-A-CB (Split System: Heat Pump with Remote Outdoor Unit-Air-Source) | DLCURAH18ABK |  |  | FM(C,U)4Z30**AL* |  | 18000 | 17.5 | 8.5 | 18500 | 18900 | 102.2% | 2.3 | 0 | 11 |  |  |  | No | R-410A | 1.5 | Residential & Commercial | Ducted CEE Tier 1
211263426 | Central HP <5.4 tons | KEEPRITE | HRCU-A-CB (Split System: Heat Pump with Remote Outdoor Unit-Air-Source) | DLCURAH18ABK |  |  | EN(A,D)4X24L17** | *92ESN0801716A* | 18500 | 16 | 8.5 | 19500 | 18400 | 94.36% | 2.24 | 0 | 11 |  |  |  | No | R-410A | 1.5417 | Residential & Commercial | Ducted CEE Tier 1
211262279 | Central HP <5.4 tons | KEEPRITE | HRCU-A-CB (Split System: Heat Pump with Remote Outdoor Unit-Air-Source) | DLCURAH18ABK |  |  | EN(A,D)4X18L14** | *96VSN0601412A* | 17600 | 15.5 | 8.5 | 18700 | 19300 | 103.2% | 2.32 | 0 | 10.5 |  |  |  | No | R-410A | 1.4667 | Residential & Commercial | Ducted CEE Tier 1
211265044 | Central HP <5.4 tons | KEEPRITE | HRCU-A-CB (Split System: Heat Pump with Remote Outdoor Unit-Air-Source) | DLCURAH18ABK |  |  | FVM4X24***L |  | 18100 | 16.5 | 8.5 | 18500 | 18000 | 97.3% | 2.18 | 0 | 11 |  |  |  | No | R-410A | 1.5083 | Residential & Commercial | Ducted CEE Tier 1
211263147 | Central HP <5.4 tons | KEEPRITE | HRCU-A-CB (Split System: Heat Pump with Remote Outdoor Unit-Air-Source) | DLCURAH18ABK |  |  | EN(A,D)4X24L17** | *95ESN0401410A* | 17800 | 15.5 | 8.5 | 18700 | 18800 | 100.5% | 2.26 | 0 | 10.5 |  |  |  | No | R-410A | 1.4833 | Residential & Commercial | Ducted CEE Tier 1
213772442 | Central HP <5.4 tons | KEEPRITE | HRCU-A-CB (Split System: Heat Pump with Remote Outdoor Unit-Air-Source) | CVH825GKA2* |  |  | EHD4X48AAL+WALLCON | *80CTL0701412B* | 24400 | 17 | 8.1 | 21200 | 16600 | 78.3% | 2.02 | 0 | 11 |  |  |  | No | R-410A | 2.0333 | Residential & Commercial | Ducted CEE Tier 1
215674308 | Central HP <5.4 tons | ARCOAIRE | HRCU-A-CB (Split System: Heat Pump with Remote Outdoor Unit-Air-Source) | H5H0V48*K*AAA* |  |  | EA*5X61M21A*+WALLCON | *80CSU0802120A* | 46000 | 18 | 9 | 47500 | 33600 | 70.74% | 2.08 | 0 | 10 |  |  |  | No | R-454B | 3.8333 | Residential & Commercial | Ducted CEE Tier 1
212940798 | Central HP <5.4 tons | CENTURY | HRCU-A-C (Split System: Heat Pump with Remote Outdoor Unit with No Indoor Fan --Air Source) | A-VCD24SA-1 |  |  | MCD18/24B1A |  | 24000 | 16.5 | 9.5 | 25000 | 20000 | 80% | 1.95 | 11 | 10.7 |  |  |  | No | R-410A | 2 | Residential & Commercial | Ducted CEE Tier 1
211264869 | Central HP <5.4 tons | KEEPRITE | HRCU-A-CB (Split System: Heat Pump with Remote Outdoor Unit-Air-Source) | DLCURAH18ABK |  |  | FXM4X18**AL |  | 17800 | 16.5 | 8.5 | 18300 | 18500 | 101.1% | 2.22 | 0 | 10.5 |  |  |  | No | R-410A | 1.4833 | Residential & Commercial | Ducted CEE Tier 1
211263816 | Central HP <5.4 tons | KEEPRITE | HRCU-A-CB (Split System: Heat Pump with Remote Outdoor Unit-Air-Source) | DLCURAH18ABK |  |  | EN(A,D)4X30L14** | *92ESN0601412A* | 18200 | 16 | 8.5 | 18700 | 18300 | 97.86% | 2.22 | 0 | 11 |  |  |  | No | R-410A | 1.5167 | Residential & Commercial | Ducted CEE Tier 1
211264684 | Central HP <5.4 tons | KEEPRITE | HRCU-A-CB (Split System: Heat Pump with Remote Outdoor Unit-Air-Source) | DLCURAH18ABK |  |  | EN(A,D)4X30L17** | OMV098J12* | 18400 | 16 | 8.5 | 18900 | 18300 | 96.83% | 2.2 | 0 | 11 |  |  |  | No | R-410A | 1.5333 | Residential & Commercial | Ducted CEE Tier 1
211264702 | Central HP <5.4 tons | KEEPRITE | HRCU-A-CB (Split System: Heat Pump with Remote Outdoor Unit-Air-Source) | DLCURAH18ABK |  |  | EN(A,D)4X30L17** | OLV098A12* | 18200 | 15.5 | 8.5 | 18800 | 18400 | 97.87% | 2.2 | 0 | 11 |  |  |  | No | R-410A | 1.5167 | Residential & Commercial | Ducted CEE Tier 1
211263284 | Central HP <5.4 tons | KEEPRITE | HRCU-A-CB (Split System: Heat Pump with Remote Outdoor Unit-Air-Source) | DLCURAH18ABK |  |  | EN(A,D)4X24L17** | *96VTN0601714A* | 17600 | 15.5 | 8.5 | 18600 | 18900 | 101.6% | 2.26 | 0 | 10.5 |  |  |  | No | R-410A | 1.4667 | Residential & Commercial | Ducted CEE Tier 1
211264664 | Central HP <5.4 tons | KEEPRITE | HRCU-A-CB (Split System: Heat Pump with Remote Outdoor Unit-Air-Source) | DLCURAH18ABK |  |  | EN(A,D)4X30L17** | *80ESU0601716A | 18700 | 16.5 | 8.5 | 19200 | 18200 | 94.79% | 2.2 | 0 | 11 |  |  |  | No | R-410A | 1.5583 | Residential & Commercial | Ducted CEE Tier 1
211263380 | Central HP <5.4 tons | KEEPRITE | HRCU-A-CB (Split System: Heat Pump with Remote Outdoor Unit-Air-Source) | DLCURAH18ABK |  |  | EN(A,D)4X24L17** | *92ESN0601412A* | 18100 | 16 | 8.5 | 19000 | 18600 | 97.89% | 2.24 | 0 | 11 |  |  |  | No | R-410A | 1.5083 | Residential & Commercial | Ducted CEE Tier 1
211262709 | Central HP <5.4 tons | KEEPRITE | HRCU-A-CB (Split System: Heat Pump with Remote Outdoor Unit-Air-Source) | DLCURAH18ABK |  |  | EN(A,D)4X24L14** | *80ES(N,L)0451412A* | 18000 | 16 | 8.5 | 18900 | 18700 | 98.94% | 2.26 | 0 | 11 |  |  |  | No | R-410A | 1.5 | Residential & Commercial | Ducted CEE Tier 1
215674162 | Central HP <5.4 tons | KENMORE | HRCU-A-CB (Split System: Heat Pump with Remote Outdoor Unit-Air-Source) | (C,H,T)5H0V48*K*AAA* |  |  | EA*5X60M24A*+WALLCON | *80CSU0802120A* | 45000 | 18 | 9 | 47000 | 33400 | 71.06% | 2.08 | 0 | 10 |  |  |  | No | R-454B | 3.75 | Residential & Commercial | Ducted CEE Tier 1
213772322 | Central HP <5.4 tons | KEEPRITE | HRCU-A-CB (Split System: Heat Pump with Remote Outdoor Unit-Air-Source) | CVH825GKA2* |  |  | EHD4X42AAL+WALLCON | *80CTL1352422B* | 24200 | 16 | 8.1 | 21400 | 16600 | 77.57% | 2 | 0 | 10.5 |  |  |  | No | R-410A | 2.0167 | Residential & Commercial | Ducted CEE Tier 1
213772372 | Central HP <5.4 tons | KEEPRITE | HRCU-A-CB (Split System: Heat Pump with Remote Outdoor Unit-Air-Source) | CVH825GKA2* |  |  | EHD4X42AAL+WALLCON | *97CMN1202422B* | 24200 | 16 | 8.1 | 21400 | 16600 | 77.57% | 2 | 0 | 10.5 |  |  |  | No | R-410A | 2.0167 | Residential & Commercial | Ducted CEE Tier 1
214242461 | Central HP <5.4 tons | DAY & NIGHT | HRCU-A-CB (Split System: Heat Pump with Remote Outdoor Unit-Air-Source) | CVH825GKA2* |  |  | EN(A,D)4X24L17**+WALLCON | *95CSU0601716B* | 23200 | 15.5 | 8.1 | 22000 | 16900 | 76.82% | 1.92 | 0 | 10.5 |  |  |  | No | R-410A | 1.9333 | Residential & Commercial | Ducted CEE Tier 1
213771269 | Central HP <5.4 tons | ARCOAIRE | HRCU-A-CB (Split System: Heat Pump with Remote Outdoor Unit-Air-Source) | HVH825GKA2* |  |  | EA*4X42L21A*+WALLCON | *80CTL0901716B* | 23800 | 16.5 | 8.1 | 21400 | 16600 | 77.57% | 1.96 | 0 | 10.5 |  |  |  | No | R-410A | 1.9833 | Residential & Commercial | Ducted CEE Tier 1
210596594 | Central HP <5.4 tons | BRYANT HEATING AND COOLING SYSTEMS | HRCU-A-CB (Split System: Heat Pump with Remote Outdoor Unit-Air-Source) | 288BNV037*0**A* |  |  | CSPH*6012AL*+UI | 83*CA36040C17*** | 33000 | 17 | 8.1 | 32200 | 24800 | 77.02% | 1.98 | 0 | 11 |  |  |  | No | R-410A | 2.75 | Residential & Commercial | Ducted CEE Tier 1
212940803 | Central HP <5.4 tons | CENTURY | HRCU-A-C (Split System: Heat Pump with Remote Outdoor Unit with No Indoor Fan --Air Source) | A-VCD30SA-1 |  |  | MCD30/36C1A |  | 30000 | 15.5 | 9.7 | 33000 | 27000 | 81.82% | 1.85 | 10.7 | 10.5 |  |  |  | No | R-410A | 2.5 | Residential & Commercial | Ducted CEE Tier 1
206997733 | Central HP <5.4 tons | KENMORE | HRCU-A-CB (Split System: Heat Pump with Remote Outdoor Unit-Air-Source) | (C,H,T)VH837GKA2* |  |  | EA*4X48L24A*+WALLCON | *97CMN1202422A* | 32200 | 17.5 | 8.5 | 32600 | 25000 | 76.69% | 1.98 | 12 | 11.7 |  |  |  | No | R-410A | 2.6833 | Residential & Commercial | Ducted CEE Tier 1
206997785 | Central HP <5.4 tons | KENMORE | HRCU-A-CB (Split System: Heat Pump with Remote Outdoor Unit-Air-Source) | (C,H,T)VH837GKA2* |  |  | EN(A,D)4X48L24**+WALLCON | *97CMN1202422A* | 32400 | 17.5 | 8.1 | 33000 | 24800 | 75.15% | 1.96 | 12 | 11.5 |  |  |  | No | R-410A | 2.7 | Residential & Commercial | Ducted CEE Tier 1
206997835 | Central HP <5.4 tons | KENMORE | HRCU-A-CB (Split System: Heat Pump with Remote Outdoor Unit-Air-Source) | (C,H,T)VH837GKA2* |  |  | EHD4X42AAL+WALLCON | *97CMN0602120A* | 32400 | 16.5 | 8.1 | 33400 | 25200 | 75.45% | 1.94 | 11.5 | 10.5 |  |  |  | No | R-410A | 2.7 | Residential & Commercial | Ducted CEE Tier 1
215934768 | Central HP <5.4 tons | ARCOAIRE | HRCU-A-CB (Split System: Heat Pump with Remote Outdoor Unit-Air-Source) | H5H3V36*K*AAA* |  |  | EVM5X43M21A*+WALLCON | *96CTN0601714B* | 34600 | 20.5 | 8.5 | 38000 | 27600 | 72.63% | 2.06 | 0 | 11.5 |  |  |  | No | R-454B | 2.8833 | Residential & Commercial | Ducted CEE Tier 1
215933948 | Central HP <5.4 tons | ARCOAIRE | HRCU-A-CB (Split System: Heat Pump with Remote Outdoor Unit-Air-Source) | H5H3V36*K*AAA* |  |  | ESH5X60M12A*+WALLCON | *96CTN1202422B* | 34200 | 19.5 | 9 | 34200 | 26000 | 76.02% | 1.94 | 0 | 11.7 |  |  |  | No | R-454B | 2.85 | Residential & Commercial | Ducted CEE Tier 1
214802096 | Central HP <5.4 tons | HISENSE | HRCU-A-CB (Split System: Heat Pump with Remote Outdoor Unit-Air-Source) | AUWR-24U3TK5 |  |  | AUH-24UX3TDH3 |  | 24000 | 20 | 10 | 24000 | 20800 | 86.67% | 2.3 | 0 | 12 |  |  |  | No | R-454B | 2 | Residential & Commercial | Ducted CEE Tier 1
216558228 | Central HP <5.4 tons | HISENSE | HRCU-A-CB (Split System: Heat Pump with Remote Outdoor Unit-Air-Source) | AOH-24U3T24P |  |  | AHU-24U3T24 |  | 24000 | 20 | 10 | 24000 | 20800 | 86.67% | 2.3 | 0 | 12 |  |  |  | No | R-454B | 2 | Residential & Commercial | Ducted CEE Tier 1
214841714 | Central HP <5.4 tons | HISENSE | HRCU-A-C (Split System: Heat Pump with Remote Outdoor Unit with No Indoor Fan --Air Source) | AUWR-48U3SP2 |  |  | DC61A44-245R |  | 42000 | 15.55 | 8.55 | 42000 | 34600 | 82.38% | 1.94 | 0 | 11.4 |  |  |  | No | R-410A | 3.5 | Residential & Commercial | Ducted CEE Tier 1
210595886 | Central HP <5.4 tons | KENMORE | HRCU-A-CB (Split System: Heat Pump with Remote Outdoor Unit-Air-Source) | (C,H,T)VH837GKA** |  |  | EN(A,D,W)4X48L21**+WALLCON | *80CSU0401712A* | 32400 | 17.5 | 8.1 | 33000 | 24800 | 75.15% | 1.94 | 0 | 11.7 |  |  |  | No | R-410A | 2.7 | Residential & Commercial | Ducted CEE Tier 1
215934298 | Central HP <5.4 tons | ARCOAIRE | HRCU-A-CB (Split System: Heat Pump with Remote Outdoor Unit-Air-Source) | H5H3V48*K*AAA* |  |  | EA*5X61M24A*+WALLCON | *80CSU1002120A* | 45500 | 21 | 9.5 | 48500 | 36800 | 75.88% | 2 | 0 | 11 |  |  |  | No | R-454B | 3.7917 | Residential & Commercial | Ducted CEE Tier 1
215934468 | Central HP <5.4 tons | ARCOAIRE | HRCU-A-CB (Split System: Heat Pump with Remote Outdoor Unit-Air-Source) | H5H3V48*K*AAA* |  |  | ESH5X48M12A*+WALLCON | *80CTL1102120B* | 44500 | 20.5 | 9 | 48500 | 36400 | 75.05% | 1.82 | 0 | 11 |  |  |  | No | R-454B | 3.7083 | Residential & Commercial | Ducted CEE Tier 1
210595815 | Central HP <5.4 tons | KENMORE | HRCU-A-CB (Split System: Heat Pump with Remote Outdoor Unit-Air-Source) | (C,H,T)VH837GKA** |  |  | EA*4X60L24A*+WALLCON | *95CSU1002122A* | 32800 | 18 | 8.5 | 31800 | 24800 | 77.99% | 2 | 0 | 11.5 |  |  |  | No | R-410A | 2.7333 | Residential & Commercial | Ducted CEE Tier 1
210595866 | Central HP <5.4 tons | KENMORE | HRCU-A-CB (Split System: Heat Pump with Remote Outdoor Unit-Air-Source) | (C,H,T)VH837GKA** |  |  | EHD4X60AAL+WALLCON | *96CTN1002122A* | 33000 | 17 | 8.1 | 32200 | 24800 | 77.02% | 2.02 | 0 | 11.5 |  |  |  | No | R-410A | 2.75 | Residential & Commercial | Ducted CEE Tier 1
210595898 | Central HP <5.4 tons | KENMORE | HRCU-A-CB (Split System: Heat Pump with Remote Outdoor Unit-Air-Source) | (C,H,T)VH837GKA** |  |  | EN(A,D,W)4X60L24**+WALLCON | *97CMN1002122A* | 32800 | 18 | 8.1 | 32200 | 24600 | 76.4% | 1.98 | 0 | 12 |  |  |  | No | R-410A | 2.7333 | Residential & Commercial | Ducted CEE Tier 1
204456868 | Central HP <5.4 tons | KENMORE | HRCU-A-CB (Split System: Heat Pump with Remote Outdoor Unit-Air-Source) | (C,H,T)VH825GKA2* |  |  | EA*4X37L17A*+WALLCON | *97CMN0801714A* | 24200 | 16 | 8.1 | 21400 | 16800 | 78.5% | 1.98 | 11 | 11 |  |  |  | No | R-410A | 2.0167 | Residential & Commercial | Ducted CEE Tier 1
215932381 | Central HP <5.4 tons | KEEPRITE | HRCU-A-CB (Split System: Heat Pump with Remote Outdoor Unit-Air-Source) | C5H3V36*K*AAA* |  |  | EA*5X43M21A*+WALLCON | *96CTN0601714B* | 33800 | 19.5 | 9.5 | 34200 | 26000 | 76.02% | 2.06 | 0 | 11 |  |  |  | No | R-454B | 2.8167 | Residential & Commercial | Ducted CEE Tier 1
215932260 | Central HP <5.4 tons | DAY & NIGHT | HRCU-A-CB (Split System: Heat Pump with Remote Outdoor Unit-Air-Source) | C5H3V36*K*AAA* |  |  | EA*5X42M21A*+WALLCON | *80CTL1102120B* | 32800 | 20 | 9.5 | 34600 | 26600 | 76.88% | 2.02 | 0 | 11.5 |  |  |  | No | R-454B | 2.7333 | Residential & Commercial | Ducted CEE Tier 1
213411088 | Central HP <5.4 tons | HISENSE | HRCU-A-C (Split System: Heat Pump with Remote Outdoor Unit with No Indoor Fan --Air Source) | AUWR-48U3SP |  |  | DC61A44-245R |  | 42000 | 15.55 | 8.55 | 42000 | 34600 | 82.38% | 1.94 | 0 | 11.4 |  |  |  | No | R-410A | 3.5 | Residential & Commercial | Ducted CEE Tier 1
215669448 | Central HP <5.4 tons | DAY & NIGHT | HRCU-A-CB (Split System: Heat Pump with Remote Outdoor Unit-Air-Source) | C5H0V36*K*AAA* |  |  | EA*5X61M21A*+WALLCON | *80CSU1002120A* | 34800 | 18 | 9 | 34400 | 24800 | 72.09% | 1.9 | 0 | 10 |  |  |  | No | R-454B | 2.9 | Residential & Commercial | Ducted CEE Tier 1
205750709 | Central HP <5.4 tons | KENMORE | HRCU-A-CB (Split System: Heat Pump with Remote Outdoor Unit-Air-Source) | (C,H,T)VH825GKA2* |  |  | EA*4X37L21A*+WALLCON | *97CMN1002122A* | 24400 | 16.5 | 8.5 | 21200 | 16600 | 78.3% | 2.04 | 11 | 11 |  |  |  | No | R-410A | 2.0333 | Residential & Commercial | Ducted CEE Tier 1
214719879 | Central HP <5.4 tons | LUXAIRE | HRCU-A-CB (Split System: Heat Pump with Remote Outdoor Unit-Air-Source) | HH836E2S11 |  |  | CTU48C5XFS1+TXV | TL8E100C20UH11 | 33400 | 18 | 9 | 31400 | 25200 | 80.25% | 2 | 0 | 11 |  |  |  | No | R-454B | 2.7833 | Residential & Commercial | Ducted CEE Tier 1
214719906 | Central HP <5.4 tons | LUXAIRE | HRCU-A-CB (Split System: Heat Pump with Remote Outdoor Unit-Air-Source) | HH836E2S11 |  |  | CTU48C5XFS1+TXV | TM9Y100C20MP11 | 34200 | 17 | 8.5 | 32800 | 26000 | 79.27% | 2 | 0 | 10 |  |  |  | No | R-454B | 2.85 | Residential & Commercial | Ducted CEE Tier 1
214719713 | Central HP <5.4 tons | LUXAIRE | HRCU-A-CB (Split System: Heat Pump with Remote Outdoor Unit-Air-Source) | HH836E2S11 |  |  | CTU36B5XDS1+TXV | TP9C080B12MP13 | 33000 | 18 | 8.5 | 30800 | 25000 | 81.17% | 2 | 0 | 11 |  |  |  | No | R-454B | 2.75 | Residential & Commercial | Ducted CEE Tier 1
211756643 | Central HP <5.4 tons | LPS Legacy | HRCU-A-CB (Split System: Heat Pump with Remote Outdoor Unit-Air-Source) | DLCURAH24ABK |  |  | DLFUAAH24XAK |  | 24000 | 17.4 | 10 | 24000 | 22600 | 94.17% | 1.91 | 12.5 | 11.7 |  |  |  | No | R-410A | 2 | Residential & Commercial | Ducted CEE Tier 1
206903533 | Central HP <5.4 tons | HISENSE | HRCU-A-CB (Split System: Heat Pump with Remote Outdoor Unit-Air-Source) | AUWR-48U3SP2 |  |  | AUH-48UX3SEH2 |  | 48000 | 17.5 | 8.5 | 47000 | 33000 | 70.21% | 1.9 | 10.2 | 10.1 |  |  |  | No | R-410A | 4 | Residential & Commercial | Ducted CEE Tier 1
216558230 | Central HP <5.4 tons | HISENSE | HRCU-A-CB (Split System: Heat Pump with Remote Outdoor Unit-Air-Source) | AOH-60U3T24P |  |  | AHU-60U3T24 |  | 57000 | 19 | 9 | 57000 | 42000 | 73.68% | 2.46 | 0 | 11 |  |  |  | No | R-454B | 4.75 | Residential & Commercial | Ducted CEE Tier 1
205750748 | Central HP <5.4 tons | KEEPRITE | HRCU-A-CB (Split System: Heat Pump with Remote Outdoor Unit-Air-Source) | CVH825GKA2* |  |  | EA*4X37L21A*+WALLCON | *97CMN0602120A* | 24400 | 16.5 | 8.1 | 21200 | 16700 | 78.77% | 2.02 | 11 | 11 |  |  |  | No | R-410A | 2.0333 | Residential & Commercial | Ducted CEE Tier 1
204456794 | Central HP <5.4 tons | KEEPRITE | HRCU-A-CB (Split System: Heat Pump with Remote Outdoor Unit-Air-Source) | CVH825GKA2* |  |  | EA*4X36L21A*+WALLCON | *80CTL0901716A* | 23600 | 17.5 | 8.1 | 21400 | 16600 | 77.57% | 1.96 | 11 | 11 |  |  |  | No | R-410A | 1.9667 | Residential & Commercial | Ducted CEE Tier 1
204456830 | Central HP <5.4 tons | KEEPRITE | HRCU-A-CB (Split System: Heat Pump with Remote Outdoor Unit-Air-Source) | CVH825GKA2* |  |  | EA*4X37L17A*+WALLCON | *80CTL0701716A* | 24200 | 16.5 | 8.1 | 21400 | 16700 | 78.04% | 2 | 11 | 11 |  |  |  | No | R-410A | 2.0167 | Residential & Commercial | Ducted CEE Tier 1
211245147 | Central HP <5.4 tons | ARCOAIRE | HRCU-A-CB (Split System: Heat Pump with Remote Outdoor Unit-Air-Source) | DLCURAH24ABK |  |  | EN(A,D,W)4X36L17** | *80ES(N,L)0901714A* | 24600 | 16.5 | 8.1 | 26400 | 22600 | 85.61% | 1.86 | 0 | 10.5 |  |  |  | No | R-410A | 2.05 | Residential & Commercial | Ducted CEE Tier 1
211242087 | Central HP <5.4 tons | ARCOAIRE | HRCU-A-CB (Split System: Heat Pump with Remote Outdoor Unit-Air-Source) | DLCURAH24ABK |  |  | EA*4X36L17A* | *80ES(N,L)0451712A* | 24200 | 16.5 | 8.5 | 26200 | 22600 | 86.26% | 1.88 | 0 | 10 |  |  |  | No | R-410A | 2.0167 | Residential & Commercial | Ducted CEE Tier 1
211241135 | Central HP <5.4 tons | ARCOAIRE | HRCU-A-CB (Split System: Heat Pump with Remote Outdoor Unit-Air-Source) | DLCURAH24ABK |  |  | EA*4X25L17A* | *92ESN0801716A* | 25000 | 17.5 | 8.5 | 25600 | 21000 | 82.03% | 1.78 | 0 | 10.5 |  |  |  | No | R-410A | 2.0833 | Residential & Commercial | Ducted CEE Tier 1
212986635 | Central HP <5.4 tons | ARCOAIRE | HRCU-A-CB (Split System: Heat Pump with Remote Outdoor Unit-Air-Source) | DLCURAH24ABK |  |  | EN(A,D,W)4X36L17** | *96MSN0401712A* | 23200 | 15.5 | 8.1 | 26000 | 24400 | 93.85% | 2.02 | 0 | 10 |  |  |  | No | R-410A | 1.9333 | Residential & Commercial | Ducted CEE Tier 1
212984077 | Central HP <5.4 tons | ARCOAIRE | HRCU-A-CB (Split System: Heat Pump with Remote Outdoor Unit-Air-Source) | DLCURAH24ABK |  |  | EA*4X36L21A* | *92MSN0601714A* | 23800 | 17.5 | 8.5 | 26200 | 23600 | 90.08% | 1.96 | 0 | 10 |  |  |  | No | R-410A | 1.9833 | Residential & Commercial | Ducted CEE Tier 1
213779102 | Central HP <5.4 tons | KEEPRITE | HRCU-A-CB (Split System: Heat Pump with Remote Outdoor Unit-Air-Source) | CVH837GKA** |  |  | EA*4X42L21A*+WALLCON | *80CTL1102120B* | 31800 | 17 | 8.1 | 32800 | 24200 | 73.78% | 1.88 | 0 | 11 |  |  |  | No | R-410A | 2.65 | Residential & Commercial | Ducted CEE Tier 1
213075926 | Central HP <5.4 tons | ARCOAIRE | HRCU-A-CB (Split System: Heat Pump with Remote Outdoor Unit-Air-Source) | DLCURAH36ABK |  |  | EA*4X43L21A* | *95MSU1002120A* | 36400 | 16 | 8.5 | 38000 | 34800 | 91.58% | 2.06 | 0 | 10 |  |  |  | No | R-410A | 3.0333 | Residential & Commercial | Ducted CEE Tier 1
206771124 | Central HP <5.4 tons | KEEPRITE | HRCU-A-CB (Split System: Heat Pump with Remote Outdoor Unit-Air-Source) | CVH837GKA2* |  |  | EA*4X36L21A*+WALLCON | *97CMN1002122A* | 31600 | 17 | 8.1 | 33200 | 24200 | 72.89% | 1.86 | 11.5 | 11 |  |  |  | No | R-410A | 2.6333 | Residential & Commercial | Ducted CEE Tier 1
215319181 | Central HP <5.4 tons | LPS Legacy | HRCU-A-CB (Split System: Heat Pump with Remote Outdoor Unit-Air-Source) | D5CUHAH18AAK |  |  | D5FUHAH24XAK |  | 18000 | 19 | 10.2 | 18000 | 18600 | 103.3% | 2.12 | 0 | 12.5 |  |  |  | No | R-454B | 1.5 | Residential & Commercial | Ducted CEE Tier 1
206136292 | Central HP <5.4 tons | KENMORE | HRCU-A-CB (Split System: Heat Pump with Remote Outdoor Unit-Air-Source) | (C,H,T)VH837GKA** |  |  | EN(A,D,W)4X48L21**+WALLCON | *95CSU1002122A* | 32400 | 17.5 | 8.1 | 32800 | 24600 | 75% | 1.98 | 12 | 11.7 |  |  |  | No | R-410A | 2.7 | Residential & Commercial | Ducted CEE Tier 1
206135720 | Central HP <5.4 tons | KENMORE | HRCU-A-CB (Split System: Heat Pump with Remote Outdoor Unit-Air-Source) | (C,H,T)VH837GKA** |  |  | EA*4X42L24A*+WALLCON | *80CSU1002120A* | 31800 | 17 | 8.1 | 33200 | 24400 | 73.49% | 1.88 | 11.5 | 11 |  |  |  | No | R-410A | 2.65 | Residential & Commercial | Ducted CEE Tier 1
210473979 | Central HP <5.4 tons | KENMORE | HRCU-A-CB (Split System: Heat Pump with Remote Outdoor Unit-Air-Source) | (C,H,T)VH825GKA3* |  |  | EN(A,D,W)4X48L21**+WALLCON | *96CTN0601714A* | 24000 | 16.5 | 8.1 | 21400 | 16700 | 78.04% | 2 | 0 | 11 |  |  |  | No | R-410A | 2 | Residential & Commercial | Ducted CEE Tier 1
210474270 | Central HP <5.4 tons | KENMORE | HRCU-A-CB (Split System: Heat Pump with Remote Outdoor Unit-Air-Source) | (C,H,T)VH825GKA3* |  |  | EHD4X42AAL+WALLCON | *80CSU0601716A* | 24200 | 16 | 8.1 | 21400 | 16600 | 77.57% | 2 | 0 | 10.5 |  |  |  | No | R-410A | 2.0167 | Residential & Commercial | Ducted CEE Tier 1
204456496 | Central HP <5.4 tons | KEEPRITE | HRCU-A-CB (Split System: Heat Pump with Remote Outdoor Unit-Air-Source) | CVH825GKA2* |  |  | EA*4X25L17A*+WALLCON | *80CTL0701412A* | 24400 | 17.5 | 8.5 | 21200 | 16600 | 78.3% | 2.02 | 11 | 11.5 |  |  |  | No | R-410A | 2.0333 | Residential & Commercial | Ducted CEE Tier 1
204456505 | Central HP <5.4 tons | KEEPRITE | HRCU-A-CB (Split System: Heat Pump with Remote Outdoor Unit-Air-Source) | CVH825GKA2* |  |  | EA*4X25L17A*+WALLCON | *80CTL0901716A* | 24400 | 17.5 | 8.5 | 21200 | 16600 | 78.3% | 2.04 | 12 | 11.5 |  |  |  | No | R-410A | 2.0333 | Residential & Commercial | Ducted CEE Tier 1
204456740 | Central HP <5.4 tons | KEEPRITE | HRCU-A-CB (Split System: Heat Pump with Remote Outdoor Unit-Air-Source) | CVH825GKA2* |  |  | EA*4X36L21A*+WALLCON | *97CMN0801714A* | 23600 | 16.5 | 8.1 | 21600 | 16700 | 77.31% | 1.92 | 11.5 | 11 |  |  |  | No | R-410A | 1.9667 | Residential & Commercial | Ducted CEE Tier 1
213880755 | Central HP <5.4 tons | Ecoer | HRCU-A-C (Split System: Heat Pump with Remote Outdoor Unit with No Indoor Fan --Air Source) | ESCA16H-60 |  |  | SNC48DPT* |  | 45000 | 15.2 | 9.2 | 55000 | 46500 | 84.55% | 1.8 | 0 | 10 |  |  |  | No | R-410A | 3.75 | Residential & Commercial | Ducted CEE Tier 1
211756626 | Central HP <5.4 tons | LPS Legacy | HRCU-A-CB (Split System: Heat Pump with Remote Outdoor Unit-Air-Source) | DLCSRBH24AAK |  |  | DLFSABH24XBK |  | 23000 | 18.4 | 9.3 | 26000 | 21200 | 81.54% | 1.9 | 12.5 | 11.7 |  |  |  | No | R-410A | 1.9167 | Residential & Commercial | Ducted CEE Tier 1
215319178 | Central HP <5.4 tons | LPS Legacy | HRCU-A-CB (Split System: Heat Pump with Remote Outdoor Unit-Air-Source) | D5CURAH36AAK |  |  | D5FUAAH36XAK |  | 36000 | 16.2 | 8.7 | 36000 | 27000 | 75% | 2 | 0 | 10 |  |  |  | No | R-454B | 3 | Residential & Commercial | Ducted CEE Tier 1
204456658 | Central HP <5.4 tons | KEEPRITE | HRCU-A-CB (Split System: Heat Pump with Remote Outdoor Unit-Air-Source) | CVH825GKA2* |  |  | EA*4X36L17A*+WALLCON | *80CTL0901716A* | 23600 | 17 | 8.1 | 21400 | 16600 | 77.57% | 1.94 | 11.5 | 11 |  |  |  | No | R-410A | 1.9667 | Residential & Commercial | Ducted CEE Tier 1
214397986 | Central HP <5.4 tons | LUXAIRE | HRCU-A-CB (Split System: Heat Pump with Remote Outdoor Unit-Air-Source) | HH824E2S11 |  |  | CTF30B5ACS1 | LP9C080B12MP13 | 23000 | 17 | 9.5 | 23000 | 18200 | 79.13% | 2 | 0 | 12 |  |  |  | No | R-454B | 1.9167 | Residential & Commercial | Ducted CEE Tier 1
210474347 | Central HP <5.4 tons | KENMORE | HRCU-A-CB (Split System: Heat Pump with Remote Outdoor Unit-Air-Source) | (C,H,T)VH825GKA3* |  |  | EHD4X42AAL+WALLCON | *96CTN1202422A* | 24200 | 16 | 8.1 | 21400 | 16600 | 77.57% | 2 | 0 | 10.5 |  |  |  | No | R-410A | 2.0167 | Residential & Commercial | Ducted CEE Tier 1
210595863 | Central HP <5.4 tons | KENMORE | HRCU-A-CB (Split System: Heat Pump with Remote Outdoor Unit-Air-Source) | (C,H,T)VH837GKA** |  |  | EHD4X60AAL+WALLCON | *95CSU1002122A* | 33000 | 17 | 8.1 | 32200 | 24800 | 77.02% | 2.02 | 0 | 11.5 |  |  |  | No | R-410A | 2.75 | Residential & Commercial | Ducted CEE Tier 1
210595888 | Central HP <5.4 tons | KENMORE | HRCU-A-CB (Split System: Heat Pump with Remote Outdoor Unit-Air-Source) | (C,H,T)VH837GKA** |  |  | EN(A,D,W)4X60L24**+WALLCON | *80CSU1002120A* | 32800 | 17.5 | 8.1 | 32200 | 24600 | 76.4% | 1.96 | 0 | 11.7 |  |  |  | No | R-410A | 2.7333 | Residential & Commercial | Ducted CEE Tier 1
206998334 | Central HP <5.4 tons | KENMORE | HRCU-A-CB (Split System: Heat Pump with Remote Outdoor Unit-Air-Source) | (C,H,T)VH825GKA3* |  |  | EA*4X36L21A*+WALLCON | *97CMN1002122A* | 23600 | 16.5 | 8.1 | 21400 | 16600 | 77.57% | 1.94 | 11 | 11 |  |  |  | No | R-410A | 1.9667 | Residential & Commercial | Ducted CEE Tier 1
204456541 | Central HP <5.4 tons | KEEPRITE | HRCU-A-CB (Split System: Heat Pump with Remote Outdoor Unit-Air-Source) | CVH825GKA2* |  |  | EA*4X30L17A*+WALLCON | *96CTN0601714A* | 23400 | 16 | 8.1 | 21600 | 16800 | 77.78% | 1.9 | 11 | 10.5 |  |  |  | No | R-410A | 1.95 | Residential & Commercial | Ducted CEE Tier 1
210596757 | Central HP <5.4 tons | KEEPRITE | HRCU-A-CB (Split System: Heat Pump with Remote Outdoor Unit-Air-Source) | CVH825GKA2* |  |  | EA*4X43L21A*+WALLCON | *80CSU0601716A* | 24400 | 17 | 8.5 | 21200 | 16600 | 78.3% | 2.02 | 0 | 11 |  |  |  | No | R-410A | 2.0333 | Residential & Commercial | Ducted CEE Tier 1
210596787 | Central HP <5.4 tons | KEEPRITE | HRCU-A-CB (Split System: Heat Pump with Remote Outdoor Unit-Air-Source) | CVH825GKA2* |  |  | EA*4X43L21A*+WALLCON | *96CTN0601714A* | 24400 | 16.5 | 8.1 | 21200 | 16700 | 78.77% | 2.02 | 0 | 11 |  |  |  | No | R-410A | 2.0333 | Residential & Commercial | Ducted CEE Tier 1
210596832 | Central HP <5.4 tons | KEEPRITE | HRCU-A-CB (Split System: Heat Pump with Remote Outdoor Unit-Air-Source) | CVH825GKA2* |  |  | EA*4X48L21A*+WALLCON | *95CSU1002122A* | 24200 | 17 | 8.1 | 21000 | 16500 | 78.57% | 2.02 | 0 | 11 |  |  |  | No | R-410A | 2.0167 | Residential & Commercial | Ducted CEE Tier 1
214855378 | Central HP <5.4 tons | HISENSE | HRCU-A-CB (Split System: Heat Pump with Remote Outdoor Unit-Air-Source) | AUWR-3624P |  |  | AUH-3624 |  | 32000 | 19.5 | 10.5 | 34000 | 31000 | 91.18% | 2.15 | 0 | 11.7 |  |  |  | No | R-454B | 2.6667 | Residential & Commercial | Ducted CEE Tier 1
213778732 | Central HP <5.4 tons | KEEPRITE | HRCU-A-CB (Split System: Heat Pump with Remote Outdoor Unit-Air-Source) | CVH837GKA** |  |  | EA*4X36L17A*+WALLCON | *80CTL0451712B* | 31200 | 16.5 | 8.1 | 33400 | 24600 | 73.65% | 1.8 | 0 | 10.5 |  |  |  | No | R-410A | 2.6 | Residential & Commercial | Ducted CEE Tier 1
204300576 | Central HP <5.4 tons | KEEPRITE | HRCU-A-CB (Split System: Heat Pump with Remote Outdoor Unit-Air-Source) | CVH837GKA** |  |  | EHD4X48AAL+WALLCON | *80CTL0701412A* | 32600 | 17 | 8.1 | 33200 | 25000 | 75.3% | 1.96 | 11.5 | 11 |  |  |  | No | R-410A | 2.7167 | Residential & Commercial | Ducted CEE Tier 1
214773317 | Central HP <5.4 tons | HISENSE | HRCU-A-CB (Split System: Heat Pump with Remote Outdoor Unit-Air-Source) | AUWR-36U3SA2 |  |  | AUH-36UX3SXX3 |  | 28200 | 17 | 8.5 | 29000 | 23200 | 80% | 2.07 | 0 | 10.1 |  |  |  | No | R-410A | 2.35 | Residential & Commercial | Ducted CEE Tier 1
216558229 | Central HP <5.4 tons | HISENSE | HRCU-A-CB (Split System: Heat Pump with Remote Outdoor Unit-Air-Source) | AOH-36U3T24P |  |  | AHU-36U3T24 |  | 32000 | 19.5 | 10.5 | 34000 | 31000 | 91.18% | 2.15 | 0 | 11.7 |  |  |  | No | R-454B | 2.6667 | Residential & Commercial | Ducted CEE Tier 1
204456415 | Central HP <5.4 tons | KEEPRITE | HRCU-A-CB (Split System: Heat Pump with Remote Outdoor Unit-Air-Source) | CVH825GKA2* |  |  | EA*4X24L17A*+WALLCON | *97CMN0801714A* | 23200 | 16 | 8.1 | 22000 | 16900 | 76.82% | 1.88 | 11 | 10.5 |  |  |  | No | R-410A | 1.9333 | Residential & Commercial | Ducted CEE Tier 1
204456514 | Central HP <5.4 tons | KEEPRITE | HRCU-A-CB (Split System: Heat Pump with Remote Outdoor Unit-Air-Source) | CVH825GKA2* |  |  | EA*4X30L14A*+WALLCON | *80CTL0701412A* | 23400 | 17 | 8.1 | 21600 | 16700 | 77.31% | 1.92 | 11 | 11 |  |  |  | No | R-410A | 1.95 | Residential & Commercial | Ducted CEE Tier 1
210596841 | Central HP <5.4 tons | KEEPRITE | HRCU-A-CB (Split System: Heat Pump with Remote Outdoor Unit-Air-Source) | CVH825GKA2* |  |  | EA*4X48L21A*+WALLCON | *96CTN1002122A* | 24000 | 16.5 | 8.1 | 21000 | 16500 | 78.57% | 2.02 | 0 | 11 |  |  |  | No | R-410A | 2 | Residential & Commercial | Ducted CEE Tier 1
210596946 | Central HP <5.4 tons | KEEPRITE | HRCU-A-CB (Split System: Heat Pump with Remote Outdoor Unit-Air-Source) | CVH825GKA2* |  |  | EHD4X48AAL+WALLCON | *80CSU0601716A* | 24200 | 16.5 | 8.1 | 21200 | 16600 | 78.3% | 2.02 | 0 | 11 |  |  |  | No | R-410A | 2.0167 | Residential & Commercial | Ducted CEE Tier 1
210596991 | Central HP <5.4 tons | KEEPRITE | HRCU-A-CB (Split System: Heat Pump with Remote Outdoor Unit-Air-Source) | CVH825GKA2* |  |  | EHD4X48AAL+WALLCON | *97CMN0602120A* | 24200 | 16 | 8.1 | 21400 | 16700 | 78.04% | 2 | 0 | 10.5 |  |  |  | No | R-410A | 2.0167 | Residential & Commercial | Ducted CEE Tier 1
210597141 | Central HP <5.4 tons | KEEPRITE | HRCU-A-CB (Split System: Heat Pump with Remote Outdoor Unit-Air-Source) | CVH825GKA2* |  |  | END4X42L17**+WALLCON | *80CTL0901716A* | 24000 | 17 | 8.1 | 21400 | 16600 | 77.57% | 2 | 0 | 11.5 |  |  |  | No | R-410A | 2 | Residential & Commercial | Ducted CEE Tier 1
204456712 | Central HP <5.4 tons | KEEPRITE | HRCU-A-CB (Split System: Heat Pump with Remote Outdoor Unit-Air-Source) | CVH825GKA2* |  |  | EA*4X36L21A*+WALLCON | *96CTN0801714A* | 23600 | 16.5 | 8.1 | 21400 | 16700 | 78.04% | 1.94 | 11 | 11 |  |  |  | No | R-410A | 1.9667 | Residential & Commercial | Ducted CEE Tier 1
204456676 | Central HP <5.4 tons | KEEPRITE | HRCU-A-CB (Split System: Heat Pump with Remote Outdoor Unit-Air-Source) | CVH825GKA2* |  |  | EA*4X36L21A*+WALLCON | *80CTL0701716A* | 23600 | 16.5 | 8.1 | 21400 | 16600 | 77.57% | 1.94 | 11 | 11 |  |  |  | No | R-410A | 1.9667 | Residential & Commercial | Ducted CEE Tier 1
204456424 | Central HP <5.4 tons | KEEPRITE | HRCU-A-CB (Split System: Heat Pump with Remote Outdoor Unit-Air-Source) | CVH825GKA2* |  |  | EA*4X24L17A*+WALLCON | *80CTL0701412A* | 23400 | 17 | 8.1 | 22000 | 16700 | 75.91% | 1.9 | 11 | 11 |  |  |  | No | R-410A | 1.95 | Residential & Commercial | Ducted CEE Tier 1
206133321 | Central HP <5.4 tons | KEEPRITE | HRCU-A-CB (Split System: Heat Pump with Remote Outdoor Unit-Air-Source) | CVH825GKA2* |  |  | EA*4X25L17A*+WALLCON | *80CSU0401712A* | 24400 | 17 | 8.1 | 21200 | 16600 | 78.3% | 2.02 | 11.5 | 11 |  |  |  | No | R-410A | 2.0333 | Residential & Commercial | Ducted CEE Tier 1
204456858 | Central HP <5.4 tons | KEEPRITE | HRCU-A-CB (Split System: Heat Pump with Remote Outdoor Unit-Air-Source) | CVH825GKA2* |  |  | EA*4X37L17A*+WALLCON | *97CMN0601714A* | 24000 | 16 | 8.1 | 21600 | 16900 | 78.24% | 1.98 | 11 | 10.5 |  |  |  | No | R-410A | 2 | Residential & Commercial | Ducted CEE Tier 1
204456785 | Central HP <5.4 tons | KEEPRITE | HRCU-A-CB (Split System: Heat Pump with Remote Outdoor Unit-Air-Source) | CVH825GKA2* |  |  | EA*4X36L21A*+WALLCON | *96CTN1002122A* | 23600 | 16.5 | 8.1 | 21400 | 16600 | 77.57% | 1.94 | 11 | 11 |  |  |  | No | R-410A | 1.9667 | Residential & Commercial | Ducted CEE Tier 1
204300376 | Central HP <5.4 tons | KEEPRITE | HRCU-A-CB (Split System: Heat Pump with Remote Outdoor Unit-Air-Source) | CVH837GKA** |  |  | EHD4X42AAL+WALLCON | *96CTN1002122A* | 32600 | 16.5 | 8.1 | 33000 | 24800 | 75.15% | 1.96 | 12 | 11 |  |  |  | No | R-410A | 2.7167 | Residential & Commercial | Ducted CEE Tier 1
204299372 | Central HP <5.4 tons | KEEPRITE | HRCU-A-CB (Split System: Heat Pump with Remote Outdoor Unit-Air-Source) | CVH837GKA** |  |  | EA*4X48L24A*+WALLCON | *80CTL1352422A* | 32400 | 17.5 | 8.5 | 32400 | 24800 | 76.54% | 2 | 12 | 11.7 |  |  |  | No | R-410A | 2.7 | Residential & Commercial | Ducted CEE Tier 1
204298922 | Central HP <5.4 tons | KEEPRITE | HRCU-A-CB (Split System: Heat Pump with Remote Outdoor Unit-Air-Source) | CVH837GKA** |  |  | EA*4X42L21A*+WALLCON | *80CTL0701716A* | 31800 | 17 | 8.1 | 33200 | 24600 | 74.1% | 1.88 | 11 | 11 |  |  |  | No | R-410A | 2.65 | Residential & Commercial | Ducted CEE Tier 1
210597532 | Central HP <5.4 tons | KEEPRITE | HRCU-A-CB (Split System: Heat Pump with Remote Outdoor Unit-Air-Source) | CVH837GKA** |  |  | EHD4X60AAL+WALLCON | *96CTN0801714A* | 32800 | 16.5 | 8.1 | 32600 | 25200 | 77.3% | 1.98 | 0 | 11 |  |  |  | No | R-410A | 2.7333 | Residential & Commercial | Ducted CEE Tier 1
204299292 | Central HP <5.4 tons | KEEPRITE | HRCU-A-CB (Split System: Heat Pump with Remote Outdoor Unit-Air-Source) | CVH837GKA** |  |  | EA*4X48L21A*+WALLCON | *97CMN1002122A* | 32400 | 17.5 | 8.5 | 32600 | 25000 | 76.69% | 1.98 | 12 | 11.7 |  |  |  | No | R-410A | 2.7 | Residential & Commercial | Ducted CEE Tier 1
204299312 | Central HP <5.4 tons | KEEPRITE | HRCU-A-CB (Split System: Heat Pump with Remote Outdoor Unit-Air-Source) | CVH837GKA** |  |  | EA*4X48L21A*+WALLCON | *96CTN1002122A* | 32400 | 17.5 | 8.5 | 32600 | 25000 | 76.69% | 1.98 | 12 | 11.7 |  |  |  | No | R-410A | 2.7 | Residential & Commercial | Ducted CEE Tier 1
215931838 | Central HP <5.4 tons | ARCOAIRE | HRCU-A-CB (Split System: Heat Pump with Remote Outdoor Unit-Air-Source) | H5H3V60*K*AAA* |  |  | ESH5X60M12A*+WALLCON | *80CTL1102120B* | 56500 | 18 | 8.1 | 61000 | 46000 | 75.41% | 2 | 0 | 11.5 |  |  |  | No | R-454B | 4.7083 | Residential & Commercial | Ducted CEE Tier 1
204456703 | Central HP <5.4 tons | KEEPRITE | HRCU-A-CB (Split System: Heat Pump with Remote Outdoor Unit-Air-Source) | CVH825GKA2* |  |  | EA*4X36L21A*+WALLCON | *96CTN0601714A* | 23400 | 16.5 | 8.1 | 21600 | 16700 | 77.31% | 1.92 | 11 | 10.5 |  |  |  | No | R-410A | 1.95 | Residential & Commercial | Ducted CEE Tier 1
204456487 | Central HP <5.4 tons | KEEPRITE | HRCU-A-CB (Split System: Heat Pump with Remote Outdoor Unit-Air-Source) | CVH825GKA2* |  |  | EA*4X25L17A*+WALLCON | *97CMN0801714A* | 24200 | 16.5 | 8.1 | 21400 | 16700 | 78.04% | 2 | 11 | 11 |  |  |  | No | R-410A | 2.0167 | Residential & Commercial | Ducted CEE Tier 1
206133451 | Central HP <5.4 tons | KEEPRITE | HRCU-A-CB (Split System: Heat Pump with Remote Outdoor Unit-Air-Source) | CVH825GKA2* |  |  | EA*4X37L21A*+WALLCON | *80CSU0601716A* | 24400 | 17 | 8.1 | 21200 | 16600 | 78.3% | 2.02 | 11.5 | 11 |  |  |  | No | R-410A | 2.0333 | Residential & Commercial | Ducted CEE Tier 1
206133471 | Central HP <5.4 tons | KEEPRITE | HRCU-A-CB (Split System: Heat Pump with Remote Outdoor Unit-Air-Source) | CVH825GKA2* |  |  | EA*4X37L21A*+WALLCON | *80CSU1002120A* | 24400 | 16.5 | 8.1 | 21200 | 16700 | 78.77% | 2.02 | 11.5 | 11 |  |  |  | No | R-410A | 2.0333 | Residential & Commercial | Ducted CEE Tier 1
206133653 | Central HP <5.4 tons | KEEPRITE | HRCU-A-CB (Split System: Heat Pump with Remote Outdoor Unit-Air-Source) | CVH825GKA2* |  |  | EHD4X30AAL+WALLCON | *80CSU0401712A* | 23800 | 16 | 8.1 | 21800 | 16800 | 77.06% | 1.98 | 11 | 10.5 |  |  |  | No | R-410A | 1.9833 | Residential & Commercial | Ducted CEE Tier 1
206998345 | Central HP <5.4 tons | KENMORE | HRCU-A-CB (Split System: Heat Pump with Remote Outdoor Unit-Air-Source) | (C,H,T)VH825GKA3* |  |  | EA*4X37L17A*+WALLCON | *97CMN0801714A* | 24200 | 16 | 8.1 | 21400 | 16800 | 78.5% | 1.98 | 11 | 11 |  |  |  | No | R-410A | 2.0167 | Residential & Commercial | Ducted CEE Tier 1
206998454 | Central HP <5.4 tons | KENMORE | HRCU-A-CB (Split System: Heat Pump with Remote Outdoor Unit-Air-Source) | (C,H,T)VH825GKA3* |  |  | EHD4X30AAL+WALLCON | *80CTL0701412A* | 23800 | 16 | 8.1 | 21800 | 16700 | 76.61% | 1.98 | 11 | 10.5 |  |  |  | No | R-410A | 1.9833 | Residential & Commercial | Ducted CEE Tier 1
210595826 | Central HP <5.4 tons | KENMORE | HRCU-A-CB (Split System: Heat Pump with Remote Outdoor Unit-Air-Source) | (C,H,T)VH837GKA** |  |  | EA*4X61L21A*+WALLCON | *80CTL0701716A* | 33200 | 17.5 | 8.5 | 32200 | 25000 | 77.64% | 1.98 | 0 | 11.7 |  |  |  | No | R-410A | 2.7667 | Residential & Commercial | Ducted CEE Tier 1
210595853 | Central HP <5.4 tons | KENMORE | HRCU-A-CB (Split System: Heat Pump with Remote Outdoor Unit-Air-Source) | (C,H,T)VH837GKA** |  |  | EHD4X60AAL+WALLCON | *80CSU0401712A* | 33000 | 17 | 8.1 | 32200 | 24800 | 77.02% | 1.98 | 0 | 11 |  |  |  | No | R-410A | 2.75 | Residential & Commercial | Ducted CEE Tier 1
215323735 | Central HP <5.4 tons | LPS Legacy | HRCU-A-CB (Split System: Heat Pump with Remote Outdoor Unit-Air-Source) | D5CUHAH36AAK |  |  | D5FUHAH36XAK |  | 36000 | 18 | 10 | 37000 | 37400 | 101.1% | 1.9 | 0 | 12 |  |  |  | No | R-454B | 3 | Residential & Commercial | Ducted CEE Tier 1
215662844 | Central HP <5.4 tons | ARCOAIRE | HRCU-A-CB (Split System: Heat Pump with Remote Outdoor Unit-Air-Source) | H5H0V36*K*AAA* |  |  | FCMA5B48L0C*+WALLCON |  | 34800 | 19 | 9 | 34600 | 24600 | 71.1% | 1.96 | 0 | 11 |  |  |  | No | R-454B | 2.9 | Residential & Commercial | Ducted CEE Tier 1
211756640 | Central HP <5.4 tons | LPS Legacy | HRCU-A-CB (Split System: Heat Pump with Remote Outdoor Unit-Air-Source) | DLCURAH24AAK |  |  | DLFUAAH24XAK |  | 24000 | 17 | 9.2 | 26000 | 19400 | 74.62% | 2.1 | 11.3 | 10.5 |  |  |  | No | R-410A | 2 | Residential & Commercial | Ducted CEE Tier 1
215668998 | Central HP <5.4 tons | ARCOAIRE | HRCU-A-CB (Split System: Heat Pump with Remote Outdoor Unit-Air-Source) | H5H0V36*K*AAA* |  |  | EA*5X43M21A*+WALLCON | *80CTL0901716B* | 34400 | 18 | 9 | 35400 | 25200 | 71.19% | 1.88 | 0 | 10 |  |  |  | No | R-454B | 2.8667 | Residential & Commercial | Ducted CEE Tier 1
215669078 | Central HP <5.4 tons | ARCOAIRE | HRCU-A-CB (Split System: Heat Pump with Remote Outdoor Unit-Air-Source) | H5H0V36*K*AAA* |  |  | EA*5X43M21A*+WALLCON | *96CTN0801714B* | 34400 | 18 | 8.1 | 35400 | 25200 | 71.19% | 1.9 | 0 | 10 |  |  |  | No | R-454B | 2.8667 | Residential & Commercial | Ducted CEE Tier 1
214720110 | Central HP <5.4 tons | LUXAIRE | HRCU-A-CB (Split System: Heat Pump with Remote Outdoor Unit-Air-Source) | HH860E2S11 |  |  | CTU60C5XGS1+TXV | TM8E100C20MP11 | 44500 | 17 | 9 | 45000 | 33800 | 75.11% | 2 | 0 | 11.7 |  |  |  | No | R-454B | 3.7083 | Residential & Commercial | Ducted CEE Tier 1
210470863 | Central HP <5.4 tons | KENMORE | HRCU-A-CB (Split System: Heat Pump with Remote Outdoor Unit-Air-Source) | (C,H,T)VH837GKA2* |  |  | EN(A,D)4X48L24**+WALLCON | *80CSU1002120A* | 32400 | 17 | 8.1 | 33000 | 24800 | 75.15% | 1.94 | 0 | 11.5 |  |  |  | No | R-410A | 2.7 | Residential & Commercial | Ducted CEE Tier 1
213372199 | Central HP <5.4 tons | LPS Legacy | HRCU-A-C (Split System: Heat Pump with Remote Outdoor Unit with No Indoor Fan --Air Source) | DLCURAH30ABK |  |  | DLFULAH36XCX + CI |  | 30000 | 15.5 | 9.7 | 33000 | 27000 | 81.82% | 1.85 | 10.7 | 10.5 |  |  |  | No | R-410A | 2.5 | Residential & Commercial | Ducted CEE Tier 1
214719802 | Central HP <5.4 tons | YORK | HRCU-A-CB (Split System: Heat Pump with Remote Outdoor Unit-Air-Source) | HH860E2S11 |  |  | CTU60C5XGS1+TXV | TPLC100C20MP13 | 44500 | 18 | 9 | 45000 | 33800 | 75.11% | 2 | 0 | 11 |  |  |  | No | R-454B | 3.7083 | Residential & Commercial | Ducted CEE Tier 1
215669146 | Central HP <5.4 tons | ARCOAIRE | HRCU-A-CB (Split System: Heat Pump with Remote Outdoor Unit-Air-Source) | H5H0V36*K*AAA* |  |  | EA*5X48M21A*+WALLCON | *80CTL0702120B* | 33800 | 18 | 9 | 35000 | 25000 | 71.43% | 1.88 | 0 | 10 |  |  |  | No | R-454B | 2.8167 | Residential & Commercial | Ducted CEE Tier 1
215669666 | Central HP <5.4 tons | ARCOAIRE | HRCU-A-CB (Split System: Heat Pump with Remote Outdoor Unit-Air-Source) | H5H0V36*K*AAA* |  |  | EA*5X61M24A*+WALLCON | *95CSU0802120B* | 34800 | 18 | 9 | 34400 | 24800 | 72.09% | 1.92 | 0 | 10 |  |  |  | No | R-454B | 2.9 | Residential & Commercial | Ducted CEE Tier 1
215670620 | Central HP <5.4 tons | ARCOAIRE | HRCU-A-CB (Split System: Heat Pump with Remote Outdoor Unit-Air-Source) | H5H0V36*K*AAA* |  |  | FCMA5B60L0D*+WALLCON |  | 35400 | 19.5 | 9.5 | 34000 | 24400 | 71.76% | 2.04 | 0 | 11.5 |  |  |  | No | R-454B | 2.95 | Residential & Commercial | Ducted CEE Tier 1
215933848 | Central HP <5.4 tons | ARCOAIRE | HRCU-A-CB (Split System: Heat Pump with Remote Outdoor Unit-Air-Source) | H5H3V36*K*AAA* |  |  | ESH5X60M12A*+WALLCON | *95CSU1002122B* | 34200 | 19.5 | 9 | 34200 | 25800 | 75.44% | 1.96 | 0 | 11.7 |  |  |  | No | R-454B | 2.85 | Residential & Commercial | Ducted CEE Tier 1
215933548 | Central HP <5.4 tons | ARCOAIRE | HRCU-A-CB (Split System: Heat Pump with Remote Outdoor Unit-Air-Source) | H5H3V36*K*AAA* |  |  | ESH5X48M12A*+WALLCON | *80CTL0701412B* | 33600 | 19 | 9 | 35200 | 27000 | 76.7% | 1.9 | 0 | 11 |  |  |  | No | R-454B | 2.8 | Residential & Commercial | Ducted CEE Tier 1
215933228 | Central HP <5.4 tons | ARCOAIRE | HRCU-A-CB (Split System: Heat Pump with Remote Outdoor Unit-Air-Source) | H5H3V36*K*AAA* |  |  | ESH5X36M12A*+WALLCON | *96CTN0401410B* | 31800 | 17 | 9 | 34000 | 26200 | 77.06% | 1.94 | 0 | 10.5 |  |  |  | No | R-454B | 2.65 | Residential & Commercial | Ducted CEE Tier 1
215933248 | Central HP <5.4 tons | ARCOAIRE | HRCU-A-CB (Split System: Heat Pump with Remote Outdoor Unit-Air-Source) | H5H3V36*K*AAA* |  |  | ESH5X36M12A*+WALLCON | *96CTN0801714B* | 33000 | 18.5 | 9 | 35200 | 27000 | 76.7% | 1.92 | 0 | 11 |  |  |  | No | R-454B | 2.75 | Residential & Commercial | Ducted CEE Tier 1
215666966 | Central HP <5.4 tons | ARCOAIRE | HRCU-A-CB (Split System: Heat Pump with Remote Outdoor Unit-Air-Source) | H5H0V24*K*AAA* |  |  | EA*5X24M17A*+WALLCON | *80CSU0401712A* | 22800 | 16.5 | 9 | 24000 | 16800 | 70% | 1.96 | 0 | 10 |  |  |  | No | R-454B | 1.9 | Residential & Commercial | Ducted CEE Tier 1
214241953 | Central HP <5.4 tons | KENMORE | HRCU-A-CB (Split System: Heat Pump with Remote Outdoor Unit-Air-Source) | (C,H,T)VH825GKA3* |  |  | EN(A,D)4X36L21**+WALLCON | *97CMN1002122B* | 23600 | 16.5 | 8.1 | 21400 | 16700 | 78.04% | 1.92 | 0 | 11 |  |  |  | No | R-410A | 1.9667 | Residential & Commercial | Ducted CEE Tier 1
214239931 | Central HP <5.4 tons | KENMORE | HRCU-A-CB (Split System: Heat Pump with Remote Outdoor Unit-Air-Source) | (C,H,T)VH837GKA** |  |  | EN(A,D,W)4X48L21**+WALLCON | *97CMN1002122B* | 32400 | 17 | 8.1 | 32600 | 24600 | 75.46% | 1.96 | 0 | 11.7 |  |  |  | No | R-410A | 2.7 | Residential & Commercial | Ducted CEE Tier 1
210595847 | Central HP <5.4 tons | KENMORE | HRCU-A-CB (Split System: Heat Pump with Remote Outdoor Unit-Air-Source) | (C,H,T)VH837GKA** |  |  | EA*4X61L24A*+WALLCON | *97CMN1002122A* | 33200 | 18 | 8.5 | 32000 | 24800 | 77.5% | 2 | 0 | 12 |  |  |  | No | R-410A | 2.7667 | Residential & Commercial | Ducted CEE Tier 1
210595867 | Central HP <5.4 tons | KENMORE | HRCU-A-CB (Split System: Heat Pump with Remote Outdoor Unit-Air-Source) | (C,H,T)VH837GKA** |  |  | EHD4X60AAL+WALLCON | *96CTN1202422A* | 33000 | 17 | 8.1 | 32200 | 24800 | 77.02% | 2.02 | 0 | 11.5 |  |  |  | No | R-410A | 2.75 | Residential & Commercial | Ducted CEE Tier 1
211793549 | Central HP <5.4 tons | KADEN | HRCU-A-CB (Split System: Heat Pump with Remote Outdoor Unit-Air-Source) | KO-UUS24HP-2AAMA |  |  | KI-UUS24AHP-2AAMA |  | 24000 | 17 | 9.2 | 26000 | 19400 | 74.62% | 2.1 | 11.3 | 10.5 |  |  |  | No | R-410A | 2 | Residential & Commercial | Ducted CEE Tier 1
215674288 | Central HP <5.4 tons | ARCOAIRE | HRCU-A-CB (Split System: Heat Pump with Remote Outdoor Unit-Air-Source) | H5H0V48*K*AAA* |  |  | EA*5X60M24A*+WALLCON | *96CTN1202422B* | 45000 | 18 | 9 | 47500 | 33600 | 70.74% | 2.06 | 0 | 10 |  |  |  | No | R-454B | 3.75 | Residential & Commercial | Ducted CEE Tier 1
214807625 | Central HP <5.4 tons | YORK | HRCU-A-CB (Split System: Heat Pump with Remote Outdoor Unit-Air-Source) | HH860E2S11 |  |  | CTU60C5XGS1+TXV | YPLC080C16MP13 | 43500 | 18 | 9 | 44000 | 33400 | 75.91% | 2 | 0 | 11.7 |  |  |  | No | R-454B | 3.625 | Residential & Commercial | Ducted CEE Tier 1
206997640 | Central HP <5.4 tons | KENMORE | HRCU-A-CB (Split System: Heat Pump with Remote Outdoor Unit-Air-Source) | (C,H,T)VH837GKA2* |  |  | EA*4X36L21A*+WALLCON | *97CMN0801714A* | 31400 | 17 | 8.1 | 33400 | 24600 | 73.65% | 1.84 | 11 | 11 |  |  |  | No | R-410A | 2.6167 | Residential & Commercial | Ducted CEE Tier 1
206997820 | Central HP <5.4 tons | KENMORE | HRCU-A-CB (Split System: Heat Pump with Remote Outdoor Unit-Air-Source) | (C,H,T)VH837GKA2* |  |  | EHD4X42AAL+WALLCON | *80CTL0902120A* | 32400 | 16.5 | 8.1 | 33200 | 24800 | 74.7% | 1.96 | 12 | 11 |  |  |  | No | R-410A | 2.7 | Residential & Commercial | Ducted CEE Tier 1
206997870 | Central HP <5.4 tons | KENMORE | HRCU-A-CB (Split System: Heat Pump with Remote Outdoor Unit-Air-Source) | (C,H,T)VH837GKA2* |  |  | EA*4X48L21A*+WALLCON | *80CSU1002120A* | 32200 | 17 | 8.1 | 32600 | 25000 | 76.69% | 1.96 | 11.5 | 11 |  |  |  | No | R-410A | 2.6833 | Residential & Commercial | Ducted CEE Tier 1
206997872 | Central HP <5.4 tons | KENMORE | HRCU-A-CB (Split System: Heat Pump with Remote Outdoor Unit-Air-Source) | (C,H,T)VH837GKA2* |  |  | EA*4X48L24A*+WALLCON | *80CSU1002120A* | 32200 | 17 | 8.1 | 32600 | 25000 | 76.69% | 1.96 | 12 | 11 |  |  |  | No | R-410A | 2.6833 | Residential & Commercial | Ducted CEE Tier 1
215667077 | Central HP <5.4 tons | ARCOAIRE | HRCU-A-CB (Split System: Heat Pump with Remote Outdoor Unit-Air-Source) | H5H0V24*K*AAA* |  |  | EA*5X24M17A*+WALLCON | *97CMN0601714B* | 22800 | 16.5 | 9 | 24000 | 16900 | 70.42% | 1.94 | 0 | 10 |  |  |  | No | R-454B | 1.9 | Residential & Commercial | Ducted CEE Tier 1
215933078 | Central HP <5.4 tons | ARCOAIRE | HRCU-A-CB (Split System: Heat Pump with Remote Outdoor Unit-Air-Source) | H5H3V36*K*AAA* |  |  | ESH5X36M12A*+WALLCON | *80CTL0701716B* | 33200 | 18.5 | 9 | 35200 | 27000 | 76.7% | 1.92 | 0 | 11 |  |  |  | No | R-454B | 2.7667 | Residential & Commercial | Ducted CEE Tier 1
215932928 | Central HP <5.4 tons | ARCOAIRE | HRCU-A-CB (Split System: Heat Pump with Remote Outdoor Unit-Air-Source) | H5H3V36*K*AAA* |  |  | EA*5X61M24A*+WALLCON | *97CMN1002122B* | 34400 | 20.5 | 9.5 | 34200 | 26000 | 76.02% | 2.08 | 0 | 12 |  |  |  | No | R-454B | 2.8667 | Residential & Commercial | Ducted CEE Tier 1
215932878 | Central HP <5.4 tons | ARCOAIRE | HRCU-A-CB (Split System: Heat Pump with Remote Outdoor Unit-Air-Source) | H5H3V36*K*AAA* |  |  | EA*5X61M24A*+WALLCON | *80CTL1352422B* | 34600 | 20.5 | 9.5 | 34200 | 25800 | 75.44% | 2.06 | 0 | 12 |  |  |  | No | R-454B | 2.8833 | Residential & Commercial | Ducted CEE Tier 1
215932728 | Central HP <5.4 tons | ARCOAIRE | HRCU-A-CB (Split System: Heat Pump with Remote Outdoor Unit-Air-Source) | H5H3V36*K*AAA* |  |  | EA*5X61M21A*+WALLCON | *80CTL0902120B* | 34400 | 20.5 | 9.5 | 34200 | 26000 | 76.02% | 2.06 | 0 | 12 |  |  |  | No | R-454B | 2.8667 | Residential & Commercial | Ducted CEE Tier 1
215669246 | Central HP <5.4 tons | ARCOAIRE | HRCU-A-CB (Split System: Heat Pump with Remote Outdoor Unit-Air-Source) | H5H0V36*K*AAA* |  |  | EA*5X48M21A*+WALLCON | *97CMN0802120B* | 33800 | 18 | 9 | 35000 | 25000 | 71.43% | 1.88 | 0 | 10 |  |  |  | No | R-454B | 2.8167 | Residential & Commercial | Ducted CEE Tier 1
215669296 | Central HP <5.4 tons | ARCOAIRE | HRCU-A-CB (Split System: Heat Pump with Remote Outdoor Unit-Air-Source) | H5H0V36*K*AAA* |  |  | EA*5X60M24A*+WALLCON | *80CSU1002120A* | 34400 | 18 | 9 | 34200 | 24800 | 72.51% | 1.9 | 0 | 10 |  |  |  | No | R-454B | 2.8667 | Residential & Commercial | Ducted CEE Tier 1
206998306 | Central HP <5.4 tons | KENMORE | HRCU-A-CB (Split System: Heat Pump with Remote Outdoor Unit-Air-Source) | (C,H,T)VH825GKA3* |  |  | EA*4X25L17A*+WALLCON | *80CTL0701412A* | 24400 | 17.5 | 8.5 | 21200 | 16600 | 78.3% | 2.02 | 11 | 11.5 |  |  |  | No | R-410A | 2.0333 | Residential & Commercial | Ducted CEE Tier 1
206998323 | Central HP <5.4 tons | KENMORE | HRCU-A-CB (Split System: Heat Pump with Remote Outdoor Unit-Air-Source) | (C,H,T)VH825GKA3* |  |  | EA*4X36L17A*+WALLCON | *80CTL0701412A* | 23600 | 17 | 8.1 | 21400 | 16600 | 77.57% | 1.94 | 11 | 11 |  |  |  | No | R-410A | 1.9667 | Residential & Commercial | Ducted CEE Tier 1
206998455 | Central HP <5.4 tons | KENMORE | HRCU-A-CB (Split System: Heat Pump with Remote Outdoor Unit-Air-Source) | (C,H,T)VH825GKA3* |  |  | EHD4X30AAL+WALLCON | *80CTL0901716A* | 23800 | 16 | 8.1 | 21800 | 16700 | 76.61% | 1.98 | 11 | 10.5 |  |  |  | No | R-410A | 1.9833 | Residential & Commercial | Ducted CEE Tier 1
206998473 | Central HP <5.4 tons | KENMORE | HRCU-A-CB (Split System: Heat Pump with Remote Outdoor Unit-Air-Source) | (C,H,T)VH825GKA3* |  |  | EHD4X36AAL+WALLCON | *80CTL0701412A* | 24000 | 16.5 | 8.1 | 21400 | 16600 | 77.57% | 2 | 11.5 | 11 |  |  |  | No | R-410A | 2 | Residential & Commercial | Ducted CEE Tier 1
215866623 | Central HP <5.4 tons | KADEN | HRCU-A-CB (Split System: Heat Pump with Remote Outdoor Unit-Air-Source) | KOB-UUX24HP-2AAMA |  |  | KIB-UUX24AH-2AAMA |  | 24000 | 18.1 | 9.7 | 26000 | 21600 | 83.08% | 1.87 | 0 | 11 |  |  |  | No | R-454B | 2 | Residential & Commercial | Ducted CEE Tier 1
204456812 | Central HP <5.4 tons | KEEPRITE | HRCU-A-CB (Split System: Heat Pump with Remote Outdoor Unit-Air-Source) | CVH825GKA2* |  |  | EA*4X36L21A*+WALLCON | *97CMN0602120A* | 23600 | 16 | 8.1 | 21600 | 16700 | 77.31% | 1.92 | 11 | 10.5 |  |  |  | No | R-410A | 1.9667 | Residential & Commercial | Ducted CEE Tier 1
204456460 | Central HP <5.4 tons | KEEPRITE | HRCU-A-CB (Split System: Heat Pump with Remote Outdoor Unit-Air-Source) | CVH825GKA2* |  |  | EA*4X25L17A*+WALLCON | *96CTN0601714A* | 24200 | 16.5 | 8.1 | 21400 | 16700 | 78.04% | 2 | 11 | 11 |  |  |  | No | R-410A | 2.0167 | Residential & Commercial | Ducted CEE Tier 1
204456469 | Central HP <5.4 tons | KEEPRITE | HRCU-A-CB (Split System: Heat Pump with Remote Outdoor Unit-Air-Source) | CVH825GKA2* |  |  | EA*4X25L17A*+WALLCON | *96CTN0801714A* | 24200 | 16.5 | 8.1 | 21400 | 16700 | 78.04% | 2 | 11 | 11 |  |  |  | No | R-410A | 2.0167 | Residential & Commercial | Ducted CEE Tier 1
204456821 | Central HP <5.4 tons | KEEPRITE | HRCU-A-CB (Split System: Heat Pump with Remote Outdoor Unit-Air-Source) | CVH825GKA2* |  |  | EA*4X37L17A*+WALLCON | *80CTL0451712A* | 24000 | 16 | 8.1 | 21600 | 16800 | 77.78% | 1.98 | 11 | 10.5 |  |  |  | No | R-410A | 2 | Residential & Commercial | Ducted CEE Tier 1
204459418 | Central HP <5.4 tons | KEEPRITE | HRCU-A-CB (Split System: Heat Pump with Remote Outdoor Unit-Air-Source) | CVH825GKA2* |  |  | EHD4X36AAL+WALLCON | *80CTL0901716A* | 24200 | 16.5 | 8.1 | 21400 | 16600 | 77.57% | 2 | 11 | 11 |  |  |  | No | R-410A | 2.0167 | Residential & Commercial | Ducted CEE Tier 1
213265617 | Central HP <5.4 tons | KADEN | HRCU-A-CB (Split System: Heat Pump with Remote Outdoor Unit-Air-Source) | KO-UUX24HP-2AAMA |  |  | KI-UUX24AH-2AAMA |  | 24000 | 17 | 9.2 | 26000 | 19400 | 74.62% | 2.1 | 11.3 | 10.5 |  |  |  | No | R-410A | 2 | Residential & Commercial | Ducted CEE Tier 1
215674318 | Central HP <5.4 tons | ARCOAIRE | HRCU-A-CB (Split System: Heat Pump with Remote Outdoor Unit-Air-Source) | H5H0V48*K*AAA* |  |  | EA*5X61M21A*+WALLCON | *80CSU1002120A* | 46000 | 17.5 | 9 | 48000 | 33800 | 70.42% | 2.06 | 0 | 10 |  |  |  | No | R-454B | 3.8333 | Residential & Commercial | Ducted CEE Tier 1
215674198 | Central HP <5.4 tons | ARCOAIRE | HRCU-A-CB (Split System: Heat Pump with Remote Outdoor Unit-Air-Source) | H5H0V48*K*AAA* |  |  | EA*5X60M24A*+WALLCON | *80CTL1102120B* | 45000 | 18 | 9 | 47500 | 33400 | 70.32% | 2.08 | 0 | 10 |  |  |  | No | R-454B | 3.75 | Residential & Commercial | Ducted CEE Tier 1
215669386 | Central HP <5.4 tons | ARCOAIRE | HRCU-A-CB (Split System: Heat Pump with Remote Outdoor Unit-Air-Source) | H5H0V36*K*AAA* |  |  | EA*5X60M24A*+WALLCON | *97CMN1002122B* | 34400 | 18 | 9 | 34200 | 24800 | 72.51% | 1.9 | 0 | 10.5 |  |  |  | No | R-454B | 2.8667 | Residential & Commercial | Ducted CEE Tier 1
215669436 | Central HP <5.4 tons | ARCOAIRE | HRCU-A-CB (Split System: Heat Pump with Remote Outdoor Unit-Air-Source) | H5H0V36*K*AAA* |  |  | EA*5X61M21A*+WALLCON | *80CSU0601716A* | 34800 | 18 | 9 | 34400 | 24800 | 72.09% | 1.9 | 0 | 10 |  |  |  | No | R-454B | 2.9 | Residential & Commercial | Ducted CEE Tier 1
215669716 | Central HP <5.4 tons | ARCOAIRE | HRCU-A-CB (Split System: Heat Pump with Remote Outdoor Unit-Air-Source) | H5H0V36*K*AAA* |  |  | EA*5X61M24A*+WALLCON | *97CMN1202422B* | 34800 | 18.5 | 9 | 34400 | 24800 | 72.09% | 1.92 | 0 | 10.5 |  |  |  | No | R-454B | 2.9 | Residential & Commercial | Ducted CEE Tier 1
215669616 | Central HP <5.4 tons | ARCOAIRE | HRCU-A-CB (Split System: Heat Pump with Remote Outdoor Unit-Air-Source) | H5H0V36*K*AAA* |  |  | EA*5X61M24A*+WALLCON | *80CSU1002120A* | 34800 | 18 | 9 | 34400 | 24800 | 72.09% | 1.92 | 0 | 10 |  |  |  | No | R-454B | 2.9 | Residential & Commercial | Ducted CEE Tier 1
204456370 | Central HP <5.4 tons | KEEPRITE | HRCU-A-CB (Split System: Heat Pump with Remote Outdoor Unit-Air-Source) | CVH825GKA2* |  |  | EA*4X24L17A*+WALLCON | *80CTL0451712A* | 23200 | 16 | 8.1 | 22000 | 16900 | 76.82% | 1.88 | 11 | 10.5 |  |  |  | No | R-410A | 1.9333 | Residential & Commercial | Ducted CEE Tier 1
204456577 | Central HP <5.4 tons | KEEPRITE | HRCU-A-CB (Split System: Heat Pump with Remote Outdoor Unit-Air-Source) | CVH825GKA2* |  |  | EA*4X30L17A*+WALLCON | *80CTL0701412A* | 23600 | 17 | 8.1 | 21600 | 16600 | 76.85% | 1.92 | 11.5 | 11 |  |  |  | No | R-410A | 1.9667 | Residential & Commercial | Ducted CEE Tier 1
204456433 | Central HP <5.4 tons | KEEPRITE | HRCU-A-CB (Split System: Heat Pump with Remote Outdoor Unit-Air-Source) | CVH825GKA2* |  |  | EA*4X24L17A*+WALLCON | *80CTL0901716A* | 23400 | 17 | 8.1 | 21800 | 16700 | 76.61% | 1.9 | 11.5 | 11 |  |  |  | No | R-410A | 1.95 | Residential & Commercial | Ducted CEE Tier 1
204456451 | Central HP <5.4 tons | KEEPRITE | HRCU-A-CB (Split System: Heat Pump with Remote Outdoor Unit-Air-Source) | CVH825GKA2* |  |  | EA*4X25L17A*+WALLCON | *80CTL0701716A* | 24400 | 16.5 | 8.1 | 21200 | 16600 | 78.3% | 2.02 | 11 | 11 |  |  |  | No | R-410A | 2.0333 | Residential & Commercial | Ducted CEE Tier 1
206136111 | Central HP <5.4 tons | KEEPRITE | HRCU-A-CB (Split System: Heat Pump with Remote Outdoor Unit-Air-Source) | CVH837GKA** |  |  | EA*4X42L21A*+WALLCON | *95CSU1002122A* | 31800 | 17.5 | 8.1 | 33000 | 24400 | 73.94% | 1.9 | 11.5 | 11 |  |  |  | No | R-410A | 2.65 | Residential & Commercial | Ducted CEE Tier 1
204298982 | Central HP <5.4 tons | KEEPRITE | HRCU-A-CB (Split System: Heat Pump with Remote Outdoor Unit-Air-Source) | CVH837GKA** |  |  | EA*4X42L21A*+WALLCON | *97CMN0801714A* | 31600 | 17 | 8.1 | 33400 | 24800 | 74.25% | 1.86 | 11.5 | 11 |  |  |  | No | R-410A | 2.6333 | Residential & Commercial | Ducted CEE Tier 1
206136337 | Central HP <5.4 tons | KEEPRITE | HRCU-A-CB (Split System: Heat Pump with Remote Outdoor Unit-Air-Source) | CVH837GKA** |  |  | EHD4X42AAL+WALLCON | *95CSU0802120A* | 32600 | 17 | 8.1 | 33000 | 24800 | 75.15% | 1.96 | 11.5 | 11 |  |  |  | No | R-410A | 2.7167 | Residential & Commercial | Ducted CEE Tier 1
214229182 | Central HP <5.4 tons | ARCOAIRE | HRCU-A-CB (Split System: Heat Pump with Remote Outdoor Unit-Air-Source) | DLCURAH24ABK |  |  | EN(A,D)4X24L17** | *80MSU0601716A* | 23200 | 16.5 | 8.5 | 26800 | 23600 | 88.06% | 1.96 | 0 | 10 |  |  |  | No | R-410A | 1.9333 | Residential & Commercial | Ducted CEE Tier 1
206771727 | Central HP <5.4 tons | KEEPRITE | HRCU-A-CB (Split System: Heat Pump with Remote Outdoor Unit-Air-Source) | CVH837GKA2* |  |  | EA*4X43L21A*+WALLCON | *80CTL0901716A* | 33000 | 18 | 8.5 | 32800 | 25000 | 76.22% | 2 | 12 | 11.7 |  |  |  | No | R-410A | 2.75 | Residential & Commercial | Ducted CEE Tier 1
213372201 | Central HP <5.4 tons | LPS Legacy | HRCU-A-C (Split System: Heat Pump with Remote Outdoor Unit with No Indoor Fan --Air Source) | DLCURAH36ABK |  |  | DLFULAH36XCX + CI |  | 35000 | 15.2 | 10 | 39000 | 32000 | 82.05% | 2 | 10.2 | 10 |  |  |  | No | R-410A | 2.9167 | Residential & Commercial | Ducted CEE Tier 1
213386490 | Central HP <5.4 tons | Ecoer | HRCU-A-C (Split System: Heat Pump with Remote Outdoor Unit with No Indoor Fan --Air Source) | ESCA16H-36 |  |  | SNC36CPT |  | 35000 | 15.2 | 10 | 39000 | 32000 | 82.05% | 2 | 10.2 | 10 |  |  |  | No | R-410A | 2.9167 | Residential & Commercial | Ducted CEE Tier 1
213372200 | Central HP <5.4 tons | LPS Legacy | HRCU-A-C (Split System: Heat Pump with Remote Outdoor Unit with No Indoor Fan --Air Source) | DLCURAH36ABK |  |  | DLFULAH36XBX + CI |  | 35000 | 15.5 | 8.6 | 38000 | 31600 | 83.16% | 1.85 | 0 | 10 |  |  |  | No | R-410A | 2.9167 | Residential & Commercial | Ducted CEE Tier 1
206771430 | Central HP <5.4 tons | KEEPRITE | HRCU-A-CB (Split System: Heat Pump with Remote Outdoor Unit-Air-Source) | CVH837GKA2* |  |  | EA*4X42L21A*+WALLCON | *96CTN0801714A* | 31600 | 17 | 8.1 | 33400 | 24800 | 74.25% | 1.86 | 11.5 | 11 |  |  |  | No | R-410A | 2.6333 | Residential & Commercial | Ducted CEE Tier 1
204456631 | Central HP <5.4 tons | KEEPRITE | HRCU-A-CB (Split System: Heat Pump with Remote Outdoor Unit-Air-Source) | CVH825GKA2* |  |  | EA*4X36L17A*+WALLCON | *97CMN0601714A* | 23400 | 16 | 8.1 | 21600 | 16800 | 77.78% | 1.92 | 11 | 10.5 |  |  |  | No | R-410A | 1.95 | Residential & Commercial | Ducted CEE Tier 1
216372806 | Central HP <5.4 tons | MIRAGE | HRCU-A-CB (Split System: Heat Pump with Remote Outdoor Unit-Air-Source) | OVADH361B |  |  | IVADH361B |  | 36000 | 16.1 | 8.7 | 36000 | 27000 | 75% | 2 | 0 | 10 |  |  |  | No | R-454B | 3 | Residential & Commercial | Ducted CEE Tier 1
204459238 | Central HP <5.4 tons | KEEPRITE | HRCU-A-CB (Split System: Heat Pump with Remote Outdoor Unit-Air-Source) | CVH825GKA2* |  |  | EHD4X30AAL+WALLCON | *80CTL0701412A* | 23800 | 16 | 8.1 | 21800 | 16700 | 76.61% | 1.98 | 11 | 10.5 |  |  |  | No | R-410A | 1.9833 | Residential & Commercial | Ducted CEE Tier 1
215669006 | Central HP <5.4 tons | ARCOAIRE | HRCU-A-CB (Split System: Heat Pump with Remote Outdoor Unit-Air-Source) | H5H0V36*K*AAA* |  |  | EA*5X43M21A*+WALLCON | *80CTL0902120B* | 34600 | 18 | 9 | 35200 | 25000 | 71.02% | 1.9 | 0 | 10 |  |  |  | No | R-454B | 2.8833 | Residential & Commercial | Ducted CEE Tier 1
215669038 | Central HP <5.4 tons | ARCOAIRE | HRCU-A-CB (Split System: Heat Pump with Remote Outdoor Unit-Air-Source) | H5H0V36*K*AAA* |  |  | EA*5X43M21A*+WALLCON | *95CSU1002122B* | 34600 | 18 | 9 | 35200 | 25000 | 71.02% | 1.9 | 0 | 10 |  |  |  | No | R-454B | 2.8833 | Residential & Commercial | Ducted CEE Tier 1
204456840 | Central HP <5.4 tons | KENMORE | HRCU-A-CB (Split System: Heat Pump with Remote Outdoor Unit-Air-Source) | (C,H,T)VH825GKA2* |  |  | EA*4X37L17A*+WALLCON | *96CTN0601714A* | 24000 | 16 | 8.1 | 21400 | 16800 | 78.5% | 1.98 | 11 | 11 |  |  |  | No | R-410A | 2 | Residential & Commercial | Ducted CEE Tier 1
204456389 | Central HP <5.4 tons | KENMORE | HRCU-A-CB (Split System: Heat Pump with Remote Outdoor Unit-Air-Source) | (C,H,T)VH825GKA2* |  |  | EA*4X24L17A*+WALLCON | *96CTN0601714A* | 23200 | 16 | 8.1 | 22000 | 16900 | 76.82% | 1.88 | 11 | 10.5 |  |  |  | No | R-410A | 1.9333 | Residential & Commercial | Ducted CEE Tier 1
204456425 | Central HP <5.4 tons | KENMORE | HRCU-A-CB (Split System: Heat Pump with Remote Outdoor Unit-Air-Source) | (C,H,T)VH825GKA2* |  |  | EA*4X24L17A*+WALLCON | *80CTL0701412A* | 23400 | 17 | 8.1 | 22000 | 16700 | 75.91% | 1.9 | 11 | 11 |  |  |  | No | R-410A | 1.95 | Residential & Commercial | Ducted CEE Tier 1
204456506 | Central HP <5.4 tons | KENMORE | HRCU-A-CB (Split System: Heat Pump with Remote Outdoor Unit-Air-Source) | (C,H,T)VH825GKA2* |  |  | EA*4X25L17A*+WALLCON | *80CTL0901716A* | 24400 | 17.5 | 8.5 | 21200 | 16600 | 78.3% | 2.04 | 12 | 11.5 |  |  |  | No | R-410A | 2.0333 | Residential & Commercial | Ducted CEE Tier 1
215935368 | Central HP <5.4 tons | ARCOAIRE | HRCU-A-CB (Split System: Heat Pump with Remote Outdoor Unit-Air-Source) | H5H3V36*K*AAA* |  |  | EVM5X60M24A*+WALLCON | *80CTL1352422B* | 35600 | 22 | 8.5 | 38000 | 28400 | 74.74% | 2.04 | 0 | 12.5 |  |  |  | No | R-454B | 2.9667 | Residential & Commercial | Ducted CEE Tier 1
215319173 | Central HP <5.4 tons | LPS Legacy | HRCU-A-CB (Split System: Heat Pump with Remote Outdoor Unit-Air-Source) | D5CUHAH60AAK |  |  | D5FUAAH60XAK |  | 54000 | 16 | 9 | 56000 | 52000 | 92.86% | 1.8 | 0 | 10 |  |  |  | No | R-454B | 4.5 | Residential & Commercial | Ducted CEE Tier 1
213501759 | Central HP <5.4 tons | FRANKLIN | HRCU-A-CB (Split System: Heat Pump with Remote Outdoor Unit-Air-Source) | GSZV903610A* |  |  | AMVE48DP1400B* |  | 34000 | 19 | 8.2 | 34000 | 24400 | 71.76% | 1.8 | 0 | 12 |  |  |  | No | R-410A | 2.8333 | Residential & Commercial | Ducted CEE Tier 1
213815194 | Central HP <5.4 tons | FRANKLIN | HRCU-A-CB (Split System: Heat Pump with Remote Outdoor Unit-Air-Source) | GSZV903610A* |  |  | CHPF3642C6C*+MBVB16CP1X00A*+TXV |  | 33400 | 18 | 8.2 | 34000 | 24400 | 71.76% | 1.8 | 0 | 11 |  |  |  | No | R-410A | 2.7833 | Residential & Commercial | Ducted CEE Tier 1
215669086 | Central HP <5.4 tons | ARCOAIRE | HRCU-A-CB (Split System: Heat Pump with Remote Outdoor Unit-Air-Source) | H5H0V36*K*AAA* |  |  | EA*5X43M21A*+WALLCON | *96CTN1002122B* | 34600 | 18 | 9 | 35200 | 25000 | 71.02% | 1.9 | 0 | 10 |  |  |  | No | R-454B | 2.8833 | Residential & Commercial | Ducted CEE Tier 1
216437865 | Central HP <5.4 tons | OUTES | HRCU-A-CB (Split System: Heat Pump with Remote Outdoor Unit-Air-Source) | OTD-H36DMR3-B01/SE180 |  |  | OAH-C36DMR3-A01/SE180 |  | 33000 | 18 | 8.8 | 34000 | 24000 | 70.59% | 2 | 0 | 11.2 |  |  |  | No | R-32 | 2.75 | Residential & Commercial | Ducted CEE Tier 1
215866625 | Central HP <5.4 tons | KADEN | HRCU-A-CB (Split System: Heat Pump with Remote Outdoor Unit-Air-Source) | KOB-UUX36HP-2AAMA |  |  | KIB-UUX36AH-2AAMA |  | 36000 | 16.1 | 8.7 | 36000 | 27000 | 75% | 2 | 0 | 10 |  |  |  | No | R-454B | 3 | Residential & Commercial | Ducted CEE Tier 1
204456622 | Central HP <5.4 tons | KEEPRITE | HRCU-A-CB (Split System: Heat Pump with Remote Outdoor Unit-Air-Source) | CVH825GKA2* |  |  | EA*4X36L17A*+WALLCON | *96CTN0801714A* | 23600 | 16.5 | 8.1 | 21600 | 16700 | 77.31% | 1.92 | 11.5 | 10.5 |  |  |  | No | R-410A | 1.9667 | Residential & Commercial | Ducted CEE Tier 1
215676067 | Central HP <5.4 tons | ARCOAIRE | HRCU-A-CB (Split System: Heat Pump with Remote Outdoor Unit-Air-Source) | H5H0V48*K*AAA* |  |  | EVM5X61M24A*+WALLCON | *97CMN1202422B* | 48500 | 19.5 | 9.5 | 50000 | 36800 | 73.6% | 2.12 | 0 | 10.5 |  |  |  | No | R-454B | 4.0417 | Residential & Commercial | Ducted CEE Tier 1
215675927 | Central HP <5.4 tons | ARCOAIRE | HRCU-A-CB (Split System: Heat Pump with Remote Outdoor Unit-Air-Source) | H5H0V48*K*AAA* |  |  | EVM5X60M24A*+WALLCON | *97CMN1002122B* | 48000 | 19 | 9 | 50000 | 36600 | 73.2% | 2 | 0 | 10.5 |  |  |  | No | R-454B | 4 | Residential & Commercial | Ducted CEE Tier 1
215674178 | Central HP <5.4 tons | ARCOAIRE | HRCU-A-CB (Split System: Heat Pump with Remote Outdoor Unit-Air-Source) | H5H0V48*K*AAA* |  |  | EA*5X60M24A*+WALLCON | *80CTL0702120B* | 45000 | 18 | 9 | 47500 | 33600 | 70.74% | 2.08 | 0 | 10 |  |  |  | No | R-454B | 3.75 | Residential & Commercial | Ducted CEE Tier 1
213770522 | Central HP <5.4 tons | KEEPRITE | HRCU-A-CB (Split System: Heat Pump with Remote Outdoor Unit-Air-Source) | CVH825GKA2* |  |  | EA*4X24L17A*+WALLCON | *80CTL0901716B* | 23400 | 16.5 | 8.1 | 21800 | 16800 | 77.06% | 1.9 | 0 | 10.5 |  |  |  | No | R-410A | 1.95 | Residential & Commercial | Ducted CEE Tier 1
206133361 | Central HP <5.4 tons | KEEPRITE | HRCU-A-CB (Split System: Heat Pump with Remote Outdoor Unit-Air-Source) | CVH825GKA2* |  |  | EA*4X36L17A*+WALLCON | *80CSU0401712A* | 23600 | 16.5 | 8.1 | 21400 | 16600 | 77.57% | 1.94 | 11 | 10.5 |  |  |  | No | R-410A | 1.9667 | Residential & Commercial | Ducted CEE Tier 1
210595861 | Central HP <5.4 tons | KENMORE | HRCU-A-CB (Split System: Heat Pump with Remote Outdoor Unit-Air-Source) | (C,H,T)VH837GKA** |  |  | EHD4X60AAL+WALLCON | *80CTL1352422A* | 33000 | 17 | 8.1 | 32200 | 24800 | 77.02% | 2.02 | 0 | 11.5 |  |  |  | No | R-410A | 2.75 | Residential & Commercial | Ducted CEE Tier 1
215866616 | Central HP <5.4 tons | KADEN | HRCU-A-CB (Split System: Heat Pump with Remote Outdoor Unit-Air-Source) | KOB-HH-UUX18HP-2AAMA |  |  | KIB-UUX18AH-2AAMA |  | 18000 | 19 | 9.7 | 19000 | 18000 | 94.74% | 2 | 0 | 12.5 |  |  |  | No | R-454B | 1.5 | Residential & Commercial | Ducted CEE Tier 1
215937988 | Central HP <5.4 tons | ARCOAIRE | HRCU-A-CB (Split System: Heat Pump with Remote Outdoor Unit-Air-Source) | H5H3V48*K*AAA* |  |  | EVD5X48M24A*+WALLCON | *96CTN1202422B* | 45000 | 20.5 | 8.1 | 52000 | 38000 | 73.08% | 1.9 | 0 | 11 |  |  |  | No | R-454B | 3.75 | Residential & Commercial | Ducted CEE Tier 1
210595880 | Central HP <5.4 tons | KENMORE | HRCU-A-CB (Split System: Heat Pump with Remote Outdoor Unit-Air-Source) | (C,H,T)VH837GKA** |  |  | EN(A,D)4X48L24**+WALLCON | *95CSU0802120A* | 32400 | 17.5 | 8.1 | 32800 | 24800 | 75.61% | 1.96 | 0 | 11.7 |  |  |  | No | R-410A | 2.7 | Residential & Commercial | Ducted CEE Tier 1
210595887 | Central HP <5.4 tons | KENMORE | HRCU-A-CB (Split System: Heat Pump with Remote Outdoor Unit-Air-Source) | (C,H,T)VH837GKA** |  |  | EN(A,D,W)4X48L21**+WALLCON | *80CSU0601716A* | 32400 | 17 | 8.1 | 33000 | 24800 | 75.15% | 1.94 | 0 | 11.7 |  |  |  | No | R-410A | 2.7 | Residential & Commercial | Ducted CEE Tier 1
205750645 | Central HP <5.4 tons | KENMORE | HRCU-A-CB (Split System: Heat Pump with Remote Outdoor Unit-Air-Source) | (C,H,T)VH825GKA2* |  |  | EA*4X37L21A*+WALLCON | *80CTL0701716A* | 24400 | 17 | 8.5 | 21200 | 16600 | 78.3% | 2.02 | 11 | 11 |  |  |  | No | R-410A | 2.0333 | Residential & Commercial | Ducted CEE Tier 1
204456497 | Central HP <5.4 tons | KENMORE | HRCU-A-CB (Split System: Heat Pump with Remote Outdoor Unit-Air-Source) | (C,H,T)VH825GKA2* |  |  | EA*4X25L17A*+WALLCON | *80CTL0701412A* | 24400 | 17.5 | 8.5 | 21200 | 16600 | 78.3% | 2.02 | 11 | 11.5 |  |  |  | No | R-410A | 2.0333 | Residential & Commercial | Ducted CEE Tier 1
204456850 | Central HP <5.4 tons | KENMORE | HRCU-A-CB (Split System: Heat Pump with Remote Outdoor Unit-Air-Source) | (C,H,T)VH825GKA2* |  |  | EA*4X37L17A*+WALLCON | *96CTN0801714A* | 24200 | 16.5 | 8.1 | 21400 | 16700 | 78.04% | 1.98 | 11.5 | 11 |  |  |  | No | R-410A | 2.0167 | Residential & Commercial | Ducted CEE Tier 1
204459239 | Central HP <5.4 tons | KENMORE | HRCU-A-CB (Split System: Heat Pump with Remote Outdoor Unit-Air-Source) | (C,H,T)VH825GKA2* |  |  | EHD4X30AAL+WALLCON | *80CTL0701412A* | 23800 | 16 | 8.1 | 21800 | 16700 | 76.61% | 1.98 | 11 | 10.5 |  |  |  | No | R-410A | 1.9833 | Residential & Commercial | Ducted CEE Tier 1
206767048 | Central HP <5.4 tons | KEEPRITE | HRCU-A-CB (Split System: Heat Pump with Remote Outdoor Unit-Air-Source) | CVH825GKA3* |  |  | EHD4X36AAL+WALLCON | *80CTL0901716A* | 24200 | 16.5 | 8.1 | 21400 | 16600 | 77.57% | 2 | 11 | 11 |  |  |  | No | R-410A | 2.0167 | Residential & Commercial | Ducted CEE Tier 1
206765642 | Central HP <5.4 tons | KEEPRITE | HRCU-A-CB (Split System: Heat Pump with Remote Outdoor Unit-Air-Source) | CVH825GKA3* |  |  | EA*4X30L17A*+WALLCON | *80CTL0901716A* | 23600 | 17 | 8.1 | 21400 | 16600 | 77.57% | 1.92 | 11 | 11 |  |  |  | No | R-410A | 1.9667 | Residential & Commercial | Ducted CEE Tier 1
206765410 | Central HP <5.4 tons | KEEPRITE | HRCU-A-CB (Split System: Heat Pump with Remote Outdoor Unit-Air-Source) | CVH825GKA3* |  |  | EA*4X24L14A*+WALLCON | *80CTL0701412A* | 23400 | 17 | 8.1 | 22000 | 16800 | 76.36% | 1.9 | 11 | 10.5 |  |  |  | No | R-410A | 1.95 | Residential & Commercial | Ducted CEE Tier 1
213772622 | Central HP <5.4 tons | KEEPRITE | HRCU-A-CB (Split System: Heat Pump with Remote Outdoor Unit-Air-Source) | CVH825GKA3* |  |  | EA*4X24L17A*+WALLCON | *80CTL0451712B* | 23200 | 16 | 8.1 | 22000 | 16900 | 76.82% | 1.88 | 0 | 10 |  |  |  | No | R-410A | 1.9333 | Residential & Commercial | Ducted CEE Tier 1
206767039 | Central HP <5.4 tons | KEEPRITE | HRCU-A-CB (Split System: Heat Pump with Remote Outdoor Unit-Air-Source) | CVH825GKA3* |  |  | EHD4X36AAL+WALLCON | *80CTL0701412A* | 24000 | 16.5 | 8.1 | 21400 | 16600 | 77.57% | 2 | 11.5 | 11 |  |  |  | No | R-410A | 2 | Residential & Commercial | Ducted CEE Tier 1
215676077 | Central HP <5.4 tons | ARCOAIRE | HRCU-A-CB (Split System: Heat Pump with Remote Outdoor Unit-Air-Source) | H5H0V48*K*AAA* |  |  | EVM5X61M24A*+WALLCON | *96CTN1002122B* | 48500 | 19.5 | 9.5 | 50000 | 36600 | 73.2% | 2.12 | 0 | 10.5 |  |  |  | No | R-454B | 4.0417 | Residential & Commercial | Ducted CEE Tier 1
215676207 | Central HP <5.4 tons | ARCOAIRE | HRCU-A-CB (Split System: Heat Pump with Remote Outdoor Unit-Air-Source) | H5H0V48*K*AAA* |  |  | EVD5X48M24A*+WALLCON | *80CTL0902120B* | 47000 | 19 | 9 | 50000 | 36200 | 72.4% | 2 | 0 | 10 |  |  |  | No | R-454B | 3.9167 | Residential & Commercial | Ducted CEE Tier 1
215675457 | Central HP <5.4 tons | ARCOAIRE | HRCU-A-CB (Split System: Heat Pump with Remote Outdoor Unit-Air-Source) | H5H0V48*K*AAA* |  |  | EVM5X48M21A*+WALLCON | *97CMN1002122B* | 47000 | 18.5 | 9 | 50000 | 36400 | 72.8% | 2 | 0 | 10 |  |  |  | No | R-454B | 3.9167 | Residential & Commercial | Ducted CEE Tier 1
206998311 | Central HP <5.4 tons | KENMORE | HRCU-A-CB (Split System: Heat Pump with Remote Outdoor Unit-Air-Source) | (C,H,T)VH825GKA3* |  |  | EA*4X30L17A*+WALLCON | *96CTN0601714A* | 23400 | 16 | 8.1 | 21600 | 16800 | 77.78% | 1.9 | 11 | 10.5 |  |  |  | No | R-410A | 1.95 | Residential & Commercial | Ducted CEE Tier 1
206998488 | Central HP <5.4 tons | KENMORE | HRCU-A-CB (Split System: Heat Pump with Remote Outdoor Unit-Air-Source) | (C,H,T)VH825GKA3* |  |  | EA*4X36L21A*+WALLCON | *80CSU1002120A* | 23600 | 16.5 | 8.1 | 21400 | 16700 | 78.04% | 1.92 | 11.5 | 10.5 |  |  |  | No | R-410A | 1.9667 | Residential & Commercial | Ducted CEE Tier 1
206998322 | Central HP <5.4 tons | KENMORE | HRCU-A-CB (Split System: Heat Pump with Remote Outdoor Unit-Air-Source) | (C,H,T)VH825GKA3* |  |  | EA*4X36L17A*+WALLCON | *97CMN0801714A* | 23400 | 16.5 | 8.1 | 21600 | 16700 | 77.31% | 1.92 | 11 | 10.5 |  |  |  | No | R-410A | 1.95 | Residential & Commercial | Ducted CEE Tier 1
206998325 | Central HP <5.4 tons | KENMORE | HRCU-A-CB (Split System: Heat Pump with Remote Outdoor Unit-Air-Source) | (C,H,T)VH825GKA3* |  |  | EA*4X36L21A*+WALLCON | *80CTL0451712A* | 23400 | 16 | 8.1 | 21600 | 16800 | 77.78% | 1.92 | 11 | 10.5 |  |  |  | No | R-410A | 1.95 | Residential & Commercial | Ducted CEE Tier 1
206998341 | Central HP <5.4 tons | KENMORE | HRCU-A-CB (Split System: Heat Pump with Remote Outdoor Unit-Air-Source) | (C,H,T)VH825GKA3* |  |  | EA*4X37L17A*+WALLCON | *80CTL0701716A* | 24200 | 16.5 | 8.1 | 21400 | 16700 | 78.04% | 2 | 11 | 11 |  |  |  | No | R-410A | 2.0167 | Residential & Commercial | Ducted CEE Tier 1
215319187 | Central HP <5.4 tons | LPS Legacy | HRCU-A-CB (Split System: Heat Pump with Remote Outdoor Unit-Air-Source) | D5CSRAH18AAK |  |  | D5FSAAH18XBK |  | 18000 | 18.5 | 9.8 | 18000 | 13000 | 72.22% | 2.3 | 0 | 12.2 |  |  |  | No | R-454B | 1.5 | Residential & Commercial | Ducted CEE Tier 1
215319168 | Central HP <5.4 tons | LPS Legacy | HRCU-A-CB (Split System: Heat Pump with Remote Outdoor Unit-Air-Source) | D5CUHAH24AAK |  |  | D5FUAAH24XAK |  | 23000 | 18.4 | 10 | 24000 | 21600 | 90% | 1.87 | 0 | 11.7 |  |  |  | No | R-454B | 1.9167 | Residential & Commercial | Ducted CEE Tier 1
215932031 | Central HP <5.4 tons | KEEPRITE | HRCU-A-CB (Split System: Heat Pump with Remote Outdoor Unit-Air-Source) | C5H3V36*K*AAA* |  |  | EA*5X30M17A*+WALLCON | *96CTN0601714B* | 31800 | 19 | 9.5 | 34600 | 26600 | 76.88% | 2 | 0 | 10.5 |  |  |  | No | R-454B | 2.65 | Residential & Commercial | Ducted CEE Tier 1
215866617 | Central HP <5.4 tons | KADEN | HRCU-A-CB (Split System: Heat Pump with Remote Outdoor Unit-Air-Source) | KOB-HH-UUX24HP-2AAMA |  |  | KIB-UUX24AH-2AAMA |  | 23000 | 18.3 | 10 | 24000 | 21600 | 90% | 1.87 | 0 | 11.7 |  |  |  | No | R-454B | 1.9167 | Residential & Commercial | Ducted CEE Tier 1
204456849 | Central HP <5.4 tons | KEEPRITE | HRCU-A-CB (Split System: Heat Pump with Remote Outdoor Unit-Air-Source) | CVH825GKA2* |  |  | EA*4X37L17A*+WALLCON | *96CTN0801714A* | 24200 | 16.5 | 8.1 | 21400 | 16700 | 78.04% | 1.98 | 11.5 | 11 |  |  |  | No | R-410A | 2.0167 | Residential & Commercial | Ducted CEE Tier 1
204459409 | Central HP <5.4 tons | KEEPRITE | HRCU-A-CB (Split System: Heat Pump with Remote Outdoor Unit-Air-Source) | CVH825GKA2* |  |  | EHD4X36AAL+WALLCON | *80CTL0701412A* | 24000 | 16.5 | 8.1 | 21400 | 16600 | 77.57% | 2 | 11.5 | 11 |  |  |  | No | R-410A | 2 | Residential & Commercial | Ducted CEE Tier 1
204456568 | Central HP <5.4 tons | KEEPRITE | HRCU-A-CB (Split System: Heat Pump with Remote Outdoor Unit-Air-Source) | CVH825GKA2* |  |  | EA*4X30L17A*+WALLCON | *97CMN0801714A* | 23400 | 16 | 8.1 | 21600 | 16800 | 77.78% | 1.9 | 11 | 10.5 |  |  |  | No | R-410A | 1.95 | Residential & Commercial | Ducted CEE Tier 1
215935118 | Central HP <5.4 tons | ARCOAIRE | HRCU-A-CB (Split System: Heat Pump with Remote Outdoor Unit-Air-Source) | H5H3V36*K*AAA* |  |  | EVM5X49M21A*+WALLCON | *97CMN1002122B* | 35600 | 22 | 8.5 | 38000 | 28600 | 75.26% | 2.02 | 0 | 12.5 |  |  |  | No | R-454B | 2.9667 | Residential & Commercial | Ducted CEE Tier 1
215935168 | Central HP <5.4 tons | ARCOAIRE | HRCU-A-CB (Split System: Heat Pump with Remote Outdoor Unit-Air-Source) | H5H3V36*K*AAA* |  |  | EVM5X60M21A*+WALLCON | *80CSU1002120A* | 35600 | 21.5 | 8.5 | 38000 | 28800 | 75.79% | 2.02 | 0 | 12 |  |  |  | No | R-454B | 2.9667 | Residential & Commercial | Ducted CEE Tier 1
215935268 | Central HP <5.4 tons | ARCOAIRE | HRCU-A-CB (Split System: Heat Pump with Remote Outdoor Unit-Air-Source) | H5H3V36*K*AAA* |  |  | EVM5X60M21A*+WALLCON | *97CMN0602120B* | 35400 | 21 | 8.5 | 38500 | 29000 | 75.32% | 2.02 | 0 | 12 |  |  |  | No | R-454B | 2.95 | Residential & Commercial | Ducted CEE Tier 1
215939968 | Central HP <5.4 tons | ARCOAIRE | HRCU-A-CB (Split System: Heat Pump with Remote Outdoor Unit-Air-Source) | H5H3V36*K*AAA* |  |  | ESH5X36M12A*+WALLCON | *97CTN0601716A* | 33000 | 18 | 9 | 35600 | 27400 | 76.97% | 1.9 | 0 | 10.5 |  |  |  | No | R-454B | 2.75 | Residential & Commercial | Ducted CEE Tier 1
215675917 | Central HP <5.4 tons | ARCOAIRE | HRCU-A-CB (Split System: Heat Pump with Remote Outdoor Unit-Air-Source) | H5H0V48*K*AAA* |  |  | EVM5X60M24A*+WALLCON | *95CSU1002122B* | 48000 | 19 | 9 | 50000 | 36400 | 72.8% | 2.02 | 0 | 10 |  |  |  | No | R-454B | 4 | Residential & Commercial | Ducted CEE Tier 1
215675667 | Central HP <5.4 tons | ARCOAIRE | HRCU-A-CB (Split System: Heat Pump with Remote Outdoor Unit-Air-Source) | H5H0V48*K*AAA* |  |  | EVM5X60M21A*+WALLCON | *80CSU0601716A* | 48000 | 19 | 9 | 50000 | 36800 | 73.6% | 2 | 0 | 10 |  |  |  | No | R-454B | 4 | Residential & Commercial | Ducted CEE Tier 1
215675717 | Central HP <5.4 tons | ARCOAIRE | HRCU-A-CB (Split System: Heat Pump with Remote Outdoor Unit-Air-Source) | H5H0V48*K*AAA* |  |  | EVM5X60M21A*+WALLCON | *80CTL0702120B* | 48000 | 19 | 9 | 50000 | 36800 | 73.6% | 2 | 0 | 10 |  |  |  | No | R-454B | 4 | Residential & Commercial | Ducted CEE Tier 1
215278607 | Central HP <5.4 tons | HISENSE | HRCU-A-CB (Split System: Heat Pump with Remote Outdoor Unit-Air-Source) | AUWR-4824P |  |  | AUH-4824 |  | 48000 | 19 | 9 | 48000 | 37000 | 77.08% | 2.52 | 0 | 12 |  |  |  | No | R-454B | 4 | Residential & Commercial | Ducted CEE Tier 1
215669326 | Central HP <5.4 tons | ARCOAIRE | HRCU-A-CB (Split System: Heat Pump with Remote Outdoor Unit-Air-Source) | H5H0V36*K*AAA* |  |  | EA*5X60M24A*+WALLCON | *80CTL1102120B* | 34400 | 18.5 | 9 | 34200 | 24600 | 71.93% | 1.92 | 0 | 10.5 |  |  |  | No | R-454B | 2.8667 | Residential & Commercial | Ducted CEE Tier 1
215669396 | Central HP <5.4 tons | ARCOAIRE | HRCU-A-CB (Split System: Heat Pump with Remote Outdoor Unit-Air-Source) | H5H0V36*K*AAA* |  |  | EA*5X60M24A*+WALLCON | *97CMN1202422B* | 34400 | 18.5 | 9 | 34200 | 24800 | 72.51% | 1.9 | 0 | 10 |  |  |  | No | R-454B | 2.8667 | Residential & Commercial | Ducted CEE Tier 1
215669646 | Central HP <5.4 tons | ARCOAIRE | HRCU-A-CB (Split System: Heat Pump with Remote Outdoor Unit-Air-Source) | H5H0V36*K*AAA* |  |  | EA*5X61M24A*+WALLCON | *80CTL1102120B* | 35000 | 18.5 | 9 | 34400 | 24600 | 71.51% | 1.92 | 0 | 10.5 |  |  |  | No | R-454B | 2.9167 | Residential & Commercial | Ducted CEE Tier 1
213296970 | Central HP <5.4 tons | FRASER-JOHNSTON | HRCU-A-CB (Split System: Heat Pump with Remote Outdoor Unit-Air-Source) | HMH72B341 |  |  | XAHC36DBCN1 | Z8ES080B12LMPS1 | 33400 | 17.5 | 8.1 | 32800 | 23000 | 70.12% | 2.02 | 0 | 10 |  |  |  | No | R-410A | 2.7833 | Residential & Commercial | Ducted CEE Tier 1
213297240 | Central HP <5.4 tons | FRASER-JOHNSTON | HRCU-A-CB (Split System: Heat Pump with Remote Outdoor Unit-Air-Source) | HMH72B341 |  |  | XAFC36DBCN1 | Z9ET080B12SMPS1 | 33800 | 18 | 8.5 | 33000 | 23200 | 70.3% | 2 | 0 | 10 |  |  |  | No | R-410A | 2.8167 | Residential & Commercial | Ducted CEE Tier 1
213372196 | Central HP <5.4 tons | LPS Legacy | HRCU-A-C (Split System: Heat Pump with Remote Outdoor Unit with No Indoor Fan --Air Source) | DLCURAH18ABK |  |  | DLFULAH24XBX + CI |  | 18000 | 16.1 | 9.5 | 19000 | 15000 | 78.95% | 2.2 | 11.6 | 11.7 |  |  |  | No | R-410A | 1.5 | Residential & Commercial | Ducted CEE Tier 1
206997668 | Central HP <5.4 tons | KENMORE | HRCU-A-CB (Split System: Heat Pump with Remote Outdoor Unit-Air-Source) | (C,H,T)VH837GKA2* |  |  | EA*4X37L21A*+WALLCON | *80CTL0901716A* | 33000 | 18 | 8.5 | 32800 | 25000 | 76.22% | 2 | 12 | 11.7 |  |  |  | No | R-410A | 2.75 | Residential & Commercial | Ducted CEE Tier 1
206997682 | Central HP <5.4 tons | KENMORE | HRCU-A-CB (Split System: Heat Pump with Remote Outdoor Unit-Air-Source) | (C,H,T)VH837GKA2* |  |  | EA*4X42L21A*+WALLCON | *96CTN1002122A* | 31800 | 17 | 8.1 | 33000 | 24400 | 73.94% | 1.9 | 11 | 11.5 |  |  |  | No | R-410A | 2.65 | Residential & Commercial | Ducted CEE Tier 1
215676397 | Central HP <5.4 tons | ARCOAIRE | HRCU-A-CB (Split System: Heat Pump with Remote Outdoor Unit-Air-Source) | H5H0V48*K*AAA* |  |  | EVD5X49M24A*+WALLCON | *96CTN1202422B* | 48000 | 19 | 9 | 50000 | 36600 | 73.2% | 2 | 0 | 10.5 |  |  |  | No | R-454B | 4 | Residential & Commercial | Ducted CEE Tier 1
215675427 | Central HP <5.4 tons | ARCOAIRE | HRCU-A-CB (Split System: Heat Pump with Remote Outdoor Unit-Air-Source) | H5H0V48*K*AAA* |  |  | EVM5X48M21A*+WALLCON | *95CSU1002122B* | 47000 | 18 | 9 | 50000 | 36400 | 72.8% | 2.02 | 0 | 10 |  |  |  | No | R-454B | 3.9167 | Residential & Commercial | Ducted CEE Tier 1
215675477 | Central HP <5.4 tons | ARCOAIRE | HRCU-A-CB (Split System: Heat Pump with Remote Outdoor Unit-Air-Source) | H5H0V48*K*AAA* |  |  | EVM5X48M21A*+WALLCON | *96CTN0802120B* | 47000 | 18.5 | 9 | 50000 | 36400 | 72.8% | 2 | 0 | 10 |  |  |  | No | R-454B | 3.9167 | Residential & Commercial | Ducted CEE Tier 1
215674508 | Central HP <5.4 tons | ARCOAIRE | HRCU-A-CB (Split System: Heat Pump with Remote Outdoor Unit-Air-Source) | H5H0V48*K*AAA* |  |  | EA*5X61M24A*+WALLCON | *80CTL1352422B* | 46000 | 18.5 | 9 | 47500 | 33600 | 70.74% | 2.08 | 0 | 10 |  |  |  | No | R-454B | 3.8333 | Residential & Commercial | Ducted CEE Tier 1
215675817 | Central HP <5.4 tons | ARCOAIRE | HRCU-A-CB (Split System: Heat Pump with Remote Outdoor Unit-Air-Source) | H5H0V48*K*AAA* |  |  | EVM5X60M21A*+WALLCON | *97CMN1002122B* | 48000 | 19 | 9 | 50000 | 36800 | 73.6% | 2 | 0 | 10 |  |  |  | No | R-454B | 4 | Residential & Commercial | Ducted CEE Tier 1
215675617 | Central HP <5.4 tons | ARCOAIRE | HRCU-A-CB (Split System: Heat Pump with Remote Outdoor Unit-Air-Source) | H5H0V48*K*AAA* |  |  | EVM5X49M21A*+WALLCON | *97CMN0801714B* | 47500 | 18.5 | 9 | 50000 | 37400 | 74.8% | 1.98 | 0 | 10 |  |  |  | No | R-454B | 3.9583 | Residential & Commercial | Ducted CEE Tier 1
215669546 | Central HP <5.4 tons | ARCOAIRE | HRCU-A-CB (Split System: Heat Pump with Remote Outdoor Unit-Air-Source) | H5H0V36*K*AAA* |  |  | EA*5X61M21A*+WALLCON | *97CMN0602120B* | 34600 | 18 | 9 | 34600 | 25000 | 72.25% | 1.9 | 0 | 10 |  |  |  | No | R-454B | 2.8833 | Residential & Commercial | Ducted CEE Tier 1
215675567 | Central HP <5.4 tons | ARCOAIRE | HRCU-A-CB (Split System: Heat Pump with Remote Outdoor Unit-Air-Source) | H5H0V48*K*AAA* |  |  | EVM5X49M21A*+WALLCON | *80CTL0902120B* | 48000 | 19 | 9 | 50000 | 36600 | 73.2% | 2 | 0 | 10.5 |  |  |  | No | R-454B | 4 | Residential & Commercial | Ducted CEE Tier 1
215675447 | Central HP <5.4 tons | ARCOAIRE | HRCU-A-CB (Split System: Heat Pump with Remote Outdoor Unit-Air-Source) | H5H0V48*K*AAA* |  |  | EVM5X48M21A*+WALLCON | *97CMN0802120B* | 47000 | 18.5 | 9 | 50000 | 36600 | 73.2% | 2 | 0 | 10 |  |  |  | No | R-454B | 3.9167 | Residential & Commercial | Ducted CEE Tier 1
215675347 | Central HP <5.4 tons | ARCOAIRE | HRCU-A-CB (Split System: Heat Pump with Remote Outdoor Unit-Air-Source) | H5H0V48*K*AAA* |  |  | FCMA5B60L0D*+WALLCON |  | 46500 | 19.5 | 9.5 | 47000 | 33000 | 70.21% | 2.2 | 0 | 10.5 |  |  |  | No | R-454B | 3.875 | Residential & Commercial | Ducted CEE Tier 1
206998342 | Central HP <5.4 tons | KENMORE | HRCU-A-CB (Split System: Heat Pump with Remote Outdoor Unit-Air-Source) | (C,H,T)VH825GKA3* |  |  | EA*4X37L17A*+WALLCON | *96CTN0601714A* | 24000 | 16 | 8.1 | 21400 | 16800 | 78.5% | 1.98 | 11 | 11 |  |  |  | No | R-410A | 2 | Residential & Commercial | Ducted CEE Tier 1
206998490 | Central HP <5.4 tons | KENMORE | HRCU-A-CB (Split System: Heat Pump with Remote Outdoor Unit-Air-Source) | (C,H,T)VH825GKA3* |  |  | EA*4X37L17A*+WALLCON | *80CSU0601716A* | 24200 | 16.5 | 8.1 | 21400 | 16700 | 78.04% | 1.98 | 11.5 | 10.5 |  |  |  | No | R-410A | 2.0167 | Residential & Commercial | Ducted CEE Tier 1
206998491 | Central HP <5.4 tons | KENMORE | HRCU-A-CB (Split System: Heat Pump with Remote Outdoor Unit-Air-Source) | (C,H,T)VH825GKA3* |  |  | EA*4X37L21A*+WALLCON | *80CSU0401712A* | 24400 | 17 | 8.5 | 21200 | 16600 | 78.3% | 2.02 | 11.5 | 11 |  |  |  | No | R-410A | 2.0333 | Residential & Commercial | Ducted CEE Tier 1
210473455 | Central HP <5.4 tons | KENMORE | HRCU-A-CB (Split System: Heat Pump with Remote Outdoor Unit-Air-Source) | (C,H,T)VH825GKA3* |  |  | EA*4X48L24A*+WALLCON | *95CSU1002122A* | 24200 | 17 | 8.1 | 21000 | 16500 | 78.57% | 2.02 | 0 | 11 |  |  |  | No | R-410A | 2.0167 | Residential & Commercial | Ducted CEE Tier 1
210473136 | Central HP <5.4 tons | KENMORE | HRCU-A-CB (Split System: Heat Pump with Remote Outdoor Unit-Air-Source) | (C,H,T)VH825GKA3* |  |  | EA*4X43L21A*+WALLCON | *80CSU0601716A* | 24400 | 17 | 8.1 | 21200 | 16600 | 78.3% | 2.02 | 0 | 11 |  |  |  | No | R-410A | 2.0333 | Residential & Commercial | Ducted CEE Tier 1
210472905 | Central HP <5.4 tons | KENMORE | HRCU-A-CB (Split System: Heat Pump with Remote Outdoor Unit-Air-Source) | (C,H,T)VH825GKA3* |  |  | EA*4X42L21A*+WALLCON | *96CTN0601714A* | 23600 | 16.5 | 8.1 | 21400 | 16700 | 78.04% | 1.94 | 0 | 11 |  |  |  | No | R-410A | 1.9667 | Residential & Commercial | Ducted CEE Tier 1
215668710 | Central HP <5.4 tons | ARCOAIRE | HRCU-A-CB (Split System: Heat Pump with Remote Outdoor Unit-Air-Source) | H5H0V36*K*AAA* |  |  | EA*5X37M21A*+WALLCON | *95CSU0802120B* | 34400 | 17.5 | 9 | 35400 | 25200 | 71.19% | 1.9 | 0 | 10 |  |  |  | No | R-454B | 2.8667 | Residential & Commercial | Ducted CEE Tier 1
213815195 | Central HP <5.4 tons | FRANKLIN | HRCU-A-CB (Split System: Heat Pump with Remote Outdoor Unit-Air-Source) | GSZV903610A* |  |  | CHPF3743C6B*+MBVB12BP1X00A*+TXV |  | 33400 | 18 | 8.2 | 34000 | 24400 | 71.76% | 1.8 | 0 | 11 |  |  |  | No | R-410A | 2.7833 | Residential & Commercial | Ducted CEE Tier 1
210692924 | Central HP <5.4 tons | FRANKLIN | HRCU-A-CB (Split System: Heat Pump with Remote Outdoor Unit-Air-Source) | GSZV903610A* |  |  | CA*F3743*6D*+TXV | G*VC960804CNB* | 33600 | 19 | 8.2 | 34000 | 24400 | 71.76% | 1.8 | 0 | 12 |  |  |  | No | R-410A | 2.8 | Residential & Commercial | Ducted CEE Tier 1
210692940 | Central HP <5.4 tons | FRANKLIN | HRCU-A-CB (Split System: Heat Pump with Remote Outdoor Unit-Air-Source) | GSZV903610A* |  |  | CHPF3642C6C*+TXV | G*VC801005C*A* | 33400 | 18 | 8.2 | 34000 | 24400 | 71.76% | 1.8 | 0 | 11 |  |  |  | No | R-410A | 2.7833 | Residential & Commercial | Ducted CEE Tier 1
214855379 | Central HP <5.4 tons | HISENSE | HRCU-A-CB (Split System: Heat Pump with Remote Outdoor Unit-Air-Source) | AUWR-6024P |  |  | AUH-6024 |  | 57000 | 19 | 9 | 57000 | 42000 | 73.68% | 2.46 | 0 | 11 |  |  |  | No | R-454B | 4.75 | Residential & Commercial | Ducted CEE Tier 1
204456649 | Central HP <5.4 tons | KEEPRITE | HRCU-A-CB (Split System: Heat Pump with Remote Outdoor Unit-Air-Source) | CVH825GKA2* |  |  | EA*4X36L17A*+WALLCON | *80CTL0701412A* | 23600 | 17 | 8.1 | 21400 | 16600 | 77.57% | 1.94 | 11 | 11 |  |  |  | No | R-410A | 1.9667 | Residential & Commercial | Ducted CEE Tier 1
206133311 | Central HP <5.4 tons | KEEPRITE | HRCU-A-CB (Split System: Heat Pump with Remote Outdoor Unit-Air-Source) | CVH825GKA2* |  |  | EA*4X24L17A*+WALLCON | *80CSU0601716A* | 23200 | 16.5 | 8.1 | 22000 | 16800 | 76.36% | 1.9 | 11 | 10.5 |  |  |  | No | R-410A | 1.9333 | Residential & Commercial | Ducted CEE Tier 1
206133813 | Central HP <5.4 tons | KEEPRITE | HRCU-A-CB (Split System: Heat Pump with Remote Outdoor Unit-Air-Source) | CVH825GKA2* |  |  | EA*4X37L21A*+WALLCON | *95CSU0601716A* | 24400 | 16.5 | 8.1 | 21400 | 16700 | 78.04% | 2.02 | 11.5 | 10.5 |  |  |  | No | R-410A | 2.0333 | Residential & Commercial | Ducted CEE Tier 1
204456867 | Central HP <5.4 tons | KEEPRITE | HRCU-A-CB (Split System: Heat Pump with Remote Outdoor Unit-Air-Source) | CVH825GKA2* |  |  | EA*4X37L17A*+WALLCON | *97CMN0801714A* | 24200 | 16 | 8.1 | 21400 | 16800 | 78.5% | 1.98 | 11 | 11 |  |  |  | No | R-410A | 2.0167 | Residential & Commercial | Ducted CEE Tier 1
215667400 | Central HP <5.4 tons | ARCOAIRE | HRCU-A-CB (Split System: Heat Pump with Remote Outdoor Unit-Air-Source) | H5H0V24*K*AAA* |  |  | EA*5X30M17A*+WALLCON | *80CTL0451712B* | 23000 | 16.5 | 8.5 | 24000 | 16800 | 70% | 1.86 | 0 | 10 |  |  |  | No | R-454B | 1.9167 | Residential & Commercial | Ducted CEE Tier 1
215667527 | Central HP <5.4 tons | ARCOAIRE | HRCU-A-CB (Split System: Heat Pump with Remote Outdoor Unit-Air-Source) | H5H0V24*K*AAA* |  |  | EA*5X30M17A*+WALLCON | *96CTN0601714B* | 23000 | 17 | 8.5 | 23800 | 16700 | 70.17% | 1.86 | 0 | 10 |  |  |  | No | R-454B | 1.9167 | Residential & Commercial | Ducted CEE Tier 1
215675367 | Central HP <5.4 tons | ARCOAIRE | HRCU-A-CB (Split System: Heat Pump with Remote Outdoor Unit-Air-Source) | H5H0V48*K*AAA* |  |  | EVM5X48M21A*+WALLCON | *80CSU0802120A* | 47000 | 18.5 | 9 | 50000 | 36400 | 72.8% | 2 | 0 | 10 |  |  |  | No | R-454B | 3.9167 | Residential & Commercial | Ducted CEE Tier 1
215667634 | Central HP <5.4 tons | ARCOAIRE | HRCU-A-CB (Split System: Heat Pump with Remote Outdoor Unit-Air-Source) | H5H0V24*K*AAA* |  |  | EA*5X36M17A*+WALLCON | *80CTL0701716B* | 23200 | 17 | 9 | 23600 | 16600 | 70.34% | 1.98 | 0 | 10 |  |  |  | No | R-454B | 1.9333 | Residential & Commercial | Ducted CEE Tier 1
215676227 | Central HP <5.4 tons | ARCOAIRE | HRCU-A-CB (Split System: Heat Pump with Remote Outdoor Unit-Air-Source) | H5H0V48*K*AAA* |  |  | EVD5X48M24A*+WALLCON | *80CTL1352422B* | 47000 | 19 | 9 | 50000 | 36200 | 72.4% | 2 | 0 | 10 |  |  |  | No | R-454B | 3.9167 | Residential & Commercial | Ducted CEE Tier 1
215675907 | Central HP <5.4 tons | ARCOAIRE | HRCU-A-CB (Split System: Heat Pump with Remote Outdoor Unit-Air-Source) | H5H0V48*K*AAA* |  |  | EVM5X60M24A*+WALLCON | *95CSU0802120B* | 47500 | 18.5 | 9 | 50000 | 36800 | 73.6% | 2 | 0 | 10 |  |  |  | No | R-454B | 3.9583 | Residential & Commercial | Ducted CEE Tier 1
215676027 | Central HP <5.4 tons | ARCOAIRE | HRCU-A-CB (Split System: Heat Pump with Remote Outdoor Unit-Air-Source) | H5H0V48*K*AAA* |  |  | EVM5X61M24A*+WALLCON | *95CSU1002122B* | 48500 | 19 | 9 | 50000 | 36600 | 73.2% | 2.1 | 0 | 10.5 |  |  |  | No | R-454B | 4.0417 | Residential & Commercial | Ducted CEE Tier 1
215676057 | Central HP <5.4 tons | ARCOAIRE | HRCU-A-CB (Split System: Heat Pump with Remote Outdoor Unit-Air-Source) | H5H0V48*K*AAA* |  |  | EVM5X61M24A*+WALLCON | *97CMN1002122B* | 48500 | 19.5 | 9.5 | 50000 | 36600 | 73.2% | 2.12 | 0 | 10.5 |  |  |  | No | R-454B | 4.0417 | Residential & Commercial | Ducted CEE Tier 1
211273244 | Central HP <5.4 tons | Journey Comfort | HRCU-A-CB (Split System: Heat Pump with Remote Outdoor Unit-Air-Source) | RGV18ODU24 |  |  | RGV18AHU24 |  | 24000 | 17 | 9.2 | 26000 | 19400 | 74.62% | 2.1 | 11.3 | 10.5 |  |  |  | No | R-410A | 2 | Residential & Commercial | Ducted CEE Tier 1
204456885 | Central HP <5.4 tons | KEEPRITE | HRCU-A-CB (Split System: Heat Pump with Remote Outdoor Unit-Air-Source) | CVH825GKA2* |  |  | EA*4X37L17A*+WALLCON | *80CTL0901716A* | 24200 | 17 | 8.1 | 21400 | 16600 | 77.57% | 2.02 | 11 | 11 |  |  |  | No | R-410A | 2.0167 | Residential & Commercial | Ducted CEE Tier 1
204456532 | Central HP <5.4 tons | KEEPRITE | HRCU-A-CB (Split System: Heat Pump with Remote Outdoor Unit-Air-Source) | CVH825GKA2* |  |  | EA*4X30L17A*+WALLCON | *80CTL0701716A* | 23400 | 16.5 | 8.1 | 21600 | 16700 | 77.31% | 1.92 | 11 | 11 |  |  |  | No | R-410A | 1.95 | Residential & Commercial | Ducted CEE Tier 1
206133391 | Central HP <5.4 tons | KEEPRITE | HRCU-A-CB (Split System: Heat Pump with Remote Outdoor Unit-Air-Source) | CVH825GKA2* |  |  | EA*4X36L21A*+WALLCON | *80CSU0601716A* | 23600 | 16.5 | 8.1 | 21400 | 16600 | 77.57% | 1.94 | 11.5 | 10.5 |  |  |  | No | R-410A | 1.9667 | Residential & Commercial | Ducted CEE Tier 1
206133341 | Central HP <5.4 tons | KEEPRITE | HRCU-A-CB (Split System: Heat Pump with Remote Outdoor Unit-Air-Source) | CVH825GKA2* |  |  | EA*4X30L17A*+WALLCON | *80CSU0401712A* | 23400 | 16.5 | 8.1 | 21600 | 16700 | 77.31% | 1.92 | 11 | 10.5 |  |  |  | No | R-410A | 1.95 | Residential & Commercial | Ducted CEE Tier 1
215669156 | Central HP <5.4 tons | ARCOAIRE | HRCU-A-CB (Split System: Heat Pump with Remote Outdoor Unit-Air-Source) | H5H0V36*K*AAA* |  |  | EA*5X48M21A*+WALLCON | *80CTL0901716B* | 33800 | 18 | 9 | 35000 | 25000 | 71.43% | 1.88 | 0 | 10 |  |  |  | No | R-454B | 2.8167 | Residential & Commercial | Ducted CEE Tier 1
215670460 | Central HP <5.4 tons | ARCOAIRE | HRCU-A-CB (Split System: Heat Pump with Remote Outdoor Unit-Air-Source) | H5H0V36*K*AAA* |  |  | ESH5X60M12A*+WALLCON | *80CTL1102120B* | 34600 | 17 | 8.5 | 34600 | 24800 | 71.68% | 1.92 | 0 | 10 |  |  |  | No | R-454B | 2.8833 | Residential & Commercial | Ducted CEE Tier 1
215670610 | Central HP <5.4 tons | ARCOAIRE | HRCU-A-CB (Split System: Heat Pump with Remote Outdoor Unit-Air-Source) | H5H0V36*K*AAA* |  |  | FCMA5B36L0C*+WALLCON |  | 33400 | 18.5 | 9 | 35800 | 25600 | 71.51% | 1.86 | 0 | 10 |  |  |  | No | R-454B | 2.7833 | Residential & Commercial | Ducted CEE Tier 1
215669406 | Central HP <5.4 tons | ARCOAIRE | HRCU-A-CB (Split System: Heat Pump with Remote Outdoor Unit-Air-Source) | H5H0V36*K*AAA* |  |  | EA*5X60M24A*+WALLCON | *96CTN1002122B* | 34400 | 18 | 9 | 34200 | 24800 | 72.51% | 1.9 | 0 | 10.5 |  |  |  | No | R-454B | 2.8667 | Residential & Commercial | Ducted CEE Tier 1
215674458 | Central HP <5.4 tons | ARCOAIRE | HRCU-A-CB (Split System: Heat Pump with Remote Outdoor Unit-Air-Source) | H5H0V48*K*AAA* |  |  | EA*5X61M24A*+WALLCON | *80CSU0802120A* | 46000 | 18 | 9 | 47500 | 33600 | 70.74% | 2.08 | 0 | 10 |  |  |  | No | R-454B | 3.8333 | Residential & Commercial | Ducted CEE Tier 1
215674358 | Central HP <5.4 tons | ARCOAIRE | HRCU-A-CB (Split System: Heat Pump with Remote Outdoor Unit-Air-Source) | H5H0V48*K*AAA* |  |  | EA*5X61M21A*+WALLCON | *80CTL0901716B* | 46000 | 18 | 9 | 48000 | 33800 | 70.42% | 2.06 | 0 | 10 |  |  |  | No | R-454B | 3.8333 | Residential & Commercial | Ducted CEE Tier 1
215667838 | Central HP <5.4 tons | ARCOAIRE | HRCU-A-CB (Split System: Heat Pump with Remote Outdoor Unit-Air-Source) | H5H0V24*K*AAA* |  |  | EA*5X37M21A*+WALLCON | *80CTL0701716B* | 24000 | 17.5 | 9 | 23400 | 16400 | 70.09% | 2.02 | 0 | 10.5 |  |  |  | No | R-454B | 2 | Residential & Commercial | Ducted CEE Tier 1
215667041 | Central HP <5.4 tons | ARCOAIRE | HRCU-A-CB (Split System: Heat Pump with Remote Outdoor Unit-Air-Source) | H5H0V24*K*AAA* |  |  | EA*5X24M17A*+WALLCON | *80CTL0701716B* | 22800 | 16.5 | 9 | 24000 | 16900 | 70.42% | 1.96 | 0 | 10 |  |  |  | No | R-454B | 1.9 | Residential & Commercial | Ducted CEE Tier 1
215667022 | Central HP <5.4 tons | ARCOAIRE | HRCU-A-CB (Split System: Heat Pump with Remote Outdoor Unit-Air-Source) | H5H0V24*K*AAA* |  |  | EA*5X24M17A*+WALLCON | *80CTL0701412B* | 22800 | 17 | 9 | 24000 | 16800 | 70% | 1.96 | 0 | 10 |  |  |  | No | R-454B | 1.9 | Residential & Commercial | Ducted CEE Tier 1
213411087 | Central HP <5.4 tons | HISENSE | HRCU-A-C (Split System: Heat Pump with Remote Outdoor Unit with No Indoor Fan --Air Source) | AUWR-36U3SA |  |  | DC37A44-210L |  | 30000 | 15.5 | 9.4 | 30000 | 24200 | 80.67% | 2.08 | 0 | 11.3 |  |  |  | No | R-410A | 2.5 | Residential & Commercial | Ducted CEE Tier 1
213778982 | Central HP <5.4 tons | KEEPRITE | HRCU-A-CB (Split System: Heat Pump with Remote Outdoor Unit-Air-Source) | CVH837GKA** |  |  | EA*4X37L21A*+WALLCON | *80CTL1102120B* | 33000 | 17 | 8.5 | 32800 | 25000 | 76.22% | 1.98 | 0 | 11.5 |  |  |  | No | R-410A | 2.75 | Residential & Commercial | Ducted CEE Tier 1
204300186 | Central HP <5.4 tons | KEEPRITE | HRCU-A-CB (Split System: Heat Pump with Remote Outdoor Unit-Air-Source) | CVH837GKA** |  |  | EHD4X36AAL+WALLCON | *96CTN1002122A* | 32200 | 16.5 | 8.1 | 33200 | 24800 | 74.7% | 1.94 | 11.5 | 11 |  |  |  | No | R-410A | 2.6833 | Residential & Commercial | Ducted CEE Tier 1
204300386 | Central HP <5.4 tons | KEEPRITE | HRCU-A-CB (Split System: Heat Pump with Remote Outdoor Unit-Air-Source) | CVH837GKA** |  |  | EHD4X42AAL+WALLCON | *80CTL0701412A* | 32400 | 17 | 8.1 | 33200 | 25000 | 75.3% | 1.94 | 11.5 | 11 |  |  |  | No | R-410A | 2.7 | Residential & Commercial | Ducted CEE Tier 1
204298742 | Central HP <5.4 tons | KEEPRITE | HRCU-A-CB (Split System: Heat Pump with Remote Outdoor Unit-Air-Source) | CVH837GKA** |  |  | EA*4X36L21A*+WALLCON | *97CMN1002122A* | 31600 | 17 | 8.1 | 33200 | 24200 | 72.89% | 1.86 | 11.5 | 11 |  |  |  | No | R-410A | 2.6333 | Residential & Commercial | Ducted CEE Tier 1
206771898 | Central HP <5.4 tons | KEEPRITE | HRCU-A-CB (Split System: Heat Pump with Remote Outdoor Unit-Air-Source) | CVH837GKA2* |  |  | EA*4X48L24A*+WALLCON | *80CTL0902120A* | 32400 | 17.5 | 8.5 | 32600 | 25000 | 76.69% | 1.98 | 12 | 11.7 |  |  |  | No | R-410A | 2.7 | Residential & Commercial | Ducted CEE Tier 1
206772375 | Central HP <5.4 tons | KEEPRITE | HRCU-A-CB (Split System: Heat Pump with Remote Outdoor Unit-Air-Source) | CVH837GKA2* |  |  | EN(A,D)4X48L24**+WALLCON | *80CTL1352422A* | 32400 | 17.5 | 8.1 | 32800 | 24800 | 75.61% | 1.98 | 12 | 11.7 |  |  |  | No | R-410A | 2.7 | Residential & Commercial | Ducted CEE Tier 1
213501760 | Central HP <5.4 tons | FRANKLIN | HRCU-A-CB (Split System: Heat Pump with Remote Outdoor Unit-Air-Source) | ASZV903610A* |  |  | AMVE36CP1400B* |  | 33600 | 18.5 | 8.2 | 34000 | 24400 | 71.76% | 1.8 | 0 | 11.5 |  |  |  | No | R-410A | 2.8 | Residential & Commercial | Ducted CEE Tier 1
216558231 | Central HP <5.4 tons | HISENSE | HRCU-A-CB (Split System: Heat Pump with Remote Outdoor Unit-Air-Source) | AOH-48U3T24P |  |  | AHU-48U3T24 |  | 48000 | 19 | 9 | 48000 | 37000 | 77.08% | 2.52 | 0 | 12 |  |  |  | No | R-454B | 4 | Residential & Commercial | Ducted CEE Tier 1
210693140 | Central HP <5.4 tons | FRANKLIN | HRCU-A-CB (Split System: Heat Pump with Remote Outdoor Unit-Air-Source) | ASZV903610A* |  |  | CHPF3642C6C*+TXV | G*VC800604B*A* | 33400 | 18 | 8.2 | 34000 | 24400 | 71.76% | 1.8 | 0 | 11 |  |  |  | No | R-410A | 2.7833 | Residential & Commercial | Ducted CEE Tier 1
210693156 | Central HP <5.4 tons | FRANKLIN | HRCU-A-CB (Split System: Heat Pump with Remote Outdoor Unit-Air-Source) | ASZV903610A* |  |  | CHPF3743C6B*+MBVC1201**-1A*+TXV |  | 33400 | 18 | 8.2 | 34000 | 24400 | 71.76% | 1.8 | 0 | 11 |  |  |  | No | R-410A | 2.7833 | Residential & Commercial | Ducted CEE Tier 1
215319191 | Central HP <5.4 tons | LPS Legacy | HRCU-A-CB (Split System: Heat Pump with Remote Outdoor Unit-Air-Source) | D5CLHAH58AAK |  |  | D5FLAAH60XAK |  | 54000 | 15.4 | 9.2 | 59000 | 53000 | 89.83% | 2 | 0 | 10 |  |  |  | No | R-454B | 4.5 | Residential & Commercial | Ducted CEE Tier 1
215668750 | Central HP <5.4 tons | ARCOAIRE | HRCU-A-CB (Split System: Heat Pump with Remote Outdoor Unit-Air-Source) | H5H0V36*K*AAA* |  |  | EA*5X37M21A*+WALLCON | *97CMN0802120B* | 34400 | 18 | 8.1 | 35400 | 25200 | 71.19% | 1.88 | 0 | 10 |  |  |  | No | R-454B | 2.8667 | Residential & Commercial | Ducted CEE Tier 1
215667774 | Central HP <5.4 tons | ARCOAIRE | HRCU-A-CB (Split System: Heat Pump with Remote Outdoor Unit-Air-Source) | H5H0V24*K*AAA* |  |  | EA*5X37M17A*+WALLCON | *97CMN0601714B* | 23600 | 17 | 9 | 23600 | 16600 | 70.34% | 1.98 | 0 | 10 |  |  |  | No | R-454B | 1.9667 | Residential & Commercial | Ducted CEE Tier 1
215667910 | Central HP <5.4 tons | ARCOAIRE | HRCU-A-CB (Split System: Heat Pump with Remote Outdoor Unit-Air-Source) | H5H0V24*K*AAA* |  |  | EA*5X37M21A*+WALLCON | *97CMN1002122B* | 24000 | 17.5 | 9 | 23200 | 16300 | 70.26% | 2.02 | 0 | 10.5 |  |  |  | No | R-454B | 2 | Residential & Commercial | Ducted CEE Tier 1
215668678 | Central HP <5.4 tons | ARCOAIRE | HRCU-A-CB (Split System: Heat Pump with Remote Outdoor Unit-Air-Source) | H5H0V36*K*AAA* |  |  | EA*5X37M21A*+WALLCON | *80CTL0901716B* | 34400 | 18 | 9 | 35400 | 25200 | 71.19% | 1.88 | 0 | 10 |  |  |  | No | R-454B | 2.8667 | Residential & Commercial | Ducted CEE Tier 1
215674644 | Central HP <5.4 tons | ARCOAIRE | HRCU-A-CB (Split System: Heat Pump with Remote Outdoor Unit-Air-Source) | H5H0V48*K*AAA* |  |  | EA*5X61M24A*+WALLCON | *96CTN1002122B* | 46000 | 18.5 | 9 | 47500 | 33600 | 70.74% | 2.06 | 0 | 10 |  |  |  | No | R-454B | 3.8333 | Residential & Commercial | Ducted CEE Tier 1
206998527 | Central HP <5.4 tons | KENMORE | HRCU-A-CB (Split System: Heat Pump with Remote Outdoor Unit-Air-Source) | (C,H,T)VH825GKA3* |  |  | EA*4X36L21A*+WALLCON | *95CSU1002122A* | 23600 | 16.5 | 8.1 | 21400 | 16600 | 77.57% | 1.94 | 11.5 | 10.5 |  |  |  | No | R-410A | 1.9667 | Residential & Commercial | Ducted CEE Tier 1
206998304 | Central HP <5.4 tons | KENMORE | HRCU-A-CB (Split System: Heat Pump with Remote Outdoor Unit-Air-Source) | (C,H,T)VH825GKA3* |  |  | EA*4X25L17A*+WALLCON | *97CMN0601714A* | 24200 | 15.5 | 8.1 | 20000 | 16000 | 80% | 1.94 | 11.5 | 10.5 |  |  |  | No | R-410A | 2.0167 | Residential & Commercial | Ducted CEE Tier 1
206998309 | Central HP <5.4 tons | KENMORE | HRCU-A-CB (Split System: Heat Pump with Remote Outdoor Unit-Air-Source) | (C,H,T)VH825GKA3* |  |  | EA*4X30L17A*+WALLCON | *80CTL0451712A* | 23400 | 16 | 8.1 | 21600 | 16800 | 77.78% | 1.9 | 11 | 10.5 |  |  |  | No | R-410A | 1.95 | Residential & Commercial | Ducted CEE Tier 1
204298942 | Central HP <5.4 tons | KEEPRITE | HRCU-A-CB (Split System: Heat Pump with Remote Outdoor Unit-Air-Source) | CVH837GKA** |  |  | EA*4X42L21A*+WALLCON | *80CTL0902120A* | 31800 | 17.5 | 8.1 | 33200 | 24400 | 73.49% | 1.9 | 11 | 11.5 |  |  |  | No | R-410A | 2.65 | Residential & Commercial | Ducted CEE Tier 1
204299072 | Central HP <5.4 tons | KEEPRITE | HRCU-A-CB (Split System: Heat Pump with Remote Outdoor Unit-Air-Source) | CVH837GKA** |  |  | EA*4X42L24A*+WALLCON | *80CTL0902120A* | 31800 | 17.5 | 8.1 | 33200 | 24400 | 73.49% | 1.9 | 11 | 11.5 |  |  |  | No | R-410A | 2.65 | Residential & Commercial | Ducted CEE Tier 1
206136367 | Central HP <5.4 tons | KEEPRITE | HRCU-A-CB (Split System: Heat Pump with Remote Outdoor Unit-Air-Source) | CVH837GKA** |  |  | EHD4X48AAL+WALLCON | *95CSU1002122A* | 32600 | 17 | 8.1 | 32800 | 24800 | 75.61% | 1.98 | 11.5 | 11 |  |  |  | No | R-410A | 2.7167 | Residential & Commercial | Ducted CEE Tier 1
206136181 | Central HP <5.4 tons | KEEPRITE | HRCU-A-CB (Split System: Heat Pump with Remote Outdoor Unit-Air-Source) | CVH837GKA** |  |  | EA*4X48L21A*+WALLCON | *95CSU1002122A* | 32400 | 17.5 | 8.5 | 32600 | 24800 | 76.07% | 2 | 12 | 11.5 |  |  |  | No | R-410A | 2.7 | Residential & Commercial | Ducted CEE Tier 1
210693117 | Central HP <5.4 tons | FRANKLIN | HRCU-A-CB (Split System: Heat Pump with Remote Outdoor Unit-Air-Source) | ASZV903610A* |  |  | CA*F3743*6D*+MBVC1201**-1A*+TXV |  | 34000 | 19 | 8.2 | 34000 | 24400 | 71.76% | 1.8 | 0 | 12 |  |  |  | No | R-410A | 2.8333 | Residential & Commercial | Ducted CEE Tier 1
210693134 | Central HP <5.4 tons | FRANKLIN | HRCU-A-CB (Split System: Heat Pump with Remote Outdoor Unit-Air-Source) | ASZV903610A* |  |  | CA*F3743*6D*+TXV | G*VM970804CNB* | 33600 | 19 | 8.2 | 34000 | 24400 | 71.76% | 1.8 | 0 | 12 |  |  |  | No | R-410A | 2.8 | Residential & Commercial | Ducted CEE Tier 1
210693149 | Central HP <5.4 tons | FRANKLIN | HRCU-A-CB (Split System: Heat Pump with Remote Outdoor Unit-Air-Source) | ASZV903610A* |  |  | CHPF3642C6C*+TXV | G*VC960804CNB* | 33400 | 18 | 8.2 | 34000 | 24400 | 71.76% | 1.8 | 0 | 11 |  |  |  | No | R-410A | 2.7833 | Residential & Commercial | Ducted CEE Tier 1
210693164 | Central HP <5.4 tons | FRANKLIN | HRCU-A-CB (Split System: Heat Pump with Remote Outdoor Unit-Air-Source) | ASZV903610A* |  |  | CHPF3743C6B*+TXV | G*VC960403BNB* | 33400 | 18 | 8.2 | 34000 | 24400 | 71.76% | 1.8 | 0 | 11 |  |  |  | No | R-410A | 2.7833 | Residential & Commercial | Ducted CEE Tier 1
210693166 | Central HP <5.4 tons | FRANKLIN | HRCU-A-CB (Split System: Heat Pump with Remote Outdoor Unit-Air-Source) | ASZV903610A* |  |  | CHPF3743C6B*+TXV | G*VC960603BNB* | 33400 | 18 | 8.2 | 34000 | 24400 | 71.76% | 1.8 | 0 | 11 |  |  |  | No | R-410A | 2.7833 | Residential & Commercial | Ducted CEE Tier 1
210693167 | Central HP <5.4 tons | FRANKLIN | HRCU-A-CB (Split System: Heat Pump with Remote Outdoor Unit-Air-Source) | ASZV903610A* |  |  | CHPF3743C6B*+TXV | G*VC960803BNB* | 33400 | 18 | 8.2 | 34000 | 24400 | 71.76% | 1.8 | 0 | 11 |  |  |  | No | R-410A | 2.7833 | Residential & Commercial | Ducted CEE Tier 1
210693121 | Central HP <5.4 tons | FRANKLIN | HRCU-A-CB (Split System: Heat Pump with Remote Outdoor Unit-Air-Source) | ASZV903610A* |  |  | CA*F3743*6D*+TXV | G*VS800805CUA* | 33600 | 19 | 8.2 | 34000 | 24400 | 71.76% | 1.8 | 0 | 12 |  |  |  | No | R-410A | 2.8 | Residential & Commercial | Ducted CEE Tier 1
215319174 | Central HP <5.4 tons | LPS Legacy | HRCU-A-CB (Split System: Heat Pump with Remote Outdoor Unit-Air-Source) | D5CUHAH60AAK |  |  | D5FUHAH60XAK |  | 54000 | 17.5 | 9.5 | 55000 | 54000 | 98.18% | 1.9 | 0 | 12 |  |  |  | No | R-454B | 4.5 | Residential & Commercial | Ducted CEE Tier 1
210692919 | Central HP <5.4 tons | FRANKLIN | HRCU-A-CB (Split System: Heat Pump with Remote Outdoor Unit-Air-Source) | GSZV903610A* |  |  | CA*F3743*6D*+TXV | G*VC801005C*A* | 33600 | 19 | 8.2 | 34000 | 24400 | 71.76% | 1.8 | 0 | 12 |  |  |  | No | R-410A | 2.8 | Residential & Commercial | Ducted CEE Tier 1
210692944 | Central HP <5.4 tons | FRANKLIN | HRCU-A-CB (Split System: Heat Pump with Remote Outdoor Unit-Air-Source) | GSZV903610A* |  |  | CHPF3642C6C*+TXV | G*VC960803BNB* | 33400 | 18 | 8.2 | 34000 | 24400 | 71.76% | 1.8 | 0 | 11 |  |  |  | No | R-410A | 2.7833 | Residential & Commercial | Ducted CEE Tier 1
210692962 | Central HP <5.4 tons | FRANKLIN | HRCU-A-CB (Split System: Heat Pump with Remote Outdoor Unit-Air-Source) | GSZV903610A* |  |  | CHPF3743C6B*+TXV | G*VC960603BNB* | 33400 | 18 | 8.2 | 34000 | 24400 | 71.76% | 1.8 | 0 | 11 |  |  |  | No | R-410A | 2.7833 | Residential & Commercial | Ducted CEE Tier 1
206997700 | Central HP <5.4 tons | KENMORE | HRCU-A-CB (Split System: Heat Pump with Remote Outdoor Unit-Air-Source) | (C,H,T)VH837GKA2* |  |  | EA*4X43L21A*+WALLCON | *80CTL0902120A* | 32800 | 17.5 | 8.5 | 33000 | 25200 | 76.36% | 2 | 12 | 11.7 |  |  |  | No | R-410A | 2.7333 | Residential & Commercial | Ducted CEE Tier 1
206997805 | Central HP <5.4 tons | KENMORE | HRCU-A-CB (Split System: Heat Pump with Remote Outdoor Unit-Air-Source) | (C,H,T)VH837GKA2* |  |  | EHD4X36AAL+WALLCON | *96CTN1202422A* | 32200 | 16.5 | 8.1 | 33200 | 24600 | 74.1% | 1.94 | 11 | 11 |  |  |  | No | R-410A | 2.6833 | Residential & Commercial | Ducted CEE Tier 1
206997905 | Central HP <5.4 tons | KENMORE | HRCU-A-CB (Split System: Heat Pump with Remote Outdoor Unit-Air-Source) | (C,H,T)VH837GKA2* |  |  | EA*4X43L21A*+WALLCON | *95CSU0802120A* | 33000 | 17.5 | 8.5 | 32800 | 25000 | 76.22% | 2 | 12 | 11.5 |  |  |  | No | R-410A | 2.75 | Residential & Commercial | Ducted CEE Tier 1
206997638 | Central HP <5.4 tons | KENMORE | HRCU-A-CB (Split System: Heat Pump with Remote Outdoor Unit-Air-Source) | (C,H,T)VH837GKA2* |  |  | EA*4X36L21A*+WALLCON | *96CTN0801714A* | 31400 | 17 | 8.1 | 33400 | 24400 | 73.05% | 1.84 | 11 | 11 |  |  |  | No | R-410A | 2.6167 | Residential & Commercial | Ducted CEE Tier 1
206997687 | Central HP <5.4 tons | KENMORE | HRCU-A-CB (Split System: Heat Pump with Remote Outdoor Unit-Air-Source) | (C,H,T)VH837GKA2* |  |  | EA*4X42L24A*+WALLCON | *80CTL0902120A* | 31800 | 17.5 | 8.1 | 33200 | 24400 | 73.49% | 1.9 | 11 | 11.5 |  |  |  | No | R-410A | 2.65 | Residential & Commercial | Ducted CEE Tier 1
206997715 | Central HP <5.4 tons | KENMORE | HRCU-A-CB (Split System: Heat Pump with Remote Outdoor Unit-Air-Source) | (C,H,T)VH837GKA2* |  |  | EA*4X48L21A*+WALLCON | *80CTL0902120A* | 32200 | 17.5 | 8.5 | 32600 | 25000 | 76.69% | 1.98 | 12 | 11.7 |  |  |  | No | R-410A | 2.6833 | Residential & Commercial | Ducted CEE Tier 1
206997729 | Central HP <5.4 tons | KENMORE | HRCU-A-CB (Split System: Heat Pump with Remote Outdoor Unit-Air-Source) | (C,H,T)VH837GKA2* |  |  | EA*4X48L24A*+WALLCON | *80CTL1352422A* | 32400 | 17.5 | 8.5 | 32400 | 24800 | 76.54% | 2 | 12 | 11.7 |  |  |  | No | R-410A | 2.7 | Residential & Commercial | Ducted CEE Tier 1
205751143 | Central HP <5.4 tons | KENMORE | HRCU-A-CB (Split System: Heat Pump with Remote Outdoor Unit-Air-Source) | (C,H,T)VH837GKA** |  |  | EA*4X43L21A*+WALLCON | *80CTL0902120A* | 32800 | 17.5 | 8.5 | 33000 | 25200 | 76.36% | 2 | 12 | 11.7 |  |  |  | No | R-410A | 2.7333 | Residential & Commercial | Ducted CEE Tier 1
206998531 | Central HP <5.4 tons | KENMORE | HRCU-A-CB (Split System: Heat Pump with Remote Outdoor Unit-Air-Source) | (C,H,T)VH825GKA3* |  |  | EA*4X37L21A*+WALLCON | *95CSU1002122A* | 24400 | 17 | 8.5 | 21200 | 16600 | 78.3% | 2.04 | 11.5 | 11 |  |  |  | No | R-410A | 2.0333 | Residential & Commercial | Ducted CEE Tier 1
206998314 | Central HP <5.4 tons | KENMORE | HRCU-A-CB (Split System: Heat Pump with Remote Outdoor Unit-Air-Source) | (C,H,T)VH825GKA3* |  |  | EA*4X30L17A*+WALLCON | *97CMN0801714A* | 23400 | 16 | 8.1 | 21600 | 16800 | 77.78% | 1.9 | 11 | 10.5 |  |  |  | No | R-410A | 1.95 | Residential & Commercial | Ducted CEE Tier 1
206998348 | Central HP <5.4 tons | KENMORE | HRCU-A-CB (Split System: Heat Pump with Remote Outdoor Unit-Air-Source) | (C,H,T)VH825GKA3* |  |  | EA*4X37L21A*+WALLCON | *80CTL0451712A* | 24200 | 16.5 | 8.1 | 21200 | 16700 | 78.77% | 2 | 11 | 11 |  |  |  | No | R-410A | 2.0167 | Residential & Commercial | Ducted CEE Tier 1
206998299 | Central HP <5.4 tons | KENMORE | HRCU-A-CB (Split System: Heat Pump with Remote Outdoor Unit-Air-Source) | (C,H,T)VH825GKA3* |  |  | EA*4X24L17A*+WALLCON | *80CTL0901716A* | 23400 | 17 | 8.1 | 21800 | 16700 | 76.61% | 1.9 | 11.5 | 11 |  |  |  | No | R-410A | 1.95 | Residential & Commercial | Ducted CEE Tier 1
206998332 | Central HP <5.4 tons | KENMORE | HRCU-A-CB (Split System: Heat Pump with Remote Outdoor Unit-Air-Source) | (C,H,T)VH825GKA3* |  |  | EA*4X36L21A*+WALLCON | *97CMN0801714A* | 23600 | 16.5 | 8.1 | 21600 | 16700 | 77.31% | 1.92 | 11.5 | 11 |  |  |  | No | R-410A | 1.9667 | Residential & Commercial | Ducted CEE Tier 1
204459419 | Central HP <5.4 tons | KENMORE | HRCU-A-CB (Split System: Heat Pump with Remote Outdoor Unit-Air-Source) | (C,H,T)VH825GKA2* |  |  | EHD4X36AAL+WALLCON | *80CTL0901716A* | 24200 | 16.5 | 8.1 | 21400 | 16600 | 77.57% | 2 | 11 | 11 |  |  |  | No | R-410A | 2.0167 | Residential & Commercial | Ducted CEE Tier 1
204456813 | Central HP <5.4 tons | KENMORE | HRCU-A-CB (Split System: Heat Pump with Remote Outdoor Unit-Air-Source) | (C,H,T)VH825GKA2* |  |  | EA*4X36L21A*+WALLCON | *97CMN0602120A* | 23600 | 16 | 8.1 | 21600 | 16700 | 77.31% | 1.92 | 11 | 10.5 |  |  |  | No | R-410A | 1.9667 | Residential & Commercial | Ducted CEE Tier 1
204456831 | Central HP <5.4 tons | KENMORE | HRCU-A-CB (Split System: Heat Pump with Remote Outdoor Unit-Air-Source) | (C,H,T)VH825GKA2* |  |  | EA*4X37L17A*+WALLCON | *80CTL0701716A* | 24200 | 16.5 | 8.1 | 21400 | 16700 | 78.04% | 2 | 11 | 11 |  |  |  | No | R-410A | 2.0167 | Residential & Commercial | Ducted CEE Tier 1
215319171 | Central HP <5.4 tons | LPS Legacy | HRCU-A-CB (Split System: Heat Pump with Remote Outdoor Unit-Air-Source) | D5CUHAH36AAK |  |  | D5FUAAH36XAK |  | 36000 | 17.4 | 10.3 | 37000 | 39000 | 105.4% | 1.9 | 0 | 11.7 |  |  |  | No | R-454B | 3 | Residential & Commercial | Ducted CEE Tier 1
204456578 | Central HP <5.4 tons | KENMORE | HRCU-A-CB (Split System: Heat Pump with Remote Outdoor Unit-Air-Source) | (C,H,T)VH825GKA2* |  |  | EA*4X30L17A*+WALLCON | *80CTL0701412A* | 23600 | 17 | 8.1 | 21600 | 16600 | 76.85% | 1.92 | 11.5 | 11 |  |  |  | No | R-410A | 1.9667 | Residential & Commercial | Ducted CEE Tier 1
204456587 | Central HP <5.4 tons | KENMORE | HRCU-A-CB (Split System: Heat Pump with Remote Outdoor Unit-Air-Source) | (C,H,T)VH825GKA2* |  |  | EA*4X30L17A*+WALLCON | *80CTL0901716A* | 23600 | 17 | 8.1 | 21400 | 16600 | 77.57% | 1.92 | 11 | 11 |  |  |  | No | R-410A | 1.9667 | Residential & Commercial | Ducted CEE Tier 1
206998349 | Central HP <5.4 tons | KENMORE | HRCU-A-CB (Split System: Heat Pump with Remote Outdoor Unit-Air-Source) | (C,H,T)VH825GKA3* |  |  | EA*4X37L21A*+WALLCON | *80CTL0701716A* | 24400 | 17 | 8.5 | 21200 | 16600 | 78.3% | 2.02 | 11 | 11 |  |  |  | No | R-410A | 2.0333 | Residential & Commercial | Ducted CEE Tier 1
206998547 | Central HP <5.4 tons | KENMORE | HRCU-A-CB (Split System: Heat Pump with Remote Outdoor Unit-Air-Source) | (C,H,T)VH825GKA3* |  |  | EHD4X36AAL+WALLCON | *95CSU0802120A* | 24000 | 16 | 8.1 | 21400 | 16600 | 77.57% | 1.98 | 11 | 10.5 |  |  |  | No | R-410A | 2 | Residential & Commercial | Ducted CEE Tier 1
206998489 | Central HP <5.4 tons | KENMORE | HRCU-A-CB (Split System: Heat Pump with Remote Outdoor Unit-Air-Source) | (C,H,T)VH825GKA3* |  |  | EA*4X37L17A*+WALLCON | *80CSU0401712A* | 24200 | 17 | 8.1 | 21400 | 16600 | 77.57% | 2 | 11.5 | 11 |  |  |  | No | R-410A | 2.0167 | Residential & Commercial | Ducted CEE Tier 1
206998524 | Central HP <5.4 tons | KENMORE | HRCU-A-CB (Split System: Heat Pump with Remote Outdoor Unit-Air-Source) | (C,H,T)VH825GKA3* |  |  | EA*4X36L17A*+WALLCON | *95CSU0601716A* | 23400 | 16.5 | 8.1 | 21600 | 16800 | 77.78% | 1.92 | 11 | 10.5 |  |  |  | No | R-410A | 1.95 | Residential & Commercial | Ducted CEE Tier 1
206136142 | Central HP <5.4 tons | KENMORE | HRCU-A-CB (Split System: Heat Pump with Remote Outdoor Unit-Air-Source) | (C,H,T)VH837GKA** |  |  | EA*4X43L21A*+WALLCON | *95CSU0802120A* | 33000 | 17.5 | 8.5 | 32800 | 25000 | 76.22% | 2 | 12 | 11.5 |  |  |  | No | R-410A | 2.75 | Residential & Commercial | Ducted CEE Tier 1
206136012 | Central HP <5.4 tons | KENMORE | HRCU-A-CB (Split System: Heat Pump with Remote Outdoor Unit-Air-Source) | (C,H,T)VH837GKA** |  |  | EHD4X48AAL+WALLCON | *80CSU0401712A* | 32600 | 16.5 | 8.1 | 33000 | 24800 | 75.15% | 1.96 | 11.5 | 11 |  |  |  | No | R-410A | 2.7167 | Residential & Commercial | Ducted CEE Tier 1
206998308 | Central HP <5.4 tons | KENMORE | HRCU-A-CB (Split System: Heat Pump with Remote Outdoor Unit-Air-Source) | (C,H,T)VH825GKA3* |  |  | EA*4X30L14A*+WALLCON | *80CTL0701412A* | 23400 | 17 | 8.1 | 21600 | 16700 | 77.31% | 1.92 | 11 | 11 |  |  |  | No | R-410A | 1.95 | Residential & Commercial | Ducted CEE Tier 1
213815196 | Central HP <5.4 tons | FRANKLIN | HRCU-A-CB (Split System: Heat Pump with Remote Outdoor Unit-Air-Source) | GSZV903610A* |  |  | CHPF3743C6B*+MBVB16CP1X00A*+TXV |  | 33400 | 18 | 8.2 | 34000 | 24400 | 71.76% | 1.8 | 0 | 11 |  |  |  | No | R-410A | 2.7833 | Residential & Commercial | Ducted CEE Tier 1
210692905 | Central HP <5.4 tons | FRANKLIN | HRCU-A-CB (Split System: Heat Pump with Remote Outdoor Unit-Air-Source) | GSZV903610A* |  |  | CA*F3137*6A*+TXV | G*VS800604BUA* | 33600 | 18.5 | 8.2 | 34000 | 24400 | 71.76% | 1.8 | 0 | 12 |  |  |  | No | R-410A | 2.8 | Residential & Commercial | Ducted CEE Tier 1
210692923 | Central HP <5.4 tons | FRANKLIN | HRCU-A-CB (Split System: Heat Pump with Remote Outdoor Unit-Air-Source) | GSZV903610A* |  |  | CA*F3743*6D*+TXV | G*VC960803BNB* | 33600 | 18.5 | 8.2 | 34000 | 24400 | 71.76% | 1.8 | 0 | 11.5 |  |  |  | No | R-410A | 2.8 | Residential & Commercial | Ducted CEE Tier 1
210692939 | Central HP <5.4 tons | FRANKLIN | HRCU-A-CB (Split System: Heat Pump with Remote Outdoor Unit-Air-Source) | GSZV903610A* |  |  | CHPF3642C6C*+TXV | G*VC800805C*A* | 33400 | 18 | 8.2 | 34000 | 24400 | 71.76% | 1.8 | 0 | 11 |  |  |  | No | R-410A | 2.7833 | Residential & Commercial | Ducted CEE Tier 1
210692955 | Central HP <5.4 tons | FRANKLIN | HRCU-A-CB (Split System: Heat Pump with Remote Outdoor Unit-Air-Source) | GSZV903610A* |  |  | CHPF3743C6B*+TXV | G*VC800604B*A* | 33400 | 18 | 8.2 | 34000 | 24400 | 71.76% | 1.8 | 0 | 11 |  |  |  | No | R-410A | 2.7833 | Residential & Commercial | Ducted CEE Tier 1
210692956 | Central HP <5.4 tons | FRANKLIN | HRCU-A-CB (Split System: Heat Pump with Remote Outdoor Unit-Air-Source) | GSZV903610A* |  |  | CHPF3743C6B*+TXV | G*VC800804C*A* | 33400 | 18 | 8.2 | 34000 | 24400 | 71.76% | 1.8 | 0 | 11 |  |  |  | No | R-410A | 2.7833 | Residential & Commercial | Ducted CEE Tier 1
210692957 | Central HP <5.4 tons | FRANKLIN | HRCU-A-CB (Split System: Heat Pump with Remote Outdoor Unit-Air-Source) | GSZV903610A* |  |  | CHPF3743C6B*+TXV | G*VS800805CUA* | 33400 | 18 | 8.2 | 34000 | 24400 | 71.76% | 1.8 | 0 | 11 |  |  |  | No | R-410A | 2.7833 | Residential & Commercial | Ducted CEE Tier 1
210693160 | Central HP <5.4 tons | FRANKLIN | HRCU-A-CB (Split System: Heat Pump with Remote Outdoor Unit-Air-Source) | ASZV903610A* |  |  | CHPF3743C6B*+TXV | G*VC800804C*A* | 33400 | 18 | 8.2 | 34000 | 24400 | 71.76% | 1.8 | 0 | 11 |  |  |  | No | R-410A | 2.7833 | Residential & Commercial | Ducted CEE Tier 1
210693169 | Central HP <5.4 tons | FRANKLIN | HRCU-A-CB (Split System: Heat Pump with Remote Outdoor Unit-Air-Source) | ASZV903610A* |  |  | CHPF3743C6B*+TXV | G*VS960805CUA* | 33400 | 18 | 8.2 | 34000 | 24400 | 71.76% | 1.8 | 0 | 11 |  |  |  | No | R-410A | 2.7833 | Residential & Commercial | Ducted CEE Tier 1
210693171 | Central HP <5.4 tons | FRANKLIN | HRCU-A-CB (Split System: Heat Pump with Remote Outdoor Unit-Air-Source) | ASZV903610A* |  |  | CHPF3743C6B*+TXV | G*VM970603BNB* | 33400 | 18 | 8.2 | 34000 | 24400 | 71.76% | 1.8 | 0 | 11 |  |  |  | No | R-410A | 2.7833 | Residential & Commercial | Ducted CEE Tier 1
213815215 | Central HP <5.4 tons | FRANKLIN | HRCU-A-CB (Split System: Heat Pump with Remote Outdoor Unit-Air-Source) | ASZV903610A* |  |  | CHPF3743C6B*+MBVB12BP1X00A*+TXV |  | 33400 | 18 | 8.2 | 34000 | 24400 | 71.76% | 1.8 | 0 | 11 |  |  |  | No | R-410A | 2.7833 | Residential & Commercial | Ducted CEE Tier 1
210693189 | Central HP <5.4 tons | FRANKLIN | HRCU-A-CB (Split System: Heat Pump with Remote Outdoor Unit-Air-Source) | ASZV903610A* |  |  | CSCF3642N6D*+TXV | G*VC961005CNB* | 33800 | 18.5 | 8.2 | 34000 | 24400 | 71.76% | 1.8 | 0 | 11.5 |  |  |  | No | R-410A | 2.8167 | Residential & Commercial | Ducted CEE Tier 1
210693192 | Central HP <5.4 tons | FRANKLIN | HRCU-A-CB (Split System: Heat Pump with Remote Outdoor Unit-Air-Source) | ASZV903610A* |  |  | CSCF3642N6D*+TXV | G*VM970803BNB* | 33800 | 18.5 | 8.2 | 34000 | 24400 | 71.76% | 1.8 | 0 | 11.5 |  |  |  | No | R-410A | 2.8167 | Residential & Commercial | Ducted CEE Tier 1
210693139 | Central HP <5.4 tons | FRANKLIN | HRCU-A-CB (Split System: Heat Pump with Remote Outdoor Unit-Air-Source) | ASZV903610A* |  |  | CHPF3642C6C*+TXV | G*VS800604BUA* | 33400 | 18 | 8.2 | 34000 | 24400 | 71.76% | 1.8 | 0 | 11 |  |  |  | No | R-410A | 2.7833 | Residential & Commercial | Ducted CEE Tier 1
211756649 | Central HP <5.4 tons | LPS Legacy | HRCU-A-CB (Split System: Heat Pump with Remote Outdoor Unit-Air-Source) | DLCURAH36ABK |  |  | DLFUAAH36XAK |  | 36000 | 16 | 9.5 | 40000 | 34400 | 86% | 1.97 | 10.5 | 10 |  |  |  | No | R-410A | 3 | Residential & Commercial | Ducted CEE Tier 1
215670450 | Central HP <5.4 tons | ARCOAIRE | HRCU-A-CB (Split System: Heat Pump with Remote Outdoor Unit-Air-Source) | H5H0V36*K*AAA* |  |  | ESH5X60M12A*+WALLCON | *80CTL0902120B* | 34600 | 17 | 8.5 | 34600 | 24800 | 71.68% | 1.92 | 0 | 10 |  |  |  | No | R-454B | 2.8833 | Residential & Commercial | Ducted CEE Tier 1
210692958 | Central HP <5.4 tons | FRANKLIN | HRCU-A-CB (Split System: Heat Pump with Remote Outdoor Unit-Air-Source) | GSZV903610A* |  |  | CHPF3743C6B*+TXV | G*VC800805C*A* | 33400 | 18 | 8.2 | 34000 | 24400 | 71.76% | 1.8 | 0 | 11 |  |  |  | No | R-410A | 2.7833 | Residential & Commercial | Ducted CEE Tier 1
210692972 | Central HP <5.4 tons | FRANKLIN | HRCU-A-CB (Split System: Heat Pump with Remote Outdoor Unit-Air-Source) | GSZV903610A* |  |  | CSCF3642N6D*+MBVC1601**-1A*+TXV |  | 33800 | 18.5 | 8.2 | 34000 | 24400 | 71.76% | 1.8 | 0 | 11.5 |  |  |  | No | R-410A | 2.8167 | Residential & Commercial | Ducted CEE Tier 1
210692974 | Central HP <5.4 tons | FRANKLIN | HRCU-A-CB (Split System: Heat Pump with Remote Outdoor Unit-Air-Source) | GSZV903610A* |  |  | CSCF3642N6D*+TXV | G*VC800604B*A* | 33800 | 18.5 | 8.2 | 34000 | 24400 | 71.76% | 1.8 | 0 | 11.5 |  |  |  | No | R-410A | 2.8167 | Residential & Commercial | Ducted CEE Tier 1
210692975 | Central HP <5.4 tons | FRANKLIN | HRCU-A-CB (Split System: Heat Pump with Remote Outdoor Unit-Air-Source) | GSZV903610A* |  |  | CSCF3642N6D*+TXV | G*VC800804C*A* | 33800 | 18.5 | 8.2 | 34000 | 24400 | 71.76% | 1.8 | 0 | 11.5 |  |  |  | No | R-410A | 2.8167 | Residential & Commercial | Ducted CEE Tier 1
210692914 | Central HP <5.4 tons | FRANKLIN | HRCU-A-CB (Split System: Heat Pump with Remote Outdoor Unit-Air-Source) | GSZV903610A* |  |  | CA*F3743*6D*+TXV | G*VS800604BUA* | 33600 | 18.5 | 8.2 | 34000 | 24400 | 71.76% | 1.8 | 0 | 12 |  |  |  | No | R-410A | 2.8 | Residential & Commercial | Ducted CEE Tier 1
210692930 | Central HP <5.4 tons | FRANKLIN | HRCU-A-CB (Split System: Heat Pump with Remote Outdoor Unit-Air-Source) | GSZV903610A* |  |  | CA*F3743*6D*+TXV | G*VM970804CNB* | 33600 | 19 | 8.2 | 34000 | 24400 | 71.76% | 1.8 | 0 | 12 |  |  |  | No | R-410A | 2.8 | Residential & Commercial | Ducted CEE Tier 1
210692933 | Central HP <5.4 tons | FRANKLIN | HRCU-A-CB (Split System: Heat Pump with Remote Outdoor Unit-Air-Source) | GSZV903610A* |  |  | CHPF3642C6C*+MBVC1201**-1A*+TXV |  | 33400 | 18 | 8.2 | 34000 | 24400 | 71.76% | 1.8 | 0 | 11 |  |  |  | No | R-410A | 2.7833 | Residential & Commercial | Ducted CEE Tier 1
215667814 | Central HP <5.4 tons | ARCOAIRE | HRCU-A-CB (Split System: Heat Pump with Remote Outdoor Unit-Air-Source) | H5H0V24*K*AAA* |  |  | EA*5X37M21A*+WALLCON | *80CSU0401712A* | 24000 | 18 | 9 | 23200 | 16300 | 70.26% | 2.02 | 0 | 10.5 |  |  |  | No | R-454B | 2 | Residential & Commercial | Ducted CEE Tier 1
210692983 | Central HP <5.4 tons | FRANKLIN | HRCU-A-CB (Split System: Heat Pump with Remote Outdoor Unit-Air-Source) | GSZV903610A* |  |  | CSCF3642N6D*+TXV | G*VC960804CNB* | 33800 | 18.5 | 8.2 | 34000 | 24400 | 71.76% | 1.8 | 0 | 11.5 |  |  |  | No | R-410A | 2.8167 | Residential & Commercial | Ducted CEE Tier 1
210692947 | Central HP <5.4 tons | FRANKLIN | HRCU-A-CB (Split System: Heat Pump with Remote Outdoor Unit-Air-Source) | GSZV903610A* |  |  | CHPF3642C6C*+TXV | G*VC961005CNB* | 33400 | 18 | 8.2 | 34000 | 24400 | 71.76% | 1.8 | 0 | 11 |  |  |  | No | R-410A | 2.7833 | Residential & Commercial | Ducted CEE Tier 1
210692963 | Central HP <5.4 tons | FRANKLIN | HRCU-A-CB (Split System: Heat Pump with Remote Outdoor Unit-Air-Source) | GSZV903610A* |  |  | CHPF3743C6B*+TXV | G*VC960803BNB* | 33400 | 18 | 8.2 | 34000 | 24400 | 71.76% | 1.8 | 0 | 11 |  |  |  | No | R-410A | 2.7833 | Residential & Commercial | Ducted CEE Tier 1
210692980 | Central HP <5.4 tons | FRANKLIN | HRCU-A-CB (Split System: Heat Pump with Remote Outdoor Unit-Air-Source) | GSZV903610A* |  |  | CSCF3642N6D*+TXV | G*VS960603BUA* | 33800 | 18.5 | 8.2 | 34000 | 24400 | 71.76% | 1.8 | 0 | 11.5 |  |  |  | No | R-410A | 2.8167 | Residential & Commercial | Ducted CEE Tier 1
210692981 | Central HP <5.4 tons | FRANKLIN | HRCU-A-CB (Split System: Heat Pump with Remote Outdoor Unit-Air-Source) | GSZV903610A* |  |  | CSCF3642N6D*+TXV | G*VC960603BNB* | 33800 | 18.5 | 8.2 | 34000 | 24400 | 71.76% | 1.8 | 0 | 11.5 |  |  |  | No | R-410A | 2.8167 | Residential & Commercial | Ducted CEE Tier 1
215667133 | Central HP <5.4 tons | ARCOAIRE | HRCU-A-CB (Split System: Heat Pump with Remote Outdoor Unit-Air-Source) | H5H0V24*K*AAA* |  |  | EA*5X24M17A*+WALLCON | *96CTN0601714B* | 22800 | 16.5 | 9 | 24000 | 16900 | 70.42% | 1.94 | 0 | 10 |  |  |  | No | R-454B | 1.9 | Residential & Commercial | Ducted CEE Tier 1
215667183 | Central HP <5.4 tons | ARCOAIRE | HRCU-A-CB (Split System: Heat Pump with Remote Outdoor Unit-Air-Source) | H5H0V24*K*AAA* |  |  | EA*5X25M17A*+WALLCON | *80CTL0701412B* | 24000 | 17.5 | 9 | 23200 | 16400 | 70.69% | 2 | 0 | 10.5 |  |  |  | No | R-454B | 2 | Residential & Commercial | Ducted CEE Tier 1
206998324 | Central HP <5.4 tons | KENMORE | HRCU-A-CB (Split System: Heat Pump with Remote Outdoor Unit-Air-Source) | (C,H,T)VH825GKA3* |  |  | EA*4X36L17A*+WALLCON | *80CTL0901716A* | 23600 | 17 | 8.1 | 21400 | 16600 | 77.57% | 1.94 | 11.5 | 11 |  |  |  | No | R-410A | 1.9667 | Residential & Commercial | Ducted CEE Tier 1
206998357 | Central HP <5.4 tons | KENMORE | HRCU-A-CB (Split System: Heat Pump with Remote Outdoor Unit-Air-Source) | (C,H,T)VH825GKA3* |  |  | EA*4X37L21A*+WALLCON | *97CMN1002122A* | 24400 | 16.5 | 8.5 | 21200 | 16600 | 78.3% | 2.04 | 11 | 11 |  |  |  | No | R-410A | 2.0333 | Residential & Commercial | Ducted CEE Tier 1
206136112 | Central HP <5.4 tons | KENMORE | HRCU-A-CB (Split System: Heat Pump with Remote Outdoor Unit-Air-Source) | (C,H,T)VH837GKA** |  |  | EA*4X42L21A*+WALLCON | *95CSU1002122A* | 31800 | 17.5 | 8.1 | 33000 | 24400 | 73.94% | 1.9 | 11.5 | 11 |  |  |  | No | R-410A | 2.65 | Residential & Commercial | Ducted CEE Tier 1
215934618 | Central HP <5.4 tons | ARCOAIRE | HRCU-A-CB (Split System: Heat Pump with Remote Outdoor Unit-Air-Source) | H5H3V48*K*AAA* |  |  | FCMA5B48L0C*+WALLCON |  | 45500 | 22 | 9.5 | 48500 | 36000 | 74.23% | 1.96 | 0 | 12 |  |  |  | No | R-454B | 3.7917 | Residential & Commercial | Ducted CEE Tier 1
215934218 | Central HP <5.4 tons | ARCOAIRE | HRCU-A-CB (Split System: Heat Pump with Remote Outdoor Unit-Air-Source) | H5H3V48*K*AAA* |  |  | EA*5X61M21A*+WALLCON | *95CSU0802120B* | 45000 | 21 | 9.5 | 48500 | 37000 | 76.29% | 2 | 0 | 11 |  |  |  | No | R-454B | 3.75 | Residential & Commercial | Ducted CEE Tier 1
204456632 | Central HP <5.4 tons | KENMORE | HRCU-A-CB (Split System: Heat Pump with Remote Outdoor Unit-Air-Source) | (C,H,T)VH825GKA2* |  |  | EA*4X36L17A*+WALLCON | *97CMN0601714A* | 23400 | 16 | 8.1 | 21600 | 16800 | 77.78% | 1.92 | 11 | 10.5 |  |  |  | No | R-410A | 1.95 | Residential & Commercial | Ducted CEE Tier 1
210693110 | Central HP <5.4 tons | FRANKLIN | HRCU-A-CB (Split System: Heat Pump with Remote Outdoor Unit-Air-Source) | ASZV903610A* |  |  | CA*F3137*6A*+TXV | G*VC800604B*A* | 33600 | 18.5 | 8.2 | 34000 | 24400 | 71.76% | 1.8 | 0 | 12 |  |  |  | No | R-410A | 2.8 | Residential & Commercial | Ducted CEE Tier 1
215667435 | Central HP <5.4 tons | ARCOAIRE | HRCU-A-CB (Split System: Heat Pump with Remote Outdoor Unit-Air-Source) | H5H0V24*K*AAA* |  |  | EA*5X30M17A*+WALLCON | *80CTL0701716B* | 23000 | 17 | 9 | 23800 | 16700 | 70.17% | 1.96 | 0 | 10 |  |  |  | No | R-454B | 1.9167 | Residential & Commercial | Ducted CEE Tier 1
215667806 | Central HP <5.4 tons | ARCOAIRE | HRCU-A-CB (Split System: Heat Pump with Remote Outdoor Unit-Air-Source) | H5H0V24*K*AAA* |  |  | EA*5X37M17A*+WALLCON | *96CTN0801714B* | 23800 | 17 | 9 | 23400 | 16500 | 70.51% | 2 | 0 | 10.5 |  |  |  | No | R-454B | 1.9833 | Residential & Commercial | Ducted CEE Tier 1
215667822 | Central HP <5.4 tons | ARCOAIRE | HRCU-A-CB (Split System: Heat Pump with Remote Outdoor Unit-Air-Source) | H5H0V24*K*AAA* |  |  | EA*5X37M21A*+WALLCON | *80CSU0601716A* | 24000 | 17.5 | 9 | 23200 | 16300 | 70.26% | 2.02 | 0 | 10.5 |  |  |  | No | R-454B | 2 | Residential & Commercial | Ducted CEE Tier 1
215667453 | Central HP <5.4 tons | ARCOAIRE | HRCU-A-CB (Split System: Heat Pump with Remote Outdoor Unit-Air-Source) | H5H0V24*K*AAA* |  |  | EA*5X30M17A*+WALLCON | *80CTL0901716B* | 23000 | 17 | 9 | 23800 | 16700 | 70.17% | 1.98 | 0 | 10 |  |  |  | No | R-454B | 1.9167 | Residential & Commercial | Ducted CEE Tier 1
215667667 | Central HP <5.4 tons | ARCOAIRE | HRCU-A-CB (Split System: Heat Pump with Remote Outdoor Unit-Air-Source) | H5H0V24*K*AAA* |  |  | EA*5X36M17A*+WALLCON | *97CMN0601714B* | 23000 | 17 | 9 | 23800 | 16700 | 70.17% | 1.98 | 0 | 10 |  |  |  | No | R-454B | 1.9167 | Residential & Commercial | Ducted CEE Tier 1
215667894 | Central HP <5.4 tons | ARCOAIRE | HRCU-A-CB (Split System: Heat Pump with Remote Outdoor Unit-Air-Source) | H5H0V24*K*AAA* |  |  | EA*5X37M21A*+WALLCON | *97CMN0602120B* | 24000 | 17 | 9 | 23400 | 16400 | 70.09% | 2.02 | 0 | 10.5 |  |  |  | No | R-454B | 2 | Residential & Commercial | Ducted CEE Tier 1
215667383 | Central HP <5.4 tons | ARCOAIRE | HRCU-A-CB (Split System: Heat Pump with Remote Outdoor Unit-Air-Source) | H5H0V24*K*AAA* |  |  | EA*5X30M17A*+WALLCON | *80CSU0601716A* | 23000 | 17 | 9 | 23800 | 16700 | 70.17% | 1.98 | 0 | 10 |  |  |  | No | R-454B | 1.9167 | Residential & Commercial | Ducted CEE Tier 1
215678357 | Central HP <5.4 tons | ARCOAIRE | HRCU-A-CB (Split System: Heat Pump with Remote Outdoor Unit-Air-Source) | H5H0V24*K*AAA* |  |  | EA*5X37M17A*+WALLCON | *80CSU0601716B* | 23800 | 17 | 9 | 23400 | 16400 | 70.09% | 2 | 0 | 10 |  |  |  | No | R-454B | 1.9833 | Residential & Commercial | Ducted CEE Tier 1
216437864 | Central HP <5.4 tons | OUTES | HRCU-A-CB (Split System: Heat Pump with Remote Outdoor Unit-Air-Source) | OTD-H36DMR3-B01/SE180 |  |  | OAH-C24DMR3-A01/SE180 |  | 24000 | 18.5 | 8.8 | 24000 | 19000 | 79.17% | 2.15 | 0 | 12.5 |  |  |  | No | R-32 | 2 | Residential & Commercial | Ducted CEE Tier 1
215668910 | Central HP <5.4 tons | ARCOAIRE | HRCU-A-CB (Split System: Heat Pump with Remote Outdoor Unit-Air-Source) | H5H0V36*K*AAA* |  |  | EA*5X42M21A*+WALLCON | *97CMN0802120B* | 33200 | 17.5 | 9 | 35800 | 25600 | 71.51% | 1.86 | 0 | 10 |  |  |  | No | R-454B | 2.7667 | Residential & Commercial | Ducted CEE Tier 1
215667221 | Central HP <5.4 tons | ARCOAIRE | HRCU-A-CB (Split System: Heat Pump with Remote Outdoor Unit-Air-Source) | H5H0V24*K*AAA* |  |  | EA*5X25M17A*+WALLCON | *80CTL0901716B* | 24000 | 17.5 | 9 | 23200 | 16400 | 70.69% | 2 | 0 | 10.5 |  |  |  | No | R-454B | 2 | Residential & Commercial | Ducted CEE Tier 1
215667332 | Central HP <5.4 tons | ARCOAIRE | HRCU-A-CB (Split System: Heat Pump with Remote Outdoor Unit-Air-Source) | H5H0V24*K*AAA* |  |  | EA*5X30M14A*+WALLCON | *80CTL0701412B* | 23000 | 17 | 8.5 | 23800 | 16700 | 70.17% | 1.86 | 0 | 10 |  |  |  | No | R-454B | 1.9167 | Residential & Commercial | Ducted CEE Tier 1
215667582 | Central HP <5.4 tons | ARCOAIRE | HRCU-A-CB (Split System: Heat Pump with Remote Outdoor Unit-Air-Source) | H5H0V24*K*AAA* |  |  | EA*5X36M17A*+WALLCON | *80CSU0601716A* | 23200 | 17 | 9 | 23600 | 16600 | 70.34% | 1.98 | 0 | 10 |  |  |  | No | R-454B | 1.9333 | Residential & Commercial | Ducted CEE Tier 1
215674188 | Central HP <5.4 tons | ARCOAIRE | HRCU-A-CB (Split System: Heat Pump with Remote Outdoor Unit-Air-Source) | H5H0V48*K*AAA* |  |  | EA*5X60M24A*+WALLCON | *80CTL0902120B* | 45000 | 18 | 9 | 47500 | 33400 | 70.32% | 2.08 | 0 | 10 |  |  |  | No | R-454B | 3.75 | Residential & Commercial | Ducted CEE Tier 1
215674208 | Central HP <5.4 tons | ARCOAIRE | HRCU-A-CB (Split System: Heat Pump with Remote Outdoor Unit-Air-Source) | H5H0V48*K*AAA* |  |  | EA*5X60M24A*+WALLCON | *80CTL1352422B* | 45000 | 18 | 9 | 47500 | 33400 | 70.32% | 2.08 | 0 | 10 |  |  |  | No | R-454B | 3.75 | Residential & Commercial | Ducted CEE Tier 1
210693119 | Central HP <5.4 tons | FRANKLIN | HRCU-A-CB (Split System: Heat Pump with Remote Outdoor Unit-Air-Source) | ASZV903610A* |  |  | CA*F3743*6D*+TXV | G*VC800604B*A* | 33600 | 19 | 8.2 | 34000 | 24400 | 71.76% | 1.8 | 0 | 12 |  |  |  | No | R-410A | 2.8 | Residential & Commercial | Ducted CEE Tier 1
210693130 | Central HP <5.4 tons | FRANKLIN | HRCU-A-CB (Split System: Heat Pump with Remote Outdoor Unit-Air-Source) | ASZV903610A* |  |  | CA*F3743*6D*+TXV | G*VC961005CNB* | 33600 | 19 | 8.2 | 34000 | 24400 | 71.76% | 1.8 | 0 | 12 |  |  |  | No | R-410A | 2.8 | Residential & Commercial | Ducted CEE Tier 1
210693146 | Central HP <5.4 tons | FRANKLIN | HRCU-A-CB (Split System: Heat Pump with Remote Outdoor Unit-Air-Source) | ASZV903610A* |  |  | CHPF3642C6C*+TXV | G*VS960603BUA* | 33400 | 18 | 8.2 | 34000 | 24400 | 71.76% | 1.8 | 0 | 11 |  |  |  | No | R-410A | 2.7833 | Residential & Commercial | Ducted CEE Tier 1
210693153 | Central HP <5.4 tons | FRANKLIN | HRCU-A-CB (Split System: Heat Pump with Remote Outdoor Unit-Air-Source) | ASZV903610A* |  |  | CHPF3642C6C*+TXV | G*VM970803BNB* | 33400 | 18 | 8.2 | 34000 | 24400 | 71.76% | 1.8 | 0 | 11 |  |  |  | No | R-410A | 2.7833 | Residential & Commercial | Ducted CEE Tier 1
206771070 | Central HP <5.4 tons | KEEPRITE | HRCU-A-CB (Split System: Heat Pump with Remote Outdoor Unit-Air-Source) | CVH837GKA2* |  |  | EA*4X36L21A*+WALLCON | *80CTL0902120A* | 31600 | 17 | 8.1 | 33200 | 24200 | 72.89% | 1.86 | 11 | 11 |  |  |  | No | R-410A | 2.6333 | Residential & Commercial | Ducted CEE Tier 1
206771106 | Central HP <5.4 tons | KEEPRITE | HRCU-A-CB (Split System: Heat Pump with Remote Outdoor Unit-Air-Source) | CVH837GKA2* |  |  | EA*4X36L21A*+WALLCON | *97CMN0801714A* | 31400 | 17 | 8.1 | 33400 | 24600 | 73.65% | 1.84 | 11 | 11 |  |  |  | No | R-410A | 2.6167 | Residential & Commercial | Ducted CEE Tier 1
210693111 | Central HP <5.4 tons | FRANKLIN | HRCU-A-CB (Split System: Heat Pump with Remote Outdoor Unit-Air-Source) | ASZV903610A* |  |  | CA*F3137*6A*+TXV | G*VC960403BNB* | 33600 | 18 | 8.2 | 34000 | 24400 | 71.76% | 1.8 | 0 | 11.5 |  |  |  | No | R-410A | 2.8 | Residential & Commercial | Ducted CEE Tier 1
210693152 | Central HP <5.4 tons | FRANKLIN | HRCU-A-CB (Split System: Heat Pump with Remote Outdoor Unit-Air-Source) | ASZV903610A* |  |  | CHPF3642C6C*+TXV | G*VM970603BNB* | 33400 | 18 | 8.2 | 34000 | 24400 | 71.76% | 1.8 | 0 | 11 |  |  |  | No | R-410A | 2.7833 | Residential & Commercial | Ducted CEE Tier 1
210692904 | Central HP <5.4 tons | FRANKLIN | HRCU-A-CB (Split System: Heat Pump with Remote Outdoor Unit-Air-Source) | GSZV903610A* |  |  | CA*F3137*6A*+MBVC1201**-1A*+TXV |  | 34000 | 18.5 | 8.2 | 34000 | 24400 | 71.76% | 1.8 | 0 | 12 |  |  |  | No | R-410A | 2.8333 | Residential & Commercial | Ducted CEE Tier 1
210692909 | Central HP <5.4 tons | FRANKLIN | HRCU-A-CB (Split System: Heat Pump with Remote Outdoor Unit-Air-Source) | GSZV903610A* |  |  | CA*F3137*6A*+TXV | G*VC960603BNB* | 33600 | 18 | 8.2 | 34000 | 24400 | 71.76% | 1.8 | 0 | 11.5 |  |  |  | No | R-410A | 2.8 | Residential & Commercial | Ducted CEE Tier 1
210692929 | Central HP <5.4 tons | FRANKLIN | HRCU-A-CB (Split System: Heat Pump with Remote Outdoor Unit-Air-Source) | GSZV903610A* |  |  | CA*F3743*6D*+TXV | G*VM970803BNB* | 33600 | 18.5 | 8.2 | 34000 | 24400 | 71.76% | 1.8 | 0 | 12 |  |  |  | No | R-410A | 2.8 | Residential & Commercial | Ducted CEE Tier 1
210693129 | Central HP <5.4 tons | FRANKLIN | HRCU-A-CB (Split System: Heat Pump with Remote Outdoor Unit-Air-Source) | ASZV903610A* |  |  | CA*F3743*6D*+TXV | G*VS960805CUA* | 33600 | 18.5 | 8.2 | 34000 | 24400 | 71.76% | 1.8 | 0 | 12 |  |  |  | No | R-410A | 2.8 | Residential & Commercial | Ducted CEE Tier 1
210693170 | Central HP <5.4 tons | FRANKLIN | HRCU-A-CB (Split System: Heat Pump with Remote Outdoor Unit-Air-Source) | ASZV903610A* |  |  | CHPF3743C6B*+TXV | G*VC961005CNB* | 33400 | 18 | 8.2 | 34000 | 24400 | 71.76% | 1.8 | 0 | 11 |  |  |  | No | R-410A | 2.7833 | Residential & Commercial | Ducted CEE Tier 1
210693177 | Central HP <5.4 tons | FRANKLIN | HRCU-A-CB (Split System: Heat Pump with Remote Outdoor Unit-Air-Source) | ASZV903610A* |  |  | CSCF3642N6D*+TXV | G*VS800604BUA* | 33800 | 18.5 | 8.2 | 34000 | 24400 | 71.76% | 1.8 | 0 | 11.5 |  |  |  | No | R-410A | 2.8167 | Residential & Commercial | Ducted CEE Tier 1
210693186 | Central HP <5.4 tons | FRANKLIN | HRCU-A-CB (Split System: Heat Pump with Remote Outdoor Unit-Air-Source) | ASZV903610A* |  |  | CSCF3642N6D*+TXV | G*VC960803BNB* | 33800 | 18.5 | 8.2 | 34000 | 24400 | 71.76% | 1.8 | 0 | 11.5 |  |  |  | No | R-410A | 2.8167 | Residential & Commercial | Ducted CEE Tier 1
206772231 | Central HP <5.4 tons | KEEPRITE | HRCU-A-CB (Split System: Heat Pump with Remote Outdoor Unit-Air-Source) | CVH837GKA2* |  |  | EN(A,D,W)4X48L21**+WALLCON | *80CTL0701716A* | 32400 | 17.5 | 8.1 | 33000 | 25000 | 75.76% | 1.94 | 12 | 11.5 |  |  |  | No | R-410A | 2.7 | Residential & Commercial | Ducted CEE Tier 1
206771799 | Central HP <5.4 tons | KEEPRITE | HRCU-A-CB (Split System: Heat Pump with Remote Outdoor Unit-Air-Source) | CVH837GKA2* |  |  | EA*4X48L21A*+WALLCON | *96CTN0801714A* | 32200 | 17 | 8.1 | 32800 | 25200 | 76.83% | 1.96 | 11.5 | 11 |  |  |  | No | R-410A | 2.6833 | Residential & Commercial | Ducted CEE Tier 1
212940796 | Central HP <5.4 tons | CENTURY | HRCU-A-CB (Split System: Heat Pump with Remote Outdoor Unit-Air-Source) | A-VCD36SA-1 |  |  | B-VCD36SA-1 |  | 36000 | 16 | 9.5 | 40000 | 34400 | 86% | 1.97 | 10.5 | 10 |  |  |  | No | R-410A | 3 | Residential & Commercial | Ducted CEE Tier 1
210693118 | Central HP <5.4 tons | FRANKLIN | HRCU-A-CB (Split System: Heat Pump with Remote Outdoor Unit-Air-Source) | ASZV903610A* |  |  | CA*F3743*6D*+TXV | G*VS800604BUA* | 33600 | 18.5 | 8.2 | 34000 | 24400 | 71.76% | 1.8 | 0 | 12 |  |  |  | No | R-410A | 2.8 | Residential & Commercial | Ducted CEE Tier 1
213815105 | Central HP <5.4 tons | FRANKLIN | HRCU-A-CB (Split System: Heat Pump with Remote Outdoor Unit-Air-Source) | ASZV903610A* |  |  | CA*F3743*6D*+MBVB16CP1X00A*+TX |  | 34200 | 19 | 8.2 | 34200 | 24400 | 71.35% | 1.85 | 0 | 12 |  |  |  | No | R-410A | 2.85 | Residential & Commercial | Ducted CEE Tier 1
206772826 | Central HP <5.4 tons | KEEPRITE | HRCU-A-CB (Split System: Heat Pump with Remote Outdoor Unit-Air-Source) | CVH837GKA2* |  |  | EHD4X42AAL+WALLCON | *80CTL0701412A* | 32400 | 17 | 8.1 | 33200 | 25000 | 75.3% | 1.94 | 11.5 | 11 |  |  |  | No | R-410A | 2.7 | Residential & Commercial | Ducted CEE Tier 1
206772583 | Central HP <5.4 tons | KEEPRITE | HRCU-A-CB (Split System: Heat Pump with Remote Outdoor Unit-Air-Source) | CVH837GKA2* |  |  | EHD4X36AAL+WALLCON | *96CTN1202422A* | 32200 | 16.5 | 8.1 | 33200 | 24600 | 74.1% | 1.94 | 11 | 11 |  |  |  | No | R-410A | 2.6833 | Residential & Commercial | Ducted CEE Tier 1
204456614 | Central HP <5.4 tons | KENMORE | HRCU-A-CB (Split System: Heat Pump with Remote Outdoor Unit-Air-Source) | (C,H,T)VH825GKA2* |  |  | EA*4X36L17A*+WALLCON | *96CTN0601714A* | 23400 | 16 | 8.1 | 21600 | 16800 | 77.78% | 1.92 | 11 | 10.5 |  |  |  | No | R-410A | 1.95 | Residential & Commercial | Ducted CEE Tier 1
204456650 | Central HP <5.4 tons | KENMORE | HRCU-A-CB (Split System: Heat Pump with Remote Outdoor Unit-Air-Source) | (C,H,T)VH825GKA2* |  |  | EA*4X36L17A*+WALLCON | *80CTL0701412A* | 23600 | 17 | 8.1 | 21400 | 16600 | 77.57% | 1.94 | 11 | 11 |  |  |  | No | R-410A | 1.9667 | Residential & Commercial | Ducted CEE Tier 1
204456533 | Central HP <5.4 tons | KENMORE | HRCU-A-CB (Split System: Heat Pump with Remote Outdoor Unit-Air-Source) | (C,H,T)VH825GKA2* |  |  | EA*4X30L17A*+WALLCON | *80CTL0701716A* | 23400 | 16.5 | 8.1 | 21600 | 16700 | 77.31% | 1.92 | 11 | 11 |  |  |  | No | R-410A | 1.95 | Residential & Commercial | Ducted CEE Tier 1
210693113 | Central HP <5.4 tons | FRANKLIN | HRCU-A-CB (Split System: Heat Pump with Remote Outdoor Unit-Air-Source) | ASZV903610A* |  |  | CA*F3137*6A*+TXV | G*VC960603BNB* | 33600 | 18 | 8.2 | 34000 | 24400 | 71.76% | 1.8 | 0 | 11.5 |  |  |  | No | R-410A | 2.8 | Residential & Commercial | Ducted CEE Tier 1
206771628 | Central HP <5.4 tons | KEEPRITE | HRCU-A-CB (Split System: Heat Pump with Remote Outdoor Unit-Air-Source) | CVH837GKA2* |  |  | EA*4X43L21A*+WALLCON | *80CTL0701716A* | 32800 | 17.5 | 8.5 | 33000 | 25200 | 76.36% | 1.98 | 11 | 11.7 |  |  |  | No | R-410A | 2.7333 | Residential & Commercial | Ducted CEE Tier 1
206771259 | Central HP <5.4 tons | KEEPRITE | HRCU-A-CB (Split System: Heat Pump with Remote Outdoor Unit-Air-Source) | CVH837GKA2* |  |  | EA*4X37L21A*+WALLCON | *80CTL0701716A* | 32800 | 17.5 | 8.5 | 33000 | 25200 | 76.36% | 1.98 | 11 | 11.5 |  |  |  | No | R-410A | 2.7333 | Residential & Commercial | Ducted CEE Tier 1
206771277 | Central HP <5.4 tons | KEEPRITE | HRCU-A-CB (Split System: Heat Pump with Remote Outdoor Unit-Air-Source) | CVH837GKA2* |  |  | EA*4X37L21A*+WALLCON | *80CTL0902120A* | 32800 | 17.5 | 8.5 | 33000 | 25200 | 76.36% | 1.98 | 12 | 11.7 |  |  |  | No | R-410A | 2.7333 | Residential & Commercial | Ducted CEE Tier 1
210693122 | Central HP <5.4 tons | FRANKLIN | HRCU-A-CB (Split System: Heat Pump with Remote Outdoor Unit-Air-Source) | ASZV903610A* |  |  | CA*F3743*6D*+TXV | G*VC800805C*A* | 33600 | 19 | 8.2 | 34000 | 24400 | 71.76% | 1.8 | 0 | 12 |  |  |  | No | R-410A | 2.8 | Residential & Commercial | Ducted CEE Tier 1
210693125 | Central HP <5.4 tons | FRANKLIN | HRCU-A-CB (Split System: Heat Pump with Remote Outdoor Unit-Air-Source) | ASZV903610A* |  |  | CA*F3743*6D*+TXV | G*VS960603BUA* | 33600 | 18.5 | 8.2 | 34000 | 24400 | 71.76% | 1.8 | 0 | 11.5 |  |  |  | No | R-410A | 2.8 | Residential & Commercial | Ducted CEE Tier 1
213815197 | Central HP <5.4 tons | FRANKLIN | HRCU-A-CB (Split System: Heat Pump with Remote Outdoor Unit-Air-Source) | GSZV903610A* |  |  | CSCF3642N6D*+MBVB12BP1X00A*+TXV |  | 33800 | 18.5 | 8.2 | 34000 | 24400 | 71.76% | 1.8 | 0 | 11.5 |  |  |  | No | R-410A | 2.8167 | Residential & Commercial | Ducted CEE Tier 1
210692922 | Central HP <5.4 tons | FRANKLIN | HRCU-A-CB (Split System: Heat Pump with Remote Outdoor Unit-Air-Source) | GSZV903610A* |  |  | CA*F3743*6D*+TXV | G*VC960603BNB* | 33600 | 18.5 | 8.2 | 34000 | 24400 | 71.76% | 1.8 | 0 | 11.5 |  |  |  | No | R-410A | 2.8 | Residential & Commercial | Ducted CEE Tier 1
210692925 | Central HP <5.4 tons | FRANKLIN | HRCU-A-CB (Split System: Heat Pump with Remote Outdoor Unit-Air-Source) | GSZV903610A* |  |  | CA*F3743*6D*+TXV | G*VS960805CUA* | 33600 | 18.5 | 8.2 | 34000 | 24400 | 71.76% | 1.8 | 0 | 12 |  |  |  | No | R-410A | 2.8 | Residential & Commercial | Ducted CEE Tier 1
210692938 | Central HP <5.4 tons | FRANKLIN | HRCU-A-CB (Split System: Heat Pump with Remote Outdoor Unit-Air-Source) | GSZV903610A* |  |  | CHPF3642C6C*+TXV | G*VS800805CUA* | 33400 | 18 | 8.2 | 34000 | 24400 | 71.76% | 1.8 | 0 | 11 |  |  |  | No | R-410A | 2.7833 | Residential & Commercial | Ducted CEE Tier 1
210692973 | Central HP <5.4 tons | FRANKLIN | HRCU-A-CB (Split System: Heat Pump with Remote Outdoor Unit-Air-Source) | GSZV903610A* |  |  | CSCF3642N6D*+TXV | G*VS800604BUA* | 33800 | 18.5 | 8.2 | 34000 | 24400 | 71.76% | 1.8 | 0 | 11.5 |  |  |  | No | R-410A | 2.8167 | Residential & Commercial | Ducted CEE Tier 1
210692991 | Central HP <5.4 tons | FRANKLIN | HRCU-A-CB (Split System: Heat Pump with Remote Outdoor Unit-Air-Source) | GSZV903610A* |  |  | CSCF3642N6D*+TXV | G*VM971205DNB* | 33800 | 18.5 | 8.2 | 34000 | 24400 | 71.76% | 1.8 | 0 | 11.5 |  |  |  | No | R-410A | 2.8167 | Residential & Commercial | Ducted CEE Tier 1
204299212 | Central HP <5.4 tons | KEEPRITE | HRCU-A-CB (Split System: Heat Pump with Remote Outdoor Unit-Air-Source) | CVH837GKA** |  |  | EA*4X48L21A*+WALLCON | *80CTL0701716A* | 32200 | 17.5 | 8.1 | 32600 | 25000 | 76.69% | 1.96 | 11 | 11.5 |  |  |  | No | R-410A | 2.6833 | Residential & Commercial | Ducted CEE Tier 1
204299112 | Central HP <5.4 tons | KEEPRITE | HRCU-A-CB (Split System: Heat Pump with Remote Outdoor Unit-Air-Source) | CVH837GKA** |  |  | EA*4X42L24A*+WALLCON | *97CMN1002122A* | 31800 | 17.5 | 8.1 | 33000 | 24400 | 73.94% | 1.9 | 12 | 11.5 |  |  |  | No | R-410A | 2.65 | Residential & Commercial | Ducted CEE Tier 1
204298762 | Central HP <5.4 tons | KEEPRITE | HRCU-A-CB (Split System: Heat Pump with Remote Outdoor Unit-Air-Source) | CVH837GKA** |  |  | EA*4X36L21A*+WALLCON | *96CTN1002122A* | 31600 | 17 | 8.1 | 33200 | 24200 | 72.89% | 1.86 | 11 | 11 |  |  |  | No | R-410A | 2.6333 | Residential & Commercial | Ducted CEE Tier 1
204300416 | Central HP <5.4 tons | KEEPRITE | HRCU-A-CB (Split System: Heat Pump with Remote Outdoor Unit-Air-Source) | CVH837GKA** |  |  | EHD4X42AAL+WALLCON | *97CMN0602120A* | 32400 | 16.5 | 8.1 | 33400 | 25200 | 75.45% | 1.94 | 11.5 | 10.5 |  |  |  | No | R-410A | 2.7 | Residential & Commercial | Ducted CEE Tier 1
204299162 | Central HP <5.4 tons | KEEPRITE | HRCU-A-CB (Split System: Heat Pump with Remote Outdoor Unit-Air-Source) | CVH837GKA** |  |  | EA*4X42L24A*+WALLCON | *97CMN0602120A* | 31600 | 17 | 8.1 | 33400 | 24600 | 73.65% | 1.88 | 11.5 | 11 |  |  |  | No | R-410A | 2.6333 | Residential & Commercial | Ducted CEE Tier 1
206997782 | Central HP <5.4 tons | KENMORE | HRCU-A-CB (Split System: Heat Pump with Remote Outdoor Unit-Air-Source) | (C,H,T)VH837GKA2* |  |  | EN(A,D)4X48L24**+WALLCON | *96CTN1202422A* | 32400 | 17.5 | 8.1 | 32800 | 24800 | 75.61% | 1.96 | 12 | 11.7 |  |  |  | No | R-410A | 2.7 | Residential & Commercial | Ducted CEE Tier 1
206997814 | Central HP <5.4 tons | KENMORE | HRCU-A-CB (Split System: Heat Pump with Remote Outdoor Unit-Air-Source) | (C,H,T)VH837GKA2* |  |  | EHD4X36AAL+WALLCON | *80CTL0901716A* | 32400 | 17 | 8.1 | 33200 | 24600 | 74.1% | 1.94 | 12 | 11 |  |  |  | No | R-410A | 2.7 | Residential & Commercial | Ducted CEE Tier 1
206997632 | Central HP <5.4 tons | KENMORE | HRCU-A-CB (Split System: Heat Pump with Remote Outdoor Unit-Air-Source) | (C,H,T)VH837GKA2* |  |  | EA*4X36L17A*+WALLCON | *80CTL0901716A* | 31600 | 17.5 | 8.1 | 33200 | 24200 | 72.89% | 1.86 | 11 | 11 |  |  |  | No | R-410A | 2.6333 | Residential & Commercial | Ducted CEE Tier 1
206997659 | Central HP <5.4 tons | KENMORE | HRCU-A-CB (Split System: Heat Pump with Remote Outdoor Unit-Air-Source) | (C,H,T)VH837GKA2* |  |  | EA*4X37L21A*+WALLCON | *80CTL0902120A* | 32800 | 17.5 | 8.5 | 33000 | 25200 | 76.36% | 1.98 | 12 | 11.7 |  |  |  | No | R-410A | 2.7333 | Residential & Commercial | Ducted CEE Tier 1
206997691 | Central HP <5.4 tons | KENMORE | HRCU-A-CB (Split System: Heat Pump with Remote Outdoor Unit-Air-Source) | (C,H,T)VH837GKA2* |  |  | EA*4X42L24A*+WALLCON | *97CMN1002122A* | 31800 | 17.5 | 8.1 | 33000 | 24400 | 73.94% | 1.9 | 12 | 11.5 |  |  |  | No | R-410A | 2.65 | Residential & Commercial | Ducted CEE Tier 1
210470142 | Central HP <5.4 tons | KENMORE | HRCU-A-CB (Split System: Heat Pump with Remote Outdoor Unit-Air-Source) | (C,H,T)VH837GKA2* |  |  | EA*4X42L21A*+WALLCON | *95CSU0802120A* | 31800 | 17.5 | 8.1 | 33000 | 24400 | 73.94% | 1.9 | 0 | 11 |  |  |  | No | R-410A | 2.65 | Residential & Commercial | Ducted CEE Tier 1
215670530 | Central HP <5.4 tons | ARCOAIRE | HRCU-A-CB (Split System: Heat Pump with Remote Outdoor Unit-Air-Source) | H5H0V36*K*AAA* |  |  | ESH5X60M12A*+WALLCON | *97CMN0802120B* | 34600 | 17 | 8.5 | 34600 | 24800 | 71.68% | 1.8 | 0 | 10 |  |  |  | No | R-454B | 2.8833 | Residential & Commercial | Ducted CEE Tier 1
215667902 | Central HP <5.4 tons | ARCOAIRE | HRCU-A-CB (Split System: Heat Pump with Remote Outdoor Unit-Air-Source) | H5H0V24*K*AAA* |  |  | EA*5X37M21A*+WALLCON | *97CMN0801714B* | 24000 | 17.5 | 9 | 23400 | 16400 | 70.09% | 2 | 0 | 10.5 |  |  |  | No | R-454B | 2 | Residential & Commercial | Ducted CEE Tier 1
215667862 | Central HP <5.4 tons | ARCOAIRE | HRCU-A-CB (Split System: Heat Pump with Remote Outdoor Unit-Air-Source) | H5H0V24*K*AAA* |  |  | EA*5X37M21A*+WALLCON | *80CTL0902120B* | 24000 | 17.5 | 9 | 23200 | 16300 | 70.26% | 2.02 | 0 | 10.5 |  |  |  | No | R-454B | 2 | Residential & Commercial | Ducted CEE Tier 1
211262226 | Central HP <5.4 tons | KEEPRITE | HRCU-A-CB (Split System: Heat Pump with Remote Outdoor Unit-Air-Source) | DLCURAH18ABK |  |  | EA*4X30L17A* | OMV112K14A | 18200 | 15.5 | 8.5 | 18900 | 18400 | 97.35% | 2.2 | 0 | 10.5 |  |  |  | No | R-410A | 1.5167 | Residential & Commercial | Ducted CEE Tier 1
211262667 | Central HP <5.4 tons | KEEPRITE | HRCU-A-CB (Split System: Heat Pump with Remote Outdoor Unit-Air-Source) | DLCURAH18ABK |  |  | EN(A,D)4X24L14** | *96VTN0601412A* | 17900 | 15.5 | 8.5 | 18800 | 18700 | 99.47% | 2.26 | 0 | 11 |  |  |  | No | R-410A | 1.4917 | Residential & Commercial | Ducted CEE Tier 1
211262733 | Central HP <5.4 tons | KEEPRITE | HRCU-A-CB (Split System: Heat Pump with Remote Outdoor Unit-Air-Source) | DLCURAH18ABK |  |  | EN(A,D)4X24L14** | *92ESN0601412A* | 18100 | 16 | 8.5 | 19000 | 18600 | 97.89% | 2.24 | 0 | 11 |  |  |  | No | R-410A | 1.5083 | Residential & Commercial | Ducted CEE Tier 1
211263519 | Central HP <5.4 tons | KEEPRITE | HRCU-A-CB (Split System: Heat Pump with Remote Outdoor Unit-Air-Source) | DLCURAH18ABK |  |  | EN(A,D)4X24L17** | *80ESU0601716A | 18500 | 16 | 8.5 | 19400 | 18500 | 95.36% | 2.24 | 0 | 11 |  |  |  | No | R-410A | 1.5417 | Residential & Commercial | Ducted CEE Tier 1
211262388 | Central HP <5.4 tons | KEEPRITE | HRCU-A-CB (Split System: Heat Pump with Remote Outdoor Unit-Air-Source) | DLCURAH18ABK |  |  | EN(A,D)4X18L14** | *96VTN0601412A* | 17600 | 15.5 | 8.5 | 18700 | 19300 | 103.2% | 2.32 | 0 | 10.5 |  |  |  | No | R-410A | 1.4667 | Residential & Commercial | Ducted CEE Tier 1
211262520 | Central HP <5.4 tons | KEEPRITE | HRCU-A-CB (Split System: Heat Pump with Remote Outdoor Unit-Air-Source) | DLCURAH18ABK |  |  | EN(A,D)4X24L14** | *80VSL0451412A* | 17700 | 16 | 8.5 | 18600 | 18800 | 101.1% | 2.26 | 0 | 10.5 |  |  |  | No | R-410A | 1.475 | Residential & Commercial | Ducted CEE Tier 1
211264435 | Central HP <5.4 tons | KEEPRITE | HRCU-A-CB (Split System: Heat Pump with Remote Outdoor Unit-Air-Source) | DLCURAH18ABK |  |  | EN(A,D)4X30L17** | *95ESN0261410A* | 18200 | 15.5 | 8.5 | 18800 | 18400 | 97.87% | 2.2 | 0 | 11 |  |  |  | No | R-410A | 1.5167 | Residential & Commercial | Ducted CEE Tier 1
206998346 | Central HP <5.4 tons | KENMORE | HRCU-A-CB (Split System: Heat Pump with Remote Outdoor Unit-Air-Source) | (C,H,T)VH825GKA3* |  |  | EA*4X37L17A*+WALLCON | *80CTL0701412A* | 24200 | 17 | 8.1 | 21400 | 16600 | 77.57% | 2 | 11 | 11 |  |  |  | No | R-410A | 2.0167 | Residential & Commercial | Ducted CEE Tier 1
206998353 | Central HP <5.4 tons | KENMORE | HRCU-A-CB (Split System: Heat Pump with Remote Outdoor Unit-Air-Source) | (C,H,T)VH825GKA3* |  |  | EA*4X37L21A*+WALLCON | *96CTN0801714A* | 24400 | 16.5 | 8.1 | 21200 | 16700 | 78.77% | 2.02 | 11 | 11 |  |  |  | No | R-410A | 2.0333 | Residential & Commercial | Ducted CEE Tier 1
206998478 | Central HP <5.4 tons | KENMORE | HRCU-A-CB (Split System: Heat Pump with Remote Outdoor Unit-Air-Source) | (C,H,T)VH825GKA3* |  |  | EA*4X24L17A*+WALLCON | *80CSU0601716A* | 23200 | 16.5 | 8.1 | 22000 | 16800 | 76.36% | 1.88 | 11 | 10.5 |  |  |  | No | R-410A | 1.9333 | Residential & Commercial | Ducted CEE Tier 1
206997735 | Central HP <5.4 tons | KENMORE | HRCU-A-CB (Split System: Heat Pump with Remote Outdoor Unit-Air-Source) | (C,H,T)VH837GKA2* |  |  | EA*4X48L24A*+WALLCON | *96CTN1002122A* | 32400 | 17.5 | 8.5 | 32600 | 24800 | 76.07% | 2 | 12 | 11.7 |  |  |  | No | R-410A | 2.7 | Residential & Commercial | Ducted CEE Tier 1
206997776 | Central HP <5.4 tons | KENMORE | HRCU-A-CB (Split System: Heat Pump with Remote Outdoor Unit-Air-Source) | (C,H,T)VH837GKA2* |  |  | EN(A,D,W)4X48L21**+WALLCON | *80CTL0901716A* | 32400 | 18 | 8.1 | 32800 | 24800 | 75.61% | 1.98 | 12.5 | 11.7 |  |  |  | No | R-410A | 2.7 | Residential & Commercial | Ducted CEE Tier 1
206997903 | Central HP <5.4 tons | KENMORE | HRCU-A-CB (Split System: Heat Pump with Remote Outdoor Unit-Air-Source) | (C,H,T)VH837GKA2* |  |  | EA*4X42L24A*+WALLCON | *95CSU0802120A* | 31800 | 17.5 | 8.1 | 33000 | 24400 | 73.94% | 1.9 | 11.5 | 11 |  |  |  | No | R-410A | 2.65 | Residential & Commercial | Ducted CEE Tier 1
206997647 | Central HP <5.4 tons | KENMORE | HRCU-A-CB (Split System: Heat Pump with Remote Outdoor Unit-Air-Source) | (C,H,T)VH837GKA2* |  |  | EA*4X36L21A*+WALLCON | *97CMN0602120A* | 31400 | 17 | 8.1 | 33600 | 24600 | 73.21% | 1.84 | 11 | 11 |  |  |  | No | R-410A | 2.6167 | Residential & Commercial | Ducted CEE Tier 1
212984593 | Central HP <5.4 tons | ARCOAIRE | HRCU-A-CB (Split System: Heat Pump with Remote Outdoor Unit-Air-Source) | DLCURAH24ABK |  |  | EA*4X30L17A* | *92MSN0801716A* | 23400 | 17.5 | 8.5 | 26200 | 24800 | 94.66% | 2.08 | 0 | 10 |  |  |  | No | R-410A | 1.95 | Residential & Commercial | Ducted CEE Tier 1
213607655 | Central HP <5.4 tons | KEEPRITE | HRCU-A-CB (Split System: Heat Pump with Remote Outdoor Unit-Air-Source) | DLCURAH24ABK |  |  | FTMA4X24L0B* |  | 24600 | 17 | 9.5 | 26000 | 22200 | 85.38% | 1.84 | 0 | 10 |  |  |  | No | R-410A | 2.05 | Residential & Commercial | Ducted CEE Tier 1
206136347 | Central HP <5.4 tons | KEEPRITE | HRCU-A-CB (Split System: Heat Pump with Remote Outdoor Unit-Air-Source) | CVH837GKA** |  |  | EHD4X42AAL+WALLCON | *95CSU1002122A* | 32600 | 17 | 8.1 | 33000 | 24800 | 75.15% | 1.96 | 11.5 | 11 |  |  |  | No | R-410A | 2.7167 | Residential & Commercial | Ducted CEE Tier 1
204299122 | Central HP <5.4 tons | KEEPRITE | HRCU-A-CB (Split System: Heat Pump with Remote Outdoor Unit-Air-Source) | CVH837GKA** |  |  | EA*4X42L24A*+WALLCON | *97CMN1202422A* | 31800 | 17 | 8.1 | 33200 | 24400 | 73.49% | 1.88 | 11.5 | 11 |  |  |  | No | R-410A | 2.65 | Residential & Commercial | Ducted CEE Tier 1
206135929 | Central HP <5.4 tons | KEEPRITE | HRCU-A-CB (Split System: Heat Pump with Remote Outdoor Unit-Air-Source) | CVH837GKA** |  |  | EN(A,D,W)4X48L21**+WALLCON | *80CSU1002120A* | 32400 | 17 | 8.1 | 33000 | 24800 | 75.15% | 1.94 | 12.2 | 11.5 |  |  |  | No | R-410A | 2.7 | Residential & Commercial | Ducted CEE Tier 1
210693142 | Central HP <5.4 tons | FRANKLIN | HRCU-A-CB (Split System: Heat Pump with Remote Outdoor Unit-Air-Source) | ASZV903610A* |  |  | CHPF3642C6C*+TXV | G*VS800805CUA* | 33400 | 18 | 8.2 | 34000 | 24400 | 71.76% | 1.8 | 0 | 11 |  |  |  | No | R-410A | 2.7833 | Residential & Commercial | Ducted CEE Tier 1
210693173 | Central HP <5.4 tons | FRANKLIN | HRCU-A-CB (Split System: Heat Pump with Remote Outdoor Unit-Air-Source) | ASZV903610A* |  |  | CHPF3743C6B*+TXV | G*VM970804CNB* | 33400 | 18 | 8.2 | 34000 | 24400 | 71.76% | 1.8 | 0 | 11 |  |  |  | No | R-410A | 2.7833 | Residential & Commercial | Ducted CEE Tier 1
210693190 | Central HP <5.4 tons | FRANKLIN | HRCU-A-CB (Split System: Heat Pump with Remote Outdoor Unit-Air-Source) | ASZV903610A* |  |  | CSCF3642N6D*+TXV | G*VC961205DNB* | 33800 | 18.5 | 8.2 | 34000 | 24400 | 71.76% | 1.8 | 0 | 11.5 |  |  |  | No | R-410A | 2.8167 | Residential & Commercial | Ducted CEE Tier 1
210693178 | Central HP <5.4 tons | FRANKLIN | HRCU-A-CB (Split System: Heat Pump with Remote Outdoor Unit-Air-Source) | ASZV903610A* |  |  | CSCF3642N6D*+TXV | G*VC800604B*A* | 33800 | 18.5 | 8.2 | 34000 | 24400 | 71.76% | 1.8 | 0 | 11.5 |  |  |  | No | R-410A | 2.8167 | Residential & Commercial | Ducted CEE Tier 1
210693180 | Central HP <5.4 tons | FRANKLIN | HRCU-A-CB (Split System: Heat Pump with Remote Outdoor Unit-Air-Source) | ASZV903610A* |  |  | CSCF3642N6D*+TXV | G*VS800805CUA* | 33800 | 18.5 | 8.2 | 34000 | 24400 | 71.76% | 1.8 | 0 | 11.5 |  |  |  | No | R-410A | 2.8167 | Residential & Commercial | Ducted CEE Tier 1
210693185 | Central HP <5.4 tons | FRANKLIN | HRCU-A-CB (Split System: Heat Pump with Remote Outdoor Unit-Air-Source) | ASZV903610A* |  |  | CSCF3642N6D*+TXV | G*VC960603BNB* | 33800 | 18.5 | 8.2 | 34000 | 24400 | 71.76% | 1.8 | 0 | 11.5 |  |  |  | No | R-410A | 2.8167 | Residential & Commercial | Ducted CEE Tier 1
214773316 | Central HP <5.4 tons | HISENSE | HRCU-A-CB (Split System: Heat Pump with Remote Outdoor Unit-Air-Source) | AUWR-24U3SF2 |  |  | AUH-24UX3SXX2 |  | 21400 | 15.8 | 8.4 | 23200 | 17700 | 76.29% | 1.98 | 0 | 10 |  |  |  | No | R-410A | 1.7833 | Residential & Commercial | Ducted CEE Tier 1
215668670 | Central HP <5.4 tons | ARCOAIRE | HRCU-A-CB (Split System: Heat Pump with Remote Outdoor Unit-Air-Source) | H5H0V36*K*AAA* |  |  | EA*5X37M21A*+WALLCON | *80CTL0702120B* | 34400 | 18 | 9 | 35400 | 25200 | 71.19% | 1.88 | 0 | 10 |  |  |  | No | R-454B | 2.8667 | Residential & Commercial | Ducted CEE Tier 1
215668854 | Central HP <5.4 tons | ARCOAIRE | HRCU-A-CB (Split System: Heat Pump with Remote Outdoor Unit-Air-Source) | H5H0V36*K*AAA* |  |  | EA*5X42M21A*+WALLCON | *80CTL1102120B* | 33200 | 18 | 9 | 35800 | 25600 | 71.51% | 1.84 | 0 | 10 |  |  |  | No | R-454B | 2.7667 | Residential & Commercial | Ducted CEE Tier 1
213501758 | Central HP <5.4 tons | FRANKLIN | HRCU-A-CB (Split System: Heat Pump with Remote Outdoor Unit-Air-Source) | GSZV903610A* |  |  | AMVE36CP1400B* |  | 33600 | 18.5 | 8.2 | 34000 | 24400 | 71.76% | 1.8 | 0 | 11.5 |  |  |  | No | R-410A | 2.8 | Residential & Commercial | Ducted CEE Tier 1
210692946 | Central HP <5.4 tons | FRANKLIN | HRCU-A-CB (Split System: Heat Pump with Remote Outdoor Unit-Air-Source) | GSZV903610A* |  |  | CHPF3642C6C*+TXV | G*VS960805CUA* | 33400 | 18 | 8.2 | 34000 | 24400 | 71.76% | 1.8 | 0 | 11 |  |  |  | No | R-410A | 2.7833 | Residential & Commercial | Ducted CEE Tier 1
215866621 | Central HP <5.4 tons | KADEN | HRCU-A-CB (Split System: Heat Pump with Remote Outdoor Unit-Air-Source) | KOB-HH-UUX60HP-2AAMA |  |  | KIB-UUX60AH-2AAMA |  | 54000 | 16 | 9 | 56000 | 52000 | 92.86% | 1.8 | 0 | 10 |  |  |  | No | R-454B | 4.5 | Residential & Commercial | Ducted CEE Tier 1
210692936 | Central HP <5.4 tons | FRANKLIN | HRCU-A-CB (Split System: Heat Pump with Remote Outdoor Unit-Air-Source) | GSZV903610A* |  |  | CHPF3642C6C*+TXV | G*VC800604B*A* | 33400 | 18 | 8.2 | 34000 | 24400 | 71.76% | 1.8 | 0 | 11 |  |  |  | No | R-410A | 2.7833 | Residential & Commercial | Ducted CEE Tier 1
210692945 | Central HP <5.4 tons | FRANKLIN | HRCU-A-CB (Split System: Heat Pump with Remote Outdoor Unit-Air-Source) | GSZV903610A* |  |  | CHPF3642C6C*+TXV | G*VC960804CNB* | 33400 | 18 | 8.2 | 34000 | 24400 | 71.76% | 1.8 | 0 | 11 |  |  |  | No | R-410A | 2.7833 | Residential & Commercial | Ducted CEE Tier 1
210692959 | Central HP <5.4 tons | FRANKLIN | HRCU-A-CB (Split System: Heat Pump with Remote Outdoor Unit-Air-Source) | GSZV903610A* |  |  | CHPF3743C6B*+TXV | G*VC801005C*A* | 33400 | 18 | 8.2 | 34000 | 24400 | 71.76% | 1.8 | 0 | 11 |  |  |  | No | R-410A | 2.7833 | Residential & Commercial | Ducted CEE Tier 1
211756650 | Central HP <5.4 tons | LPS Legacy | HRCU-A-CB (Split System: Heat Pump with Remote Outdoor Unit-Air-Source) | DLCURAH30ABK |  |  | DLFUAAH30XAK |  | 30000 | 16.2 | 8.9 | 33000 | 24000 | 72.73% | 1.8 | 11 | 10 |  |  |  | No | R-410A | 2.5 | Residential & Commercial | Ducted CEE Tier 1
206997910 | Central HP <5.4 tons | KENMORE | HRCU-A-CB (Split System: Heat Pump with Remote Outdoor Unit-Air-Source) | (C,H,T)VH837GKA2* |  |  | EA*4X48L24A*+WALLCON | *95CSU0802120A* | 32400 | 17.5 | 8.5 | 32400 | 24800 | 76.54% | 2 | 12 | 11.5 |  |  |  | No | R-410A | 2.7 | Residential & Commercial | Ducted CEE Tier 1
206997926 | Central HP <5.4 tons | KENMORE | HRCU-A-CB (Split System: Heat Pump with Remote Outdoor Unit-Air-Source) | (C,H,T)VH837GKA2* |  |  | EHD4X42AAL+WALLCON | *95CSU1002122A* | 32600 | 17 | 8.1 | 33000 | 24800 | 75.15% | 1.96 | 11.5 | 11 |  |  |  | No | R-410A | 2.7167 | Residential & Commercial | Ducted CEE Tier 1
206997674 | Central HP <5.4 tons | KENMORE | HRCU-A-CB (Split System: Heat Pump with Remote Outdoor Unit-Air-Source) | (C,H,T)VH837GKA2* |  |  | EA*4X42L21A*+WALLCON | *80CTL0902120A* | 31800 | 17.5 | 8.1 | 33200 | 24400 | 73.49% | 1.9 | 11 | 11.5 |  |  |  | No | R-410A | 2.65 | Residential & Commercial | Ducted CEE Tier 1
210693145 | Central HP <5.4 tons | FRANKLIN | HRCU-A-CB (Split System: Heat Pump with Remote Outdoor Unit-Air-Source) | ASZV903610A* |  |  | CHPF3642C6C*+TXV | G*VC960403BNB* | 33400 | 18 | 8.2 | 34000 | 24400 | 71.76% | 1.8 | 0 | 11 |  |  |  | No | R-410A | 2.7833 | Residential & Commercial | Ducted CEE Tier 1
210693154 | Central HP <5.4 tons | FRANKLIN | HRCU-A-CB (Split System: Heat Pump with Remote Outdoor Unit-Air-Source) | ASZV903610A* |  |  | CHPF3642C6C*+TXV | G*VM970804CNB* | 33400 | 18 | 8.2 | 34000 | 24400 | 71.76% | 1.8 | 0 | 11 |  |  |  | No | R-410A | 2.7833 | Residential & Commercial | Ducted CEE Tier 1
210693161 | Central HP <5.4 tons | FRANKLIN | HRCU-A-CB (Split System: Heat Pump with Remote Outdoor Unit-Air-Source) | ASZV903610A* |  |  | CHPF3743C6B*+TXV | G*VS800805CUA* | 33400 | 18 | 8.2 | 34000 | 24400 | 71.76% | 1.8 | 0 | 11 |  |  |  | No | R-410A | 2.7833 | Residential & Commercial | Ducted CEE Tier 1
210693168 | Central HP <5.4 tons | FRANKLIN | HRCU-A-CB (Split System: Heat Pump with Remote Outdoor Unit-Air-Source) | ASZV903610A* |  |  | CHPF3743C6B*+TXV | G*VC960804CNB* | 33400 | 18 | 8.2 | 34000 | 24400 | 71.76% | 1.8 | 0 | 11 |  |  |  | No | R-410A | 2.7833 | Residential & Commercial | Ducted CEE Tier 1
210693179 | Central HP <5.4 tons | FRANKLIN | HRCU-A-CB (Split System: Heat Pump with Remote Outdoor Unit-Air-Source) | ASZV903610A* |  |  | CSCF3642N6D*+TXV | G*VC800804C*A* | 33800 | 18.5 | 8.2 | 34000 | 24400 | 71.76% | 1.8 | 0 | 11.5 |  |  |  | No | R-410A | 2.8167 | Residential & Commercial | Ducted CEE Tier 1
210693188 | Central HP <5.4 tons | FRANKLIN | HRCU-A-CB (Split System: Heat Pump with Remote Outdoor Unit-Air-Source) | ASZV903610A* |  |  | CSCF3642N6D*+TXV | G*VS960805CUA* | 33800 | 18.5 | 8.2 | 34000 | 24400 | 71.76% | 1.8 | 0 | 11.5 |  |  |  | No | R-410A | 2.8167 | Residential & Commercial | Ducted CEE Tier 1
210693143 | Central HP <5.4 tons | FRANKLIN | HRCU-A-CB (Split System: Heat Pump with Remote Outdoor Unit-Air-Source) | ASZV903610A* |  |  | CHPF3642C6C*+TXV | G*VC800805C*A* | 33400 | 18 | 8.2 | 34000 | 24400 | 71.76% | 1.8 | 0 | 11 |  |  |  | No | R-410A | 2.7833 | Residential & Commercial | Ducted CEE Tier 1
212984701 | Central HP <5.4 tons | ARCOAIRE | HRCU-A-CB (Split System: Heat Pump with Remote Outdoor Unit-Air-Source) | DLCURAH18ABK |  |  | EA*4X19L17A* | *92MSN0801716A* | 18300 | 16.5 | 8.5 | 18200 | 17700 | 97.25% | 2.14 | 0 | 11 |  |  |  | No | R-410A | 1.525 | Residential & Commercial | Ducted CEE Tier 1
211263540 | Central HP <5.4 tons | KEEPRITE | HRCU-A-CB (Split System: Heat Pump with Remote Outdoor Unit-Air-Source) | DLCURAH18ABK |  |  | EN(A,D)4X24L17** | OMV098J12* | 18300 | 15.5 | 8.5 | 19300 | 18600 | 96.37% | 2.24 | 0 | 11 |  |  |  | No | R-410A | 1.525 | Residential & Commercial | Ducted CEE Tier 1
211263974 | Central HP <5.4 tons | KEEPRITE | HRCU-A-CB (Split System: Heat Pump with Remote Outdoor Unit-Air-Source) | DLCURAH18ABK |  |  | EN(A,D)4X30L17** | *96VSN0601412A* | 18000 | 16 | 8.5 | 18600 | 18400 | 98.92% | 2.22 | 0 | 11 |  |  |  | No | R-410A | 1.5 | Residential & Commercial | Ducted CEE Tier 1
211262454 | Central HP <5.4 tons | KEEPRITE | HRCU-A-CB (Split System: Heat Pump with Remote Outdoor Unit-Air-Source) | DLCURAH18ABK |  |  | EN(A,D)4X18L14** | *92ESN0601412A* | 17800 | 15.5 | 8.5 | 18900 | 19200 | 101.6% | 2.3 | 0 | 10.5 |  |  |  | No | R-410A | 1.4833 | Residential & Commercial | Ducted CEE Tier 1
212986287 | Central HP <5.4 tons | ARCOAIRE | HRCU-A-CB (Split System: Heat Pump with Remote Outdoor Unit-Air-Source) | DLCURAH18ABK |  |  | EA*4X24L14A* | *96MSN0401410A* | 17400 | 16 | 8.5 | 18500 | 19500 | 105.4% | 2.34 | 0 | 10.5 |  |  |  | No | R-410A | 1.45 | Residential & Commercial | Ducted CEE Tier 1
215270433 | Central HP <5.4 tons | HISENSE | HRCU-A-CB (Split System: Heat Pump with Remote Outdoor Unit-Air-Source) | AUWR-60U3TH5 |  |  | AUH-48UX3TEH3 |  | 48000 | 19 | 9 | 48000 | 37000 | 77.08% | 2.52 | 0 | 12 |  |  |  | No | R-454B | 4 | Residential & Commercial | Ducted CEE Tier 1
215319170 | Central HP <5.4 tons | LPS Legacy | HRCU-A-CB (Split System: Heat Pump with Remote Outdoor Unit-Air-Source) | D5CUHAH30AAK |  |  | D5FUAAH30XAK |  | 30000 | 16.9 | 10 | 34000 | 32600 | 95.88% | 1.96 | 0 | 11.7 |  |  |  | No | R-454B | 2.5 | Residential & Commercial | Ducted CEE Tier 1
215866618 | Central HP <5.4 tons | KADEN | HRCU-A-CB (Split System: Heat Pump with Remote Outdoor Unit-Air-Source) | KOB-HH-UUX30HP-2AAMA |  |  | KIB-UUX30AH-2AAMA |  | 30000 | 16.8 | 10 | 34000 | 32600 | 95.88% | 1.96 | 0 | 11.7 |  |  |  | No | R-454B | 2.5 | Residential & Commercial | Ducted CEE Tier 1
206903532 | Central HP <5.4 tons | HISENSE | HRCU-A-CB (Split System: Heat Pump with Remote Outdoor Unit-Air-Source) | AUWR-24U3SF2 |  |  | AUH-24UX3SDH2 |  | 22000 | 16.5 | 9 | 23000 | 16900 | 73.48% | 2.05 | 10.9 | 10.1 |  |  |  | No | R-410A | 1.8333 | Residential & Commercial | Ducted CEE Tier 1
213501761 | Central HP <5.4 tons | FRANKLIN | HRCU-A-CB (Split System: Heat Pump with Remote Outdoor Unit-Air-Source) | ASZV903610A* |  |  | AMVE48DP1400B* |  | 34000 | 19 | 8.2 | 34000 | 24400 | 71.76% | 1.8 | 0 | 12 |  |  |  | No | R-410A | 2.8333 | Residential & Commercial | Ducted CEE Tier 1
210693115 | Central HP <5.4 tons | FRANKLIN | HRCU-A-CB (Split System: Heat Pump with Remote Outdoor Unit-Air-Source) | ASZV903610A* |  |  | CA*F3137*6A*+TXV | G*VM970603BNB* | 33600 | 18.5 | 8.2 | 34000 | 24400 | 71.76% | 1.8 | 0 | 11.5 |  |  |  | No | R-410A | 2.8 | Residential & Commercial | Ducted CEE Tier 1
210693157 | Central HP <5.4 tons | FRANKLIN | HRCU-A-CB (Split System: Heat Pump with Remote Outdoor Unit-Air-Source) | ASZV903610A* |  |  | CHPF3743C6B*+MBVC1601**-1A*+TXV |  | 33400 | 18 | 8.2 | 34000 | 24400 | 71.76% | 1.8 | 0 | 11 |  |  |  | No | R-410A | 2.7833 | Residential & Commercial | Ducted CEE Tier 1
210693159 | Central HP <5.4 tons | FRANKLIN | HRCU-A-CB (Split System: Heat Pump with Remote Outdoor Unit-Air-Source) | ASZV903610A* |  |  | CHPF3743C6B*+TXV | G*VC800604B*A* | 33400 | 18 | 8.2 | 34000 | 24400 | 71.76% | 1.8 | 0 | 11 |  |  |  | No | R-410A | 2.7833 | Residential & Commercial | Ducted CEE Tier 1
210693172 | Central HP <5.4 tons | FRANKLIN | HRCU-A-CB (Split System: Heat Pump with Remote Outdoor Unit-Air-Source) | ASZV903610A* |  |  | CHPF3743C6B*+TXV | G*VM970803BNB* | 33400 | 18 | 8.2 | 34000 | 24400 | 71.76% | 1.8 | 0 | 11 |  |  |  | No | R-410A | 2.7833 | Residential & Commercial | Ducted CEE Tier 1
210692948 | Central HP <5.4 tons | FRANKLIN | HRCU-A-CB (Split System: Heat Pump with Remote Outdoor Unit-Air-Source) | GSZV903610A* |  |  | CHPF3642C6C*+TXV | G*VM970603BNB* | 33400 | 18 | 8.2 | 34000 | 24400 | 71.76% | 1.8 | 0 | 11 |  |  |  | No | R-410A | 2.7833 | Residential & Commercial | Ducted CEE Tier 1
210692976 | Central HP <5.4 tons | FRANKLIN | HRCU-A-CB (Split System: Heat Pump with Remote Outdoor Unit-Air-Source) | GSZV903610A* |  |  | CSCF3642N6D*+TXV | G*VS800805CUA* | 33800 | 18.5 | 8.2 | 34000 | 24400 | 71.76% | 1.8 | 0 | 11.5 |  |  |  | No | R-410A | 2.8167 | Residential & Commercial | Ducted CEE Tier 1
210692985 | Central HP <5.4 tons | FRANKLIN | HRCU-A-CB (Split System: Heat Pump with Remote Outdoor Unit-Air-Source) | GSZV903610A* |  |  | CSCF3642N6D*+TXV | G*VC961005CNB* | 33800 | 18.5 | 8.2 | 34000 | 24400 | 71.76% | 1.8 | 0 | 11.5 |  |  |  | No | R-410A | 2.8167 | Residential & Commercial | Ducted CEE Tier 1
210692910 | Central HP <5.4 tons | FRANKLIN | HRCU-A-CB (Split System: Heat Pump with Remote Outdoor Unit-Air-Source) | GSZV903610A* |  |  | CA*F3137*6A*+TXV | G*VC960803BNB* | 33600 | 18.5 | 8.2 | 34000 | 24400 | 71.76% | 1.8 | 0 | 11.5 |  |  |  | No | R-410A | 2.8 | Residential & Commercial | Ducted CEE Tier 1
210692921 | Central HP <5.4 tons | FRANKLIN | HRCU-A-CB (Split System: Heat Pump with Remote Outdoor Unit-Air-Source) | GSZV903610A* |  |  | CA*F3743*6D*+TXV | G*VS960603BUA* | 33600 | 18.5 | 8.2 | 34000 | 24400 | 71.76% | 1.8 | 0 | 11.5 |  |  |  | No | R-410A | 2.8 | Residential & Commercial | Ducted CEE Tier 1
206136131 | Central HP <5.4 tons | KEEPRITE | HRCU-A-CB (Split System: Heat Pump with Remote Outdoor Unit-Air-Source) | CVH837GKA** |  |  | EA*4X42L24A*+WALLCON | *95CSU1002122A* | 31800 | 17.5 | 8.1 | 33000 | 24400 | 73.94% | 1.9 | 11.5 | 11 |  |  |  | No | R-410A | 2.65 | Residential & Commercial | Ducted CEE Tier 1
212984065 | Central HP <5.4 tons | ARCOAIRE | HRCU-A-CB (Split System: Heat Pump with Remote Outdoor Unit-Air-Source) | DLCURAH24ABK |  |  | EA*4X36L17A* | *92MSN0601714A* | 23800 | 17 | 8.5 | 26200 | 23800 | 90.84% | 1.98 | 0 | 10 |  |  |  | No | R-410A | 1.9833 | Residential & Commercial | Ducted CEE Tier 1
204299952 | Central HP <5.4 tons | KEEPRITE | HRCU-A-CB (Split System: Heat Pump with Remote Outdoor Unit-Air-Source) | CVH837GKA** |  |  | EN(A,D)4X48L24**+WALLCON | *96CTN1002122A* | 32400 | 17.5 | 8.1 | 33000 | 24800 | 75.15% | 1.96 | 12 | 11.7 |  |  |  | No | R-410A | 2.7 | Residential & Commercial | Ducted CEE Tier 1
204300156 | Central HP <5.4 tons | KEEPRITE | HRCU-A-CB (Split System: Heat Pump with Remote Outdoor Unit-Air-Source) | CVH837GKA** |  |  | EHD4X36AAL+WALLCON | *97CMN1002122A* | 32200 | 16.5 | 8.1 | 33200 | 24800 | 74.7% | 1.94 | 11.5 | 11 |  |  |  | No | R-410A | 2.6833 | Residential & Commercial | Ducted CEE Tier 1
210597361 | Central HP <5.4 tons | KEEPRITE | HRCU-A-CB (Split System: Heat Pump with Remote Outdoor Unit-Air-Source) | CVH837GKA** |  |  | EA*4X42L21A*+WALLCON | *80CSU0401712A* | 31800 | 17 | 8.1 | 33200 | 24400 | 73.49% | 1.88 | 0 | 11 |  |  |  | No | R-410A | 2.65 | Residential & Commercial | Ducted CEE Tier 1
210597394 | Central HP <5.4 tons | KEEPRITE | HRCU-A-CB (Split System: Heat Pump with Remote Outdoor Unit-Air-Source) | CVH837GKA** |  |  | EA*4X60L24A*+WALLCON | *96CTN1202422A* | 32800 | 18 | 8.5 | 31800 | 24800 | 77.99% | 2 | 0 | 11.7 |  |  |  | No | R-410A | 2.7333 | Residential & Commercial | Ducted CEE Tier 1
206997692 | Central HP <5.4 tons | KENMORE | HRCU-A-CB (Split System: Heat Pump with Remote Outdoor Unit-Air-Source) | (C,H,T)VH837GKA2* |  |  | EA*4X42L24A*+WALLCON | *97CMN1202422A* | 31800 | 17 | 8.1 | 33200 | 24400 | 73.49% | 1.88 | 11.5 | 11 |  |  |  | No | R-410A | 2.65 | Residential & Commercial | Ducted CEE Tier 1
206997642 | Central HP <5.4 tons | KENMORE | HRCU-A-CB (Split System: Heat Pump with Remote Outdoor Unit-Air-Source) | (C,H,T)VH837GKA2* |  |  | EA*4X36L21A*+WALLCON | *97CMN1002122A* | 31600 | 17 | 8.1 | 33200 | 24200 | 72.89% | 1.86 | 11.5 | 11 |  |  |  | No | R-410A | 2.6333 | Residential & Commercial | Ducted CEE Tier 1
206997644 | Central HP <5.4 tons | KENMORE | HRCU-A-CB (Split System: Heat Pump with Remote Outdoor Unit-Air-Source) | (C,H,T)VH837GKA2* |  |  | EA*4X36L21A*+WALLCON | *96CTN1002122A* | 31600 | 17 | 8.1 | 33200 | 24200 | 72.89% | 1.86 | 11 | 11 |  |  |  | No | R-410A | 2.6333 | Residential & Commercial | Ducted CEE Tier 1
206997683 | Central HP <5.4 tons | KENMORE | HRCU-A-CB (Split System: Heat Pump with Remote Outdoor Unit-Air-Source) | (C,H,T)VH837GKA2* |  |  | EA*4X42L21A*+WALLCON | *80CTL0901716A* | 31800 | 17.5 | 8.5 | 33000 | 24400 | 73.94% | 1.9 | 12 | 11.7 |  |  |  | No | R-410A | 2.65 | Residential & Commercial | Ducted CEE Tier 1
206997665 | Central HP <5.4 tons | KENMORE | HRCU-A-CB (Split System: Heat Pump with Remote Outdoor Unit-Air-Source) | (C,H,T)VH837GKA2* |  |  | EA*4X37L21A*+WALLCON | *97CMN1002122A* | 33000 | 17.5 | 8.5 | 33000 | 25200 | 76.36% | 2 | 12 | 11.7 |  |  |  | No | R-410A | 2.75 | Residential & Commercial | Ducted CEE Tier 1
206997698 | Central HP <5.4 tons | KENMORE | HRCU-A-CB (Split System: Heat Pump with Remote Outdoor Unit-Air-Source) | (C,H,T)VH837GKA2* |  |  | EA*4X43L21A*+WALLCON | *80CTL0701716A* | 32800 | 17.5 | 8.5 | 33000 | 25200 | 76.36% | 1.98 | 11 | 11.7 |  |  |  | No | R-410A | 2.7333 | Residential & Commercial | Ducted CEE Tier 1
215667734 | Central HP <5.4 tons | ARCOAIRE | HRCU-A-CB (Split System: Heat Pump with Remote Outdoor Unit-Air-Source) | H5H0V24*K*AAA* |  |  | EA*5X37M17A*+WALLCON | *80CSU0601716A* | 23800 | 17 | 9 | 23400 | 16500 | 70.51% | 2 | 0 | 10 |  |  |  | No | R-454B | 1.9833 | Residential & Commercial | Ducted CEE Tier 1
210597382 | Central HP <5.4 tons | KEEPRITE | HRCU-A-CB (Split System: Heat Pump with Remote Outdoor Unit-Air-Source) | CVH837GKA** |  |  | EA*4X60L24A*+WALLCON | *95CSU0802120A* | 32800 | 17.5 | 8.5 | 31800 | 24800 | 77.99% | 2 | 0 | 11.5 |  |  |  | No | R-410A | 2.7333 | Residential & Commercial | Ducted CEE Tier 1
210597439 | Central HP <5.4 tons | KEEPRITE | HRCU-A-CB (Split System: Heat Pump with Remote Outdoor Unit-Air-Source) | CVH837GKA** |  |  | EA*4X61L21A*+WALLCON | *96CTN1002122A* | 33200 | 17.5 | 8.5 | 32000 | 24800 | 77.5% | 2 | 0 | 12 |  |  |  | No | R-410A | 2.7667 | Residential & Commercial | Ducted CEE Tier 1
210597598 | Central HP <5.4 tons | KEEPRITE | HRCU-A-CB (Split System: Heat Pump with Remote Outdoor Unit-Air-Source) | CVH837GKA** |  |  | EN(A,D,W)4X48L21**+WALLCON | *80CSU0401712A* | 32400 | 17.5 | 8.1 | 33000 | 24800 | 75.15% | 1.94 | 0 | 11.7 |  |  |  | No | R-410A | 2.7 | Residential & Commercial | Ducted CEE Tier 1
210597616 | Central HP <5.4 tons | KEEPRITE | HRCU-A-CB (Split System: Heat Pump with Remote Outdoor Unit-Air-Source) | CVH837GKA** |  |  | EN(A,D,W)4X60L24**+WALLCON | *95CSU0802120A* | 32800 | 18 | 8.1 | 32200 | 24600 | 76.4% | 1.98 | 0 | 12 |  |  |  | No | R-410A | 2.7333 | Residential & Commercial | Ducted CEE Tier 1
212984581 | Central HP <5.4 tons | ARCOAIRE | HRCU-A-CB (Split System: Heat Pump with Remote Outdoor Unit-Air-Source) | DLCURAH24ABK |  |  | EA*4X25L17A* | *92MSN0801716A* | 24000 | 17.5 | 8.5 | 25000 | 21800 | 87.2% | 1.84 | 0 | 10 |  |  |  | No | R-410A | 2 | Residential & Commercial | Ducted CEE Tier 1
212985787 | Central HP <5.4 tons | ARCOAIRE | HRCU-A-CB (Split System: Heat Pump with Remote Outdoor Unit-Air-Source) | DLCURAH24ABK |  |  | EA*4X30L14A* | *96MSN0261410A* | 23400 | 16.5 | 8.5 | 26400 | 24600 | 93.18% | 2.04 | 0 | 10 |  |  |  | No | R-410A | 1.95 | Residential & Commercial | Ducted CEE Tier 1
205750685 | Central HP <5.4 tons | KENMORE | HRCU-A-CB (Split System: Heat Pump with Remote Outdoor Unit-Air-Source) | (C,H,T)VH825GKA2* |  |  | EA*4X37L21A*+WALLCON | *97CMN0601714A* | 24200 | 16 | 8.1 | 21200 | 16800 | 79.25% | 2 | 11 | 11 |  |  |  | No | R-410A | 2.0167 | Residential & Commercial | Ducted CEE Tier 1
210595588 | Central HP <5.4 tons | KENMORE | HRCU-A-CB (Split System: Heat Pump with Remote Outdoor Unit-Air-Source) | (C,H,T)VH825GKA2* |  |  | EA*4X42L21A*+WALLCON | *95CSU0601716A* | 23600 | 16.5 | 8.1 | 21400 | 16700 | 78.04% | 1.94 | 0 | 10.5 |  |  |  | No | R-410A | 1.9667 | Residential & Commercial | Ducted CEE Tier 1
210595589 | Central HP <5.4 tons | KENMORE | HRCU-A-CB (Split System: Heat Pump with Remote Outdoor Unit-Air-Source) | (C,H,T)VH825GKA2* |  |  | EA*4X42L21A*+WALLCON | *95CSU0802120A* | 23800 | 16.5 | 8.1 | 21400 | 16600 | 77.57% | 1.96 | 0 | 11 |  |  |  | No | R-410A | 1.9833 | Residential & Commercial | Ducted CEE Tier 1
210595623 | Central HP <5.4 tons | KENMORE | HRCU-A-CB (Split System: Heat Pump with Remote Outdoor Unit-Air-Source) | (C,H,T)VH825GKA2* |  |  | EA*4X48L21A*+WALLCON | *80CSU0401712A* | 24200 | 17 | 8.1 | 21000 | 16500 | 78.57% | 2.02 | 0 | 11 |  |  |  | No | R-410A | 2.0167 | Residential & Commercial | Ducted CEE Tier 1
215319190 | Central HP <5.4 tons | LPS Legacy | HRCU-A-CB (Split System: Heat Pump with Remote Outdoor Unit-Air-Source) | D5CLHAH48AAK |  |  | D5FLAAH48XAK |  | 48000 | 17 | 10.2 | 50000 | 46000 | 92% | 2 | 0 | 10.1 |  |  |  | No | R-454B | 4 | Residential & Commercial | Ducted CEE Tier 1
210595592 | Central HP <5.4 tons | KENMORE | HRCU-A-CB (Split System: Heat Pump with Remote Outdoor Unit-Air-Source) | (C,H,T)VH825GKA2* |  |  | EA*4X42L21A*+WALLCON | *96CTN0801714A* | 23600 | 16.5 | 8.1 | 21400 | 16700 | 78.04% | 1.96 | 0 | 11 |  |  |  | No | R-410A | 1.9667 | Residential & Commercial | Ducted CEE Tier 1
206998485 | Central HP <5.4 tons | KENMORE | HRCU-A-CB (Split System: Heat Pump with Remote Outdoor Unit-Air-Source) | (C,H,T)VH825GKA3* |  |  | EA*4X36L21A*+WALLCON | *80CSU0401712A* | 23600 | 17 | 8.1 | 21400 | 16600 | 77.57% | 1.94 | 11.5 | 10.5 |  |  |  | No | R-410A | 1.9667 | Residential & Commercial | Ducted CEE Tier 1
206998301 | Central HP <5.4 tons | KENMORE | HRCU-A-CB (Split System: Heat Pump with Remote Outdoor Unit-Air-Source) | (C,H,T)VH825GKA3* |  |  | EA*4X25L17A*+WALLCON | *80CTL0701716A* | 24400 | 16.5 | 8.1 | 21200 | 16600 | 78.3% | 2.02 | 11 | 11 |  |  |  | No | R-410A | 2.0333 | Residential & Commercial | Ducted CEE Tier 1
206998337 | Central HP <5.4 tons | KENMORE | HRCU-A-CB (Split System: Heat Pump with Remote Outdoor Unit-Air-Source) | (C,H,T)VH825GKA3* |  |  | EA*4X36L21A*+WALLCON | *80CTL0901716A* | 23600 | 17.5 | 8.1 | 21400 | 16600 | 77.57% | 1.96 | 11 | 11 |  |  |  | No | R-410A | 1.9667 | Residential & Commercial | Ducted CEE Tier 1
206998294 | Central HP <5.4 tons | KENMORE | HRCU-A-CB (Split System: Heat Pump with Remote Outdoor Unit-Air-Source) | (C,H,T)VH825GKA3* |  |  | EA*4X24L17A*+WALLCON | *96CTN0601714A* | 23200 | 16 | 8.1 | 22000 | 16900 | 76.82% | 1.88 | 11 | 10.5 |  |  |  | No | R-410A | 1.9333 | Residential & Commercial | Ducted CEE Tier 1
205751216 | Central HP <5.4 tons | KENMORE | HRCU-A-CB (Split System: Heat Pump with Remote Outdoor Unit-Air-Source) | (C,H,T)VH837GKA** |  |  | EA*4X43L21A*+WALLCON | *96CTN1002122A* | 33000 | 17.5 | 8.5 | 33000 | 25200 | 76.36% | 2 | 12 | 11.7 |  |  |  | No | R-410A | 2.75 | Residential & Commercial | Ducted CEE Tier 1
210693131 | Central HP <5.4 tons | FRANKLIN | HRCU-A-CB (Split System: Heat Pump with Remote Outdoor Unit-Air-Source) | ASZV903610A* |  |  | CA*F3743*6D*+TXV | G*VC961205DNB* | 33600 | 19 | 8.2 | 34000 | 24400 | 71.76% | 1.8 | 0 | 12 |  |  |  | No | R-410A | 2.8 | Residential & Commercial | Ducted CEE Tier 1
210693132 | Central HP <5.4 tons | FRANKLIN | HRCU-A-CB (Split System: Heat Pump with Remote Outdoor Unit-Air-Source) | ASZV903610A* |  |  | CA*F3743*6D*+TXV | G*VM970603BNB* | 33600 | 18.5 | 8.2 | 34000 | 24400 | 71.76% | 1.8 | 0 | 12 |  |  |  | No | R-410A | 2.8 | Residential & Commercial | Ducted CEE Tier 1
210693112 | Central HP <5.4 tons | FRANKLIN | HRCU-A-CB (Split System: Heat Pump with Remote Outdoor Unit-Air-Source) | ASZV903610A* |  |  | CA*F3137*6A*+TXV | G*VS960603BUA* | 33600 | 18.5 | 8.2 | 34000 | 24400 | 71.76% | 1.8 | 0 | 11.5 |  |  |  | No | R-410A | 2.8 | Residential & Commercial | Ducted CEE Tier 1
210693128 | Central HP <5.4 tons | FRANKLIN | HRCU-A-CB (Split System: Heat Pump with Remote Outdoor Unit-Air-Source) | ASZV903610A* |  |  | CA*F3743*6D*+TXV | G*VC960804CNB* | 33600 | 19 | 8.2 | 34000 | 24400 | 71.76% | 1.8 | 0 | 12 |  |  |  | No | R-410A | 2.8 | Residential & Commercial | Ducted CEE Tier 1
210693144 | Central HP <5.4 tons | FRANKLIN | HRCU-A-CB (Split System: Heat Pump with Remote Outdoor Unit-Air-Source) | ASZV903610A* |  |  | CHPF3642C6C*+TXV | G*VC801005C*A* | 33400 | 18 | 8.2 | 34000 | 24400 | 71.76% | 1.8 | 0 | 11 |  |  |  | No | R-410A | 2.7833 | Residential & Commercial | Ducted CEE Tier 1
210693187 | Central HP <5.4 tons | FRANKLIN | HRCU-A-CB (Split System: Heat Pump with Remote Outdoor Unit-Air-Source) | ASZV903610A* |  |  | CSCF3642N6D*+TXV | G*VC960804CNB* | 33800 | 18.5 | 8.2 | 34000 | 24400 | 71.76% | 1.8 | 0 | 11.5 |  |  |  | No | R-410A | 2.8167 | Residential & Commercial | Ducted CEE Tier 1
211594473 | Central HP <5.4 tons | Ecoer | HRCU-A-CB (Split System: Heat Pump with Remote Outdoor Unit-Air-Source) | ESCA16H-36 |  |  | EAHAEC-36 |  | 36000 | 16 | 9.5 | 40000 | 34400 | 86% | 1.97 | 10.5 | 10 |  |  |  | No | R-410A | 3 | Residential & Commercial | Ducted CEE Tier 1
210595828 | Central HP <5.4 tons | KENMORE | HRCU-A-CB (Split System: Heat Pump with Remote Outdoor Unit-Air-Source) | (C,H,T)VH837GKA** |  |  | EA*4X61L21A*+WALLCON | *80CTL0902120A* | 33200 | 18 | 8.5 | 32000 | 25000 | 78.12% | 2 | 0 | 11.7 |  |  |  | No | R-410A | 2.7667 | Residential & Commercial | Ducted CEE Tier 1
215319167 | Central HP <5.4 tons | LPS Legacy | HRCU-A-CB (Split System: Heat Pump with Remote Outdoor Unit-Air-Source) | D5CUHAH18AAK |  |  | D5FUAAH18XAK |  | 18000 | 19 | 9.8 | 19000 | 18000 | 94.74% | 2 | 0 | 12.5 |  |  |  | No | R-454B | 1.5 | Residential & Commercial | Ducted CEE Tier 1
206998298 | Central HP <5.4 tons | KENMORE | HRCU-A-CB (Split System: Heat Pump with Remote Outdoor Unit-Air-Source) | (C,H,T)VH825GKA3* |  |  | EA*4X24L17A*+WALLCON | *80CTL0701412A* | 23400 | 17 | 8.1 | 22000 | 16700 | 75.91% | 1.9 | 11 | 11 |  |  |  | No | R-410A | 1.95 | Residential & Commercial | Ducted CEE Tier 1
206998316 | Central HP <5.4 tons | KENMORE | HRCU-A-CB (Split System: Heat Pump with Remote Outdoor Unit-Air-Source) | (C,H,T)VH825GKA3* |  |  | EA*4X30L17A*+WALLCON | *80CTL0901716A* | 23600 | 17 | 8.1 | 21400 | 16600 | 77.57% | 1.92 | 11 | 11 |  |  |  | No | R-410A | 1.9667 | Residential & Commercial | Ducted CEE Tier 1
206998330 | Central HP <5.4 tons | KENMORE | HRCU-A-CB (Split System: Heat Pump with Remote Outdoor Unit-Air-Source) | (C,H,T)VH825GKA3* |  |  | EA*4X36L21A*+WALLCON | *96CTN0801714A* | 23600 | 16.5 | 8.1 | 21400 | 16700 | 78.04% | 1.94 | 11 | 11 |  |  |  | No | R-410A | 1.9667 | Residential & Commercial | Ducted CEE Tier 1
210692912 | Central HP <5.4 tons | FRANKLIN | HRCU-A-CB (Split System: Heat Pump with Remote Outdoor Unit-Air-Source) | GSZV903610A* |  |  | CA*F3137*6A*+TXV | G*VM970803BNB* | 33600 | 18.5 | 8.2 | 34000 | 24400 | 71.76% | 1.8 | 0 | 11.5 |  |  |  | No | R-410A | 2.8 | Residential & Commercial | Ducted CEE Tier 1
210692917 | Central HP <5.4 tons | FRANKLIN | HRCU-A-CB (Split System: Heat Pump with Remote Outdoor Unit-Air-Source) | GSZV903610A* |  |  | CA*F3743*6D*+TXV | G*VS800805CUA* | 33600 | 19 | 8.2 | 34000 | 24400 | 71.76% | 1.8 | 0 | 12 |  |  |  | No | R-410A | 2.8 | Residential & Commercial | Ducted CEE Tier 1
210692937 | Central HP <5.4 tons | FRANKLIN | HRCU-A-CB (Split System: Heat Pump with Remote Outdoor Unit-Air-Source) | GSZV903610A* |  |  | CHPF3642C6C*+TXV | G*VC800804C*A* | 33400 | 18 | 8.2 | 34000 | 24400 | 71.76% | 1.8 | 0 | 11 |  |  |  | No | R-410A | 2.7833 | Residential & Commercial | Ducted CEE Tier 1
206136328 | Central HP <5.4 tons | KENMORE | HRCU-A-CB (Split System: Heat Pump with Remote Outdoor Unit-Air-Source) | (C,H,T)VH837GKA** |  |  | EHD4X36AAL+WALLCON | *95CSU1002122A* | 32200 | 16.5 | 8.1 | 33200 | 24600 | 74.1% | 1.94 | 11.5 | 11 |  |  |  | No | R-410A | 2.6833 | Residential & Commercial | Ducted CEE Tier 1
206135760 | Central HP <5.4 tons | KENMORE | HRCU-A-CB (Split System: Heat Pump with Remote Outdoor Unit-Air-Source) | (C,H,T)VH837GKA** |  |  | EA*4X43L21A*+WALLCON | *80CSU1002120A* | 32800 | 17 | 8.5 | 33000 | 25200 | 76.36% | 1.98 | 12 | 11 |  |  |  | No | R-410A | 2.7333 | Residential & Commercial | Ducted CEE Tier 1
206998479 | Central HP <5.4 tons | KENMORE | HRCU-A-CB (Split System: Heat Pump with Remote Outdoor Unit-Air-Source) | (C,H,T)VH825GKA3* |  |  | EA*4X25L17A*+WALLCON | *80CSU0401712A* | 24400 | 17 | 8.1 | 21200 | 16600 | 78.3% | 2.02 | 11.5 | 11 |  |  |  | No | R-410A | 2.0333 | Residential & Commercial | Ducted CEE Tier 1
206998529 | Central HP <5.4 tons | KENMORE | HRCU-A-CB (Split System: Heat Pump with Remote Outdoor Unit-Air-Source) | (C,H,T)VH825GKA3* |  |  | EA*4X37L21A*+WALLCON | *95CSU0601716A* | 24400 | 16.5 | 8.1 | 21400 | 16700 | 78.04% | 2.02 | 11.5 | 10.5 |  |  |  | No | R-410A | 2.0333 | Residential & Commercial | Ducted CEE Tier 1
206998318 | Central HP <5.4 tons | KENMORE | HRCU-A-CB (Split System: Heat Pump with Remote Outdoor Unit-Air-Source) | (C,H,T)VH825GKA3* |  |  | EA*4X36L17A*+WALLCON | *80CTL0701716A* | 23600 | 16.5 | 8.1 | 21400 | 16700 | 78.04% | 1.94 | 11.5 | 11 |  |  |  | No | R-410A | 1.9667 | Residential & Commercial | Ducted CEE Tier 1
206135740 | Central HP <5.4 tons | KENMORE | HRCU-A-CB (Split System: Heat Pump with Remote Outdoor Unit-Air-Source) | (C,H,T)VH837GKA** |  |  | EA*4X43L21A*+WALLCON | *80CSU0601716A* | 32800 | 17 | 8.5 | 33000 | 25200 | 76.36% | 1.96 | 12 | 11 |  |  |  | No | R-410A | 2.7333 | Residential & Commercial | Ducted CEE Tier 1
210597123 | Central HP <5.4 tons | KEEPRITE | HRCU-A-CB (Split System: Heat Pump with Remote Outdoor Unit-Air-Source) | CVH825GKA2* |  |  | EN(A,D,W)4X48L21**+WALLCON | *97CMN1002122A* | 24200 | 17 | 8.1 | 21400 | 16600 | 77.57% | 2.02 | 0 | 11.5 |  |  |  | No | R-410A | 2.0167 | Residential & Commercial | Ducted CEE Tier 1
210596707 | Central HP <5.4 tons | KEEPRITE | HRCU-A-CB (Split System: Heat Pump with Remote Outdoor Unit-Air-Source) | CVH825GKA2* |  |  | EA*4X42L21A*+WALLCON | *97CMN0801714A* | 23600 | 16.5 | 8.1 | 21400 | 16700 | 78.04% | 1.96 | 0 | 11 |  |  |  | No | R-410A | 1.9667 | Residential & Commercial | Ducted CEE Tier 1
210596732 | Central HP <5.4 tons | KEEPRITE | HRCU-A-CB (Split System: Heat Pump with Remote Outdoor Unit-Air-Source) | CVH825GKA2* |  |  | EA*4X42L24A*+WALLCON | *96CTN1002122A* | 23800 | 16.5 | 8.1 | 21400 | 16600 | 77.57% | 1.96 | 0 | 11 |  |  |  | No | R-410A | 1.9833 | Residential & Commercial | Ducted CEE Tier 1
210596814 | Central HP <5.4 tons | KEEPRITE | HRCU-A-CB (Split System: Heat Pump with Remote Outdoor Unit-Air-Source) | CVH825GKA2* |  |  | EA*4X48L21A*+WALLCON | *80CSU1002120A* | 24000 | 16.5 | 8.1 | 21000 | 16600 | 79.05% | 2.02 | 0 | 11 |  |  |  | No | R-410A | 2 | Residential & Commercial | Ducted CEE Tier 1
215935418 | Central HP <5.4 tons | ARCOAIRE | HRCU-A-CB (Split System: Heat Pump with Remote Outdoor Unit-Air-Source) | H5H3V36*K*AAA* |  |  | EVM5X60M24A*+WALLCON | *97CMN1002122B* | 35600 | 22 | 8.5 | 38000 | 28400 | 74.74% | 2.04 | 0 | 12.5 |  |  |  | No | R-454B | 2.9667 | Residential & Commercial | Ducted CEE Tier 1
215667718 | Central HP <5.4 tons | ARCOAIRE | HRCU-A-CB (Split System: Heat Pump with Remote Outdoor Unit-Air-Source) | H5H0V24*K*AAA* |  |  | EA*5X36M17A*+WALLCON | *96CTN0801714B* | 23200 | 17 | 9 | 23600 | 16600 | 70.34% | 1.98 | 0 | 10 |  |  |  | No | R-454B | 1.9333 | Residential & Commercial | Ducted CEE Tier 1
215667870 | Central HP <5.4 tons | ARCOAIRE | HRCU-A-CB (Split System: Heat Pump with Remote Outdoor Unit-Air-Source) | H5H0V24*K*AAA* |  |  | EA*5X37M21A*+WALLCON | *80CTL1102120B* | 24000 | 17.5 | 9 | 23200 | 16300 | 70.26% | 2.02 | 0 | 10.5 |  |  |  | No | R-454B | 2 | Residential & Commercial | Ducted CEE Tier 1
215935648 | Central HP <5.4 tons | ARCOAIRE | HRCU-A-CB (Split System: Heat Pump with Remote Outdoor Unit-Air-Source) | H5H3V36*K*AAA* |  |  | EVD5X36M21A*+WALLCON | *80CTL0901716B* | 34400 | 21 | 8.5 | 38500 | 28200 | 73.25% | 2.04 | 0 | 11.7 |  |  |  | No | R-454B | 2.8667 | Residential & Commercial | Ducted CEE Tier 1
210692926 | Central HP <5.4 tons | FRANKLIN | HRCU-A-CB (Split System: Heat Pump with Remote Outdoor Unit-Air-Source) | GSZV903610A* |  |  | CA*F3743*6D*+TXV | G*VC961005CNB* | 33600 | 19 | 8.2 | 34000 | 24400 | 71.76% | 1.8 | 0 | 12 |  |  |  | No | R-410A | 2.8 | Residential & Commercial | Ducted CEE Tier 1
210692928 | Central HP <5.4 tons | FRANKLIN | HRCU-A-CB (Split System: Heat Pump with Remote Outdoor Unit-Air-Source) | GSZV903610A* |  |  | CA*F3743*6D*+TXV | G*VM970603BNB* | 33600 | 18.5 | 8.2 | 34000 | 24400 | 71.76% | 1.8 | 0 | 12 |  |  |  | No | R-410A | 2.8 | Residential & Commercial | Ducted CEE Tier 1
210692935 | Central HP <5.4 tons | FRANKLIN | HRCU-A-CB (Split System: Heat Pump with Remote Outdoor Unit-Air-Source) | GSZV903610A* |  |  | CHPF3642C6C*+TXV | G*VS800604BUA* | 33400 | 18 | 8.2 | 34000 | 24400 | 71.76% | 1.8 | 0 | 11 |  |  |  | No | R-410A | 2.7833 | Residential & Commercial | Ducted CEE Tier 1
210692951 | Central HP <5.4 tons | FRANKLIN | HRCU-A-CB (Split System: Heat Pump with Remote Outdoor Unit-Air-Source) | GSZV903610A* |  |  | CHPF3642C6C*+TXV | G*VM971005CNB* | 33400 | 18 | 8.2 | 34000 | 24400 | 71.76% | 1.8 | 0 | 11 |  |  |  | No | R-410A | 2.7833 | Residential & Commercial | Ducted CEE Tier 1
210692965 | Central HP <5.4 tons | FRANKLIN | HRCU-A-CB (Split System: Heat Pump with Remote Outdoor Unit-Air-Source) | GSZV903610A* |  |  | CHPF3743C6B*+TXV | G*VS960805CUA* | 33400 | 18 | 8.2 | 34000 | 24400 | 71.76% | 1.8 | 0 | 11 |  |  |  | No | R-410A | 2.7833 | Residential & Commercial | Ducted CEE Tier 1
210692982 | Central HP <5.4 tons | FRANKLIN | HRCU-A-CB (Split System: Heat Pump with Remote Outdoor Unit-Air-Source) | GSZV903610A* |  |  | CSCF3642N6D*+TXV | G*VC960803BNB* | 33800 | 18.5 | 8.2 | 34000 | 24400 | 71.76% | 1.8 | 0 | 11.5 |  |  |  | No | R-410A | 2.8167 | Residential & Commercial | Ducted CEE Tier 1
210692913 | Central HP <5.4 tons | FRANKLIN | HRCU-A-CB (Split System: Heat Pump with Remote Outdoor Unit-Air-Source) | GSZV903610A* |  |  | CA*F3743*6D*+MBVC1201**-1A*+TXV |  | 34000 | 19 | 8.2 | 34000 | 24400 | 71.76% | 1.8 | 0 | 12 |  |  |  | No | R-410A | 2.8333 | Residential & Commercial | Ducted CEE Tier 1
210692931 | Central HP <5.4 tons | FRANKLIN | HRCU-A-CB (Split System: Heat Pump with Remote Outdoor Unit-Air-Source) | GSZV903610A* |  |  | CA*F3743*6D*+TXV | G*VM971005CNB* | 33600 | 19 | 8.2 | 34000 | 24400 | 71.76% | 1.8 | 0 | 12 |  |  |  | No | R-410A | 2.8 | Residential & Commercial | Ducted CEE Tier 1
204299733 | Central HP <5.4 tons | KENMORE | HRCU-A-CB (Split System: Heat Pump with Remote Outdoor Unit-Air-Source) | (C,H,T)VH837GKA** |  |  | EN(A,D,W)4X48L21**+WALLCON | *80CTL0701716A* | 32400 | 17.5 | 8.1 | 33000 | 25000 | 75.76% | 1.94 | 12 | 11.5 |  |  |  | No | R-410A | 2.7 | Residential & Commercial | Ducted CEE Tier 1
204299113 | Central HP <5.4 tons | KENMORE | HRCU-A-CB (Split System: Heat Pump with Remote Outdoor Unit-Air-Source) | (C,H,T)VH837GKA** |  |  | EA*4X42L24A*+WALLCON | *97CMN1002122A* | 31800 | 17.5 | 8.1 | 33000 | 24400 | 73.94% | 1.9 | 12 | 11.5 |  |  |  | No | R-410A | 2.65 | Residential & Commercial | Ducted CEE Tier 1
204299213 | Central HP <5.4 tons | KENMORE | HRCU-A-CB (Split System: Heat Pump with Remote Outdoor Unit-Air-Source) | (C,H,T)VH837GKA** |  |  | EA*4X48L21A*+WALLCON | *80CTL0701716A* | 32200 | 17.5 | 8.1 | 32600 | 25000 | 76.69% | 1.96 | 11 | 11.5 |  |  |  | No | R-410A | 2.6833 | Residential & Commercial | Ducted CEE Tier 1
206998296 | Central HP <5.4 tons | KENMORE | HRCU-A-CB (Split System: Heat Pump with Remote Outdoor Unit-Air-Source) | (C,H,T)VH825GKA3* |  |  | EA*4X24L17A*+WALLCON | *97CMN0601714A* | 23000 | 16 | 8.1 | 22000 | 17000 | 77.27% | 1.88 | 11 | 10.5 |  |  |  | No | R-410A | 1.9167 | Residential & Commercial | Ducted CEE Tier 1
206998310 | Central HP <5.4 tons | KENMORE | HRCU-A-CB (Split System: Heat Pump with Remote Outdoor Unit-Air-Source) | (C,H,T)VH825GKA3* |  |  | EA*4X30L17A*+WALLCON | *80CTL0701716A* | 23400 | 16.5 | 8.1 | 21600 | 16700 | 77.31% | 1.92 | 11 | 11 |  |  |  | No | R-410A | 1.95 | Residential & Commercial | Ducted CEE Tier 1
206998317 | Central HP <5.4 tons | KENMORE | HRCU-A-CB (Split System: Heat Pump with Remote Outdoor Unit-Air-Source) | (C,H,T)VH825GKA3* |  |  | EA*4X36L17A*+WALLCON | *80CTL0451712A* | 23400 | 16 | 8.1 | 21600 | 16800 | 77.78% | 1.92 | 11 | 10.5 |  |  |  | No | R-410A | 1.95 | Residential & Commercial | Ducted CEE Tier 1
211262430 | Central HP <5.4 tons | KEEPRITE | HRCU-A-CB (Split System: Heat Pump with Remote Outdoor Unit-Air-Source) | DLCURAH18ABK |  |  | EN(A,D)4X18L14** | *80ES(N,L)0451412A* | 17800 | 15.5 | 8.5 | 18900 | 19200 | 101.6% | 2.3 | 0 | 10.5 |  |  |  | No | R-410A | 1.4833 | Residential & Commercial | Ducted CEE Tier 1
211262557 | Central HP <5.4 tons | KEEPRITE | HRCU-A-CB (Split System: Heat Pump with Remote Outdoor Unit-Air-Source) | DLCURAH18ABK |  |  | EN(A,D)4X24L14** | *96VSN0601412A* | 17900 | 15.5 | 8.5 | 18800 | 18700 | 99.47% | 2.26 | 0 | 11 |  |  |  | No | R-410A | 1.4917 | Residential & Commercial | Ducted CEE Tier 1
211264913 | Central HP <5.4 tons | KEEPRITE | HRCU-A-CB (Split System: Heat Pump with Remote Outdoor Unit-Air-Source) | DLCURAH18ABK |  |  | FXM4X30**AL |  | 18100 | 16 | 8.5 | 18400 | 18200 | 98.91% | 2.18 | 0 | 10.5 |  |  |  | No | R-410A | 1.5083 | Residential & Commercial | Ducted CEE Tier 1
211262298 | Central HP <5.4 tons | KEEPRITE | HRCU-A-CB (Split System: Heat Pump with Remote Outdoor Unit-Air-Source) | DLCURAH18ABK |  |  | EN(A,D)4X18L14** | *80VTL0451412A* | 17400 | 16 | 8.5 | 18400 | 19400 | 105.4% | 2.34 | 0 | 10.5 |  |  |  | No | R-410A | 1.45 | Residential & Commercial | Ducted CEE Tier 1
210692918 | Central HP <5.4 tons | FRANKLIN | HRCU-A-CB (Split System: Heat Pump with Remote Outdoor Unit-Air-Source) | GSZV903610A* |  |  | CA*F3743*6D*+TXV | G*VC800805C*A* | 33600 | 19 | 8.2 | 34000 | 24400 | 71.76% | 1.8 | 0 | 12 |  |  |  | No | R-410A | 2.8 | Residential & Commercial | Ducted CEE Tier 1
210692954 | Central HP <5.4 tons | FRANKLIN | HRCU-A-CB (Split System: Heat Pump with Remote Outdoor Unit-Air-Source) | GSZV903610A* |  |  | CHPF3743C6B*+TXV | G*VS800604BUA* | 33400 | 18 | 8.2 | 34000 | 24400 | 71.76% | 1.8 | 0 | 11 |  |  |  | No | R-410A | 2.7833 | Residential & Commercial | Ducted CEE Tier 1
215319185 | Central HP <5.4 tons | LPS Legacy | HRCU-A-CB (Split System: Heat Pump with Remote Outdoor Unit-Air-Source) | D5CSHAH24AAK |  |  | D5FSAAH24XBK |  | 23000 | 18.8 | 10 | 26000 | 23600 | 90.77% | 2.16 | 0 | 12 |  |  |  | No | R-454B | 1.9167 | Residential & Commercial | Ducted CEE Tier 1
210692906 | Central HP <5.4 tons | FRANKLIN | HRCU-A-CB (Split System: Heat Pump with Remote Outdoor Unit-Air-Source) | GSZV903610A* |  |  | CA*F3137*6A*+TXV | G*VC800604B*A* | 33600 | 18.5 | 8.2 | 34000 | 24400 | 71.76% | 1.8 | 0 | 12 |  |  |  | No | R-410A | 2.8 | Residential & Commercial | Ducted CEE Tier 1
215935818 | Central HP <5.4 tons | ARCOAIRE | HRCU-A-CB (Split System: Heat Pump with Remote Outdoor Unit-Air-Source) | H5H3V36*K*AAA* |  |  | EVD5X38M17A*+WALLCON | *80CSU0601716A* | 35400 | 22 | 8.5 | 38000 | 28600 | 75.26% | 2.02 | 0 | 12 |  |  |  | No | R-454B | 2.95 | Residential & Commercial | Ducted CEE Tier 1
215935848 | Central HP <5.4 tons | ARCOAIRE | HRCU-A-CB (Split System: Heat Pump with Remote Outdoor Unit-Air-Source) | H5H3V36*K*AAA* |  |  | EVD5X38M17A*+WALLCON | *80CTL0701716B* | 35400 | 21.5 | 8.5 | 38500 | 29000 | 75.32% | 2.02 | 0 | 12 |  |  |  | No | R-454B | 2.95 | Residential & Commercial | Ducted CEE Tier 1
215936318 | Central HP <5.4 tons | ARCOAIRE | HRCU-A-CB (Split System: Heat Pump with Remote Outdoor Unit-Air-Source) | H5H3V36*K*AAA* |  |  | EVD5X48M24A*+WALLCON | *80CTL0902120B* | 35200 | 21.5 | 8.5 | 38000 | 28200 | 74.21% | 2.04 | 0 | 12 |  |  |  | No | R-454B | 2.9333 | Residential & Commercial | Ducted CEE Tier 1
215936168 | Central HP <5.4 tons | ARCOAIRE | HRCU-A-CB (Split System: Heat Pump with Remote Outdoor Unit-Air-Source) | H5H3V36*K*AAA* |  |  | EVD5X42M24A*+WALLCON | *80CTL0902120B* | 35600 | 22 | 8.5 | 38000 | 28400 | 74.74% | 2.04 | 0 | 12.5 |  |  |  | No | R-454B | 2.9667 | Residential & Commercial | Ducted CEE Tier 1
215936218 | Central HP <5.4 tons | ARCOAIRE | HRCU-A-CB (Split System: Heat Pump with Remote Outdoor Unit-Air-Source) | H5H3V36*K*AAA* |  |  | EVD5X42M24A*+WALLCON | *97CMN0602120B* | 35200 | 21 | 8.5 | 38500 | 28800 | 74.81% | 2.02 | 0 | 12 |  |  |  | No | R-454B | 2.9333 | Residential & Commercial | Ducted CEE Tier 1
215936268 | Central HP <5.4 tons | ARCOAIRE | HRCU-A-CB (Split System: Heat Pump with Remote Outdoor Unit-Air-Source) | H5H3V36*K*AAA* |  |  | EVD5X42M24A*+WALLCON | *96CTN1202422B* | 35600 | 22 | 8.5 | 38000 | 28400 | 74.74% | 2.04 | 0 | 12.5 |  |  |  | No | R-454B | 2.9667 | Residential & Commercial | Ducted CEE Tier 1
215936368 | Central HP <5.4 tons | ARCOAIRE | HRCU-A-CB (Split System: Heat Pump with Remote Outdoor Unit-Air-Source) | H5H3V36*K*AAA* |  |  | EVD5X48M24A*+WALLCON | *97CMN0602120B* | 34800 | 21 | 8.5 | 38500 | 28800 | 74.81% | 2.02 | 0 | 11.7 |  |  |  | No | R-454B | 2.9 | Residential & Commercial | Ducted CEE Tier 1
210693126 | Central HP <5.4 tons | FRANKLIN | HRCU-A-CB (Split System: Heat Pump with Remote Outdoor Unit-Air-Source) | ASZV903610A* |  |  | CA*F3743*6D*+TXV | G*VC960603BNB* | 33600 | 18.5 | 8.2 | 34000 | 24400 | 71.76% | 1.8 | 0 | 11.5 |  |  |  | No | R-410A | 2.8 | Residential & Commercial | Ducted CEE Tier 1
210693137 | Central HP <5.4 tons | FRANKLIN | HRCU-A-CB (Split System: Heat Pump with Remote Outdoor Unit-Air-Source) | ASZV903610A* |  |  | CHPF3642C6C*+MBVC1201**-1A*+TXV |  | 33400 | 18 | 8.2 | 34000 | 24400 | 71.76% | 1.8 | 0 | 11 |  |  |  | No | R-410A | 2.7833 | Residential & Commercial | Ducted CEE Tier 1
210693158 | Central HP <5.4 tons | FRANKLIN | HRCU-A-CB (Split System: Heat Pump with Remote Outdoor Unit-Air-Source) | ASZV903610A* |  |  | CHPF3743C6B*+TXV | G*VS800604BUA* | 33400 | 18 | 8.2 | 34000 | 24400 | 71.76% | 1.8 | 0 | 11 |  |  |  | No | R-410A | 2.7833 | Residential & Commercial | Ducted CEE Tier 1
210693174 | Central HP <5.4 tons | FRANKLIN | HRCU-A-CB (Split System: Heat Pump with Remote Outdoor Unit-Air-Source) | ASZV903610A* |  |  | CHPF3743C6B*+TXV | G*VM971005CNB* | 33400 | 18 | 8.2 | 34000 | 24400 | 71.76% | 1.8 | 0 | 11 |  |  |  | No | R-410A | 2.7833 | Residential & Commercial | Ducted CEE Tier 1
210693123 | Central HP <5.4 tons | FRANKLIN | HRCU-A-CB (Split System: Heat Pump with Remote Outdoor Unit-Air-Source) | ASZV903610A* |  |  | CA*F3743*6D*+TXV | G*VC801005C*A* | 33600 | 19 | 8.2 | 34000 | 24400 | 71.76% | 1.8 | 0 | 12 |  |  |  | No | R-410A | 2.8 | Residential & Commercial | Ducted CEE Tier 1
210597430 | Central HP <5.4 tons | KEEPRITE | HRCU-A-CB (Split System: Heat Pump with Remote Outdoor Unit-Air-Source) | CVH837GKA** |  |  | EA*4X61L21A*+WALLCON | *95CSU0802120A* | 33200 | 18 | 8.5 | 32000 | 24800 | 77.5% | 2 | 0 | 11.5 |  |  |  | No | R-410A | 2.7667 | Residential & Commercial | Ducted CEE Tier 1
210597460 | Central HP <5.4 tons | KEEPRITE | HRCU-A-CB (Split System: Heat Pump with Remote Outdoor Unit-Air-Source) | CVH837GKA** |  |  | EA*4X61L24A*+WALLCON | *95CSU0802120A* | 33200 | 18 | 8.5 | 32000 | 24800 | 77.5% | 2 | 0 | 11.5 |  |  |  | No | R-410A | 2.7667 | Residential & Commercial | Ducted CEE Tier 1
210597463 | Central HP <5.4 tons | KEEPRITE | HRCU-A-CB (Split System: Heat Pump with Remote Outdoor Unit-Air-Source) | CVH837GKA** |  |  | EA*4X61L24A*+WALLCON | *95CSU1002122A* | 33200 | 18 | 8.5 | 32000 | 24800 | 77.5% | 2.02 | 0 | 11.5 |  |  |  | No | R-410A | 2.7667 | Residential & Commercial | Ducted CEE Tier 1
213076354 | Central HP <5.4 tons | ARCOAIRE | HRCU-A-CB (Split System: Heat Pump with Remote Outdoor Unit-Air-Source) | DLCURAH24ABK |  |  | EA*4X37L21A* | *95MSU1002122A* | 25000 | 17.5 | 8.5 | 25400 | 21000 | 82.68% | 1.78 | 0 | 10.5 |  |  |  | No | R-410A | 2.0833 | Residential & Commercial | Ducted CEE Tier 1
212984041 | Central HP <5.4 tons | ARCOAIRE | HRCU-A-CB (Split System: Heat Pump with Remote Outdoor Unit-Air-Source) | DLCURAH24ABK |  |  | EA*4X25L17A* | *92MSN0601714A* | 24200 | 17 | 8.5 | 25200 | 21800 | 86.51% | 1.82 | 0 | 10 |  |  |  | No | R-410A | 2.0167 | Residential & Commercial | Ducted CEE Tier 1
210597508 | Central HP <5.4 tons | KEEPRITE | HRCU-A-CB (Split System: Heat Pump with Remote Outdoor Unit-Air-Source) | CVH837GKA** |  |  | EHD4X60AAL+WALLCON | *80CTL0701412A* | 32800 | 17 | 8.1 | 32400 | 25000 | 77.16% | 2 | 0 | 11 |  |  |  | No | R-410A | 2.7333 | Residential & Commercial | Ducted CEE Tier 1
212984641 | Central HP <5.4 tons | ARCOAIRE | HRCU-A-CB (Split System: Heat Pump with Remote Outdoor Unit-Air-Source) | DLCURAH24ABK |  |  | EA*4X37L21A* | *92MSN0801716A* | 24200 | 17.5 | 8.5 | 25000 | 21400 | 85.6% | 1.8 | 0 | 10.5 |  |  |  | No | R-410A | 2.0167 | Residential & Commercial | Ducted CEE Tier 1
210597358 | Central HP <5.4 tons | KEEPRITE | HRCU-A-CB (Split System: Heat Pump with Remote Outdoor Unit-Air-Source) | CVH837GKA** |  |  | EA*4X36L21A*+WALLCON | *95CSU1002122A* | 31600 | 17.5 | 8.1 | 33000 | 24200 | 73.33% | 1.86 | 0 | 11 |  |  |  | No | R-410A | 2.6333 | Residential & Commercial | Ducted CEE Tier 1
212985827 | Central HP <5.4 tons | ARCOAIRE | HRCU-A-CB (Split System: Heat Pump with Remote Outdoor Unit-Air-Source) | DLCURAH24ABK |  |  | EN(A,D)4X24L14** | *96MSN0261410A* | 23200 | 16 | 8.5 | 27000 | 25200 | 93.33% | 2.08 | 0 | 10 |  |  |  | No | R-410A | 1.9333 | Residential & Commercial | Ducted CEE Tier 1
210597406 | Central HP <5.4 tons | KEEPRITE | HRCU-A-CB (Split System: Heat Pump with Remote Outdoor Unit-Air-Source) | CVH837GKA** |  |  | EA*4X60L24A*+WALLCON | *97CMN1202422A* | 32800 | 17.5 | 8.5 | 32000 | 24800 | 77.5% | 1.98 | 0 | 11.7 |  |  |  | No | R-410A | 2.7333 | Residential & Commercial | Ducted CEE Tier 1
210597424 | Central HP <5.4 tons | KEEPRITE | HRCU-A-CB (Split System: Heat Pump with Remote Outdoor Unit-Air-Source) | CVH837GKA** |  |  | EA*4X61L21A*+WALLCON | *80CTL0902120A* | 33200 | 18 | 8.5 | 32000 | 25000 | 78.12% | 2 | 0 | 11.7 |  |  |  | No | R-410A | 2.7667 | Residential & Commercial | Ducted CEE Tier 1
210597451 | Central HP <5.4 tons | KEEPRITE | HRCU-A-CB (Split System: Heat Pump with Remote Outdoor Unit-Air-Source) | CVH837GKA** |  |  | EA*4X61L24A*+WALLCON | *80CTL0902120A* | 33200 | 18 | 8.5 | 32000 | 24800 | 77.5% | 2 | 0 | 12 |  |  |  | No | R-410A | 2.7667 | Residential & Commercial | Ducted CEE Tier 1
212986587 | Central HP <5.4 tons | ARCOAIRE | HRCU-A-CB (Split System: Heat Pump with Remote Outdoor Unit-Air-Source) | DLCURAH24ABK |  |  | EA*4X37L17A* | *96MSN0401712A* | 24000 | 15.5 | 8.5 | 25600 | 22200 | 86.72% | 1.82 | 0 | 10 |  |  |  | No | R-410A | 2 | Residential & Commercial | Ducted CEE Tier 1
212986155 | Central HP <5.4 tons | ARCOAIRE | HRCU-A-CB (Split System: Heat Pump with Remote Outdoor Unit-Air-Source) | DLCURAH24ABK |  |  | EA*4X25L17A* | *96MSN0401410A* | 24000 | 16.5 | 8.5 | 25400 | 21800 | 85.83% | 1.82 | 0 | 10 |  |  |  | No | R-410A | 2 | Residential & Commercial | Ducted CEE Tier 1
210596940 | Central HP <5.4 tons | KEEPRITE | HRCU-A-CB (Split System: Heat Pump with Remote Outdoor Unit-Air-Source) | CVH825GKA2* |  |  | EHD4X42AAL+WALLCON | *97CMN1202422A* | 24200 | 16 | 8.1 | 21400 | 16700 | 78.04% | 2 | 0 | 10.5 |  |  |  | No | R-410A | 2.0167 | Residential & Commercial | Ducted CEE Tier 1
210597093 | Central HP <5.4 tons | KEEPRITE | HRCU-A-CB (Split System: Heat Pump with Remote Outdoor Unit-Air-Source) | CVH825GKA2* |  |  | EN(A,D,W)4X48L21**+WALLCON | *80CTL0901716A* | 24200 | 17.5 | 8.1 | 21200 | 16500 | 77.83% | 2.02 | 0 | 11.7 |  |  |  | No | R-410A | 2.0167 | Residential & Commercial | Ducted CEE Tier 1
210596859 | Central HP <5.4 tons | KEEPRITE | HRCU-A-CB (Split System: Heat Pump with Remote Outdoor Unit-Air-Source) | CVH825GKA2* |  |  | EA*4X48L24A*+WALLCON | *80CTL1352422A* | 24200 | 17 | 8.1 | 21000 | 16500 | 78.57% | 2.02 | 0 | 11 |  |  |  | No | R-410A | 2.0167 | Residential & Commercial | Ducted CEE Tier 1
210596862 | Central HP <5.4 tons | KEEPRITE | HRCU-A-CB (Split System: Heat Pump with Remote Outdoor Unit-Air-Source) | CVH825GKA2* |  |  | EA*4X48L24A*+WALLCON | *95CSU0802120A* | 24200 | 17 | 8.1 | 21000 | 16500 | 78.57% | 2.02 | 0 | 11 |  |  |  | No | R-410A | 2.0167 | Residential & Commercial | Ducted CEE Tier 1
210596976 | Central HP <5.4 tons | KEEPRITE | HRCU-A-CB (Split System: Heat Pump with Remote Outdoor Unit-Air-Source) | CVH825GKA2* |  |  | EHD4X48AAL+WALLCON | *96CTN0601714A* | 24200 | 16 | 8.1 | 21400 | 16700 | 78.04% | 2 | 0 | 10.5 |  |  |  | No | R-410A | 2.0167 | Residential & Commercial | Ducted CEE Tier 1
206998319 | Central HP <5.4 tons | KENMORE | HRCU-A-CB (Split System: Heat Pump with Remote Outdoor Unit-Air-Source) | (C,H,T)VH825GKA3* |  |  | EA*4X36L17A*+WALLCON | *96CTN0601714A* | 23400 | 16 | 8.1 | 21600 | 16800 | 77.78% | 1.92 | 11 | 10.5 |  |  |  | No | R-410A | 1.95 | Residential & Commercial | Ducted CEE Tier 1
206998321 | Central HP <5.4 tons | KENMORE | HRCU-A-CB (Split System: Heat Pump with Remote Outdoor Unit-Air-Source) | (C,H,T)VH825GKA3* |  |  | EA*4X36L17A*+WALLCON | *97CMN0601714A* | 23400 | 16 | 8.1 | 21600 | 16800 | 77.78% | 1.92 | 11 | 10.5 |  |  |  | No | R-410A | 1.95 | Residential & Commercial | Ducted CEE Tier 1
206998326 | Central HP <5.4 tons | KENMORE | HRCU-A-CB (Split System: Heat Pump with Remote Outdoor Unit-Air-Source) | (C,H,T)VH825GKA3* |  |  | EA*4X36L21A*+WALLCON | *80CTL0701716A* | 23600 | 16.5 | 8.1 | 21400 | 16600 | 77.57% | 1.94 | 11 | 11 |  |  |  | No | R-410A | 1.9667 | Residential & Commercial | Ducted CEE Tier 1
206998344 | Central HP <5.4 tons | KENMORE | HRCU-A-CB (Split System: Heat Pump with Remote Outdoor Unit-Air-Source) | (C,H,T)VH825GKA3* |  |  | EA*4X37L17A*+WALLCON | *97CMN0601714A* | 24000 | 16 | 8.1 | 21600 | 16900 | 78.24% | 1.98 | 11 | 10.5 |  |  |  | No | R-410A | 2 | Residential & Commercial | Ducted CEE Tier 1
206998360 | Central HP <5.4 tons | KENMORE | HRCU-A-CB (Split System: Heat Pump with Remote Outdoor Unit-Air-Source) | (C,H,T)VH825GKA3* |  |  | EA*4X37L21A*+WALLCON | *80CTL0901716A* | 24600 | 17.5 | 8.5 | 21000 | 16500 | 78.57% | 2.04 | 12 | 11.7 |  |  |  | No | R-410A | 2.05 | Residential & Commercial | Ducted CEE Tier 1
206136042 | Central HP <5.4 tons | KENMORE | HRCU-A-CB (Split System: Heat Pump with Remote Outdoor Unit-Air-Source) | (C,H,T)VH837GKA** |  |  | EHD4X48AAL+WALLCON | *80CSU1002120A* | 32600 | 16.5 | 8.1 | 33000 | 25000 | 75.76% | 1.96 | 11.5 | 11 |  |  |  | No | R-410A | 2.7167 | Residential & Commercial | Ducted CEE Tier 1
204300077 | Central HP <5.4 tons | KENMORE | HRCU-A-CB (Split System: Heat Pump with Remote Outdoor Unit-Air-Source) | (C,H,T)VH837GKA** |  |  | EHD4X36AAL+WALLCON | *80CTL0902120A* | 32200 | 16.5 | 8.1 | 33200 | 24800 | 74.7% | 1.92 | 11.5 | 11 |  |  |  | No | R-410A | 2.6833 | Residential & Commercial | Ducted CEE Tier 1
210692911 | Central HP <5.4 tons | FRANKLIN | HRCU-A-CB (Split System: Heat Pump with Remote Outdoor Unit-Air-Source) | GSZV903610A* |  |  | CA*F3137*6A*+TXV | G*VM970603BNB* | 33600 | 18.5 | 8.2 | 34000 | 24400 | 71.76% | 1.8 | 0 | 11.5 |  |  |  | No | R-410A | 2.8 | Residential & Commercial | Ducted CEE Tier 1
210692927 | Central HP <5.4 tons | FRANKLIN | HRCU-A-CB (Split System: Heat Pump with Remote Outdoor Unit-Air-Source) | GSZV903610A* |  |  | CA*F3743*6D*+TXV | G*VC961205DNB* | 33600 | 19 | 8.2 | 34000 | 24400 | 71.76% | 1.8 | 0 | 12 |  |  |  | No | R-410A | 2.8 | Residential & Commercial | Ducted CEE Tier 1
210692943 | Central HP <5.4 tons | FRANKLIN | HRCU-A-CB (Split System: Heat Pump with Remote Outdoor Unit-Air-Source) | GSZV903610A* |  |  | CHPF3642C6C*+TXV | G*VC960603BNB* | 33400 | 18 | 8.2 | 34000 | 24400 | 71.76% | 1.8 | 0 | 11 |  |  |  | No | R-410A | 2.7833 | Residential & Commercial | Ducted CEE Tier 1
210692915 | Central HP <5.4 tons | FRANKLIN | HRCU-A-CB (Split System: Heat Pump with Remote Outdoor Unit-Air-Source) | GSZV903610A* |  |  | CA*F3743*6D*+TXV | G*VC800604B*A* | 33600 | 19 | 8.2 | 34000 | 24400 | 71.76% | 1.8 | 0 | 12 |  |  |  | No | R-410A | 2.8 | Residential & Commercial | Ducted CEE Tier 1
210692949 | Central HP <5.4 tons | FRANKLIN | HRCU-A-CB (Split System: Heat Pump with Remote Outdoor Unit-Air-Source) | GSZV903610A* |  |  | CHPF3642C6C*+TXV | G*VM970803BNB* | 33400 | 18 | 8.2 | 34000 | 24400 | 71.76% | 1.8 | 0 | 11 |  |  |  | No | R-410A | 2.7833 | Residential & Commercial | Ducted CEE Tier 1
210692964 | Central HP <5.4 tons | FRANKLIN | HRCU-A-CB (Split System: Heat Pump with Remote Outdoor Unit-Air-Source) | GSZV903610A* |  |  | CHPF3743C6B*+TXV | G*VC960804CNB* | 33400 | 18 | 8.2 | 34000 | 24400 | 71.76% | 1.8 | 0 | 11 |  |  |  | No | R-410A | 2.7833 | Residential & Commercial | Ducted CEE Tier 1
210692966 | Central HP <5.4 tons | FRANKLIN | HRCU-A-CB (Split System: Heat Pump with Remote Outdoor Unit-Air-Source) | GSZV903610A* |  |  | CHPF3743C6B*+TXV | G*VC961005CNB* | 33400 | 18 | 8.2 | 34000 | 24400 | 71.76% | 1.8 | 0 | 11 |  |  |  | No | R-410A | 2.7833 | Residential & Commercial | Ducted CEE Tier 1
210693124 | Central HP <5.4 tons | FRANKLIN | HRCU-A-CB (Split System: Heat Pump with Remote Outdoor Unit-Air-Source) | ASZV903610A* |  |  | CA*F3743*6D*+TXV | G*VC960403BNB* | 33600 | 18.5 | 8.2 | 34000 | 24400 | 71.76% | 1.8 | 0 | 11.5 |  |  |  | No | R-410A | 2.8 | Residential & Commercial | Ducted CEE Tier 1
210693141 | Central HP <5.4 tons | FRANKLIN | HRCU-A-CB (Split System: Heat Pump with Remote Outdoor Unit-Air-Source) | ASZV903610A* |  |  | CHPF3642C6C*+TXV | G*VC800804C*A* | 33400 | 18 | 8.2 | 34000 | 24400 | 71.76% | 1.8 | 0 | 11 |  |  |  | No | R-410A | 2.7833 | Residential & Commercial | Ducted CEE Tier 1
210693175 | Central HP <5.4 tons | FRANKLIN | HRCU-A-CB (Split System: Heat Pump with Remote Outdoor Unit-Air-Source) | ASZV903610A* |  |  | CSCF3642N6D*+MBVC1201**-1A*+TXV |  | 33800 | 18.5 | 8.2 | 34000 | 24400 | 71.76% | 1.8 | 0 | 11.5 |  |  |  | No | R-410A | 2.8167 | Residential & Commercial | Ducted CEE Tier 1
210693163 | Central HP <5.4 tons | FRANKLIN | HRCU-A-CB (Split System: Heat Pump with Remote Outdoor Unit-Air-Source) | ASZV903610A* |  |  | CHPF3743C6B*+TXV | G*VC801005C*A* | 33400 | 18 | 8.2 | 34000 | 24400 | 71.76% | 1.8 | 0 | 11 |  |  |  | No | R-410A | 2.7833 | Residential & Commercial | Ducted CEE Tier 1
210693195 | Central HP <5.4 tons | FRANKLIN | HRCU-A-CB (Split System: Heat Pump with Remote Outdoor Unit-Air-Source) | ASZV903610A* |  |  | CSCF3642N6D*+TXV | G*VM971205DNB* | 33800 | 18.5 | 8.2 | 34000 | 24400 | 71.76% | 1.8 | 0 | 11.5 |  |  |  | No | R-410A | 2.8167 | Residential & Commercial | Ducted CEE Tier 1
212985509 | Central HP <5.4 tons | ARCOAIRE | HRCU-A-CB (Split System: Heat Pump with Remote Outdoor Unit-Air-Source) | DLCURAH36ABK |  |  | EA*4X48L21A* | *92MSN1002122A* | 35800 | 16.5 | 8.5 | 37800 | 34600 | 91.53% | 2.02 | 0 | 10 |  |  |  | No | R-410A | 2.9833 | Residential & Commercial | Ducted CEE Tier 1
212989505 | Central HP <5.4 tons | ARCOAIRE | HRCU-A-CB (Split System: Heat Pump with Remote Outdoor Unit-Air-Source) | DLCURAH36ABK |  |  | EA*4X48L24A* | *95MSU0802120A* | 35600 | 16.5 | 8.5 | 37800 | 34600 | 91.53% | 2.02 | 0 | 10 |  |  |  | No | R-410A | 2.9667 | Residential & Commercial | Ducted CEE Tier 1
210693162 | Central HP <5.4 tons | FRANKLIN | HRCU-A-CB (Split System: Heat Pump with Remote Outdoor Unit-Air-Source) | ASZV903610A* |  |  | CHPF3743C6B*+TXV | G*VC800805C*A* | 33400 | 18 | 8.2 | 34000 | 24400 | 71.76% | 1.8 | 0 | 11 |  |  |  | No | R-410A | 2.7833 | Residential & Commercial | Ducted CEE Tier 1
210596823 | Central HP <5.4 tons | KEEPRITE | HRCU-A-CB (Split System: Heat Pump with Remote Outdoor Unit-Air-Source) | CVH825GKA2* |  |  | EA*4X48L21A*+WALLCON | *80CTL0901716A* | 24200 | 17.5 | 8.1 | 20800 | 16500 | 79.33% | 2.04 | 0 | 11.5 |  |  |  | No | R-410A | 2.0167 | Residential & Commercial | Ducted CEE Tier 1
210596880 | Central HP <5.4 tons | KEEPRITE | HRCU-A-CB (Split System: Heat Pump with Remote Outdoor Unit-Air-Source) | CVH825GKA2* |  |  | EA*4X48L24A*+WALLCON | *97CMN1202422A* | 24000 | 16.5 | 8.1 | 21000 | 16600 | 79.05% | 2.02 | 0 | 11 |  |  |  | No | R-410A | 2 | Residential & Commercial | Ducted CEE Tier 1
210596964 | Central HP <5.4 tons | KEEPRITE | HRCU-A-CB (Split System: Heat Pump with Remote Outdoor Unit-Air-Source) | CVH825GKA2* |  |  | EHD4X48AAL+WALLCON | *80CTL1352422A* | 24200 | 16 | 8.1 | 21200 | 16600 | 78.3% | 2.02 | 0 | 11 |  |  |  | No | R-410A | 2.0167 | Residential & Commercial | Ducted CEE Tier 1
210596973 | Central HP <5.4 tons | KEEPRITE | HRCU-A-CB (Split System: Heat Pump with Remote Outdoor Unit-Air-Source) | CVH825GKA2* |  |  | EHD4X48AAL+WALLCON | *95CSU1002122A* | 24200 | 16.5 | 8.1 | 21200 | 16600 | 78.3% | 2.02 | 0 | 11 |  |  |  | No | R-410A | 2.0167 | Residential & Commercial | Ducted CEE Tier 1
206765484 | Central HP <5.4 tons | KEEPRITE | HRCU-A-CB (Split System: Heat Pump with Remote Outdoor Unit-Air-Source) | CVH825GKA3* |  |  | EA*4X24L17A*+WALLCON | *80CTL0901716A* | 23400 | 17 | 8.1 | 21800 | 16700 | 76.61% | 1.9 | 11.5 | 11 |  |  |  | No | R-410A | 1.95 | Residential & Commercial | Ducted CEE Tier 1
206765464 | Central HP <5.4 tons | KEEPRITE | HRCU-A-CB (Split System: Heat Pump with Remote Outdoor Unit-Air-Source) | CVH825GKA3* |  |  | EA*4X24L17A*+WALLCON | *97CMN0801714A* | 23200 | 16 | 8.1 | 22000 | 16900 | 76.82% | 1.88 | 11 | 10.5 |  |  |  | No | R-410A | 1.9333 | Residential & Commercial | Ducted CEE Tier 1
206765473 | Central HP <5.4 tons | KEEPRITE | HRCU-A-CB (Split System: Heat Pump with Remote Outdoor Unit-Air-Source) | CVH825GKA3* |  |  | EA*4X24L17A*+WALLCON | *80CTL0701412A* | 23400 | 17 | 8.1 | 22000 | 16700 | 75.91% | 1.9 | 11 | 11 |  |  |  | No | R-410A | 1.95 | Residential & Commercial | Ducted CEE Tier 1
206765534 | Central HP <5.4 tons | KEEPRITE | HRCU-A-CB (Split System: Heat Pump with Remote Outdoor Unit-Air-Source) | CVH825GKA3* |  |  | EA*4X25L17A*+WALLCON | *97CMN0601714A* | 24200 | 15.5 | 8.1 | 20000 | 16000 | 80% | 1.94 | 11.5 | 10.5 |  |  |  | No | R-410A | 2.0167 | Residential & Commercial | Ducted CEE Tier 1
206767111 | Central HP <5.4 tons | KEEPRITE | HRCU-A-CB (Split System: Heat Pump with Remote Outdoor Unit-Air-Source) | CVH825GKA3* |  |  | EA*4X30L17A*+WALLCON | *80CSU0401712A* | 23400 | 16.5 | 8.1 | 21600 | 16700 | 77.31% | 1.9 | 11 | 10.5 |  |  |  | No | R-410A | 1.95 | Residential & Commercial | Ducted CEE Tier 1
206767129 | Central HP <5.4 tons | KEEPRITE | HRCU-A-CB (Split System: Heat Pump with Remote Outdoor Unit-Air-Source) | CVH825GKA3* |  |  | EA*4X36L17A*+WALLCON | *80CSU0401712A* | 23600 | 16.5 | 8.1 | 21400 | 16600 | 77.57% | 1.94 | 11 | 10.5 |  |  |  | No | R-410A | 1.9667 | Residential & Commercial | Ducted CEE Tier 1
206765696 | Central HP <5.4 tons | KEEPRITE | HRCU-A-CB (Split System: Heat Pump with Remote Outdoor Unit-Air-Source) | CVH825GKA3* |  |  | EA*4X36L17A*+WALLCON | *97CMN0801714A* | 23400 | 16.5 | 8.1 | 21600 | 16700 | 77.31% | 1.92 | 11 | 10.5 |  |  |  | No | R-410A | 1.95 | Residential & Commercial | Ducted CEE Tier 1
206765543 | Central HP <5.4 tons | KEEPRITE | HRCU-A-CB (Split System: Heat Pump with Remote Outdoor Unit-Air-Source) | CVH825GKA3* |  |  | EA*4X25L17A*+WALLCON | *97CMN0801714A* | 24200 | 16.5 | 8.1 | 21400 | 16700 | 78.04% | 2 | 11 | 11 |  |  |  | No | R-410A | 2.0167 | Residential & Commercial | Ducted CEE Tier 1
215669426 | Central HP <5.4 tons | ARCOAIRE | HRCU-A-CB (Split System: Heat Pump with Remote Outdoor Unit-Air-Source) | H5H0V36*K*AAA* |  |  | EA*5X61M21A*+WALLCON | *80CSU0401712A* | 34800 | 18.5 | 9 | 34400 | 24800 | 72.09% | 1.92 | 0 | 10 |  |  |  | No | R-454B | 2.9 | Residential & Commercial | Ducted CEE Tier 1
205750732 | Central HP <5.4 tons | KEEPRITE | HRCU-A-CB (Split System: Heat Pump with Remote Outdoor Unit-Air-Source) | CVH825GKA2* |  |  | EA*4X37L21A*+WALLCON | *80CTL0901716A* | 24600 | 17.5 | 8.5 | 21000 | 16500 | 78.57% | 2.04 | 12 | 11.7 |  |  |  | No | R-410A | 2.05 | Residential & Commercial | Ducted CEE Tier 1
204456667 | Central HP <5.4 tons | KEEPRITE | HRCU-A-CB (Split System: Heat Pump with Remote Outdoor Unit-Air-Source) | CVH825GKA2* |  |  | EA*4X36L21A*+WALLCON | *80CTL0451712A* | 23400 | 16 | 8.1 | 21600 | 16800 | 77.78% | 1.92 | 11 | 10.5 |  |  |  | No | R-410A | 1.95 | Residential & Commercial | Ducted CEE Tier 1
204456767 | Central HP <5.4 tons | KEEPRITE | HRCU-A-CB (Split System: Heat Pump with Remote Outdoor Unit-Air-Source) | CVH825GKA2* |  |  | EA*4X36L21A*+WALLCON | *97CMN1002122A* | 23600 | 16.5 | 8.1 | 21400 | 16600 | 77.57% | 1.94 | 11 | 11 |  |  |  | No | R-410A | 1.9667 | Residential & Commercial | Ducted CEE Tier 1
212986311 | Central HP <5.4 tons | ARCOAIRE | HRCU-A-CB (Split System: Heat Pump with Remote Outdoor Unit-Air-Source) | DLCURAH18ABK |  |  | EA*4X30L14A* | *96MSN0401410A* | 17600 | 16 | 8.5 | 18300 | 18900 | 103.3% | 2.26 | 0 | 10.5 |  |  |  | No | R-410A | 1.4667 | Residential & Commercial | Ducted CEE Tier 1
211264479 | Central HP <5.4 tons | KEEPRITE | HRCU-A-CB (Split System: Heat Pump with Remote Outdoor Unit-Air-Source) | DLCURAH18ABK |  |  | EN(A,D)4X30L17** | *80ES(N,L)0451412A* | 18200 | 16.5 | 8.5 | 18700 | 18300 | 97.86% | 2.22 | 0 | 11 |  |  |  | No | R-410A | 1.5167 | Residential & Commercial | Ducted CEE Tier 1
211263259 | Central HP <5.4 tons | KEEPRITE | HRCU-A-CB (Split System: Heat Pump with Remote Outdoor Unit-Air-Source) | DLCURAH18ABK |  |  | EN(A,D)4X24L17** | *95ESN0261410A* | 18000 | 15.5 | 8.5 | 19000 | 18700 | 98.42% | 2.24 | 0 | 10.5 |  |  |  | No | R-410A | 1.5 | Residential & Commercial | Ducted CEE Tier 1
215319182 | Central HP <5.4 tons | LPS Legacy | HRCU-A-CB (Split System: Heat Pump with Remote Outdoor Unit-Air-Source) | D5CUHAH30AAK |  |  | D5FUHAH36XAK |  | 30000 | 17.2 | 10.8 | 33000 | 33200 | 100.6% | 1.97 | 0 | 12.1 |  |  |  | No | R-454B | 2.5 | Residential & Commercial | Ducted CEE Tier 1
212984725 | Central HP <5.4 tons | ARCOAIRE | HRCU-A-CB (Split System: Heat Pump with Remote Outdoor Unit-Air-Source) | DLCURAH18ABK |  |  | EA*4X25L17A* | *92MSN0801716A* | 18300 | 16.5 | 8.5 | 18100 | 17600 | 97.24% | 2.14 | 0 | 11 |  |  |  | No | R-410A | 1.525 | Residential & Commercial | Ducted CEE Tier 1
211262243 | Central HP <5.4 tons | KEEPRITE | HRCU-A-CB (Split System: Heat Pump with Remote Outdoor Unit-Air-Source) | DLCURAH18ABK |  |  | EN(A,D)4X18L14** | *80VSL0451412A* | 17400 | 15.5 | 8.5 | 18600 | 19400 | 104.3% | 2.32 | 0 | 10.5 |  |  |  | No | R-410A | 1.45 | Residential & Commercial | Ducted CEE Tier 1
210596699 | Central HP <5.4 tons | KEEPRITE | HRCU-A-CB (Split System: Heat Pump with Remote Outdoor Unit-Air-Source) | CVH825GKA2* |  |  | EA*4X42L21A*+WALLCON | *97CMN0601714A* | 23600 | 16 | 8.1 | 21600 | 16800 | 77.78% | 1.94 | 0 | 10.5 |  |  |  | No | R-410A | 1.9667 | Residential & Commercial | Ducted CEE Tier 1
210596847 | Central HP <5.4 tons | KEEPRITE | HRCU-A-CB (Split System: Heat Pump with Remote Outdoor Unit-Air-Source) | CVH825GKA2* |  |  | EA*4X48L21A*+WALLCON | *97CMN0602120A* | 24000 | 16.5 | 8.1 | 21000 | 16600 | 79.05% | 2 | 0 | 11 |  |  |  | No | R-410A | 2 | Residential & Commercial | Ducted CEE Tier 1
210596874 | Central HP <5.4 tons | KEEPRITE | HRCU-A-CB (Split System: Heat Pump with Remote Outdoor Unit-Air-Source) | CVH825GKA2* |  |  | EA*4X48L24A*+WALLCON | *97CMN0602120A* | 24000 | 16.5 | 8.1 | 21000 | 16600 | 79.05% | 2 | 0 | 11 |  |  |  | No | R-410A | 2 | Residential & Commercial | Ducted CEE Tier 1
210596958 | Central HP <5.4 tons | KEEPRITE | HRCU-A-CB (Split System: Heat Pump with Remote Outdoor Unit-Air-Source) | CVH825GKA2* |  |  | EHD4X48AAL+WALLCON | *80CTL0701716A* | 24200 | 16.5 | 8.1 | 21200 | 16600 | 78.3% | 2.02 | 0 | 10.5 |  |  |  | No | R-410A | 2.0167 | Residential & Commercial | Ducted CEE Tier 1
206997713 | Central HP <5.4 tons | KENMORE | HRCU-A-CB (Split System: Heat Pump with Remote Outdoor Unit-Air-Source) | (C,H,T)VH837GKA2* |  |  | EA*4X48L21A*+WALLCON | *80CTL0701716A* | 32200 | 17.5 | 8.1 | 32600 | 25000 | 76.69% | 1.96 | 11 | 11.5 |  |  |  | No | R-410A | 2.6833 | Residential & Commercial | Ducted CEE Tier 1
206997748 | Central HP <5.4 tons | KENMORE | HRCU-A-CB (Split System: Heat Pump with Remote Outdoor Unit-Air-Source) | (C,H,T)VH837GKA2* |  |  | END4X42L17**+WALLCON | *80CTL0901716A* | 32200 | 17.5 | 8.1 | 33000 | 24600 | 74.55% | 1.92 | 11 | 11.7 |  |  |  | No | R-410A | 2.6833 | Residential & Commercial | Ducted CEE Tier 1
206997631 | Central HP <5.4 tons | KENMORE | HRCU-A-CB (Split System: Heat Pump with Remote Outdoor Unit-Air-Source) | (C,H,T)VH837GKA2* |  |  | EA*4X36L17A*+WALLCON | *80CTL0701412A* | 31400 | 17.5 | 8.1 | 33400 | 24400 | 73.05% | 1.84 | 11.5 | 11 |  |  |  | No | R-410A | 2.6167 | Residential & Commercial | Ducted CEE Tier 1
206997678 | Central HP <5.4 tons | KENMORE | HRCU-A-CB (Split System: Heat Pump with Remote Outdoor Unit-Air-Source) | (C,H,T)VH837GKA2* |  |  | EA*4X42L21A*+WALLCON | *97CMN0801714A* | 31600 | 17 | 8.1 | 33400 | 24800 | 74.25% | 1.86 | 11.5 | 11 |  |  |  | No | R-410A | 2.6333 | Residential & Commercial | Ducted CEE Tier 1
206997780 | Central HP <5.4 tons | KENMORE | HRCU-A-CB (Split System: Heat Pump with Remote Outdoor Unit-Air-Source) | (C,H,T)VH837GKA2* |  |  | EN(A,D)4X48L24**+WALLCON | *80CTL0902120A* | 32400 | 17.5 | 8.1 | 33000 | 24800 | 75.15% | 1.96 | 12 | 11.7 |  |  |  | No | R-410A | 2.7 | Residential & Commercial | Ducted CEE Tier 1
206997862 | Central HP <5.4 tons | KENMORE | HRCU-A-CB (Split System: Heat Pump with Remote Outdoor Unit-Air-Source) | (C,H,T)VH837GKA2* |  |  | EA*4X42L24A*+WALLCON | *80CSU1002120A* | 31800 | 17 | 8.1 | 33200 | 24400 | 73.49% | 1.88 | 11.5 | 11 |  |  |  | No | R-410A | 2.65 | Residential & Commercial | Ducted CEE Tier 1
206997851 | Central HP <5.4 tons | KENMORE | HRCU-A-CB (Split System: Heat Pump with Remote Outdoor Unit-Air-Source) | (C,H,T)VH837GKA2* |  |  | EHD4X48AAL+WALLCON | *80CTL0701412A* | 32600 | 17 | 8.1 | 33200 | 25000 | 75.3% | 1.96 | 11.5 | 11 |  |  |  | No | R-410A | 2.7167 | Residential & Commercial | Ducted CEE Tier 1
215935568 | Central HP <5.4 tons | ARCOAIRE | HRCU-A-CB (Split System: Heat Pump with Remote Outdoor Unit-Air-Source) | H5H3V36*K*AAA* |  |  | EVD5X36M17A*+WALLCON | *97CMN0601714B* | 34000 | 20 | 8.1 | 38000 | 27200 | 71.58% | 2 | 0 | 11 |  |  |  | No | R-454B | 2.8333 | Residential & Commercial | Ducted CEE Tier 1
215935588 | Central HP <5.4 tons | ARCOAIRE | HRCU-A-CB (Split System: Heat Pump with Remote Outdoor Unit-Air-Source) | H5H3V36*K*AAA* |  |  | EVD5X36M21A*+WALLCON | *80CSU0401712A* | 34400 | 21 | 8.5 | 38500 | 28400 | 73.77% | 2.04 | 0 | 11.7 |  |  |  | No | R-454B | 2.8667 | Residential & Commercial | Ducted CEE Tier 1
215935838 | Central HP <5.4 tons | ARCOAIRE | HRCU-A-CB (Split System: Heat Pump with Remote Outdoor Unit-Air-Source) | H5H3V36*K*AAA* |  |  | EVD5X38M17A*+WALLCON | *80CTL0701412B* | 35200 | 21.5 | 8.5 | 38500 | 29000 | 75.32% | 2.02 | 0 | 11.7 |  |  |  | No | R-454B | 2.9333 | Residential & Commercial | Ducted CEE Tier 1
215936838 | Central HP <5.4 tons | ARCOAIRE | HRCU-A-CB (Split System: Heat Pump with Remote Outdoor Unit-Air-Source) | H5H3V36*K*AAA* |  |  | EVD5X60M24A*+WALLCON | *97CMN1202422B* | 35400 | 22 | 8.5 | 38000 | 28400 | 74.74% | 2.04 | 0 | 12.5 |  |  |  | No | R-454B | 2.95 | Residential & Commercial | Ducted CEE Tier 1
215936658 | Central HP <5.4 tons | ARCOAIRE | HRCU-A-CB (Split System: Heat Pump with Remote Outdoor Unit-Air-Source) | H5H3V36*K*AAA* |  |  | EVD5X60M21A*+WALLCON | *95CSU0802120B* | 35600 | 21.5 | 8.5 | 38000 | 28600 | 75.26% | 2.04 | 0 | 12 |  |  |  | No | R-454B | 2.9667 | Residential & Commercial | Ducted CEE Tier 1
215936688 | Central HP <5.4 tons | ARCOAIRE | HRCU-A-CB (Split System: Heat Pump with Remote Outdoor Unit-Air-Source) | H5H3V36*K*AAA* |  |  | EVD5X60M21A*+WALLCON | *97CMN0801714B* | 35400 | 21.5 | 8.5 | 38500 | 29000 | 75.32% | 2.02 | 0 | 12 |  |  |  | No | R-454B | 2.95 | Residential & Commercial | Ducted CEE Tier 1
215936758 | Central HP <5.4 tons | ARCOAIRE | HRCU-A-CB (Split System: Heat Pump with Remote Outdoor Unit-Air-Source) | H5H3V36*K*AAA* |  |  | EVD5X60M24A*+WALLCON | *80CTL0902120B* | 35600 | 22 | 8.5 | 38000 | 28400 | 74.74% | 2.04 | 0 | 12.5 |  |  |  | No | R-454B | 2.9667 | Residential & Commercial | Ducted CEE Tier 1
210597024 | Central HP <5.4 tons | KEEPRITE | HRCU-A-CB (Split System: Heat Pump with Remote Outdoor Unit-Air-Source) | CVH825GKA2* |  |  | EN(A,D)4X48L24**+WALLCON | *97CMN1002122A* | 24200 | 17 | 8.1 | 21400 | 16600 | 77.57% | 2.02 | 0 | 11.5 |  |  |  | No | R-410A | 2.0167 | Residential & Commercial | Ducted CEE Tier 1
210597090 | Central HP <5.4 tons | KEEPRITE | HRCU-A-CB (Split System: Heat Pump with Remote Outdoor Unit-Air-Source) | CVH825GKA2* |  |  | EN(A,D,W)4X48L21**+WALLCON | *80CTL0701716A* | 24200 | 17 | 8.1 | 21400 | 16600 | 77.57% | 2.02 | 0 | 11 |  |  |  | No | R-410A | 2.0167 | Residential & Commercial | Ducted CEE Tier 1
210597099 | Central HP <5.4 tons | KEEPRITE | HRCU-A-CB (Split System: Heat Pump with Remote Outdoor Unit-Air-Source) | CVH825GKA2* |  |  | EN(A,D,W)4X48L21**+WALLCON | *95CSU0802120A* | 24200 | 17 | 8.1 | 21200 | 16600 | 78.3% | 2.02 | 0 | 11.5 |  |  |  | No | R-410A | 2.0167 | Residential & Commercial | Ducted CEE Tier 1
210597108 | Central HP <5.4 tons | KEEPRITE | HRCU-A-CB (Split System: Heat Pump with Remote Outdoor Unit-Air-Source) | CVH825GKA2* |  |  | EN(A,D,W)4X48L21**+WALLCON | *96CTN0801714A* | 24000 | 16.5 | 8.1 | 21400 | 16600 | 77.57% | 2 | 0 | 11 |  |  |  | No | R-410A | 2 | Residential & Commercial | Ducted CEE Tier 1
210596695 | Central HP <5.4 tons | KEEPRITE | HRCU-A-CB (Split System: Heat Pump with Remote Outdoor Unit-Air-Source) | CVH825GKA2* |  |  | EA*4X42L21A*+WALLCON | *96CTN1002122A* | 23800 | 16.5 | 8.1 | 21400 | 16600 | 77.57% | 1.96 | 0 | 11 |  |  |  | No | R-410A | 1.9833 | Residential & Commercial | Ducted CEE Tier 1
210596749 | Central HP <5.4 tons | KEEPRITE | HRCU-A-CB (Split System: Heat Pump with Remote Outdoor Unit-Air-Source) | CVH825GKA2* |  |  | EA*4X42L24A*+WALLCON | *97CMN1202422A* | 23800 | 16.5 | 8.1 | 21400 | 16700 | 78.04% | 1.96 | 0 | 11 |  |  |  | No | R-410A | 1.9833 | Residential & Commercial | Ducted CEE Tier 1
212987439 | Central HP <5.4 tons | ARCOAIRE | HRCU-A-CB (Split System: Heat Pump with Remote Outdoor Unit-Air-Source) | DLCURAH24ABK |  |  | EA*4X37L21A* | *96MSN0801716A* | 24400 | 18 | 9 | 29200 | 25200 | 86.3% | 2.1 | 0 | 10.5 |  |  |  | No | R-410A | 2.0333 | Residential & Commercial | Ducted CEE Tier 1
212987823 | Central HP <5.4 tons | ARCOAIRE | HRCU-A-CB (Split System: Heat Pump with Remote Outdoor Unit-Air-Source) | DLCURAH24ABK |  |  | EN(A,D)4X36L21** | *96MSN0802120A* | 23600 | 17 | 8.5 | 26400 | 24200 | 91.67% | 2.02 | 0 | 10.5 |  |  |  | No | R-410A | 1.9667 | Residential & Commercial | Ducted CEE Tier 1
212986599 | Central HP <5.4 tons | ARCOAIRE | HRCU-A-CB (Split System: Heat Pump with Remote Outdoor Unit-Air-Source) | DLCURAH24ABK |  |  | EA*4X37L21A* | *96MSN0401712A* | 24000 | 16 | 8.1 | 25200 | 22000 | 87.3% | 1.82 | 0 | 10 |  |  |  | No | R-410A | 2 | Residential & Commercial | Ducted CEE Tier 1
212986215 | Central HP <5.4 tons | ARCOAIRE | HRCU-A-CB (Split System: Heat Pump with Remote Outdoor Unit-Air-Source) | DLCURAH24ABK |  |  | EN(A,D)4X24L14** | *96MSN0401410A* | 23200 | 16 | 8.5 | 27000 | 25200 | 93.33% | 2.1 | 0 | 10 |  |  |  | No | R-410A | 1.9333 | Residential & Commercial | Ducted CEE Tier 1
212986251 | Central HP <5.4 tons | ARCOAIRE | HRCU-A-CB (Split System: Heat Pump with Remote Outdoor Unit-Air-Source) | DLCURAH24ABK |  |  | EN(A,D)4X30L17** | *96MSN0401410A* | 23400 | 16 | 8.1 | 26400 | 24400 | 92.42% | 2.02 | 0 | 10 |  |  |  | No | R-410A | 1.95 | Residential & Commercial | Ducted CEE Tier 1
212984113 | Central HP <5.4 tons | ARCOAIRE | HRCU-A-CB (Split System: Heat Pump with Remote Outdoor Unit-Air-Source) | DLCURAH24ABK |  |  | EN(A,D)4X24L17** | *92MSN0601714A* | 23200 | 16.5 | 8.5 | 26800 | 25400 | 94.78% | 2.14 | 0 | 10 |  |  |  | No | R-410A | 1.9333 | Residential & Commercial | Ducted CEE Tier 1
212985837 | Central HP <5.4 tons | ARCOAIRE | HRCU-A-CB (Split System: Heat Pump with Remote Outdoor Unit-Air-Source) | DLCURAH24ABK |  |  | EN(A,D)4X24L17** | *96MSN0261410A* | 23200 | 16 | 8.5 | 27000 | 25200 | 93.33% | 2.08 | 0 | 10 |  |  |  | No | R-410A | 1.9333 | Residential & Commercial | Ducted CEE Tier 1
210693194 | Central HP <5.4 tons | FRANKLIN | HRCU-A-CB (Split System: Heat Pump with Remote Outdoor Unit-Air-Source) | ASZV903610A* |  |  | CSCF3642N6D*+TXV | G*VM971005CNB* | 33800 | 18.5 | 8.2 | 34000 | 24400 | 71.76% | 1.8 | 0 | 11.5 |  |  |  | No | R-410A | 2.8167 | Residential & Commercial | Ducted CEE Tier 1
210693108 | Central HP <5.4 tons | FRANKLIN | HRCU-A-CB (Split System: Heat Pump with Remote Outdoor Unit-Air-Source) | ASZV903610A* |  |  | CA*F3137*6A*+MBVC1201**-1A*+TXV |  | 34000 | 18.5 | 8.2 | 34000 | 24400 | 71.76% | 1.8 | 0 | 12 |  |  |  | No | R-410A | 2.8333 | Residential & Commercial | Ducted CEE Tier 1
210693109 | Central HP <5.4 tons | FRANKLIN | HRCU-A-CB (Split System: Heat Pump with Remote Outdoor Unit-Air-Source) | ASZV903610A* |  |  | CA*F3137*6A*+TXV | G*VS800604BUA* | 33600 | 18.5 | 8.2 | 34000 | 24400 | 71.76% | 1.8 | 0 | 12 |  |  |  | No | R-410A | 2.8 | Residential & Commercial | Ducted CEE Tier 1
210693176 | Central HP <5.4 tons | FRANKLIN | HRCU-A-CB (Split System: Heat Pump with Remote Outdoor Unit-Air-Source) | ASZV903610A* |  |  | CSCF3642N6D*+MBVC1601**-1A*+TXV |  | 33800 | 18.5 | 8.2 | 34000 | 24400 | 71.76% | 1.8 | 0 | 11.5 |  |  |  | No | R-410A | 2.8167 | Residential & Commercial | Ducted CEE Tier 1
213076489 | Central HP <5.4 tons | ARCOAIRE | HRCU-A-CB (Split System: Heat Pump with Remote Outdoor Unit-Air-Source) | DLCURAH36ABK |  |  | EA*4X37L17A* | *80VTL0701716B* | 36000 | 15.5 | 8.5 | 38500 | 35000 | 90.91% | 2 | 0 | 10 |  |  |  | No | R-410A | 3 | Residential & Commercial | Ducted CEE Tier 1
206997892 | Central HP <5.4 tons | KENMORE | HRCU-A-CB (Split System: Heat Pump with Remote Outdoor Unit-Air-Source) | (C,H,T)VH837GKA2* |  |  | EHD4X48AAL+WALLCON | *80CSU0401712A* | 32600 | 16.5 | 8.1 | 33000 | 24800 | 75.15% | 1.96 | 11.5 | 11 |  |  |  | No | R-410A | 2.7167 | Residential & Commercial | Ducted CEE Tier 1
206997908 | Central HP <5.4 tons | KENMORE | HRCU-A-CB (Split System: Heat Pump with Remote Outdoor Unit-Air-Source) | (C,H,T)VH837GKA2* |  |  | EA*4X48L21A*+WALLCON | *95CSU0802120A* | 32400 | 17.5 | 8.5 | 32600 | 25000 | 76.69% | 1.98 | 12 | 11.5 |  |  |  | No | R-410A | 2.7 | Residential & Commercial | Ducted CEE Tier 1
206997626 | Central HP <5.4 tons | KENMORE | HRCU-A-CB (Split System: Heat Pump with Remote Outdoor Unit-Air-Source) | (C,H,T)VH837GKA2* |  |  | EA*4X36L17A*+WALLCON | *80CTL0701716A* | 31400 | 17 | 8.1 | 33400 | 24400 | 73.05% | 1.84 | 11 | 11 |  |  |  | No | R-410A | 2.6167 | Residential & Commercial | Ducted CEE Tier 1
206997676 | Central HP <5.4 tons | KENMORE | HRCU-A-CB (Split System: Heat Pump with Remote Outdoor Unit-Air-Source) | (C,H,T)VH837GKA2* |  |  | EA*4X42L21A*+WALLCON | *96CTN0801714A* | 31600 | 17 | 8.1 | 33400 | 24800 | 74.25% | 1.86 | 11.5 | 11 |  |  |  | No | R-410A | 2.6333 | Residential & Commercial | Ducted CEE Tier 1
206997767 | Central HP <5.4 tons | KENMORE | HRCU-A-CB (Split System: Heat Pump with Remote Outdoor Unit-Air-Source) | (C,H,T)VH837GKA2* |  |  | EN(A,D,W)4X48L21**+WALLCON | *80CTL0902120A* | 32400 | 17.5 | 8.1 | 33000 | 24800 | 75.15% | 1.96 | 12 | 11.7 |  |  |  | No | R-410A | 2.7 | Residential & Commercial | Ducted CEE Tier 1
206997824 | Central HP <5.4 tons | KENMORE | HRCU-A-CB (Split System: Heat Pump with Remote Outdoor Unit-Air-Source) | (C,H,T)VH837GKA2* |  |  | EHD4X42AAL+WALLCON | *96CTN1202422A* | 32600 | 17 | 8.1 | 33000 | 24800 | 75.15% | 1.96 | 11 | 11 |  |  |  | No | R-410A | 2.7167 | Residential & Commercial | Ducted CEE Tier 1
210595610 | Central HP <5.4 tons | KENMORE | HRCU-A-CB (Split System: Heat Pump with Remote Outdoor Unit-Air-Source) | (C,H,T)VH825GKA2* |  |  | EA*4X43L21A*+WALLCON | *80CTL0451712A* | 24200 | 16.5 | 8.1 | 21600 | 16800 | 77.78% | 2 | 0 | 11 |  |  |  | No | R-410A | 2.0167 | Residential & Commercial | Ducted CEE Tier 1
210595617 | Central HP <5.4 tons | KENMORE | HRCU-A-CB (Split System: Heat Pump with Remote Outdoor Unit-Air-Source) | (C,H,T)VH825GKA2* |  |  | EA*4X43L21A*+WALLCON | *96CTN0801714A* | 24400 | 16.5 | 8.1 | 21200 | 16700 | 78.77% | 2.02 | 0 | 11 |  |  |  | No | R-410A | 2.0333 | Residential & Commercial | Ducted CEE Tier 1
204456542 | Central HP <5.4 tons | KENMORE | HRCU-A-CB (Split System: Heat Pump with Remote Outdoor Unit-Air-Source) | (C,H,T)VH825GKA2* |  |  | EA*4X30L17A*+WALLCON | *96CTN0601714A* | 23400 | 16 | 8.1 | 21600 | 16800 | 77.78% | 1.9 | 11 | 10.5 |  |  |  | No | R-410A | 1.95 | Residential & Commercial | Ducted CEE Tier 1
204456659 | Central HP <5.4 tons | KENMORE | HRCU-A-CB (Split System: Heat Pump with Remote Outdoor Unit-Air-Source) | (C,H,T)VH825GKA2* |  |  | EA*4X36L17A*+WALLCON | *80CTL0901716A* | 23600 | 17 | 8.1 | 21400 | 16600 | 77.57% | 1.94 | 11.5 | 11 |  |  |  | No | R-410A | 1.9667 | Residential & Commercial | Ducted CEE Tier 1
206133352 | Central HP <5.4 tons | KENMORE | HRCU-A-CB (Split System: Heat Pump with Remote Outdoor Unit-Air-Source) | (C,H,T)VH825GKA2* |  |  | EA*4X30L17A*+WALLCON | *80CSU0601716A* | 23400 | 16.5 | 8.1 | 21600 | 16700 | 77.31% | 1.92 | 11 | 10.5 |  |  |  | No | R-410A | 1.95 | Residential & Commercial | Ducted CEE Tier 1
210595694 | Central HP <5.4 tons | KENMORE | HRCU-A-CB (Split System: Heat Pump with Remote Outdoor Unit-Air-Source) | (C,H,T)VH825GKA2* |  |  | EN(A,D)4X48L24**+WALLCON | *97CMN0602120A* | 24000 | 16.5 | 8.1 | 21400 | 16700 | 78.04% | 2 | 0 | 11 |  |  |  | No | R-410A | 2 | Residential & Commercial | Ducted CEE Tier 1
215319169 | Central HP <5.4 tons | LPS Legacy | HRCU-A-CB (Split System: Heat Pump with Remote Outdoor Unit-Air-Source) | D5CUHAH24AAK |  |  | D5FUHAH24XAK |  | 24000 | 18.7 | 10 | 24000 | 20600 | 85.83% | 2.14 | 0 | 12 |  |  |  | No | R-454B | 2 | Residential & Commercial | Ducted CEE Tier 1
215932440 | Central HP <5.4 tons | DAY & NIGHT | HRCU-A-CB (Split System: Heat Pump with Remote Outdoor Unit-Air-Source) | C5H3V36*K*AAA* |  |  | EA*5X48M21A*+WALLCON | *80CTL0902120B* | 33400 | 20 | 9.5 | 34600 | 26400 | 76.3% | 2.04 | 0 | 11.7 |  |  |  | No | R-454B | 2.7833 | Residential & Commercial | Ducted CEE Tier 1
213076654 | Central HP <5.4 tons | ARCOAIRE | HRCU-A-CB (Split System: Heat Pump with Remote Outdoor Unit-Air-Source) | DLCURAH36ABK |  |  | EA*4X42L21A* | *80VTL0902120B* | 35200 | 16 | 8.1 | 38500 | 35000 | 90.91% | 1.88 | 0 | 10 |  |  |  | No | R-410A | 2.9333 | Residential & Commercial | Ducted CEE Tier 1
213077440 | Central HP <5.4 tons | ARCOAIRE | HRCU-A-CB (Split System: Heat Pump with Remote Outdoor Unit-Air-Source) | DLCURAH36ABK |  |  | END4X42L17** | *96VTN0801716B* | 35800 | 15.5 | 8.1 | 39000 | 35200 | 90.26% | 1.96 | 0 | 10 |  |  |  | No | R-410A | 2.9833 | Residential & Commercial | Ducted CEE Tier 1
214280298 | Central HP <5.4 tons | ARCOAIRE | HRCU-A-CB (Split System: Heat Pump with Remote Outdoor Unit-Air-Source) | DLCURAH36ABK |  |  | EA*4X43L21A* | *96MSN0601716A* | 36000 | 15.5 | 8.5 | 38000 | 34800 | 91.58% | 2.06 | 0 | 10 |  |  |  | No | R-410A | 3 | Residential & Commercial | Ducted CEE Tier 1
210693114 | Central HP <5.4 tons | FRANKLIN | HRCU-A-CB (Split System: Heat Pump with Remote Outdoor Unit-Air-Source) | ASZV903610A* |  |  | CA*F3137*6A*+TXV | G*VC960803BNB* | 33600 | 18.5 | 8.2 | 34000 | 24400 | 71.76% | 1.8 | 0 | 11.5 |  |  |  | No | R-410A | 2.8 | Residential & Commercial | Ducted CEE Tier 1
210693184 | Central HP <5.4 tons | FRANKLIN | HRCU-A-CB (Split System: Heat Pump with Remote Outdoor Unit-Air-Source) | ASZV903610A* |  |  | CSCF3642N6D*+TXV | G*VS960603BUA* | 33800 | 18.5 | 8.2 | 34000 | 24400 | 71.76% | 1.8 | 0 | 11.5 |  |  |  | No | R-410A | 2.8167 | Residential & Commercial | Ducted CEE Tier 1
213080259 | Central HP <5.4 tons | ARCOAIRE | HRCU-A-CB (Split System: Heat Pump with Remote Outdoor Unit-Air-Source) | DLCURAH36ABK |  |  | EN(A,D)4X48L24** | *96MSN0802120A* | 36200 | 16 | 8.1 | 38500 | 35000 | 90.91% | 2.02 | 0 | 10 |  |  |  | No | R-410A | 3.0167 | Residential & Commercial | Ducted CEE Tier 1
210692907 | Central HP <5.4 tons | FRANKLIN | HRCU-A-CB (Split System: Heat Pump with Remote Outdoor Unit-Air-Source) | GSZV903610A* |  |  | CA*F3137*6A*+TXV | G*VC960403BNB* | 33600 | 18 | 8.2 | 34000 | 24400 | 71.76% | 1.8 | 0 | 11.5 |  |  |  | No | R-410A | 2.8 | Residential & Commercial | Ducted CEE Tier 1
210692941 | Central HP <5.4 tons | FRANKLIN | HRCU-A-CB (Split System: Heat Pump with Remote Outdoor Unit-Air-Source) | GSZV903610A* |  |  | CHPF3642C6C*+TXV | G*VC960403BNB* | 33400 | 18 | 8.2 | 34000 | 24400 | 71.76% | 1.8 | 0 | 11 |  |  |  | No | R-410A | 2.7833 | Residential & Commercial | Ducted CEE Tier 1
210692916 | Central HP <5.4 tons | FRANKLIN | HRCU-A-CB (Split System: Heat Pump with Remote Outdoor Unit-Air-Source) | GSZV903610A* |  |  | CA*F3743*6D*+TXV | G*VC800804C*A* | 33600 | 19 | 8.2 | 34000 | 24400 | 71.76% | 1.8 | 0 | 12 |  |  |  | No | R-410A | 2.8 | Residential & Commercial | Ducted CEE Tier 1
210692932 | Central HP <5.4 tons | FRANKLIN | HRCU-A-CB (Split System: Heat Pump with Remote Outdoor Unit-Air-Source) | GSZV903610A* |  |  | CA*F3743*6D*+TXV | G*VM971205DNB* | 33600 | 19 | 8.2 | 34000 | 24400 | 71.76% | 1.8 | 0 | 12 |  |  |  | No | R-410A | 2.8 | Residential & Commercial | Ducted CEE Tier 1
204456380 | Central HP <5.4 tons | KENMORE | HRCU-A-CB (Split System: Heat Pump with Remote Outdoor Unit-Air-Source) | (C,H,T)VH825GKA2* |  |  | EA*4X24L17A*+WALLCON | *80CTL0701716A* | 23200 | 16.5 | 8.1 | 22000 | 16800 | 76.36% | 1.9 | 11 | 10.5 |  |  |  | No | R-410A | 1.9333 | Residential & Commercial | Ducted CEE Tier 1
206133960 | Central HP <5.4 tons | KENMORE | HRCU-A-CB (Split System: Heat Pump with Remote Outdoor Unit-Air-Source) | (C,H,T)VH825GKA2* |  |  | EHD4X30AAL+WALLCON | *95CSU0802120A* | 23800 | 16 | 8.1 | 21800 | 16700 | 76.61% | 1.98 | 11 | 10.5 |  |  |  | No | R-410A | 1.9833 | Residential & Commercial | Ducted CEE Tier 1
204456443 | Central HP <5.4 tons | KENMORE | HRCU-A-CB (Split System: Heat Pump with Remote Outdoor Unit-Air-Source) | (C,H,T)VH825GKA2* |  |  | EA*4X25L17A*+WALLCON | *80CTL0451712A* | 24200 | 16.5 | 8.1 | 21400 | 16800 | 78.5% | 2 | 11 | 11 |  |  |  | No | R-410A | 2.0167 | Residential & Commercial | Ducted CEE Tier 1
210596790 | Central HP <5.4 tons | KEEPRITE | HRCU-A-CB (Split System: Heat Pump with Remote Outdoor Unit-Air-Source) | CVH825GKA2* |  |  | EA*4X43L21A*+WALLCON | *96CTN0801714A* | 24400 | 16.5 | 8.1 | 21200 | 16700 | 78.77% | 2.02 | 0 | 11 |  |  |  | No | R-410A | 2.0333 | Residential & Commercial | Ducted CEE Tier 1
210596865 | Central HP <5.4 tons | KEEPRITE | HRCU-A-CB (Split System: Heat Pump with Remote Outdoor Unit-Air-Source) | CVH825GKA2* |  |  | EA*4X48L24A*+WALLCON | *95CSU1002122A* | 24200 | 17 | 8.1 | 21000 | 16500 | 78.57% | 2.02 | 0 | 11 |  |  |  | No | R-410A | 2.0167 | Residential & Commercial | Ducted CEE Tier 1
210596949 | Central HP <5.4 tons | KEEPRITE | HRCU-A-CB (Split System: Heat Pump with Remote Outdoor Unit-Air-Source) | CVH825GKA2* |  |  | EHD4X48AAL+WALLCON | *80CSU1002120A* | 24200 | 16 | 8.1 | 21200 | 16600 | 78.3% | 2 | 0 | 10.5 |  |  |  | No | R-410A | 2.0167 | Residential & Commercial | Ducted CEE Tier 1
204456768 | Central HP <5.4 tons | KENMORE | HRCU-A-CB (Split System: Heat Pump with Remote Outdoor Unit-Air-Source) | (C,H,T)VH825GKA2* |  |  | EA*4X36L21A*+WALLCON | *97CMN1002122A* | 23600 | 16.5 | 8.1 | 21400 | 16600 | 77.57% | 1.94 | 11 | 11 |  |  |  | No | R-410A | 1.9667 | Residential & Commercial | Ducted CEE Tier 1
204456434 | Central HP <5.4 tons | KENMORE | HRCU-A-CB (Split System: Heat Pump with Remote Outdoor Unit-Air-Source) | (C,H,T)VH825GKA2* |  |  | EA*4X24L17A*+WALLCON | *80CTL0901716A* | 23400 | 17 | 8.1 | 21800 | 16700 | 76.61% | 1.9 | 11.5 | 11 |  |  |  | No | R-410A | 1.95 | Residential & Commercial | Ducted CEE Tier 1
206133412 | Central HP <5.4 tons | KENMORE | HRCU-A-CB (Split System: Heat Pump with Remote Outdoor Unit-Air-Source) | (C,H,T)VH825GKA2* |  |  | EA*4X36L21A*+WALLCON | *80CSU1002120A* | 23600 | 16.5 | 8.1 | 21400 | 16700 | 78.04% | 1.94 | 11.5 | 10.5 |  |  |  | No | R-410A | 1.9667 | Residential & Commercial | Ducted CEE Tier 1
206133744 | Central HP <5.4 tons | KENMORE | HRCU-A-CB (Split System: Heat Pump with Remote Outdoor Unit-Air-Source) | (C,H,T)VH825GKA2* |  |  | EA*4X25L17A*+WALLCON | *95CSU0601716A* | 24200 | 16.5 | 8.1 | 21400 | 16700 | 78.04% | 2 | 11 | 10.5 |  |  |  | No | R-410A | 2.0167 | Residential & Commercial | Ducted CEE Tier 1
204456596 | Central HP <5.4 tons | KENMORE | HRCU-A-CB (Split System: Heat Pump with Remote Outdoor Unit-Air-Source) | (C,H,T)VH825GKA2* |  |  | EA*4X36L17A*+WALLCON | *80CTL0451712A* | 23400 | 16 | 8.1 | 21600 | 16800 | 77.78% | 1.92 | 11 | 10.5 |  |  |  | No | R-410A | 1.95 | Residential & Commercial | Ducted CEE Tier 1
204456605 | Central HP <5.4 tons | KENMORE | HRCU-A-CB (Split System: Heat Pump with Remote Outdoor Unit-Air-Source) | (C,H,T)VH825GKA2* |  |  | EA*4X36L17A*+WALLCON | *80CTL0701716A* | 23600 | 16.5 | 8.1 | 21400 | 16700 | 78.04% | 1.94 | 11.5 | 11 |  |  |  | No | R-410A | 1.9667 | Residential & Commercial | Ducted CEE Tier 1
204456371 | Central HP <5.4 tons | KENMORE | HRCU-A-CB (Split System: Heat Pump with Remote Outdoor Unit-Air-Source) | (C,H,T)VH825GKA2* |  |  | EA*4X24L17A*+WALLCON | *80CTL0451712A* | 23200 | 16 | 8.1 | 22000 | 16900 | 76.82% | 1.88 | 11 | 10.5 |  |  |  | No | R-410A | 1.9333 | Residential & Commercial | Ducted CEE Tier 1
204456362 | Central HP <5.4 tons | KENMORE | HRCU-A-CB (Split System: Heat Pump with Remote Outdoor Unit-Air-Source) | (C,H,T)VH825GKA2* |  |  | EA*4X24L14A*+WALLCON | *80CTL0701412A* | 23400 | 17 | 8.1 | 22000 | 16800 | 76.36% | 1.9 | 11 | 10.5 |  |  |  | No | R-410A | 1.95 | Residential & Commercial | Ducted CEE Tier 1
215667713 | Central HP <5.4 tons | KEEPRITE | HRCU-A-CB (Split System: Heat Pump with Remote Outdoor Unit-Air-Source) | C5H0V24*K*AAA* |  |  | EA*5X36M17A*+WALLCON | *96CTN0601714B* | 23000 | 17 | 9 | 23800 | 16700 | 70.17% | 1.96 | 0 | 10 |  |  |  | No | R-454B | 1.9167 | Residential & Commercial | Ducted CEE Tier 1
215667881 | Central HP <5.4 tons | KEEPRITE | HRCU-A-CB (Split System: Heat Pump with Remote Outdoor Unit-Air-Source) | C5H0V24*K*AAA* |  |  | EA*5X37M21A*+WALLCON | *95CSU1002122B* | 24000 | 17 | 9 | 23200 | 16300 | 70.26% | 2.02 | 0 | 10.5 |  |  |  | No | R-454B | 2 | Residential & Commercial | Ducted CEE Tier 1
206771151 | Central HP <5.4 tons | KEEPRITE | HRCU-A-CB (Split System: Heat Pump with Remote Outdoor Unit-Air-Source) | CVH837GKA2* |  |  | EA*4X36L21A*+WALLCON | *80CTL0901716A* | 31600 | 17.5 | 8.1 | 33000 | 24200 | 73.33% | 1.86 | 11.5 | 11.5 |  |  |  | No | R-410A | 2.6333 | Residential & Commercial | Ducted CEE Tier 1
206771169 | Central HP <5.4 tons | KEEPRITE | HRCU-A-CB (Split System: Heat Pump with Remote Outdoor Unit-Air-Source) | CVH837GKA2* |  |  | EA*4X36L21A*+WALLCON | *97CMN0602120A* | 31400 | 17 | 8.1 | 33600 | 24600 | 73.21% | 1.84 | 11 | 11 |  |  |  | No | R-410A | 2.6167 | Residential & Commercial | Ducted CEE Tier 1
210693150 | Central HP <5.4 tons | FRANKLIN | HRCU-A-CB (Split System: Heat Pump with Remote Outdoor Unit-Air-Source) | ASZV903610A* |  |  | CHPF3642C6C*+TXV | G*VS960805CUA* | 33400 | 18 | 8.2 | 34000 | 24400 | 71.76% | 1.8 | 0 | 11 |  |  |  | No | R-410A | 2.7833 | Residential & Commercial | Ducted CEE Tier 1
210693165 | Central HP <5.4 tons | FRANKLIN | HRCU-A-CB (Split System: Heat Pump with Remote Outdoor Unit-Air-Source) | ASZV903610A* |  |  | CHPF3743C6B*+TXV | G*VS960603BUA* | 33400 | 18 | 8.2 | 34000 | 24400 | 71.76% | 1.8 | 0 | 11 |  |  |  | No | R-410A | 2.7833 | Residential & Commercial | Ducted CEE Tier 1
210693181 | Central HP <5.4 tons | FRANKLIN | HRCU-A-CB (Split System: Heat Pump with Remote Outdoor Unit-Air-Source) | ASZV903610A* |  |  | CSCF3642N6D*+TXV | G*VC800805C*A* | 33800 | 18.5 | 8.2 | 34000 | 24400 | 71.76% | 1.8 | 0 | 11.5 |  |  |  | No | R-410A | 2.8167 | Residential & Commercial | Ducted CEE Tier 1
210693147 | Central HP <5.4 tons | FRANKLIN | HRCU-A-CB (Split System: Heat Pump with Remote Outdoor Unit-Air-Source) | ASZV903610A* |  |  | CHPF3642C6C*+TXV | G*VC960603BNB* | 33400 | 18 | 8.2 | 34000 | 24400 | 71.76% | 1.8 | 0 | 11 |  |  |  | No | R-410A | 2.7833 | Residential & Commercial | Ducted CEE Tier 1
210693127 | Central HP <5.4 tons | FRANKLIN | HRCU-A-CB (Split System: Heat Pump with Remote Outdoor Unit-Air-Source) | ASZV903610A* |  |  | CA*F3743*6D*+TXV | G*VC960803BNB* | 33600 | 18.5 | 8.2 | 34000 | 24400 | 71.76% | 1.8 | 0 | 11.5 |  |  |  | No | R-410A | 2.8 | Residential & Commercial | Ducted CEE Tier 1
215936651 | Central HP <5.4 tons | KEEPRITE | HRCU-A-CB (Split System: Heat Pump with Remote Outdoor Unit-Air-Source) | C5H3V36*K*AAA* |  |  | EVD5X60M21A*+WALLCON | *95CSU0601716B* | 35400 | 21.5 | 8.5 | 38500 | 29000 | 75.32% | 2.02 | 0 | 12 |  |  |  | No | R-454B | 2.95 | Residential & Commercial | Ducted CEE Tier 1
215935801 | Central HP <5.4 tons | KEEPRITE | HRCU-A-CB (Split System: Heat Pump with Remote Outdoor Unit-Air-Source) | C5H3V36*K*AAA* |  |  | EVD5X37M21A*+WALLCON | *96CTN0601714B* | 34600 | 20.5 | 8.5 | 38000 | 27600 | 72.63% | 2.06 | 0 | 11.5 |  |  |  | No | R-454B | 2.8833 | Residential & Commercial | Ducted CEE Tier 1
215936001 | Central HP <5.4 tons | KEEPRITE | HRCU-A-CB (Split System: Heat Pump with Remote Outdoor Unit-Air-Source) | C5H3V36*K*AAA* |  |  | EVD5X42M21A*+WALLCON | *80CTL0702120B* | 34400 | 21 | 8.5 | 38500 | 28200 | 73.25% | 2.04 | 0 | 11.7 |  |  |  | No | R-454B | 2.8667 | Residential & Commercial | Ducted CEE Tier 1
215936101 | Central HP <5.4 tons | KEEPRITE | HRCU-A-CB (Split System: Heat Pump with Remote Outdoor Unit-Air-Source) | C5H3V36*K*AAA* |  |  | EVD5X42M21A*+WALLCON | *97CMN0802120B* | 34400 | 20.5 | 8.5 | 38500 | 28200 | 73.25% | 2.04 | 0 | 11.7 |  |  |  | No | R-454B | 2.8667 | Residential & Commercial | Ducted CEE Tier 1
215932061 | Central HP <5.4 tons | KEEPRITE | HRCU-A-CB (Split System: Heat Pump with Remote Outdoor Unit-Air-Source) | C5H3V36*K*AAA* |  |  | EA*5X36M17A*+WALLCON | *80CTL0451712B* | 32000 | 19 | 9 | 36000 | 27800 | 77.22% | 1.88 | 0 | 10 |  |  |  | No | R-454B | 2.6667 | Residential & Commercial | Ducted CEE Tier 1
206903535 | Central HP <5.4 tons | HISENSE | HRCU-A-CB (Split System: Heat Pump with Remote Outdoor Unit-Air-Source) | AUWR-36U3SA2 |  |  | AUH-36UX3SDH2 |  | 34000 | 18 | 9.5 | 35000 | 26000 | 74.29% | 2.05 | 9.55 | 10.1 |  |  |  | No | R-410A | 2.8333 | Residential & Commercial | Ducted CEE Tier 1
210693136 | Central HP <5.4 tons | FRANKLIN | HRCU-A-CB (Split System: Heat Pump with Remote Outdoor Unit-Air-Source) | ASZV903610A* |  |  | CA*F3743*6D*+TXV | G*VM971205DNB* | 33600 | 19 | 8.2 | 34000 | 24400 | 71.76% | 1.8 | 0 | 12 |  |  |  | No | R-410A | 2.8 | Residential & Commercial | Ducted CEE Tier 1
212985518 | Central HP <5.4 tons | ARCOAIRE | HRCU-A-CB (Split System: Heat Pump with Remote Outdoor Unit-Air-Source) | DLCURAH36ABK |  |  | EA*4X48L24A* | *92MSN1002122A* | 36000 | 16.5 | 8.5 | 37800 | 34600 | 91.53% | 2.04 | 0 | 10 |  |  |  | No | R-410A | 3 | Residential & Commercial | Ducted CEE Tier 1
213078379 | Central HP <5.4 tons | ARCOAIRE | HRCU-A-CB (Split System: Heat Pump with Remote Outdoor Unit-Air-Source) | DLCURAH36ABK |  |  | EN(A,D,W)4X48L21** | *80MS(N,L)0901714A* | 36000 | 16.5 | 8.1 | 38500 | 35000 | 90.91% | 2 | 0 | 10.5 |  |  |  | No | R-410A | 3 | Residential & Commercial | Ducted CEE Tier 1
213079145 | Central HP <5.4 tons | ARCOAIRE | HRCU-A-CB (Split System: Heat Pump with Remote Outdoor Unit-Air-Source) | DLCURAH36ABK |  |  | EA*4X48L21A* | *80MSU0601716A* | 35600 | 16.5 | 8.5 | 37800 | 34600 | 91.53% | 2.06 | 0 | 10 |  |  |  | No | R-410A | 2.9667 | Residential & Commercial | Ducted CEE Tier 1
213078780 | Central HP <5.4 tons | ARCOAIRE | HRCU-A-CB (Split System: Heat Pump with Remote Outdoor Unit-Air-Source) | DLCURAH36ABK |  |  | EN(A,D)4X48L24** | *80MS(N,L)1352420A* | 36000 | 16.5 | 8.1 | 38500 | 35000 | 90.91% | 2 | 0 | 10.5 |  |  |  | No | R-410A | 3 | Residential & Commercial | Ducted CEE Tier 1
213078845 | Central HP <5.4 tons | ARCOAIRE | HRCU-A-CB (Split System: Heat Pump with Remote Outdoor Unit-Air-Source) | DLCURAH36ABK |  |  | EA*4X37L17A* | *80MSU1002120A* | 36000 | 15.5 | 8.5 | 38500 | 35000 | 90.91% | 2 | 0 | 10 |  |  |  | No | R-410A | 3 | Residential & Commercial | Ducted CEE Tier 1
204300247 | Central HP <5.4 tons | KENMORE | HRCU-A-CB (Split System: Heat Pump with Remote Outdoor Unit-Air-Source) | (C,H,T)VH837GKA** |  |  | EHD4X42AAL+WALLCON | *80CTL0701716A* | 32400 | 16.5 | 8.1 | 33200 | 25000 | 75.3% | 1.94 | 11.5 | 11 |  |  |  | No | R-410A | 2.7 | Residential & Commercial | Ducted CEE Tier 1
204299843 | Central HP <5.4 tons | KENMORE | HRCU-A-CB (Split System: Heat Pump with Remote Outdoor Unit-Air-Source) | (C,H,T)VH837GKA** |  |  | EN(A,D,W)4X48L21**+WALLCON | *80CTL0901716A* | 32400 | 18 | 8.1 | 32800 | 24800 | 75.61% | 1.98 | 12.5 | 11.7 |  |  |  | No | R-410A | 2.7 | Residential & Commercial | Ducted CEE Tier 1
210595805 | Central HP <5.4 tons | KENMORE | HRCU-A-CB (Split System: Heat Pump with Remote Outdoor Unit-Air-Source) | (C,H,T)VH837GKA** |  |  | EA*4X36L21A*+WALLCON | *95CSU0802120A* | 31600 | 17 | 8.1 | 33200 | 24200 | 72.89% | 1.86 | 0 | 11 |  |  |  | No | R-410A | 2.6333 | Residential & Commercial | Ducted CEE Tier 1
210595807 | Central HP <5.4 tons | KENMORE | HRCU-A-CB (Split System: Heat Pump with Remote Outdoor Unit-Air-Source) | (C,H,T)VH837GKA** |  |  | EA*4X42L21A*+WALLCON | *80CSU0401712A* | 31800 | 17 | 8.1 | 33200 | 24400 | 73.49% | 1.88 | 0 | 11 |  |  |  | No | R-410A | 2.65 | Residential & Commercial | Ducted CEE Tier 1
206135800 | Central HP <5.4 tons | KENMORE | HRCU-A-CB (Split System: Heat Pump with Remote Outdoor Unit-Air-Source) | (C,H,T)VH837GKA** |  |  | EA*4X48L21A*+WALLCON | *80CSU1002120A* | 32200 | 17 | 8.1 | 32600 | 25000 | 76.69% | 1.96 | 11.5 | 11 |  |  |  | No | R-410A | 2.6833 | Residential & Commercial | Ducted CEE Tier 1
205751095 | Central HP <5.4 tons | KENMORE | HRCU-A-CB (Split System: Heat Pump with Remote Outdoor Unit-Air-Source) | (C,H,T)VH837GKA** |  |  | EA*4X37L21A*+WALLCON | *80CTL0901716A* | 33000 | 18 | 8.5 | 32800 | 25000 | 76.22% | 2 | 12 | 11.7 |  |  |  | No | R-410A | 2.75 | Residential & Commercial | Ducted CEE Tier 1
206998297 | Central HP <5.4 tons | KENMORE | HRCU-A-CB (Split System: Heat Pump with Remote Outdoor Unit-Air-Source) | (C,H,T)VH825GKA3* |  |  | EA*4X24L17A*+WALLCON | *97CMN0801714A* | 23200 | 16 | 8.1 | 22000 | 16900 | 76.82% | 1.88 | 11 | 10.5 |  |  |  | No | R-410A | 1.9333 | Residential & Commercial | Ducted CEE Tier 1
206998300 | Central HP <5.4 tons | KENMORE | HRCU-A-CB (Split System: Heat Pump with Remote Outdoor Unit-Air-Source) | (C,H,T)VH825GKA3* |  |  | EA*4X25L17A*+WALLCON | *80CTL0451712A* | 24200 | 16.5 | 8.1 | 21400 | 16800 | 78.5% | 2 | 11 | 11 |  |  |  | No | R-410A | 2.0167 | Residential & Commercial | Ducted CEE Tier 1
204300377 | Central HP <5.4 tons | KENMORE | HRCU-A-CB (Split System: Heat Pump with Remote Outdoor Unit-Air-Source) | (C,H,T)VH837GKA** |  |  | EHD4X42AAL+WALLCON | *96CTN1002122A* | 32600 | 16.5 | 8.1 | 33000 | 24800 | 75.15% | 1.96 | 12 | 11 |  |  |  | No | R-410A | 2.7167 | Residential & Commercial | Ducted CEE Tier 1
204299123 | Central HP <5.4 tons | KENMORE | HRCU-A-CB (Split System: Heat Pump with Remote Outdoor Unit-Air-Source) | (C,H,T)VH837GKA** |  |  | EA*4X42L24A*+WALLCON | *97CMN1202422A* | 31800 | 17 | 8.1 | 33200 | 24400 | 73.49% | 1.88 | 11.5 | 11 |  |  |  | No | R-410A | 2.65 | Residential & Commercial | Ducted CEE Tier 1
215938401 | Central HP <5.4 tons | KEEPRITE | HRCU-A-CB (Split System: Heat Pump with Remote Outdoor Unit-Air-Source) | C5H3V48*K*AAA* |  |  | EVD5X60M24A*+WALLCON | *96CTN1202422B* | 45500 | 20.5 | 8.1 | 52500 | 38000 | 72.38% | 1.95 | 0 | 11.5 |  |  |  | No | R-454B | 3.7917 | Residential & Commercial | Ducted CEE Tier 1
206135930 | Central HP <5.4 tons | KENMORE | HRCU-A-CB (Split System: Heat Pump with Remote Outdoor Unit-Air-Source) | (C,H,T)VH837GKA** |  |  | EN(A,D,W)4X48L21**+WALLCON | *80CSU1002120A* | 32400 | 17 | 8.1 | 33000 | 24800 | 75.15% | 1.94 | 12.2 | 11.5 |  |  |  | No | R-410A | 2.7 | Residential & Commercial | Ducted CEE Tier 1
206997883 | Central HP <5.4 tons | KENMORE | HRCU-A-CB (Split System: Heat Pump with Remote Outdoor Unit-Air-Source) | (C,H,T)VH837GKA2* |  |  | EN(A,D,W)4X48L21**+WALLCON | *80CSU1002120A* | 32400 | 17 | 8.1 | 33000 | 24800 | 75.15% | 1.94 | 12.2 | 11.5 |  |  |  | No | R-410A | 2.7 | Residential & Commercial | Ducted CEE Tier 1
206997928 | Central HP <5.4 tons | KENMORE | HRCU-A-CB (Split System: Heat Pump with Remote Outdoor Unit-Air-Source) | (C,H,T)VH837GKA2* |  |  | EHD4X48AAL+WALLCON | *95CSU1002122A* | 32600 | 17 | 8.1 | 32800 | 24800 | 75.61% | 1.98 | 11.5 | 11 |  |  |  | No | R-410A | 2.7167 | Residential & Commercial | Ducted CEE Tier 1
206997667 | Central HP <5.4 tons | KENMORE | HRCU-A-CB (Split System: Heat Pump with Remote Outdoor Unit-Air-Source) | (C,H,T)VH837GKA2* |  |  | EA*4X37L21A*+WALLCON | *96CTN1002122A* | 33000 | 17.5 | 8.5 | 33000 | 25200 | 76.36% | 2 | 12 | 11.7 |  |  |  | No | R-410A | 2.75 | Residential & Commercial | Ducted CEE Tier 1
206997685 | Central HP <5.4 tons | KENMORE | HRCU-A-CB (Split System: Heat Pump with Remote Outdoor Unit-Air-Source) | (C,H,T)VH837GKA2* |  |  | EA*4X42L21A*+WALLCON | *97CMN0602120A* | 31600 | 17 | 8.1 | 33400 | 24800 | 74.25% | 1.86 | 11 | 11 |  |  |  | No | R-410A | 2.6333 | Residential & Commercial | Ducted CEE Tier 1
206997694 | Central HP <5.4 tons | KENMORE | HRCU-A-CB (Split System: Heat Pump with Remote Outdoor Unit-Air-Source) | (C,H,T)VH837GKA2* |  |  | EA*4X42L24A*+WALLCON | *96CTN1002122A* | 31800 | 17.5 | 8.1 | 33000 | 24400 | 73.94% | 1.9 | 12 | 11.5 |  |  |  | No | R-410A | 2.65 | Residential & Commercial | Ducted CEE Tier 1
206997708 | Central HP <5.4 tons | KENMORE | HRCU-A-CB (Split System: Heat Pump with Remote Outdoor Unit-Air-Source) | (C,H,T)VH837GKA2* |  |  | EA*4X43L21A*+WALLCON | *96CTN1002122A* | 33000 | 17.5 | 8.5 | 33000 | 25200 | 76.36% | 2 | 12 | 11.7 |  |  |  | No | R-410A | 2.75 | Residential & Commercial | Ducted CEE Tier 1
206997717 | Central HP <5.4 tons | KENMORE | HRCU-A-CB (Split System: Heat Pump with Remote Outdoor Unit-Air-Source) | (C,H,T)VH837GKA2* |  |  | EA*4X48L21A*+WALLCON | *96CTN0801714A* | 32200 | 17 | 8.1 | 32800 | 25200 | 76.83% | 1.96 | 11.5 | 11 |  |  |  | No | R-410A | 2.6833 | Residential & Commercial | Ducted CEE Tier 1
204300267 | Central HP <5.4 tons | KENMORE | HRCU-A-CB (Split System: Heat Pump with Remote Outdoor Unit-Air-Source) | (C,H,T)VH837GKA** |  |  | EHD4X42AAL+WALLCON | *80CTL0902120A* | 32400 | 16.5 | 8.1 | 33200 | 24800 | 74.7% | 1.96 | 12 | 11 |  |  |  | No | R-410A | 2.7 | Residential & Commercial | Ducted CEE Tier 1
206998292 | Central HP <5.4 tons | KENMORE | HRCU-A-CB (Split System: Heat Pump with Remote Outdoor Unit-Air-Source) | (C,H,T)VH825GKA3* |  |  | EA*4X24L17A*+WALLCON | *80CTL0451712A* | 23200 | 16 | 8.1 | 22000 | 16900 | 76.82% | 1.88 | 11 | 10.5 |  |  |  | No | R-410A | 1.9333 | Residential & Commercial | Ducted CEE Tier 1
206998303 | Central HP <5.4 tons | KENMORE | HRCU-A-CB (Split System: Heat Pump with Remote Outdoor Unit-Air-Source) | (C,H,T)VH825GKA3* |  |  | EA*4X25L17A*+WALLCON | *96CTN0801714A* | 24200 | 16.5 | 8.1 | 21400 | 16700 | 78.04% | 2 | 11 | 11 |  |  |  | No | R-410A | 2.0167 | Residential & Commercial | Ducted CEE Tier 1
212984197 | Central HP <5.4 tons | ARCOAIRE | HRCU-A-CB (Split System: Heat Pump with Remote Outdoor Unit-Air-Source) | DLCURAH18ABK |  |  | EA*4X30L17A* | *92MSN0601714A* | 17700 | 16.5 | 8.5 | 18300 | 18700 | 102.2% | 2.24 | 0 | 10.5 |  |  |  | No | R-410A | 1.475 | Residential & Commercial | Ducted CEE Tier 1
212987559 | Central HP <5.4 tons | ARCOAIRE | HRCU-A-CB (Split System: Heat Pump with Remote Outdoor Unit-Air-Source) | DLCURAH18ABK |  |  | EN(A,D)4X30L17** | *96MSN0801716A* | 17400 | 16 | 8.1 | 17900 | 18600 | 103.9% | 2.24 | 0 | 11 |  |  |  | No | R-410A | 1.45 | Residential & Commercial | Ducted CEE Tier 1
212986991 | Central HP <5.4 tons | ARCOAIRE | HRCU-A-CB (Split System: Heat Pump with Remote Outdoor Unit-Air-Source) | DLCURAH18ABK |  |  | EA*4X24L14A* | *96MSN0601412A* | 17300 | 16 | 8.5 | 18200 | 19400 | 106.6% | 2.34 | 0 | 10.5 |  |  |  | No | R-410A | 1.4417 | Residential & Commercial | Ducted CEE Tier 1
212988809 | Central HP <5.4 tons | ARCOAIRE | HRCU-A-CB (Split System: Heat Pump with Remote Outdoor Unit-Air-Source) | DLCURAH18ABK |  |  | EA*4X30L17A* | *95MSU0401712A* | 17400 | 16 | 8.5 | 18000 | 18800 | 104.4% | 2.26 | 0 | 10.5 |  |  |  | No | R-410A | 1.45 | Residential & Commercial | Ducted CEE Tier 1
212984749 | Central HP <5.4 tons | ARCOAIRE | HRCU-A-CB (Split System: Heat Pump with Remote Outdoor Unit-Air-Source) | DLCURAH18ABK |  |  | EN(A,D)4X24L17** | *92MSN0801716A* | 17700 | 16.5 | 8.5 | 18700 | 19100 | 102.1% | 2.3 | 0 | 11 |  |  |  | No | R-410A | 1.475 | Residential & Commercial | Ducted CEE Tier 1
212986671 | Central HP <5.4 tons | ARCOAIRE | HRCU-A-CB (Split System: Heat Pump with Remote Outdoor Unit-Air-Source) | DLCURAH18ABK |  |  | EA*4X24L17A* | *96MSN0401712A* | 17200 | 15.5 | 8.5 | 18300 | 19400 | 106% | 2.32 | 0 | 10 |  |  |  | No | R-410A | 1.4333 | Residential & Commercial | Ducted CEE Tier 1
206998312 | Central HP <5.4 tons | KENMORE | HRCU-A-CB (Split System: Heat Pump with Remote Outdoor Unit-Air-Source) | (C,H,T)VH825GKA3* |  |  | EA*4X30L17A*+WALLCON | *96CTN0801714A* | 23400 | 16.5 | 8.1 | 21600 | 16800 | 77.78% | 1.9 | 11 | 10.5 |  |  |  | No | R-410A | 1.95 | Residential & Commercial | Ducted CEE Tier 1
206998526 | Central HP <5.4 tons | KENMORE | HRCU-A-CB (Split System: Heat Pump with Remote Outdoor Unit-Air-Source) | (C,H,T)VH825GKA3* |  |  | EA*4X36L21A*+WALLCON | *95CSU0802120A* | 23600 | 16.5 | 8.1 | 21400 | 16600 | 77.57% | 1.94 | 11 | 11 |  |  |  | No | R-410A | 1.9667 | Residential & Commercial | Ducted CEE Tier 1
206998528 | Central HP <5.4 tons | KENMORE | HRCU-A-CB (Split System: Heat Pump with Remote Outdoor Unit-Air-Source) | (C,H,T)VH825GKA3* |  |  | EA*4X37L17A*+WALLCON | *95CSU0601716A* | 24200 | 16.5 | 8.1 | 21400 | 16800 | 78.5% | 1.98 | 11 | 10.5 |  |  |  | No | R-410A | 2.0167 | Residential & Commercial | Ducted CEE Tier 1
206136282 | Central HP <5.4 tons | KENMORE | HRCU-A-CB (Split System: Heat Pump with Remote Outdoor Unit-Air-Source) | (C,H,T)VH837GKA** |  |  | EN(A,D,W)4X48L21**+WALLCON | *95CSU0802120A* | 32400 | 17.5 | 8.1 | 32800 | 24800 | 75.61% | 1.96 | 12 | 11.7 |  |  |  | No | R-410A | 2.7 | Residential & Commercial | Ducted CEE Tier 1
204300357 | Central HP <5.4 tons | KENMORE | HRCU-A-CB (Split System: Heat Pump with Remote Outdoor Unit-Air-Source) | (C,H,T)VH837GKA** |  |  | EHD4X42AAL+WALLCON | *97CMN1202422A* | 32400 | 16.5 | 8.1 | 33200 | 25000 | 75.3% | 1.96 | 11.5 | 11 |  |  |  | No | R-410A | 2.7 | Residential & Commercial | Ducted CEE Tier 1
206136338 | Central HP <5.4 tons | KENMORE | HRCU-A-CB (Split System: Heat Pump with Remote Outdoor Unit-Air-Source) | (C,H,T)VH837GKA** |  |  | EHD4X42AAL+WALLCON | *95CSU0802120A* | 32600 | 17 | 8.1 | 33000 | 24800 | 75.15% | 1.96 | 11.5 | 11 |  |  |  | No | R-410A | 2.7167 | Residential & Commercial | Ducted CEE Tier 1
204300607 | Central HP <5.4 tons | KENMORE | HRCU-A-CB (Split System: Heat Pump with Remote Outdoor Unit-Air-Source) | (C,H,T)VH837GKA** |  |  | EHD4X48AAL+WALLCON | *97CMN0602120A* | 32400 | 16.5 | 8.1 | 33200 | 25200 | 75.9% | 1.94 | 11.5 | 11 |  |  |  | No | R-410A | 2.7 | Residential & Commercial | Ducted CEE Tier 1
204299453 | Central HP <5.4 tons | KENMORE | HRCU-A-CB (Split System: Heat Pump with Remote Outdoor Unit-Air-Source) | (C,H,T)VH837GKA** |  |  | EA*4X48L24A*+WALLCON | *97CMN0602120A* | 32200 | 17 | 8.1 | 32800 | 25200 | 76.83% | 1.96 | 11.5 | 11 |  |  |  | No | R-410A | 2.6833 | Residential & Commercial | Ducted CEE Tier 1
204299953 | Central HP <5.4 tons | KENMORE | HRCU-A-CB (Split System: Heat Pump with Remote Outdoor Unit-Air-Source) | (C,H,T)VH837GKA** |  |  | EN(A,D)4X48L24**+WALLCON | *96CTN1002122A* | 32400 | 17.5 | 8.1 | 33000 | 24800 | 75.15% | 1.96 | 12 | 11.7 |  |  |  | No | R-410A | 2.7 | Residential & Commercial | Ducted CEE Tier 1
206998313 | Central HP <5.4 tons | KENMORE | HRCU-A-CB (Split System: Heat Pump with Remote Outdoor Unit-Air-Source) | (C,H,T)VH825GKA3* |  |  | EA*4X30L17A*+WALLCON | *97CMN0601714A* | 23200 | 16 | 8.1 | 21600 | 16900 | 78.24% | 1.9 | 11 | 10.5 |  |  |  | No | R-410A | 1.9333 | Residential & Commercial | Ducted CEE Tier 1
206998347 | Central HP <5.4 tons | KENMORE | HRCU-A-CB (Split System: Heat Pump with Remote Outdoor Unit-Air-Source) | (C,H,T)VH825GKA3* |  |  | EA*4X37L17A*+WALLCON | *80CTL0901716A* | 24200 | 17 | 8.1 | 21400 | 16600 | 77.57% | 2.02 | 11 | 11 |  |  |  | No | R-410A | 2.0167 | Residential & Commercial | Ducted CEE Tier 1
206998483 | Central HP <5.4 tons | KENMORE | HRCU-A-CB (Split System: Heat Pump with Remote Outdoor Unit-Air-Source) | (C,H,T)VH825GKA3* |  |  | EA*4X36L17A*+WALLCON | *80CSU0401712A* | 23600 | 16.5 | 8.1 | 21400 | 16600 | 77.57% | 1.94 | 11 | 10.5 |  |  |  | No | R-410A | 1.9667 | Residential & Commercial | Ducted CEE Tier 1
206136368 | Central HP <5.4 tons | KENMORE | HRCU-A-CB (Split System: Heat Pump with Remote Outdoor Unit-Air-Source) | (C,H,T)VH837GKA** |  |  | EHD4X48AAL+WALLCON | *95CSU1002122A* | 32600 | 17 | 8.1 | 32800 | 24800 | 75.61% | 1.98 | 11.5 | 11 |  |  |  | No | R-410A | 2.7167 | Residential & Commercial | Ducted CEE Tier 1
204298643 | Central HP <5.4 tons | KENMORE | HRCU-A-CB (Split System: Heat Pump with Remote Outdoor Unit-Air-Source) | (C,H,T)VH837GKA** |  |  | EA*4X36L17A*+WALLCON | *80CTL0901716A* | 31600 | 17.5 | 8.1 | 33200 | 24200 | 72.89% | 1.86 | 11 | 11 |  |  |  | No | R-410A | 2.6333 | Residential & Commercial | Ducted CEE Tier 1
215935618 | Central HP <5.4 tons | ARCOAIRE | HRCU-A-CB (Split System: Heat Pump with Remote Outdoor Unit-Air-Source) | H5H3V36*K*AAA* |  |  | EVD5X36M21A*+WALLCON | *80CTL0451712B* | 34000 | 20 | 8.5 | 39500 | 29000 | 73.42% | 2.02 | 0 | 11 |  |  |  | No | R-454B | 2.8333 | Residential & Commercial | Ducted CEE Tier 1
215935638 | Central HP <5.4 tons | ARCOAIRE | HRCU-A-CB (Split System: Heat Pump with Remote Outdoor Unit-Air-Source) | H5H3V36*K*AAA* |  |  | EVD5X36M21A*+WALLCON | *80CTL0702120B* | 34400 | 21 | 8.5 | 38500 | 28200 | 73.25% | 2.04 | 0 | 11.7 |  |  |  | No | R-454B | 2.8667 | Residential & Commercial | Ducted CEE Tier 1
215935518 | Central HP <5.4 tons | ARCOAIRE | HRCU-A-CB (Split System: Heat Pump with Remote Outdoor Unit-Air-Source) | H5H3V36*K*AAA* |  |  | EVD5X25M17A*+WALLCON | *96CTN0601714B* | 34000 | 20 | 8.1 | 38000 | 27200 | 71.58% | 2 | 0 | 11 |  |  |  | No | R-454B | 2.8333 | Residential & Commercial | Ducted CEE Tier 1
215935668 | Central HP <5.4 tons | ARCOAIRE | HRCU-A-CB (Split System: Heat Pump with Remote Outdoor Unit-Air-Source) | H5H3V36*K*AAA* |  |  | EVD5X36M21A*+WALLCON | *80CTL1102120B* | 34400 | 21 | 8.5 | 38500 | 28000 | 72.73% | 2.04 | 0 | 12 |  |  |  | No | R-454B | 2.8667 | Residential & Commercial | Ducted CEE Tier 1
215935388 | Central HP <5.4 tons | ARCOAIRE | HRCU-A-CB (Split System: Heat Pump with Remote Outdoor Unit-Air-Source) | H5H3V36*K*AAA* |  |  | EVM5X60M24A*+WALLCON | *95CSU1002122B* | 35600 | 22 | 8.5 | 38000 | 28400 | 74.74% | 2.06 | 0 | 12.5 |  |  |  | No | R-454B | 2.9667 | Residential & Commercial | Ducted CEE Tier 1
215935438 | Central HP <5.4 tons | ARCOAIRE | HRCU-A-CB (Split System: Heat Pump with Remote Outdoor Unit-Air-Source) | H5H3V36*K*AAA* |  |  | EVM5X60M24A*+WALLCON | *96CTN1002122B* | 35600 | 22 | 8.5 | 38000 | 28400 | 74.74% | 2.04 | 0 | 12.5 |  |  |  | No | R-454B | 2.9667 | Residential & Commercial | Ducted CEE Tier 1
206133342 | Central HP <5.4 tons | KENMORE | HRCU-A-CB (Split System: Heat Pump with Remote Outdoor Unit-Air-Source) | (C,H,T)VH825GKA2* |  |  | EA*4X30L17A*+WALLCON | *80CSU0401712A* | 23400 | 16.5 | 8.1 | 21600 | 16700 | 77.31% | 1.92 | 11 | 10.5 |  |  |  | No | R-410A | 1.95 | Residential & Commercial | Ducted CEE Tier 1
215937118 | Central HP <5.4 tons | ARCOAIRE | HRCU-A-CB (Split System: Heat Pump with Remote Outdoor Unit-Air-Source) | H5H3V48*K*AAA* |  |  | EVM5X48M21A*+WALLCON | *96CTN1002122B* | 44500 | 20 | 8.1 | 52000 | 38500 | 74.04% | 2 | 0 | 11 |  |  |  | No | R-454B | 3.7083 | Residential & Commercial | Ducted CEE Tier 1
215937538 | Central HP <5.4 tons | ARCOAIRE | HRCU-A-CB (Split System: Heat Pump with Remote Outdoor Unit-Air-Source) | H5H3V48*K*AAA* |  |  | EVM5X60M24A*+WALLCON | *97CMN1002122B* | 45500 | 20.5 | 8.1 | 52500 | 38000 | 72.38% | 1.9 | 0 | 11.5 |  |  |  | No | R-454B | 3.7917 | Residential & Commercial | Ducted CEE Tier 1
204299433 | Central HP <5.4 tons | KENMORE | HRCU-A-CB (Split System: Heat Pump with Remote Outdoor Unit-Air-Source) | (C,H,T)VH837GKA** |  |  | EA*4X48L24A*+WALLCON | *96CTN1002122A* | 32400 | 17.5 | 8.5 | 32600 | 24800 | 76.07% | 2 | 12 | 11.7 |  |  |  | No | R-410A | 2.7 | Residential & Commercial | Ducted CEE Tier 1
204299933 | Central HP <5.4 tons | KENMORE | HRCU-A-CB (Split System: Heat Pump with Remote Outdoor Unit-Air-Source) | (C,H,T)VH837GKA** |  |  | EN(A,D)4X48L24**+WALLCON | *97CMN1202422A* | 32400 | 17.5 | 8.1 | 33000 | 24800 | 75.15% | 1.96 | 12 | 11.5 |  |  |  | No | R-410A | 2.7 | Residential & Commercial | Ducted CEE Tier 1
204299383 | Central HP <5.4 tons | KENMORE | HRCU-A-CB (Split System: Heat Pump with Remote Outdoor Unit-Air-Source) | (C,H,T)VH837GKA** |  |  | EA*4X48L24A*+WALLCON | *96CTN1202422A* | 32400 | 17.5 | 8.5 | 32400 | 24800 | 76.54% | 2 | 12 | 11.7 |  |  |  | No | R-410A | 2.7 | Residential & Commercial | Ducted CEE Tier 1
206135660 | Central HP <5.4 tons | KENMORE | HRCU-A-CB (Split System: Heat Pump with Remote Outdoor Unit-Air-Source) | (C,H,T)VH837GKA** |  |  | EA*4X37L21A*+WALLCON | *80CSU0401712A* | 32800 | 17.5 | 8.5 | 33000 | 25200 | 76.36% | 1.98 | 12 | 11 |  |  |  | No | R-410A | 2.7333 | Residential & Commercial | Ducted CEE Tier 1
215937018 | Central HP <5.4 tons | ARCOAIRE | HRCU-A-CB (Split System: Heat Pump with Remote Outdoor Unit-Air-Source) | H5H3V48*K*AAA* |  |  | EVM5X48M21A*+WALLCON | *80CTL0902120B* | 44500 | 20 | 8.1 | 52000 | 38000 | 73.08% | 1.9 | 0 | 11 |  |  |  | No | R-454B | 3.7083 | Residential & Commercial | Ducted CEE Tier 1
215938308 | Central HP <5.4 tons | ARCOAIRE | HRCU-A-CB (Split System: Heat Pump with Remote Outdoor Unit-Air-Source) | H5H3V48*K*AAA* |  |  | EVD5X60M24A*+WALLCON | *80CTL1102120B* | 45500 | 21 | 8.1 | 52500 | 38000 | 72.38% | 1.95 | 0 | 11.5 |  |  |  | No | R-454B | 3.7917 | Residential & Commercial | Ducted CEE Tier 1
215941481 | Central HP <5.4 tons | KEEPRITE | HRCU-A-CB (Split System: Heat Pump with Remote Outdoor Unit-Air-Source) | C5H3V48*K*AAA* |  |  | EVM5X60M24A*+WALLCON | *97CTN1202422A* | 45500 | 20.5 | 8.1 | 52500 | 38000 | 72.38% | 1.95 | 0 | 11.5 |  |  |  | No | R-454B | 3.7917 | Residential & Commercial | Ducted CEE Tier 1
206135730 | Central HP <5.4 tons | KENMORE | HRCU-A-CB (Split System: Heat Pump with Remote Outdoor Unit-Air-Source) | (C,H,T)VH837GKA** |  |  | EA*4X43L21A*+WALLCON | *80CSU0401712A* | 33000 | 17.5 | 8.5 | 33000 | 25000 | 75.76% | 1.98 | 12 | 11 |  |  |  | No | R-410A | 2.75 | Residential & Commercial | Ducted CEE Tier 1
206136182 | Central HP <5.4 tons | KENMORE | HRCU-A-CB (Split System: Heat Pump with Remote Outdoor Unit-Air-Source) | (C,H,T)VH837GKA** |  |  | EA*4X48L21A*+WALLCON | *95CSU1002122A* | 32400 | 17.5 | 8.5 | 32600 | 24800 | 76.07% | 2 | 12 | 11.5 |  |  |  | No | R-410A | 2.7 | Residential & Commercial | Ducted CEE Tier 1
215942387 | Central HP <5.4 tons | KEEPRITE | HRCU-A-CB (Split System: Heat Pump with Remote Outdoor Unit-Air-Source) | C5H3V36*K*AAA* |  |  | EVM5X49M21A*+WALLCON | *97CMN0601714B* | 35200 | 21 | 8.5 | 37400 | 28000 | 74.87% | 2.06 | 0 | 11.7 |  |  |  | No | R-454B | 2.9333 | Residential & Commercial | Ducted CEE Tier 1
215940901 | Central HP <5.4 tons | KEEPRITE | HRCU-A-CB (Split System: Heat Pump with Remote Outdoor Unit-Air-Source) | C5H3V36*K*AAA* |  |  | EVD5X60M24A*+WALLCON | *97CTN1002122A* | 35600 | 22 | 8.5 | 38000 | 28400 | 74.74% | 2.04 | 0 | 12.5 |  |  |  | No | R-454B | 2.9667 | Residential & Commercial | Ducted CEE Tier 1
206136348 | Central HP <5.4 tons | KENMORE | HRCU-A-CB (Split System: Heat Pump with Remote Outdoor Unit-Air-Source) | (C,H,T)VH837GKA** |  |  | EHD4X42AAL+WALLCON | *95CSU1002122A* | 32600 | 17 | 8.1 | 33000 | 24800 | 75.15% | 1.96 | 11.5 | 11 |  |  |  | No | R-410A | 2.7167 | Residential & Commercial | Ducted CEE Tier 1
206136082 | Central HP <5.4 tons | KENMORE | HRCU-A-CB (Split System: Heat Pump with Remote Outdoor Unit-Air-Source) | (C,H,T)VH837GKA** |  |  | EA*4X37L21A*+WALLCON | *95CSU0802120A* | 33000 | 17.5 | 8.5 | 32800 | 25000 | 76.22% | 2 | 12 | 11.5 |  |  |  | No | R-410A | 2.75 | Residential & Commercial | Ducted CEE Tier 1
215938028 | Central HP <5.4 tons | ARCOAIRE | HRCU-A-CB (Split System: Heat Pump with Remote Outdoor Unit-Air-Source) | H5H3V48*K*AAA* |  |  | EVD5X49M24A*+WALLCON | *80CTL1102120B* | 45500 | 21 | 8.1 | 52500 | 38000 | 72.38% | 1.95 | 0 | 11.5 |  |  |  | No | R-454B | 3.7917 | Residential & Commercial | Ducted CEE Tier 1
215937558 | Central HP <5.4 tons | ARCOAIRE | HRCU-A-CB (Split System: Heat Pump with Remote Outdoor Unit-Air-Source) | H5H3V48*K*AAA* |  |  | EVM5X60M24A*+WALLCON | *96CTN1002122B* | 45500 | 20.5 | 8.1 | 52500 | 38000 | 72.38% | 1.9 | 0 | 11.5 |  |  |  | No | R-454B | 3.7917 | Residential & Commercial | Ducted CEE Tier 1
215938108 | Central HP <5.4 tons | ARCOAIRE | HRCU-A-CB (Split System: Heat Pump with Remote Outdoor Unit-Air-Source) | H5H3V48*K*AAA* |  |  | EVD5X49M24A*+WALLCON | *96CTN1002122B* | 45500 | 20.5 | 8.1 | 52500 | 38000 | 72.38% | 1.9 | 0 | 11.5 |  |  |  | No | R-454B | 3.7917 | Residential & Commercial | Ducted CEE Tier 1
206998481 | Central HP <5.4 tons | KENMORE | HRCU-A-CB (Split System: Heat Pump with Remote Outdoor Unit-Air-Source) | (C,H,T)VH825GKA3* |  |  | EA*4X30L17A*+WALLCON | *80CSU0401712A* | 23400 | 16.5 | 8.1 | 21600 | 16700 | 77.31% | 1.9 | 11 | 10.5 |  |  |  | No | R-410A | 1.95 | Residential & Commercial | Ducted CEE Tier 1
215935468 | Central HP <5.4 tons | ARCOAIRE | HRCU-A-CB (Split System: Heat Pump with Remote Outdoor Unit-Air-Source) | H5H3V36*K*AAA* |  |  | EVM5X61M24A*+WALLCON | *80CTL1102120B* | 36000 | 22.5 | 8.5 | 37600 | 28200 | 75% | 2.06 | 0 | 12.5 |  |  |  | No | R-454B | 3 | Residential & Commercial | Ducted CEE Tier 1
215935488 | Central HP <5.4 tons | ARCOAIRE | HRCU-A-CB (Split System: Heat Pump with Remote Outdoor Unit-Air-Source) | H5H3V36*K*AAA* |  |  | EVM5X61M24A*+WALLCON | *95CSU1002122B* | 36000 | 22.5 | 8.5 | 37600 | 28200 | 75% | 2.06 | 0 | 12.5 |  |  |  | No | R-454B | 3 | Residential & Commercial | Ducted CEE Tier 1
215667257 | Central HP <5.4 tons | ARCOAIRE | HRCU-A-CB (Split System: Heat Pump with Remote Outdoor Unit-Air-Source) | H5H0V24*K*AAA* |  |  | EA*5X25M17A*+WALLCON | *97CMN0801714B* | 23800 | 17 | 9 | 23400 | 16400 | 70.09% | 2 | 0 | 10.5 |  |  |  | No | R-454B | 1.9833 | Residential & Commercial | Ducted CEE Tier 1
215667491 | Central HP <5.4 tons | ARCOAIRE | HRCU-A-CB (Split System: Heat Pump with Remote Outdoor Unit-Air-Source) | H5H0V24*K*AAA* |  |  | EA*5X30M17A*+WALLCON | *97CMN0801714B* | 23000 | 17 | 8.5 | 23800 | 16700 | 70.17% | 1.86 | 0 | 10 |  |  |  | No | R-454B | 1.9167 | Residential & Commercial | Ducted CEE Tier 1
215935558 | Central HP <5.4 tons | ARCOAIRE | HRCU-A-CB (Split System: Heat Pump with Remote Outdoor Unit-Air-Source) | H5H3V36*K*AAA* |  |  | EVD5X31M17A*+WALLCON | *96CTN0601714B* | 34800 | 21 | 8.5 | 38000 | 27800 | 73.16% | 2.06 | 0 | 11 |  |  |  | No | R-454B | 2.9 | Residential & Commercial | Ducted CEE Tier 1
215935688 | Central HP <5.4 tons | ARCOAIRE | HRCU-A-CB (Split System: Heat Pump with Remote Outdoor Unit-Air-Source) | H5H3V36*K*AAA* |  |  | EVD5X36M21A*+WALLCON | *95CSU0802120B* | 34400 | 20.5 | 8.5 | 38500 | 28200 | 73.25% | 2.04 | 0 | 11.7 |  |  |  | No | R-454B | 2.8667 | Residential & Commercial | Ducted CEE Tier 1
215933861 | Central HP <5.4 tons | KEEPRITE | HRCU-A-CB (Split System: Heat Pump with Remote Outdoor Unit-Air-Source) | C5H3V36*K*AAA* |  |  | ESH5X60M12A*+WALLCON | *97CMN0601714B* | 33800 | 19 | 9 | 33800 | 25800 | 76.33% | 1.96 | 0 | 11 |  |  |  | No | R-454B | 2.8167 | Residential & Commercial | Ducted CEE Tier 1
215932331 | Central HP <5.4 tons | KEEPRITE | HRCU-A-CB (Split System: Heat Pump with Remote Outdoor Unit-Air-Source) | C5H3V36*K*AAA* |  |  | EA*5X42M21A*+WALLCON | *97CMN1002122B* | 32800 | 20 | 9.5 | 34800 | 26600 | 76.44% | 2 | 0 | 11.5 |  |  |  | No | R-454B | 2.7333 | Residential & Commercial | Ducted CEE Tier 1
215940701 | Central HP <5.4 tons | KEEPRITE | HRCU-A-CB (Split System: Heat Pump with Remote Outdoor Unit-Air-Source) | C5H3V36*K*AAA* |  |  | EVD5X42M24A*+WALLCON | *97CTN0802120A* | 35400 | 21.5 | 8.5 | 38000 | 28600 | 75.26% | 2.04 | 0 | 12 |  |  |  | No | R-454B | 2.95 | Residential & Commercial | Ducted CEE Tier 1
213079547 | Central HP <5.4 tons | ARCOAIRE | HRCU-A-CB (Split System: Heat Pump with Remote Outdoor Unit-Air-Source) | DLCURAH36ABK |  |  | EA*4X37L21A* | *92MSN0801716A* | 36200 | 16.5 | 8.5 | 38000 | 34800 | 91.58% | 2.04 | 0 | 10 |  |  |  | No | R-410A | 3.0167 | Residential & Commercial | Ducted CEE Tier 1
213079781 | Central HP <5.4 tons | ARCOAIRE | HRCU-A-CB (Split System: Heat Pump with Remote Outdoor Unit-Air-Source) | DLCURAH36ABK |  |  | EA*4X43L21A* | *92MSN1002120A* | 36600 | 16.5 | 8.5 | 38000 | 34800 | 91.58% | 2.08 | 0 | 10 |  |  |  | No | R-410A | 3.05 | Residential & Commercial | Ducted CEE Tier 1
213080031 | Central HP <5.4 tons | ARCOAIRE | HRCU-A-CB (Split System: Heat Pump with Remote Outdoor Unit-Air-Source) | DLCURAH36ABK |  |  | EA*4X37L21A* | *96MSN0801716A* | 36400 | 15.5 | 8.5 | 38000 | 35000 | 92.11% | 2.06 | 0 | 10 |  |  |  | No | R-410A | 3.0333 | Residential & Commercial | Ducted CEE Tier 1
213080067 | Central HP <5.4 tons | ARCOAIRE | HRCU-A-CB (Split System: Heat Pump with Remote Outdoor Unit-Air-Source) | DLCURAH36ABK |  |  | EA*4X48L21A* | *96MSN0801716A* | 35800 | 15.5 | 8.5 | 38000 | 34800 | 91.58% | 2.02 | 0 | 10 |  |  |  | No | R-410A | 2.9833 | Residential & Commercial | Ducted CEE Tier 1
210693135 | Central HP <5.4 tons | FRANKLIN | HRCU-A-CB (Split System: Heat Pump with Remote Outdoor Unit-Air-Source) | ASZV903610A* |  |  | CA*F3743*6D*+TXV | G*VM971005CNB* | 33600 | 19 | 8.2 | 34000 | 24400 | 71.76% | 1.8 | 0 | 12 |  |  |  | No | R-410A | 2.8 | Residential & Commercial | Ducted CEE Tier 1
213815211 | Central HP <5.4 tons | FRANKLIN | HRCU-A-CB (Split System: Heat Pump with Remote Outdoor Unit-Air-Source) | ASZV903610A* |  |  | CA*F3137*6A*+MBVB12BP1X00A*+TXV |  | 34000 | 18.5 | 8.2 | 34000 | 24400 | 71.76% | 1.8 | 0 | 12 |  |  |  | No | R-410A | 2.8333 | Residential & Commercial | Ducted CEE Tier 1
213815216 | Central HP <5.4 tons | FRANKLIN | HRCU-A-CB (Split System: Heat Pump with Remote Outdoor Unit-Air-Source) | ASZV903610A* |  |  | CHPF3743C6B*+MBVB16CP1X00A*+TXV |  | 33400 | 18 | 8.2 | 34000 | 24400 | 71.76% | 1.8 | 0 | 11 |  |  |  | No | R-410A | 2.7833 | Residential & Commercial | Ducted CEE Tier 1
204456876 | Central HP <5.4 tons | KEEPRITE | HRCU-A-CB (Split System: Heat Pump with Remote Outdoor Unit-Air-Source) | CVH825GKA2* |  |  | EA*4X37L17A*+WALLCON | *80CTL0701412A* | 24200 | 17 | 8.1 | 21400 | 16600 | 77.57% | 2 | 11 | 11 |  |  |  | No | R-410A | 2.0167 | Residential & Commercial | Ducted CEE Tier 1
215319176 | Central HP <5.4 tons | LPS Legacy | HRCU-A-CB (Split System: Heat Pump with Remote Outdoor Unit-Air-Source) | D5CURAH24AAK |  |  | D5FUAAH24XAK |  | 24000 | 18.2 | 9.7 | 26000 | 21600 | 83.08% | 1.87 | 0 | 11 |  |  |  | No | R-454B | 2 | Residential & Commercial | Ducted CEE Tier 1
215674401 | Central HP <5.4 tons | KEEPRITE | HRCU-A-CB (Split System: Heat Pump with Remote Outdoor Unit-Air-Source) | C5H0V48*K*AAA* |  |  | EA*5X61M21A*+WALLCON | *95CSU1002122B* | 46000 | 18 | 9 | 48000 | 33600 | 70% | 2.08 | 0 | 10 |  |  |  | No | R-454B | 3.8333 | Residential & Commercial | Ducted CEE Tier 1
215674451 | Central HP <5.4 tons | KEEPRITE | HRCU-A-CB (Split System: Heat Pump with Remote Outdoor Unit-Air-Source) | C5H0V48*K*AAA* |  |  | EA*5X61M21A*+WALLCON | *96CTN1002122B* | 46000 | 18 | 9 | 47500 | 33800 | 71.16% | 2.08 | 0 | 10 |  |  |  | No | R-454B | 3.8333 | Residential & Commercial | Ducted CEE Tier 1
215940751 | Central HP <5.4 tons | KEEPRITE | HRCU-A-CB (Split System: Heat Pump with Remote Outdoor Unit-Air-Source) | C5H3V36*K*AAA* |  |  | EVD5X48M24A*+WALLCON | *97CTN1002122A* | 35000 | 21.5 | 8.5 | 38000 | 28200 | 74.21% | 2.02 | 0 | 12 |  |  |  | No | R-454B | 2.9167 | Residential & Commercial | Ducted CEE Tier 1
215940251 | Central HP <5.4 tons | KEEPRITE | HRCU-A-CB (Split System: Heat Pump with Remote Outdoor Unit-Air-Source) | C5H3V36*K*AAA* |  |  | ESH5X60M12A*+WALLCON | *97CTN1202422A* | 34200 | 19.5 | 9 | 34200 | 26000 | 76.02% | 1.94 | 0 | 11.7 |  |  |  | No | R-454B | 2.85 | Residential & Commercial | Ducted CEE Tier 1
215942587 | Central HP <5.4 tons | KEEPRITE | HRCU-A-CB (Split System: Heat Pump with Remote Outdoor Unit-Air-Source) | C5H3V36*K*AAA* |  |  | EVD5X61M24A*+WALLCON | *97CMN0802120B* | 36000 | 22 | 8.5 | 37400 | 28200 | 75.4% | 2.04 | 0 | 12.5 |  |  |  | No | R-454B | 3 | Residential & Commercial | Ducted CEE Tier 1
215933661 | Central HP <5.4 tons | KEEPRITE | HRCU-A-CB (Split System: Heat Pump with Remote Outdoor Unit-Air-Source) | C5H3V36*K*AAA* |  |  | ESH5X48M12A*+WALLCON | *97CMN0801714B* | 33400 | 19 | 9 | 35200 | 27000 | 76.7% | 1.92 | 0 | 11 |  |  |  | No | R-454B | 2.7833 | Residential & Commercial | Ducted CEE Tier 1
215933311 | Central HP <5.4 tons | KEEPRITE | HRCU-A-CB (Split System: Heat Pump with Remote Outdoor Unit-Air-Source) | C5H3V36*K*AAA* |  |  | ESH5X42M12A*+WALLCON | *80CTL0701412B* | 33400 | 19 | 9 | 35200 | 27000 | 76.7% | 1.92 | 0 | 11 |  |  |  | No | R-454B | 2.7833 | Residential & Commercial | Ducted CEE Tier 1
215932941 | Central HP <5.4 tons | KEEPRITE | HRCU-A-CB (Split System: Heat Pump with Remote Outdoor Unit-Air-Source) | C5H3V36*K*AAA* |  |  | EA*5X61M24A*+WALLCON | *97CMN1202422B* | 34400 | 20.5 | 9.5 | 34400 | 26000 | 75.58% | 2.06 | 0 | 12 |  |  |  | No | R-454B | 2.8667 | Residential & Commercial | Ducted CEE Tier 1
215933141 | Central HP <5.4 tons | KEEPRITE | HRCU-A-CB (Split System: Heat Pump with Remote Outdoor Unit-Air-Source) | C5H3V36*K*AAA* |  |  | ESH5X36M12A*+WALLCON | *95CSU0601716B* | 33000 | 18.5 | 9 | 35400 | 27200 | 76.84% | 1.92 | 0 | 11 |  |  |  | No | R-454B | 2.75 | Residential & Commercial | Ducted CEE Tier 1
204300437 | Central HP <5.4 tons | KENMORE | HRCU-A-CB (Split System: Heat Pump with Remote Outdoor Unit-Air-Source) | (C,H,T)VH837GKA** |  |  | EHD4X48AAL+WALLCON | *80CTL0701716A* | 32600 | 17 | 8.1 | 33200 | 25000 | 75.3% | 1.96 | 11.5 | 11 |  |  |  | No | R-410A | 2.7167 | Residential & Commercial | Ducted CEE Tier 1
204300537 | Central HP <5.4 tons | KENMORE | HRCU-A-CB (Split System: Heat Pump with Remote Outdoor Unit-Air-Source) | (C,H,T)VH837GKA** |  |  | EHD4X48AAL+WALLCON | *97CMN1002122A* | 32600 | 17 | 8.1 | 33000 | 24800 | 75.15% | 1.98 | 12 | 11 |  |  |  | No | R-410A | 2.7167 | Residential & Commercial | Ducted CEE Tier 1
204298983 | Central HP <5.4 tons | KENMORE | HRCU-A-CB (Split System: Heat Pump with Remote Outdoor Unit-Air-Source) | (C,H,T)VH837GKA** |  |  | EA*4X42L21A*+WALLCON | *97CMN0801714A* | 31600 | 17 | 8.1 | 33400 | 24800 | 74.25% | 1.86 | 11.5 | 11 |  |  |  | No | R-410A | 2.6333 | Residential & Commercial | Ducted CEE Tier 1
204300087 | Central HP <5.4 tons | KENMORE | HRCU-A-CB (Split System: Heat Pump with Remote Outdoor Unit-Air-Source) | (C,H,T)VH837GKA** |  |  | EHD4X36AAL+WALLCON | *80CTL1352422A* | 32200 | 16.5 | 8.1 | 33200 | 24600 | 74.1% | 1.94 | 11 | 11 |  |  |  | No | R-410A | 2.6833 | Residential & Commercial | Ducted CEE Tier 1
204298633 | Central HP <5.4 tons | KENMORE | HRCU-A-CB (Split System: Heat Pump with Remote Outdoor Unit-Air-Source) | (C,H,T)VH837GKA** |  |  | EA*4X36L17A*+WALLCON | *80CTL0701412A* | 31400 | 17.5 | 8.1 | 33400 | 24400 | 73.05% | 1.84 | 11.5 | 11 |  |  |  | No | R-410A | 2.6167 | Residential & Commercial | Ducted CEE Tier 1
215938038 | Central HP <5.4 tons | ARCOAIRE | HRCU-A-CB (Split System: Heat Pump with Remote Outdoor Unit-Air-Source) | H5H3V48*K*AAA* |  |  | EVD5X49M24A*+WALLCON | *80CTL1352422B* | 45500 | 21 | 8.1 | 52500 | 38000 | 72.38% | 1.95 | 0 | 11.5 |  |  |  | No | R-454B | 3.7917 | Residential & Commercial | Ducted CEE Tier 1
215935788 | Central HP <5.4 tons | ARCOAIRE | HRCU-A-CB (Split System: Heat Pump with Remote Outdoor Unit-Air-Source) | H5H3V36*K*AAA* |  |  | EVD5X37M21A*+WALLCON | *97CMN0601714B* | 34400 | 20.5 | 8.5 | 38000 | 27600 | 72.63% | 2.08 | 0 | 11 |  |  |  | No | R-454B | 2.8667 | Residential & Commercial | Ducted CEE Tier 1
215935888 | Central HP <5.4 tons | ARCOAIRE | HRCU-A-CB (Split System: Heat Pump with Remote Outdoor Unit-Air-Source) | H5H3V36*K*AAA* |  |  | EVD5X38M17A*+WALLCON | *97CMN0801714B* | 35200 | 21 | 8.5 | 38500 | 29200 | 75.84% | 2 | 0 | 11.7 |  |  |  | No | R-454B | 2.9333 | Residential & Commercial | Ducted CEE Tier 1
215936538 | Central HP <5.4 tons | ARCOAIRE | HRCU-A-CB (Split System: Heat Pump with Remote Outdoor Unit-Air-Source) | H5H3V36*K*AAA* |  |  | EVD5X49M24A*+WALLCON | *96CTN1002122B* | 35400 | 22 | 8.5 | 38000 | 28400 | 74.74% | 2.04 | 0 | 12.5 |  |  |  | No | R-454B | 2.95 | Residential & Commercial | Ducted CEE Tier 1
215936328 | Central HP <5.4 tons | ARCOAIRE | HRCU-A-CB (Split System: Heat Pump with Remote Outdoor Unit-Air-Source) | H5H3V36*K*AAA* |  |  | EVD5X48M24A*+WALLCON | *80CTL1102120B* | 35200 | 21.5 | 8.5 | 38000 | 28200 | 74.21% | 2.04 | 0 | 12 |  |  |  | No | R-454B | 2.9333 | Residential & Commercial | Ducted CEE Tier 1
215936408 | Central HP <5.4 tons | ARCOAIRE | HRCU-A-CB (Split System: Heat Pump with Remote Outdoor Unit-Air-Source) | H5H3V36*K*AAA* |  |  | EVD5X48M24A*+WALLCON | *96CTN1002122B* | 35000 | 21.5 | 8.5 | 38000 | 28200 | 74.21% | 2.02 | 0 | 12 |  |  |  | No | R-454B | 2.9167 | Residential & Commercial | Ducted CEE Tier 1
215936158 | Central HP <5.4 tons | ARCOAIRE | HRCU-A-CB (Split System: Heat Pump with Remote Outdoor Unit-Air-Source) | H5H3V36*K*AAA* |  |  | EVD5X42M24A*+WALLCON | *80CTL0702120B* | 35400 | 21.5 | 8.5 | 38000 | 28600 | 75.26% | 2.04 | 0 | 12 |  |  |  | No | R-454B | 2.95 | Residential & Commercial | Ducted CEE Tier 1
215936208 | Central HP <5.4 tons | ARCOAIRE | HRCU-A-CB (Split System: Heat Pump with Remote Outdoor Unit-Air-Source) | H5H3V36*K*AAA* |  |  | EVD5X42M24A*+WALLCON | *95CSU1002122B* | 35600 | 22 | 8.5 | 38000 | 28400 | 74.74% | 2.06 | 0 | 12.5 |  |  |  | No | R-454B | 2.9667 | Residential & Commercial | Ducted CEE Tier 1
212986239 | Central HP <5.4 tons | ARCOAIRE | HRCU-A-CB (Split System: Heat Pump with Remote Outdoor Unit-Air-Source) | DLCURAH24ABK |  |  | EN(A,D)4X30L14** | *96MSN0401410A* | 23400 | 16 | 8.1 | 26400 | 24600 | 93.18% | 2.02 | 0 | 10 |  |  |  | No | R-410A | 1.95 | Residential & Commercial | Ducted CEE Tier 1
212986921 | Central HP <5.4 tons | ARCOAIRE | HRCU-A-CB (Split System: Heat Pump with Remote Outdoor Unit-Air-Source) | DLCURAH24ABK |  |  | EA*4X37L17A* | *96MSN0601412A* | 24000 | 16.5 | 8.5 | 25200 | 22200 | 88.1% | 1.84 | 0 | 10 |  |  |  | No | R-410A | 2 | Residential & Commercial | Ducted CEE Tier 1
210597541 | Central HP <5.4 tons | KEEPRITE | HRCU-A-CB (Split System: Heat Pump with Remote Outdoor Unit-Air-Source) | CVH837GKA** |  |  | EHD4X60AAL+WALLCON | *96CTN1202422A* | 33000 | 17 | 8.1 | 32200 | 24800 | 77.02% | 2.02 | 0 | 11.5 |  |  |  | No | R-410A | 2.75 | Residential & Commercial | Ducted CEE Tier 1
210597607 | Central HP <5.4 tons | KEEPRITE | HRCU-A-CB (Split System: Heat Pump with Remote Outdoor Unit-Air-Source) | CVH837GKA** |  |  | EN(A,D,W)4X60L24**+WALLCON | *80CTL0902120A* | 32800 | 18 | 8.1 | 32200 | 24800 | 77.02% | 1.98 | 0 | 12 |  |  |  | No | R-410A | 2.7333 | Residential & Commercial | Ducted CEE Tier 1
210597634 | Central HP <5.4 tons | KEEPRITE | HRCU-A-CB (Split System: Heat Pump with Remote Outdoor Unit-Air-Source) | CVH837GKA** |  |  | EN(A,D,W)4X60L24**+WALLCON | *97CMN1002122A* | 32800 | 18 | 8.1 | 32200 | 24600 | 76.4% | 1.98 | 0 | 12 |  |  |  | No | R-410A | 2.7333 | Residential & Commercial | Ducted CEE Tier 1
212986623 | Central HP <5.4 tons | ARCOAIRE | HRCU-A-CB (Split System: Heat Pump with Remote Outdoor Unit-Air-Source) | DLCURAH24ABK |  |  | EN(A,D)4X30L17** | *96MSN0401712A* | 23200 | 15.5 | 8.1 | 26000 | 24400 | 93.85% | 2.02 | 0 | 10 |  |  |  | No | R-410A | 1.9333 | Residential & Commercial | Ducted CEE Tier 1
205751094 | Central HP <5.4 tons | KEEPRITE | HRCU-A-CB (Split System: Heat Pump with Remote Outdoor Unit-Air-Source) | CVH837GKA** |  |  | EA*4X37L21A*+WALLCON | *80CTL0901716A* | 33000 | 18 | 8.5 | 32800 | 25000 | 76.22% | 2 | 12 | 11.7 |  |  |  | No | R-410A | 2.75 | Residential & Commercial | Ducted CEE Tier 1
215934111 | Central HP <5.4 tons | KEEPRITE | HRCU-A-CB (Split System: Heat Pump with Remote Outdoor Unit-Air-Source) | C5H3V48*K*AAA* |  |  | EA*5X60M24A*+WALLCON | *80CTL1102120B* | 45000 | 21.5 | 9.5 | 48000 | 36200 | 75.42% | 2 | 0 | 11 |  |  |  | No | R-454B | 3.75 | Residential & Commercial | Ducted CEE Tier 1
215934261 | Central HP <5.4 tons | KEEPRITE | HRCU-A-CB (Split System: Heat Pump with Remote Outdoor Unit-Air-Source) | C5H3V48*K*AAA* |  |  | EA*5X61M21A*+WALLCON | *97CMN0802120B* | 45000 | 21 | 9.5 | 48500 | 37000 | 76.29% | 2 | 0 | 11 |  |  |  | No | R-454B | 3.75 | Residential & Commercial | Ducted CEE Tier 1
215934011 | Central HP <5.4 tons | KEEPRITE | HRCU-A-CB (Split System: Heat Pump with Remote Outdoor Unit-Air-Source) | C5H3V48*K*AAA* |  |  | EA*5X48M21A*+WALLCON | *80CTL0902120B* | 44000 | 21 | 9.5 | 48000 | 36200 | 75.42% | 1.92 | 0 | 11 |  |  |  | No | R-454B | 3.6667 | Residential & Commercial | Ducted CEE Tier 1
204298683 | Central HP <5.4 tons | KENMORE | HRCU-A-CB (Split System: Heat Pump with Remote Outdoor Unit-Air-Source) | (C,H,T)VH837GKA** |  |  | EA*4X36L21A*+WALLCON | *80CTL0902120A* | 31600 | 17 | 8.1 | 33200 | 24200 | 72.89% | 1.86 | 11 | 11 |  |  |  | No | R-410A | 2.6333 | Residential & Commercial | Ducted CEE Tier 1
206136202 | Central HP <5.4 tons | KENMORE | HRCU-A-CB (Split System: Heat Pump with Remote Outdoor Unit-Air-Source) | (C,H,T)VH837GKA** |  |  | EA*4X48L24A*+WALLCON | *95CSU1002122A* | 32400 | 17.5 | 8.5 | 32400 | 24800 | 76.54% | 2 | 12 | 11.5 |  |  |  | No | R-410A | 2.7 | Residential & Commercial | Ducted CEE Tier 1
213080684 | Central HP <5.4 tons | ARCOAIRE | HRCU-A-CB (Split System: Heat Pump with Remote Outdoor Unit-Air-Source) | DLCURAH36ABK |  |  | EA*4X37L21A* | *95MSU0601716A* | 36600 | 16 | 8.5 | 38500 | 35000 | 90.91% | 2.06 | 0 | 10 |  |  |  | No | R-410A | 3.05 | Residential & Commercial | Ducted CEE Tier 1
213080768 | Central HP <5.4 tons | ARCOAIRE | HRCU-A-CB (Split System: Heat Pump with Remote Outdoor Unit-Air-Source) | DLCURAH36ABK |  |  | EN(A,D,W)4X48L21** | *95MSU0601716A* | 35600 | 16 | 8.1 | 38500 | 35000 | 90.91% | 1.98 | 0 | 10 |  |  |  | No | R-410A | 2.9667 | Residential & Commercial | Ducted CEE Tier 1
213080450 | Central HP <5.4 tons | ARCOAIRE | HRCU-A-CB (Split System: Heat Pump with Remote Outdoor Unit-Air-Source) | DLCURAH36ABK |  |  | EN(A,D)4X48L24** | *96MSN1002122A* | 36000 | 16.5 | 8.1 | 38500 | 34800 | 90.39% | 2.02 | 0 | 10 |  |  |  | No | R-410A | 3 | Residential & Commercial | Ducted CEE Tier 1
213815212 | Central HP <5.4 tons | FRANKLIN | HRCU-A-CB (Split System: Heat Pump with Remote Outdoor Unit-Air-Source) | ASZV903610A* |  |  | CA*F3743*6D*+MBVB12BP1X00A*+TXV |  | 34000 | 19 | 8.2 | 34000 | 24400 | 71.76% | 1.8 | 0 | 12 |  |  |  | No | R-410A | 2.8333 | Residential & Commercial | Ducted CEE Tier 1
210693116 | Central HP <5.4 tons | FRANKLIN | HRCU-A-CB (Split System: Heat Pump with Remote Outdoor Unit-Air-Source) | ASZV903610A* |  |  | CA*F3137*6A*+TXV | G*VM970803BNB* | 33600 | 18.5 | 8.2 | 34000 | 24400 | 71.76% | 1.8 | 0 | 11.5 |  |  |  | No | R-410A | 2.8 | Residential & Commercial | Ducted CEE Tier 1
210693148 | Central HP <5.4 tons | FRANKLIN | HRCU-A-CB (Split System: Heat Pump with Remote Outdoor Unit-Air-Source) | ASZV903610A* |  |  | CHPF3642C6C*+TXV | G*VC960803BNB* | 33400 | 18 | 8.2 | 34000 | 24400 | 71.76% | 1.8 | 0 | 11 |  |  |  | No | R-410A | 2.7833 | Residential & Commercial | Ducted CEE Tier 1
210693183 | Central HP <5.4 tons | FRANKLIN | HRCU-A-CB (Split System: Heat Pump with Remote Outdoor Unit-Air-Source) | ASZV903610A* |  |  | CSCF3642N6D*+TXV | G*VC960403BNB* | 33800 | 18.5 | 8.2 | 34000 | 24400 | 71.76% | 1.8 | 0 | 11.5 |  |  |  | No | R-410A | 2.8167 | Residential & Commercial | Ducted CEE Tier 1
205750708 | Central HP <5.4 tons | KEEPRITE | HRCU-A-CB (Split System: Heat Pump with Remote Outdoor Unit-Air-Source) | CVH825GKA2* |  |  | EA*4X37L21A*+WALLCON | *97CMN1002122A* | 24400 | 16.5 | 8.5 | 21200 | 16600 | 78.3% | 2.04 | 11 | 11 |  |  |  | No | R-410A | 2.0333 | Residential & Commercial | Ducted CEE Tier 1
204456668 | Central HP <5.4 tons | KENMORE | HRCU-A-CB (Split System: Heat Pump with Remote Outdoor Unit-Air-Source) | (C,H,T)VH825GKA2* |  |  | EA*4X36L21A*+WALLCON | *80CTL0451712A* | 23400 | 16 | 8.1 | 21600 | 16800 | 77.78% | 1.92 | 11 | 10.5 |  |  |  | No | R-410A | 1.95 | Residential & Commercial | Ducted CEE Tier 1
204456515 | Central HP <5.4 tons | KENMORE | HRCU-A-CB (Split System: Heat Pump with Remote Outdoor Unit-Air-Source) | (C,H,T)VH825GKA2* |  |  | EA*4X30L14A*+WALLCON | *80CTL0701412A* | 23400 | 17 | 8.1 | 21600 | 16700 | 77.31% | 1.92 | 11 | 11 |  |  |  | No | R-410A | 1.95 | Residential & Commercial | Ducted CEE Tier 1
204456416 | Central HP <5.4 tons | KENMORE | HRCU-A-CB (Split System: Heat Pump with Remote Outdoor Unit-Air-Source) | (C,H,T)VH825GKA2* |  |  | EA*4X24L17A*+WALLCON | *97CMN0801714A* | 23200 | 16 | 8.1 | 22000 | 16900 | 76.82% | 1.88 | 11 | 10.5 |  |  |  | No | R-410A | 1.9333 | Residential & Commercial | Ducted CEE Tier 1
206133814 | Central HP <5.4 tons | KENMORE | HRCU-A-CB (Split System: Heat Pump with Remote Outdoor Unit-Air-Source) | (C,H,T)VH825GKA2* |  |  | EA*4X37L21A*+WALLCON | *95CSU0601716A* | 24400 | 16.5 | 8.1 | 21400 | 16700 | 78.04% | 2.02 | 11.5 | 10.5 |  |  |  | No | R-410A | 2.0333 | Residential & Commercial | Ducted CEE Tier 1
204456551 | Central HP <5.4 tons | KENMORE | HRCU-A-CB (Split System: Heat Pump with Remote Outdoor Unit-Air-Source) | (C,H,T)VH825GKA2* |  |  | EA*4X30L17A*+WALLCON | *96CTN0801714A* | 23400 | 16.5 | 8.1 | 21600 | 16800 | 77.78% | 1.9 | 11 | 10.5 |  |  |  | No | R-410A | 1.95 | Residential & Commercial | Ducted CEE Tier 1
206133312 | Central HP <5.4 tons | KENMORE | HRCU-A-CB (Split System: Heat Pump with Remote Outdoor Unit-Air-Source) | (C,H,T)VH825GKA2* |  |  | EA*4X24L17A*+WALLCON | *80CSU0601716A* | 23200 | 16.5 | 8.1 | 22000 | 16800 | 76.36% | 1.9 | 11 | 10.5 |  |  |  | No | R-410A | 1.9333 | Residential & Commercial | Ducted CEE Tier 1
215319186 | Central HP <5.4 tons | LPS Legacy | HRCU-A-CB (Split System: Heat Pump with Remote Outdoor Unit-Air-Source) | D5CSHAH33AAK |  |  | D5FSAAH36XBK |  | 33000 | 16.7 | 10 | 35000 | 34000 | 97.14% | 2 | 0 | 11.7 |  |  |  | No | R-454B | 2.75 | Residential & Commercial | Ducted CEE Tier 1
213815213 | Central HP <5.4 tons | FRANKLIN | HRCU-A-CB (Split System: Heat Pump with Remote Outdoor Unit-Air-Source) | ASZV903610A* |  |  | CHPF3642C6C*+MBVB12BP1X00A*+TXV |  | 33400 | 18 | 8.2 | 34000 | 24400 | 71.76% | 1.8 | 0 | 11 |  |  |  | No | R-410A | 2.7833 | Residential & Commercial | Ducted CEE Tier 1
212652124 | Central HP <5.4 tons | EVERREST | HRCU-A-CB (Split System: Heat Pump with Remote Outdoor Unit-Air-Source) | ASZV903610A* |  |  | CHPF3642C6C*+TXV | A*VC800804C*A* | 33400 | 18 | 8.2 | 34000 | 24400 | 71.76% | 1.8 | 0 | 11 |  |  |  | No | R-410A | 2.7833 | Residential & Commercial | Ducted CEE Tier 1
212650991 | Central HP <5.4 tons | EVERREST | HRCU-A-CB (Split System: Heat Pump with Remote Outdoor Unit-Air-Source) | ASZV903610A* |  |  | CA*F3743*6D*+TXV | A*VC960803BNB* | 33600 | 18.5 | 8.2 | 34000 | 24400 | 71.76% | 1.8 | 0 | 11.5 |  |  |  | No | R-410A | 2.8 | Residential & Commercial | Ducted CEE Tier 1
212650068 | Central HP <5.4 tons | EVERREST | HRCU-A-CB (Split System: Heat Pump with Remote Outdoor Unit-Air-Source) | ASZV903610A* |  |  | CSCF3642N6D*+MBVC1201**-1A*+TXV |  | 33800 | 18.5 | 8.2 | 34000 | 24400 | 71.76% | 1.8 | 0 | 11.5 |  |  |  | No | R-410A | 2.8167 | Residential & Commercial | Ducted CEE Tier 1
212988977 | Central HP <5.4 tons | ARCOAIRE | HRCU-A-CB (Split System: Heat Pump with Remote Outdoor Unit-Air-Source) | DLCURAH36ABK |  |  | EA*4X48L21A* | *95MSU0601716A* | 35400 | 16 | 8.1 | 37800 | 34600 | 91.53% | 2 | 0 | 10 |  |  |  | No | R-410A | 2.95 | Residential & Commercial | Ducted CEE Tier 1
212988218 | Central HP <5.4 tons | ARCOAIRE | HRCU-A-CB (Split System: Heat Pump with Remote Outdoor Unit-Air-Source) | DLCURAH36ABK |  |  | EA*4X48L21A* | *96MSN1002122A* | 35600 | 16 | 8.5 | 37800 | 34600 | 91.53% | 2.04 | 0 | 10 |  |  |  | No | R-410A | 2.9667 | Residential & Commercial | Ducted CEE Tier 1
212650499 | Central HP <5.4 tons | EVERREST | HRCU-A-CB (Split System: Heat Pump with Remote Outdoor Unit-Air-Source) | ASZV903610A* |  |  | CHPF3642C6C*+TXV | A*VM970803BNB* | 33400 | 18 | 8.2 | 34000 | 24400 | 71.76% | 1.8 | 0 | 11 |  |  |  | No | R-410A | 2.7833 | Residential & Commercial | Ducted CEE Tier 1
212651260 | Central HP <5.4 tons | EVERREST | HRCU-A-CB (Split System: Heat Pump with Remote Outdoor Unit-Air-Source) | ASZV903610A* |  |  | CSCF3642N6D*+TXV | A*VC960803BNB* | 33800 | 18.5 | 8.2 | 34000 | 24400 | 71.76% | 1.8 | 0 | 11.5 |  |  |  | No | R-410A | 2.8167 | Residential & Commercial | Ducted CEE Tier 1
215933211 | Central HP <5.4 tons | KEEPRITE | HRCU-A-CB (Split System: Heat Pump with Remote Outdoor Unit-Air-Source) | C5H3V36*K*AAA* |  |  | ESH5X36M12A*+WALLCON | *97CMN1002122B* | 33400 | 19 | 9 | 34800 | 26600 | 76.44% | 1.92 | 0 | 11 |  |  |  | No | R-454B | 2.7833 | Residential & Commercial | Ducted CEE Tier 1
215932841 | Central HP <5.4 tons | KEEPRITE | HRCU-A-CB (Split System: Heat Pump with Remote Outdoor Unit-Air-Source) | C5H3V36*K*AAA* |  |  | EA*5X61M21A*+WALLCON | *96CTN1002122B* | 34400 | 20.5 | 9.5 | 34200 | 26000 | 76.02% | 2.06 | 0 | 12 |  |  |  | No | R-454B | 2.8667 | Residential & Commercial | Ducted CEE Tier 1
215935181 | Central HP <5.4 tons | KEEPRITE | HRCU-A-CB (Split System: Heat Pump with Remote Outdoor Unit-Air-Source) | C5H3V36*K*AAA* |  |  | EVM5X60M21A*+WALLCON | *80CTL0451712B* | 35200 | 21 | 8.5 | 39000 | 29400 | 75.38% | 2 | 0 | 11.7 |  |  |  | No | R-454B | 2.9333 | Residential & Commercial | Ducted CEE Tier 1
215935081 | Central HP <5.4 tons | KEEPRITE | HRCU-A-CB (Split System: Heat Pump with Remote Outdoor Unit-Air-Source) | C5H3V36*K*AAA* |  |  | EVM5X49M21A*+WALLCON | *95CSU1002122B* | 35600 | 22 | 8.5 | 38000 | 28400 | 74.74% | 2.04 | 0 | 12.5 |  |  |  | No | R-454B | 2.9667 | Residential & Commercial | Ducted CEE Tier 1
215942477 | Central HP <5.4 tons | KEEPRITE | HRCU-A-CB (Split System: Heat Pump with Remote Outdoor Unit-Air-Source) | C5H3V36*K*AAA* |  |  | EVD5X61M21A*+WALLCON | *80CSU0601716A* | 35800 | 22 | 8.5 | 37400 | 28400 | 75.94% | 2.04 | 0 | 12 |  |  |  | No | R-454B | 2.9833 | Residential & Commercial | Ducted CEE Tier 1
215940321 | Central HP <5.4 tons | KEEPRITE | HRCU-A-CB (Split System: Heat Pump with Remote Outdoor Unit-Air-Source) | C5H3V36*K*AAA* |  |  | EVM5X44M21A*+WALLCON | *97CTN1002122A* | 35600 | 22 | 8.5 | 38000 | 28600 | 75.26% | 2.02 | 0 | 12.5 |  |  |  | No | R-454B | 2.9667 | Residential & Commercial | Ducted CEE Tier 1
210692934 | Central HP <5.4 tons | FRANKLIN | HRCU-A-CB (Split System: Heat Pump with Remote Outdoor Unit-Air-Source) | GSZV903610A* |  |  | CHPF3642C6C*+MBVC1601**-1A*+TXV |  | 33400 | 18 | 8.2 | 34000 | 24400 | 71.76% | 1.8 | 0 | 11 |  |  |  | No | R-410A | 2.7833 | Residential & Commercial | Ducted CEE Tier 1
210692952 | Central HP <5.4 tons | FRANKLIN | HRCU-A-CB (Split System: Heat Pump with Remote Outdoor Unit-Air-Source) | GSZV903610A* |  |  | CHPF3743C6B*+MBVC1201**-1A*+TXV |  | 33400 | 18 | 8.2 | 34000 | 24400 | 71.76% | 1.8 | 0 | 11 |  |  |  | No | R-410A | 2.7833 | Residential & Commercial | Ducted CEE Tier 1
210692970 | Central HP <5.4 tons | FRANKLIN | HRCU-A-CB (Split System: Heat Pump with Remote Outdoor Unit-Air-Source) | GSZV903610A* |  |  | CHPF3743C6B*+TXV | G*VM971005CNB* | 33400 | 18 | 8.2 | 34000 | 24400 | 71.76% | 1.8 | 0 | 11 |  |  |  | No | R-410A | 2.7833 | Residential & Commercial | Ducted CEE Tier 1
213815192 | Central HP <5.4 tons | FRANKLIN | HRCU-A-CB (Split System: Heat Pump with Remote Outdoor Unit-Air-Source) | GSZV903610A* |  |  | CA*F3743*6D*+MBVB12BP1X00A*+TXV |  | 34000 | 19 | 8.2 | 34000 | 24400 | 71.76% | 1.8 | 0 | 12 |  |  |  | No | R-410A | 2.8333 | Residential & Commercial | Ducted CEE Tier 1
210692988 | Central HP <5.4 tons | FRANKLIN | HRCU-A-CB (Split System: Heat Pump with Remote Outdoor Unit-Air-Source) | GSZV903610A* |  |  | CSCF3642N6D*+TXV | G*VM970803BNB* | 33800 | 18.5 | 8.2 | 34000 | 24400 | 71.76% | 1.8 | 0 | 11.5 |  |  |  | No | R-410A | 2.8167 | Residential & Commercial | Ducted CEE Tier 1
212652076 | Central HP <5.4 tons | EVERREST | HRCU-A-CB (Split System: Heat Pump with Remote Outdoor Unit-Air-Source) | GSZV903610A* |  |  | CA*F3137*6A*+TXV | G*VC800604B*A* | 33600 | 18.5 | 8.2 | 34000 | 24400 | 71.76% | 1.8 | 0 | 12 |  |  |  | No | R-410A | 2.8 | Residential & Commercial | Ducted CEE Tier 1
212652108 | Central HP <5.4 tons | EVERREST | HRCU-A-CB (Split System: Heat Pump with Remote Outdoor Unit-Air-Source) | GSZV903610A* |  |  | CHPF3642C6C*+TXV | G*VS960805CUA* | 33400 | 18 | 8.2 | 34000 | 24400 | 71.76% | 1.8 | 0 | 11 |  |  |  | No | R-410A | 2.7833 | Residential & Commercial | Ducted CEE Tier 1
212652863 | Central HP <5.4 tons | EVERREST | HRCU-A-CB (Split System: Heat Pump with Remote Outdoor Unit-Air-Source) | GSZV903610A* |  |  | CSCF3642N6D*+TXV | G*VC800604B*A* | 33800 | 18.5 | 8.2 | 34000 | 24400 | 71.76% | 1.8 | 0 | 11.5 |  |  |  | No | R-410A | 2.8167 | Residential & Commercial | Ducted CEE Tier 1
206136002 | Central HP <5.4 tons | KENMORE | HRCU-A-CB (Split System: Heat Pump with Remote Outdoor Unit-Air-Source) | (C,H,T)VH837GKA** |  |  | EHD4X42AAL+WALLCON | *80CSU1002120A* | 32400 | 16 | 8.1 | 33200 | 24800 | 74.7% | 1.94 | 11.5 | 11 |  |  |  | No | R-410A | 2.7 | Residential & Commercial | Ducted CEE Tier 1
212651439 | Central HP <5.4 tons | EVERREST | HRCU-A-CB (Split System: Heat Pump with Remote Outdoor Unit-Air-Source) | ASZS601810A* |  |  | CA*EA2422*4A* | A*VS960805CUA* | 16600 | 17.5 | 8.5 | 17400 | 13000 | 74.71% | 2.1 | 0 | 10.9 |  |  |  | No | R-410A | 1.3833 | Residential & Commercial | Ducted CEE Tier 1
212652927 | Central HP <5.4 tons | EVERREST | HRCU-A-CB (Split System: Heat Pump with Remote Outdoor Unit-Air-Source) | ASZS601810A* |  |  | CA*EA1818*4A* | A*VC960603BNB* | 16600 | 17.5 | 8.5 | 17400 | 13000 | 74.71% | 2.1 | 0 | 10.9 |  |  |  | No | R-410A | 1.3833 | Residential & Commercial | Ducted CEE Tier 1
215941221 | Central HP <5.4 tons | KEEPRITE | HRCU-A-CB (Split System: Heat Pump with Remote Outdoor Unit-Air-Source) | C5H3V48*K*AAA* |  |  | ESH5X60M12A*+WALLCON | *80CSU0601716B* | 45000 | 20.5 | 9 | 48500 | 36600 | 75.46% | 1.82 | 0 | 11.5 |  |  |  | No | R-454B | 3.75 | Residential & Commercial | Ducted CEE Tier 1
215941241 | Central HP <5.4 tons | KEEPRITE | HRCU-A-CB (Split System: Heat Pump with Remote Outdoor Unit-Air-Source) | C5H3V48*K*AAA* |  |  | ESH5X60M12A*+WALLCON | *97CTN0802120A* | 45000 | 20 | 9 | 48500 | 36600 | 75.46% | 1.82 | 0 | 11 |  |  |  | No | R-454B | 3.75 | Residential & Commercial | Ducted CEE Tier 1
215941321 | Central HP <5.4 tons | KEEPRITE | HRCU-A-CB (Split System: Heat Pump with Remote Outdoor Unit-Air-Source) | C5H3V48*K*AAA* |  |  | EVM5X48M21A*+WALLCON | *97CTN1002122A* | 44500 | 20 | 8.1 | 52000 | 38500 | 74.04% | 2 | 0 | 11 |  |  |  | No | R-454B | 3.7083 | Residential & Commercial | Ducted CEE Tier 1
212651437 | Central HP <5.4 tons | EVERREST | HRCU-A-CB (Split System: Heat Pump with Remote Outdoor Unit-Air-Source) | ASZV903610A* |  |  | CHPF3642C6C*+TXV | A*VC800805C*A* | 33400 | 18 | 8.2 | 34000 | 24400 | 71.76% | 1.8 | 0 | 11 |  |  |  | No | R-410A | 2.7833 | Residential & Commercial | Ducted CEE Tier 1
212652207 | Central HP <5.4 tons | EVERREST | HRCU-A-CB (Split System: Heat Pump with Remote Outdoor Unit-Air-Source) | ASZV903610A* |  |  | CSCF3642N6D*+TXV | A*VC800805C*A* | 33800 | 18.5 | 8.2 | 34000 | 24400 | 71.76% | 1.8 | 0 | 11.5 |  |  |  | No | R-410A | 2.8167 | Residential & Commercial | Ducted CEE Tier 1
212652739 | Central HP <5.4 tons | EVERREST | HRCU-A-CB (Split System: Heat Pump with Remote Outdoor Unit-Air-Source) | ASZV903610A* |  |  | CHPF3743C6B*+TXV | A*VC960804CNB* | 33400 | 18 | 8.2 | 34000 | 24400 | 71.76% | 1.8 | 0 | 11 |  |  |  | No | R-410A | 2.7833 | Residential & Commercial | Ducted CEE Tier 1
212653193 | Central HP <5.4 tons | EVERREST | HRCU-A-CB (Split System: Heat Pump with Remote Outdoor Unit-Air-Source) | ASZV903610A* |  |  | CHPF3743C6B*+TXV | A*VM971005CNB* | 33400 | 18 | 8.2 | 34000 | 24400 | 71.76% | 1.8 | 0 | 11 |  |  |  | No | R-410A | 2.7833 | Residential & Commercial | Ducted CEE Tier 1
210693191 | Central HP <5.4 tons | FRANKLIN | HRCU-A-CB (Split System: Heat Pump with Remote Outdoor Unit-Air-Source) | ASZV903610A* |  |  | CSCF3642N6D*+TXV | G*VM970603BNB* | 33800 | 18.5 | 8.2 | 34000 | 24400 | 71.76% | 1.8 | 0 | 11.5 |  |  |  | No | R-410A | 2.8167 | Residential & Commercial | Ducted CEE Tier 1
213815214 | Central HP <5.4 tons | FRANKLIN | HRCU-A-CB (Split System: Heat Pump with Remote Outdoor Unit-Air-Source) | ASZV903610A* |  |  | CHPF3642C6C*+MBVB16CP1X00A*+TXV |  | 33400 | 18 | 8.2 | 34000 | 24400 | 71.76% | 1.8 | 0 | 11 |  |  |  | No | R-410A | 2.7833 | Residential & Commercial | Ducted CEE Tier 1
212650070 | Central HP <5.4 tons | EVERREST | HRCU-A-CB (Split System: Heat Pump with Remote Outdoor Unit-Air-Source) | ASZV903610A* |  |  | CSCF3642N6D*+TXV | A*VM971205DNB* | 33800 | 18.5 | 8.2 | 34000 | 24400 | 71.76% | 1.8 | 0 | 11.5 |  |  |  | No | R-410A | 2.8167 | Residential & Commercial | Ducted CEE Tier 1
210692987 | Central HP <5.4 tons | FRANKLIN | HRCU-A-CB (Split System: Heat Pump with Remote Outdoor Unit-Air-Source) | GSZV903610A* |  |  | CSCF3642N6D*+TXV | G*VM970603BNB* | 33800 | 18.5 | 8.2 | 34000 | 24400 | 71.76% | 1.8 | 0 | 11.5 |  |  |  | No | R-410A | 2.8167 | Residential & Commercial | Ducted CEE Tier 1
212651351 | Central HP <5.4 tons | EVERREST | HRCU-A-CB (Split System: Heat Pump with Remote Outdoor Unit-Air-Source) | GSZV903610A* |  |  | CSCF3642N6D*+TXV | G*VC801005C*A* | 33800 | 18.5 | 8.2 | 34000 | 24400 | 71.76% | 1.8 | 0 | 11.5 |  |  |  | No | R-410A | 2.8167 | Residential & Commercial | Ducted CEE Tier 1
212652909 | Central HP <5.4 tons | EVERREST | HRCU-A-CB (Split System: Heat Pump with Remote Outdoor Unit-Air-Source) | GSZV903610A* |  |  | CA*F3137*6A*+TXV | G*VS960603BUA* | 33600 | 18.5 | 8.2 | 34000 | 24400 | 71.76% | 1.8 | 0 | 11.5 |  |  |  | No | R-410A | 2.8 | Residential & Commercial | Ducted CEE Tier 1
210692908 | Central HP <5.4 tons | FRANKLIN | HRCU-A-CB (Split System: Heat Pump with Remote Outdoor Unit-Air-Source) | GSZV903610A* |  |  | CA*F3137*6A*+TXV | G*VS960603BUA* | 33600 | 18.5 | 8.2 | 34000 | 24400 | 71.76% | 1.8 | 0 | 11.5 |  |  |  | No | R-410A | 2.8 | Residential & Commercial | Ducted CEE Tier 1
210692989 | Central HP <5.4 tons | FRANKLIN | HRCU-A-CB (Split System: Heat Pump with Remote Outdoor Unit-Air-Source) | GSZV903610A* |  |  | CSCF3642N6D*+TXV | G*VM970804CNB* | 33800 | 18.5 | 8.2 | 34000 | 24400 | 71.76% | 1.8 | 0 | 11.5 |  |  |  | No | R-410A | 2.8167 | Residential & Commercial | Ducted CEE Tier 1
213815198 | Central HP <5.4 tons | FRANKLIN | HRCU-A-CB (Split System: Heat Pump with Remote Outdoor Unit-Air-Source) | GSZV903610A* |  |  | CSCF3642N6D*+MBVB16CP1X00A*+TXV |  | 33800 | 18.5 | 8.2 | 34000 | 24400 | 71.76% | 1.8 | 0 | 11.5 |  |  |  | No | R-410A | 2.8167 | Residential & Commercial | Ducted CEE Tier 1
212651273 | Central HP <5.4 tons | EVERREST | HRCU-A-CB (Split System: Heat Pump with Remote Outdoor Unit-Air-Source) | GSZV903610A* |  |  | CHPF3642C6C*+TXV | G*VC960603BNB* | 33400 | 18 | 8.2 | 34000 | 24400 | 71.76% | 1.8 | 0 | 11 |  |  |  | No | R-410A | 2.7833 | Residential & Commercial | Ducted CEE Tier 1
205750684 | Central HP <5.4 tons | KEEPRITE | HRCU-A-CB (Split System: Heat Pump with Remote Outdoor Unit-Air-Source) | CVH825GKA2* |  |  | EA*4X37L21A*+WALLCON | *97CMN0601714A* | 24200 | 16 | 8.1 | 21200 | 16800 | 79.25% | 2 | 11 | 11 |  |  |  | No | R-410A | 2.0167 | Residential & Commercial | Ducted CEE Tier 1
212988701 | Central HP <5.4 tons | ARCOAIRE | HRCU-A-CB (Split System: Heat Pump with Remote Outdoor Unit-Air-Source) | DLCURAH24ABK |  |  | EA*4X37L17A* | *95MSU0401712A* | 24000 | 16.5 | 8.5 | 25200 | 22200 | 88.1% | 1.84 | 0 | 10 |  |  |  | No | R-410A | 2 | Residential & Commercial | Ducted CEE Tier 1
212989205 | Central HP <5.4 tons | ARCOAIRE | HRCU-A-CB (Split System: Heat Pump with Remote Outdoor Unit-Air-Source) | DLCURAH24ABK |  |  | EA*4X37L21A* | *95MSU0601716A* | 24200 | 17.5 | 8.5 | 25200 | 21600 | 85.71% | 1.82 | 0 | 10.5 |  |  |  | No | R-410A | 2.0167 | Residential & Commercial | Ducted CEE Tier 1
212986539 | Central HP <5.4 tons | ARCOAIRE | HRCU-A-CB (Split System: Heat Pump with Remote Outdoor Unit-Air-Source) | DLCURAH24ABK |  |  | EA*4X25L17A* | *96MSN0401712A* | 24200 | 15.5 | 8.1 | 25400 | 21600 | 85.04% | 1.8 | 0 | 10 |  |  |  | No | R-410A | 2.0167 | Residential & Commercial | Ducted CEE Tier 1
212986871 | Central HP <5.4 tons | ARCOAIRE | HRCU-A-CB (Split System: Heat Pump with Remote Outdoor Unit-Air-Source) | DLCURAH24ABK |  |  | EA*4X24L17A* | *96MSN0601412A* | 23400 | 16.5 | 8.5 | 27000 | 26400 | 97.78% | 2.22 | 0 | 10 |  |  |  | No | R-410A | 1.95 | Residential & Commercial | Ducted CEE Tier 1
212989229 | Central HP <5.4 tons | ARCOAIRE | HRCU-A-CB (Split System: Heat Pump with Remote Outdoor Unit-Air-Source) | DLCURAH24ABK |  |  | EN(A,D)4X30L17** | *95MSU0601716A* | 23600 | 17 | 8.5 | 26400 | 24400 | 92.42% | 2.02 | 0 | 10.5 |  |  |  | No | R-410A | 1.9667 | Residential & Commercial | Ducted CEE Tier 1
215941141 | Central HP <5.4 tons | KEEPRITE | HRCU-A-CB (Split System: Heat Pump with Remote Outdoor Unit-Air-Source) | C5H3V48*K*AAA* |  |  | ESH5X48M12A*+WALLCON | *96CTN0802120B* | 44000 | 20 | 9 | 48500 | 36600 | 75.46% | 1.8 | 0 | 10.5 |  |  |  | No | R-454B | 3.6667 | Residential & Commercial | Ducted CEE Tier 1
205751087 | Central HP <5.4 tons | KENMORE | HRCU-A-CB (Split System: Heat Pump with Remote Outdoor Unit-Air-Source) | (C,H,T)VH837GKA** |  |  | EA*4X37L21A*+WALLCON | *96CTN1002122A* | 33000 | 17.5 | 8.5 | 33000 | 25200 | 76.36% | 2 | 12 | 11.7 |  |  |  | No | R-410A | 2.75 | Residential & Commercial | Ducted CEE Tier 1
204300347 | Central HP <5.4 tons | KENMORE | HRCU-A-CB (Split System: Heat Pump with Remote Outdoor Unit-Air-Source) | (C,H,T)VH837GKA** |  |  | EHD4X42AAL+WALLCON | *97CMN1002122A* | 32600 | 16.5 | 8.1 | 33000 | 24800 | 75.15% | 1.96 | 12 | 11 |  |  |  | No | R-410A | 2.7167 | Residential & Commercial | Ducted CEE Tier 1
204300397 | Central HP <5.4 tons | KENMORE | HRCU-A-CB (Split System: Heat Pump with Remote Outdoor Unit-Air-Source) | (C,H,T)VH837GKA** |  |  | EHD4X42AAL+WALLCON | *80CTL0901716A* | 32600 | 17 | 8.1 | 33000 | 24800 | 75.15% | 1.96 | 12 | 11 |  |  |  | No | R-410A | 2.7167 | Residential & Commercial | Ducted CEE Tier 1
204299413 | Central HP <5.4 tons | KENMORE | HRCU-A-CB (Split System: Heat Pump with Remote Outdoor Unit-Air-Source) | (C,H,T)VH837GKA** |  |  | EA*4X48L24A*+WALLCON | *97CMN1202422A* | 32200 | 17.5 | 8.5 | 32600 | 25000 | 76.69% | 1.98 | 12 | 11.7 |  |  |  | No | R-410A | 2.6833 | Residential & Commercial | Ducted CEE Tier 1
204299563 | Central HP <5.4 tons | KENMORE | HRCU-A-CB (Split System: Heat Pump with Remote Outdoor Unit-Air-Source) | (C,H,T)VH837GKA** |  |  | END4X42L17**+WALLCON | *80CTL0901716A* | 32200 | 17.5 | 8.1 | 33000 | 24600 | 74.55% | 1.92 | 11 | 11.7 |  |  |  | No | R-410A | 2.6833 | Residential & Commercial | Ducted CEE Tier 1
206133794 | Central HP <5.4 tons | KENMORE | HRCU-A-CB (Split System: Heat Pump with Remote Outdoor Unit-Air-Source) | (C,H,T)VH825GKA2* |  |  | EA*4X36L21A*+WALLCON | *95CSU1002122A* | 23600 | 16.5 | 8.1 | 21400 | 16600 | 77.57% | 1.94 | 11.5 | 10.5 |  |  |  | No | R-410A | 1.9667 | Residential & Commercial | Ducted CEE Tier 1
215941051 | Central HP <5.4 tons | KEEPRITE | HRCU-A-CB (Split System: Heat Pump with Remote Outdoor Unit-Air-Source) | C5H3V48*K*AAA* |  |  | EA*5X61M21A*+WALLCON | *80CSU0401712B* | 45500 | 21.5 | 9.5 | 48500 | 36800 | 75.88% | 2 | 0 | 11.5 |  |  |  | No | R-454B | 3.7917 | Residential & Commercial | Ducted CEE Tier 1
210595835 | Central HP <5.4 tons | KENMORE | HRCU-A-CB (Split System: Heat Pump with Remote Outdoor Unit-Air-Source) | (C,H,T)VH837GKA** |  |  | EA*4X61L21A*+WALLCON | *97CMN1002122A* | 33200 | 17.5 | 8.5 | 32000 | 24800 | 77.5% | 2 | 0 | 12 |  |  |  | No | R-410A | 2.7667 | Residential & Commercial | Ducted CEE Tier 1
210595837 | Central HP <5.4 tons | KENMORE | HRCU-A-CB (Split System: Heat Pump with Remote Outdoor Unit-Air-Source) | (C,H,T)VH837GKA** |  |  | EA*4X61L24A*+WALLCON | *80CTL0902120A* | 33200 | 18 | 8.5 | 32000 | 24800 | 77.5% | 2 | 0 | 12 |  |  |  | No | R-410A | 2.7667 | Residential & Commercial | Ducted CEE Tier 1
212653057 | Central HP <5.4 tons | EVERREST | HRCU-A-CB (Split System: Heat Pump with Remote Outdoor Unit-Air-Source) | ASZS601810A* |  |  | AHVE24BP1400A* |  | 16600 | 17.5 | 8.5 | 17400 | 13000 | 74.71% | 2.1 | 0 | 10.9 |  |  |  | No | R-410A | 1.3833 | Residential & Commercial | Ducted CEE Tier 1
204300387 | Central HP <5.4 tons | KENMORE | HRCU-A-CB (Split System: Heat Pump with Remote Outdoor Unit-Air-Source) | (C,H,T)VH837GKA** |  |  | EHD4X42AAL+WALLCON | *80CTL0701412A* | 32400 | 17 | 8.1 | 33200 | 25000 | 75.3% | 1.94 | 11.5 | 11 |  |  |  | No | R-410A | 2.7 | Residential & Commercial | Ducted CEE Tier 1
204300187 | Central HP <5.4 tons | KENMORE | HRCU-A-CB (Split System: Heat Pump with Remote Outdoor Unit-Air-Source) | (C,H,T)VH837GKA** |  |  | EHD4X36AAL+WALLCON | *96CTN1002122A* | 32200 | 16.5 | 8.1 | 33200 | 24800 | 74.7% | 1.94 | 11.5 | 11 |  |  |  | No | R-410A | 2.6833 | Residential & Commercial | Ducted CEE Tier 1
210598071 | Central HP <5.4 tons | ARCOAIRE | HRCU-A-CB (Split System: Heat Pump with Remote Outdoor Unit-Air-Source) | HVH825GKA2* |  |  | EA*4X48L24A*+WALLCON | *95CSU0802120A* | 24200 | 17 | 8.1 | 21000 | 16500 | 78.57% | 2.02 | 0 | 11 |  |  |  | No | R-410A | 2.0167 | Residential & Commercial | Ducted CEE Tier 1
210598087 | Central HP <5.4 tons | ARCOAIRE | HRCU-A-CB (Split System: Heat Pump with Remote Outdoor Unit-Air-Source) | HVH825GKA2* |  |  | EA*4X48L24A*+WALLCON | *97CMN0602120A* | 24000 | 16.5 | 8.1 | 21000 | 16600 | 79.05% | 2 | 0 | 11 |  |  |  | No | R-410A | 2 | Residential & Commercial | Ducted CEE Tier 1
204299233 | Central HP <5.4 tons | KENMORE | HRCU-A-CB (Split System: Heat Pump with Remote Outdoor Unit-Air-Source) | (C,H,T)VH837GKA** |  |  | EA*4X48L21A*+WALLCON | *80CTL0902120A* | 32200 | 17.5 | 8.5 | 32600 | 25000 | 76.69% | 1.98 | 12 | 11.7 |  |  |  | No | R-410A | 2.6833 | Residential & Commercial | Ducted CEE Tier 1
205751200 | Central HP <5.4 tons | KENMORE | HRCU-A-CB (Split System: Heat Pump with Remote Outdoor Unit-Air-Source) | (C,H,T)VH837GKA** |  |  | EA*4X43L21A*+WALLCON | *97CMN1002122A* | 33000 | 17.5 | 8.5 | 33000 | 25200 | 76.36% | 2 | 12 | 11.7 |  |  |  | No | R-410A | 2.75 | Residential & Commercial | Ducted CEE Tier 1
204300567 | Central HP <5.4 tons | KENMORE | HRCU-A-CB (Split System: Heat Pump with Remote Outdoor Unit-Air-Source) | (C,H,T)VH837GKA** |  |  | EHD4X48AAL+WALLCON | *96CTN1002122A* | 32600 | 17 | 8.1 | 33000 | 24800 | 75.15% | 1.98 | 12 | 11 |  |  |  | No | R-410A | 2.7167 | Residential & Commercial | Ducted CEE Tier 1
204299883 | Central HP <5.4 tons | KENMORE | HRCU-A-CB (Split System: Heat Pump with Remote Outdoor Unit-Air-Source) | (C,H,T)VH837GKA** |  |  | EN(A,D)4X48L24**+WALLCON | *80CTL0902120A* | 32400 | 17.5 | 8.1 | 33000 | 24800 | 75.15% | 1.96 | 12 | 11.7 |  |  |  | No | R-410A | 2.7 | Residential & Commercial | Ducted CEE Tier 1
215941391 | Central HP <5.4 tons | KEEPRITE | HRCU-A-CB (Split System: Heat Pump with Remote Outdoor Unit-Air-Source) | C5H3V48*K*AAA* |  |  | EVM5X60M21A*+WALLCON | *96CTN0802120B* | 45500 | 20.5 | 8.1 | 53000 | 38500 | 72.64% | 1.95 | 0 | 11 |  |  |  | No | R-454B | 3.7917 | Residential & Commercial | Ducted CEE Tier 1
206136152 | Central HP <5.4 tons | KENMORE | HRCU-A-CB (Split System: Heat Pump with Remote Outdoor Unit-Air-Source) | (C,H,T)VH837GKA** |  |  | EA*4X43L21A*+WALLCON | *95CSU1002122A* | 33000 | 17.5 | 8.5 | 32800 | 25000 | 76.22% | 2 | 12 | 11.5 |  |  |  | No | R-410A | 2.75 | Residential & Commercial | Ducted CEE Tier 1
212652392 | Central HP <5.4 tons | EVERREST | HRCU-A-CB (Split System: Heat Pump with Remote Outdoor Unit-Air-Source) | ASZS601810A* |  |  | CA*EA2422*4A* | A*VC800604B*A* | 16600 | 17.5 | 8.5 | 17400 | 13000 | 74.71% | 2.1 | 0 | 10.9 |  |  |  | No | R-410A | 1.3833 | Residential & Commercial | Ducted CEE Tier 1
204300117 | Central HP <5.4 tons | KENMORE | HRCU-A-CB (Split System: Heat Pump with Remote Outdoor Unit-Air-Source) | (C,H,T)VH837GKA** |  |  | EHD4X36AAL+WALLCON | *96CTN1202422A* | 32200 | 16.5 | 8.1 | 33200 | 24600 | 74.1% | 1.94 | 11 | 11 |  |  |  | No | R-410A | 2.6833 | Residential & Commercial | Ducted CEE Tier 1
204299363 | Central HP <5.4 tons | KENMORE | HRCU-A-CB (Split System: Heat Pump with Remote Outdoor Unit-Air-Source) | (C,H,T)VH837GKA** |  |  | EA*4X48L24A*+WALLCON | *80CTL0902120A* | 32400 | 17.5 | 8.5 | 32600 | 25000 | 76.69% | 1.98 | 12 | 11.7 |  |  |  | No | R-410A | 2.7 | Residential & Commercial | Ducted CEE Tier 1
204299163 | Central HP <5.4 tons | KENMORE | HRCU-A-CB (Split System: Heat Pump with Remote Outdoor Unit-Air-Source) | (C,H,T)VH837GKA** |  |  | EA*4X42L24A*+WALLCON | *97CMN0602120A* | 31600 | 17 | 8.1 | 33400 | 24600 | 73.65% | 1.88 | 11.5 | 11 |  |  |  | No | R-410A | 2.6333 | Residential & Commercial | Ducted CEE Tier 1
204299313 | Central HP <5.4 tons | KENMORE | HRCU-A-CB (Split System: Heat Pump with Remote Outdoor Unit-Air-Source) | (C,H,T)VH837GKA** |  |  | EA*4X48L21A*+WALLCON | *96CTN1002122A* | 32400 | 17.5 | 8.5 | 32600 | 25000 | 76.69% | 1.98 | 12 | 11.7 |  |  |  | No | R-410A | 2.7 | Residential & Commercial | Ducted CEE Tier 1
212652126 | Central HP <5.4 tons | EVERREST | HRCU-A-CB (Split System: Heat Pump with Remote Outdoor Unit-Air-Source) | ASZV903610A* |  |  | CHPF3743C6B*+TXV | A*VS800805CUA* | 33400 | 18 | 8.2 | 34000 | 24400 | 71.76% | 1.8 | 0 | 11 |  |  |  | No | R-410A | 2.7833 | Residential & Commercial | Ducted CEE Tier 1
212652726 | Central HP <5.4 tons | EVERREST | HRCU-A-CB (Split System: Heat Pump with Remote Outdoor Unit-Air-Source) | ASZV903610A* |  |  | CHPF3642C6C*+TXV | A*VC960803BNB* | 33400 | 18 | 8.2 | 34000 | 24400 | 71.76% | 1.8 | 0 | 11 |  |  |  | No | R-410A | 2.7833 | Residential & Commercial | Ducted CEE Tier 1
212653949 | Central HP <5.4 tons | EVERREST | HRCU-A-CB (Split System: Heat Pump with Remote Outdoor Unit-Air-Source) | ASZV903610A* |  |  | CA*F3137*6A*+TXV | A*VC960403BNB* | 33600 | 18 | 8.2 | 34000 | 24400 | 71.76% | 1.8 | 0 | 11.5 |  |  |  | No | R-410A | 2.8 | Residential & Commercial | Ducted CEE Tier 1
214229314 | Central HP <5.4 tons | ARCOAIRE | HRCU-A-CB (Split System: Heat Pump with Remote Outdoor Unit-Air-Source) | DLCURAH36ABK |  |  | END4X42L17** | *80MSU0601716A* | 35400 | 16 | 8.1 | 38500 | 35000 | 90.91% | 1.96 | 0 | 10 |  |  |  | No | R-410A | 2.95 | Residential & Commercial | Ducted CEE Tier 1
210693120 | Central HP <5.4 tons | FRANKLIN | HRCU-A-CB (Split System: Heat Pump with Remote Outdoor Unit-Air-Source) | ASZV903610A* |  |  | CA*F3743*6D*+TXV | G*VC800804C*A* | 33600 | 19 | 8.2 | 34000 | 24400 | 71.76% | 1.8 | 0 | 12 |  |  |  | No | R-410A | 2.8 | Residential & Commercial | Ducted CEE Tier 1
210693138 | Central HP <5.4 tons | FRANKLIN | HRCU-A-CB (Split System: Heat Pump with Remote Outdoor Unit-Air-Source) | ASZV903610A* |  |  | CHPF3642C6C*+MBVC1601**-1A*+TXV |  | 33400 | 18 | 8.2 | 34000 | 24400 | 71.76% | 1.8 | 0 | 11 |  |  |  | No | R-410A | 2.7833 | Residential & Commercial | Ducted CEE Tier 1
213815217 | Central HP <5.4 tons | FRANKLIN | HRCU-A-CB (Split System: Heat Pump with Remote Outdoor Unit-Air-Source) | ASZV903610A* |  |  | CSCF3642N6D*+MBVB12BP1X00A*+TXV |  | 33800 | 18.5 | 8.2 | 34000 | 24400 | 71.76% | 1.8 | 0 | 11.5 |  |  |  | No | R-410A | 2.8167 | Residential & Commercial | Ducted CEE Tier 1
210598371 | Central HP <5.4 tons | ARCOAIRE | HRCU-A-CB (Split System: Heat Pump with Remote Outdoor Unit-Air-Source) | HVH825GKA2* |  |  | EN(A,D)4X48L24**+WALLCON | *95CSU1002122A* | 24200 | 17 | 8.1 | 21200 | 16600 | 78.3% | 2.02 | 0 | 11.5 |  |  |  | No | R-410A | 2.0167 | Residential & Commercial | Ducted CEE Tier 1
210598474 | Central HP <5.4 tons | ARCOAIRE | HRCU-A-CB (Split System: Heat Pump with Remote Outdoor Unit-Air-Source) | HVH825GKA2* |  |  | EN(A,D,W)4X48L21**+WALLCON | *80CSU0601716A* | 24200 | 17 | 8.1 | 21400 | 16600 | 77.57% | 2.02 | 0 | 11 |  |  |  | No | R-410A | 2.0167 | Residential & Commercial | Ducted CEE Tier 1
213771739 | Central HP <5.4 tons | ARCOAIRE | HRCU-A-CB (Split System: Heat Pump with Remote Outdoor Unit-Air-Source) | HVH825GKA2* |  |  | EA*4X48L24A*+WALLCON | *96CTN1202422B* | 24200 | 17 | 8.1 | 21000 | 16500 | 78.57% | 2.02 | 0 | 11 |  |  |  | No | R-410A | 2.0167 | Residential & Commercial | Ducted CEE Tier 1
213771239 | Central HP <5.4 tons | ARCOAIRE | HRCU-A-CB (Split System: Heat Pump with Remote Outdoor Unit-Air-Source) | HVH825GKA2* |  |  | EA*4X37L21A*+WALLCON | *96CTN1002122B* | 24400 | 16.5 | 8.5 | 21200 | 16600 | 78.3% | 2.04 | 0 | 11 |  |  |  | No | R-410A | 2.0333 | Residential & Commercial | Ducted CEE Tier 1
213771389 | Central HP <5.4 tons | ARCOAIRE | HRCU-A-CB (Split System: Heat Pump with Remote Outdoor Unit-Air-Source) | HVH825GKA2* |  |  | EA*4X42L24A*+WALLCON | *80CTL1352422B* | 23800 | 16.5 | 8.1 | 21400 | 16600 | 77.57% | 1.96 | 0 | 11 |  |  |  | No | R-410A | 1.9833 | Residential & Commercial | Ducted CEE Tier 1
213770719 | Central HP <5.4 tons | ARCOAIRE | HRCU-A-CB (Split System: Heat Pump with Remote Outdoor Unit-Air-Source) | HVH825GKA2* |  |  | EA*4X30L17A*+WALLCON | *80CTL0701412B* | 23600 | 16.5 | 8.1 | 21600 | 16700 | 77.31% | 1.92 | 0 | 10.5 |  |  |  | No | R-410A | 1.9667 | Residential & Commercial | Ducted CEE Tier 1
213770789 | Central HP <5.4 tons | ARCOAIRE | HRCU-A-CB (Split System: Heat Pump with Remote Outdoor Unit-Air-Source) | HVH825GKA2* |  |  | EA*4X30L17A*+WALLCON | *96CTN0601714B* | 23400 | 16 | 8.1 | 21600 | 16800 | 77.78% | 1.9 | 0 | 10.5 |  |  |  | No | R-410A | 1.95 | Residential & Commercial | Ducted CEE Tier 1
206998494 | Central HP <5.4 tons | KENMORE | HRCU-A-CB (Split System: Heat Pump with Remote Outdoor Unit-Air-Source) | (C,H,T)VH825GKA3* |  |  | EA*4X37L21A*+WALLCON | *80CSU1002120A* | 24400 | 16.5 | 8.1 | 21200 | 16700 | 78.77% | 2.02 | 11.5 | 10.5 |  |  |  | No | R-410A | 2.0333 | Residential & Commercial | Ducted CEE Tier 1
206998530 | Central HP <5.4 tons | KENMORE | HRCU-A-CB (Split System: Heat Pump with Remote Outdoor Unit-Air-Source) | (C,H,T)VH825GKA3* |  |  | EA*4X37L21A*+WALLCON | *95CSU0802120A* | 24400 | 17 | 8.5 | 21200 | 16600 | 78.3% | 2.04 | 11.5 | 11 |  |  |  | No | R-410A | 2.0333 | Residential & Commercial | Ducted CEE Tier 1
206998544 | Central HP <5.4 tons | KENMORE | HRCU-A-CB (Split System: Heat Pump with Remote Outdoor Unit-Air-Source) | (C,H,T)VH825GKA3* |  |  | EHD4X30AAL+WALLCON | *95CSU0802120A* | 23800 | 16 | 8.1 | 21800 | 16700 | 76.61% | 1.98 | 11 | 10.5 |  |  |  | No | R-410A | 1.9833 | Residential & Commercial | Ducted CEE Tier 1
206136132 | Central HP <5.4 tons | KENMORE | HRCU-A-CB (Split System: Heat Pump with Remote Outdoor Unit-Air-Source) | (C,H,T)VH837GKA** |  |  | EA*4X42L24A*+WALLCON | *95CSU1002122A* | 31800 | 17.5 | 8.1 | 33000 | 24400 | 73.94% | 1.9 | 11.5 | 11 |  |  |  | No | R-410A | 2.65 | Residential & Commercial | Ducted CEE Tier 1
206135972 | Central HP <5.4 tons | KENMORE | HRCU-A-CB (Split System: Heat Pump with Remote Outdoor Unit-Air-Source) | (C,H,T)VH837GKA** |  |  | EHD4X42AAL+WALLCON | *80CSU0401712A* | 32400 | 16.5 | 8.1 | 33200 | 24800 | 74.7% | 1.94 | 11.5 | 11 |  |  |  | No | R-410A | 2.7 | Residential & Commercial | Ducted CEE Tier 1
206136022 | Central HP <5.4 tons | KENMORE | HRCU-A-CB (Split System: Heat Pump with Remote Outdoor Unit-Air-Source) | (C,H,T)VH837GKA** |  |  | EHD4X48AAL+WALLCON | *80CSU0601716A* | 32600 | 16.5 | 8.1 | 33200 | 25000 | 75.3% | 1.96 | 11.5 | 11 |  |  |  | No | R-410A | 2.7167 | Residential & Commercial | Ducted CEE Tier 1
206135670 | Central HP <5.4 tons | KENMORE | HRCU-A-CB (Split System: Heat Pump with Remote Outdoor Unit-Air-Source) | (C,H,T)VH837GKA** |  |  | EA*4X37L21A*+WALLCON | *80CSU0601716A* | 32800 | 17 | 8.5 | 33000 | 25200 | 76.36% | 1.96 | 12 | 11 |  |  |  | No | R-410A | 2.7333 | Residential & Commercial | Ducted CEE Tier 1
206135690 | Central HP <5.4 tons | KENMORE | HRCU-A-CB (Split System: Heat Pump with Remote Outdoor Unit-Air-Source) | (C,H,T)VH837GKA** |  |  | EA*4X42L21A*+WALLCON | *80CSU0601716A* | 31800 | 17 | 8.1 | 33200 | 24400 | 73.49% | 1.86 | 11.5 | 11 |  |  |  | No | R-410A | 2.65 | Residential & Commercial | Ducted CEE Tier 1
206998362 | Central HP <5.4 tons | KENMORE | HRCU-A-CB (Split System: Heat Pump with Remote Outdoor Unit-Air-Source) | (C,H,T)VH825GKA3* |  |  | EA*4X37L21A*+WALLCON | *97CMN0602120A* | 24400 | 16.5 | 8.1 | 21200 | 16700 | 78.77% | 2.02 | 11 | 11 |  |  |  | No | R-410A | 2.0333 | Residential & Commercial | Ducted CEE Tier 1
215940051 | Central HP <5.4 tons | KEEPRITE | HRCU-A-CB (Split System: Heat Pump with Remote Outdoor Unit-Air-Source) | C5H3V36*K*AAA* |  |  | ESH5X42M12A*+WALLCON | *97CTN0601716A* | 33200 | 18.5 | 9 | 35600 | 27200 | 76.4% | 1.92 | 0 | 10.5 |  |  |  | No | R-454B | 2.7667 | Residential & Commercial | Ducted CEE Tier 1
215940071 | Central HP <5.4 tons | KEEPRITE | HRCU-A-CB (Split System: Heat Pump with Remote Outdoor Unit-Air-Source) | C5H3V36*K*AAA* |  |  | ESH5X42M12A*+WALLCON | *97CTN0802120A* | 33600 | 19 | 9 | 34800 | 26600 | 76.44% | 1.92 | 0 | 11.5 |  |  |  | No | R-454B | 2.8 | Residential & Commercial | Ducted CEE Tier 1
215939871 | Central HP <5.4 tons | KEEPRITE | HRCU-A-CB (Split System: Heat Pump with Remote Outdoor Unit-Air-Source) | C5H3V36*K*AAA* |  |  | EA*5X61M21A*+WALLCON | *97CTN0801716A* | 34200 | 20 | 9 | 34800 | 26600 | 76.44% | 1.92 | 0 | 11.5 |  |  |  | No | R-454B | 2.85 | Residential & Commercial | Ducted CEE Tier 1
215939651 | Central HP <5.4 tons | KEEPRITE | HRCU-A-CB (Split System: Heat Pump with Remote Outdoor Unit-Air-Source) | C5H3V36*K*AAA* |  |  | EA*5X42M21A*+WALLCON | *96CTN0802120B* | 32600 | 19.5 | 9.5 | 34800 | 26800 | 77.01% | 2.02 | 0 | 11.7 |  |  |  | No | R-454B | 2.7167 | Residential & Commercial | Ducted CEE Tier 1
215939701 | Central HP <5.4 tons | KEEPRITE | HRCU-A-CB (Split System: Heat Pump with Remote Outdoor Unit-Air-Source) | C5H3V36*K*AAA* |  |  | EA*5X42M21A*+WALLCON | *97CTN0802120A* | 32600 | 19.5 | 9.5 | 34800 | 26800 | 77.01% | 2.02 | 0 | 11.7 |  |  |  | No | R-454B | 2.7167 | Residential & Commercial | Ducted CEE Tier 1
215942527 | Central HP <5.4 tons | KEEPRITE | HRCU-A-CB (Split System: Heat Pump with Remote Outdoor Unit-Air-Source) | C5H3V36*K*AAA* |  |  | EVD5X61M21A*+WALLCON | *97CMN0802120B* | 35800 | 22 | 8.5 | 37400 | 28200 | 75.4% | 2.04 | 0 | 12.5 |  |  |  | No | R-454B | 2.9833 | Residential & Commercial | Ducted CEE Tier 1
215940771 | Central HP <5.4 tons | KEEPRITE | HRCU-A-CB (Split System: Heat Pump with Remote Outdoor Unit-Air-Source) | C5H3V36*K*AAA* |  |  | EVD5X49M24A*+WALLCON | *96CTN0802120B* | 35400 | 21.5 | 8.5 | 38000 | 28600 | 75.26% | 2.04 | 0 | 12 |  |  |  | No | R-454B | 2.95 | Residential & Commercial | Ducted CEE Tier 1
210693151 | Central HP <5.4 tons | FRANKLIN | HRCU-A-CB (Split System: Heat Pump with Remote Outdoor Unit-Air-Source) | ASZV903610A* |  |  | CHPF3642C6C*+TXV | G*VC961005CNB* | 33400 | 18 | 8.2 | 34000 | 24400 | 71.76% | 1.8 | 0 | 11 |  |  |  | No | R-410A | 2.7833 | Residential & Commercial | Ducted CEE Tier 1
210693155 | Central HP <5.4 tons | FRANKLIN | HRCU-A-CB (Split System: Heat Pump with Remote Outdoor Unit-Air-Source) | ASZV903610A* |  |  | CHPF3642C6C*+TXV | G*VM971005CNB* | 33400 | 18 | 8.2 | 34000 | 24400 | 71.76% | 1.8 | 0 | 11 |  |  |  | No | R-410A | 2.7833 | Residential & Commercial | Ducted CEE Tier 1
211228102 | Central HP <5.4 tons | ARCOAIRE | HRCU-A-CB (Split System: Heat Pump with Remote Outdoor Unit-Air-Source) | DLCURAH36ABK |  |  | EA*4X42L24A* | *95ESU1002122A* | 36600 | 15.2 | 8.1 | 40000 | 35200 | 88% | 1.94 | 0 | 10 |  |  |  | No | R-410A | 3.05 | Residential & Commercial | Ducted CEE Tier 1
211228159 | Central HP <5.4 tons | ARCOAIRE | HRCU-A-CB (Split System: Heat Pump with Remote Outdoor Unit-Air-Source) | DLCURAH36ABK |  |  | EA*4X42L24A* | OLV154F20A | 37000 | 15.2 | 8.5 | 40000 | 35400 | 88.5% | 1.96 | 0 | 10 |  |  |  | No | R-410A | 3.0833 | Residential & Commercial | Ducted CEE Tier 1
212975357 | Central HP <5.4 tons | ARCOAIRE | HRCU-A-CB (Split System: Heat Pump with Remote Outdoor Unit-Air-Source) | DLCURAH24ABK |  |  | EN(A,D,W)4X36L17** | *96VTN0401712B* | 23200 | 16 | 8.1 | 26200 | 24800 | 94.66% | 2.06 | 0 | 10 |  |  |  | No | R-410A | 1.9333 | Residential & Commercial | Ducted CEE Tier 1
212978106 | Central HP <5.4 tons | ARCOAIRE | HRCU-A-CB (Split System: Heat Pump with Remote Outdoor Unit-Air-Source) | DLCURAH24ABK |  |  | EA*4X25L17A* | *80MS(N,L)0701412A* | 24200 | 17.5 | 8.5 | 25200 | 21800 | 86.51% | 1.82 | 0 | 10.5 |  |  |  | No | R-410A | 2.0167 | Residential & Commercial | Ducted CEE Tier 1
212978142 | Central HP <5.4 tons | ARCOAIRE | HRCU-A-CB (Split System: Heat Pump with Remote Outdoor Unit-Air-Source) | DLCURAH24ABK |  |  | EA*4X36L17A* | *80MS(N,L)0701412A* | 23600 | 17.5 | 8.5 | 26200 | 23800 | 90.84% | 2 | 0 | 10 |  |  |  | No | R-410A | 1.9667 | Residential & Commercial | Ducted CEE Tier 1
212977674 | Central HP <5.4 tons | ARCOAIRE | HRCU-A-CB (Split System: Heat Pump with Remote Outdoor Unit-Air-Source) | DLCURAH24ABK |  |  | EN(A,D)4X30L14** | *80MS(N,L)0451412A* | 23600 | 17 | 8.1 | 26000 | 24000 | 92.31% | 2 | 0 | 10 |  |  |  | No | R-410A | 1.9667 | Residential & Commercial | Ducted CEE Tier 1
214229127 | Central HP <5.4 tons | ARCOAIRE | HRCU-A-CB (Split System: Heat Pump with Remote Outdoor Unit-Air-Source) | DLCURAH24ABK |  |  | EA*4X24L17A* | *80MSU0601716A* | 23400 | 17 | 9 | 26200 | 26000 | 99.24% | 2.2 | 0 | 10 |  |  |  | No | R-410A | 1.95 | Residential & Commercial | Ducted CEE Tier 1
204298962 | Central HP <5.4 tons | KEEPRITE | HRCU-A-CB (Split System: Heat Pump with Remote Outdoor Unit-Air-Source) | CVH837GKA** |  |  | EA*4X42L21A*+WALLCON | *96CTN0801714A* | 31600 | 17 | 8.1 | 33400 | 24800 | 74.25% | 1.86 | 11.5 | 11 |  |  |  | No | R-410A | 2.6333 | Residential & Commercial | Ducted CEE Tier 1
215319189 | Central HP <5.4 tons | LPS Legacy | HRCU-A-CB (Split System: Heat Pump with Remote Outdoor Unit-Air-Source) | D5CLHAH36AAK |  |  | D5FLAAH36XAK |  | 36000 | 17.3 | 9.5 | 38000 | 38000 | 100% | 2.06 | 0 | 11.7 |  |  |  | No | R-454B | 3 | Residential & Commercial | Ducted CEE Tier 1
206135982 | Central HP <5.4 tons | KENMORE | HRCU-A-CB (Split System: Heat Pump with Remote Outdoor Unit-Air-Source) | (C,H,T)VH837GKA** |  |  | EHD4X42AAL+WALLCON | *80CSU0601716A* | 32400 | 16.5 | 8.1 | 33200 | 24800 | 74.7% | 1.94 | 11.5 | 11 |  |  |  | No | R-410A | 2.7 | Residential & Commercial | Ducted CEE Tier 1
204300157 | Central HP <5.4 tons | KENMORE | HRCU-A-CB (Split System: Heat Pump with Remote Outdoor Unit-Air-Source) | (C,H,T)VH837GKA** |  |  | EHD4X36AAL+WALLCON | *97CMN1002122A* | 32200 | 16.5 | 8.1 | 33200 | 24800 | 74.7% | 1.94 | 11.5 | 11 |  |  |  | No | R-410A | 2.6833 | Residential & Commercial | Ducted CEE Tier 1
204298793 | Central HP <5.4 tons | KENMORE | HRCU-A-CB (Split System: Heat Pump with Remote Outdoor Unit-Air-Source) | (C,H,T)VH837GKA** |  |  | EA*4X36L21A*+WALLCON | *97CMN0602120A* | 31400 | 17 | 8.1 | 33600 | 24600 | 73.21% | 1.84 | 11 | 11 |  |  |  | No | R-410A | 2.6167 | Residential & Commercial | Ducted CEE Tier 1
204298943 | Central HP <5.4 tons | KENMORE | HRCU-A-CB (Split System: Heat Pump with Remote Outdoor Unit-Air-Source) | (C,H,T)VH837GKA** |  |  | EA*4X42L21A*+WALLCON | *80CTL0902120A* | 31800 | 17.5 | 8.1 | 33200 | 24400 | 73.49% | 1.9 | 11 | 11.5 |  |  |  | No | R-410A | 2.65 | Residential & Commercial | Ducted CEE Tier 1
215941081 | Central HP <5.4 tons | KEEPRITE | HRCU-A-CB (Split System: Heat Pump with Remote Outdoor Unit-Air-Source) | C5H3V48*K*AAA* |  |  | EA*5X61M21A*+WALLCON | *97CTN0802120A* | 45000 | 21 | 9.5 | 48500 | 37000 | 76.29% | 2 | 0 | 11 |  |  |  | No | R-454B | 3.75 | Residential & Commercial | Ducted CEE Tier 1
215941331 | Central HP <5.4 tons | KEEPRITE | HRCU-A-CB (Split System: Heat Pump with Remote Outdoor Unit-Air-Source) | C5H3V48*K*AAA* |  |  | EVM5X49M21A*+WALLCON | *96CTN0802120B* | 45500 | 20.5 | 8.1 | 53000 | 38500 | 72.64% | 1.95 | 0 | 11 |  |  |  | No | R-454B | 3.7917 | Residential & Commercial | Ducted CEE Tier 1
212653064 | Central HP <5.4 tons | EVERREST | HRCU-A-CB (Split System: Heat Pump with Remote Outdoor Unit-Air-Source) | ASZS601810A* |  |  | CA*EA2422*4A* | A*VM970603BNB* | 16600 | 17.5 | 8.5 | 17400 | 13000 | 74.71% | 2.1 | 0 | 10.9 |  |  |  | No | R-410A | 1.3833 | Residential & Commercial | Ducted CEE Tier 1
212987071 | Central HP <5.4 tons | ARCOAIRE | HRCU-A-CB (Split System: Heat Pump with Remote Outdoor Unit-Air-Source) | DLCURAH18ABK |  |  | EN(A,D)4X30L14** | *96MSN0601412A* | 17500 | 16 | 8.1 | 18000 | 18600 | 103.3% | 2.24 | 0 | 11 |  |  |  | No | R-410A | 1.4583 | Residential & Commercial | Ducted CEE Tier 1
211264414 | Central HP <5.4 tons | KEEPRITE | HRCU-A-CB (Split System: Heat Pump with Remote Outdoor Unit-Air-Source) | DLCURAH18ABK |  |  | EN(A,D)4X30L17** | *96VTN0601412A* | 18000 | 16 | 8.5 | 18600 | 18400 | 98.92% | 2.22 | 0 | 11 |  |  |  | No | R-410A | 1.5 | Residential & Commercial | Ducted CEE Tier 1
211263062 | Central HP <5.4 tons | KEEPRITE | HRCU-A-CB (Split System: Heat Pump with Remote Outdoor Unit-Air-Source) | DLCURAH18ABK |  |  | EN(A,D)4X24L17** | *80VTL0451412A* | 17600 | 16 | 8.5 | 18500 | 18800 | 101.6% | 2.26 | 0 | 11 |  |  |  | No | R-410A | 1.4667 | Residential & Commercial | Ducted CEE Tier 1
211262778 | Central HP <5.4 tons | KEEPRITE | HRCU-A-CB (Split System: Heat Pump with Remote Outdoor Unit-Air-Source) | DLCURAH18ABK |  |  | EN(A,D)4X24L14** | *80ES(N,L)0701412A* | 17500 | 16 | 8.5 | 18400 | 18800 | 102.2% | 2.26 | 0 | 11 |  |  |  | No | R-410A | 1.4583 | Residential & Commercial | Ducted CEE Tier 1
213076387 | Central HP <5.4 tons | ARCOAIRE | HRCU-A-CB (Split System: Heat Pump with Remote Outdoor Unit-Air-Source) | DLCURAH18ABK |  |  | EA*4X24L17A* | *96VTN0601716B* | 17400 | 16 | 8.5 | 18400 | 19500 | 106% | 2.34 | 0 | 10.5 |  |  |  | No | R-410A | 1.45 | Residential & Commercial | Ducted CEE Tier 1
204299082 | Central HP <5.4 tons | KEEPRITE | HRCU-A-CB (Split System: Heat Pump with Remote Outdoor Unit-Air-Source) | CVH837GKA** |  |  | EA*4X42L24A*+WALLCON | *80CTL1352422A* | 31800 | 17.5 | 8.1 | 33000 | 24400 | 73.94% | 1.9 | 12 | 11.5 |  |  |  | No | R-410A | 2.65 | Residential & Commercial | Ducted CEE Tier 1
211245725 | Central HP <5.4 tons | ARCOAIRE | HRCU-A-CB (Split System: Heat Pump with Remote Outdoor Unit-Air-Source) | DLCURAH24ABK |  |  | EN(A,D)4X36L21** | *92ESN0401712A* | 23600 | 15.5 | 8.1 | 26200 | 23400 | 89.31% | 1.92 | 0 | 10 |  |  |  | No | R-410A | 1.9667 | Residential & Commercial | Ducted CEE Tier 1
213353780 | Central HP <5.4 tons | ARCOAIRE | HRCU-A-CB (Split System: Heat Pump with Remote Outdoor Unit-Air-Source) | DLCURAH24ABK |  |  | F5MA4*30L*B* |  | 24800 | 17 | 9 | 26000 | 21800 | 83.85% | 1.82 | 0 | 10.5 |  |  |  | No | R-410A | 2.0667 | Residential & Commercial | Ducted CEE Tier 1
216372804 | Central HP <5.4 tons | MIRAGE | HRCU-A-CB (Split System: Heat Pump with Remote Outdoor Unit-Air-Source) | OVADH481B |  |  | IVADH481B |  | 48000 | 16 | 8.5 | 48000 | 38000 | 79.17% | 1.85 | 0 | 10 |  |  |  | No | R-454B | 4 | Residential & Commercial | Ducted CEE Tier 1
212940799 | Central HP <5.4 tons | CENTURY | HRCU-A-C (Split System: Heat Pump with Remote Outdoor Unit with No Indoor Fan --Air Source) | A-VCD18SA-1 |  |  | MCD18/24B1A |  | 18000 | 16.1 | 9.5 | 19000 | 15000 | 78.95% | 2.2 | 11.6 | 11.7 |  |  |  | No | R-410A | 1.5 | Residential & Commercial | Ducted CEE Tier 1
215866626 | Central HP <5.4 tons | KADEN | HRCU-A-CB (Split System: Heat Pump with Remote Outdoor Unit-Air-Source) | KOB-UUX48HP-2AAMA |  |  | KIB-UUX48AH-2AAMA |  | 48000 | 16 | 8.5 | 48000 | 38000 | 79.17% | 1.85 | 0 | 10 |  |  |  | No | R-454B | 4 | Residential & Commercial | Ducted CEE Tier 1
212987011 | Central HP <5.4 tons | ARCOAIRE | HRCU-A-CB (Split System: Heat Pump with Remote Outdoor Unit-Air-Source) | DLCURAH18ABK |  |  | EA*4X25L17A* | *96MSN0601412A* | 17800 | 16.5 | 8.1 | 17700 | 17700 | 100% | 2.14 | 0 | 10.5 |  |  |  | No | R-410A | 1.4833 | Residential & Commercial | Ducted CEE Tier 1
214279726 | Central HP <5.4 tons | ARCOAIRE | HRCU-A-CB (Split System: Heat Pump with Remote Outdoor Unit-Air-Source) | DLCURAH18ABK |  |  | EA*4X19L17A* | *96MSN0601716A* | 17700 | 16.5 | 8.5 | 17700 | 17900 | 101.1% | 2.16 | 0 | 10.5 |  |  |  | No | R-410A | 1.475 | Residential & Commercial | Ducted CEE Tier 1
210599173 | Central HP <5.4 tons | ARCOAIRE | HRCU-A-CB (Split System: Heat Pump with Remote Outdoor Unit-Air-Source) | HVH837GKA** |  |  | EA*4X60L24A*+WALLCON | *80CTL0902120A* | 32800 | 17.5 | 8.5 | 31800 | 24800 | 77.99% | 1.98 | 0 | 11.7 |  |  |  | No | R-410A | 2.7333 | Residential & Commercial | Ducted CEE Tier 1
210599225 | Central HP <5.4 tons | ARCOAIRE | HRCU-A-CB (Split System: Heat Pump with Remote Outdoor Unit-Air-Source) | HVH837GKA** |  |  | EA*4X61L21A*+WALLCON | *80CSU0601716A* | 33200 | 17.5 | 8.1 | 32200 | 25000 | 77.64% | 1.98 | 0 | 11.5 |  |  |  | No | R-410A | 2.7667 | Residential & Commercial | Ducted CEE Tier 1
210599390 | Central HP <5.4 tons | ARCOAIRE | HRCU-A-CB (Split System: Heat Pump with Remote Outdoor Unit-Air-Source) | HVH837GKA** |  |  | EHD4X60AAL+WALLCON | *80CSU0401712A* | 33000 | 17 | 8.1 | 32200 | 24800 | 77.02% | 1.98 | 0 | 11 |  |  |  | No | R-410A | 2.75 | Residential & Commercial | Ducted CEE Tier 1
213353730 | Central HP <5.4 tons | ARCOAIRE | HRCU-A-CB (Split System: Heat Pump with Remote Outdoor Unit-Air-Source) | DLCURAH18ABK |  |  | F5MA4*18L*A* |  | 18200 | 16 | 9 | 19200 | 19100 | 99.48% | 2.3 | 0 | 10.5 |  |  |  | No | R-410A | 1.5167 | Residential & Commercial | Ducted CEE Tier 1
206135680 | Central HP <5.4 tons | KENMORE | HRCU-A-CB (Split System: Heat Pump with Remote Outdoor Unit-Air-Source) | (C,H,T)VH837GKA** |  |  | EA*4X37L21A*+WALLCON | *80CSU1002120A* | 32800 | 17 | 8.5 | 33000 | 25200 | 76.36% | 1.96 | 12 | 11 |  |  |  | No | R-410A | 2.7333 | Residential & Commercial | Ducted CEE Tier 1
206135780 | Central HP <5.4 tons | KENMORE | HRCU-A-CB (Split System: Heat Pump with Remote Outdoor Unit-Air-Source) | (C,H,T)VH837GKA** |  |  | EA*4X48L21A*+WALLCON | *80CSU0601716A* | 32200 | 17 | 8.1 | 32600 | 25000 | 76.69% | 1.96 | 12 | 11 |  |  |  | No | R-410A | 2.6833 | Residential & Commercial | Ducted CEE Tier 1
204300577 | Central HP <5.4 tons | KENMORE | HRCU-A-CB (Split System: Heat Pump with Remote Outdoor Unit-Air-Source) | (C,H,T)VH837GKA** |  |  | EHD4X48AAL+WALLCON | *80CTL0701412A* | 32600 | 17 | 8.1 | 33200 | 25000 | 75.3% | 1.96 | 11.5 | 11 |  |  |  | No | R-410A | 2.7167 | Residential & Commercial | Ducted CEE Tier 1
204300307 | Central HP <5.4 tons | KENMORE | HRCU-A-CB (Split System: Heat Pump with Remote Outdoor Unit-Air-Source) | (C,H,T)VH837GKA** |  |  | EHD4X42AAL+WALLCON | *96CTN1202422A* | 32600 | 17 | 8.1 | 33000 | 24800 | 75.15% | 1.96 | 11 | 11 |  |  |  | No | R-410A | 2.7167 | Residential & Commercial | Ducted CEE Tier 1
215940821 | Central HP <5.4 tons | KEEPRITE | HRCU-A-CB (Split System: Heat Pump with Remote Outdoor Unit-Air-Source) | C5H3V36*K*AAA* |  |  | EVD5X60M21A*+WALLCON | *80CSU0401712B* | 35800 | 22 | 8.5 | 38000 | 28400 | 74.74% | 2.02 | 0 | 12.5 |  |  |  | No | R-454B | 2.9833 | Residential & Commercial | Ducted CEE Tier 1
215940571 | Central HP <5.4 tons | KEEPRITE | HRCU-A-CB (Split System: Heat Pump with Remote Outdoor Unit-Air-Source) | C5H3V36*K*AAA* |  |  | EVD5X36M21A*+WALLCON | *97CTN1002122A* | 34400 | 21 | 8.5 | 38500 | 28000 | 72.73% | 2.06 | 0 | 12 |  |  |  | No | R-454B | 2.8667 | Residential & Commercial | Ducted CEE Tier 1
215942647 | Central HP <5.4 tons | KEEPRITE | HRCU-A-CB (Split System: Heat Pump with Remote Outdoor Unit-Air-Source) | C5H3V36*K*AAA* |  |  | EVD5X61M21A*+WALLCON | *97CTN1002122A* | 36000 | 22 | 8.5 | 37400 | 28200 | 75.4% | 2.04 | 0 | 12.5 |  |  |  | No | R-454B | 3 | Residential & Commercial | Ducted CEE Tier 1
215942497 | Central HP <5.4 tons | KEEPRITE | HRCU-A-CB (Split System: Heat Pump with Remote Outdoor Unit-Air-Source) | C5H3V36*K*AAA* |  |  | EVD5X61M21A*+WALLCON | *80CTL0901716B* | 35800 | 22 | 8.5 | 37400 | 28400 | 75.94% | 2.02 | 0 | 12.5 |  |  |  | No | R-454B | 2.9833 | Residential & Commercial | Ducted CEE Tier 1
215942597 | Central HP <5.4 tons | KEEPRITE | HRCU-A-CB (Split System: Heat Pump with Remote Outdoor Unit-Air-Source) | C5H3V48*K*AAA* |  |  | EVD5X61M21A*+WALLCON | *96CTN0801714B* | 44500 | 20 | 8.1 | 54000 | 37800 | 70% | 1.95 | 0 | 11.5 |  |  |  | No | R-454B | 3.7083 | Residential & Commercial | Ducted CEE Tier 1
204300277 | Central HP <5.4 tons | KENMORE | HRCU-A-CB (Split System: Heat Pump with Remote Outdoor Unit-Air-Source) | (C,H,T)VH837GKA** |  |  | EHD4X42AAL+WALLCON | *80CTL1352422A* | 32600 | 17 | 8.1 | 33000 | 24800 | 75.15% | 1.96 | 11 | 11 |  |  |  | No | R-410A | 2.7167 | Residential & Commercial | Ducted CEE Tier 1
215941611 | Central HP <5.4 tons | KEEPRITE | HRCU-A-CB (Split System: Heat Pump with Remote Outdoor Unit-Air-Source) | C5H3V48*K*AAA* |  |  | EVD5X48M24A*+WALLCON | *97CTN1002122A* | 44500 | 20 | 8.1 | 52000 | 38000 | 73.08% | 1.9 | 0 | 11 |  |  |  | No | R-454B | 3.7083 | Residential & Commercial | Ducted CEE Tier 1
215941261 | Central HP <5.4 tons | KEEPRITE | HRCU-A-CB (Split System: Heat Pump with Remote Outdoor Unit-Air-Source) | C5H3V48*K*AAA* |  |  | ESH5X60M12A*+WALLCON | *97CTN1202422A* | 45000 | 20.5 | 9 | 48500 | 36400 | 75.05% | 1.82 | 0 | 11 |  |  |  | No | R-454B | 3.75 | Residential & Commercial | Ducted CEE Tier 1
204300587 | Central HP <5.4 tons | KENMORE | HRCU-A-CB (Split System: Heat Pump with Remote Outdoor Unit-Air-Source) | (C,H,T)VH837GKA** |  |  | EHD4X48AAL+WALLCON | *80CTL0901716A* | 32800 | 17.5 | 8.1 | 33000 | 24800 | 75.15% | 1.98 | 12 | 11.5 |  |  |  | No | R-410A | 2.7333 | Residential & Commercial | Ducted CEE Tier 1
204299083 | Central HP <5.4 tons | KENMORE | HRCU-A-CB (Split System: Heat Pump with Remote Outdoor Unit-Air-Source) | (C,H,T)VH837GKA** |  |  | EA*4X42L24A*+WALLCON | *80CTL1352422A* | 31800 | 17.5 | 8.1 | 33000 | 24400 | 73.94% | 1.9 | 12 | 11.5 |  |  |  | No | R-410A | 2.65 | Residential & Commercial | Ducted CEE Tier 1
204298583 | Central HP <5.4 tons | KENMORE | HRCU-A-CB (Split System: Heat Pump with Remote Outdoor Unit-Air-Source) | (C,H,T)VH837GKA** |  |  | EA*4X36L17A*+WALLCON | *80CTL0701716A* | 31400 | 17 | 8.1 | 33400 | 24400 | 73.05% | 1.84 | 11 | 11 |  |  |  | No | R-410A | 2.6167 | Residential & Commercial | Ducted CEE Tier 1
211227959 | Central HP <5.4 tons | ARCOAIRE | HRCU-A-CB (Split System: Heat Pump with Remote Outdoor Unit-Air-Source) | DLCURAH36ABK |  |  | EA*4X42L24A* | *92ESN0802120A* | 35200 | 16.5 | 8.1 | 38500 | 35000 | 90.91% | 1.88 | 0 | 10 |  |  |  | No | R-410A | 2.9333 | Residential & Commercial | Ducted CEE Tier 1
211227575 | Central HP <5.4 tons | ARCOAIRE | HRCU-A-CB (Split System: Heat Pump with Remote Outdoor Unit-Air-Source) | DLCURAH36ABK |  |  | EA*4X42L21A* | *95ESN0802120A* | 36000 | 15.5 | 8.1 | 39500 | 35200 | 89.11% | 1.92 | 0 | 10 |  |  |  | No | R-410A | 3 | Residential & Commercial | Ducted CEE Tier 1
211226957 | Central HP <5.4 tons | ARCOAIRE | HRCU-A-CB (Split System: Heat Pump with Remote Outdoor Unit-Air-Source) | DLCURAH36ABK |  |  | EA*4X37L21A* | *80VTL1102122A* | 37000 | 15.5 | 8.5 | 38500 | 34800 | 90.39% | 2.12 | 0 | 10 |  |  |  | No | R-410A | 3.0833 | Residential & Commercial | Ducted CEE Tier 1
211228963 | Central HP <5.4 tons | ARCOAIRE | HRCU-A-CB (Split System: Heat Pump with Remote Outdoor Unit-Air-Source) | DLCURAH36ABK |  |  | EA*4X48L21A* | *92ESN0601714A* | 36000 | 16 | 8.5 | 38500 | 34600 | 89.87% | 2.06 | 0 | 10 |  |  |  | No | R-410A | 3 | Residential & Commercial | Ducted CEE Tier 1
211229297 | Central HP <5.4 tons | ARCOAIRE | HRCU-A-CB (Split System: Heat Pump with Remote Outdoor Unit-Air-Source) | DLCURAH36ABK |  |  | EA*4X48L24A* | *80ES(N,L)1102120A* | 36000 | 16.5 | 8.5 | 38500 | 34600 | 89.87% | 2.06 | 0 | 10 |  |  |  | No | R-410A | 3 | Residential & Commercial | Ducted CEE Tier 1
204456886 | Central HP <5.4 tons | KENMORE | HRCU-A-CB (Split System: Heat Pump with Remote Outdoor Unit-Air-Source) | (C,H,T)VH825GKA2* |  |  | EA*4X37L17A*+WALLCON | *80CTL0901716A* | 24200 | 17 | 8.1 | 21400 | 16600 | 77.57% | 2.02 | 11 | 11 |  |  |  | No | R-410A | 2.0167 | Residential & Commercial | Ducted CEE Tier 1
204459410 | Central HP <5.4 tons | KENMORE | HRCU-A-CB (Split System: Heat Pump with Remote Outdoor Unit-Air-Source) | (C,H,T)VH825GKA2* |  |  | EHD4X36AAL+WALLCON | *80CTL0701412A* | 24000 | 16.5 | 8.1 | 21400 | 16600 | 77.57% | 2 | 11.5 | 11 |  |  |  | No | R-410A | 2 | Residential & Commercial | Ducted CEE Tier 1
204456713 | Central HP <5.4 tons | KENMORE | HRCU-A-CB (Split System: Heat Pump with Remote Outdoor Unit-Air-Source) | (C,H,T)VH825GKA2* |  |  | EA*4X36L21A*+WALLCON | *96CTN0801714A* | 23600 | 16.5 | 8.1 | 21400 | 16700 | 78.04% | 1.94 | 11 | 11 |  |  |  | No | R-410A | 1.9667 | Residential & Commercial | Ducted CEE Tier 1
204456461 | Central HP <5.4 tons | KENMORE | HRCU-A-CB (Split System: Heat Pump with Remote Outdoor Unit-Air-Source) | (C,H,T)VH825GKA2* |  |  | EA*4X25L17A*+WALLCON | *96CTN0601714A* | 24200 | 16.5 | 8.1 | 21400 | 16700 | 78.04% | 2 | 11 | 11 |  |  |  | No | R-410A | 2.0167 | Residential & Commercial | Ducted CEE Tier 1
204456488 | Central HP <5.4 tons | KENMORE | HRCU-A-CB (Split System: Heat Pump with Remote Outdoor Unit-Air-Source) | (C,H,T)VH825GKA2* |  |  | EA*4X25L17A*+WALLCON | *97CMN0801714A* | 24200 | 16.5 | 8.1 | 21400 | 16700 | 78.04% | 2 | 11 | 11 |  |  |  | No | R-410A | 2.0167 | Residential & Commercial | Ducted CEE Tier 1
206133332 | Central HP <5.4 tons | KENMORE | HRCU-A-CB (Split System: Heat Pump with Remote Outdoor Unit-Air-Source) | (C,H,T)VH825GKA2* |  |  | EA*4X25L17A*+WALLCON | *80CSU0601716A* | 24400 | 16.5 | 8.1 | 21200 | 16700 | 78.77% | 2.02 | 11.5 | 11 |  |  |  | No | R-410A | 2.0333 | Residential & Commercial | Ducted CEE Tier 1
204456677 | Central HP <5.4 tons | KENMORE | HRCU-A-CB (Split System: Heat Pump with Remote Outdoor Unit-Air-Source) | (C,H,T)VH825GKA2* |  |  | EA*4X36L21A*+WALLCON | *80CTL0701716A* | 23600 | 16.5 | 8.1 | 21400 | 16600 | 77.57% | 1.94 | 11 | 11 |  |  |  | No | R-410A | 1.9667 | Residential & Commercial | Ducted CEE Tier 1
215942467 | Central HP <5.4 tons | KEEPRITE | HRCU-A-CB (Split System: Heat Pump with Remote Outdoor Unit-Air-Source) | C5H3V36*K*AAA* |  |  | EVD5X60M21A*+WALLCON | *96CTN0601714B* | 35200 | 21 | 8.5 | 37400 | 28000 | 74.87% | 2 | 0 | 11.7 |  |  |  | No | R-454B | 2.9333 | Residential & Commercial | Ducted CEE Tier 1
215940791 | Central HP <5.4 tons | KEEPRITE | HRCU-A-CB (Split System: Heat Pump with Remote Outdoor Unit-Air-Source) | C5H3V36*K*AAA* |  |  | EVD5X49M24A*+WALLCON | *97CTN1002122A* | 35400 | 22 | 8.5 | 38000 | 28400 | 74.74% | 2.04 | 0 | 12.5 |  |  |  | No | R-454B | 2.95 | Residential & Commercial | Ducted CEE Tier 1
215940841 | Central HP <5.4 tons | KEEPRITE | HRCU-A-CB (Split System: Heat Pump with Remote Outdoor Unit-Air-Source) | C5H3V36*K*AAA* |  |  | EVD5X60M21A*+WALLCON | *97CTN0601716A* | 35200 | 21 | 8.5 | 38500 | 29200 | 75.84% | 2 | 0 | 11.7 |  |  |  | No | R-454B | 2.9333 | Residential & Commercial | Ducted CEE Tier 1
215940911 | Central HP <5.4 tons | KEEPRITE | HRCU-A-CB (Split System: Heat Pump with Remote Outdoor Unit-Air-Source) | C5H3V36*K*AAA* |  |  | EVD5X60M24A*+WALLCON | *97CTN1202422A* | 35600 | 22 | 8.5 | 38000 | 28400 | 74.74% | 2.04 | 0 | 12.5 |  |  |  | No | R-454B | 2.9667 | Residential & Commercial | Ducted CEE Tier 1
215940641 | Central HP <5.4 tons | KEEPRITE | HRCU-A-CB (Split System: Heat Pump with Remote Outdoor Unit-Air-Source) | C5H3V36*K*AAA* |  |  | EVD5X42M21A*+WALLCON | *80CSU0601716B* | 34400 | 21 | 8.5 | 38500 | 28000 | 72.73% | 2.04 | 0 | 12 |  |  |  | No | R-454B | 2.8667 | Residential & Commercial | Ducted CEE Tier 1
215932351 | Central HP <5.4 tons | KEEPRITE | HRCU-A-CB (Split System: Heat Pump with Remote Outdoor Unit-Air-Source) | C5H3V36*K*AAA* |  |  | EA*5X42M21A*+WALLCON | *96CTN0801714B* | 32600 | 19.5 | 9.5 | 35200 | 27000 | 76.7% | 2 | 0 | 11 |  |  |  | No | R-454B | 2.7167 | Residential & Commercial | Ducted CEE Tier 1
215942397 | Central HP <5.4 tons | KEEPRITE | HRCU-A-CB (Split System: Heat Pump with Remote Outdoor Unit-Air-Source) | C5H3V36*K*AAA* |  |  | EVM5X49M21A*+WALLCON | *96CTN0601714B* | 35200 | 21 | 8.5 | 37400 | 28000 | 74.87% | 2.06 | 0 | 11.7 |  |  |  | No | R-454B | 2.9333 | Residential & Commercial | Ducted CEE Tier 1
215942517 | Central HP <5.4 tons | KEEPRITE | HRCU-A-CB (Split System: Heat Pump with Remote Outdoor Unit-Air-Source) | C5H3V36*K*AAA* |  |  | EVD5X61M21A*+WALLCON | *97CMN0601714B* | 35600 | 21.5 | 8.5 | 37400 | 28200 | 75.4% | 2.06 | 0 | 11.7 |  |  |  | No | R-454B | 2.9667 | Residential & Commercial | Ducted CEE Tier 1
215940711 | Central HP <5.4 tons | KEEPRITE | HRCU-A-CB (Split System: Heat Pump with Remote Outdoor Unit-Air-Source) | C5H3V36*K*AAA* |  |  | EVD5X42M24A*+WALLCON | *97CTN1002122A* | 35600 | 22 | 8.5 | 38000 | 28400 | 74.74% | 2.04 | 0 | 12.5 |  |  |  | No | R-454B | 2.9667 | Residential & Commercial | Ducted CEE Tier 1
215940731 | Central HP <5.4 tons | KEEPRITE | HRCU-A-CB (Split System: Heat Pump with Remote Outdoor Unit-Air-Source) | C5H3V36*K*AAA* |  |  | EVD5X48M24A*+WALLCON | *96CTN0802120B* | 35000 | 21 | 8.5 | 38500 | 28400 | 73.77% | 2.04 | 0 | 12 |  |  |  | No | R-454B | 2.9167 | Residential & Commercial | Ducted CEE Tier 1
215940831 | Central HP <5.4 tons | KEEPRITE | HRCU-A-CB (Split System: Heat Pump with Remote Outdoor Unit-Air-Source) | C5H3V36*K*AAA* |  |  | EVD5X60M21A*+WALLCON | *80CSU0601716B* | 35600 | 22 | 8.5 | 38000 | 28600 | 75.26% | 2.02 | 0 | 12.5 |  |  |  | No | R-454B | 2.9667 | Residential & Commercial | Ducted CEE Tier 1
215667651 | Central HP <5.4 tons | ARCOAIRE | HRCU-A-CB (Split System: Heat Pump with Remote Outdoor Unit-Air-Source) | H5H0V24*K*AAA* |  |  | EA*5X36M17A*+WALLCON | *80CTL0901716B* | 23200 | 17 | 9 | 23600 | 16600 | 70.34% | 1.98 | 0 | 10.5 |  |  |  | No | R-454B | 1.9333 | Residential & Commercial | Ducted CEE Tier 1
212986861 | Central HP <5.4 tons | ARCOAIRE | HRCU-A-CB (Split System: Heat Pump with Remote Outdoor Unit-Air-Source) | DLCURAH24ABK |  |  | EA*4X24L14A* | *96MSN0601412A* | 23200 | 16.5 | 8.5 | 27000 | 26400 | 97.78% | 2.22 | 0 | 10 |  |  |  | No | R-410A | 1.9333 | Residential & Commercial | Ducted CEE Tier 1
212975346 | Central HP <5.4 tons | ARCOAIRE | HRCU-A-CB (Split System: Heat Pump with Remote Outdoor Unit-Air-Source) | DLCURAH24ABK |  |  | EN(A,D)4X30L17** | *96VTN0401712B* | 23200 | 16 | 8.1 | 26200 | 24800 | 94.66% | 2.06 | 0 | 10 |  |  |  | No | R-410A | 1.9333 | Residential & Commercial | Ducted CEE Tier 1
212973255 | Central HP <5.4 tons | ARCOAIRE | HRCU-A-CB (Split System: Heat Pump with Remote Outdoor Unit-Air-Source) | DLCURAH24ABK |  |  | EN(A,D)4X24L17** | *96VSN0401712B* | 23200 | 15.5 | 8.5 | 27000 | 25000 | 92.59% | 2.06 | 0 | 10 |  |  |  | No | R-410A | 1.9333 | Residential & Commercial | Ducted CEE Tier 1
212972402 | Central HP <5.4 tons | ARCOAIRE | HRCU-A-CB (Split System: Heat Pump with Remote Outdoor Unit-Air-Source) | DLCURAH24ABK |  |  | EA*4X36L21A* | *80VTL1102122B* | 24000 | 17.5 | 8.5 | 26400 | 23200 | 87.88% | 1.94 | 0 | 10 |  |  |  | No | R-410A | 2 | Residential & Commercial | Ducted CEE Tier 1
212971669 | Central HP <5.4 tons | ARCOAIRE | HRCU-A-CB (Split System: Heat Pump with Remote Outdoor Unit-Air-Source) | DLCURAH24ABK |  |  | EA*4X36L21A* | *80VTL0701716B* | 23800 | 17 | 8.5 | 26200 | 23600 | 90.08% | 1.96 | 0 | 10 |  |  |  | No | R-410A | 1.9833 | Residential & Commercial | Ducted CEE Tier 1
214229391 | Central HP <5.4 tons | ARCOAIRE | HRCU-A-CB (Split System: Heat Pump with Remote Outdoor Unit-Air-Source) | DLCURAH24ABK |  |  | EN(A,D)4X36L21** | *80MSU0802120A* | 23400 | 17 | 8.5 | 25800 | 23800 | 92.25% | 2 | 0 | 10.5 |  |  |  | No | R-410A | 1.95 | Residential & Commercial | Ducted CEE Tier 1
212974643 | Central HP <5.4 tons | ARCOAIRE | HRCU-A-CB (Split System: Heat Pump with Remote Outdoor Unit-Air-Source) | DLCURAH18ABK |  |  | EA*4X24L17A* | *96VTN0401410B* | 17200 | 16.5 | 8.5 | 18200 | 19400 | 106.6% | 2.34 | 0 | 10 |  |  |  | No | R-410A | 1.4333 | Residential & Commercial | Ducted CEE Tier 1
212973675 | Central HP <5.4 tons | ARCOAIRE | HRCU-A-CB (Split System: Heat Pump with Remote Outdoor Unit-Air-Source) | DLCURAH18ABK |  |  | EA*4X25L17A* | *96VSN0801716B* | 17800 | 16.5 | 8.1 | 17600 | 17800 | 101.1% | 2.14 | 0 | 10.5 |  |  |  | No | R-410A | 1.4833 | Residential & Commercial | Ducted CEE Tier 1
212973055 | Central HP <5.4 tons | ARCOAIRE | HRCU-A-CB (Split System: Heat Pump with Remote Outdoor Unit-Air-Source) | DLCURAH18ABK |  |  | EN(A,D)4X24L17** | *96VSN0401712B* | 17500 | 15.5 | 8.5 | 18600 | 19200 | 103.2% | 2.3 | 0 | 10.5 |  |  |  | No | R-410A | 1.4583 | Residential & Commercial | Ducted CEE Tier 1
212970934 | Central HP <5.4 tons | ARCOAIRE | HRCU-A-CB (Split System: Heat Pump with Remote Outdoor Unit-Air-Source) | DLCURAH18ABK |  |  | EN(A,D)4X24L17** | *80VTL0451412B* | 17700 | 16.5 | 8.5 | 18700 | 19100 | 102.1% | 2.3 | 0 | 11 |  |  |  | No | R-410A | 1.475 | Residential & Commercial | Ducted CEE Tier 1
212971449 | Central HP <5.4 tons | ARCOAIRE | HRCU-A-CB (Split System: Heat Pump with Remote Outdoor Unit-Air-Source) | DLCURAH18ABK |  |  | EA*4X24L17A* | *80VTL0701716B* | 17500 | 16 | 8.5 | 18500 | 19500 | 105.4% | 2.34 | 0 | 10.5 |  |  |  | No | R-410A | 1.4583 | Residential & Commercial | Ducted CEE Tier 1
211263495 | Central HP <5.4 tons | KEEPRITE | HRCU-A-CB (Split System: Heat Pump with Remote Outdoor Unit-Air-Source) | DLCURAH18ABK |  |  | EN(A,D)4X24L17** | *80ES(N,L)0701412A* | 17500 | 16 | 8.5 | 18400 | 18800 | 102.2% | 2.26 | 0 | 11 |  |  |  | No | R-410A | 1.4583 | Residential & Commercial | Ducted CEE Tier 1
212651324 | Central HP <5.4 tons | EVERREST | HRCU-A-CB (Split System: Heat Pump with Remote Outdoor Unit-Air-Source) | GSZV903610A* |  |  | CA*F3743*6D*+TXV | G*VM971205DNB* | 33200 | 19 | 8.2 | 33600 | 24400 | 72.62% | 1.8 | 0 | 12 |  |  |  | No | R-410A | 2.7667 | Residential & Commercial | Ducted CEE Tier 1
212653227 | Central HP <5.4 tons | EVERREST | HRCU-A-CB (Split System: Heat Pump with Remote Outdoor Unit-Air-Source) | GSZV903610A* |  |  | CA*F3743*6D*+TXV | G*VS960805CUA* | 33600 | 18.5 | 8.2 | 34000 | 24400 | 71.76% | 1.8 | 0 | 12 |  |  |  | No | R-410A | 2.8 | Residential & Commercial | Ducted CEE Tier 1
212652270 | Central HP <5.4 tons | EVERREST | HRCU-A-CB (Split System: Heat Pump with Remote Outdoor Unit-Air-Source) | GSZV903610A* |  |  | CHPF3743C6B*+TXV | G*VC960804CNB* | 33400 | 18 | 8.2 | 34000 | 24400 | 71.76% | 1.8 | 0 | 11 |  |  |  | No | R-410A | 2.7833 | Residential & Commercial | Ducted CEE Tier 1
212653256 | Central HP <5.4 tons | EVERREST | HRCU-A-CB (Split System: Heat Pump with Remote Outdoor Unit-Air-Source) | GSZV903610A* |  |  | CHPF3743C6B*+TXV | G*VS960805CUA* | 33400 | 18 | 8.2 | 34000 | 24400 | 71.76% | 1.8 | 0 | 11 |  |  |  | No | R-410A | 2.7833 | Residential & Commercial | Ducted CEE Tier 1
212653274 | Central HP <5.4 tons | EVERREST | HRCU-A-CB (Split System: Heat Pump with Remote Outdoor Unit-Air-Source) | GSZV903610A* |  |  | CHPF3642C6C*+TXV | G*VC800604B*A* | 33400 | 18 | 8.2 | 34000 | 24400 | 71.76% | 1.8 | 0 | 11 |  |  |  | No | R-410A | 2.7833 | Residential & Commercial | Ducted CEE Tier 1
215941121 | Central HP <5.4 tons | KEEPRITE | HRCU-A-CB (Split System: Heat Pump with Remote Outdoor Unit-Air-Source) | C5H3V48*K*AAA* |  |  | EA*5X61M24A*+WALLCON | *97CTN1002122A* | 45500 | 21.5 | 9.5 | 48500 | 36800 | 75.88% | 2 | 0 | 11 |  |  |  | No | R-454B | 3.7917 | Residential & Commercial | Ducted CEE Tier 1
215941011 | Central HP <5.4 tons | KEEPRITE | HRCU-A-CB (Split System: Heat Pump with Remote Outdoor Unit-Air-Source) | C5H3V48*K*AAA* |  |  | EA*5X60M24A*+WALLCON | *97CTN0802120A* | 44500 | 21 | 9.5 | 48500 | 36600 | 75.46% | 2 | 0 | 11 |  |  |  | No | R-454B | 3.7083 | Residential & Commercial | Ducted CEE Tier 1
215941111 | Central HP <5.4 tons | KEEPRITE | HRCU-A-CB (Split System: Heat Pump with Remote Outdoor Unit-Air-Source) | C5H3V48*K*AAA* |  |  | EA*5X61M24A*+WALLCON | *97CTN0802120A* | 45500 | 21 | 9.5 | 48500 | 37000 | 76.29% | 2 | 0 | 11 |  |  |  | No | R-454B | 3.7917 | Residential & Commercial | Ducted CEE Tier 1
215941661 | Central HP <5.4 tons | KEEPRITE | HRCU-A-CB (Split System: Heat Pump with Remote Outdoor Unit-Air-Source) | C5H3V48*K*AAA* |  |  | EVD5X49M24A*+WALLCON | *97CTN1202422A* | 45500 | 20.5 | 8.1 | 52500 | 38000 | 72.38% | 1.95 | 0 | 11.5 |  |  |  | No | R-454B | 3.7917 | Residential & Commercial | Ducted CEE Tier 1
215941761 | Central HP <5.4 tons | KEEPRITE | HRCU-A-CB (Split System: Heat Pump with Remote Outdoor Unit-Air-Source) | C5H3V48*K*AAA* |  |  | EVD5X60M24A*+WALLCON | *97CTN1202422A* | 45500 | 20.5 | 8.1 | 52500 | 38000 | 72.38% | 1.95 | 0 | 11.5 |  |  |  | No | R-454B | 3.7917 | Residential & Commercial | Ducted CEE Tier 1
206135770 | Central HP <5.4 tons | KENMORE | HRCU-A-CB (Split System: Heat Pump with Remote Outdoor Unit-Air-Source) | (C,H,T)VH837GKA** |  |  | EA*4X48L21A*+WALLCON | *80CSU0401712A* | 32400 | 17.5 | 8.1 | 32600 | 25000 | 76.69% | 1.96 | 12 | 11 |  |  |  | No | R-410A | 2.7 | Residential & Commercial | Ducted CEE Tier 1
215941001 | Central HP <5.4 tons | KEEPRITE | HRCU-A-CB (Split System: Heat Pump with Remote Outdoor Unit-Air-Source) | C5H3V48*K*AAA* |  |  | EA*5X60M24A*+WALLCON | *96CTN0802120B* | 44500 | 21 | 9.5 | 48500 | 36600 | 75.46% | 2 | 0 | 11 |  |  |  | No | R-454B | 3.7083 | Residential & Commercial | Ducted CEE Tier 1
214229138 | Central HP <5.4 tons | ARCOAIRE | HRCU-A-CB (Split System: Heat Pump with Remote Outdoor Unit-Air-Source) | DLCURAH24ABK |  |  | EA*4X25L17A* | *80MSU0601716A* | 24200 | 17.5 | 8.5 | 25200 | 21200 | 84.13% | 1.8 | 0 | 10 |  |  |  | No | R-410A | 2.0167 | Residential & Commercial | Ducted CEE Tier 1
212988725 | Central HP <5.4 tons | ARCOAIRE | HRCU-A-CB (Split System: Heat Pump with Remote Outdoor Unit-Air-Source) | DLCURAH24ABK |  |  | EN(A,D)4X24L17** | *95MSU0401712A* | 23200 | 16 | 8.5 | 27000 | 25200 | 93.33% | 2.1 | 0 | 10 |  |  |  | No | R-410A | 1.9333 | Residential & Commercial | Ducted CEE Tier 1
212988641 | Central HP <5.4 tons | ARCOAIRE | HRCU-A-CB (Split System: Heat Pump with Remote Outdoor Unit-Air-Source) | DLCURAH24ABK |  |  | EA*4X24L17A* | *95MSU0401712A* | 23400 | 16.5 | 8.5 | 27000 | 26200 | 97.04% | 2.2 | 0 | 10 |  |  |  | No | R-410A | 1.95 | Residential & Commercial | Ducted CEE Tier 1
210597012 | Central HP <5.4 tons | KEEPRITE | HRCU-A-CB (Split System: Heat Pump with Remote Outdoor Unit-Air-Source) | CVH825GKA2* |  |  | EN(A,D)4X48L24**+WALLCON | *95CSU1002122A* | 24200 | 17 | 8.1 | 21200 | 16600 | 78.3% | 2.02 | 0 | 11.5 |  |  |  | No | R-410A | 2.0167 | Residential & Commercial | Ducted CEE Tier 1
212971234 | Central HP <5.4 tons | ARCOAIRE | HRCU-A-CB (Split System: Heat Pump with Remote Outdoor Unit-Air-Source) | DLCURAH24ABK |  |  | EN(A,D)4X30L17** | *80VTL0451412B* | 23600 | 17 | 8.5 | 26200 | 24600 | 93.89% | 2.04 | 0 | 10.5 |  |  |  | No | R-410A | 1.9667 | Residential & Commercial | Ducted CEE Tier 1
212975731 | Central HP <5.4 tons | ARCOAIRE | HRCU-A-CB (Split System: Heat Pump with Remote Outdoor Unit-Air-Source) | DLCURAH24ABK |  |  | EN(A,D)4X30L14** | *96VTN0601412B* | 23400 | 16.5 | 8.1 | 26000 | 24400 | 93.85% | 2.02 | 0 | 10 |  |  |  | No | R-410A | 1.95 | Residential & Commercial | Ducted CEE Tier 1
212977602 | Central HP <5.4 tons | ARCOAIRE | HRCU-A-CB (Split System: Heat Pump with Remote Outdoor Unit-Air-Source) | DLCURAH24ABK |  |  | EA*4X30L14A* | *80MS(N,L)0451412A* | 23600 | 17 | 8.5 | 26400 | 24600 | 93.18% | 2.04 | 0 | 10 |  |  |  | No | R-410A | 1.9667 | Residential & Commercial | Ducted CEE Tier 1
212978202 | Central HP <5.4 tons | ARCOAIRE | HRCU-A-CB (Split System: Heat Pump with Remote Outdoor Unit-Air-Source) | DLCURAH24ABK |  |  | EN(A,D)4X30L17** | *80MS(N,L)0701412A* | 23600 | 17 | 8.1 | 26000 | 24000 | 92.31% | 2 | 0 | 10.5 |  |  |  | No | R-410A | 1.9667 | Residential & Commercial | Ducted CEE Tier 1
212989241 | Central HP <5.4 tons | ARCOAIRE | HRCU-A-CB (Split System: Heat Pump with Remote Outdoor Unit-Air-Source) | DLCURAH24ABK |  |  | EN(A,D,W)4X36L17** | *95MSU0601716A* | 23600 | 17 | 8.5 | 26400 | 24400 | 92.42% | 2.02 | 0 | 10.5 |  |  |  | No | R-410A | 1.9667 | Residential & Commercial | Ducted CEE Tier 1
215940741 | Central HP <5.4 tons | KEEPRITE | HRCU-A-CB (Split System: Heat Pump with Remote Outdoor Unit-Air-Source) | C5H3V36*K*AAA* |  |  | EVD5X48M24A*+WALLCON | *97CTN0802120A* | 35000 | 21 | 8.5 | 38500 | 28400 | 73.77% | 2.04 | 0 | 12 |  |  |  | No | R-454B | 2.9167 | Residential & Commercial | Ducted CEE Tier 1
215939841 | Central HP <5.4 tons | KEEPRITE | HRCU-A-CB (Split System: Heat Pump with Remote Outdoor Unit-Air-Source) | C5H3V36*K*AAA* |  |  | EA*5X61M21A*+WALLCON | *80CSU0401712B* | 34400 | 20.5 | 9.5 | 34200 | 26000 | 76.02% | 2.06 | 0 | 12 |  |  |  | No | R-454B | 2.8667 | Residential & Commercial | Ducted CEE Tier 1
215939941 | Central HP <5.4 tons | KEEPRITE | HRCU-A-CB (Split System: Heat Pump with Remote Outdoor Unit-Air-Source) | C5H3V36*K*AAA* |  |  | ESH5X36M12A*+WALLCON | *96CTN0802120B* | 33200 | 19 | 9 | 35000 | 26800 | 76.57% | 1.92 | 0 | 11 |  |  |  | No | R-454B | 2.7667 | Residential & Commercial | Ducted CEE Tier 1
215939691 | Central HP <5.4 tons | KEEPRITE | HRCU-A-CB (Split System: Heat Pump with Remote Outdoor Unit-Air-Source) | C5H3V36*K*AAA* |  |  | EA*5X42M21A*+WALLCON | *97CTN0801716A* | 32400 | 19.5 | 9.5 | 35200 | 27200 | 77.27% | 2 | 0 | 11 |  |  |  | No | R-454B | 2.7 | Residential & Commercial | Ducted CEE Tier 1
215940891 | Central HP <5.4 tons | KEEPRITE | HRCU-A-CB (Split System: Heat Pump with Remote Outdoor Unit-Air-Source) | C5H3V36*K*AAA* |  |  | EVD5X60M24A*+WALLCON | *97CTN0802120A* | 35400 | 21.5 | 8.5 | 38000 | 28600 | 75.26% | 2.04 | 0 | 12 |  |  |  | No | R-454B | 2.95 | Residential & Commercial | Ducted CEE Tier 1
215940811 | Central HP <5.4 tons | KEEPRITE | HRCU-A-CB (Split System: Heat Pump with Remote Outdoor Unit-Air-Source) | C5H3V36*K*AAA* |  |  | EVD5X60M21A*+WALLCON | *96CTN0802120B* | 35600 | 21.5 | 8.5 | 38000 | 28600 | 75.26% | 2.02 | 0 | 12 |  |  |  | No | R-454B | 2.9667 | Residential & Commercial | Ducted CEE Tier 1
215940041 | Central HP <5.4 tons | KEEPRITE | HRCU-A-CB (Split System: Heat Pump with Remote Outdoor Unit-Air-Source) | C5H3V36*K*AAA* |  |  | ESH5X42M12A*+WALLCON | *80CSU0601716B* | 33600 | 19.5 | 9 | 34800 | 26600 | 76.44% | 1.94 | 0 | 11.7 |  |  |  | No | R-454B | 2.8 | Residential & Commercial | Ducted CEE Tier 1
215940241 | Central HP <5.4 tons | KEEPRITE | HRCU-A-CB (Split System: Heat Pump with Remote Outdoor Unit-Air-Source) | C5H3V36*K*AAA* |  |  | ESH5X60M12A*+WALLCON | *97CTN1002122A* | 34200 | 19.5 | 9 | 34200 | 26000 | 76.02% | 1.94 | 0 | 11.7 |  |  |  | No | R-454B | 2.85 | Residential & Commercial | Ducted CEE Tier 1
215932400 | Central HP <5.4 tons | DAY & NIGHT | HRCU-A-CB (Split System: Heat Pump with Remote Outdoor Unit-Air-Source) | C5H3V36*K*AAA* |  |  | EA*5X48M21A*+WALLCON | *80CSU1002120A* | 33400 | 20 | 9.5 | 34600 | 26400 | 76.3% | 2.04 | 0 | 11.5 |  |  |  | No | R-454B | 2.7833 | Residential & Commercial | Ducted CEE Tier 1
215932430 | Central HP <5.4 tons | DAY & NIGHT | HRCU-A-CB (Split System: Heat Pump with Remote Outdoor Unit-Air-Source) | C5H3V36*K*AAA* |  |  | EA*5X48M21A*+WALLCON | *80CTL0901716B* | 33400 | 20 | 9.5 | 34600 | 26400 | 76.3% | 2.04 | 0 | 11.5 |  |  |  | No | R-454B | 2.7833 | Residential & Commercial | Ducted CEE Tier 1
215942377 | Central HP <5.4 tons | KEEPRITE | HRCU-A-CB (Split System: Heat Pump with Remote Outdoor Unit-Air-Source) | C5H3V36*K*AAA* |  |  | EVM5X44M21A*+WALLCON | *96CTN0601714B* | 35200 | 21 | 8.5 | 37400 | 28000 | 74.87% | 2.06 | 0 | 11.7 |  |  |  | No | R-454B | 2.9333 | Residential & Commercial | Ducted CEE Tier 1
215940221 | Central HP <5.4 tons | KEEPRITE | HRCU-A-CB (Split System: Heat Pump with Remote Outdoor Unit-Air-Source) | C5H3V36*K*AAA* |  |  | ESH5X60M12A*+WALLCON | *97CTN0801716A* | 34000 | 19 | 9 | 34800 | 26400 | 75.86% | 1.92 | 0 | 11 |  |  |  | No | R-454B | 2.8333 | Residential & Commercial | Ducted CEE Tier 1
215941101 | Central HP <5.4 tons | KEEPRITE | HRCU-A-CB (Split System: Heat Pump with Remote Outdoor Unit-Air-Source) | C5H3V48*K*AAA* |  |  | EA*5X61M24A*+WALLCON | *96CTN0802120B* | 45500 | 21 | 9.5 | 48500 | 37000 | 76.29% | 2 | 0 | 11 |  |  |  | No | R-454B | 3.7917 | Residential & Commercial | Ducted CEE Tier 1
206136122 | Central HP <5.4 tons | KENMORE | HRCU-A-CB (Split System: Heat Pump with Remote Outdoor Unit-Air-Source) | (C,H,T)VH837GKA** |  |  | EA*4X42L24A*+WALLCON | *95CSU0802120A* | 31800 | 17.5 | 8.1 | 33000 | 24400 | 73.94% | 1.9 | 11.5 | 11 |  |  |  | No | R-410A | 2.65 | Residential & Commercial | Ducted CEE Tier 1
215936308 | Central HP <5.4 tons | ARCOAIRE | HRCU-A-CB (Split System: Heat Pump with Remote Outdoor Unit-Air-Source) | H5H3V36*K*AAA* |  |  | EVD5X48M24A*+WALLCON | *80CTL0702120B* | 35000 | 21.5 | 8.5 | 38500 | 28400 | 73.77% | 2.04 | 0 | 12 |  |  |  | No | R-454B | 2.9167 | Residential & Commercial | Ducted CEE Tier 1
215936878 | Central HP <5.4 tons | ARCOAIRE | HRCU-A-CB (Split System: Heat Pump with Remote Outdoor Unit-Air-Source) | H5H3V36*K*AAA* |  |  | EVD5X61M21A*+WALLCON | *80CTL0701716B* | 35800 | 22 | 9 | 38000 | 28600 | 75.26% | 2.06 | 0 | 12 |  |  |  | No | R-454B | 2.9833 | Residential & Commercial | Ducted CEE Tier 1
215935958 | Central HP <5.4 tons | ARCOAIRE | HRCU-A-CB (Split System: Heat Pump with Remote Outdoor Unit-Air-Source) | H5H3V36*K*AAA* |  |  | EVD5X42M21A*+WALLCON | *80CSU0601716A* | 34400 | 21 | 8.5 | 38500 | 28200 | 73.25% | 2.04 | 0 | 11.7 |  |  |  | No | R-454B | 2.8667 | Residential & Commercial | Ducted CEE Tier 1
215936628 | Central HP <5.4 tons | ARCOAIRE | HRCU-A-CB (Split System: Heat Pump with Remote Outdoor Unit-Air-Source) | H5H3V36*K*AAA* |  |  | EVD5X60M21A*+WALLCON | *80CTL0902120B* | 35600 | 22 | 8.5 | 38000 | 28400 | 74.74% | 2.02 | 0 | 12.5 |  |  |  | No | R-454B | 2.9667 | Residential & Commercial | Ducted CEE Tier 1
215936678 | Central HP <5.4 tons | ARCOAIRE | HRCU-A-CB (Split System: Heat Pump with Remote Outdoor Unit-Air-Source) | H5H3V36*K*AAA* |  |  | EVD5X60M21A*+WALLCON | *97CMN0602120B* | 35400 | 21 | 8.5 | 38500 | 29000 | 75.32% | 2 | 0 | 12 |  |  |  | No | R-454B | 2.95 | Residential & Commercial | Ducted CEE Tier 1
215936358 | Central HP <5.4 tons | ARCOAIRE | HRCU-A-CB (Split System: Heat Pump with Remote Outdoor Unit-Air-Source) | H5H3V36*K*AAA* |  |  | EVD5X48M24A*+WALLCON | *95CSU1002122B* | 35200 | 21.5 | 8.5 | 38000 | 28200 | 74.21% | 2.04 | 0 | 12 |  |  |  | No | R-454B | 2.9333 | Residential & Commercial | Ducted CEE Tier 1
213770839 | Central HP <5.4 tons | ARCOAIRE | HRCU-A-CB (Split System: Heat Pump with Remote Outdoor Unit-Air-Source) | HVH825GKA2* |  |  | EA*4X36L17A*+WALLCON | *80CTL0901716B* | 23600 | 16.5 | 8.1 | 21400 | 16700 | 78.04% | 1.94 | 0 | 11 |  |  |  | No | R-410A | 1.9667 | Residential & Commercial | Ducted CEE Tier 1
213770889 | Central HP <5.4 tons | ARCOAIRE | HRCU-A-CB (Split System: Heat Pump with Remote Outdoor Unit-Air-Source) | HVH825GKA2* |  |  | EA*4X36L17A*+WALLCON | *96CTN0601714B* | 23400 | 16 | 8.1 | 21600 | 16700 | 77.31% | 1.92 | 0 | 10.5 |  |  |  | No | R-410A | 1.95 | Residential & Commercial | Ducted CEE Tier 1
213771039 | Central HP <5.4 tons | ARCOAIRE | HRCU-A-CB (Split System: Heat Pump with Remote Outdoor Unit-Air-Source) | HVH825GKA2* |  |  | EA*4X37L17A*+WALLCON | *80CTL0701412B* | 24200 | 16.5 | 8.1 | 21400 | 16700 | 78.04% | 2 | 0 | 11 |  |  |  | No | R-410A | 2.0167 | Residential & Commercial | Ducted CEE Tier 1
206135820 | Central HP <5.4 tons | KENMORE | HRCU-A-CB (Split System: Heat Pump with Remote Outdoor Unit-Air-Source) | (C,H,T)VH837GKA** |  |  | EA*4X48L24A*+WALLCON | *80CSU1002120A* | 32200 | 17 | 8.1 | 32600 | 25000 | 76.69% | 1.96 | 12 | 11 |  |  |  | No | R-410A | 2.6833 | Residential & Commercial | Ducted CEE Tier 1
204300417 | Central HP <5.4 tons | KENMORE | HRCU-A-CB (Split System: Heat Pump with Remote Outdoor Unit-Air-Source) | (C,H,T)VH837GKA** |  |  | EHD4X42AAL+WALLCON | *97CMN0602120A* | 32400 | 16.5 | 8.1 | 33400 | 25200 | 75.45% | 1.94 | 11.5 | 10.5 |  |  |  | No | R-410A | 2.7 | Residential & Commercial | Ducted CEE Tier 1
204300467 | Central HP <5.4 tons | KENMORE | HRCU-A-CB (Split System: Heat Pump with Remote Outdoor Unit-Air-Source) | (C,H,T)VH837GKA** |  |  | EHD4X48AAL+WALLCON | *80CTL1352422A* | 32600 | 17 | 8.1 | 33000 | 24800 | 75.15% | 1.98 | 11 | 11 |  |  |  | No | R-410A | 2.7167 | Residential & Commercial | Ducted CEE Tier 1
206998343 | Central HP <5.4 tons | KENMORE | HRCU-A-CB (Split System: Heat Pump with Remote Outdoor Unit-Air-Source) | (C,H,T)VH825GKA3* |  |  | EA*4X37L17A*+WALLCON | *96CTN0801714A* | 24200 | 16.5 | 8.1 | 21400 | 16700 | 78.04% | 1.98 | 11.5 | 11 |  |  |  | No | R-410A | 2.0167 | Residential & Commercial | Ducted CEE Tier 1
206998354 | Central HP <5.4 tons | KENMORE | HRCU-A-CB (Split System: Heat Pump with Remote Outdoor Unit-Air-Source) | (C,H,T)VH825GKA3* |  |  | EA*4X37L21A*+WALLCON | *97CMN0601714A* | 24200 | 16 | 8.1 | 21200 | 16800 | 79.25% | 2 | 11 | 11 |  |  |  | No | R-410A | 2.0167 | Residential & Commercial | Ducted CEE Tier 1
206998477 | Central HP <5.4 tons | KENMORE | HRCU-A-CB (Split System: Heat Pump with Remote Outdoor Unit-Air-Source) | (C,H,T)VH825GKA3* |  |  | EA*4X24L17A*+WALLCON | *80CSU0401712A* | 23200 | 16.5 | 8.1 | 22000 | 16700 | 75.91% | 1.9 | 11 | 10.5 |  |  |  | No | R-410A | 1.9333 | Residential & Commercial | Ducted CEE Tier 1
206998486 | Central HP <5.4 tons | KENMORE | HRCU-A-CB (Split System: Heat Pump with Remote Outdoor Unit-Air-Source) | (C,H,T)VH825GKA3* |  |  | EA*4X36L21A*+WALLCON | *80CSU0601716A* | 23600 | 16.5 | 8.1 | 21400 | 16600 | 77.57% | 1.94 | 11.5 | 10.5 |  |  |  | No | R-410A | 1.9667 | Residential & Commercial | Ducted CEE Tier 1
204299403 | Central HP <5.4 tons | KENMORE | HRCU-A-CB (Split System: Heat Pump with Remote Outdoor Unit-Air-Source) | (C,H,T)VH837GKA** |  |  | EA*4X48L24A*+WALLCON | *97CMN1002122A* | 32400 | 17.5 | 8.5 | 32600 | 24800 | 76.07% | 2 | 12 | 11.7 |  |  |  | No | R-410A | 2.7 | Residential & Commercial | Ducted CEE Tier 1
204299033 | Central HP <5.4 tons | KENMORE | HRCU-A-CB (Split System: Heat Pump with Remote Outdoor Unit-Air-Source) | (C,H,T)VH837GKA** |  |  | EA*4X42L21A*+WALLCON | *80CTL0901716A* | 31800 | 17.5 | 8.5 | 33000 | 24400 | 73.94% | 1.9 | 12 | 11.7 |  |  |  | No | R-410A | 2.65 | Residential & Commercial | Ducted CEE Tier 1
215937948 | Central HP <5.4 tons | ARCOAIRE | HRCU-A-CB (Split System: Heat Pump with Remote Outdoor Unit-Air-Source) | H5H3V48*K*AAA* |  |  | EVD5X48M24A*+WALLCON | *97CMN0802120B* | 44500 | 20 | 8.1 | 52000 | 38000 | 73.08% | 1.9 | 0 | 11 |  |  |  | No | R-454B | 3.7083 | Residential & Commercial | Ducted CEE Tier 1
215941271 | Central HP <5.4 tons | KEEPRITE | HRCU-A-CB (Split System: Heat Pump with Remote Outdoor Unit-Air-Source) | C5H3V48*K*AAA* |  |  | EVM5X48M21A*+WALLCON | *96CTN0802120B* | 44500 | 19.5 | 8.1 | 52000 | 38500 | 74.04% | 1.9 | 0 | 10.5 |  |  |  | No | R-454B | 3.7083 | Residential & Commercial | Ducted CEE Tier 1
204299833 | Central HP <5.4 tons | KENMORE | HRCU-A-CB (Split System: Heat Pump with Remote Outdoor Unit-Air-Source) | (C,H,T)VH837GKA** |  |  | EN(A,D,W)4X48L21**+WALLCON | *96CTN1002122A* | 32400 | 17.5 | 8.1 | 33000 | 24800 | 75.15% | 1.96 | 11.5 | 11.7 |  |  |  | No | R-410A | 2.7 | Residential & Commercial | Ducted CEE Tier 1
204298963 | Central HP <5.4 tons | KENMORE | HRCU-A-CB (Split System: Heat Pump with Remote Outdoor Unit-Air-Source) | (C,H,T)VH837GKA** |  |  | EA*4X42L21A*+WALLCON | *96CTN0801714A* | 31600 | 17 | 8.1 | 33400 | 24800 | 74.25% | 1.86 | 11.5 | 11 |  |  |  | No | R-410A | 2.6333 | Residential & Commercial | Ducted CEE Tier 1
204298663 | Central HP <5.4 tons | KENMORE | HRCU-A-CB (Split System: Heat Pump with Remote Outdoor Unit-Air-Source) | (C,H,T)VH837GKA** |  |  | EA*4X36L21A*+WALLCON | *80CTL0701716A* | 31400 | 17 | 8.1 | 33400 | 24400 | 73.05% | 1.84 | 11.5 | 11 |  |  |  | No | R-410A | 2.6167 | Residential & Commercial | Ducted CEE Tier 1
212970399 | Central HP <5.4 tons | ARCOAIRE | HRCU-A-CB (Split System: Heat Pump with Remote Outdoor Unit-Air-Source) | DLCURAH36ABK |  |  | EA*4X37L21A* | *80VSL0701716B* | 36400 | 16 | 8.5 | 38000 | 35000 | 92.11% | 2.06 | 0 | 10 |  |  |  | No | R-410A | 3.0333 | Residential & Commercial | Ducted CEE Tier 1
211229038 | Central HP <5.4 tons | ARCOAIRE | HRCU-A-CB (Split System: Heat Pump with Remote Outdoor Unit-Air-Source) | DLCURAH36ABK |  |  | EA*4X48L21A* | *95ESN0802120A* | 36600 | 15.5 | 8.5 | 38500 | 34800 | 90.39% | 2.08 | 0 | 10 |  |  |  | No | R-410A | 3.05 | Residential & Commercial | Ducted CEE Tier 1
212651061 | Central HP <5.4 tons | EVERREST | HRCU-A-CB (Split System: Heat Pump with Remote Outdoor Unit-Air-Source) | ASZV903610A* |  |  | AMVE36CP1400A* |  | 33600 | 18.5 | 8.2 | 34000 | 24400 | 71.76% | 1.8 | 0 | 11.5 |  |  |  | No | R-410A | 2.8 | Residential & Commercial | Ducted CEE Tier 1
212653751 | Central HP <5.4 tons | EVERREST | HRCU-A-CB (Split System: Heat Pump with Remote Outdoor Unit-Air-Source) | ASZV903610A* |  |  | CA*F3743*6D*+TXV | A*VS960805CUA* | 33600 | 18.5 | 8.2 | 34000 | 24400 | 71.76% | 1.8 | 0 | 12 |  |  |  | No | R-410A | 2.8 | Residential & Commercial | Ducted CEE Tier 1
212650959 | Central HP <5.4 tons | EVERREST | HRCU-A-CB (Split System: Heat Pump with Remote Outdoor Unit-Air-Source) | ASZV903610A* |  |  | AMVE48DP1400A* |  | 33600 | 19 | 8.2 | 33600 | 24400 | 72.62% | 1.8 | 0 | 12 |  |  |  | No | R-410A | 2.8 | Residential & Commercial | Ducted CEE Tier 1
212988015 | Central HP <5.4 tons | ARCOAIRE | HRCU-A-CB (Split System: Heat Pump with Remote Outdoor Unit-Air-Source) | DLCURAH36ABK |  |  | EA*4X48L24A* | *96MSN1002120A* | 36000 | 16.5 | 8.5 | 37800 | 34600 | 91.53% | 2.04 | 0 | 10 |  |  |  | No | R-410A | 3 | Residential & Commercial | Ducted CEE Tier 1
210693182 | Central HP <5.4 tons | FRANKLIN | HRCU-A-CB (Split System: Heat Pump with Remote Outdoor Unit-Air-Source) | ASZV903610A* |  |  | CSCF3642N6D*+TXV | G*VC801005C*A* | 33800 | 18.5 | 8.2 | 34000 | 24400 | 71.76% | 1.8 | 0 | 11.5 |  |  |  | No | R-410A | 2.8167 | Residential & Commercial | Ducted CEE Tier 1
212988405 | Central HP <5.4 tons | ARCOAIRE | HRCU-A-CB (Split System: Heat Pump with Remote Outdoor Unit-Air-Source) | DLCURAH36ABK |  |  | EA*4X48L24A* | *96MSN1402422A* | 35600 | 16.5 | 8.5 | 37800 | 34600 | 91.53% | 2.02 | 0 | 10 |  |  |  | No | R-410A | 2.9667 | Residential & Commercial | Ducted CEE Tier 1
212988003 | Central HP <5.4 tons | ARCOAIRE | HRCU-A-CB (Split System: Heat Pump with Remote Outdoor Unit-Air-Source) | DLCURAH36ABK |  |  | EA*4X48L21A* | *96MSN1002120A* | 35800 | 16.5 | 8.5 | 37800 | 34600 | 91.53% | 2.04 | 0 | 10 |  |  |  | No | R-410A | 2.9833 | Residential & Commercial | Ducted CEE Tier 1
212977091 | Central HP <5.4 tons | ARCOAIRE | HRCU-A-CB (Split System: Heat Pump with Remote Outdoor Unit-Air-Source) | DLCURAH36ABK |  |  | EA*4X48L24A* | *96VTN1002122B* | 35800 | 16.5 | 8.5 | 37800 | 34600 | 91.53% | 2.02 | 0 | 10 |  |  |  | No | R-410A | 2.9833 | Residential & Commercial | Ducted CEE Tier 1
215667246 | Central HP <5.4 tons | KEEPRITE | HRCU-A-CB (Split System: Heat Pump with Remote Outdoor Unit-Air-Source) | C5H0V24*K*AAA* |  |  | EA*5X25M17A*+WALLCON | *97CMN0601714B* | 23800 | 17 | 9 | 23400 | 16500 | 70.51% | 2 | 0 | 10.5 |  |  |  | No | R-454B | 1.9833 | Residential & Commercial | Ducted CEE Tier 1
215667264 | Central HP <5.4 tons | KEEPRITE | HRCU-A-CB (Split System: Heat Pump with Remote Outdoor Unit-Air-Source) | C5H0V24*K*AAA* |  |  | EA*5X25M17A*+WALLCON | *97CMN0801714B* | 23800 | 17 | 9 | 23400 | 16400 | 70.09% | 2 | 0 | 10.5 |  |  |  | No | R-454B | 1.9833 | Residential & Commercial | Ducted CEE Tier 1
211262344 | Central HP <5.4 tons | KEEPRITE | HRCU-A-CB (Split System: Heat Pump with Remote Outdoor Unit-Air-Source) | DLCURAH18ABK |  |  | EN(A,D)4X18L14** | *95ESN0601412A* | 17600 | 15.5 | 8.5 | 18700 | 19300 | 103.2% | 2.32 | 0 | 10.5 |  |  |  | No | R-410A | 1.4667 | Residential & Commercial | Ducted CEE Tier 1
212989325 | Central HP <5.4 tons | ARCOAIRE | HRCU-A-CB (Split System: Heat Pump with Remote Outdoor Unit-Air-Source) | DLCURAH18ABK |  |  | EN(A,D)4X30L17** | *95MSU0601716A* | 17600 | 16.5 | 8.1 | 18100 | 18700 | 103.3% | 2.24 | 0 | 11 |  |  |  | No | R-410A | 1.4667 | Residential & Commercial | Ducted CEE Tier 1
212970898 | Central HP <5.4 tons | ARCOAIRE | HRCU-A-CB (Split System: Heat Pump with Remote Outdoor Unit-Air-Source) | DLCURAH18ABK |  |  | EA*4X30L14A* | *80VTL0451412B* | 17800 | 16.5 | 8.5 | 18400 | 18800 | 102.2% | 2.26 | 0 | 10.5 |  |  |  | No | R-410A | 1.4833 | Residential & Commercial | Ducted CEE Tier 1
212975379 | Central HP <5.4 tons | ARCOAIRE | HRCU-A-CB (Split System: Heat Pump with Remote Outdoor Unit-Air-Source) | DLCURAH18ABK |  |  | EA*4X19L17A* | *96VTN0601412B* | 17700 | 16.5 | 8.1 | 17700 | 17900 | 101.1% | 2.16 | 0 | 10.5 |  |  |  | No | R-410A | 1.475 | Residential & Commercial | Ducted CEE Tier 1
212975412 | Central HP <5.4 tons | ARCOAIRE | HRCU-A-CB (Split System: Heat Pump with Remote Outdoor Unit-Air-Source) | DLCURAH18ABK |  |  | EA*4X25L17A* | *96VTN0601412B* | 17800 | 16.5 | 8.1 | 17600 | 17800 | 101.1% | 2.14 | 0 | 10.5 |  |  |  | No | R-410A | 1.4833 | Residential & Commercial | Ducted CEE Tier 1
212978756 | Central HP <5.4 tons | ARCOAIRE | HRCU-A-CB (Split System: Heat Pump with Remote Outdoor Unit-Air-Source) | DLCURAH18ABK |  |  | EA*4X24L17A* | *80MS(N,L)0701712A* | 17500 | 16.5 | 8.5 | 18400 | 19500 | 106% | 2.34 | 0 | 10.5 |  |  |  | No | R-410A | 1.4583 | Residential & Commercial | Ducted CEE Tier 1
212989277 | Central HP <5.4 tons | ARCOAIRE | HRCU-A-CB (Split System: Heat Pump with Remote Outdoor Unit-Air-Source) | DLCURAH18ABK |  |  | EA*4X24L17A* | *95MSU0601716A* | 17300 | 16.5 | 8.5 | 18200 | 19400 | 106.6% | 2.34 | 0 | 10.5 |  |  |  | No | R-410A | 1.4417 | Residential & Commercial | Ducted CEE Tier 1
212975841 | Central HP <5.4 tons | ARCOAIRE | HRCU-A-CB (Split System: Heat Pump with Remote Outdoor Unit-Air-Source) | DLCURAH18ABK |  |  | EN(A,D)4X30L17** | *96VTN0801716B* | 17500 | 16 | 8.1 | 18000 | 18700 | 103.9% | 2.24 | 0 | 11 |  |  |  | No | R-410A | 1.4583 | Residential & Commercial | Ducted CEE Tier 1
215940421 | Central HP <5.4 tons | KEEPRITE | HRCU-A-CB (Split System: Heat Pump with Remote Outdoor Unit-Air-Source) | C5H3V36*K*AAA* |  |  | EVM5X60M21A*+WALLCON | *80CSU0601716B* | 35600 | 22 | 8.5 | 38000 | 28600 | 75.26% | 2.02 | 0 | 12.5 |  |  |  | No | R-454B | 2.9667 | Residential & Commercial | Ducted CEE Tier 1
215940121 | Central HP <5.4 tons | KEEPRITE | HRCU-A-CB (Split System: Heat Pump with Remote Outdoor Unit-Air-Source) | C5H3V36*K*AAA* |  |  | ESH5X48M12A*+WALLCON | *80CSU0601716B* | 33800 | 19.5 | 9 | 34600 | 26400 | 76.3% | 1.92 | 0 | 11.7 |  |  |  | No | R-454B | 2.8167 | Residential & Commercial | Ducted CEE Tier 1
215939671 | Central HP <5.4 tons | KEEPRITE | HRCU-A-CB (Split System: Heat Pump with Remote Outdoor Unit-Air-Source) | C5H3V36*K*AAA* |  |  | EA*5X42M21A*+WALLCON | *80CSU0601716B* | 32800 | 20 | 9.5 | 34800 | 26600 | 76.44% | 2 | 0 | 11.5 |  |  |  | No | R-454B | 2.7333 | Residential & Commercial | Ducted CEE Tier 1
215939621 | Central HP <5.4 tons | KEEPRITE | HRCU-A-CB (Split System: Heat Pump with Remote Outdoor Unit-Air-Source) | C5H3V36*K*AAA* |  |  | EA*5X36M17A*+WALLCON | *80CSU0601716B* | 32400 | 19.5 | 9.5 | 35000 | 27000 | 77.14% | 2 | 0 | 11 |  |  |  | No | R-454B | 2.7 | Residential & Commercial | Ducted CEE Tier 1
215940861 | Central HP <5.4 tons | KEEPRITE | HRCU-A-CB (Split System: Heat Pump with Remote Outdoor Unit-Air-Source) | C5H3V36*K*AAA* |  |  | EVD5X60M21A*+WALLCON | *97CTN0802120A* | 35600 | 21.5 | 8.5 | 38000 | 28600 | 75.26% | 2.02 | 0 | 12 |  |  |  | No | R-454B | 2.9667 | Residential & Commercial | Ducted CEE Tier 1
215940291 | Central HP <5.4 tons | KEEPRITE | HRCU-A-CB (Split System: Heat Pump with Remote Outdoor Unit-Air-Source) | C5H3V36*K*AAA* |  |  | EVM5X44M21A*+WALLCON | *97CTN0601716A* | 35200 | 21 | 8.5 | 38500 | 29400 | 76.36% | 2 | 0 | 11.7 |  |  |  | No | R-454B | 2.9333 | Residential & Commercial | Ducted CEE Tier 1
215940461 | Central HP <5.4 tons | KEEPRITE | HRCU-A-CB (Split System: Heat Pump with Remote Outdoor Unit-Air-Source) | C5H3V36*K*AAA* |  |  | EVM5X60M21A*+WALLCON | *97CTN1002122A* | 35600 | 22 | 8.5 | 38000 | 28600 | 75.26% | 2.02 | 0 | 12.5 |  |  |  | No | R-454B | 2.9667 | Residential & Commercial | Ducted CEE Tier 1
210607413 | Central HP <5.4 tons | FRANKLIN | HRCU-A-CB (Split System: Heat Pump with Remote Outdoor Unit-Air-Source) | GSZV903610A* |  |  | CA*F3743*6D*+MBVC1601**-1A*+TX |  | 34200 | 19 | 8.2 | 34200 | 24400 | 71.35% | 1.85 | 0 | 12 |  |  |  | No | R-410A | 2.85 | Residential & Commercial | Ducted CEE Tier 1
213815104 | Central HP <5.4 tons | FRANKLIN | HRCU-A-CB (Split System: Heat Pump with Remote Outdoor Unit-Air-Source) | GSZV903610A* |  |  | CA*F3743*6D*+MBVB16CP1X00A*+TX |  | 34200 | 19 | 8.2 | 34200 | 24400 | 71.35% | 1.85 | 0 | 12 |  |  |  | No | R-410A | 2.85 | Residential & Commercial | Ducted CEE Tier 1
212650279 | Central HP <5.4 tons | EVERREST | HRCU-A-CB (Split System: Heat Pump with Remote Outdoor Unit-Air-Source) | GSZV903610A* |  |  | CA*F3137*6A*+TXV | G*VC960803BNB* | 33600 | 18.5 | 8.2 | 34000 | 24400 | 71.76% | 1.8 | 0 | 11.5 |  |  |  | No | R-410A | 2.8 | Residential & Commercial | Ducted CEE Tier 1
212650648 | Central HP <5.4 tons | EVERREST | HRCU-A-CB (Split System: Heat Pump with Remote Outdoor Unit-Air-Source) | GSZV903610A* |  |  | CSCF3642N6D*+TXV | G*VC960403BNB* | 33800 | 18.5 | 8.2 | 34000 | 24400 | 71.76% | 1.8 | 0 | 11.5 |  |  |  | No | R-410A | 2.8167 | Residential & Commercial | Ducted CEE Tier 1
212651247 | Central HP <5.4 tons | EVERREST | HRCU-A-CB (Split System: Heat Pump with Remote Outdoor Unit-Air-Source) | GSZV903610A* |  |  | CA*F3743*6D*+TXV | G*VC960803BNB* | 33600 | 18.5 | 8.2 | 34000 | 24400 | 71.76% | 1.8 | 0 | 11.5 |  |  |  | No | R-410A | 2.8 | Residential & Commercial | Ducted CEE Tier 1
212652268 | Central HP <5.4 tons | EVERREST | HRCU-A-CB (Split System: Heat Pump with Remote Outdoor Unit-Air-Source) | GSZV903610A* |  |  | CHPF3642C6C*+TXV | G*VC960803BNB* | 33400 | 18 | 8.2 | 34000 | 24400 | 71.76% | 1.8 | 0 | 11 |  |  |  | No | R-410A | 2.7833 | Residential & Commercial | Ducted CEE Tier 1
212652301 | Central HP <5.4 tons | EVERREST | HRCU-A-CB (Split System: Heat Pump with Remote Outdoor Unit-Air-Source) | GSZV903610A* |  |  | CSCF3642N6D*+TXV | G*VS960805CUA* | 33800 | 18.5 | 8.2 | 34000 | 24400 | 71.76% | 1.8 | 0 | 11.5 |  |  |  | No | R-410A | 2.8167 | Residential & Commercial | Ducted CEE Tier 1
212652869 | Central HP <5.4 tons | EVERREST | HRCU-A-CB (Split System: Heat Pump with Remote Outdoor Unit-Air-Source) | GSZV903610A* |  |  | CSCF3642N6D*+TXV | G*VC960803BNB* | 33800 | 18.5 | 8.2 | 34000 | 24400 | 71.76% | 1.8 | 0 | 11.5 |  |  |  | No | R-410A | 2.8167 | Residential & Commercial | Ducted CEE Tier 1
213080283 | Central HP <5.4 tons | ARCOAIRE | HRCU-A-CB (Split System: Heat Pump with Remote Outdoor Unit-Air-Source) | DLCURAH36ABK |  |  | EA*4X37L21A* | *96MSN1002120A* | 36600 | 16 | 8.5 | 38500 | 34800 | 90.39% | 2.1 | 0 | 10 |  |  |  | No | R-410A | 3.05 | Residential & Commercial | Ducted CEE Tier 1
213079933 | Central HP <5.4 tons | ARCOAIRE | HRCU-A-CB (Split System: Heat Pump with Remote Outdoor Unit-Air-Source) | DLCURAH36ABK |  |  | EA*4X48L24A* | *92MSN1202420A* | 36200 | 16 | 8.5 | 38000 | 34800 | 91.58% | 2.04 | 0 | 10 |  |  |  | No | R-410A | 3.0167 | Residential & Commercial | Ducted CEE Tier 1
213079265 | Central HP <5.4 tons | ARCOAIRE | HRCU-A-CB (Split System: Heat Pump with Remote Outdoor Unit-Air-Source) | DLCURAH36ABK |  |  | EA*4X48L21A* | *80MSU0802120A* | 36200 | 16.5 | 8.5 | 38000 | 34600 | 91.05% | 2.06 | 0 | 10 |  |  |  | No | R-410A | 3.0167 | Residential & Commercial | Ducted CEE Tier 1
212650061 | Central HP <5.4 tons | EVERREST | HRCU-A-CB (Split System: Heat Pump with Remote Outdoor Unit-Air-Source) | ASZV903610A* |  |  | CA*F3743*6D*+TXV | A*VM971005CNB* | 33200 | 19 | 8.2 | 33600 | 24400 | 72.62% | 1.8 | 0 | 12 |  |  |  | No | R-410A | 2.7667 | Residential & Commercial | Ducted CEE Tier 1
212650497 | Central HP <5.4 tons | EVERREST | HRCU-A-CB (Split System: Heat Pump with Remote Outdoor Unit-Air-Source) | ASZV903610A* |  |  | CA*F3743*6D*+TXV | A*VM970803BNB* | 33600 | 18.5 | 8.2 | 34000 | 24400 | 71.76% | 1.8 | 0 | 12 |  |  |  | No | R-410A | 2.8 | Residential & Commercial | Ducted CEE Tier 1
212651447 | Central HP <5.4 tons | EVERREST | HRCU-A-CB (Split System: Heat Pump with Remote Outdoor Unit-Air-Source) | ASZV903610A* |  |  | CSCF3642N6D*+TXV | A*VC960403BNB* | 33800 | 18.5 | 8.2 | 34000 | 24400 | 71.76% | 1.8 | 0 | 11.5 |  |  |  | No | R-410A | 2.8167 | Residential & Commercial | Ducted CEE Tier 1
212653203 | Central HP <5.4 tons | EVERREST | HRCU-A-CB (Split System: Heat Pump with Remote Outdoor Unit-Air-Source) | ASZV903610A* |  |  | CHPF3743C6B*+TXV | A*VC961005CNB* | 33400 | 18 | 8.2 | 34000 | 24400 | 71.76% | 1.8 | 0 | 11 |  |  |  | No | R-410A | 2.7833 | Residential & Commercial | Ducted CEE Tier 1
212650225 | Central HP <5.4 tons | EVERREST | HRCU-A-CB (Split System: Heat Pump with Remote Outdoor Unit-Air-Source) | ASZV903610A* |  |  | CSCF3642N6D*+TXV | A*VS960603BUA* | 33800 | 18.5 | 8.2 | 34000 | 24400 | 71.76% | 1.8 | 0 | 11.5 |  |  |  | No | R-410A | 2.8167 | Residential & Commercial | Ducted CEE Tier 1
215940361 | Central HP <5.4 tons | KEEPRITE | HRCU-A-CB (Split System: Heat Pump with Remote Outdoor Unit-Air-Source) | C5H3V36*K*AAA* |  |  | EVM5X49M21A*+WALLCON | *97CTN0601716A* | 35200 | 21 | 8.5 | 38500 | 29400 | 76.36% | 2.02 | 0 | 11.7 |  |  |  | No | R-454B | 2.9333 | Residential & Commercial | Ducted CEE Tier 1
215940881 | Central HP <5.4 tons | KEEPRITE | HRCU-A-CB (Split System: Heat Pump with Remote Outdoor Unit-Air-Source) | C5H3V36*K*AAA* |  |  | EVD5X60M24A*+WALLCON | *96CTN0802120B* | 35400 | 21.5 | 8.5 | 38000 | 28600 | 75.26% | 2.04 | 0 | 12 |  |  |  | No | R-454B | 2.95 | Residential & Commercial | Ducted CEE Tier 1
215939711 | Central HP <5.4 tons | KEEPRITE | HRCU-A-CB (Split System: Heat Pump with Remote Outdoor Unit-Air-Source) | C5H3V36*K*AAA* |  |  | EA*5X42M21A*+WALLCON | *97CTN1002122A* | 32800 | 20 | 9.5 | 34800 | 26600 | 76.44% | 2 | 0 | 11.5 |  |  |  | No | R-454B | 2.7333 | Residential & Commercial | Ducted CEE Tier 1
215935431 | Central HP <5.4 tons | KEEPRITE | HRCU-A-CB (Split System: Heat Pump with Remote Outdoor Unit-Air-Source) | C5H3V36*K*AAA* |  |  | EVM5X60M24A*+WALLCON | *97CMN1202422B* | 35400 | 22 | 8.5 | 38000 | 28400 | 74.74% | 2.04 | 0 | 12.5 |  |  |  | No | R-454B | 2.95 | Residential & Commercial | Ducted CEE Tier 1
215935481 | Central HP <5.4 tons | KEEPRITE | HRCU-A-CB (Split System: Heat Pump with Remote Outdoor Unit-Air-Source) | C5H3V36*K*AAA* |  |  | EVM5X61M24A*+WALLCON | *80CTL1352422B* | 36000 | 22.5 | 8.5 | 37600 | 28200 | 75% | 2.04 | 0 | 12.5 |  |  |  | No | R-454B | 3 | Residential & Commercial | Ducted CEE Tier 1
215935651 | Central HP <5.4 tons | KEEPRITE | HRCU-A-CB (Split System: Heat Pump with Remote Outdoor Unit-Air-Source) | C5H3V36*K*AAA* |  |  | EVD5X36M21A*+WALLCON | *80CTL0901716B* | 34400 | 21 | 8.5 | 38500 | 28200 | 73.25% | 2.04 | 0 | 11.7 |  |  |  | No | R-454B | 2.8667 | Residential & Commercial | Ducted CEE Tier 1
215936951 | Central HP <5.4 tons | KEEPRITE | HRCU-A-CB (Split System: Heat Pump with Remote Outdoor Unit-Air-Source) | C5H3V36*K*AAA* |  |  | EVD5X61M24A*+WALLCON | *95CSU1002122B* | 36000 | 22.5 | 8.5 | 37600 | 28200 | 75% | 2.06 | 0 | 12.5 |  |  |  | No | R-454B | 3 | Residential & Commercial | Ducted CEE Tier 1
212989193 | Central HP <5.4 tons | ARCOAIRE | HRCU-A-CB (Split System: Heat Pump with Remote Outdoor Unit-Air-Source) | DLCURAH24ABK |  |  | EA*4X37L17A* | *95MSU0601716A* | 24000 | 17 | 8.5 | 25600 | 22400 | 87.5% | 1.88 | 0 | 10 |  |  |  | No | R-410A | 2 | Residential & Commercial | Ducted CEE Tier 1
212984029 | Central HP <5.4 tons | ARCOAIRE | HRCU-A-CB (Split System: Heat Pump with Remote Outdoor Unit-Air-Source) | DLCURAH24ABK |  |  | EA*4X24L17A* | *92MSN0601714A* | 23400 | 17 | 8.5 | 26800 | 26400 | 98.51% | 2.24 | 0 | 10 |  |  |  | No | R-410A | 1.95 | Residential & Commercial | Ducted CEE Tier 1
212985363 | Central HP <5.4 tons | ARCOAIRE | HRCU-A-CB (Split System: Heat Pump with Remote Outdoor Unit-Air-Source) | DLCURAH24ABK |  |  | EN(A,D)4X36L21** | *92MSN1002120A* | 23600 | 17.5 | 8.5 | 26400 | 24200 | 91.67% | 2.02 | 0 | 10.5 |  |  |  | No | R-410A | 1.9667 | Residential & Commercial | Ducted CEE Tier 1
212985777 | Central HP <5.4 tons | ARCOAIRE | HRCU-A-CB (Split System: Heat Pump with Remote Outdoor Unit-Air-Source) | DLCURAH24ABK |  |  | EA*4X25L17A* | *96MSN0261410A* | 24200 | 16.5 | 8.5 | 25200 | 21600 | 85.71% | 1.82 | 0 | 10 |  |  |  | No | R-410A | 2.0167 | Residential & Commercial | Ducted CEE Tier 1
212986179 | Central HP <5.4 tons | ARCOAIRE | HRCU-A-CB (Split System: Heat Pump with Remote Outdoor Unit-Air-Source) | DLCURAH24ABK |  |  | EA*4X30L17A* | *96MSN0401410A* | 23400 | 16 | 8.5 | 26400 | 24600 | 93.18% | 2.04 | 0 | 10 |  |  |  | No | R-410A | 1.95 | Residential & Commercial | Ducted CEE Tier 1
212988653 | Central HP <5.4 tons | ARCOAIRE | HRCU-A-CB (Split System: Heat Pump with Remote Outdoor Unit-Air-Source) | DLCURAH24ABK |  |  | EA*4X25L17A* | *95MSU0401712A* | 24200 | 16.5 | 8.5 | 25200 | 21800 | 86.51% | 1.82 | 0 | 10 |  |  |  | No | R-410A | 2.0167 | Residential & Commercial | Ducted CEE Tier 1
212975665 | Central HP <5.4 tons | ARCOAIRE | HRCU-A-CB (Split System: Heat Pump with Remote Outdoor Unit-Air-Source) | DLCURAH24ABK |  |  | EA*4X30L14A* | *96VTN0601412B* | 23400 | 16.5 | 8.5 | 26200 | 25000 | 95.42% | 2.08 | 0 | 10 |  |  |  | No | R-410A | 1.95 | Residential & Commercial | Ducted CEE Tier 1
212986167 | Central HP <5.4 tons | ARCOAIRE | HRCU-A-CB (Split System: Heat Pump with Remote Outdoor Unit-Air-Source) | DLCURAH24ABK |  |  | EA*4X30L14A* | *96MSN0401410A* | 23400 | 16 | 8.5 | 26400 | 24800 | 93.94% | 2.04 | 0 | 10 |  |  |  | No | R-410A | 1.95 | Residential & Commercial | Ducted CEE Tier 1
206765930 | Central HP <5.4 tons | KEEPRITE | HRCU-A-CB (Split System: Heat Pump with Remote Outdoor Unit-Air-Source) | CVH825GKA3* |  |  | EA*4X37L21A*+WALLCON | *80CTL0451712A* | 24200 | 16.5 | 8.1 | 21200 | 16700 | 78.77% | 2 | 11 | 11 |  |  |  | No | R-410A | 2.0167 | Residential & Commercial | Ducted CEE Tier 1
206765588 | Central HP <5.4 tons | KEEPRITE | HRCU-A-CB (Split System: Heat Pump with Remote Outdoor Unit-Air-Source) | CVH825GKA3* |  |  | EA*4X30L17A*+WALLCON | *80CTL0701716A* | 23400 | 16.5 | 8.1 | 21600 | 16700 | 77.31% | 1.92 | 11 | 11 |  |  |  | No | R-410A | 1.95 | Residential & Commercial | Ducted CEE Tier 1
206765606 | Central HP <5.4 tons | KEEPRITE | HRCU-A-CB (Split System: Heat Pump with Remote Outdoor Unit-Air-Source) | CVH825GKA3* |  |  | EA*4X30L17A*+WALLCON | *96CTN0801714A* | 23400 | 16.5 | 8.1 | 21600 | 16800 | 77.78% | 1.9 | 11 | 10.5 |  |  |  | No | R-410A | 1.95 | Residential & Commercial | Ducted CEE Tier 1
206765498 | Central HP <5.4 tons | KEEPRITE | HRCU-A-CB (Split System: Heat Pump with Remote Outdoor Unit-Air-Source) | CVH825GKA3* |  |  | EA*4X25L17A*+WALLCON | *80CTL0451712A* | 24200 | 16.5 | 8.1 | 21400 | 16800 | 78.5% | 2 | 11 | 11 |  |  |  | No | R-410A | 2.0167 | Residential & Commercial | Ducted CEE Tier 1
206765507 | Central HP <5.4 tons | KEEPRITE | HRCU-A-CB (Split System: Heat Pump with Remote Outdoor Unit-Air-Source) | CVH825GKA3* |  |  | EA*4X25L17A*+WALLCON | *80CTL0701716A* | 24400 | 16.5 | 8.1 | 21200 | 16600 | 78.3% | 2.02 | 11 | 11 |  |  |  | No | R-410A | 2.0333 | Residential & Commercial | Ducted CEE Tier 1
214228995 | Central HP <5.4 tons | ARCOAIRE | HRCU-A-CB (Split System: Heat Pump with Remote Outdoor Unit-Air-Source) | DLCURAH18ABK |  |  | EA*4X25L17A* | *80MSU0601716A* | 18200 | 16.5 | 8.5 | 18000 | 17500 | 97.22% | 2.12 | 0 | 11 |  |  |  | No | R-410A | 1.5167 | Residential & Commercial | Ducted CEE Tier 1
212972765 | Central HP <5.4 tons | ARCOAIRE | HRCU-A-CB (Split System: Heat Pump with Remote Outdoor Unit-Air-Source) | DLCURAH18ABK |  |  | EN(A,D)4X30L17** | *96VSN0401410B* | 17400 | 16 | 8.1 | 18000 | 18700 | 103.9% | 2.24 | 0 | 10.5 |  |  |  | No | R-410A | 1.45 | Residential & Commercial | Ducted CEE Tier 1
212989289 | Central HP <5.4 tons | ARCOAIRE | HRCU-A-CB (Split System: Heat Pump with Remote Outdoor Unit-Air-Source) | DLCURAH18ABK |  |  | EA*4X25L17A* | *95MSU0601716A* | 17800 | 16.5 | 8.1 | 17700 | 17700 | 100% | 2.14 | 0 | 10.5 |  |  |  | No | R-410A | 1.4833 | Residential & Commercial | Ducted CEE Tier 1
212988785 | Central HP <5.4 tons | ARCOAIRE | HRCU-A-CB (Split System: Heat Pump with Remote Outdoor Unit-Air-Source) | DLCURAH18ABK |  |  | EA*4X24L17A* | *95MSU0401712A* | 17200 | 16 | 8.5 | 18200 | 19400 | 106.6% | 2.34 | 0 | 10.5 |  |  |  | No | R-410A | 1.4333 | Residential & Commercial | Ducted CEE Tier 1
212975456 | Central HP <5.4 tons | ARCOAIRE | HRCU-A-CB (Split System: Heat Pump with Remote Outdoor Unit-Air-Source) | DLCURAH18ABK |  |  | EN(A,D)4X24L14** | *96VTN0601412B* | 17500 | 16 | 8.5 | 18500 | 19200 | 103.8% | 2.3 | 0 | 10.5 |  |  |  | No | R-410A | 1.4583 | Residential & Commercial | Ducted CEE Tier 1
211262139 | Central HP <5.4 tons | ARCOAIRE | HRCU-A-CB (Split System: Heat Pump with Remote Outdoor Unit-Air-Source) | DLCURAH18ABK |  |  | EA*4X30L17A* | *92ESN0401712A* | 17900 | 15.5 | 8.5 | 18600 | 18500 | 99.46% | 2.22 | 0 | 10.5 |  |  |  | No | R-410A | 1.4917 | Residential & Commercial | Ducted CEE Tier 1
211263238 | Central HP <5.4 tons | KEEPRITE | HRCU-A-CB (Split System: Heat Pump with Remote Outdoor Unit-Air-Source) | DLCURAH18ABK |  |  | EN(A,D)4X24L17** | *96VTN0601412A* | 17900 | 15.5 | 8.5 | 18800 | 18700 | 99.47% | 2.26 | 0 | 11 |  |  |  | No | R-410A | 1.4917 | Residential & Commercial | Ducted CEE Tier 1
211262601 | Central HP <5.4 tons | KEEPRITE | HRCU-A-CB (Split System: Heat Pump with Remote Outdoor Unit-Air-Source) | DLCURAH18ABK |  |  | EN(A,D)4X24L14** | *95ESN0401410A* | 17800 | 15.5 | 8.5 | 18700 | 18800 | 100.5% | 2.26 | 0 | 10.5 |  |  |  | No | R-410A | 1.4833 | Residential & Commercial | Ducted CEE Tier 1
212976404 | Central HP <5.4 tons | ARCOAIRE | HRCU-A-CB (Split System: Heat Pump with Remote Outdoor Unit-Air-Source) | DLCURAH24ABK |  |  | EA*4X37L21A* | *96VTN0802120B* | 24400 | 17 | 8.5 | 25200 | 21400 | 84.92% | 1.8 | 0 | 10.5 |  |  |  | No | R-410A | 2.0333 | Residential & Commercial | Ducted CEE Tier 1
212975720 | Central HP <5.4 tons | ARCOAIRE | HRCU-A-CB (Split System: Heat Pump with Remote Outdoor Unit-Air-Source) | DLCURAH24ABK |  |  | EN(A,D)4X24L17** | *96VTN0601412B* | 23200 | 16.5 | 8.5 | 26800 | 25400 | 94.78% | 2.12 | 0 | 10 |  |  |  | No | R-410A | 1.9333 | Residential & Commercial | Ducted CEE Tier 1
212977626 | Central HP <5.4 tons | ARCOAIRE | HRCU-A-CB (Split System: Heat Pump with Remote Outdoor Unit-Air-Source) | DLCURAH24ABK |  |  | EA*4X36L17A* | *80MS(N,L)0451412A* | 23800 | 17 | 8.5 | 26200 | 23800 | 90.84% | 1.96 | 0 | 10 |  |  |  | No | R-410A | 1.9833 | Residential & Commercial | Ducted CEE Tier 1
204300456 | Central HP <5.4 tons | KEEPRITE | HRCU-A-CB (Split System: Heat Pump with Remote Outdoor Unit-Air-Source) | CVH837GKA** |  |  | EHD4X48AAL+WALLCON | *80CTL0902120A* | 32600 | 17 | 8.1 | 33000 | 25000 | 75.76% | 1.98 | 12 | 11 |  |  |  | No | R-410A | 2.7167 | Residential & Commercial | Ducted CEE Tier 1
206136151 | Central HP <5.4 tons | KEEPRITE | HRCU-A-CB (Split System: Heat Pump with Remote Outdoor Unit-Air-Source) | CVH837GKA** |  |  | EA*4X43L21A*+WALLCON | *95CSU1002122A* | 33000 | 17.5 | 8.5 | 32800 | 25000 | 76.22% | 2 | 12 | 11.5 |  |  |  | No | R-410A | 2.75 | Residential & Commercial | Ducted CEE Tier 1
210597511 | Central HP <5.4 tons | KEEPRITE | HRCU-A-CB (Split System: Heat Pump with Remote Outdoor Unit-Air-Source) | CVH837GKA** |  |  | EHD4X60AAL+WALLCON | *80CTL0701716A* | 32800 | 17 | 8.1 | 32400 | 25000 | 77.16% | 2 | 0 | 11 |  |  |  | No | R-410A | 2.7333 | Residential & Commercial | Ducted CEE Tier 1
210597544 | Central HP <5.4 tons | KEEPRITE | HRCU-A-CB (Split System: Heat Pump with Remote Outdoor Unit-Air-Source) | CVH837GKA** |  |  | EHD4X60AAL+WALLCON | *97CMN0602120A* | 32800 | 16.5 | 8.1 | 32400 | 25200 | 77.78% | 1.98 | 0 | 11 |  |  |  | No | R-410A | 2.7333 | Residential & Commercial | Ducted CEE Tier 1
204298763 | Central HP <5.4 tons | KENMORE | HRCU-A-CB (Split System: Heat Pump with Remote Outdoor Unit-Air-Source) | (C,H,T)VH837GKA** |  |  | EA*4X36L21A*+WALLCON | *96CTN1002122A* | 31600 | 17 | 8.1 | 33200 | 24200 | 72.89% | 1.86 | 11 | 11 |  |  |  | No | R-410A | 2.6333 | Residential & Commercial | Ducted CEE Tier 1
215319193 | Central HP <5.4 tons | LPS Legacy | HRCU-A-CB (Split System: Heat Pump with Remote Outdoor Unit-Air-Source) | D5CLRAH48AAK |  |  | D5FLAAH48XAK |  | 48000 | 17.8 | 10 | 50000 | 35200 | 70.4% | 1.9 | 0 | 10 |  |  |  | No | R-454B | 4 | Residential & Commercial | Ducted CEE Tier 1
215938041 | Central HP <5.4 tons | KEEPRITE | HRCU-A-CB (Split System: Heat Pump with Remote Outdoor Unit-Air-Source) | C5H3V48*K*AAA* |  |  | EVD5X49M24A*+WALLCON | *80CTL1352422B* | 45500 | 21 | 8.1 | 52500 | 38000 | 72.38% | 1.95 | 0 | 11.5 |  |  |  | No | R-454B | 3.7917 | Residential & Commercial | Ducted CEE Tier 1
204299753 | Central HP <5.4 tons | KENMORE | HRCU-A-CB (Split System: Heat Pump with Remote Outdoor Unit-Air-Source) | (C,H,T)VH837GKA** |  |  | EN(A,D,W)4X48L21**+WALLCON | *80CTL0902120A* | 32400 | 17.5 | 8.1 | 33000 | 24800 | 75.15% | 1.96 | 12 | 11.7 |  |  |  | No | R-410A | 2.7 | Residential & Commercial | Ducted CEE Tier 1
204299903 | Central HP <5.4 tons | KENMORE | HRCU-A-CB (Split System: Heat Pump with Remote Outdoor Unit-Air-Source) | (C,H,T)VH837GKA** |  |  | EN(A,D)4X48L24**+WALLCON | *96CTN1202422A* | 32400 | 17.5 | 8.1 | 32800 | 24800 | 75.61% | 1.96 | 12 | 11.7 |  |  |  | No | R-410A | 2.7 | Residential & Commercial | Ducted CEE Tier 1
210597126 | Central HP <5.4 tons | KEEPRITE | HRCU-A-CB (Split System: Heat Pump with Remote Outdoor Unit-Air-Source) | CVH825GKA2* |  |  | END4X42L17**+WALLCON | *80CSU0401712A* | 24000 | 17 | 8.1 | 21400 | 16600 | 77.57% | 1.98 | 0 | 11 |  |  |  | No | R-410A | 2 | Residential & Commercial | Ducted CEE Tier 1
210596678 | Central HP <5.4 tons | KEEPRITE | HRCU-A-CB (Split System: Heat Pump with Remote Outdoor Unit-Air-Source) | CVH825GKA2* |  |  | EA*4X42L21A*+WALLCON | *95CSU0802120A* | 23800 | 16.5 | 8.1 | 21400 | 16600 | 77.57% | 1.96 | 0 | 11 |  |  |  | No | R-410A | 1.9833 | Residential & Commercial | Ducted CEE Tier 1
210596728 | Central HP <5.4 tons | KEEPRITE | HRCU-A-CB (Split System: Heat Pump with Remote Outdoor Unit-Air-Source) | CVH825GKA2* |  |  | EA*4X42L24A*+WALLCON | *95CSU1002122A* | 23800 | 17 | 8.1 | 21400 | 16600 | 77.57% | 1.96 | 0 | 11 |  |  |  | No | R-410A | 1.9833 | Residential & Commercial | Ducted CEE Tier 1
210596961 | Central HP <5.4 tons | KEEPRITE | HRCU-A-CB (Split System: Heat Pump with Remote Outdoor Unit-Air-Source) | CVH825GKA2* |  |  | EHD4X48AAL+WALLCON | *80CTL0901716A* | 24400 | 17 | 8.1 | 21200 | 16500 | 77.83% | 2.04 | 0 | 11 |  |  |  | No | R-410A | 2.0333 | Residential & Commercial | Ducted CEE Tier 1
210597096 | Central HP <5.4 tons | KEEPRITE | HRCU-A-CB (Split System: Heat Pump with Remote Outdoor Unit-Air-Source) | CVH825GKA2* |  |  | EN(A,D,W)4X48L21**+WALLCON | *95CSU0601716A* | 24000 | 16.5 | 8.1 | 21400 | 16700 | 78.04% | 2 | 0 | 11 |  |  |  | No | R-410A | 2 | Residential & Commercial | Ducted CEE Tier 1
210597111 | Central HP <5.4 tons | KEEPRITE | HRCU-A-CB (Split System: Heat Pump with Remote Outdoor Unit-Air-Source) | CVH825GKA2* |  |  | EN(A,D,W)4X48L21**+WALLCON | *96CTN1002122A* | 24200 | 17 | 8.1 | 21400 | 16600 | 77.57% | 2.02 | 0 | 11.5 |  |  |  | No | R-410A | 2.0167 | Residential & Commercial | Ducted CEE Tier 1
212650493 | Central HP <5.4 tons | EVERREST | HRCU-A-CB (Split System: Heat Pump with Remote Outdoor Unit-Air-Source) | ASZV903610A* |  |  | CA*F3137*6A*+TXV | A*VC960603BNB* | 33600 | 18 | 8.2 | 34000 | 24400 | 71.76% | 1.8 | 0 | 11.5 |  |  |  | No | R-410A | 2.8 | Residential & Commercial | Ducted CEE Tier 1
212651202 | Central HP <5.4 tons | EVERREST | HRCU-A-CB (Split System: Heat Pump with Remote Outdoor Unit-Air-Source) | ASZV903610A* |  |  | CA*F3743*6D*+TXV | A*VM970603BNB* | 33600 | 18.5 | 8.2 | 34000 | 24400 | 71.76% | 1.8 | 0 | 12 |  |  |  | No | R-410A | 2.8 | Residential & Commercial | Ducted CEE Tier 1
211226805 | Central HP <5.4 tons | ARCOAIRE | HRCU-A-CB (Split System: Heat Pump with Remote Outdoor Unit-Air-Source) | DLCURAH36ABK |  |  | EA*4X37L21A* | *80ES(N,L)0702116A* | 37200 | 15.5 | 8.5 | 38500 | 35000 | 90.91% | 2.12 | 0 | 10 |  |  |  | No | R-410A | 3.1 | Residential & Commercial | Ducted CEE Tier 1
211226853 | Central HP <5.4 tons | ARCOAIRE | HRCU-A-CB (Split System: Heat Pump with Remote Outdoor Unit-Air-Source) | DLCURAH36ABK |  |  | EA*4X37L21A* | *80ES(N,L)1102120A* | 37000 | 15.5 | 8.5 | 38500 | 34800 | 90.39% | 2.12 | 0 | 10 |  |  |  | No | R-410A | 3.0833 | Residential & Commercial | Ducted CEE Tier 1
211226637 | Central HP <5.4 tons | ARCOAIRE | HRCU-A-CB (Split System: Heat Pump with Remote Outdoor Unit-Air-Source) | DLCURAH36ABK |  |  | EA*4X37L17A* | *92ESN0801716A* | 36800 | 15.2 | 8.5 | 39500 | 35000 | 88.61% | 2.06 | 0 | 10 |  |  |  | No | R-410A | 3.0667 | Residential & Commercial | Ducted CEE Tier 1
212650221 | Central HP <5.4 tons | EVERREST | HRCU-A-CB (Split System: Heat Pump with Remote Outdoor Unit-Air-Source) | ASZV903610A* |  |  | CHPF3642C6C*+TXV | A*VC801005C*A* | 33400 | 18 | 8.2 | 34000 | 24400 | 71.76% | 1.8 | 0 | 11 |  |  |  | No | R-410A | 2.7833 | Residential & Commercial | Ducted CEE Tier 1
204456470 | Central HP <5.4 tons | KENMORE | HRCU-A-CB (Split System: Heat Pump with Remote Outdoor Unit-Air-Source) | (C,H,T)VH825GKA2* |  |  | EA*4X25L17A*+WALLCON | *96CTN0801714A* | 24200 | 16.5 | 8.1 | 21400 | 16700 | 78.04% | 2 | 11 | 11 |  |  |  | No | R-410A | 2.0167 | Residential & Commercial | Ducted CEE Tier 1
206133382 | Central HP <5.4 tons | KENMORE | HRCU-A-CB (Split System: Heat Pump with Remote Outdoor Unit-Air-Source) | (C,H,T)VH825GKA2* |  |  | EA*4X36L21A*+WALLCON | *80CSU0401712A* | 23600 | 17 | 8.1 | 21400 | 16600 | 77.57% | 1.94 | 11.5 | 11 |  |  |  | No | R-410A | 1.9667 | Residential & Commercial | Ducted CEE Tier 1
206133432 | Central HP <5.4 tons | KENMORE | HRCU-A-CB (Split System: Heat Pump with Remote Outdoor Unit-Air-Source) | (C,H,T)VH825GKA2* |  |  | EA*4X37L17A*+WALLCON | *80CSU0601716A* | 24200 | 16.5 | 8.1 | 21400 | 16700 | 78.04% | 2 | 11.5 | 10.5 |  |  |  | No | R-410A | 2.0167 | Residential & Commercial | Ducted CEE Tier 1
206135793 | Central HP <5.4 tons | BRYANT HEATING AND COOLING SYSTEMS | HRCU-A-CB (Split System: Heat Pump with Remote Outdoor Unit-Air-Source) | 288BNV037*0**A* |  |  | CAP**4821AL*+UI | 83*CA60100C21*** | 32200 | 17 | 8.1 | 32600 | 25000 | 76.69% | 1.96 | 11.5 | 11 |  |  |  | No | R-410A | 2.6833 | Residential & Commercial | Ducted CEE Tier 1
215682271 | Central HP <5.4 tons | KENMORE | HRCU-A-CB (Split System: Heat Pump with Remote Outdoor Unit-Air-Source) | (C,H,T)5H0V48*K*AAA* |  |  | EVD5X49M24A*+WALLCON | *97CTN0802120A* | 48000 | 19 | 9 | 50000 | 36600 | 73.2% | 2 | 0 | 10 |  |  |  | No | R-454B | 4 | Residential & Commercial | Ducted CEE Tier 1
211244368 | Central HP <5.4 tons | ARCOAIRE | HRCU-A-CB (Split System: Heat Pump with Remote Outdoor Unit-Air-Source) | DLCURAH24ABK |  |  | EN(A,D)4X30L14** | *80ES(N,L)0451412A* | 24400 | 16 | 8.1 | 26600 | 22600 | 84.96% | 1.84 | 0 | 10 |  |  |  | No | R-410A | 2.0333 | Residential & Commercial | Ducted CEE Tier 1
211245236 | Central HP <5.4 tons | ARCOAIRE | HRCU-A-CB (Split System: Heat Pump with Remote Outdoor Unit-Air-Source) | DLCURAH24ABK |  |  | EN(A,D,W)4X36L17** | *80ES(N,L)0701412A* | 24200 | 16.5 | 8.1 | 26400 | 22800 | 86.36% | 1.88 | 0 | 10.5 |  |  |  | No | R-410A | 2.0167 | Residential & Commercial | Ducted CEE Tier 1
211245135 | Central HP <5.4 tons | ARCOAIRE | HRCU-A-CB (Split System: Heat Pump with Remote Outdoor Unit-Air-Source) | DLCURAH24ABK |  |  | EN(A,D,W)4X36L17** | *80ES(N,L)0701712A* | 24400 | 16.5 | 8.1 | 26400 | 22600 | 85.61% | 1.88 | 0 | 10.5 |  |  |  | No | R-410A | 2.0333 | Residential & Commercial | Ducted CEE Tier 1
211245196 | Central HP <5.4 tons | KEEPRITE | HRCU-A-CB (Split System: Heat Pump with Remote Outdoor Unit-Air-Source) | DLCURAH24ABK |  |  | EN(A,D,W)4X36L17** | *95ESN0601714A* | 24600 | 16 | 8.1 | 26600 | 22400 | 84.21% | 1.84 | 0 | 10 |  |  |  | No | R-410A | 2.05 | Residential & Commercial | Ducted CEE Tier 1
212971226 | Central HP <5.4 tons | KEEPRITE | HRCU-A-CB (Split System: Heat Pump with Remote Outdoor Unit-Air-Source) | DLCURAH24ABK |  |  | EN(A,D)4X30L14** | *80VTL0451412B* | 23400 | 17 | 8.1 | 25800 | 24400 | 94.57% | 2.04 | 0 | 10 |  |  |  | No | R-410A | 1.95 | Residential & Commercial | Ducted CEE Tier 1
212969773 | Central HP <5.4 tons | KEEPRITE | HRCU-A-CB (Split System: Heat Pump with Remote Outdoor Unit-Air-Source) | DLCURAH24ABK |  |  | EA*4X30L17A* | *80VSL0451412B* | 23400 | 17 | 8.5 | 26200 | 24800 | 94.66% | 2.08 | 0 | 10 |  |  |  | No | R-410A | 1.95 | Residential & Commercial | Ducted CEE Tier 1
216437866 | Central HP <5.4 tons | OUTES | HRCU-A-CB (Split System: Heat Pump with Remote Outdoor Unit-Air-Source) | OTD-H60DMR3-C01/SE180 |  |  | OAH-C48DMR3-B01/SE180 |  | 47000 | 18 | 8.8 | 47500 | 34000 | 71.58% | 2.1 | 0 | 11.5 |  |  |  | No | R-32 | 3.9167 | Residential & Commercial | Ducted CEE Tier 1
215668694 | Central HP <5.4 tons | ARCOAIRE | HRCU-A-CB (Split System: Heat Pump with Remote Outdoor Unit-Air-Source) | H5H0V36*K*AAA* |  |  | EA*5X37M21A*+WALLCON | *80CTL1102120B* | 34600 | 18 | 9 | 35200 | 25000 | 71.02% | 1.9 | 0 | 10 |  |  |  | No | R-454B | 2.8833 | Residential & Commercial | Ducted CEE Tier 1
215936378 | Central HP <5.4 tons | ARCOAIRE | HRCU-A-CB (Split System: Heat Pump with Remote Outdoor Unit-Air-Source) | H5H3V36*K*AAA* |  |  | EVD5X48M24A*+WALLCON | *97CMN0802120B* | 35000 | 21 | 8.5 | 38500 | 28400 | 73.77% | 2.04 | 0 | 12 |  |  |  | No | R-454B | 2.9167 | Residential & Commercial | Ducted CEE Tier 1
204298772 | Central HP <5.4 tons | KEEPRITE | HRCU-A-CB (Split System: Heat Pump with Remote Outdoor Unit-Air-Source) | CVH837GKA** |  |  | EA*4X36L21A*+WALLCON | *80CTL0901716A* | 31600 | 17.5 | 8.1 | 33000 | 24200 | 73.33% | 1.86 | 11.5 | 11.5 |  |  |  | No | R-410A | 2.6333 | Residential & Commercial | Ducted CEE Tier 1
204299322 | Central HP <5.4 tons | KEEPRITE | HRCU-A-CB (Split System: Heat Pump with Remote Outdoor Unit-Air-Source) | CVH837GKA** |  |  | EA*4X48L21A*+WALLCON | *80CTL0901716A* | 32400 | 18 | 8.5 | 32600 | 24800 | 76.07% | 2 | 12 | 11.7 |  |  |  | No | R-410A | 2.7 | Residential & Commercial | Ducted CEE Tier 1
206136281 | Central HP <5.4 tons | KEEPRITE | HRCU-A-CB (Split System: Heat Pump with Remote Outdoor Unit-Air-Source) | CVH837GKA** |  |  | EN(A,D,W)4X48L21**+WALLCON | *95CSU0802120A* | 32400 | 17.5 | 8.1 | 32800 | 24800 | 75.61% | 1.96 | 12 | 11.7 |  |  |  | No | R-410A | 2.7 | Residential & Commercial | Ducted CEE Tier 1
212986891 | Central HP <5.4 tons | ARCOAIRE | HRCU-A-CB (Split System: Heat Pump with Remote Outdoor Unit-Air-Source) | DLCURAH24ABK |  |  | EA*4X30L14A* | *96MSN0601412A* | 23400 | 16.5 | 8.5 | 26400 | 24600 | 93.18% | 2.04 | 0 | 10 |  |  |  | No | R-410A | 1.95 | Residential & Commercial | Ducted CEE Tier 1
212987391 | Central HP <5.4 tons | ARCOAIRE | HRCU-A-CB (Split System: Heat Pump with Remote Outdoor Unit-Air-Source) | DLCURAH24ABK |  |  | EA*4X30L17A* | *96MSN0801716A* | 23600 | 17 | 8.5 | 26400 | 24200 | 91.67% | 2.02 | 0 | 10 |  |  |  | No | R-410A | 1.9667 | Residential & Commercial | Ducted CEE Tier 1
212653164 | Central HP <5.4 tons | EVERREST | HRCU-A-CB (Split System: Heat Pump with Remote Outdoor Unit-Air-Source) | ASZV903610A* |  |  | CHPF3743C6B*+TXV | A*VC800604B*A* | 33400 | 18 | 8.2 | 34000 | 24400 | 71.76% | 1.8 | 0 | 11 |  |  |  | No | R-410A | 2.7833 | Residential & Commercial | Ducted CEE Tier 1
212653175 | Central HP <5.4 tons | EVERREST | HRCU-A-CB (Split System: Heat Pump with Remote Outdoor Unit-Air-Source) | ASZV903610A* |  |  | CA*F3743*6D*+TXV | A*VC961005CNB* | 33600 | 19 | 8.2 | 34000 | 24400 | 71.76% | 1.8 | 0 | 12 |  |  |  | No | R-410A | 2.8 | Residential & Commercial | Ducted CEE Tier 1
213080367 | Central HP <5.4 tons | ARCOAIRE | HRCU-A-CB (Split System: Heat Pump with Remote Outdoor Unit-Air-Source) | DLCURAH36ABK |  |  | EN(A,D)4X48L24** | *96MSN1002120A* | 36000 | 16.5 | 8.1 | 38500 | 34800 | 90.39% | 2.02 | 0 | 10 |  |  |  | No | R-410A | 3 | Residential & Commercial | Ducted CEE Tier 1
213078512 | Central HP <5.4 tons | ARCOAIRE | HRCU-A-CB (Split System: Heat Pump with Remote Outdoor Unit-Air-Source) | DLCURAH36ABK |  |  | EA*4X42L21A* | *80MS(N,L)0902120A* | 35400 | 16.5 | 8.1 | 38500 | 35000 | 90.91% | 1.88 | 0 | 10 |  |  |  | No | R-410A | 2.95 | Residential & Commercial | Ducted CEE Tier 1
213078578 | Central HP <5.4 tons | ARCOAIRE | HRCU-A-CB (Split System: Heat Pump with Remote Outdoor Unit-Air-Source) | DLCURAH36ABK |  |  | EN(A,D)4X48L24** | *80MS(N,L)0902120A* | 36000 | 16.5 | 8.1 | 38500 | 35000 | 90.91% | 2 | 0 | 10.5 |  |  |  | No | R-410A | 3 | Residential & Commercial | Ducted CEE Tier 1
210609973 | Central HP <5.4 tons | FRANKLIN | HRCU-A-CB (Split System: Heat Pump with Remote Outdoor Unit-Air-Source) | ASZV903610A* |  |  | AMVE48DP1400A* |  | 34000 | 19 | 8.2 | 34000 | 24400 | 71.76% | 1.8 | 0 | 12 |  |  |  | No | R-410A | 2.8333 | Residential & Commercial | Ducted CEE Tier 1
212988761 | Central HP <5.4 tons | ARCOAIRE | HRCU-A-CB (Split System: Heat Pump with Remote Outdoor Unit-Air-Source) | DLCURAH24ABK |  |  | EN(A,D)4X36L21** | *95MSU0401712A* | 23600 | 16.5 | 8.5 | 26400 | 24200 | 91.67% | 2 | 0 | 10 |  |  |  | No | R-410A | 1.9667 | Residential & Commercial | Ducted CEE Tier 1
212971724 | Central HP <5.4 tons | ARCOAIRE | HRCU-A-CB (Split System: Heat Pump with Remote Outdoor Unit-Air-Source) | DLCURAH24ABK |  |  | EN(A,D,W)4X36L17** | *80VTL0701716B* | 23600 | 17 | 8.5 | 26400 | 24200 | 91.67% | 2.02 | 0 | 10.5 |  |  |  | No | R-410A | 1.9667 | Residential & Commercial | Ducted CEE Tier 1
215935988 | Central HP <5.4 tons | ARCOAIRE | HRCU-A-CB (Split System: Heat Pump with Remote Outdoor Unit-Air-Source) | H5H3V36*K*AAA* |  |  | EVD5X42M21A*+WALLCON | *80CTL0701716B* | 34200 | 20.5 | 8.5 | 39000 | 28400 | 72.82% | 2.02 | 0 | 11.5 |  |  |  | No | R-454B | 2.85 | Residential & Commercial | Ducted CEE Tier 1
215936618 | Central HP <5.4 tons | ARCOAIRE | HRCU-A-CB (Split System: Heat Pump with Remote Outdoor Unit-Air-Source) | H5H3V36*K*AAA* |  |  | EVD5X60M21A*+WALLCON | *80CTL0901716B* | 35600 | 22 | 8.5 | 38000 | 28600 | 75.26% | 2.02 | 0 | 12 |  |  |  | No | R-454B | 2.9667 | Residential & Commercial | Ducted CEE Tier 1
212973285 | Central HP <5.4 tons | ARCOAIRE | HRCU-A-CB (Split System: Heat Pump with Remote Outdoor Unit-Air-Source) | DLCURAH24ABK |  |  | EN(A,D)4X36L21** | *96VSN0401712B* | 23200 | 16 | 8.1 | 26200 | 24800 | 94.66% | 2.06 | 0 | 10 |  |  |  | No | R-410A | 1.9333 | Residential & Commercial | Ducted CEE Tier 1
212973905 | Central HP <5.4 tons | ARCOAIRE | HRCU-A-CB (Split System: Heat Pump with Remote Outdoor Unit-Air-Source) | DLCURAH24ABK |  |  | EN(A,D)4X30L17** | *96VSN0801716B* | 23400 | 16.5 | 8.1 | 25800 | 24200 | 93.8% | 2 | 0 | 10 |  |  |  | No | R-410A | 1.95 | Residential & Commercial | Ducted CEE Tier 1
212975324 | Central HP <5.4 tons | ARCOAIRE | HRCU-A-CB (Split System: Heat Pump with Remote Outdoor Unit-Air-Source) | DLCURAH24ABK |  |  | EA*4X37L21A* | *96VTN0401712B* | 24200 | 16.5 | 8.5 | 25400 | 21600 | 85.04% | 1.8 | 0 | 10 |  |  |  | No | R-410A | 2.0167 | Residential & Commercial | Ducted CEE Tier 1
212977614 | Central HP <5.4 tons | ARCOAIRE | HRCU-A-CB (Split System: Heat Pump with Remote Outdoor Unit-Air-Source) | DLCURAH24ABK |  |  | EA*4X30L17A* | *80MS(N,L)0451412A* | 23600 | 17 | 8.5 | 26000 | 24000 | 92.31% | 2 | 0 | 10 |  |  |  | No | R-410A | 1.9667 | Residential & Commercial | Ducted CEE Tier 1
212973845 | Central HP <5.4 tons | ARCOAIRE | HRCU-A-CB (Split System: Heat Pump with Remote Outdoor Unit-Air-Source) | DLCURAH24ABK |  |  | EA*4X30L17A* | *96VSN0801716B* | 23400 | 17 | 8.5 | 26200 | 25000 | 95.42% | 2.08 | 0 | 10 |  |  |  | No | R-410A | 1.95 | Residential & Commercial | Ducted CEE Tier 1
204456704 | Central HP <5.4 tons | KENMORE | HRCU-A-CB (Split System: Heat Pump with Remote Outdoor Unit-Air-Source) | (C,H,T)VH825GKA2* |  |  | EA*4X36L21A*+WALLCON | *96CTN0601714A* | 23400 | 16.5 | 8.1 | 21600 | 16700 | 77.31% | 1.92 | 11 | 10.5 |  |  |  | No | R-410A | 1.95 | Residential & Commercial | Ducted CEE Tier 1
215668673 | Central HP <5.4 tons | KEEPRITE | HRCU-A-CB (Split System: Heat Pump with Remote Outdoor Unit-Air-Source) | C5H0V36*K*AAA* |  |  | EA*5X37M21A*+WALLCON | *80CTL0702120B* | 34400 | 18 | 9 | 35400 | 25200 | 71.19% | 1.88 | 0 | 10 |  |  |  | No | R-454B | 2.8667 | Residential & Commercial | Ducted CEE Tier 1
215668721 | Central HP <5.4 tons | KEEPRITE | HRCU-A-CB (Split System: Heat Pump with Remote Outdoor Unit-Air-Source) | C5H0V36*K*AAA* |  |  | EA*5X37M21A*+WALLCON | *95CSU1002122B* | 34600 | 18 | 9 | 35200 | 25000 | 71.02% | 1.9 | 0 | 10 |  |  |  | No | R-454B | 2.8833 | Residential & Commercial | Ducted CEE Tier 1
215668857 | Central HP <5.4 tons | KEEPRITE | HRCU-A-CB (Split System: Heat Pump with Remote Outdoor Unit-Air-Source) | C5H0V36*K*AAA* |  |  | EA*5X42M21A*+WALLCON | *80CTL1102120B* | 33200 | 18 | 9 | 35800 | 25600 | 71.51% | 1.84 | 0 | 10 |  |  |  | No | R-454B | 2.7667 | Residential & Commercial | Ducted CEE Tier 1
215668689 | Central HP <5.4 tons | KEEPRITE | HRCU-A-CB (Split System: Heat Pump with Remote Outdoor Unit-Air-Source) | C5H0V36*K*AAA* |  |  | EA*5X37M21A*+WALLCON | *80CTL0902120B* | 34600 | 18 | 9 | 35200 | 25000 | 71.02% | 1.9 | 0 | 10 |  |  |  | No | R-454B | 2.8833 | Residential & Commercial | Ducted CEE Tier 1
213771139 | Central HP <5.4 tons | ARCOAIRE | HRCU-A-CB (Split System: Heat Pump with Remote Outdoor Unit-Air-Source) | HVH825GKA2* |  |  | EA*4X37L21A*+WALLCON | *80CTL0701716B* | 24400 | 17 | 8.5 | 21200 | 16600 | 78.3% | 2.02 | 0 | 11 |  |  |  | No | R-410A | 2.0333 | Residential & Commercial | Ducted CEE Tier 1
215678220 | Central HP <5.4 tons | KEEPRITE | HRCU-A-CB (Split System: Heat Pump with Remote Outdoor Unit-Air-Source) | C5H0V24*K*AAA* |  |  | EA*5X24M17A*+WALLCON | *97CTN0801716A* | 22800 | 16.5 | 9 | 24000 | 16900 | 70.42% | 1.94 | 0 | 10 |  |  |  | No | R-454B | 1.9 | Residential & Commercial | Ducted CEE Tier 1
215667300 | Central HP <5.4 tons | KEEPRITE | HRCU-A-CB (Split System: Heat Pump with Remote Outdoor Unit-Air-Source) | C5H0V24*K*AAA* |  |  | EA*5X25M17A*+WALLCON | *96CTN0601714B* | 23800 | 17 | 9 | 23400 | 16500 | 70.51% | 2.02 | 0 | 10.5 |  |  |  | No | R-454B | 1.9833 | Residential & Commercial | Ducted CEE Tier 1
204299253 | Central HP <5.4 tons | KENMORE | HRCU-A-CB (Split System: Heat Pump with Remote Outdoor Unit-Air-Source) | (C,H,T)VH837GKA** |  |  | EA*4X48L21A*+WALLCON | *96CTN0801714A* | 32200 | 17 | 8.1 | 32800 | 25200 | 76.83% | 1.96 | 11.5 | 11 |  |  |  | No | R-410A | 2.6833 | Residential & Commercial | Ducted CEE Tier 1
204299053 | Central HP <5.4 tons | KENMORE | HRCU-A-CB (Split System: Heat Pump with Remote Outdoor Unit-Air-Source) | (C,H,T)VH837GKA** |  |  | EA*4X42L21A*+WALLCON | *97CMN0602120A* | 31600 | 17 | 8.1 | 33400 | 24800 | 74.25% | 1.86 | 11 | 11 |  |  |  | No | R-410A | 2.6333 | Residential & Commercial | Ducted CEE Tier 1
215934431 | Central HP <5.4 tons | KEEPRITE | HRCU-A-CB (Split System: Heat Pump with Remote Outdoor Unit-Air-Source) | C5H3V48*K*AAA* |  |  | ESH5X48M12A*+WALLCON | *80CSU1002120A* | 44000 | 20 | 9 | 48500 | 36600 | 75.46% | 1.8 | 0 | 10.5 |  |  |  | No | R-454B | 3.6667 | Residential & Commercial | Ducted CEE Tier 1
215934581 | Central HP <5.4 tons | KEEPRITE | HRCU-A-CB (Split System: Heat Pump with Remote Outdoor Unit-Air-Source) | C5H3V48*K*AAA* |  |  | ESH5X60M12A*+WALLCON | *95CSU0601716B* | 44000 | 19.5 | 9 | 49000 | 36400 | 74.29% | 1.84 | 0 | 11 |  |  |  | No | R-454B | 3.6667 | Residential & Commercial | Ducted CEE Tier 1
212651414 | Central HP <5.4 tons | EVERREST | HRCU-A-CB (Split System: Heat Pump with Remote Outdoor Unit-Air-Source) | ASZS601810A* |  |  | CA*EA2422*4A* | A*VC800603B*A* | 16600 | 17.5 | 8.5 | 17400 | 13000 | 74.71% | 2.1 | 0 | 10.9 |  |  |  | No | R-410A | 1.3833 | Residential & Commercial | Ducted CEE Tier 1
215941651 | Central HP <5.4 tons | KEEPRITE | HRCU-A-CB (Split System: Heat Pump with Remote Outdoor Unit-Air-Source) | C5H3V48*K*AAA* |  |  | EVD5X49M24A*+WALLCON | *97CTN1002122A* | 45500 | 20.5 | 8.1 | 52500 | 38000 | 72.38% | 1.9 | 0 | 11.5 |  |  |  | No | R-454B | 3.7917 | Residential & Commercial | Ducted CEE Tier 1
215941581 | Central HP <5.4 tons | KEEPRITE | HRCU-A-CB (Split System: Heat Pump with Remote Outdoor Unit-Air-Source) | C5H3V48*K*AAA* |  |  | EVD5X48M21A*+WALLCON | *97CTN1002122A* | 44500 | 20 | 8.1 | 52000 | 38500 | 74.04% | 2 | 0 | 11 |  |  |  | No | R-454B | 3.7083 | Residential & Commercial | Ducted CEE Tier 1
215679681 | Central HP <5.4 tons | KENMORE | HRCU-A-CB (Split System: Heat Pump with Remote Outdoor Unit-Air-Source) | (C,H,T)5H0V36*K*AAA* |  |  | EA*5X61M24A*+WALLCON | *97CTN0802120A* | 34800 | 18 | 9 | 34400 | 24800 | 72.09% | 1.92 | 0 | 10.5 |  |  |  | No | R-454B | 2.9 | Residential & Commercial | Ducted CEE Tier 1
212978094 | Central HP <5.4 tons | ARCOAIRE | HRCU-A-CB (Split System: Heat Pump with Remote Outdoor Unit-Air-Source) | DLCURAH24ABK |  |  | EA*4X24L17A* | *80MS(N,L)0701412A* | 23400 | 17 | 9 | 26800 | 26400 | 98.51% | 2.24 | 0 | 10 |  |  |  | No | R-410A | 1.95 | Residential & Commercial | Ducted CEE Tier 1
212973565 | Central HP <5.4 tons | ARCOAIRE | HRCU-A-CB (Split System: Heat Pump with Remote Outdoor Unit-Air-Source) | DLCURAH24ABK |  |  | EA*4X30L17A* | *96VSN0601412B* | 23400 | 16.5 | 8.5 | 26400 | 24800 | 93.94% | 2.06 | 0 | 10 |  |  |  | No | R-410A | 1.95 | Residential & Commercial | Ducted CEE Tier 1
212973265 | Central HP <5.4 tons | ARCOAIRE | HRCU-A-CB (Split System: Heat Pump with Remote Outdoor Unit-Air-Source) | DLCURAH24ABK |  |  | EN(A,D)4X30L17** | *96VSN0401712B* | 23200 | 16 | 8.1 | 26200 | 24800 | 94.66% | 2.06 | 0 | 10 |  |  |  | No | R-410A | 1.9333 | Residential & Commercial | Ducted CEE Tier 1
212972945 | Central HP <5.4 tons | ARCOAIRE | HRCU-A-CB (Split System: Heat Pump with Remote Outdoor Unit-Air-Source) | DLCURAH24ABK |  |  | EA*4X36L17A* | *96VSN0401410B* | 23600 | 16 | 8.5 | 26200 | 24000 | 91.6% | 1.98 | 0 | 10 |  |  |  | No | R-410A | 1.9667 | Residential & Commercial | Ducted CEE Tier 1
204456641 | Central HP <5.4 tons | KENMORE | HRCU-A-CB (Split System: Heat Pump with Remote Outdoor Unit-Air-Source) | (C,H,T)VH825GKA2* |  |  | EA*4X36L17A*+WALLCON | *97CMN0801714A* | 23400 | 16.5 | 8.1 | 21600 | 16700 | 77.31% | 1.92 | 11 | 10.5 |  |  |  | No | R-410A | 1.95 | Residential & Commercial | Ducted CEE Tier 1
206133654 | Central HP <5.4 tons | KENMORE | HRCU-A-CB (Split System: Heat Pump with Remote Outdoor Unit-Air-Source) | (C,H,T)VH825GKA2* |  |  | EHD4X30AAL+WALLCON | *80CSU0401712A* | 23800 | 16 | 8.1 | 21800 | 16800 | 77.06% | 1.98 | 11 | 10.5 |  |  |  | No | R-410A | 1.9833 | Residential & Commercial | Ducted CEE Tier 1
215667737 | Central HP <5.4 tons | KEEPRITE | HRCU-A-CB (Split System: Heat Pump with Remote Outdoor Unit-Air-Source) | C5H0V24*K*AAA* |  |  | EA*5X37M17A*+WALLCON | *80CSU0601716A* | 23800 | 17 | 9 | 23400 | 16500 | 70.51% | 2 | 0 | 10 |  |  |  | No | R-454B | 1.9833 | Residential & Commercial | Ducted CEE Tier 1
215667849 | Central HP <5.4 tons | KEEPRITE | HRCU-A-CB (Split System: Heat Pump with Remote Outdoor Unit-Air-Source) | C5H0V24*K*AAA* |  |  | EA*5X37M21A*+WALLCON | *80CTL0702120B* | 24000 | 17.5 | 9 | 23200 | 16300 | 70.26% | 2.02 | 0 | 10.5 |  |  |  | No | R-454B | 2 | Residential & Commercial | Ducted CEE Tier 1
213815218 | Central HP <5.4 tons | FRANKLIN | HRCU-A-CB (Split System: Heat Pump with Remote Outdoor Unit-Air-Source) | ASZV903610A* |  |  | CSCF3642N6D*+MBVB16CP1X00A*+TXV |  | 33800 | 18.5 | 8.2 | 34000 | 24400 | 71.76% | 1.8 | 0 | 11.5 |  |  |  | No | R-410A | 2.8167 | Residential & Commercial | Ducted CEE Tier 1
212653107 | Central HP <5.4 tons | EVERREST | HRCU-A-CB (Split System: Heat Pump with Remote Outdoor Unit-Air-Source) | ASZV903610A* |  |  | CHPF3743C6B*+TXV | A*VS960603BUA* | 33400 | 18 | 8.2 | 34000 | 24400 | 71.76% | 1.8 | 0 | 11 |  |  |  | No | R-410A | 2.7833 | Residential & Commercial | Ducted CEE Tier 1
210693133 | Central HP <5.4 tons | FRANKLIN | HRCU-A-CB (Split System: Heat Pump with Remote Outdoor Unit-Air-Source) | ASZV903610A* |  |  | CA*F3743*6D*+TXV | G*VM970803BNB* | 33600 | 18.5 | 8.2 | 34000 | 24400 | 71.76% | 1.8 | 0 | 12 |  |  |  | No | R-410A | 2.8 | Residential & Commercial | Ducted CEE Tier 1
212651032 | Central HP <5.4 tons | EVERREST | HRCU-A-CB (Split System: Heat Pump with Remote Outdoor Unit-Air-Source) | ASZV903610A* |  |  | CSCF3642N6D*+TXV | A*VC960804CNB* | 33800 | 18.5 | 8.2 | 34000 | 24400 | 71.76% | 1.8 | 0 | 11.5 |  |  |  | No | R-410A | 2.8167 | Residential & Commercial | Ducted CEE Tier 1
214242599 | Central HP <5.4 tons | ARCOAIRE | HRCU-A-CB (Split System: Heat Pump with Remote Outdoor Unit-Air-Source) | HVH825GKA2* |  |  | EN(A,D)4X30L17**+WALLCON | *97CMN0801714B* | 23400 | 16.5 | 8.1 | 21600 | 16700 | 77.31% | 1.92 | 0 | 10.5 |  |  |  | No | R-410A | 1.95 | Residential & Commercial | Ducted CEE Tier 1
215942568 | Central HP <5.4 tons | KENMORE | HRCU-A-CB (Split System: Heat Pump with Remote Outdoor Unit-Air-Source) | (C,H,T)5H3V36*K*AAA* |  |  | EVD5X61M24A*+WALLCON | *80CTL0702120B* | 35800 | 22 | 8.5 | 37400 | 28200 | 75.4% | 2.04 | 0 | 12.5 |  |  |  | No | R-454B | 2.9833 | Residential & Commercial | Ducted CEE Tier 1
215940882 | Central HP <5.4 tons | KENMORE | HRCU-A-CB (Split System: Heat Pump with Remote Outdoor Unit-Air-Source) | (C,H,T)5H3V36*K*AAA* |  |  | EVD5X60M24A*+WALLCON | *96CTN0802120B* | 35400 | 21.5 | 8.5 | 38000 | 28600 | 75.26% | 2.04 | 0 | 12 |  |  |  | No | R-454B | 2.95 | Residential & Commercial | Ducted CEE Tier 1
215667921 | Central HP <5.4 tons | KEEPRITE | HRCU-A-CB (Split System: Heat Pump with Remote Outdoor Unit-Air-Source) | C5H0V24*K*AAA* |  |  | EA*5X37M21A*+WALLCON | *96CTN0601714B* | 24000 | 17.5 | 9 | 23400 | 16400 | 70.09% | 2 | 0 | 10.5 |  |  |  | No | R-454B | 2 | Residential & Commercial | Ducted CEE Tier 1
215667801 | Central HP <5.4 tons | KEEPRITE | HRCU-A-CB (Split System: Heat Pump with Remote Outdoor Unit-Air-Source) | C5H0V24*K*AAA* |  |  | EA*5X37M17A*+WALLCON | *96CTN0601714B* | 23800 | 17 | 9 | 23600 | 16600 | 70.34% | 2 | 0 | 10 |  |  |  | No | R-454B | 1.9833 | Residential & Commercial | Ducted CEE Tier 1
211262800 | Central HP <5.4 tons | KEEPRITE | HRCU-A-CB (Split System: Heat Pump with Remote Outdoor Unit-Air-Source) | DLCURAH18ABK |  |  | EN(A,D)4X24L17** | *80VSL0451412A* | 17700 | 16 | 8.5 | 18600 | 18800 | 101.1% | 2.26 | 0 | 10.5 |  |  |  | No | R-410A | 1.475 | Residential & Commercial | Ducted CEE Tier 1
212987051 | Central HP <5.4 tons | ARCOAIRE | HRCU-A-CB (Split System: Heat Pump with Remote Outdoor Unit-Air-Source) | DLCURAH18ABK |  |  | EN(A,D)4X24L14** | *96MSN0601412A* | 17300 | 16 | 8.1 | 18300 | 19200 | 104.9% | 2.32 | 0 | 10.5 |  |  |  | No | R-410A | 1.4417 | Residential & Commercial | Ducted CEE Tier 1
212986683 | Central HP <5.4 tons | ARCOAIRE | HRCU-A-CB (Split System: Heat Pump with Remote Outdoor Unit-Air-Source) | DLCURAH18ABK |  |  | EA*4X25L17A* | *96MSN0401712A* | 17700 | 15.5 | 8.1 | 17700 | 17800 | 100.6% | 2.14 | 0 | 10.5 |  |  |  | No | R-410A | 1.475 | Residential & Commercial | Ducted CEE Tier 1
212973365 | Central HP <5.4 tons | ARCOAIRE | HRCU-A-CB (Split System: Heat Pump with Remote Outdoor Unit-Air-Source) | DLCURAH18ABK |  |  | EN(A,D)4X24L14** | *96VSN0601412B* | 17500 | 16 | 8.5 | 18500 | 19200 | 103.8% | 2.3 | 0 | 10.5 |  |  |  | No | R-410A | 1.4583 | Residential & Commercial | Ducted CEE Tier 1
212973045 | Central HP <5.4 tons | ARCOAIRE | HRCU-A-CB (Split System: Heat Pump with Remote Outdoor Unit-Air-Source) | DLCURAH18ABK |  |  | EA*4X30L17A* | *96VSN0401712B* | 17400 | 16 | 8.5 | 18000 | 18800 | 104.4% | 2.24 | 0 | 10.5 |  |  |  | No | R-410A | 1.45 | Residential & Commercial | Ducted CEE Tier 1
212984761 | Central HP <5.4 tons | ARCOAIRE | HRCU-A-CB (Split System: Heat Pump with Remote Outdoor Unit-Air-Source) | DLCURAH18ABK |  |  | EN(A,D)4X30L17** | *92MSN0801716A* | 17400 | 16.5 | 8.1 | 17900 | 18600 | 103.9% | 2.24 | 0 | 11 |  |  |  | No | R-410A | 1.45 | Residential & Commercial | Ducted CEE Tier 1
212986383 | Central HP <5.4 tons | ARCOAIRE | HRCU-A-CB (Split System: Heat Pump with Remote Outdoor Unit-Air-Source) | DLCURAH18ABK |  |  | EN(A,D)4X30L17** | *96MSN0401410A* | 17600 | 16 | 8.1 | 18200 | 18700 | 102.7% | 2.24 | 0 | 11 |  |  |  | No | R-410A | 1.4667 | Residential & Commercial | Ducted CEE Tier 1
215674501 | Central HP <5.4 tons | KEEPRITE | HRCU-A-CB (Split System: Heat Pump with Remote Outdoor Unit-Air-Source) | C5H0V48*K*AAA* |  |  | EA*5X61M24A*+WALLCON | *80CTL1102120B* | 46000 | 18.5 | 9 | 47500 | 33600 | 70.74% | 2.08 | 0 | 10 |  |  |  | No | R-454B | 3.8333 | Residential & Commercial | Ducted CEE Tier 1
215676480 | Central HP <5.4 tons | KEEPRITE | HRCU-A-CB (Split System: Heat Pump with Remote Outdoor Unit-Air-Source) | C5H0V48*K*AAA* |  |  | EVD5X60M21A*+WALLCON | *80CTL0902120B* | 48000 | 19 | 9.5 | 50000 | 36600 | 73.2% | 2.12 | 0 | 10.5 |  |  |  | No | R-454B | 4 | Residential & Commercial | Ducted CEE Tier 1
215675780 | Central HP <5.4 tons | KEEPRITE | HRCU-A-CB (Split System: Heat Pump with Remote Outdoor Unit-Air-Source) | C5H0V48*K*AAA* |  |  | EVM5X60M21A*+WALLCON | *95CSU1002122B* | 48000 | 19 | 9 | 50000 | 36600 | 73.2% | 2.12 | 0 | 10 |  |  |  | No | R-454B | 4 | Residential & Commercial | Ducted CEE Tier 1
215675830 | Central HP <5.4 tons | KEEPRITE | HRCU-A-CB (Split System: Heat Pump with Remote Outdoor Unit-Air-Source) | C5H0V48*K*AAA* |  |  | EVM5X60M21A*+WALLCON | *96CTN0801714B* | 47500 | 18.5 | 9 | 50000 | 36200 | 72.4% | 2.02 | 0 | 10 |  |  |  | No | R-454B | 3.9583 | Residential & Commercial | Ducted CEE Tier 1
215675560 | Central HP <5.4 tons | KEEPRITE | HRCU-A-CB (Split System: Heat Pump with Remote Outdoor Unit-Air-Source) | C5H0V48*K*AAA* |  |  | EVM5X49M21A*+WALLCON | *80CTL0901716B* | 48000 | 19 | 9 | 50000 | 37000 | 74% | 1.98 | 0 | 10 |  |  |  | No | R-454B | 4 | Residential & Commercial | Ducted CEE Tier 1
215678261 | Central HP <5.4 tons | KENMORE | HRCU-A-CB (Split System: Heat Pump with Remote Outdoor Unit-Air-Source) | (C,H,T)5H0V24*K*AAA* |  |  | EA*5X25M17A*+WALLCON | *97CTN0801716A* | 23800 | 17 | 9 | 23400 | 16500 | 70.51% | 2.02 | 0 | 10.5 |  |  |  | No | R-454B | 1.9833 | Residential & Commercial | Ducted CEE Tier 1
215675800 | Central HP <5.4 tons | KEEPRITE | HRCU-A-CB (Split System: Heat Pump with Remote Outdoor Unit-Air-Source) | C5H0V48*K*AAA* |  |  | EVM5X60M21A*+WALLCON | *97CMN0801714B* | 47500 | 18.5 | 9 | 50000 | 37400 | 74.8% | 1.98 | 0 | 10 |  |  |  | No | R-454B | 3.9583 | Residential & Commercial | Ducted CEE Tier 1
215676600 | Central HP <5.4 tons | KEEPRITE | HRCU-A-CB (Split System: Heat Pump with Remote Outdoor Unit-Air-Source) | C5H0V48*K*AAA* |  |  | EVD5X60M24A*+WALLCON | *80CSU1002120A* | 48000 | 18.5 | 9 | 50000 | 36600 | 73.2% | 2 | 0 | 10 |  |  |  | No | R-454B | 4 | Residential & Commercial | Ducted CEE Tier 1
215668633 | Central HP <5.4 tons | KEEPRITE | HRCU-A-CB (Split System: Heat Pump with Remote Outdoor Unit-Air-Source) | C5H0V36*K*AAA* |  |  | EA*5X37M21A*+WALLCON | *80CSU0401712A* | 34400 | 18 | 9 | 35200 | 25200 | 71.59% | 1.88 | 0 | 10 |  |  |  | No | R-454B | 2.8667 | Residential & Commercial | Ducted CEE Tier 1
210609972 | Central HP <5.4 tons | FRANKLIN | HRCU-A-CB (Split System: Heat Pump with Remote Outdoor Unit-Air-Source) | ASZV903610A* |  |  | AMVE36CP1400A* |  | 33600 | 18.5 | 8.2 | 34000 | 24400 | 71.76% | 1.8 | 0 | 11.5 |  |  |  | No | R-410A | 2.8 | Residential & Commercial | Ducted CEE Tier 1
210607414 | Central HP <5.4 tons | FRANKLIN | HRCU-A-CB (Split System: Heat Pump with Remote Outdoor Unit-Air-Source) | ASZV903610A* |  |  | CA*F3743*6D*+MBVC1601**-1A*+TX |  | 34200 | 19 | 8.2 | 34200 | 24400 | 71.35% | 1.85 | 0 | 12 |  |  |  | No | R-410A | 2.85 | Residential & Commercial | Ducted CEE Tier 1
215682321 | Central HP <5.4 tons | KENMORE | HRCU-A-CB (Split System: Heat Pump with Remote Outdoor Unit-Air-Source) | (C,H,T)5H0V48*K*AAA* |  |  | EVD5X60M21A*+WALLCON | *80CSU0601716B* | 48000 | 18.5 | 9 | 50000 | 36800 | 73.6% | 2 | 0 | 10 |  |  |  | No | R-454B | 4 | Residential & Commercial | Ducted CEE Tier 1
215681421 | Central HP <5.4 tons | KENMORE | HRCU-A-CB (Split System: Heat Pump with Remote Outdoor Unit-Air-Source) | (C,H,T)5H0V48*K*AAA* |  |  | EA*5X60M24A*+WALLCON | *97CTN1002122A* | 45000 | 18 | 9 | 47500 | 33600 | 70.74% | 2.06 | 0 | 10 |  |  |  | No | R-454B | 3.75 | Residential & Commercial | Ducted CEE Tier 1
215681521 | Central HP <5.4 tons | KENMORE | HRCU-A-CB (Split System: Heat Pump with Remote Outdoor Unit-Air-Source) | (C,H,T)5H0V48*K*AAA* |  |  | EA*5X61M24A*+WALLCON | *96CTN0802120B* | 46000 | 18 | 9 | 48000 | 33800 | 70.42% | 2.08 | 0 | 10 |  |  |  | No | R-454B | 3.8333 | Residential & Commercial | Ducted CEE Tier 1
215676721 | Central HP <5.4 tons | KENMORE | HRCU-A-CB (Split System: Heat Pump with Remote Outdoor Unit-Air-Source) | (C,H,T)5H0V48*K*AAA* |  |  | EVD5X61M21A*+WALLCON | *80CTL0701716B* | 48500 | 19 | 9 | 50000 | 37200 | 74.4% | 1.98 | 0 | 10 |  |  |  | No | R-454B | 4.0417 | Residential & Commercial | Ducted CEE Tier 1
215676620 | Central HP <5.4 tons | KEEPRITE | HRCU-A-CB (Split System: Heat Pump with Remote Outdoor Unit-Air-Source) | C5H0V48*K*AAA* |  |  | EVD5X60M24A*+WALLCON | *80CTL0902120B* | 48000 | 19 | 9 | 50000 | 36400 | 72.8% | 2 | 0 | 10.5 |  |  |  | No | R-454B | 4 | Residential & Commercial | Ducted CEE Tier 1
215676700 | Central HP <5.4 tons | KEEPRITE | HRCU-A-CB (Split System: Heat Pump with Remote Outdoor Unit-Air-Source) | C5H0V48*K*AAA* |  |  | EVD5X61M21A*+WALLCON | *80CSU1002120A* | 48500 | 19 | 9 | 50000 | 37000 | 74% | 2 | 0 | 10 |  |  |  | No | R-454B | 4.0417 | Residential & Commercial | Ducted CEE Tier 1
215676520 | Central HP <5.4 tons | KEEPRITE | HRCU-A-CB (Split System: Heat Pump with Remote Outdoor Unit-Air-Source) | C5H0V48*K*AAA* |  |  | EVD5X60M21A*+WALLCON | *95CSU1002122B* | 48000 | 19 | 9 | 50000 | 36600 | 73.2% | 2.12 | 0 | 10 |  |  |  | No | R-454B | 4 | Residential & Commercial | Ducted CEE Tier 1
215681880 | Central HP <5.4 tons | KEEPRITE | HRCU-A-CB (Split System: Heat Pump with Remote Outdoor Unit-Air-Source) | C5H0V48*K*AAA* |  |  | EVM5X49M21A*+WALLCON | *97CTN0802120A* | 48000 | 19 | 9 | 50000 | 36800 | 73.6% | 2 | 0 | 10 |  |  |  | No | R-454B | 4 | Residential & Commercial | Ducted CEE Tier 1
215682030 | Central HP <5.4 tons | KEEPRITE | HRCU-A-CB (Split System: Heat Pump with Remote Outdoor Unit-Air-Source) | C5H0V48*K*AAA* |  |  | EVM5X60M24A*+WALLCON | *97CTN1202422A* | 48000 | 19 | 9 | 50000 | 36600 | 73.2% | 2 | 0 | 10.5 |  |  |  | No | R-454B | 4 | Residential & Commercial | Ducted CEE Tier 1
215676741 | Central HP <5.4 tons | KENMORE | HRCU-A-CB (Split System: Heat Pump with Remote Outdoor Unit-Air-Source) | (C,H,T)5H0V48*K*AAA* |  |  | EVD5X61M21A*+WALLCON | *80CTL0901716B* | 48500 | 19 | 9 | 50000 | 37000 | 74% | 2 | 0 | 10 |  |  |  | No | R-454B | 4.0417 | Residential & Commercial | Ducted CEE Tier 1
215675721 | Central HP <5.4 tons | KENMORE | HRCU-A-CB (Split System: Heat Pump with Remote Outdoor Unit-Air-Source) | (C,H,T)5H0V48*K*AAA* |  |  | EVM5X60M21A*+WALLCON | *80CTL0702120B* | 48000 | 19 | 9 | 50000 | 36800 | 73.6% | 2 | 0 | 10 |  |  |  | No | R-454B | 4 | Residential & Commercial | Ducted CEE Tier 1
215675821 | Central HP <5.4 tons | KENMORE | HRCU-A-CB (Split System: Heat Pump with Remote Outdoor Unit-Air-Source) | (C,H,T)5H0V48*K*AAA* |  |  | EVM5X60M21A*+WALLCON | *97CMN1002122B* | 48000 | 19 | 9 | 50000 | 36800 | 73.6% | 2 | 0 | 10 |  |  |  | No | R-454B | 4 | Residential & Commercial | Ducted CEE Tier 1
215675871 | Central HP <5.4 tons | KENMORE | HRCU-A-CB (Split System: Heat Pump with Remote Outdoor Unit-Air-Source) | (C,H,T)5H0V48*K*AAA* |  |  | EVM5X60M24A*+WALLCON | *80CTL0702120B* | 47500 | 19 | 9 | 50000 | 36800 | 73.6% | 2 | 0 | 10 |  |  |  | No | R-454B | 3.9583 | Residential & Commercial | Ducted CEE Tier 1
215676021 | Central HP <5.4 tons | KENMORE | HRCU-A-CB (Split System: Heat Pump with Remote Outdoor Unit-Air-Source) | (C,H,T)5H0V48*K*AAA* |  |  | EVM5X61M24A*+WALLCON | *95CSU0802120B* | 48500 | 19 | 9 | 50000 | 36800 | 73.6% | 2 | 0 | 10 |  |  |  | No | R-454B | 4.0417 | Residential & Commercial | Ducted CEE Tier 1
215676271 | Central HP <5.4 tons | KENMORE | HRCU-A-CB (Split System: Heat Pump with Remote Outdoor Unit-Air-Source) | (C,H,T)5H0V48*K*AAA* |  |  | EVD5X48M24A*+WALLCON | *97CMN1202422B* | 47000 | 18.5 | 9 | 50000 | 36400 | 72.8% | 2 | 0 | 10 |  |  |  | No | R-454B | 3.9167 | Residential & Commercial | Ducted CEE Tier 1
215676471 | Central HP <5.4 tons | KENMORE | HRCU-A-CB (Split System: Heat Pump with Remote Outdoor Unit-Air-Source) | (C,H,T)5H0V48*K*AAA* |  |  | EVD5X60M21A*+WALLCON | *80CTL0901716B* | 48000 | 19 | 9 | 50000 | 36800 | 73.6% | 1.98 | 0 | 10 |  |  |  | No | R-454B | 4 | Residential & Commercial | Ducted CEE Tier 1
204456569 | Central HP <5.4 tons | KENMORE | HRCU-A-CB (Split System: Heat Pump with Remote Outdoor Unit-Air-Source) | (C,H,T)VH825GKA2* |  |  | EA*4X30L17A*+WALLCON | *97CMN0801714A* | 23400 | 16 | 8.1 | 21600 | 16800 | 77.78% | 1.9 | 11 | 10.5 |  |  |  | No | R-410A | 1.95 | Residential & Commercial | Ducted CEE Tier 1
206133442 | Central HP <5.4 tons | KENMORE | HRCU-A-CB (Split System: Heat Pump with Remote Outdoor Unit-Air-Source) | (C,H,T)VH825GKA2* |  |  | EA*4X37L21A*+WALLCON | *80CSU0401712A* | 24400 | 17 | 8.5 | 21200 | 16600 | 78.3% | 2.04 | 11.5 | 11 |  |  |  | No | R-410A | 2.0333 | Residential & Commercial | Ducted CEE Tier 1
206133694 | Central HP <5.4 tons | KENMORE | HRCU-A-CB (Split System: Heat Pump with Remote Outdoor Unit-Air-Source) | (C,H,T)VH825GKA2* |  |  | EHD4X36AAL+WALLCON | *80CSU0401712A* | 24000 | 16 | 8.1 | 21400 | 16600 | 77.57% | 1.98 | 11 | 10.5 |  |  |  | No | R-410A | 2 | Residential & Commercial | Ducted CEE Tier 1
215679440 | Central HP <5.4 tons | KEEPRITE | HRCU-A-CB (Split System: Heat Pump with Remote Outdoor Unit-Air-Source) | C5H0V36*K*AAA* |  |  | EA*5X43M21A*+WALLCON | *80CSU0601716B* | 34600 | 18 | 9 | 35200 | 25000 | 71.02% | 1.9 | 0 | 10 |  |  |  | No | R-454B | 2.8833 | Residential & Commercial | Ducted CEE Tier 1
215676521 | Central HP <5.4 tons | KENMORE | HRCU-A-CB (Split System: Heat Pump with Remote Outdoor Unit-Air-Source) | (C,H,T)5H0V48*K*AAA* |  |  | EVD5X60M21A*+WALLCON | *95CSU1002122B* | 48000 | 19 | 9 | 50000 | 36600 | 73.2% | 2.12 | 0 | 10 |  |  |  | No | R-454B | 4 | Residential & Commercial | Ducted CEE Tier 1
215676621 | Central HP <5.4 tons | KENMORE | HRCU-A-CB (Split System: Heat Pump with Remote Outdoor Unit-Air-Source) | (C,H,T)5H0V48*K*AAA* |  |  | EVD5X60M24A*+WALLCON | *80CTL0902120B* | 48000 | 19 | 9 | 50000 | 36400 | 72.8% | 2 | 0 | 10.5 |  |  |  | No | R-454B | 4 | Residential & Commercial | Ducted CEE Tier 1
215676641 | Central HP <5.4 tons | KENMORE | HRCU-A-CB (Split System: Heat Pump with Remote Outdoor Unit-Air-Source) | (C,H,T)5H0V48*K*AAA* |  |  | EVD5X60M24A*+WALLCON | *95CSU0802120B* | 47500 | 18.5 | 9 | 50000 | 36600 | 73.2% | 2 | 0 | 10 |  |  |  | No | R-454B | 3.9583 | Residential & Commercial | Ducted CEE Tier 1
215675501 | Central HP <5.4 tons | KENMORE | HRCU-A-CB (Split System: Heat Pump with Remote Outdoor Unit-Air-Source) | (C,H,T)5H0V48*K*AAA* |  |  | EVM5X49M21A*+WALLCON | *80CSU0601716A* | 48000 | 19 | 9 | 50000 | 36800 | 73.6% | 2 | 0 | 10 |  |  |  | No | R-454B | 4 | Residential & Commercial | Ducted CEE Tier 1
215675521 | Central HP <5.4 tons | KENMORE | HRCU-A-CB (Split System: Heat Pump with Remote Outdoor Unit-Air-Source) | (C,H,T)5H0V48*K*AAA* |  |  | EVM5X49M21A*+WALLCON | *80CSU1002120A* | 48000 | 18.5 | 9 | 50000 | 36800 | 73.6% | 2 | 0 | 10 |  |  |  | No | R-454B | 4 | Residential & Commercial | Ducted CEE Tier 1
215675551 | Central HP <5.4 tons | KENMORE | HRCU-A-CB (Split System: Heat Pump with Remote Outdoor Unit-Air-Source) | (C,H,T)5H0V48*K*AAA* |  |  | EVM5X49M21A*+WALLCON | *80CTL0702120B* | 48000 | 19 | 9 | 50000 | 36800 | 73.6% | 2 | 0 | 10 |  |  |  | No | R-454B | 4 | Residential & Commercial | Ducted CEE Tier 1
212989601 | Central HP <5.4 tons | ARCOAIRE | HRCU-A-CB (Split System: Heat Pump with Remote Outdoor Unit-Air-Source) | DLCURAH24ABK |  |  | EA*4X36L21A* | *95MSU0802120A* | 23600 | 17 | 8.5 | 26200 | 23800 | 90.84% | 1.98 | 0 | 10 |  |  |  | No | R-410A | 1.9667 | Residential & Commercial | Ducted CEE Tier 1
211241545 | Central HP <5.4 tons | ARCOAIRE | HRCU-A-CB (Split System: Heat Pump with Remote Outdoor Unit-Air-Source) | DLCURAH24ABK |  |  | EA*4X30L17A* | *96VTN0801716A* | 24200 | 16.5 | 8.5 | 26400 | 23000 | 87.12% | 1.9 | 0 | 10 |  |  |  | No | R-410A | 2.0167 | Residential & Commercial | Ducted CEE Tier 1
214239307 | Central HP <5.4 tons | ARCOAIRE | HRCU-A-CB (Split System: Heat Pump with Remote Outdoor Unit-Air-Source) | HVH837GKA2* |  |  | EN(A,D)4X48L24**+WALLCON | *80CTL1352422B* | 32400 | 17 | 8.1 | 32600 | 24600 | 75.46% | 1.96 | 0 | 11.7 |  |  |  | No | R-410A | 2.7 | Residential & Commercial | Ducted CEE Tier 1
214239377 | Central HP <5.4 tons | ARCOAIRE | HRCU-A-CB (Split System: Heat Pump with Remote Outdoor Unit-Air-Source) | HVH837GKA2* |  |  | EN(A,D,W)4X60L24**+WALLCON | *80CTL1352422B* | 32800 | 17.5 | 8.1 | 32200 | 24600 | 76.4% | 1.96 | 0 | 12 |  |  |  | No | R-410A | 2.7333 | Residential & Commercial | Ducted CEE Tier 1
206136041 | Central HP <5.4 tons | KEEPRITE | HRCU-A-CB (Split System: Heat Pump with Remote Outdoor Unit-Air-Source) | CVH837GKA** |  |  | EHD4X48AAL+WALLCON | *80CSU1002120A* | 32600 | 16.5 | 8.1 | 33000 | 25000 | 75.76% | 1.96 | 11.5 | 11 |  |  |  | No | R-410A | 2.7167 | Residential & Commercial | Ducted CEE Tier 1
215668846 | Central HP <5.4 tons | ARCOAIRE | HRCU-A-CB (Split System: Heat Pump with Remote Outdoor Unit-Air-Source) | H5H0V36*K*AAA* |  |  | EA*5X42M21A*+WALLCON | *80CTL0902120B* | 33200 | 18 | 9 | 35800 | 25600 | 71.51% | 1.86 | 0 | 10 |  |  |  | No | R-454B | 2.7667 | Residential & Commercial | Ducted CEE Tier 1
215681860 | Central HP <5.4 tons | KEEPRITE | HRCU-A-CB (Split System: Heat Pump with Remote Outdoor Unit-Air-Source) | C5H0V48*K*AAA* |  |  | EVM5X49M21A*+WALLCON | *80CSU1002120B* | 48000 | 18.5 | 9 | 50000 | 36600 | 73.2% | 2 | 0 | 10 |  |  |  | No | R-454B | 4 | Residential & Commercial | Ducted CEE Tier 1
215681810 | Central HP <5.4 tons | KEEPRITE | HRCU-A-CB (Split System: Heat Pump with Remote Outdoor Unit-Air-Source) | C5H0V48*K*AAA* |  |  | EVM5X48M21A*+WALLCON | *97CTN1002122A* | 47000 | 18.5 | 9 | 50000 | 36400 | 72.8% | 2 | 0 | 10 |  |  |  | No | R-454B | 3.9167 | Residential & Commercial | Ducted CEE Tier 1
206135739 | Central HP <5.4 tons | KEEPRITE | HRCU-A-CB (Split System: Heat Pump with Remote Outdoor Unit-Air-Source) | CVH837GKA** |  |  | EA*4X43L21A*+WALLCON | *80CSU0601716A* | 32800 | 17 | 8.5 | 33000 | 25200 | 76.36% | 1.96 | 12 | 11 |  |  |  | No | R-410A | 2.7333 | Residential & Commercial | Ducted CEE Tier 1
210597481 | Central HP <5.4 tons | KEEPRITE | HRCU-A-CB (Split System: Heat Pump with Remote Outdoor Unit-Air-Source) | CVH837GKA** |  |  | EA*4X61L24A*+WALLCON | *97CMN1002122A* | 33200 | 18 | 8.5 | 32000 | 24800 | 77.5% | 2 | 0 | 12 |  |  |  | No | R-410A | 2.7667 | Residential & Commercial | Ducted CEE Tier 1
212976049 | Central HP <5.4 tons | ARCOAIRE | HRCU-A-CB (Split System: Heat Pump with Remote Outdoor Unit-Air-Source) | DLCURAH24ABK |  |  | EA*4X36L21A* | *96VTN0801716B* | 23600 | 17 | 8.5 | 26200 | 24000 | 91.6% | 2 | 0 | 10 |  |  |  | No | R-410A | 1.9667 | Residential & Commercial | Ducted CEE Tier 1
212974105 | Central HP <5.4 tons | ARCOAIRE | HRCU-A-CB (Split System: Heat Pump with Remote Outdoor Unit-Air-Source) | DLCURAH24ABK |  |  | EA*4X37L21A* | *96VSN0802120B* | 24400 | 17 | 8.5 | 25200 | 21400 | 84.92% | 1.8 | 0 | 10.5 |  |  |  | No | R-410A | 2.0333 | Residential & Commercial | Ducted CEE Tier 1
212971222 | Central HP <5.4 tons | ARCOAIRE | HRCU-A-CB (Split System: Heat Pump with Remote Outdoor Unit-Air-Source) | DLCURAH24ABK |  |  | EN(A,D)4X30L14** | *80VTL0451412B* | 23400 | 17 | 8.1 | 25800 | 24400 | 94.57% | 2.04 | 0 | 10 |  |  |  | No | R-410A | 1.95 | Residential & Commercial | Ducted CEE Tier 1
215676760 | Central HP <5.4 tons | KEEPRITE | HRCU-A-CB (Split System: Heat Pump with Remote Outdoor Unit-Air-Source) | C5H0V48*K*AAA* |  |  | EVD5X61M21A*+WALLCON | *80CTL1102120B* | 48500 | 19.5 | 9.5 | 50000 | 36600 | 73.2% | 2.12 | 0 | 10.5 |  |  |  | No | R-454B | 4.0417 | Residential & Commercial | Ducted CEE Tier 1
215676810 | Central HP <5.4 tons | KEEPRITE | HRCU-A-CB (Split System: Heat Pump with Remote Outdoor Unit-Air-Source) | C5H0V48*K*AAA* |  |  | EVD5X61M21A*+WALLCON | *97CMN0801714B* | 48000 | 18.5 | 9 | 50000 | 37400 | 74.8% | 1.98 | 0 | 10 |  |  |  | No | R-454B | 4 | Residential & Commercial | Ducted CEE Tier 1
215676860 | Central HP <5.4 tons | KEEPRITE | HRCU-A-CB (Split System: Heat Pump with Remote Outdoor Unit-Air-Source) | C5H0V48*K*AAA* |  |  | EVD5X61M24A*+WALLCON | *80CSU1002120A* | 48500 | 19 | 9 | 50000 | 36800 | 73.6% | 2.1 | 0 | 10 |  |  |  | No | R-454B | 4.0417 | Residential & Commercial | Ducted CEE Tier 1
215676820 | Central HP <5.4 tons | KEEPRITE | HRCU-A-CB (Split System: Heat Pump with Remote Outdoor Unit-Air-Source) | C5H0V48*K*AAA* |  |  | EVD5X61M21A*+WALLCON | *97CMN1002122B* | 48500 | 19.5 | 9.5 | 50000 | 36800 | 73.6% | 2.12 | 0 | 10.5 |  |  |  | No | R-454B | 4.0417 | Residential & Commercial | Ducted CEE Tier 1
215676650 | Central HP <5.4 tons | KEEPRITE | HRCU-A-CB (Split System: Heat Pump with Remote Outdoor Unit-Air-Source) | C5H0V48*K*AAA* |  |  | EVD5X60M24A*+WALLCON | *95CSU1002122B* | 48000 | 19 | 9 | 50000 | 36400 | 72.8% | 2.02 | 0 | 10 |  |  |  | No | R-454B | 4 | Residential & Commercial | Ducted CEE Tier 1
215676570 | Central HP <5.4 tons | KEEPRITE | HRCU-A-CB (Split System: Heat Pump with Remote Outdoor Unit-Air-Source) | C5H0V48*K*AAA* |  |  | EVD5X60M21A*+WALLCON | *96CTN0801714B* | 47500 | 18.5 | 9 | 50000 | 36200 | 72.4% | 2.02 | 0 | 10 |  |  |  | No | R-454B | 3.9583 | Residential & Commercial | Ducted CEE Tier 1
204456786 | Central HP <5.4 tons | KENMORE | HRCU-A-CB (Split System: Heat Pump with Remote Outdoor Unit-Air-Source) | (C,H,T)VH825GKA2* |  |  | EA*4X36L21A*+WALLCON | *96CTN1002122A* | 23600 | 16.5 | 8.1 | 21400 | 16600 | 77.57% | 1.94 | 11 | 11 |  |  |  | No | R-410A | 1.9667 | Residential & Commercial | Ducted CEE Tier 1
204456795 | Central HP <5.4 tons | KENMORE | HRCU-A-CB (Split System: Heat Pump with Remote Outdoor Unit-Air-Source) | (C,H,T)VH825GKA2* |  |  | EA*4X36L21A*+WALLCON | *80CTL0901716A* | 23600 | 17.5 | 8.1 | 21400 | 16600 | 77.57% | 1.96 | 11 | 11 |  |  |  | No | R-410A | 1.9667 | Residential & Commercial | Ducted CEE Tier 1
206133834 | Central HP <5.4 tons | KENMORE | HRCU-A-CB (Split System: Heat Pump with Remote Outdoor Unit-Air-Source) | (C,H,T)VH825GKA2* |  |  | EA*4X37L21A*+WALLCON | *95CSU1002122A* | 24400 | 17 | 8.5 | 21200 | 16600 | 78.3% | 2.04 | 11.5 | 11 |  |  |  | No | R-410A | 2.0333 | Residential & Commercial | Ducted CEE Tier 1
215667898 | Central HP <5.4 tons | KENMORE | HRCU-A-CB (Split System: Heat Pump with Remote Outdoor Unit-Air-Source) | (C,H,T)5H0V24*K*AAA* |  |  | EA*5X37M21A*+WALLCON | *97CMN0602120B* | 24000 | 17 | 9 | 23400 | 16400 | 70.09% | 2.02 | 0 | 10.5 |  |  |  | No | R-454B | 2 | Residential & Commercial | Ducted CEE Tier 1
215667031 | Central HP <5.4 tons | KENMORE | HRCU-A-CB (Split System: Heat Pump with Remote Outdoor Unit-Air-Source) | (C,H,T)5H0V24*K*AAA* |  |  | EA*5X24M17A*+WALLCON | *80CTL0701412B* | 22800 | 17 | 9 | 24000 | 16800 | 70% | 1.96 | 0 | 10 |  |  |  | No | R-454B | 1.9 | Residential & Commercial | Ducted CEE Tier 1
215667714 | Central HP <5.4 tons | KENMORE | HRCU-A-CB (Split System: Heat Pump with Remote Outdoor Unit-Air-Source) | (C,H,T)5H0V24*K*AAA* |  |  | EA*5X36M17A*+WALLCON | *96CTN0601714B* | 23000 | 17 | 9 | 23800 | 16700 | 70.17% | 1.96 | 0 | 10 |  |  |  | No | R-454B | 1.9167 | Residential & Commercial | Ducted CEE Tier 1
215676300 | Central HP <5.4 tons | KEEPRITE | HRCU-A-CB (Split System: Heat Pump with Remote Outdoor Unit-Air-Source) | C5H0V48*K*AAA* |  |  | EVD5X49M24A*+WALLCON | *80CTL0702120B* | 47500 | 19 | 9 | 50000 | 36800 | 73.6% | 2 | 0 | 10 |  |  |  | No | R-454B | 3.9583 | Residential & Commercial | Ducted CEE Tier 1
215676890 | Central HP <5.4 tons | KEEPRITE | HRCU-A-CB (Split System: Heat Pump with Remote Outdoor Unit-Air-Source) | C5H0V48*K*AAA* |  |  | EVD5X61M24A*+WALLCON | *80CTL1352422B* | 48500 | 19.5 | 9.5 | 50000 | 36600 | 73.2% | 2.1 | 0 | 10.5 |  |  |  | No | R-454B | 4.0417 | Residential & Commercial | Ducted CEE Tier 1
215676320 | Central HP <5.4 tons | KEEPRITE | HRCU-A-CB (Split System: Heat Pump with Remote Outdoor Unit-Air-Source) | C5H0V48*K*AAA* |  |  | EVD5X49M24A*+WALLCON | *80CTL1102120B* | 48000 | 19 | 9 | 50000 | 36400 | 72.8% | 2 | 0 | 10.5 |  |  |  | No | R-454B | 4 | Residential & Commercial | Ducted CEE Tier 1
215676690 | Central HP <5.4 tons | KEEPRITE | HRCU-A-CB (Split System: Heat Pump with Remote Outdoor Unit-Air-Source) | C5H0V48*K*AAA* |  |  | EVD5X61M21A*+WALLCON | *80CSU0601716A* | 48500 | 19 | 9 | 50000 | 36800 | 73.6% | 2 | 0 | 10 |  |  |  | No | R-454B | 4.0417 | Residential & Commercial | Ducted CEE Tier 1
215675850 | Central HP <5.4 tons | KEEPRITE | HRCU-A-CB (Split System: Heat Pump with Remote Outdoor Unit-Air-Source) | C5H0V48*K*AAA* |  |  | EVM5X60M24A*+WALLCON | *80CSU0802120A* | 48000 | 19 | 9 | 50000 | 36400 | 72.8% | 2.12 | 0 | 10 |  |  |  | No | R-454B | 4 | Residential & Commercial | Ducted CEE Tier 1
215675900 | Central HP <5.4 tons | KEEPRITE | HRCU-A-CB (Split System: Heat Pump with Remote Outdoor Unit-Air-Source) | C5H0V48*K*AAA* |  |  | EVM5X60M24A*+WALLCON | *80CTL1352422B* | 48000 | 19 | 9 | 50000 | 36400 | 72.8% | 2 | 0 | 10.5 |  |  |  | No | R-454B | 4 | Residential & Commercial | Ducted CEE Tier 1
210692969 | Central HP <5.4 tons | FRANKLIN | HRCU-A-CB (Split System: Heat Pump with Remote Outdoor Unit-Air-Source) | GSZV903610A* |  |  | CHPF3743C6B*+TXV | G*VM970804CNB* | 33400 | 18 | 8.2 | 34000 | 24400 | 71.76% | 1.8 | 0 | 11 |  |  |  | No | R-410A | 2.7833 | Residential & Commercial | Ducted CEE Tier 1
210692978 | Central HP <5.4 tons | FRANKLIN | HRCU-A-CB (Split System: Heat Pump with Remote Outdoor Unit-Air-Source) | GSZV903610A* |  |  | CSCF3642N6D*+TXV | G*VC801005C*A* | 33800 | 18.5 | 8.2 | 34000 | 24400 | 71.76% | 1.8 | 0 | 11.5 |  |  |  | No | R-410A | 2.8167 | Residential & Commercial | Ducted CEE Tier 1
212650092 | Central HP <5.4 tons | EVERREST | HRCU-A-CB (Split System: Heat Pump with Remote Outdoor Unit-Air-Source) | GSZV903610A* |  |  | CSCF3642N6D*+TXV | G*VC960603BNB* | 33800 | 18.5 | 8.2 | 34000 | 24400 | 71.76% | 1.8 | 0 | 11.5 |  |  |  | No | R-410A | 2.8167 | Residential & Commercial | Ducted CEE Tier 1
212652287 | Central HP <5.4 tons | EVERREST | HRCU-A-CB (Split System: Heat Pump with Remote Outdoor Unit-Air-Source) | GSZV903610A* |  |  | CA*F3743*6D*+TXV | G*VC961205DNB* | 33600 | 19 | 8.2 | 34000 | 24400 | 71.76% | 1.8 | 0 | 12 |  |  |  | No | R-410A | 2.8 | Residential & Commercial | Ducted CEE Tier 1
212650091 | Central HP <5.4 tons | EVERREST | HRCU-A-CB (Split System: Heat Pump with Remote Outdoor Unit-Air-Source) | GSZV903610A* |  |  | CHPF3743C6B*+TXV | G*VS960603BUA* | 33400 | 18 | 8.2 | 34000 | 24400 | 71.76% | 1.8 | 0 | 11 |  |  |  | No | R-410A | 2.7833 | Residential & Commercial | Ducted CEE Tier 1
212650343 | Central HP <5.4 tons | EVERREST | HRCU-A-CB (Split System: Heat Pump with Remote Outdoor Unit-Air-Source) | GSZV903610A* |  |  | CHPF3743C6B*+TXV | G*VM971005CNB* | 33400 | 18 | 8.2 | 34000 | 24400 | 71.76% | 1.8 | 0 | 11 |  |  |  | No | R-410A | 2.7833 | Residential & Commercial | Ducted CEE Tier 1
212651334 | Central HP <5.4 tons | EVERREST | HRCU-A-CB (Split System: Heat Pump with Remote Outdoor Unit-Air-Source) | GSZV903610A* |  |  | CSCF3642N6D*+MBVC1601**-1A*+TXV |  | 33800 | 18.5 | 8.2 | 34000 | 24400 | 71.76% | 1.8 | 0 | 11.5 |  |  |  | No | R-410A | 2.8167 | Residential & Commercial | Ducted CEE Tier 1
212651597 | Central HP <5.4 tons | EVERREST | HRCU-A-CB (Split System: Heat Pump with Remote Outdoor Unit-Air-Source) | GSZV903610A* |  |  | CSCF3642N6D*+TXV | G*VM970804CNB* | 33800 | 18.5 | 8.2 | 34000 | 24400 | 71.76% | 1.8 | 0 | 11.5 |  |  |  | No | R-410A | 2.8167 | Residential & Commercial | Ducted CEE Tier 1
215940562 | Central HP <5.4 tons | KENMORE | HRCU-A-CB (Split System: Heat Pump with Remote Outdoor Unit-Air-Source) | (C,H,T)5H3V36*K*AAA* |  |  | EVD5X36M21A*+WALLCON | *97CTN0802120A* | 34400 | 20.5 | 8.5 | 38500 | 28200 | 73.25% | 2.04 | 0 | 11.7 |  |  |  | No | R-454B | 2.8667 | Residential & Commercial | Ducted CEE Tier 1
215940462 | Central HP <5.4 tons | KENMORE | HRCU-A-CB (Split System: Heat Pump with Remote Outdoor Unit-Air-Source) | (C,H,T)5H3V36*K*AAA* |  |  | EVM5X60M21A*+WALLCON | *97CTN1002122A* | 35600 | 22 | 8.5 | 38000 | 28600 | 75.26% | 2.02 | 0 | 12.5 |  |  |  | No | R-454B | 2.9667 | Residential & Commercial | Ducted CEE Tier 1
215939862 | Central HP <5.4 tons | KENMORE | HRCU-A-CB (Split System: Heat Pump with Remote Outdoor Unit-Air-Source) | (C,H,T)5H3V36*K*AAA* |  |  | EA*5X61M21A*+WALLCON | *97CTN0601716A* | 34000 | 19.5 | 9 | 35200 | 26800 | 76.14% | 1.94 | 0 | 11 |  |  |  | No | R-454B | 2.8333 | Residential & Commercial | Ducted CEE Tier 1
215939662 | Central HP <5.4 tons | KENMORE | HRCU-A-CB (Split System: Heat Pump with Remote Outdoor Unit-Air-Source) | (C,H,T)5H3V36*K*AAA* |  |  | EA*5X42M21A*+WALLCON | *80CSU0401712B* | 32800 | 20 | 9.5 | 34800 | 26600 | 76.44% | 2.02 | 0 | 11.5 |  |  |  | No | R-454B | 2.7333 | Residential & Commercial | Ducted CEE Tier 1
215939742 | Central HP <5.4 tons | KENMORE | HRCU-A-CB (Split System: Heat Pump with Remote Outdoor Unit-Air-Source) | (C,H,T)5H3V36*K*AAA* |  |  | EA*5X48M21A*+WALLCON | *80CSU0601716B* | 33400 | 20.5 | 9.5 | 34400 | 26200 | 76.16% | 2.04 | 0 | 11.7 |  |  |  | No | R-454B | 2.7833 | Residential & Commercial | Ducted CEE Tier 1
215939792 | Central HP <5.4 tons | KENMORE | HRCU-A-CB (Split System: Heat Pump with Remote Outdoor Unit-Air-Source) | (C,H,T)5H3V36*K*AAA* |  |  | EA*5X60M24A*+WALLCON | *96CTN0802120B* | 34000 | 20 | 9.5 | 34200 | 26000 | 76.02% | 2.06 | 0 | 11.7 |  |  |  | No | R-454B | 2.8333 | Residential & Commercial | Ducted CEE Tier 1
215675430 | Central HP <5.4 tons | KEEPRITE | HRCU-A-CB (Split System: Heat Pump with Remote Outdoor Unit-Air-Source) | C5H0V48*K*AAA* |  |  | EVM5X48M21A*+WALLCON | *95CSU1002122B* | 47000 | 18 | 9 | 50000 | 36400 | 72.8% | 2.02 | 0 | 10 |  |  |  | No | R-454B | 3.9167 | Residential & Commercial | Ducted CEE Tier 1
215676940 | Central HP <5.4 tons | KEEPRITE | HRCU-A-CB (Split System: Heat Pump with Remote Outdoor Unit-Air-Source) | C5H0V48*K*AAA* |  |  | EVD5X61M24A*+WALLCON | *97CMN1202422B* | 48500 | 19.5 | 9.5 | 50000 | 36800 | 73.6% | 2.12 | 0 | 10.5 |  |  |  | No | R-454B | 4.0417 | Residential & Commercial | Ducted CEE Tier 1
215676590 | Central HP <5.4 tons | KEEPRITE | HRCU-A-CB (Split System: Heat Pump with Remote Outdoor Unit-Air-Source) | C5H0V48*K*AAA* |  |  | EVD5X60M24A*+WALLCON | *80CSU0802120A* | 48000 | 19 | 9 | 50000 | 36400 | 72.8% | 2.12 | 0 | 10 |  |  |  | No | R-454B | 4 | Residential & Commercial | Ducted CEE Tier 1
215676370 | Central HP <5.4 tons | KEEPRITE | HRCU-A-CB (Split System: Heat Pump with Remote Outdoor Unit-Air-Source) | C5H0V48*K*AAA* |  |  | EVD5X49M24A*+WALLCON | *97CMN1002122B* | 48000 | 19 | 9 | 50000 | 36600 | 73.2% | 2 | 0 | 10 |  |  |  | No | R-454B | 4 | Residential & Commercial | Ducted CEE Tier 1
215676310 | Central HP <5.4 tons | KEEPRITE | HRCU-A-CB (Split System: Heat Pump with Remote Outdoor Unit-Air-Source) | C5H0V48*K*AAA* |  |  | EVD5X49M24A*+WALLCON | *80CTL0902120B* | 48000 | 19 | 9 | 50000 | 36400 | 72.8% | 2 | 0 | 10.5 |  |  |  | No | R-454B | 4 | Residential & Commercial | Ducted CEE Tier 1
215668834 | Central HP <5.4 tons | KENMORE | HRCU-A-CB (Split System: Heat Pump with Remote Outdoor Unit-Air-Source) | (C,H,T)5H0V36*K*AAA* |  |  | EA*5X42M21A*+WALLCON | *80CTL0702120B* | 33000 | 17.5 | 9 | 35800 | 25600 | 71.51% | 1.86 | 0 | 10 |  |  |  | No | R-454B | 2.75 | Residential & Commercial | Ducted CEE Tier 1
211243465 | Central HP <5.4 tons | ARCOAIRE | HRCU-A-CB (Split System: Heat Pump with Remote Outdoor Unit-Air-Source) | DLCURAH24ABK |  |  | EA*4X37L21A* | *96VTN0802120A* | 24200 | 17 | 8.1 | 25000 | 21400 | 85.6% | 1.8 | 0 | 10 |  |  |  | No | R-410A | 2.0167 | Residential & Commercial | Ducted CEE Tier 1
211243133 | Central HP <5.4 tons | ARCOAIRE | HRCU-A-CB (Split System: Heat Pump with Remote Outdoor Unit-Air-Source) | DLCURAH24ABK |  |  | EA*4X37L17A* | *92ESN0401712A* | 24200 | 16 | 8.1 | 25400 | 22000 | 86.61% | 1.82 | 0 | 10 |  |  |  | No | R-410A | 2.0167 | Residential & Commercial | Ducted CEE Tier 1
211243266 | Central HP <5.4 tons | ARCOAIRE | HRCU-A-CB (Split System: Heat Pump with Remote Outdoor Unit-Air-Source) | DLCURAH24ABK |  |  | EA*4X37L21A* | *95ESU0401712A* | 24400 | 17 | 8.5 | 25200 | 21200 | 84.13% | 1.78 | 0 | 10 |  |  |  | No | R-410A | 2.0333 | Residential & Commercial | Ducted CEE Tier 1
212988227 | Central HP <5.4 tons | ARCOAIRE | HRCU-A-CB (Split System: Heat Pump with Remote Outdoor Unit-Air-Source) | DLCURAH36ABK |  |  | EA*4X48L24A* | *96MSN1002122A* | 35800 | 16.5 | 8.5 | 37800 | 34600 | 91.53% | 2.06 | 0 | 10 |  |  |  | No | R-410A | 2.9833 | Residential & Commercial | Ducted CEE Tier 1
212650992 | Central HP <5.4 tons | EVERREST | HRCU-A-CB (Split System: Heat Pump with Remote Outdoor Unit-Air-Source) | ASZV903610A* |  |  | CHPF3642C6C*+TXV | A*VC960603BNB* | 33400 | 18 | 8.2 | 34000 | 24400 | 71.76% | 1.8 | 0 | 11 |  |  |  | No | R-410A | 2.7833 | Residential & Commercial | Ducted CEE Tier 1
212651162 | Central HP <5.4 tons | EVERREST | HRCU-A-CB (Split System: Heat Pump with Remote Outdoor Unit-Air-Source) | ASZV903610A* |  |  | CHPF3743C6B*+MBVC1601**-1A*+TXV |  | 33400 | 18 | 8.2 | 34000 | 24400 | 71.76% | 1.8 | 0 | 11 |  |  |  | No | R-410A | 2.7833 | Residential & Commercial | Ducted CEE Tier 1
212652730 | Central HP <5.4 tons | EVERREST | HRCU-A-CB (Split System: Heat Pump with Remote Outdoor Unit-Air-Source) | ASZV903610A* |  |  | CHPF3743C6B*+TXV | A*VC800805C*A* | 33400 | 18 | 8.2 | 34000 | 24400 | 71.76% | 1.8 | 0 | 11 |  |  |  | No | R-410A | 2.7833 | Residential & Commercial | Ducted CEE Tier 1
213078295 | Central HP <5.4 tons | ARCOAIRE | HRCU-A-CB (Split System: Heat Pump with Remote Outdoor Unit-Air-Source) | DLCURAH36ABK |  |  | EA*4X37L21A* | *80MS(N,L)0901714A* | 36200 | 16.5 | 8.5 | 38000 | 34800 | 91.58% | 2.04 | 0 | 10 |  |  |  | No | R-410A | 3.0167 | Residential & Commercial | Ducted CEE Tier 1
213078977 | Central HP <5.4 tons | ARCOAIRE | HRCU-A-CB (Split System: Heat Pump with Remote Outdoor Unit-Air-Source) | DLCURAH36ABK |  |  | EA*4X37L17A* | *80MSU0401712A* | 36000 | 15.5 | 8.5 | 38500 | 34800 | 90.39% | 2.02 | 0 | 10 |  |  |  | No | R-410A | 3 | Residential & Commercial | Ducted CEE Tier 1
213078679 | Central HP <5.4 tons | ARCOAIRE | HRCU-A-CB (Split System: Heat Pump with Remote Outdoor Unit-Air-Source) | DLCURAH36ABK |  |  | EA*4X48L24A* | *80MS(N,L)1102120A* | 36200 | 16.5 | 8.5 | 38000 | 34800 | 91.58% | 2.06 | 0 | 10 |  |  |  | No | R-410A | 3.0167 | Residential & Commercial | Ducted CEE Tier 1
215675990 | Central HP <5.4 tons | KEEPRITE | HRCU-A-CB (Split System: Heat Pump with Remote Outdoor Unit-Air-Source) | C5H0V48*K*AAA* |  |  | EVM5X61M24A*+WALLCON | *80CTL0902120B* | 48500 | 19.5 | 9.5 | 50000 | 36600 | 73.2% | 2.1 | 0 | 10.5 |  |  |  | No | R-454B | 4.0417 | Residential & Commercial | Ducted CEE Tier 1
215676260 | Central HP <5.4 tons | KEEPRITE | HRCU-A-CB (Split System: Heat Pump with Remote Outdoor Unit-Air-Source) | C5H0V48*K*AAA* |  |  | EVD5X48M24A*+WALLCON | *97CMN0802120B* | 47000 | 18.5 | 9 | 50000 | 36400 | 72.8% | 2 | 0 | 10 |  |  |  | No | R-454B | 3.9167 | Residential & Commercial | Ducted CEE Tier 1
215675840 | Central HP <5.4 tons | KEEPRITE | HRCU-A-CB (Split System: Heat Pump with Remote Outdoor Unit-Air-Source) | C5H0V48*K*AAA* |  |  | EVM5X60M21A*+WALLCON | *96CTN1002122B* | 48000 | 19 | 9 | 50000 | 36800 | 73.6% | 2 | 0 | 10 |  |  |  | No | R-454B | 4 | Residential & Commercial | Ducted CEE Tier 1
215676250 | Central HP <5.4 tons | KEEPRITE | HRCU-A-CB (Split System: Heat Pump with Remote Outdoor Unit-Air-Source) | C5H0V48*K*AAA* |  |  | EVD5X48M24A*+WALLCON | *95CSU1002122B* | 47000 | 18.5 | 9 | 50000 | 36200 | 72.4% | 2.02 | 0 | 10 |  |  |  | No | R-454B | 3.9167 | Residential & Commercial | Ducted CEE Tier 1
215676450 | Central HP <5.4 tons | KEEPRITE | HRCU-A-CB (Split System: Heat Pump with Remote Outdoor Unit-Air-Source) | C5H0V48*K*AAA* |  |  | EVD5X60M21A*+WALLCON | *80CTL0701716B* | 48000 | 18.5 | 9 | 50000 | 37200 | 74.4% | 2 | 0 | 10 |  |  |  | No | R-454B | 4 | Residential & Commercial | Ducted CEE Tier 1
215675950 | Central HP <5.4 tons | KEEPRITE | HRCU-A-CB (Split System: Heat Pump with Remote Outdoor Unit-Air-Source) | C5H0V48*K*AAA* |  |  | EVM5X60M24A*+WALLCON | *96CTN1002122B* | 48000 | 19 | 9 | 50000 | 36600 | 73.2% | 2 | 0 | 10.5 |  |  |  | No | R-454B | 4 | Residential & Commercial | Ducted CEE Tier 1
206133764 | Central HP <5.4 tons | KENMORE | HRCU-A-CB (Split System: Heat Pump with Remote Outdoor Unit-Air-Source) | (C,H,T)VH825GKA2* |  |  | EA*4X36L17A*+WALLCON | *95CSU0601716A* | 23400 | 16.5 | 8.1 | 21600 | 16800 | 77.78% | 1.92 | 11 | 10.5 |  |  |  | No | R-410A | 1.95 | Residential & Commercial | Ducted CEE Tier 1
215932222 | Central HP <5.4 tons | KENMORE | HRCU-A-CB (Split System: Heat Pump with Remote Outdoor Unit-Air-Source) | (C,H,T)5H3V36*K*AAA* |  |  | EA*5X42M21A*+WALLCON | *80CTL0451712B* | 32200 | 19 | 9 | 35800 | 27600 | 77.09% | 1.88 | 0 | 10.5 |  |  |  | No | R-454B | 2.6833 | Residential & Commercial | Ducted CEE Tier 1
215935132 | Central HP <5.4 tons | KENMORE | HRCU-A-CB (Split System: Heat Pump with Remote Outdoor Unit-Air-Source) | (C,H,T)5H3V36*K*AAA* |  |  | EVM5X49M21A*+WALLCON | *96CTN0801714B* | 35400 | 21.5 | 8.5 | 38500 | 28800 | 74.81% | 2.02 | 0 | 12 |  |  |  | No | R-454B | 2.95 | Residential & Commercial | Ducted CEE Tier 1
215935182 | Central HP <5.4 tons | KENMORE | HRCU-A-CB (Split System: Heat Pump with Remote Outdoor Unit-Air-Source) | (C,H,T)5H3V36*K*AAA* |  |  | EVM5X60M21A*+WALLCON | *80CTL0451712B* | 35200 | 21 | 8.5 | 39000 | 29400 | 75.38% | 2 | 0 | 11.7 |  |  |  | No | R-454B | 2.9333 | Residential & Commercial | Ducted CEE Tier 1
215935232 | Central HP <5.4 tons | KENMORE | HRCU-A-CB (Split System: Heat Pump with Remote Outdoor Unit-Air-Source) | (C,H,T)5H3V36*K*AAA* |  |  | EVM5X60M21A*+WALLCON | *80CTL1102120B* | 35600 | 22 | 8.5 | 38000 | 28400 | 74.74% | 2.02 | 0 | 12.5 |  |  |  | No | R-454B | 2.9667 | Residential & Commercial | Ducted CEE Tier 1
215935332 | Central HP <5.4 tons | KENMORE | HRCU-A-CB (Split System: Heat Pump with Remote Outdoor Unit-Air-Source) | (C,H,T)5H3V36*K*AAA* |  |  | EVM5X60M24A*+WALLCON | *80CSU1002120A* | 35400 | 21.5 | 8.5 | 38000 | 28600 | 75.26% | 2.02 | 0 | 12 |  |  |  | No | R-454B | 2.95 | Residential & Commercial | Ducted CEE Tier 1
215934812 | Central HP <5.4 tons | KENMORE | HRCU-A-CB (Split System: Heat Pump with Remote Outdoor Unit-Air-Source) | (C,H,T)5H3V36*K*AAA* |  |  | EVM5X44M21A*+WALLCON | *80CTL0451712B* | 35200 | 21 | 8.5 | 39000 | 29400 | 75.38% | 2 | 0 | 11.7 |  |  |  | No | R-454B | 2.9333 | Residential & Commercial | Ducted CEE Tier 1
215933742 | Central HP <5.4 tons | KENMORE | HRCU-A-CB (Split System: Heat Pump with Remote Outdoor Unit-Air-Source) | (C,H,T)5H3V36*K*AAA* |  |  | ESH5X60M12A*+WALLCON | *80CSU1002120A* | 34200 | 19.5 | 9 | 34400 | 26200 | 76.16% | 1.96 | 0 | 11.7 |  |  |  | No | R-454B | 2.85 | Residential & Commercial | Ducted CEE Tier 1
215668666 | Central HP <5.4 tons | KENMORE | HRCU-A-CB (Split System: Heat Pump with Remote Outdoor Unit-Air-Source) | (C,H,T)5H0V36*K*AAA* |  |  | EA*5X37M21A*+WALLCON | *80CTL0701716B* | 34400 | 18 | 9 | 35400 | 25200 | 71.19% | 1.9 | 0 | 10 |  |  |  | No | R-454B | 2.8667 | Residential & Commercial | Ducted CEE Tier 1
212974095 | Central HP <5.4 tons | ARCOAIRE | HRCU-A-CB (Split System: Heat Pump with Remote Outdoor Unit-Air-Source) | DLCURAH24ABK |  |  | EA*4X36L21A* | *96VSN0802120B* | 24000 | 17 | 8.5 | 26400 | 23400 | 88.64% | 1.94 | 0 | 10 |  |  |  | No | R-410A | 2 | Residential & Commercial | Ducted CEE Tier 1
212973895 | Central HP <5.4 tons | ARCOAIRE | HRCU-A-CB (Split System: Heat Pump with Remote Outdoor Unit-Air-Source) | DLCURAH24ABK |  |  | EN(A,D)4X24L17** | *96VSN0801716B* | 23400 | 16.5 | 8.5 | 27000 | 24800 | 91.85% | 2.04 | 0 | 10 |  |  |  | No | R-410A | 1.95 | Residential & Commercial | Ducted CEE Tier 1
212975033 | Central HP <5.4 tons | ARCOAIRE | HRCU-A-CB (Split System: Heat Pump with Remote Outdoor Unit-Air-Source) | DLCURAH24ABK |  |  | EN(A,D)4X30L14** | *96VTN0401410B* | 23200 | 15.5 | 8.1 | 25800 | 24200 | 93.8% | 2 | 0 | 10 |  |  |  | No | R-410A | 1.9333 | Residential & Commercial | Ducted CEE Tier 1
215676350 | Central HP <5.4 tons | KEEPRITE | HRCU-A-CB (Split System: Heat Pump with Remote Outdoor Unit-Air-Source) | C5H0V48*K*AAA* |  |  | EVD5X49M24A*+WALLCON | *97CMN0602120B* | 47500 | 18.5 | 9 | 50000 | 37000 | 74% | 1.98 | 0 | 10 |  |  |  | No | R-454B | 3.9583 | Residential & Commercial | Ducted CEE Tier 1
215675400 | Central HP <5.4 tons | KEEPRITE | HRCU-A-CB (Split System: Heat Pump with Remote Outdoor Unit-Air-Source) | C5H0V48*K*AAA* |  |  | EVM5X48M21A*+WALLCON | *80CTL1102120B* | 47000 | 18.5 | 9 | 50000 | 36400 | 72.8% | 2 | 0 | 10 |  |  |  | No | R-454B | 3.9167 | Residential & Commercial | Ducted CEE Tier 1
215675350 | Central HP <5.4 tons | KEEPRITE | HRCU-A-CB (Split System: Heat Pump with Remote Outdoor Unit-Air-Source) | C5H0V48*K*AAA* |  |  | FCMA5B60L0D*+WALLCON |  | 46500 | 19.5 | 9.5 | 47000 | 33000 | 70.21% | 2.2 | 0 | 10.5 |  |  |  | No | R-454B | 3.875 | Residential & Commercial | Ducted CEE Tier 1
215676190 | Central HP <5.4 tons | KEEPRITE | HRCU-A-CB (Split System: Heat Pump with Remote Outdoor Unit-Air-Source) | C5H0V48*K*AAA* |  |  | EVD5X48M24A*+WALLCON | *80CSU1002120A* | 47000 | 18.5 | 9 | 50000 | 36600 | 73.2% | 2.02 | 0 | 10 |  |  |  | No | R-454B | 3.9167 | Residential & Commercial | Ducted CEE Tier 1
215676220 | Central HP <5.4 tons | KEEPRITE | HRCU-A-CB (Split System: Heat Pump with Remote Outdoor Unit-Air-Source) | C5H0V48*K*AAA* |  |  | EVD5X48M24A*+WALLCON | *80CTL1102120B* | 47000 | 19 | 9 | 50000 | 36200 | 72.4% | 2 | 0 | 10 |  |  |  | No | R-454B | 3.9167 | Residential & Commercial | Ducted CEE Tier 1
215676270 | Central HP <5.4 tons | KEEPRITE | HRCU-A-CB (Split System: Heat Pump with Remote Outdoor Unit-Air-Source) | C5H0V48*K*AAA* |  |  | EVD5X48M24A*+WALLCON | *97CMN1202422B* | 47000 | 18.5 | 9 | 50000 | 36400 | 72.8% | 2 | 0 | 10 |  |  |  | No | R-454B | 3.9167 | Residential & Commercial | Ducted CEE Tier 1
213078727 | Central HP <5.4 tons | ARCOAIRE | HRCU-A-CB (Split System: Heat Pump with Remote Outdoor Unit-Air-Source) | DLCURAH36ABK |  |  | EN(A,D)4X48L24** | *80MS(N,L)1102120A* | 36400 | 16.5 | 8.1 | 38500 | 35000 | 90.91% | 2.02 | 0 | 10.5 |  |  |  | No | R-410A | 3.0333 | Residential & Commercial | Ducted CEE Tier 1
213077774 | Central HP <5.4 tons | ARCOAIRE | HRCU-A-CB (Split System: Heat Pump with Remote Outdoor Unit-Air-Source) | DLCURAH36ABK |  |  | EN(A,D,W)4X48L21** | *96VTN1002122B* | 36000 | 17 | 8.1 | 38500 | 34800 | 90.39% | 2 | 0 | 10.5 |  |  |  | No | R-410A | 3 | Residential & Commercial | Ducted CEE Tier 1
213078026 | Central HP <5.4 tons | ARCOAIRE | HRCU-A-CB (Split System: Heat Pump with Remote Outdoor Unit-Air-Source) | DLCURAH36ABK |  |  | EN(A,D,W)4X48L21** | *80MS(N,L)0701712A* | 35600 | 16.5 | 8.1 | 38500 | 34800 | 90.39% | 1.98 | 0 | 10 |  |  |  | No | R-410A | 2.9667 | Residential & Commercial | Ducted CEE Tier 1
213076958 | Central HP <5.4 tons | ARCOAIRE | HRCU-A-CB (Split System: Heat Pump with Remote Outdoor Unit-Air-Source) | DLCURAH36ABK |  |  | EA*4X37L21A* | *96VSN0801716B* | 36400 | 15.5 | 8.5 | 38500 | 35000 | 90.91% | 2.06 | 0 | 10 |  |  |  | No | R-410A | 3.0333 | Residential & Commercial | Ducted CEE Tier 1
212653173 | Central HP <5.4 tons | EVERREST | HRCU-A-CB (Split System: Heat Pump with Remote Outdoor Unit-Air-Source) | ASZV903610A* |  |  | CA*F3137*6A*+TXV | A*VC800604B*A* | 33600 | 18.5 | 8.2 | 34000 | 24400 | 71.76% | 1.8 | 0 | 12 |  |  |  | No | R-410A | 2.8 | Residential & Commercial | Ducted CEE Tier 1
212653191 | Central HP <5.4 tons | EVERREST | HRCU-A-CB (Split System: Heat Pump with Remote Outdoor Unit-Air-Source) | ASZV903610A* |  |  | CHPF3642C6C*+TXV | A*VM970804CNB* | 33400 | 18 | 8.2 | 34000 | 24400 | 71.76% | 1.8 | 0 | 11 |  |  |  | No | R-410A | 2.7833 | Residential & Commercial | Ducted CEE Tier 1
212970459 | Central HP <5.4 tons | ARCOAIRE | HRCU-A-CB (Split System: Heat Pump with Remote Outdoor Unit-Air-Source) | DLCURAH36ABK |  |  | END4X42L17** | *80VSL0701716B* | 35600 | 15.5 | 8.1 | 38000 | 35000 | 92.11% | 1.94 | 0 | 10 |  |  |  | No | R-410A | 2.9667 | Residential & Commercial | Ducted CEE Tier 1
215931622 | Central HP <5.4 tons | KENMORE | HRCU-A-CB (Split System: Heat Pump with Remote Outdoor Unit-Air-Source) | (C,H,T)5H3V60*K*AAA* |  |  | EA*5X60M24A*+WALLCON | *97CMN1002122B* | 55500 | 18.5 | 8.5 | 60500 | 46000 | 76.03% | 2.06 | 0 | 11 |  |  |  | No | R-454B | 4.625 | Residential & Commercial | Ducted CEE Tier 1
215931672 | Central HP <5.4 tons | KENMORE | HRCU-A-CB (Split System: Heat Pump with Remote Outdoor Unit-Air-Source) | (C,H,T)5H3V60*K*AAA* |  |  | EA*5X61M24A*+WALLCON | *80CSU0802120A* | 57000 | 19 | 8.5 | 60500 | 46000 | 76.03% | 2.04 | 0 | 11.5 |  |  |  | No | R-454B | 4.75 | Residential & Commercial | Ducted CEE Tier 1
215675770 | Central HP <5.4 tons | KEEPRITE | HRCU-A-CB (Split System: Heat Pump with Remote Outdoor Unit-Air-Source) | C5H0V48*K*AAA* |  |  | EVM5X60M21A*+WALLCON | *95CSU0802120B* | 48000 | 18.5 | 9 | 50000 | 36800 | 73.6% | 2 | 0 | 10 |  |  |  | No | R-454B | 4 | Residential & Commercial | Ducted CEE Tier 1
215675570 | Central HP <5.4 tons | KEEPRITE | HRCU-A-CB (Split System: Heat Pump with Remote Outdoor Unit-Air-Source) | C5H0V48*K*AAA* |  |  | EVM5X49M21A*+WALLCON | *80CTL0902120B* | 48000 | 19 | 9 | 50000 | 36600 | 73.2% | 2 | 0 | 10.5 |  |  |  | No | R-454B | 4 | Residential & Commercial | Ducted CEE Tier 1
215675670 | Central HP <5.4 tons | KEEPRITE | HRCU-A-CB (Split System: Heat Pump with Remote Outdoor Unit-Air-Source) | C5H0V48*K*AAA* |  |  | EVM5X60M21A*+WALLCON | *80CSU0601716A* | 48000 | 19 | 9 | 50000 | 36800 | 73.6% | 2 | 0 | 10 |  |  |  | No | R-454B | 4 | Residential & Commercial | Ducted CEE Tier 1
215675590 | Central HP <5.4 tons | KEEPRITE | HRCU-A-CB (Split System: Heat Pump with Remote Outdoor Unit-Air-Source) | C5H0V48*K*AAA* |  |  | EVM5X49M21A*+WALLCON | *95CSU0601716B* | 47500 | 18 | 9 | 50000 | 37200 | 74.4% | 1.98 | 0 | 10 |  |  |  | No | R-454B | 3.9583 | Residential & Commercial | Ducted CEE Tier 1
215675490 | Central HP <5.4 tons | KEEPRITE | HRCU-A-CB (Split System: Heat Pump with Remote Outdoor Unit-Air-Source) | C5H0V48*K*AAA* |  |  | EVM5X48M21A*+WALLCON | *96CTN1002122B* | 47000 | 18.5 | 9 | 50000 | 36400 | 72.8% | 2 | 0 | 10 |  |  |  | No | R-454B | 3.9167 | Residential & Commercial | Ducted CEE Tier 1
215679670 | Central HP <5.4 tons | KEEPRITE | HRCU-A-CB (Split System: Heat Pump with Remote Outdoor Unit-Air-Source) | C5H0V36*K*AAA* |  |  | EA*5X61M24A*+WALLCON | *96CTN0802120B* | 34800 | 18 | 9 | 34400 | 24800 | 72.09% | 1.92 | 0 | 10.5 |  |  |  | No | R-454B | 2.9 | Residential & Commercial | Ducted CEE Tier 1
215679690 | Central HP <5.4 tons | KEEPRITE | HRCU-A-CB (Split System: Heat Pump with Remote Outdoor Unit-Air-Source) | C5H0V36*K*AAA* |  |  | EA*5X61M24A*+WALLCON | *97CTN1002122A* | 35000 | 18.5 | 9 | 34400 | 24800 | 72.09% | 1.92 | 0 | 10.5 |  |  |  | No | R-454B | 2.9167 | Residential & Commercial | Ducted CEE Tier 1
212972414 | Central HP <5.4 tons | ARCOAIRE | HRCU-A-CB (Split System: Heat Pump with Remote Outdoor Unit-Air-Source) | DLCURAH24ABK |  |  | EA*4X37L21A* | *80VTL1102122B* | 24400 | 17.5 | 8.5 | 25400 | 21600 | 85.04% | 1.8 | 0 | 10.5 |  |  |  | No | R-410A | 2.0333 | Residential & Commercial | Ducted CEE Tier 1
210692953 | Central HP <5.4 tons | FRANKLIN | HRCU-A-CB (Split System: Heat Pump with Remote Outdoor Unit-Air-Source) | GSZV903610A* |  |  | CHPF3743C6B*+MBVC1601**-1A*+TXV |  | 33400 | 18 | 8.2 | 34000 | 24400 | 71.76% | 1.8 | 0 | 11 |  |  |  | No | R-410A | 2.7833 | Residential & Commercial | Ducted CEE Tier 1
213815193 | Central HP <5.4 tons | FRANKLIN | HRCU-A-CB (Split System: Heat Pump with Remote Outdoor Unit-Air-Source) | GSZV903610A* |  |  | CHPF3642C6C*+MBVB12BP1X00A*+TXV |  | 33400 | 18 | 8.2 | 34000 | 24400 | 71.76% | 1.8 | 0 | 11 |  |  |  | No | R-410A | 2.7833 | Residential & Commercial | Ducted CEE Tier 1
212650617 | Central HP <5.4 tons | EVERREST | HRCU-A-CB (Split System: Heat Pump with Remote Outdoor Unit-Air-Source) | GSZV903610A* |  |  | CA*F3743*6D*+TXV | G*VC801005C*A* | 33600 | 19 | 8.2 | 34000 | 24400 | 71.76% | 1.8 | 0 | 12 |  |  |  | No | R-410A | 2.8 | Residential & Commercial | Ducted CEE Tier 1
210692967 | Central HP <5.4 tons | FRANKLIN | HRCU-A-CB (Split System: Heat Pump with Remote Outdoor Unit-Air-Source) | GSZV903610A* |  |  | CHPF3743C6B*+TXV | G*VM970603BNB* | 33400 | 18 | 8.2 | 34000 | 24400 | 71.76% | 1.8 | 0 | 11 |  |  |  | No | R-410A | 2.7833 | Residential & Commercial | Ducted CEE Tier 1
212651349 | Central HP <5.4 tons | EVERREST | HRCU-A-CB (Split System: Heat Pump with Remote Outdoor Unit-Air-Source) | GSZV903610A* |  |  | CHPF3743C6B*+TXV | G*VC800805C*A* | 33400 | 18 | 8.2 | 34000 | 24400 | 71.76% | 1.8 | 0 | 11 |  |  |  | No | R-410A | 2.7833 | Residential & Commercial | Ducted CEE Tier 1
212653269 | Central HP <5.4 tons | EVERREST | HRCU-A-CB (Split System: Heat Pump with Remote Outdoor Unit-Air-Source) | GSZV903610A* |  |  | CA*F3743*6D*+TXV | G*VC800804C*A* | 33600 | 19 | 8.2 | 34000 | 24400 | 71.76% | 1.8 | 0 | 12 |  |  |  | No | R-410A | 2.8 | Residential & Commercial | Ducted CEE Tier 1
212650508 | Central HP <5.4 tons | EVERREST | HRCU-A-CB (Split System: Heat Pump with Remote Outdoor Unit-Air-Source) | ASZV903610A* |  |  | CSCF3642N6D*+TXV | A*VM970804CNB* | 33800 | 18.5 | 8.2 | 34000 | 24400 | 71.76% | 1.8 | 0 | 11.5 |  |  |  | No | R-410A | 2.8167 | Residential & Commercial | Ducted CEE Tier 1
212651150 | Central HP <5.4 tons | EVERREST | HRCU-A-CB (Split System: Heat Pump with Remote Outdoor Unit-Air-Source) | ASZV903610A* |  |  | CHPF3642C6C*+MBVC1201**-1A*+TXV |  | 33400 | 18 | 8.2 | 34000 | 24400 | 71.76% | 1.8 | 0 | 11 |  |  |  | No | R-410A | 2.7833 | Residential & Commercial | Ducted CEE Tier 1
212652069 | Central HP <5.4 tons | EVERREST | HRCU-A-CB (Split System: Heat Pump with Remote Outdoor Unit-Air-Source) | ASZV903610A* |  |  | CA*F3743*6D*+TXV | A*VS800805CUA* | 33600 | 19 | 8.2 | 34000 | 24400 | 71.76% | 1.8 | 0 | 12 |  |  |  | No | R-410A | 2.8 | Residential & Commercial | Ducted CEE Tier 1
212652719 | Central HP <5.4 tons | EVERREST | HRCU-A-CB (Split System: Heat Pump with Remote Outdoor Unit-Air-Source) | ASZV903610A* |  |  | CA*F3137*6A*+MBVC1201**-1A*+TXV |  | 34000 | 18.5 | 8.2 | 34000 | 24400 | 71.76% | 1.8 | 0 | 12 |  |  |  | No | R-410A | 2.8333 | Residential & Commercial | Ducted CEE Tier 1
212652804 | Central HP <5.4 tons | EVERREST | HRCU-A-CB (Split System: Heat Pump with Remote Outdoor Unit-Air-Source) | ASZV903610A* |  |  | CSCF3642N6D*+MBVC1601**-1A*+TXV |  | 33800 | 18.5 | 8.2 | 34000 | 24400 | 71.76% | 1.8 | 0 | 11.5 |  |  |  | No | R-410A | 2.8167 | Residential & Commercial | Ducted CEE Tier 1
212651204 | Central HP <5.4 tons | EVERREST | HRCU-A-CB (Split System: Heat Pump with Remote Outdoor Unit-Air-Source) | ASZV903610A* |  |  | CHPF3642C6C*+TXV | A*VM970603BNB* | 33400 | 18 | 8.2 | 34000 | 24400 | 71.76% | 1.8 | 0 | 11 |  |  |  | No | R-410A | 2.7833 | Residential & Commercial | Ducted CEE Tier 1
212972234 | Central HP <5.4 tons | ARCOAIRE | HRCU-A-CB (Split System: Heat Pump with Remote Outdoor Unit-Air-Source) | DLCURAH36ABK |  |  | EA*4X48L21A* | *80VTL0902120B* | 35600 | 16.5 | 8.5 | 37800 | 34600 | 91.53% | 2.02 | 0 | 10 |  |  |  | No | R-410A | 2.9667 | Residential & Commercial | Ducted CEE Tier 1
215679590 | Central HP <5.4 tons | KEEPRITE | HRCU-A-CB (Split System: Heat Pump with Remote Outdoor Unit-Air-Source) | C5H0V36*K*AAA* |  |  | EA*5X60M24A*+WALLCON | *97CTN1202422A* | 34400 | 18.5 | 9 | 34200 | 24800 | 72.51% | 1.9 | 0 | 10.5 |  |  |  | No | R-454B | 2.8667 | Residential & Commercial | Ducted CEE Tier 1
215679420 | Central HP <5.4 tons | KEEPRITE | HRCU-A-CB (Split System: Heat Pump with Remote Outdoor Unit-Air-Source) | C5H0V36*K*AAA* |  |  | EA*5X43M21A*+WALLCON | *96CTN0802120B* | 34400 | 18 | 9 | 35400 | 25200 | 71.19% | 1.88 | 0 | 10 |  |  |  | No | R-454B | 2.8667 | Residential & Commercial | Ducted CEE Tier 1
211243701 | Central HP <5.4 tons | ARCOAIRE | HRCU-A-CB (Split System: Heat Pump with Remote Outdoor Unit-Air-Source) | DLCURAH24ABK |  |  | EN(A,D)4X24L14** | *80VSL0451412A* | 23800 | 16 | 8.5 | 26800 | 23200 | 86.57% | 1.9 | 0 | 10 |  |  |  | No | R-410A | 1.9833 | Residential & Commercial | Ducted CEE Tier 1
211242511 | Central HP <5.4 tons | ARCOAIRE | HRCU-A-CB (Split System: Heat Pump with Remote Outdoor Unit-Air-Source) | DLCURAH24ABK |  |  | EA*4X36L21A* | *96VTN0601714A* | 24000 | 16.5 | 8.5 | 26000 | 22800 | 87.69% | 1.88 | 0 | 10 |  |  |  | No | R-410A | 2 | Residential & Commercial | Ducted CEE Tier 1
211242879 | Central HP <5.4 tons | ARCOAIRE | HRCU-A-CB (Split System: Heat Pump with Remote Outdoor Unit-Air-Source) | DLCURAH24ABK |  |  | EA*4X37L17A* | *95ESU0601716A* | 24800 | 17 | 8.5 | 25600 | 21400 | 83.59% | 1.8 | 0 | 10.5 |  |  |  | No | R-410A | 2.0667 | Residential & Commercial | Ducted CEE Tier 1
211242915 | Central HP <5.4 tons | ARCOAIRE | HRCU-A-CB (Split System: Heat Pump with Remote Outdoor Unit-Air-Source) | DLCURAH24ABK |  |  | EA*4X37L17A* | *96VTN0401712A* | 24600 | 15.5 | 8.5 | 25800 | 21600 | 83.72% | 1.78 | 0 | 10 |  |  |  | No | R-410A | 2.05 | Residential & Commercial | Ducted CEE Tier 1
215668838 | Central HP <5.4 tons | ARCOAIRE | HRCU-A-CB (Split System: Heat Pump with Remote Outdoor Unit-Air-Source) | H5H0V36*K*AAA* |  |  | EA*5X42M21A*+WALLCON | *80CTL0901716B* | 33200 | 18 | 9 | 35800 | 25600 | 71.51% | 1.86 | 0 | 10 |  |  |  | No | R-454B | 2.7667 | Residential & Commercial | Ducted CEE Tier 1
215675970 | Central HP <5.4 tons | KEEPRITE | HRCU-A-CB (Split System: Heat Pump with Remote Outdoor Unit-Air-Source) | C5H0V48*K*AAA* |  |  | EVM5X61M24A*+WALLCON | *80CSU1002120A* | 48500 | 19 | 9 | 50000 | 36800 | 73.6% | 2.1 | 0 | 10 |  |  |  | No | R-454B | 4.0417 | Residential & Commercial | Ducted CEE Tier 1
206997724 | Central HP <5.4 tons | KENMORE | HRCU-A-CB (Split System: Heat Pump with Remote Outdoor Unit-Air-Source) | (C,H,T)VH837GKA2* |  |  | EA*4X48L21A*+WALLCON | *80CTL0901716A* | 32400 | 18 | 8.5 | 32600 | 24800 | 76.07% | 2 | 12 | 11.7 |  |  |  | No | R-410A | 2.7 | Residential & Commercial | Ducted CEE Tier 1
206997657 | Central HP <5.4 tons | KENMORE | HRCU-A-CB (Split System: Heat Pump with Remote Outdoor Unit-Air-Source) | (C,H,T)VH837GKA2* |  |  | EA*4X37L21A*+WALLCON | *80CTL0701716A* | 32800 | 17.5 | 8.5 | 33000 | 25200 | 76.36% | 1.98 | 11 | 11.5 |  |  |  | No | R-410A | 2.7333 | Residential & Commercial | Ducted CEE Tier 1
215941232 | Central HP <5.4 tons | KENMORE | HRCU-A-CB (Split System: Heat Pump with Remote Outdoor Unit-Air-Source) | (C,H,T)5H3V48*K*AAA* |  |  | ESH5X60M12A*+WALLCON | *97CTN0801716A* | 44000 | 19.5 | 9 | 49000 | 37400 | 76.33% | 1.8 | 0 | 10.5 |  |  |  | No | R-454B | 3.6667 | Residential & Commercial | Ducted CEE Tier 1
215934262 | Central HP <5.4 tons | KENMORE | HRCU-A-CB (Split System: Heat Pump with Remote Outdoor Unit-Air-Source) | (C,H,T)5H3V48*K*AAA* |  |  | EA*5X61M21A*+WALLCON | *97CMN0802120B* | 45000 | 21 | 9.5 | 48500 | 37000 | 76.29% | 2 | 0 | 11 |  |  |  | No | R-454B | 3.75 | Residential & Commercial | Ducted CEE Tier 1
215941231 | Central HP <5.4 tons | KEEPRITE | HRCU-A-CB (Split System: Heat Pump with Remote Outdoor Unit-Air-Source) | C5H3V48*K*AAA* |  |  | ESH5X60M12A*+WALLCON | *97CTN0801716A* | 44000 | 19.5 | 9 | 49000 | 37400 | 76.33% | 1.8 | 0 | 10.5 |  |  |  | No | R-454B | 3.6667 | Residential & Commercial | Ducted CEE Tier 1
212651628 | Central HP <5.4 tons | EVERREST | HRCU-A-CB (Split System: Heat Pump with Remote Outdoor Unit-Air-Source) | ASZS601810A* |  |  | CA*EA1818*4A* | A*VS800604BUA* | 16600 | 17.5 | 8.5 | 17400 | 13000 | 74.71% | 2.1 | 0 | 10.9 |  |  |  | No | R-410A | 1.3833 | Residential & Commercial | Ducted CEE Tier 1
215937121 | Central HP <5.4 tons | KEEPRITE | HRCU-A-CB (Split System: Heat Pump with Remote Outdoor Unit-Air-Source) | C5H3V48*K*AAA* |  |  | EVM5X48M21A*+WALLCON | *96CTN1002122B* | 44500 | 20 | 8.1 | 52000 | 38500 | 74.04% | 2 | 0 | 11 |  |  |  | No | R-454B | 3.7083 | Residential & Commercial | Ducted CEE Tier 1
206133824 | Central HP <5.4 tons | KENMORE | HRCU-A-CB (Split System: Heat Pump with Remote Outdoor Unit-Air-Source) | (C,H,T)VH825GKA2* |  |  | EA*4X37L21A*+WALLCON | *95CSU0802120A* | 24400 | 17 | 8.5 | 21200 | 16600 | 78.3% | 2.04 | 11.5 | 11 |  |  |  | No | R-410A | 2.0333 | Residential & Commercial | Ducted CEE Tier 1
206133372 | Central HP <5.4 tons | KENMORE | HRCU-A-CB (Split System: Heat Pump with Remote Outdoor Unit-Air-Source) | (C,H,T)VH825GKA2* |  |  | EA*4X36L17A*+WALLCON | *80CSU0601716A* | 23600 | 16.5 | 8.1 | 21400 | 16700 | 78.04% | 1.94 | 11 | 10.5 |  |  |  | No | R-410A | 1.9667 | Residential & Commercial | Ducted CEE Tier 1
210595625 | Central HP <5.4 tons | KENMORE | HRCU-A-CB (Split System: Heat Pump with Remote Outdoor Unit-Air-Source) | (C,H,T)VH825GKA2* |  |  | EA*4X48L21A*+WALLCON | *80CSU1002120A* | 24000 | 16.5 | 8.1 | 21000 | 16600 | 79.05% | 2.02 | 0 | 11 |  |  |  | No | R-410A | 2 | Residential & Commercial | Ducted CEE Tier 1
210595640 | Central HP <5.4 tons | KENMORE | HRCU-A-CB (Split System: Heat Pump with Remote Outdoor Unit-Air-Source) | (C,H,T)VH825GKA2* |  |  | EA*4X48L24A*+WALLCON | *80CTL1352422A* | 24200 | 17 | 8.1 | 21000 | 16500 | 78.57% | 2.02 | 0 | 11 |  |  |  | No | R-410A | 2.0167 | Residential & Commercial | Ducted CEE Tier 1
215936478 | Central HP <5.4 tons | ARCOAIRE | HRCU-A-CB (Split System: Heat Pump with Remote Outdoor Unit-Air-Source) | H5H3V36*K*AAA* |  |  | EVD5X49M24A*+WALLCON | *95CSU0802120B* | 35400 | 21.5 | 8.5 | 38000 | 28600 | 75.26% | 2.04 | 0 | 12 |  |  |  | No | R-454B | 2.95 | Residential & Commercial | Ducted CEE Tier 1
215935408 | Central HP <5.4 tons | ARCOAIRE | HRCU-A-CB (Split System: Heat Pump with Remote Outdoor Unit-Air-Source) | H5H3V36*K*AAA* |  |  | EVM5X60M24A*+WALLCON | *97CMN0802120B* | 35400 | 21.5 | 8.5 | 38000 | 28400 | 74.74% | 2.04 | 0 | 12.5 |  |  |  | No | R-454B | 2.95 | Residential & Commercial | Ducted CEE Tier 1
213780343 | Central HP <5.4 tons | KENMORE | HRCU-A-CB (Split System: Heat Pump with Remote Outdoor Unit-Air-Source) | (C,H,T)VH837GKA** |  |  | EHD4X60AAL+WALLCON | *80CTL0902120B* | 33000 | 16.5 | 8.1 | 32200 | 24800 | 77.02% | 2 | 0 | 11.5 |  |  |  | No | R-410A | 2.75 | Residential & Commercial | Ducted CEE Tier 1
213780443 | Central HP <5.4 tons | KENMORE | HRCU-A-CB (Split System: Heat Pump with Remote Outdoor Unit-Air-Source) | (C,H,T)VH837GKA** |  |  | EHD4X60AAL+WALLCON | *96CTN1002122B* | 33000 | 16.5 | 8.1 | 32200 | 24800 | 77.02% | 2 | 0 | 11.5 |  |  |  | No | R-410A | 2.75 | Residential & Commercial | Ducted CEE Tier 1
213779573 | Central HP <5.4 tons | KENMORE | HRCU-A-CB (Split System: Heat Pump with Remote Outdoor Unit-Air-Source) | (C,H,T)VH837GKA** |  |  | EA*4X60L24A*+WALLCON | *80CTL1102120B* | 32800 | 17.5 | 8.1 | 31800 | 24600 | 77.36% | 1.98 | 0 | 11.5 |  |  |  | No | R-410A | 2.7333 | Residential & Commercial | Ducted CEE Tier 1
204300457 | Central HP <5.4 tons | KENMORE | HRCU-A-CB (Split System: Heat Pump with Remote Outdoor Unit-Air-Source) | (C,H,T)VH837GKA** |  |  | EHD4X48AAL+WALLCON | *80CTL0902120A* | 32600 | 17 | 8.1 | 33000 | 25000 | 75.76% | 1.98 | 12 | 11 |  |  |  | No | R-410A | 2.7167 | Residential & Commercial | Ducted CEE Tier 1
204299923 | Central HP <5.4 tons | KENMORE | HRCU-A-CB (Split System: Heat Pump with Remote Outdoor Unit-Air-Source) | (C,H,T)VH837GKA** |  |  | EN(A,D)4X48L24**+WALLCON | *97CMN1002122A* | 32400 | 17.5 | 8.1 | 33000 | 24800 | 75.15% | 1.96 | 12 | 11.7 |  |  |  | No | R-410A | 2.7 | Residential & Commercial | Ducted CEE Tier 1
204299373 | Central HP <5.4 tons | KENMORE | HRCU-A-CB (Split System: Heat Pump with Remote Outdoor Unit-Air-Source) | (C,H,T)VH837GKA** |  |  | EA*4X48L24A*+WALLCON | *80CTL1352422A* | 32400 | 17.5 | 8.5 | 32400 | 24800 | 76.54% | 2 | 12 | 11.7 |  |  |  | No | R-410A | 2.7 | Residential & Commercial | Ducted CEE Tier 1
212652188 | Central HP <5.4 tons | EVERREST | HRCU-A-CB (Split System: Heat Pump with Remote Outdoor Unit-Air-Source) | GSZV903610A* |  |  | CA*F3137*6A*+MBVC1201**-1A*+TXV |  | 34000 | 18.5 | 8.2 | 34000 | 24400 | 71.76% | 1.8 | 0 | 12 |  |  |  | No | R-410A | 2.8333 | Residential & Commercial | Ducted CEE Tier 1
212653226 | Central HP <5.4 tons | EVERREST | HRCU-A-CB (Split System: Heat Pump with Remote Outdoor Unit-Air-Source) | GSZV903610A* |  |  | CA*F3743*6D*+TXV | G*VC960403BNB* | 33600 | 18.5 | 8.2 | 34000 | 24400 | 71.76% | 1.8 | 0 | 11.5 |  |  |  | No | R-410A | 2.8 | Residential & Commercial | Ducted CEE Tier 1
212653231 | Central HP <5.4 tons | EVERREST | HRCU-A-CB (Split System: Heat Pump with Remote Outdoor Unit-Air-Source) | GSZV903610A* |  |  | CSCF3642N6D*+TXV | G*VM971205DNB* | 33800 | 18.5 | 8.2 | 34000 | 24400 | 71.76% | 1.8 | 0 | 11.5 |  |  |  | No | R-410A | 2.8167 | Residential & Commercial | Ducted CEE Tier 1
212653249 | Central HP <5.4 tons | EVERREST | HRCU-A-CB (Split System: Heat Pump with Remote Outdoor Unit-Air-Source) | GSZV903610A* |  |  | CHPF3642C6C*+TXV | G*VC801005C*A* | 33400 | 18 | 8.2 | 34000 | 24400 | 71.76% | 1.8 | 0 | 11 |  |  |  | No | R-410A | 2.7833 | Residential & Commercial | Ducted CEE Tier 1
210692968 | Central HP <5.4 tons | FRANKLIN | HRCU-A-CB (Split System: Heat Pump with Remote Outdoor Unit-Air-Source) | GSZV903610A* |  |  | CHPF3743C6B*+TXV | G*VM970803BNB* | 33400 | 18 | 8.2 | 34000 | 24400 | 71.76% | 1.8 | 0 | 11 |  |  |  | No | R-410A | 2.7833 | Residential & Commercial | Ducted CEE Tier 1
210692977 | Central HP <5.4 tons | FRANKLIN | HRCU-A-CB (Split System: Heat Pump with Remote Outdoor Unit-Air-Source) | GSZV903610A* |  |  | CSCF3642N6D*+TXV | G*VC800805C*A* | 33800 | 18.5 | 8.2 | 34000 | 24400 | 71.76% | 1.8 | 0 | 11.5 |  |  |  | No | R-410A | 2.8167 | Residential & Commercial | Ducted CEE Tier 1
212652833 | Central HP <5.4 tons | EVERREST | HRCU-A-CB (Split System: Heat Pump with Remote Outdoor Unit-Air-Source) | GSZV903610A* |  |  | CHPF3642C6C*+MBVC1601**-1A*+TXV |  | 33400 | 18 | 8.2 | 34000 | 24400 | 71.76% | 1.8 | 0 | 11 |  |  |  | No | R-410A | 2.7833 | Residential & Commercial | Ducted CEE Tier 1
215670554 | Central HP <5.4 tons | KENMORE | HRCU-A-CB (Split System: Heat Pump with Remote Outdoor Unit-Air-Source) | (C,H,T)5H0V36*K*AAA* |  |  | ESH5X60M12A*+WALLCON | *97CMN1202422B* | 34600 | 17 | 8.5 | 34600 | 24800 | 71.68% | 1.8 | 0 | 10 |  |  |  | No | R-454B | 2.8833 | Residential & Commercial | Ducted CEE Tier 1
215934112 | Central HP <5.4 tons | KENMORE | HRCU-A-CB (Split System: Heat Pump with Remote Outdoor Unit-Air-Source) | (C,H,T)5H3V48*K*AAA* |  |  | EA*5X60M24A*+WALLCON | *80CTL1102120B* | 45000 | 21.5 | 9.5 | 48000 | 36200 | 75.42% | 2 | 0 | 11 |  |  |  | No | R-454B | 3.75 | Residential & Commercial | Ducted CEE Tier 1
213781913 | Central HP <5.4 tons | KENMORE | HRCU-A-CB (Split System: Heat Pump with Remote Outdoor Unit-Air-Source) | (C,H,T)VH837GKA2* |  |  | EHD4X42AAL+WALLCON | *80CTL0701716B* | 32400 | 16 | 8.1 | 33200 | 24800 | 74.7% | 1.92 | 0 | 11 |  |  |  | No | R-410A | 2.7 | Residential & Commercial | Ducted CEE Tier 1
213782233 | Central HP <5.4 tons | KENMORE | HRCU-A-CB (Split System: Heat Pump with Remote Outdoor Unit-Air-Source) | (C,H,T)VH837GKA2* |  |  | EHD4X60AAL+WALLCON | *80CTL0701716B* | 32800 | 16.5 | 8.1 | 32400 | 25000 | 77.16% | 1.98 | 0 | 11 |  |  |  | No | R-410A | 2.7333 | Residential & Commercial | Ducted CEE Tier 1
213782263 | Central HP <5.4 tons | KENMORE | HRCU-A-CB (Split System: Heat Pump with Remote Outdoor Unit-Air-Source) | (C,H,T)VH837GKA2* |  |  | EHD4X60AAL+WALLCON | *80CTL1102120B* | 33000 | 16.5 | 8.1 | 32200 | 25400 | 78.88% | 2.04 | 0 | 11.5 |  |  |  | No | R-410A | 2.75 | Residential & Commercial | Ducted CEE Tier 1
213781513 | Central HP <5.4 tons | KENMORE | HRCU-A-CB (Split System: Heat Pump with Remote Outdoor Unit-Air-Source) | (C,H,T)VH837GKA2* |  |  | EA*4X60L24A*+WALLCON | *97CMN1202422B* | 32800 | 17.5 | 8.1 | 31600 | 24600 | 77.85% | 1.98 | 0 | 11.5 |  |  |  | No | R-410A | 2.7333 | Residential & Commercial | Ducted CEE Tier 1
213781243 | Central HP <5.4 tons | KENMORE | HRCU-A-CB (Split System: Heat Pump with Remote Outdoor Unit-Air-Source) | (C,H,T)VH837GKA2* |  |  | EA*4X43L21A*+WALLCON | *97CMN1002122B* | 33000 | 17 | 8.5 | 32600 | 25000 | 76.69% | 1.98 | 0 | 11.5 |  |  |  | No | R-410A | 2.75 | Residential & Commercial | Ducted CEE Tier 1
213781143 | Central HP <5.4 tons | KENMORE | HRCU-A-CB (Split System: Heat Pump with Remote Outdoor Unit-Air-Source) | (C,H,T)VH837GKA2* |  |  | EA*4X42L24A*+WALLCON | *96CTN1002122B* | 31800 | 17 | 8.1 | 33000 | 24200 | 73.33% | 1.88 | 0 | 11 |  |  |  | No | R-410A | 2.65 | Residential & Commercial | Ducted CEE Tier 1
215682510 | Central HP <5.4 tons | KEEPRITE | HRCU-A-CB (Split System: Heat Pump with Remote Outdoor Unit-Air-Source) | C5H0V48*K*AAA* |  |  | EVD5X61M21A*+WALLCON | *97CTN1002122A* | 48500 | 19.5 | 9.5 | 50000 | 36800 | 73.6% | 2.12 | 0 | 10.5 |  |  |  | No | R-454B | 4.0417 | Residential & Commercial | Ducted CEE Tier 1
216046822 | Central HP <5.4 tons | TCL | HRCU-A-CB (Split System: Heat Pump with Remote Outdoor Unit-Air-Source) | THH36HES2NAGOH24 |  |  | 5TEM6D04AV31+TDR |  | 34000 | 16 | 8.1 | 34000 | 27000 | 79.41% | 1.75 | 0 | 11.7 |  |  |  | No | R-454B | 2.8333 | Residential & Commercial | Ducted CEE Tier 1
213779723 | Central HP <5.4 tons | KENMORE | HRCU-A-CB (Split System: Heat Pump with Remote Outdoor Unit-Air-Source) | (C,H,T)VH837GKA** |  |  | EA*4X61L21A*+WALLCON | *96CTN0601714B* | 33000 | 17 | 8.1 | 32200 | 25000 | 77.64% | 1.96 | 0 | 11 |  |  |  | No | R-410A | 2.75 | Residential & Commercial | Ducted CEE Tier 1
213780043 | Central HP <5.4 tons | KENMORE | HRCU-A-CB (Split System: Heat Pump with Remote Outdoor Unit-Air-Source) | (C,H,T)VH837GKA** |  |  | EHD4X42AAL+WALLCON | *80CTL1352422B* | 32600 | 16.5 | 8.1 | 33000 | 24600 | 74.55% | 1.96 | 0 | 11 |  |  |  | No | R-410A | 2.7167 | Residential & Commercial | Ducted CEE Tier 1
213778803 | Central HP <5.4 tons | KENMORE | HRCU-A-CB (Split System: Heat Pump with Remote Outdoor Unit-Air-Source) | (C,H,T)VH837GKA** |  |  | EA*4X36L17A*+WALLCON | *96CTN0601714B* | 31200 | 16.5 | 8.1 | 33400 | 24600 | 73.65% | 1.82 | 0 | 10.5 |  |  |  | No | R-410A | 2.6 | Residential & Commercial | Ducted CEE Tier 1
213779223 | Central HP <5.4 tons | KENMORE | HRCU-A-CB (Split System: Heat Pump with Remote Outdoor Unit-Air-Source) | (C,H,T)VH837GKA** |  |  | EA*4X42L24A*+WALLCON | *97CMN1202422B* | 31800 | 17 | 8.1 | 32800 | 24400 | 74.39% | 1.88 | 0 | 11 |  |  |  | No | R-410A | 2.65 | Residential & Commercial | Ducted CEE Tier 1
213779473 | Central HP <5.4 tons | KENMORE | HRCU-A-CB (Split System: Heat Pump with Remote Outdoor Unit-Air-Source) | (C,H,T)VH837GKA** |  |  | EA*4X48L21A*+WALLCON | *96CTN0801714B* | 32200 | 17 | 8.1 | 32800 | 25000 | 76.22% | 1.96 | 0 | 11 |  |  |  | No | R-410A | 2.6833 | Residential & Commercial | Ducted CEE Tier 1
213779523 | Central HP <5.4 tons | KENMORE | HRCU-A-CB (Split System: Heat Pump with Remote Outdoor Unit-Air-Source) | (C,H,T)VH837GKA** |  |  | EA*4X48L24A*+WALLCON | *97CMN1002122B* | 32400 | 17 | 8.5 | 32200 | 24800 | 77.02% | 1.98 | 0 | 11 |  |  |  | No | R-410A | 2.7 | Residential & Commercial | Ducted CEE Tier 1
213774593 | Central HP <5.4 tons | KENMORE | HRCU-A-CB (Split System: Heat Pump with Remote Outdoor Unit-Air-Source) | (C,H,T)VH825GKA3* |  |  | EHD4X48AAL+WALLCON | *80CTL0901716B* | 24400 | 16.5 | 8.1 | 21200 | 16600 | 78.3% | 2 | 0 | 10.5 |  |  |  | No | R-410A | 2.0333 | Residential & Commercial | Ducted CEE Tier 1
212970926 | Central HP <5.4 tons | KEEPRITE | HRCU-A-CB (Split System: Heat Pump with Remote Outdoor Unit-Air-Source) | DLCURAH18ABK |  |  | EN(A,D)4X24L14** | *80VTL0451412B* | 17700 | 16.5 | 8.5 | 18700 | 19100 | 102.1% | 2.3 | 0 | 11 |  |  |  | No | R-410A | 1.475 | Residential & Commercial | Ducted CEE Tier 1
211262889 | Central HP <5.4 tons | KEEPRITE | HRCU-A-CB (Split System: Heat Pump with Remote Outdoor Unit-Air-Source) | DLCURAH18ABK |  |  | EN(A,D)4X24L17** | *96VSN0601412A* | 17900 | 15.5 | 8.5 | 18800 | 18700 | 99.47% | 2.26 | 0 | 11 |  |  |  | No | R-410A | 1.4917 | Residential & Commercial | Ducted CEE Tier 1
214802098 | Central HP <5.4 tons | HISENSE | HRCU-A-CB (Split System: Heat Pump with Remote Outdoor Unit-Air-Source) | AUWR-60U3TH5 |  |  | AUH-60UX3TEH3 |  | 57000 | 19 | 9 | 57000 | 42000 | 73.68% | 2.46 | 0 | 11 |  |  |  | No | R-454B | 4.75 | Residential & Commercial | Ducted CEE Tier 1
214229028 | Central HP <5.4 tons | ARCOAIRE | HRCU-A-CB (Split System: Heat Pump with Remote Outdoor Unit-Air-Source) | DLCURAH18ABK |  |  | EN(A,D)4X30L17** | *80MSU0601716A* | 17800 | 16.5 | 8.1 | 18300 | 18500 | 101.1% | 2.22 | 0 | 11 |  |  |  | No | R-410A | 1.4833 | Residential & Commercial | Ducted CEE Tier 1
212975401 | Central HP <5.4 tons | ARCOAIRE | HRCU-A-CB (Split System: Heat Pump with Remote Outdoor Unit-Air-Source) | DLCURAH18ABK |  |  | EA*4X24L17A* | *96VTN0601412B* | 17300 | 16 | 8.5 | 18200 | 19400 | 106.6% | 2.34 | 0 | 10.5 |  |  |  | No | R-410A | 1.4417 | Residential & Commercial | Ducted CEE Tier 1
211260940 | Central HP <5.4 tons | ARCOAIRE | HRCU-A-CB (Split System: Heat Pump with Remote Outdoor Unit-Air-Source) | DLCURAH18ABK |  |  | EA*4X25L17A* | *96VTN0601412A* | 18500 | 16 | 8.5 | 18300 | 17400 | 95.08% | 2.12 | 0 | 11 |  |  |  | No | R-410A | 1.5417 | Residential & Commercial | Ducted CEE Tier 1
211261556 | Central HP <5.4 tons | ARCOAIRE | HRCU-A-CB (Split System: Heat Pump with Remote Outdoor Unit-Air-Source) | DLCURAH18ABK |  |  | EA*4X30L17A* | *96VSN0601714A* | 17800 | 16 | 8.5 | 18400 | 18500 | 100.5% | 2.22 | 0 | 10.5 |  |  |  | No | R-410A | 1.4833 | Residential & Commercial | Ducted CEE Tier 1
212652740 | Central HP <5.4 tons | EVERREST | HRCU-A-CB (Split System: Heat Pump with Remote Outdoor Unit-Air-Source) | ASZV903610A* |  |  | CSCF3642N6D*+TXV | A*VS960805CUA* | 33800 | 18.5 | 8.2 | 34000 | 24400 | 71.76% | 1.8 | 0 | 11.5 |  |  |  | No | R-410A | 2.8167 | Residential & Commercial | Ducted CEE Tier 1
213080163 | Central HP <5.4 tons | ARCOAIRE | HRCU-A-CB (Split System: Heat Pump with Remote Outdoor Unit-Air-Source) | DLCURAH36ABK |  |  | EA*4X42L21A* | *96MSN0802120A* | 35600 | 16 | 8.1 | 38500 | 35200 | 91.43% | 1.9 | 0 | 10 |  |  |  | No | R-410A | 2.9667 | Residential & Commercial | Ducted CEE Tier 1
213080295 | Central HP <5.4 tons | ARCOAIRE | HRCU-A-CB (Split System: Heat Pump with Remote Outdoor Unit-Air-Source) | DLCURAH36ABK |  |  | EA*4X42L21A* | *96MSN1002120A* | 35400 | 16 | 8.1 | 38500 | 35000 | 90.91% | 1.88 | 0 | 10 |  |  |  | No | R-410A | 2.95 | Residential & Commercial | Ducted CEE Tier 1
215679600 | Central HP <5.4 tons | KEEPRITE | HRCU-A-CB (Split System: Heat Pump with Remote Outdoor Unit-Air-Source) | C5H0V36*K*AAA* |  |  | EA*5X61M21A*+WALLCON | *96CTN0802120B* | 34800 | 18 | 9 | 34400 | 24800 | 72.09% | 1.92 | 0 | 10.5 |  |  |  | No | R-454B | 2.9 | Residential & Commercial | Ducted CEE Tier 1
215668665 | Central HP <5.4 tons | KEEPRITE | HRCU-A-CB (Split System: Heat Pump with Remote Outdoor Unit-Air-Source) | C5H0V36*K*AAA* |  |  | EA*5X37M21A*+WALLCON | *80CTL0701716B* | 34400 | 18 | 9 | 35400 | 25200 | 71.19% | 1.9 | 0 | 10 |  |  |  | No | R-454B | 2.8667 | Residential & Commercial | Ducted CEE Tier 1
215668681 | Central HP <5.4 tons | KEEPRITE | HRCU-A-CB (Split System: Heat Pump with Remote Outdoor Unit-Air-Source) | C5H0V36*K*AAA* |  |  | EA*5X37M21A*+WALLCON | *80CTL0901716B* | 34400 | 18 | 9 | 35400 | 25200 | 71.19% | 1.88 | 0 | 10 |  |  |  | No | R-454B | 2.8667 | Residential & Commercial | Ducted CEE Tier 1
215668697 | Central HP <5.4 tons | KEEPRITE | HRCU-A-CB (Split System: Heat Pump with Remote Outdoor Unit-Air-Source) | C5H0V36*K*AAA* |  |  | EA*5X37M21A*+WALLCON | *80CTL1102120B* | 34600 | 18 | 9 | 35200 | 25000 | 71.02% | 1.9 | 0 | 10 |  |  |  | No | R-454B | 2.8833 | Residential & Commercial | Ducted CEE Tier 1
215668713 | Central HP <5.4 tons | KEEPRITE | HRCU-A-CB (Split System: Heat Pump with Remote Outdoor Unit-Air-Source) | C5H0V36*K*AAA* |  |  | EA*5X37M21A*+WALLCON | *95CSU0802120B* | 34400 | 17.5 | 9 | 35400 | 25200 | 71.19% | 1.9 | 0 | 10 |  |  |  | No | R-454B | 2.8667 | Residential & Commercial | Ducted CEE Tier 1
206133452 | Central HP <5.4 tons | KENMORE | HRCU-A-CB (Split System: Heat Pump with Remote Outdoor Unit-Air-Source) | (C,H,T)VH825GKA2* |  |  | EA*4X37L21A*+WALLCON | *80CSU0601716A* | 24400 | 17 | 8.1 | 21200 | 16600 | 78.3% | 2.02 | 11.5 | 11 |  |  |  | No | R-410A | 2.0333 | Residential & Commercial | Ducted CEE Tier 1
215674633 | Central HP <5.4 tons | KENMORE | HRCU-A-CB (Split System: Heat Pump with Remote Outdoor Unit-Air-Source) | (C,H,T)5H0V48*K*AAA* |  |  | EA*5X61M24A*+WALLCON | *97CMN1202422B* | 46000 | 18 | 9 | 48000 | 33800 | 70.42% | 2.08 | 0 | 10 |  |  |  | No | R-454B | 3.8333 | Residential & Commercial | Ducted CEE Tier 1
215674432 | Central HP <5.4 tons | KENMORE | HRCU-A-CB (Split System: Heat Pump with Remote Outdoor Unit-Air-Source) | (C,H,T)5H0V48*K*AAA* |  |  | EA*5X61M21A*+WALLCON | *97CMN1002122B* | 46000 | 18 | 9 | 47500 | 33800 | 71.16% | 2.08 | 0 | 10 |  |  |  | No | R-454B | 3.8333 | Residential & Commercial | Ducted CEE Tier 1
215674232 | Central HP <5.4 tons | KENMORE | HRCU-A-CB (Split System: Heat Pump with Remote Outdoor Unit-Air-Source) | (C,H,T)5H0V48*K*AAA* |  |  | EA*5X60M24A*+WALLCON | *95CSU1002122B* | 45000 | 18 | 9 | 47500 | 33400 | 70.32% | 2.08 | 0 | 10 |  |  |  | No | R-454B | 3.75 | Residential & Commercial | Ducted CEE Tier 1
215682100 | Central HP <5.4 tons | KEEPRITE | HRCU-A-CB (Split System: Heat Pump with Remote Outdoor Unit-Air-Source) | C5H0V48*K*AAA* |  |  | EVD5X48M21A*+WALLCON | *96CTN0802120B* | 47000 | 18.5 | 9 | 50000 | 36600 | 73.2% | 1.98 | 0 | 10 |  |  |  | No | R-454B | 3.9167 | Residential & Commercial | Ducted CEE Tier 1
215674461 | Central HP <5.4 tons | KEEPRITE | HRCU-A-CB (Split System: Heat Pump with Remote Outdoor Unit-Air-Source) | C5H0V48*K*AAA* |  |  | EA*5X61M24A*+WALLCON | *80CSU0802120A* | 46000 | 18 | 9 | 47500 | 33600 | 70.74% | 2.08 | 0 | 10 |  |  |  | No | R-454B | 3.8333 | Residential & Commercial | Ducted CEE Tier 1
213774693 | Central HP <5.4 tons | KENMORE | HRCU-A-CB (Split System: Heat Pump with Remote Outdoor Unit-Air-Source) | (C,H,T)VH825GKA3* |  |  | EHD4X48AAL+WALLCON | *96CTN0601714B* | 24200 | 16 | 8.1 | 21400 | 16600 | 77.57% | 2 | 0 | 10.5 |  |  |  | No | R-410A | 2.0167 | Residential & Commercial | Ducted CEE Tier 1
213774543 | Central HP <5.4 tons | KENMORE | HRCU-A-CB (Split System: Heat Pump with Remote Outdoor Unit-Air-Source) | (C,H,T)VH825GKA3* |  |  | EHD4X42AAL+WALLCON | *96CTN1002122B* | 24200 | 16 | 8.1 | 21400 | 16600 | 77.57% | 2 | 0 | 10.5 |  |  |  | No | R-410A | 2.0167 | Residential & Commercial | Ducted CEE Tier 1
213773873 | Central HP <5.4 tons | KENMORE | HRCU-A-CB (Split System: Heat Pump with Remote Outdoor Unit-Air-Source) | (C,H,T)VH825GKA3* |  |  | EA*4X48L24A*+WALLCON | *96CTN1202422B* | 24200 | 17 | 8.1 | 21000 | 16500 | 78.57% | 2.02 | 0 | 11 |  |  |  | No | R-410A | 2.0167 | Residential & Commercial | Ducted CEE Tier 1
213773573 | Central HP <5.4 tons | KENMORE | HRCU-A-CB (Split System: Heat Pump with Remote Outdoor Unit-Air-Source) | (C,H,T)VH825GKA3* |  |  | EA*4X43L21A*+WALLCON | *80CTL0451712B* | 24200 | 16.5 | 8.1 | 21200 | 16700 | 78.77% | 2 | 0 | 10.5 |  |  |  | No | R-410A | 2.0167 | Residential & Commercial | Ducted CEE Tier 1
213773273 | Central HP <5.4 tons | KENMORE | HRCU-A-CB (Split System: Heat Pump with Remote Outdoor Unit-Air-Source) | (C,H,T)VH825GKA3* |  |  | EA*4X37L21A*+WALLCON | *80CTL0701716B* | 24400 | 16.5 | 8.1 | 21200 | 16600 | 78.3% | 2.02 | 0 | 11 |  |  |  | No | R-410A | 2.0333 | Residential & Commercial | Ducted CEE Tier 1
213773423 | Central HP <5.4 tons | KENMORE | HRCU-A-CB (Split System: Heat Pump with Remote Outdoor Unit-Air-Source) | (C,H,T)VH825GKA3* |  |  | EA*4X42L21A*+WALLCON | *80CTL1102120B* | 23800 | 16.5 | 8.1 | 21400 | 16600 | 77.57% | 1.96 | 0 | 10.5 |  |  |  | No | R-410A | 1.9833 | Residential & Commercial | Ducted CEE Tier 1
213772923 | Central HP <5.4 tons | KENMORE | HRCU-A-CB (Split System: Heat Pump with Remote Outdoor Unit-Air-Source) | (C,H,T)VH825GKA3* |  |  | EA*4X30L17A*+WALLCON | *96CTN0601714B* | 23400 | 16 | 8.1 | 21600 | 16700 | 77.31% | 1.9 | 0 | 10.5 |  |  |  | No | R-410A | 1.95 | Residential & Commercial | Ducted CEE Tier 1
215679610 | Central HP <5.4 tons | KEEPRITE | HRCU-A-CB (Split System: Heat Pump with Remote Outdoor Unit-Air-Source) | C5H0V36*K*AAA* |  |  | EA*5X61M21A*+WALLCON | *80CSU0401712B* | 35000 | 18 | 9 | 34400 | 24800 | 72.09% | 1.92 | 0 | 10 |  |  |  | No | R-454B | 2.9167 | Residential & Commercial | Ducted CEE Tier 1
213080672 | Central HP <5.4 tons | ARCOAIRE | HRCU-A-CB (Split System: Heat Pump with Remote Outdoor Unit-Air-Source) | DLCURAH36ABK |  |  | EA*4X37L17A* | *95MSU0601716A* | 36000 | 15.5 | 8.5 | 38500 | 35000 | 90.91% | 2 | 0 | 10 |  |  |  | No | R-410A | 3 | Residential & Commercial | Ducted CEE Tier 1
216051176 | Central HP <5.4 tons | RUSSELL | HRCU-A-CB (Split System: Heat Pump with Remote Outdoor Unit-Air-Source) | SP19AY24AJVC |  |  | TCFY2421HEAAM | S951V0603A17UH | 22800 | 21 | 8.5 | 22800 | 18600 | 81.58% | 1.8 | 0 | 13 |  |  |  | No | R-454B | 1.9 | Residential & Commercial | Ducted CEE Tier 1
213781013 | Central HP <5.4 tons | KENMORE | HRCU-A-CB (Split System: Heat Pump with Remote Outdoor Unit-Air-Source) | (C,H,T)VH837GKA2* |  |  | EA*4X42L21A*+WALLCON | *80CTL1102120B* | 31800 | 17 | 8.1 | 32800 | 24200 | 73.78% | 1.88 | 0 | 11 |  |  |  | No | R-410A | 2.65 | Residential & Commercial | Ducted CEE Tier 1
213781093 | Central HP <5.4 tons | KENMORE | HRCU-A-CB (Split System: Heat Pump with Remote Outdoor Unit-Air-Source) | (C,H,T)VH837GKA2* |  |  | EA*4X42L24A*+WALLCON | *80CTL0902120B* | 31800 | 17 | 8.1 | 32800 | 24200 | 73.78% | 1.88 | 0 | 11 |  |  |  | No | R-410A | 2.65 | Residential & Commercial | Ducted CEE Tier 1
214574036 | Central HP <5.4 tons | KENMORE | HRCU-A-CB (Split System: Heat Pump with Remote Outdoor Unit-Air-Source) | (C,H,T)VH837GKA2* |  |  | EA*4X60L24A*+WALLCON | *80CTL0702120B* | 32800 | 17.5 | 8.5 | 31600 | 24800 | 78.48% | 1.98 | 0 | 11.5 |  |  |  | No | R-410A | 2.7333 | Residential & Commercial | Ducted CEE Tier 1
214573666 | Central HP <5.4 tons | KENMORE | HRCU-A-CB (Split System: Heat Pump with Remote Outdoor Unit-Air-Source) | (C,H,T)VH837GKA2* |  |  | EA*4X36L21A*+WALLCON | *96CTN0802120B* | 31600 | 17.5 | 8.1 | 32800 | 24200 | 73.78% | 1.86 | 0 | 11 |  |  |  | No | R-410A | 2.6333 | Residential & Commercial | Ducted CEE Tier 1
214573916 | Central HP <5.4 tons | KENMORE | HRCU-A-CB (Split System: Heat Pump with Remote Outdoor Unit-Air-Source) | (C,H,T)VH837GKA2* |  |  | EA*4X48L21A*+WALLCON | *80CTL0702120B* | 32200 | 17.5 | 8.5 | 32400 | 25000 | 77.16% | 1.98 | 0 | 11 |  |  |  | No | R-410A | 2.6833 | Residential & Commercial | Ducted CEE Tier 1
214574686 | Central HP <5.4 tons | KENMORE | HRCU-A-CB (Split System: Heat Pump with Remote Outdoor Unit-Air-Source) | (C,H,T)VH837GKA2* |  |  | EN(A,D)4X48L24**+WALLCON | *96CTN0802120B* | 32400 | 17.5 | 8.5 | 32600 | 24800 | 76.07% | 1.98 | 0 | 11.5 |  |  |  | No | R-410A | 2.7 | Residential & Commercial | Ducted CEE Tier 1
214574536 | Central HP <5.4 tons | KENMORE | HRCU-A-CB (Split System: Heat Pump with Remote Outdoor Unit-Air-Source) | (C,H,T)VH837GKA2* |  |  | EN(A,D,W)4X42L21**+WALLCON | *95CSU1002122B* | 31800 | 17 | 8.1 | 33000 | 24400 | 73.94% | 1.9 | 0 | 11.5 |  |  |  | No | R-410A | 2.65 | Residential & Commercial | Ducted CEE Tier 1
215674631 | Central HP <5.4 tons | KEEPRITE | HRCU-A-CB (Split System: Heat Pump with Remote Outdoor Unit-Air-Source) | C5H0V48*K*AAA* |  |  | EA*5X61M24A*+WALLCON | *97CMN1202422B* | 46000 | 18 | 9 | 48000 | 33800 | 70.42% | 2.08 | 0 | 10 |  |  |  | No | R-454B | 3.8333 | Residential & Commercial | Ducted CEE Tier 1
214573416 | Central HP <5.4 tons | KENMORE | HRCU-A-CB (Split System: Heat Pump with Remote Outdoor Unit-Air-Source) | (C,H,T)VH837GKA** |  |  | EN(A,D,W)4X42L21**+WALLCON | *97CMN0802120B* | 31800 | 17 | 8.1 | 33000 | 24400 | 73.94% | 1.88 | 0 | 11 |  |  |  | No | R-410A | 2.65 | Residential & Commercial | Ducted CEE Tier 1
214572966 | Central HP <5.4 tons | KENMORE | HRCU-A-CB (Split System: Heat Pump with Remote Outdoor Unit-Air-Source) | (C,H,T)VH837GKA** |  |  | EA*4X61L21A*+WALLCON | *95CSU0802120B* | 33200 | 17.5 | 8.5 | 32000 | 25000 | 78.12% | 2 | 0 | 11.5 |  |  |  | No | R-410A | 2.7667 | Residential & Commercial | Ducted CEE Tier 1
214570676 | Central HP <5.4 tons | KENMORE | HRCU-A-CB (Split System: Heat Pump with Remote Outdoor Unit-Air-Source) | (C,H,T)VH825GKA3* |  |  | EA*4X48L21A*+WALLCON | *80CTL0702120B* | 24000 | 16.5 | 8.5 | 21000 | 16600 | 79.05% | 2.02 | 0 | 11 |  |  |  | No | R-410A | 2 | Residential & Commercial | Ducted CEE Tier 1
214570726 | Central HP <5.4 tons | KENMORE | HRCU-A-CB (Split System: Heat Pump with Remote Outdoor Unit-Air-Source) | (C,H,T)VH825GKA3* |  |  | EA*4X48L21A*+WALLCON | *96CTN0802120B* | 24200 | 17 | 8.5 | 20800 | 16500 | 79.33% | 2.02 | 0 | 11 |  |  |  | No | R-410A | 2.0167 | Residential & Commercial | Ducted CEE Tier 1
214571226 | Central HP <5.4 tons | KENMORE | HRCU-A-CB (Split System: Heat Pump with Remote Outdoor Unit-Air-Source) | (C,H,T)VH825GKA3* |  |  | EN(A,D,W)4X48L21**+WALLCON | *95CSU0802120B* | 24200 | 17 | 8.1 | 21400 | 16600 | 77.57% | 2 | 0 | 11 |  |  |  | No | R-410A | 2.0167 | Residential & Commercial | Ducted CEE Tier 1
214572666 | Central HP <5.4 tons | KENMORE | HRCU-A-CB (Split System: Heat Pump with Remote Outdoor Unit-Air-Source) | (C,H,T)VH837GKA** |  |  | EA*4X42L24A*+WALLCON | *95CSU0802120B* | 31800 | 17 | 8.5 | 33000 | 24400 | 73.94% | 1.9 | 0 | 11 |  |  |  | No | R-410A | 2.65 | Residential & Commercial | Ducted CEE Tier 1
215941061 | Central HP <5.4 tons | KEEPRITE | HRCU-A-CB (Split System: Heat Pump with Remote Outdoor Unit-Air-Source) | C5H3V48*K*AAA* |  |  | EA*5X61M21A*+WALLCON | *80CSU0601716B* | 45000 | 21 | 9.5 | 48500 | 37000 | 76.29% | 2 | 0 | 11.5 |  |  |  | No | R-454B | 3.75 | Residential & Commercial | Ducted CEE Tier 1
212653156 | Central HP <5.4 tons | EVERREST | HRCU-A-CB (Split System: Heat Pump with Remote Outdoor Unit-Air-Source) | GSZV903610A* |  |  | CA*F3743*6D*+TXV | G*VM971005CNB* | 33200 | 19 | 8.2 | 33600 | 24400 | 72.62% | 1.8 | 0 | 12 |  |  |  | No | R-410A | 2.7667 | Residential & Commercial | Ducted CEE Tier 1
212653215 | Central HP <5.4 tons | EVERREST | HRCU-A-CB (Split System: Heat Pump with Remote Outdoor Unit-Air-Source) | GSZV903610A* |  |  | CA*F3137*6A*+TXV | G*VS800604BUA* | 33600 | 18.5 | 8.2 | 34000 | 24400 | 71.76% | 1.8 | 0 | 12 |  |  |  | No | R-410A | 2.8 | Residential & Commercial | Ducted CEE Tier 1
212653767 | Central HP <5.4 tons | EVERREST | HRCU-A-CB (Split System: Heat Pump with Remote Outdoor Unit-Air-Source) | GSZV903610A* |  |  | CA*F3743*6D*+TXV | G*VC800604B*A* | 33600 | 19 | 8.2 | 34000 | 24400 | 71.76% | 1.8 | 0 | 12 |  |  |  | No | R-410A | 2.8 | Residential & Commercial | Ducted CEE Tier 1
212652953 | Central HP <5.4 tons | EVERREST | HRCU-A-CB (Split System: Heat Pump with Remote Outdoor Unit-Air-Source) | GSZV903610A* |  |  | CSCF3642N6D*+TXV | G*VM970803BNB* | 33800 | 18.5 | 8.2 | 34000 | 24400 | 71.76% | 1.8 | 0 | 11.5 |  |  |  | No | R-410A | 2.8167 | Residential & Commercial | Ducted CEE Tier 1
212653155 | Central HP <5.4 tons | EVERREST | HRCU-A-CB (Split System: Heat Pump with Remote Outdoor Unit-Air-Source) | GSZV903610A* |  |  | CA*F3137*6A*+TXV | G*VM970603BNB* | 33600 | 18.5 | 8.2 | 34000 | 24400 | 71.76% | 1.8 | 0 | 11.5 |  |  |  | No | R-410A | 2.8 | Residential & Commercial | Ducted CEE Tier 1
212653220 | Central HP <5.4 tons | EVERREST | HRCU-A-CB (Split System: Heat Pump with Remote Outdoor Unit-Air-Source) | GSZV903610A* |  |  | CHPF3642C6C*+TXV | G*VM971005CNB* | 33400 | 18 | 8.2 | 34000 | 24400 | 71.76% | 1.8 | 0 | 11 |  |  |  | No | R-410A | 2.7833 | Residential & Commercial | Ducted CEE Tier 1
212652737 | Central HP <5.4 tons | EVERREST | HRCU-A-CB (Split System: Heat Pump with Remote Outdoor Unit-Air-Source) | GSZV903610A* |  |  | AMVE36CP1400A* |  | 33600 | 18.5 | 8.2 | 34000 | 24400 | 71.76% | 1.8 | 0 | 11.5 |  |  |  | No | R-410A | 2.8 | Residential & Commercial | Ducted CEE Tier 1
204299073 | Central HP <5.4 tons | KENMORE | HRCU-A-CB (Split System: Heat Pump with Remote Outdoor Unit-Air-Source) | (C,H,T)VH837GKA** |  |  | EA*4X42L24A*+WALLCON | *80CTL0902120A* | 31800 | 17.5 | 8.1 | 33200 | 24400 | 73.49% | 1.9 | 11 | 11.5 |  |  |  | No | R-410A | 2.65 | Residential & Commercial | Ducted CEE Tier 1
204298773 | Central HP <5.4 tons | KENMORE | HRCU-A-CB (Split System: Heat Pump with Remote Outdoor Unit-Air-Source) | (C,H,T)VH837GKA** |  |  | EA*4X36L21A*+WALLCON | *80CTL0901716A* | 31600 | 17.5 | 8.1 | 33000 | 24200 | 73.33% | 1.86 | 11.5 | 11.5 |  |  |  | No | R-410A | 2.6333 | Residential & Commercial | Ducted CEE Tier 1
215941751 | Central HP <5.4 tons | KEEPRITE | HRCU-A-CB (Split System: Heat Pump with Remote Outdoor Unit-Air-Source) | C5H3V48*K*AAA* |  |  | EVD5X60M24A*+WALLCON | *97CTN1002122A* | 45500 | 20.5 | 8.1 | 52500 | 38000 | 72.38% | 1.9 | 0 | 11.5 |  |  |  | No | R-454B | 3.7917 | Residential & Commercial | Ducted CEE Tier 1
215941181 | Central HP <5.4 tons | KEEPRITE | HRCU-A-CB (Split System: Heat Pump with Remote Outdoor Unit-Air-Source) | C5H3V48*K*AAA* |  |  | ESH5X48M12A*+WALLCON | *97CTN0802120A* | 44000 | 20 | 9 | 48500 | 36600 | 75.46% | 1.8 | 0 | 10.5 |  |  |  | No | R-454B | 3.6667 | Residential & Commercial | Ducted CEE Tier 1
215941531 | Central HP <5.4 tons | KEEPRITE | HRCU-A-CB (Split System: Heat Pump with Remote Outdoor Unit-Air-Source) | C5H3V48*K*AAA* |  |  | EVD5X48M21A*+WALLCON | *96CTN0802120B* | 44500 | 19.5 | 8.1 | 52000 | 38500 | 74.04% | 1.9 | 0 | 10.5 |  |  |  | No | R-454B | 3.7083 | Residential & Commercial | Ducted CEE Tier 1
214573066 | Central HP <5.4 tons | KENMORE | HRCU-A-CB (Split System: Heat Pump with Remote Outdoor Unit-Air-Source) | (C,H,T)VH837GKA** |  |  | EA*4X61L24A*+WALLCON | *96CTN0802120B* | 33200 | 18.5 | 8.5 | 31800 | 24800 | 77.99% | 2.02 | 0 | 11.5 |  |  |  | No | R-410A | 2.7667 | Residential & Commercial | Ducted CEE Tier 1
215679620 | Central HP <5.4 tons | KEEPRITE | HRCU-A-CB (Split System: Heat Pump with Remote Outdoor Unit-Air-Source) | C5H0V36*K*AAA* |  |  | EA*5X61M21A*+WALLCON | *80CSU0601716B* | 35000 | 18 | 9 | 34400 | 24800 | 72.09% | 1.92 | 0 | 10 |  |  |  | No | R-454B | 2.9167 | Residential & Commercial | Ducted CEE Tier 1
215679350 | Central HP <5.4 tons | KEEPRITE | HRCU-A-CB (Split System: Heat Pump with Remote Outdoor Unit-Air-Source) | C5H0V36*K*AAA* |  |  | EA*5X42M21A*+WALLCON | *96CTN0802120B* | 33200 | 17.5 | 9 | 35800 | 25600 | 71.51% | 1.86 | 0 | 10 |  |  |  | No | R-454B | 2.7667 | Residential & Commercial | Ducted CEE Tier 1
215679470 | Central HP <5.4 tons | KEEPRITE | HRCU-A-CB (Split System: Heat Pump with Remote Outdoor Unit-Air-Source) | C5H0V36*K*AAA* |  |  | EA*5X43M21A*+WALLCON | *97CTN0802120A* | 34400 | 18 | 9 | 35400 | 25200 | 71.19% | 1.88 | 0 | 10 |  |  |  | No | R-454B | 2.8667 | Residential & Commercial | Ducted CEE Tier 1
206133990 | Central HP <5.4 tons | KENMORE | HRCU-A-CB (Split System: Heat Pump with Remote Outdoor Unit-Air-Source) | (C,H,T)VH825GKA2* |  |  | EHD4X36AAL+WALLCON | *95CSU0802120A* | 24000 | 16 | 8.1 | 21400 | 16600 | 77.57% | 1.98 | 11 | 10.5 |  |  |  | No | R-410A | 2 | Residential & Commercial | Ducted CEE Tier 1
206133322 | Central HP <5.4 tons | KENMORE | HRCU-A-CB (Split System: Heat Pump with Remote Outdoor Unit-Air-Source) | (C,H,T)VH825GKA2* |  |  | EA*4X25L17A*+WALLCON | *80CSU0401712A* | 24400 | 17 | 8.1 | 21200 | 16600 | 78.3% | 2.02 | 11.5 | 11 |  |  |  | No | R-410A | 2.0333 | Residential & Commercial | Ducted CEE Tier 1
206133422 | Central HP <5.4 tons | KENMORE | HRCU-A-CB (Split System: Heat Pump with Remote Outdoor Unit-Air-Source) | (C,H,T)VH825GKA2* |  |  | EA*4X37L17A*+WALLCON | *80CSU0401712A* | 24200 | 17 | 8.1 | 21400 | 16700 | 78.04% | 2 | 11.5 | 11 |  |  |  | No | R-410A | 2.0167 | Residential & Commercial | Ducted CEE Tier 1
204300497 | Central HP <5.4 tons | KENMORE | HRCU-A-CB (Split System: Heat Pump with Remote Outdoor Unit-Air-Source) | (C,H,T)VH837GKA** |  |  | EHD4X48AAL+WALLCON | *96CTN1202422A* | 32600 | 17 | 8.1 | 33000 | 24800 | 75.15% | 1.98 | 11 | 11 |  |  |  | No | R-410A | 2.7167 | Residential & Commercial | Ducted CEE Tier 1
204299813 | Central HP <5.4 tons | KENMORE | HRCU-A-CB (Split System: Heat Pump with Remote Outdoor Unit-Air-Source) | (C,H,T)VH837GKA** |  |  | EN(A,D,W)4X48L21**+WALLCON | *97CMN1002122A* | 32400 | 17.5 | 8.1 | 33000 | 24800 | 75.15% | 1.96 | 12 | 11.7 |  |  |  | No | R-410A | 2.7 | Residential & Commercial | Ducted CEE Tier 1
204299343 | Central HP <5.4 tons | KENMORE | HRCU-A-CB (Split System: Heat Pump with Remote Outdoor Unit-Air-Source) | (C,H,T)VH837GKA** |  |  | EA*4X48L21A*+WALLCON | *97CMN0602120A* | 32200 | 17 | 8.1 | 32800 | 25200 | 76.83% | 1.96 | 11.5 | 11 |  |  |  | No | R-410A | 2.6833 | Residential & Commercial | Ducted CEE Tier 1
214573316 | Central HP <5.4 tons | KENMORE | HRCU-A-CB (Split System: Heat Pump with Remote Outdoor Unit-Air-Source) | (C,H,T)VH837GKA** |  |  | EN(A,D)4X36L21**+WALLCON | *80CTL0702120B* | 31400 | 17 | 8.1 | 33200 | 24200 | 72.89% | 1.82 | 0 | 11 |  |  |  | No | R-410A | 2.6167 | Residential & Commercial | Ducted CEE Tier 1
214570406 | Central HP <5.4 tons | KENMORE | HRCU-A-CB (Split System: Heat Pump with Remote Outdoor Unit-Air-Source) | (C,H,T)VH825GKA3* |  |  | EA*4X36L21A*+WALLCON | *97CMN0602120B* | 23600 | 16 | 8.1 | 21400 | 16700 | 78.04% | 1.92 | 0 | 10.5 |  |  |  | No | R-410A | 1.9667 | Residential & Commercial | Ducted CEE Tier 1
214570526 | Central HP <5.4 tons | KENMORE | HRCU-A-CB (Split System: Heat Pump with Remote Outdoor Unit-Air-Source) | (C,H,T)VH825GKA3* |  |  | EA*4X42L21A*+WALLCON | *97CMN0602120B* | 23600 | 16.5 | 8.1 | 21400 | 16700 | 78.04% | 1.96 | 0 | 10.5 |  |  |  | No | R-410A | 1.9667 | Residential & Commercial | Ducted CEE Tier 1
215681570 | Central HP <5.4 tons | KEEPRITE | HRCU-A-CB (Split System: Heat Pump with Remote Outdoor Unit-Air-Source) | C5H0V48*K*AAA* |  |  | EA*5X61M24A*+WALLCON | *97CTN1202422A* | 46000 | 18.5 | 9 | 47500 | 33600 | 70.74% | 2.06 | 0 | 10 |  |  |  | No | R-454B | 3.8333 | Residential & Commercial | Ducted CEE Tier 1
215681470 | Central HP <5.4 tons | KEEPRITE | HRCU-A-CB (Split System: Heat Pump with Remote Outdoor Unit-Air-Source) | C5H0V48*K*AAA* |  |  | EA*5X61M21A*+WALLCON | *80CSU0802120B* | 46000 | 18 | 9 | 47500 | 33400 | 70.32% | 2.08 | 0 | 10 |  |  |  | No | R-454B | 3.8333 | Residential & Commercial | Ducted CEE Tier 1
215681500 | Central HP <5.4 tons | KEEPRITE | HRCU-A-CB (Split System: Heat Pump with Remote Outdoor Unit-Air-Source) | C5H0V48*K*AAA* |  |  | EA*5X61M21A*+WALLCON | *97CTN0802120A* | 46000 | 18 | 9 | 48000 | 33800 | 70.42% | 2.08 | 0 | 10 |  |  |  | No | R-454B | 3.8333 | Residential & Commercial | Ducted CEE Tier 1
212975742 | Central HP <5.4 tons | ARCOAIRE | HRCU-A-CB (Split System: Heat Pump with Remote Outdoor Unit-Air-Source) | DLCURAH24ABK |  |  | EN(A,D)4X30L17** | *96VTN0601412B* | 23400 | 16.5 | 8.1 | 26200 | 24600 | 93.89% | 2.04 | 0 | 10 |  |  |  | No | R-410A | 1.95 | Residential & Commercial | Ducted CEE Tier 1
212975676 | Central HP <5.4 tons | ARCOAIRE | HRCU-A-CB (Split System: Heat Pump with Remote Outdoor Unit-Air-Source) | DLCURAH24ABK |  |  | EA*4X30L17A* | *96VTN0601412B* | 23400 | 16.5 | 8.5 | 26400 | 24800 | 93.94% | 2.06 | 0 | 10 |  |  |  | No | R-410A | 1.95 | Residential & Commercial | Ducted CEE Tier 1
215679950 | Central HP <5.4 tons | KEEPRITE | HRCU-A-CB (Split System: Heat Pump with Remote Outdoor Unit-Air-Source) | C5H0V36*K*AAA* |  |  | ESH5X60M12A*+WALLCON | *80CSU0401712B* | 34600 | 17 | 8.5 | 34600 | 24800 | 71.68% | 1.92 | 0 | 10 |  |  |  | No | R-454B | 2.8833 | Residential & Commercial | Ducted CEE Tier 1
215680000 | Central HP <5.4 tons | KEEPRITE | HRCU-A-CB (Split System: Heat Pump with Remote Outdoor Unit-Air-Source) | C5H0V36*K*AAA* |  |  | ESH5X60M12A*+WALLCON | *97CTN1002122A* | 34600 | 17 | 8.5 | 34600 | 24800 | 71.68% | 1.82 | 0 | 10 |  |  |  | No | R-454B | 2.8833 | Residential & Commercial | Ducted CEE Tier 1
215679580 | Central HP <5.4 tons | KEEPRITE | HRCU-A-CB (Split System: Heat Pump with Remote Outdoor Unit-Air-Source) | C5H0V36*K*AAA* |  |  | EA*5X60M24A*+WALLCON | *97CTN1002122A* | 34400 | 18.5 | 9 | 34200 | 24800 | 72.51% | 1.9 | 0 | 10.5 |  |  |  | No | R-454B | 2.8667 | Residential & Commercial | Ducted CEE Tier 1
211261741 | Central HP <5.4 tons | ARCOAIRE | HRCU-A-CB (Split System: Heat Pump with Remote Outdoor Unit-Air-Source) | DLCURAH18ABK |  |  | EA*4X30L17A* | *80ESU0401712A* | 18600 | 16.5 | 9 | 19000 | 18200 | 95.79% | 2.22 | 0 | 11 |  |  |  | No | R-410A | 1.55 | Residential & Commercial | Ducted CEE Tier 1
211261790 | Central HP <5.4 tons | ARCOAIRE | HRCU-A-CB (Split System: Heat Pump with Remote Outdoor Unit-Air-Source) | DLCURAH18ABK |  |  | EA*4X30L17A* | *96VTN0401712A* | 17900 | 15.5 | 8.5 | 18500 | 18500 | 100% | 2.22 | 0 | 10.5 |  |  |  | No | R-410A | 1.4917 | Residential & Commercial | Ducted CEE Tier 1
212985937 | Central HP <5.4 tons | ARCOAIRE | HRCU-A-CB (Split System: Heat Pump with Remote Outdoor Unit-Air-Source) | DLCURAH18ABK |  |  | EN(A,D)4X18L14** | *96MSN0261410A* | 17300 | 15.5 | 8.5 | 18600 | 19800 | 106.5% | 2.38 | 0 | 10.5 |  |  |  | No | R-410A | 1.4417 | Residential & Commercial | Ducted CEE Tier 1
212986707 | Central HP <5.4 tons | ARCOAIRE | HRCU-A-CB (Split System: Heat Pump with Remote Outdoor Unit-Air-Source) | DLCURAH18ABK |  |  | EN(A,D)4X24L17** | *96MSN0401712A* | 17500 | 15.2 | 8.5 | 18700 | 19200 | 102.7% | 2.3 | 0 | 10.5 |  |  |  | No | R-410A | 1.4583 | Residential & Commercial | Ducted CEE Tier 1
216051203 | Central HP <5.4 tons | RUSSELL | HRCU-A-CB (Split System: Heat Pump with Remote Outdoor Unit-Air-Source) | SP19AY24AJVC |  |  | TCFY2421HEAAM | S98MV0855A21UP | 22800 | 21 | 8.5 | 22800 | 18400 | 80.7% | 1.8 | 0 | 13 |  |  |  | No | R-454B | 1.9 | Residential & Commercial | Ducted CEE Tier 1
216051212 | Central HP <5.4 tons | RUSSELL | HRCU-A-CB (Split System: Heat Pump with Remote Outdoor Unit-Air-Source) | SP19AY24AJVC |  |  | TCFY2421HEAAM | S801V0504A17UHS | 22800 | 20 | 8.5 | 22800 | 18500 | 81.14% | 1.8 | 0 | 12 |  |  |  | No | R-454B | 1.9 | Residential & Commercial | Ducted CEE Tier 1
212653756 | Central HP <5.4 tons | EVERREST | HRCU-A-CB (Split System: Heat Pump with Remote Outdoor Unit-Air-Source) | ASZV903610A* |  |  | CSCF3642N6D*+TXV | A*VC961005CNB* | 33800 | 18.5 | 8.2 | 34000 | 24400 | 71.76% | 1.8 | 0 | 11.5 |  |  |  | No | R-410A | 2.8167 | Residential & Commercial | Ducted CEE Tier 1
212653954 | Central HP <5.4 tons | EVERREST | HRCU-A-CB (Split System: Heat Pump with Remote Outdoor Unit-Air-Source) | ASZV903610A* |  |  | CHPF3743C6B*+TXV | A*VM970603BNB* | 33400 | 18 | 8.2 | 34000 | 24400 | 71.76% | 1.8 | 0 | 11 |  |  |  | No | R-410A | 2.7833 | Residential & Commercial | Ducted CEE Tier 1
212653202 | Central HP <5.4 tons | EVERREST | HRCU-A-CB (Split System: Heat Pump with Remote Outdoor Unit-Air-Source) | ASZV903610A* |  |  | CHPF3642C6C*+TXV | A*VS960805CUA* | 33400 | 18 | 8.2 | 34000 | 24400 | 71.76% | 1.8 | 0 | 11 |  |  |  | No | R-410A | 2.7833 | Residential & Commercial | Ducted CEE Tier 1
212651031 | Central HP <5.4 tons | EVERREST | HRCU-A-CB (Split System: Heat Pump with Remote Outdoor Unit-Air-Source) | ASZV903610A* |  |  | CHPF3743C6B*+TXV | A*VC960803BNB* | 33400 | 18 | 8.2 | 34000 | 24400 | 71.76% | 1.8 | 0 | 11 |  |  |  | No | R-410A | 2.7833 | Residential & Commercial | Ducted CEE Tier 1
212653749 | Central HP <5.4 tons | EVERREST | HRCU-A-CB (Split System: Heat Pump with Remote Outdoor Unit-Air-Source) | ASZV903610A* |  |  | CA*F3137*6A*+TXV | A*VS800604BUA* | 33600 | 18.5 | 8.2 | 34000 | 24400 | 71.76% | 1.8 | 0 | 12 |  |  |  | No | R-410A | 2.8 | Residential & Commercial | Ducted CEE Tier 1
215680010 | Central HP <5.4 tons | KEEPRITE | HRCU-A-CB (Split System: Heat Pump with Remote Outdoor Unit-Air-Source) | C5H0V36*K*AAA* |  |  | ESH5X60M12A*+WALLCON | *97CTN1202422A* | 34600 | 16.5 | 8.5 | 34600 | 24800 | 71.68% | 1.92 | 0 | 10 |  |  |  | No | R-454B | 2.8833 | Residential & Commercial | Ducted CEE Tier 1
212989313 | Central HP <5.4 tons | ARCOAIRE | HRCU-A-CB (Split System: Heat Pump with Remote Outdoor Unit-Air-Source) | DLCURAH18ABK |  |  | EN(A,D)4X24L17** | *95MSU0601716A* | 17300 | 16 | 8.1 | 18300 | 19200 | 104.9% | 2.32 | 0 | 10.5 |  |  |  | No | R-410A | 1.4417 | Residential & Commercial | Ducted CEE Tier 1
211260684 | Central HP <5.4 tons | ARCOAIRE | HRCU-A-CB (Split System: Heat Pump with Remote Outdoor Unit-Air-Source) | DLCURAH18ABK |  |  | EA*4X25L17A* | *80VSL0451412A* | 18300 | 16.5 | 8.5 | 18100 | 17500 | 96.69% | 2.12 | 0 | 11 |  |  |  | No | R-410A | 1.525 | Residential & Commercial | Ducted CEE Tier 1
214239627 | Central HP <5.4 tons | ARCOAIRE | HRCU-A-CB (Split System: Heat Pump with Remote Outdoor Unit-Air-Source) | HVH837GKA** |  |  | EN(A,D)4X36L21**+WALLCON | *96CTN1002122B* | 31400 | 16.5 | 8.1 | 33000 | 24000 | 72.73% | 1.82 | 0 | 11 |  |  |  | No | R-410A | 2.6167 | Residential & Commercial | Ducted CEE Tier 1
214242299 | Central HP <5.4 tons | ARCOAIRE | HRCU-A-CB (Split System: Heat Pump with Remote Outdoor Unit-Air-Source) | HVH825GKA3* |  |  | EN(A,D,W)4X48L21**+WALLCON | *96CTN0601714B* | 24000 | 16.5 | 8.1 | 21400 | 16600 | 77.57% | 2 | 0 | 11 |  |  |  | No | R-410A | 2 | Residential & Commercial | Ducted CEE Tier 1
212972705 | Central HP <5.4 tons | ARCOAIRE | HRCU-A-CB (Split System: Heat Pump with Remote Outdoor Unit-Air-Source) | DLCURAH18ABK |  |  | EA*4X30L14A* | *96VSN0401410B* | 17300 | 16 | 8.5 | 18100 | 18900 | 104.4% | 2.26 | 0 | 10.5 |  |  |  | No | R-410A | 1.4417 | Residential & Commercial | Ducted CEE Tier 1
212972755 | Central HP <5.4 tons | ARCOAIRE | HRCU-A-CB (Split System: Heat Pump with Remote Outdoor Unit-Air-Source) | DLCURAH18ABK |  |  | EN(A,D)4X30L14** | *96VSN0401410B* | 17400 | 16 | 8.1 | 18000 | 18700 | 103.9% | 2.24 | 0 | 10.5 |  |  |  | No | R-410A | 1.45 | Residential & Commercial | Ducted CEE Tier 1
212975815 | Central HP <5.4 tons | ARCOAIRE | HRCU-A-CB (Split System: Heat Pump with Remote Outdoor Unit-Air-Source) | DLCURAH18ABK |  |  | EA*4X30L17A* | *96VTN0801716B* | 17400 | 16 | 8.5 | 18000 | 18700 | 103.9% | 2.26 | 0 | 10.5 |  |  |  | No | R-410A | 1.45 | Residential & Commercial | Ducted CEE Tier 1
215933592 | Central HP <5.4 tons | KENMORE | HRCU-A-CB (Split System: Heat Pump with Remote Outdoor Unit-Air-Source) | (C,H,T)5H3V36*K*AAA* |  |  | ESH5X48M12A*+WALLCON | *80CTL0902120B* | 33800 | 19.5 | 9 | 34600 | 26400 | 76.3% | 1.94 | 0 | 11.7 |  |  |  | No | R-454B | 2.8167 | Residential & Commercial | Ducted CEE Tier 1
215933662 | Central HP <5.4 tons | KENMORE | HRCU-A-CB (Split System: Heat Pump with Remote Outdoor Unit-Air-Source) | (C,H,T)5H3V36*K*AAA* |  |  | ESH5X48M12A*+WALLCON | *97CMN0801714B* | 33400 | 19 | 9 | 35200 | 27000 | 76.7% | 1.92 | 0 | 11 |  |  |  | No | R-454B | 2.7833 | Residential & Commercial | Ducted CEE Tier 1
214242789 | Central HP <5.4 tons | ARCOAIRE | HRCU-A-CB (Split System: Heat Pump with Remote Outdoor Unit-Air-Source) | HVH825GKA2* |  |  | EN(A,D)4X36L21**+WALLCON | *95CSU0601716B* | 23400 | 16.5 | 8.1 | 21600 | 16700 | 77.31% | 1.92 | 0 | 10.5 |  |  |  | No | R-410A | 1.95 | Residential & Commercial | Ducted CEE Tier 1
215679700 | Central HP <5.4 tons | KEEPRITE | HRCU-A-CB (Split System: Heat Pump with Remote Outdoor Unit-Air-Source) | C5H0V36*K*AAA* |  |  | EA*5X61M24A*+WALLCON | *97CTN1202422A* | 35000 | 18.5 | 9 | 34400 | 24800 | 72.09% | 1.92 | 0 | 10.5 |  |  |  | No | R-454B | 2.9167 | Residential & Commercial | Ducted CEE Tier 1
215679650 | Central HP <5.4 tons | KEEPRITE | HRCU-A-CB (Split System: Heat Pump with Remote Outdoor Unit-Air-Source) | C5H0V36*K*AAA* |  |  | EA*5X61M21A*+WALLCON | *97CTN0802120A* | 34800 | 18 | 9 | 34400 | 24800 | 72.09% | 1.92 | 0 | 10.5 |  |  |  | No | R-454B | 2.9 | Residential & Commercial | Ducted CEE Tier 1
206133392 | Central HP <5.4 tons | KENMORE | HRCU-A-CB (Split System: Heat Pump with Remote Outdoor Unit-Air-Source) | (C,H,T)VH825GKA2* |  |  | EA*4X36L21A*+WALLCON | *80CSU0601716A* | 23600 | 16.5 | 8.1 | 21400 | 16600 | 77.57% | 1.94 | 11.5 | 10.5 |  |  |  | No | R-410A | 1.9667 | Residential & Commercial | Ducted CEE Tier 1
206133472 | Central HP <5.4 tons | KENMORE | HRCU-A-CB (Split System: Heat Pump with Remote Outdoor Unit-Air-Source) | (C,H,T)VH825GKA2* |  |  | EA*4X37L21A*+WALLCON | *80CSU1002120A* | 24400 | 16.5 | 8.1 | 21200 | 16700 | 78.77% | 2.02 | 11.5 | 11 |  |  |  | No | R-410A | 2.0333 | Residential & Commercial | Ducted CEE Tier 1
206133774 | Central HP <5.4 tons | KENMORE | HRCU-A-CB (Split System: Heat Pump with Remote Outdoor Unit-Air-Source) | (C,H,T)VH825GKA2* |  |  | EA*4X36L21A*+WALLCON | *95CSU0601716A* | 23600 | 16.5 | 8.1 | 21600 | 16700 | 77.31% | 1.92 | 11 | 10.5 |  |  |  | No | R-410A | 1.9667 | Residential & Commercial | Ducted CEE Tier 1
212653953 | Central HP <5.4 tons | EVERREST | HRCU-A-CB (Split System: Heat Pump with Remote Outdoor Unit-Air-Source) | ASZV903610A* |  |  | CHPF3642C6C*+TXV | A*VC961005CNB* | 33400 | 18 | 8.2 | 34000 | 24400 | 71.76% | 1.8 | 0 | 11 |  |  |  | No | R-410A | 2.7833 | Residential & Commercial | Ducted CEE Tier 1
213077188 | Central HP <5.4 tons | ARCOAIRE | HRCU-A-CB (Split System: Heat Pump with Remote Outdoor Unit-Air-Source) | DLCURAH36ABK |  |  | EA*4X48L24A* | *96VSN1002120B* | 35800 | 16 | 8.5 | 38000 | 34800 | 91.58% | 2.02 | 0 | 10 |  |  |  | No | R-410A | 2.9833 | Residential & Commercial | Ducted CEE Tier 1
213077238 | Central HP <5.4 tons | ARCOAIRE | HRCU-A-CB (Split System: Heat Pump with Remote Outdoor Unit-Air-Source) | DLCURAH36ABK |  |  | EA*4X42L24A* | *96VSN1202422B* | 35400 | 16 | 8.1 | 38500 | 35000 | 90.91% | 1.9 | 0 | 10 |  |  |  | No | R-410A | 2.95 | Residential & Commercial | Ducted CEE Tier 1
213079673 | Central HP <5.4 tons | ARCOAIRE | HRCU-A-CB (Split System: Heat Pump with Remote Outdoor Unit-Air-Source) | DLCURAH36ABK |  |  | EA*4X42L24A* | *92MSN0802120A* | 35200 | 16.5 | 8.1 | 38500 | 35000 | 90.91% | 1.88 | 0 | 10 |  |  |  | No | R-410A | 2.9333 | Residential & Commercial | Ducted CEE Tier 1
213080792 | Central HP <5.4 tons | ARCOAIRE | HRCU-A-CB (Split System: Heat Pump with Remote Outdoor Unit-Air-Source) | DLCURAH36ABK |  |  | EA*4X37L21A* | *95MSU0802120A* | 36600 | 16 | 8.5 | 38500 | 35000 | 90.91% | 2.06 | 0 | 10 |  |  |  | No | R-410A | 3.05 | Residential & Commercial | Ducted CEE Tier 1
212653189 | Central HP <5.4 tons | EVERREST | HRCU-A-CB (Split System: Heat Pump with Remote Outdoor Unit-Air-Source) | ASZV903610A* |  |  | CA*F3743*6D*+TXV | A*VM970804CNB* | 33200 | 19 | 8.2 | 33600 | 24400 | 72.62% | 1.8 | 0 | 12 |  |  |  | No | R-410A | 2.7667 | Residential & Commercial | Ducted CEE Tier 1
210692920 | Central HP <5.4 tons | FRANKLIN | HRCU-A-CB (Split System: Heat Pump with Remote Outdoor Unit-Air-Source) | GSZV903610A* |  |  | CA*F3743*6D*+TXV | G*VC960403BNB* | 33600 | 18.5 | 8.2 | 34000 | 24400 | 71.76% | 1.8 | 0 | 11.5 |  |  |  | No | R-410A | 2.8 | Residential & Commercial | Ducted CEE Tier 1
210692984 | Central HP <5.4 tons | FRANKLIN | HRCU-A-CB (Split System: Heat Pump with Remote Outdoor Unit-Air-Source) | GSZV903610A* |  |  | CSCF3642N6D*+TXV | G*VS960805CUA* | 33800 | 18.5 | 8.2 | 34000 | 24400 | 71.76% | 1.8 | 0 | 11.5 |  |  |  | No | R-410A | 2.8167 | Residential & Commercial | Ducted CEE Tier 1
212653276 | Central HP <5.4 tons | EVERREST | HRCU-A-CB (Split System: Heat Pump with Remote Outdoor Unit-Air-Source) | GSZV903610A* |  |  | CHPF3743C6B*+TXV | G*VC800804C*A* | 33400 | 18 | 8.2 | 34000 | 24400 | 71.76% | 1.8 | 0 | 11 |  |  |  | No | R-410A | 2.7833 | Residential & Commercial | Ducted CEE Tier 1
212652106 | Central HP <5.4 tons | EVERREST | HRCU-A-CB (Split System: Heat Pump with Remote Outdoor Unit-Air-Source) | GSZV903610A* |  |  | CA*F3743*6D*+TXV | G*VC961005CNB* | 33600 | 19 | 8.2 | 34000 | 24400 | 71.76% | 1.8 | 0 | 12 |  |  |  | No | R-410A | 2.8 | Residential & Commercial | Ducted CEE Tier 1
212652122 | Central HP <5.4 tons | EVERREST | HRCU-A-CB (Split System: Heat Pump with Remote Outdoor Unit-Air-Source) | GSZV903610A* |  |  | CSCF3642N6D*+TXV | G*VC961205DNB* | 33800 | 18.5 | 8.2 | 34000 | 24400 | 71.76% | 1.8 | 0 | 11.5 |  |  |  | No | R-410A | 2.8167 | Residential & Commercial | Ducted CEE Tier 1
212652190 | Central HP <5.4 tons | EVERREST | HRCU-A-CB (Split System: Heat Pump with Remote Outdoor Unit-Air-Source) | GSZV903610A* |  |  | CA*F3743*6D*+TXV | G*VC960804CNB* | 33600 | 19 | 8.2 | 34000 | 24400 | 71.76% | 1.8 | 0 | 12 |  |  |  | No | R-410A | 2.8 | Residential & Commercial | Ducted CEE Tier 1
212652288 | Central HP <5.4 tons | EVERREST | HRCU-A-CB (Split System: Heat Pump with Remote Outdoor Unit-Air-Source) | GSZV903610A* |  |  | CHPF3642C6C*+TXV | G*VC961005CNB* | 33400 | 18 | 8.2 | 34000 | 24400 | 71.76% | 1.8 | 0 | 11 |  |  |  | No | R-410A | 2.7833 | Residential & Commercial | Ducted CEE Tier 1
213077088 | Central HP <5.4 tons | ARCOAIRE | HRCU-A-CB (Split System: Heat Pump with Remote Outdoor Unit-Air-Source) | DLCURAH36ABK |  |  | EA*4X48L21A* | *96VSN0802120B* | 36200 | 16 | 8.5 | 38000 | 34800 | 91.58% | 2.04 | 0 | 10 |  |  |  | No | R-410A | 3.0167 | Residential & Commercial | Ducted CEE Tier 1
213078199 | Central HP <5.4 tons | ARCOAIRE | HRCU-A-CB (Split System: Heat Pump with Remote Outdoor Unit-Air-Source) | DLCURAH36ABK |  |  | EA*4X42L24A* | *80MS(N,L)0702116A* | 35200 | 16.5 | 8.1 | 38500 | 35000 | 90.91% | 1.88 | 0 | 10 |  |  |  | No | R-410A | 2.9333 | Residential & Commercial | Ducted CEE Tier 1
213078597 | Central HP <5.4 tons | ARCOAIRE | HRCU-A-CB (Split System: Heat Pump with Remote Outdoor Unit-Air-Source) | DLCURAH36ABK |  |  | EN(A,D)4X48L24** | *80MS(N,L)0902420A* | 36000 | 16.5 | 8.1 | 38500 | 34800 | 90.39% | 2.02 | 0 | 10.5 |  |  |  | No | R-410A | 3 | Residential & Commercial | Ducted CEE Tier 1
213078607 | Central HP <5.4 tons | ARCOAIRE | HRCU-A-CB (Split System: Heat Pump with Remote Outdoor Unit-Air-Source) | DLCURAH36ABK |  |  | EA*4X36L21A* | *80MS(N,L)1102120A* | 35400 | 16.5 | 8.1 | 38500 | 35200 | 91.43% | 1.84 | 0 | 10 |  |  |  | No | R-410A | 2.95 | Residential & Commercial | Ducted CEE Tier 1
214396767 | Central HP <5.4 tons | FRASER-JOHNSTON | HRCU-A-CB (Split System: Heat Pump with Remote Outdoor Unit-Air-Source) | HH860E2S11 |  |  | CTF60D5CJS1+JME18D2SN1 |  | 53500 | 19 | 9 | 54000 | 39000 | 72.22% | 2 | 0 | 11 |  |  |  | No | R-454B | 4.4583 | Residential & Commercial | Ducted CEE Tier 1
214573716 | Central HP <5.4 tons | KENMORE | HRCU-A-CB (Split System: Heat Pump with Remote Outdoor Unit-Air-Source) | (C,H,T)VH837GKA2* |  |  | EA*4X37L21A*+WALLCON | *97CMN0802120B* | 32800 | 17.5 | 8.5 | 32800 | 25200 | 76.83% | 2 | 0 | 11.5 |  |  |  | No | R-410A | 2.7333 | Residential & Commercial | Ducted CEE Tier 1
214574096 | Central HP <5.4 tons | KENMORE | HRCU-A-CB (Split System: Heat Pump with Remote Outdoor Unit-Air-Source) | (C,H,T)VH837GKA2* |  |  | EA*4X61L21A*+WALLCON | *80CTL0702120B* | 33200 | 17.5 | 8.5 | 32000 | 25000 | 78.12% | 2 | 0 | 11.5 |  |  |  | No | R-410A | 2.7667 | Residential & Commercial | Ducted CEE Tier 1
214573746 | Central HP <5.4 tons | KENMORE | HRCU-A-CB (Split System: Heat Pump with Remote Outdoor Unit-Air-Source) | (C,H,T)VH837GKA2* |  |  | EA*4X42L21A*+WALLCON | *95CSU0802120B* | 31800 | 17 | 8.5 | 33000 | 24400 | 73.94% | 1.9 | 0 | 11 |  |  |  | No | R-410A | 2.65 | Residential & Commercial | Ducted CEE Tier 1
214573846 | Central HP <5.4 tons | KENMORE | HRCU-A-CB (Split System: Heat Pump with Remote Outdoor Unit-Air-Source) | (C,H,T)VH837GKA2* |  |  | EA*4X42L24A*+WALLCON | *96CTN0802120B* | 31800 | 17.5 | 8.5 | 32800 | 24400 | 74.39% | 1.9 | 0 | 11 |  |  |  | No | R-410A | 2.65 | Residential & Commercial | Ducted CEE Tier 1
214572716 | Central HP <5.4 tons | KENMORE | HRCU-A-CB (Split System: Heat Pump with Remote Outdoor Unit-Air-Source) | (C,H,T)VH837GKA** |  |  | EA*4X43L21A*+WALLCON | *80CTL0702120B* | 32800 | 17.5 | 8.5 | 32800 | 25200 | 76.83% | 2 | 0 | 11 |  |  |  | No | R-410A | 2.7333 | Residential & Commercial | Ducted CEE Tier 1
215937768 | Central HP <5.4 tons | ARCOAIRE | HRCU-A-CB (Split System: Heat Pump with Remote Outdoor Unit-Air-Source) | H5H3V48*K*AAA* |  |  | EVD5X48M21A*+WALLCON | *80CTL1102120B* | 44500 | 20 | 8.1 | 52000 | 38000 | 73.08% | 1.9 | 0 | 11 |  |  |  | No | R-454B | 3.7083 | Residential & Commercial | Ducted CEE Tier 1
212652407 | Central HP <5.4 tons | EVERREST | HRCU-A-CB (Split System: Heat Pump with Remote Outdoor Unit-Air-Source) | ASZS601810A* |  |  | CA*EA2422*4A* | A*VC960603BNB* | 16600 | 17.5 | 8.5 | 17400 | 13000 | 74.71% | 2.1 | 0 | 10.9 |  |  |  | No | R-410A | 1.3833 | Residential & Commercial | Ducted CEE Tier 1
204299003 | Central HP <5.4 tons | KENMORE | HRCU-A-CB (Split System: Heat Pump with Remote Outdoor Unit-Air-Source) | (C,H,T)VH837GKA** |  |  | EA*4X42L21A*+WALLCON | *97CMN1002122A* | 31800 | 17 | 8.1 | 33000 | 24400 | 73.94% | 1.9 | 11.5 | 11.5 |  |  |  | No | R-410A | 2.65 | Residential & Commercial | Ducted CEE Tier 1
204299323 | Central HP <5.4 tons | KENMORE | HRCU-A-CB (Split System: Heat Pump with Remote Outdoor Unit-Air-Source) | (C,H,T)VH837GKA** |  |  | EA*4X48L21A*+WALLCON | *80CTL0901716A* | 32400 | 18 | 8.5 | 32600 | 24800 | 76.07% | 2 | 12 | 11.7 |  |  |  | No | R-410A | 2.7 | Residential & Commercial | Ducted CEE Tier 1
212974981 | Central HP <5.4 tons | ARCOAIRE | HRCU-A-CB (Split System: Heat Pump with Remote Outdoor Unit-Air-Source) | DLCURAH24ABK |  |  | EA*4X36L17A* | *96VTN0401410B* | 23400 | 16 | 8.5 | 26200 | 24200 | 92.37% | 2 | 0 | 10 |  |  |  | No | R-410A | 1.95 | Residential & Commercial | Ducted CEE Tier 1
212969819 | Central HP <5.4 tons | ARCOAIRE | HRCU-A-CB (Split System: Heat Pump with Remote Outdoor Unit-Air-Source) | DLCURAH24ABK |  |  | EN(A,D)4X30L14** | *80VSL0451412B* | 23400 | 17 | 8.1 | 25800 | 24400 | 94.57% | 2.04 | 0 | 10 |  |  |  | No | R-410A | 1.95 | Residential & Commercial | Ducted CEE Tier 1
214229193 | Central HP <5.4 tons | ARCOAIRE | HRCU-A-CB (Split System: Heat Pump with Remote Outdoor Unit-Air-Source) | DLCURAH24ABK |  |  | EN(A,D)4X30L17** | *80MSU0601716A* | 23600 | 17 | 8.5 | 25600 | 24000 | 93.75% | 2 | 0 | 10.5 |  |  |  | No | R-410A | 1.9667 | Residential & Commercial | Ducted CEE Tier 1
212973915 | Central HP <5.4 tons | ARCOAIRE | HRCU-A-CB (Split System: Heat Pump with Remote Outdoor Unit-Air-Source) | DLCURAH24ABK |  |  | EN(A,D,W)4X36L17** | *96VSN0801716B* | 23400 | 16.5 | 8.1 | 25800 | 24200 | 93.8% | 2 | 0 | 10 |  |  |  | No | R-410A | 1.95 | Residential & Commercial | Ducted CEE Tier 1
212975020 | Central HP <5.4 tons | ARCOAIRE | HRCU-A-CB (Split System: Heat Pump with Remote Outdoor Unit-Air-Source) | DLCURAH24ABK |  |  | EN(A,D)4X24L17** | *96VTN0401410B* | 23200 | 15.5 | 8.5 | 27000 | 25000 | 92.59% | 2.06 | 0 | 10 |  |  |  | No | R-410A | 1.9333 | Residential & Commercial | Ducted CEE Tier 1
212653142 | Central HP <5.4 tons | EVERREST | HRCU-A-CB (Split System: Heat Pump with Remote Outdoor Unit-Air-Source) | ASZV903610A* |  |  | CA*F3743*6D*+TXV | A*VC800604B*A* | 33600 | 19 | 8.2 | 34000 | 24400 | 71.76% | 1.8 | 0 | 12 |  |  |  | No | R-410A | 2.8 | Residential & Commercial | Ducted CEE Tier 1
212651184 | Central HP <5.4 tons | EVERREST | HRCU-A-CB (Split System: Heat Pump with Remote Outdoor Unit-Air-Source) | ASZV903610A* |  |  | CHPF3642C6C*+TXV | A*VS960603BUA* | 33400 | 18 | 8.2 | 34000 | 24400 | 71.76% | 1.8 | 0 | 11 |  |  |  | No | R-410A | 2.7833 | Residential & Commercial | Ducted CEE Tier 1
212652054 | Central HP <5.4 tons | EVERREST | HRCU-A-CB (Split System: Heat Pump with Remote Outdoor Unit-Air-Source) | ASZV903610A* |  |  | CSCF3642N6D*+TXV | A*VC800604B*A* | 33800 | 18.5 | 8.2 | 34000 | 24400 | 71.76% | 1.8 | 0 | 11.5 |  |  |  | No | R-410A | 2.8167 | Residential & Commercial | Ducted CEE Tier 1
214229292 | Central HP <5.4 tons | ARCOAIRE | HRCU-A-CB (Split System: Heat Pump with Remote Outdoor Unit-Air-Source) | DLCURAH36ABK |  |  | EA*4X37L17A* | *80MSU0601716A* | 36000 | 16 | 8.5 | 38500 | 34800 | 90.39% | 2.02 | 0 | 10 |  |  |  | No | R-410A | 3 | Residential & Commercial | Ducted CEE Tier 1
212651113 | Central HP <5.4 tons | EVERREST | HRCU-A-CB (Split System: Heat Pump with Remote Outdoor Unit-Air-Source) | ASZV903610A* |  |  | CA*F3743*6D*+TXV | A*VC960603BNB* | 33600 | 18.5 | 8.2 | 34000 | 24400 | 71.76% | 1.8 | 0 | 11.5 |  |  |  | No | R-410A | 2.8 | Residential & Commercial | Ducted CEE Tier 1
212651148 | Central HP <5.4 tons | EVERREST | HRCU-A-CB (Split System: Heat Pump with Remote Outdoor Unit-Air-Source) | ASZV903610A* |  |  | CA*F3743*6D*+MBVC1201**-1A*+TXV |  | 34000 | 19 | 8.2 | 34000 | 24400 | 71.76% | 1.8 | 0 | 12 |  |  |  | No | R-410A | 2.8333 | Residential & Commercial | Ducted CEE Tier 1
211228448 | Central HP <5.4 tons | ARCOAIRE | HRCU-A-CB (Split System: Heat Pump with Remote Outdoor Unit-Air-Source) | DLCURAH36ABK |  |  | EA*4X43L21A* | *92ESN0802120A* | 37400 | 16 | 8.5 | 38500 | 34800 | 90.39% | 2.14 | 0 | 10 |  |  |  | No | R-410A | 3.1167 | Residential & Commercial | Ducted CEE Tier 1
211229584 | Central HP <5.4 tons | ARCOAIRE | HRCU-A-CB (Split System: Heat Pump with Remote Outdoor Unit-Air-Source) | DLCURAH36ABK |  |  | EA*4X48L24A* | *95ESU1002122A* | 37200 | 15.5 | 8.5 | 38500 | 35000 | 90.91% | 2.12 | 0 | 10 |  |  |  | No | R-410A | 3.1 | Residential & Commercial | Ducted CEE Tier 1
216051226 | Central HP <5.4 tons | RUSSELL | HRCU-A-CB (Split System: Heat Pump with Remote Outdoor Unit-Air-Source) | SP19AY36AJVC |  |  | TCFY3621MEAAM | S802V0504A17UH | 34200 | 20 | 10 | 34200 | 29600 | 86.55% | 2 | 0 | 12 |  |  |  | No | R-454B | 2.85 | Residential & Commercial | Ducted CEE Tier 1
215932358 | Central HP <5.4 tons | ARCOAIRE | HRCU-A-CB (Split System: Heat Pump with Remote Outdoor Unit-Air-Source) | H5H3V36*K*AAA* |  |  | EA*5X42M21A*+WALLCON | *96CTN1002122B* | 32800 | 20 | 9.5 | 34800 | 26600 | 76.44% | 2 | 0 | 11.5 |  |  |  | No | R-454B | 2.7333 | Residential & Commercial | Ducted CEE Tier 1
215931938 | Central HP <5.4 tons | ARCOAIRE | HRCU-A-CB (Split System: Heat Pump with Remote Outdoor Unit-Air-Source) | H5H3V36*K*AAA* |  |  | EA*5X24M17A*+WALLCON | *97CMN0601714B* | 31400 | 18.5 | 9.5 | 35000 | 27000 | 77.14% | 1.98 | 0 | 10 |  |  |  | No | R-454B | 2.6167 | Residential & Commercial | Ducted CEE Tier 1
215667929 | Central HP <5.4 tons | KEEPRITE | HRCU-A-CB (Split System: Heat Pump with Remote Outdoor Unit-Air-Source) | C5H0V24*K*AAA* |  |  | EA*5X37M21A*+WALLCON | *96CTN0801714B* | 24000 | 17.5 | 9 | 23200 | 16300 | 70.26% | 2.02 | 0 | 10.5 |  |  |  | No | R-454B | 2 | Residential & Commercial | Ducted CEE Tier 1
215667533 | Central HP <5.4 tons | KEEPRITE | HRCU-A-CB (Split System: Heat Pump with Remote Outdoor Unit-Air-Source) | C5H0V24*K*AAA* |  |  | EA*5X30M17A*+WALLCON | *96CTN0601714B* | 23000 | 17 | 8.5 | 23800 | 16700 | 70.17% | 1.86 | 0 | 10 |  |  |  | No | R-454B | 1.9167 | Residential & Commercial | Ducted CEE Tier 1
215667064 | Central HP <5.4 tons | KEEPRITE | HRCU-A-CB (Split System: Heat Pump with Remote Outdoor Unit-Air-Source) | C5H0V24*K*AAA* |  |  | EA*5X24M17A*+WALLCON | *80CTL0901716B* | 22800 | 17 | 9 | 24000 | 16800 | 70% | 1.96 | 0 | 10 |  |  |  | No | R-454B | 1.9 | Residential & Commercial | Ducted CEE Tier 1
212653363 | Central HP <5.4 tons | EVERREST | HRCU-A-CB (Split System: Heat Pump with Remote Outdoor Unit-Air-Source) | ASZS601810A* |  |  | CA*EA1818*4A*+MBVC1600**-1A* |  | 16600 | 17.5 | 8.5 | 17400 | 13000 | 74.71% | 2.1 | 0 | 10.9 |  |  |  | No | R-410A | 1.3833 | Residential & Commercial | Ducted CEE Tier 1
212653782 | Central HP <5.4 tons | EVERREST | HRCU-A-CB (Split System: Heat Pump with Remote Outdoor Unit-Air-Source) | ASZS601810A* |  |  | CA*EA1818*4A* | A*VM970603BNB* | 16600 | 17.5 | 8.5 | 17400 | 13000 | 74.71% | 2.1 | 0 | 10.9 |  |  |  | No | R-410A | 1.3833 | Residential & Commercial | Ducted CEE Tier 1
214573456 | Central HP <5.4 tons | KENMORE | HRCU-A-CB (Split System: Heat Pump with Remote Outdoor Unit-Air-Source) | (C,H,T)VH837GKA** |  |  | EN(A,D,W)4X48L21**+WALLCON | *95CSU1002122B* | 32400 | 17.5 | 8.5 | 32600 | 24800 | 76.07% | 1.98 | 0 | 11.5 |  |  |  | No | R-410A | 2.7 | Residential & Commercial | Ducted CEE Tier 1
214573006 | Central HP <5.4 tons | KENMORE | HRCU-A-CB (Split System: Heat Pump with Remote Outdoor Unit-Air-Source) | (C,H,T)VH837GKA** |  |  | EA*4X61L21A*+WALLCON | *96CTN0802120B* | 33200 | 18.5 | 8.5 | 31800 | 24800 | 77.99% | 2 | 0 | 11.5 |  |  |  | No | R-410A | 2.7667 | Residential & Commercial | Ducted CEE Tier 1
204300207 | Central HP <5.4 tons | KENMORE | HRCU-A-CB (Split System: Heat Pump with Remote Outdoor Unit-Air-Source) | (C,H,T)VH837GKA** |  |  | EHD4X36AAL+WALLCON | *80CTL0901716A* | 32400 | 17 | 8.1 | 33200 | 24600 | 74.1% | 1.94 | 12 | 11 |  |  |  | No | R-410A | 2.7 | Residential & Commercial | Ducted CEE Tier 1
206997706 | Central HP <5.4 tons | KENMORE | HRCU-A-CB (Split System: Heat Pump with Remote Outdoor Unit-Air-Source) | (C,H,T)VH837GKA2* |  |  | EA*4X43L21A*+WALLCON | *97CMN1002122A* | 33000 | 17.5 | 8.5 | 33000 | 25200 | 76.36% | 2 | 12 | 11.7 |  |  |  | No | R-410A | 2.75 | Residential & Commercial | Ducted CEE Tier 1
206997721 | Central HP <5.4 tons | KENMORE | HRCU-A-CB (Split System: Heat Pump with Remote Outdoor Unit-Air-Source) | (C,H,T)VH837GKA2* |  |  | EA*4X48L21A*+WALLCON | *97CMN1002122A* | 32400 | 17.5 | 8.5 | 32600 | 25000 | 76.69% | 1.98 | 12 | 11.7 |  |  |  | No | R-410A | 2.7 | Residential & Commercial | Ducted CEE Tier 1
214574066 | Central HP <5.4 tons | KENMORE | HRCU-A-CB (Split System: Heat Pump with Remote Outdoor Unit-Air-Source) | (C,H,T)VH837GKA2* |  |  | EA*4X60L24A*+WALLCON | *97CMN0602120B* | 32600 | 17.5 | 8.5 | 31800 | 25000 | 78.62% | 1.96 | 0 | 11 |  |  |  | No | R-410A | 2.7167 | Residential & Commercial | Ducted CEE Tier 1
206997828 | Central HP <5.4 tons | KENMORE | HRCU-A-CB (Split System: Heat Pump with Remote Outdoor Unit-Air-Source) | (C,H,T)VH837GKA2* |  |  | EHD4X42AAL+WALLCON | *97CMN1002122A* | 32600 | 16.5 | 8.1 | 33000 | 24800 | 75.15% | 1.96 | 12 | 11 |  |  |  | No | R-410A | 2.7167 | Residential & Commercial | Ducted CEE Tier 1
206997833 | Central HP <5.4 tons | KENMORE | HRCU-A-CB (Split System: Heat Pump with Remote Outdoor Unit-Air-Source) | (C,H,T)VH837GKA2* |  |  | EHD4X42AAL+WALLCON | *80CTL0901716A* | 32600 | 17 | 8.1 | 33000 | 24800 | 75.15% | 1.96 | 12 | 11 |  |  |  | No | R-410A | 2.7167 | Residential & Commercial | Ducted CEE Tier 1
214573956 | Central HP <5.4 tons | KENMORE | HRCU-A-CB (Split System: Heat Pump with Remote Outdoor Unit-Air-Source) | (C,H,T)VH837GKA2* |  |  | EA*4X48L21A*+WALLCON | *97CMN0802120B* | 32200 | 17.5 | 8.5 | 32400 | 25000 | 77.16% | 1.98 | 0 | 11 |  |  |  | No | R-410A | 2.6833 | Residential & Commercial | Ducted CEE Tier 1
213078739 | Central HP <5.4 tons | ARCOAIRE | HRCU-A-CB (Split System: Heat Pump with Remote Outdoor Unit-Air-Source) | DLCURAH36ABK |  |  | EA*4X42L24A* | *80MS(N,L)1102420A* | 35600 | 16.5 | 8.1 | 38500 | 35000 | 90.91% | 1.9 | 0 | 10 |  |  |  | No | R-410A | 2.9667 | Residential & Commercial | Ducted CEE Tier 1
213079829 | Central HP <5.4 tons | ARCOAIRE | HRCU-A-CB (Split System: Heat Pump with Remote Outdoor Unit-Air-Source) | DLCURAH36ABK |  |  | EN(A,D)4X48L24** | *92MSN1002120A* | 36000 | 16.5 | 8.1 | 38500 | 34800 | 90.39% | 2 | 0 | 10.5 |  |  |  | No | R-410A | 3 | Residential & Commercial | Ducted CEE Tier 1
212650056 | Central HP <5.4 tons | EVERREST | HRCU-A-CB (Split System: Heat Pump with Remote Outdoor Unit-Air-Source) | ASZV903610A* |  |  | CA*F3137*6A*+TXV | A*VM970603BNB* | 33600 | 18.5 | 8.2 | 34000 | 24400 | 71.76% | 1.8 | 0 | 11.5 |  |  |  | No | R-410A | 2.8 | Residential & Commercial | Ducted CEE Tier 1
213079277 | Central HP <5.4 tons | ARCOAIRE | HRCU-A-CB (Split System: Heat Pump with Remote Outdoor Unit-Air-Source) | DLCURAH36ABK |  |  | EA*4X48L24A* | *80MSU0802120A* | 35600 | 16.5 | 8.5 | 37800 | 34600 | 91.53% | 2.06 | 0 | 10 |  |  |  | No | R-410A | 2.9667 | Residential & Commercial | Ducted CEE Tier 1
211229166 | Central HP <5.4 tons | ARCOAIRE | HRCU-A-CB (Split System: Heat Pump with Remote Outdoor Unit-Air-Source) | DLCURAH36ABK |  |  | EA*4X48L21A* | *96VTN0802120A* | 35400 | 16 | 8.1 | 37800 | 34600 | 91.53% | 2.02 | 0 | 10 |  |  |  | No | R-410A | 2.95 | Residential & Commercial | Ducted CEE Tier 1
211228882 | Central HP <5.4 tons | ARCOAIRE | HRCU-A-CB (Split System: Heat Pump with Remote Outdoor Unit-Air-Source) | DLCURAH36ABK |  |  | EA*4X48L21A* | *80ESU0802120A | 37400 | 15.5 | 8.5 | 38500 | 35000 | 90.91% | 2.14 | 0 | 10 |  |  |  | No | R-410A | 3.1167 | Residential & Commercial | Ducted CEE Tier 1
215668953 | Central HP <5.4 tons | KEEPRITE | HRCU-A-CB (Split System: Heat Pump with Remote Outdoor Unit-Air-Source) | C5H0V36*K*AAA* |  |  | EA*5X43M21A*+WALLCON | *80CSU0401712A* | 34400 | 18 | 9 | 35200 | 25200 | 71.59% | 1.88 | 0 | 10 |  |  |  | No | R-454B | 2.8667 | Residential & Commercial | Ducted CEE Tier 1
206765885 | Central HP <5.4 tons | KEEPRITE | HRCU-A-CB (Split System: Heat Pump with Remote Outdoor Unit-Air-Source) | CVH825GKA3* |  |  | EA*4X37L17A*+WALLCON | *96CTN0801714A* | 24200 | 16.5 | 8.1 | 21400 | 16700 | 78.04% | 1.98 | 11.5 | 11 |  |  |  | No | R-410A | 2.0167 | Residential & Commercial | Ducted CEE Tier 1
206767539 | Central HP <5.4 tons | KEEPRITE | HRCU-A-CB (Split System: Heat Pump with Remote Outdoor Unit-Air-Source) | CVH825GKA3* |  |  | EA*4X37L21A*+WALLCON | *95CSU0601716A* | 24400 | 16.5 | 8.1 | 21400 | 16700 | 78.04% | 2.02 | 11.5 | 10.5 |  |  |  | No | R-410A | 2.0333 | Residential & Commercial | Ducted CEE Tier 1
215678420 | Central HP <5.4 tons | KEEPRITE | HRCU-A-CB (Split System: Heat Pump with Remote Outdoor Unit-Air-Source) | C5H0V24*K*AAA* |  |  | EA*5X37M21A*+WALLCON | *97CTN0801716A* | 24000 | 17 | 9 | 23400 | 16400 | 70.09% | 2 | 0 | 10.5 |  |  |  | No | R-454B | 2 | Residential & Commercial | Ducted CEE Tier 1
215678370 | Central HP <5.4 tons | KEEPRITE | HRCU-A-CB (Split System: Heat Pump with Remote Outdoor Unit-Air-Source) | C5H0V24*K*AAA* |  |  | EA*5X37M17A*+WALLCON | *97CTN0601716A* | 23600 | 16.5 | 9 | 23600 | 16600 | 70.34% | 1.98 | 0 | 10 |  |  |  | No | R-454B | 1.9667 | Residential & Commercial | Ducted CEE Tier 1
215667897 | Central HP <5.4 tons | KEEPRITE | HRCU-A-CB (Split System: Heat Pump with Remote Outdoor Unit-Air-Source) | C5H0V24*K*AAA* |  |  | EA*5X37M21A*+WALLCON | *97CMN0602120B* | 24000 | 17 | 9 | 23400 | 16400 | 70.09% | 2.02 | 0 | 10.5 |  |  |  | No | R-454B | 2 | Residential & Commercial | Ducted CEE Tier 1
206765552 | Central HP <5.4 tons | KEEPRITE | HRCU-A-CB (Split System: Heat Pump with Remote Outdoor Unit-Air-Source) | CVH825GKA3* |  |  | EA*4X25L17A*+WALLCON | *80CTL0701412A* | 24400 | 17.5 | 8.5 | 21200 | 16600 | 78.3% | 2.02 | 11 | 11.5 |  |  |  | No | R-410A | 2.0333 | Residential & Commercial | Ducted CEE Tier 1
215667606 | Central HP <5.4 tons | KEEPRITE | HRCU-A-CB (Split System: Heat Pump with Remote Outdoor Unit-Air-Source) | C5H0V24*K*AAA* |  |  | EA*5X36M17A*+WALLCON | *80CTL0451712B* | 23000 | 16.5 | 9 | 23800 | 16700 | 70.17% | 1.98 | 0 | 10 |  |  |  | No | R-454B | 1.9167 | Residential & Commercial | Ducted CEE Tier 1
215667640 | Central HP <5.4 tons | KEEPRITE | HRCU-A-CB (Split System: Heat Pump with Remote Outdoor Unit-Air-Source) | C5H0V24*K*AAA* |  |  | EA*5X36M17A*+WALLCON | *80CTL0701716B* | 23200 | 17 | 9 | 23600 | 16600 | 70.34% | 1.98 | 0 | 10 |  |  |  | No | R-454B | 1.9333 | Residential & Commercial | Ducted CEE Tier 1
215667657 | Central HP <5.4 tons | KEEPRITE | HRCU-A-CB (Split System: Heat Pump with Remote Outdoor Unit-Air-Source) | C5H0V24*K*AAA* |  |  | EA*5X36M17A*+WALLCON | *80CTL0901716B* | 23200 | 17 | 9 | 23600 | 16600 | 70.34% | 1.98 | 0 | 10.5 |  |  |  | No | R-454B | 1.9333 | Residential & Commercial | Ducted CEE Tier 1
215667905 | Central HP <5.4 tons | KEEPRITE | HRCU-A-CB (Split System: Heat Pump with Remote Outdoor Unit-Air-Source) | C5H0V24*K*AAA* |  |  | EA*5X37M21A*+WALLCON | *97CMN0801714B* | 24000 | 17.5 | 9 | 23400 | 16400 | 70.09% | 2 | 0 | 10.5 |  |  |  | No | R-454B | 2 | Residential & Commercial | Ducted CEE Tier 1
215674546 | Central HP <5.4 tons | KEEPRITE | HRCU-A-CB (Split System: Heat Pump with Remote Outdoor Unit-Air-Source) | C5H0V48*K*AAA* |  |  | EA*5X61M24A*+WALLCON | *95CSU1002122B* | 46000 | 18 | 9 | 47500 | 33600 | 70.74% | 2.08 | 0 | 10 |  |  |  | No | R-454B | 3.8333 | Residential & Commercial | Ducted CEE Tier 1
215682210 | Central HP <5.4 tons | KEEPRITE | HRCU-A-CB (Split System: Heat Pump with Remote Outdoor Unit-Air-Source) | C5H0V48*K*AAA* |  |  | EVD5X48M24A*+WALLCON | *97CTN0802120A* | 47000 | 18.5 | 9 | 50000 | 36400 | 72.8% | 2 | 0 | 10 |  |  |  | No | R-454B | 3.9167 | Residential & Commercial | Ducted CEE Tier 1
215681940 | Central HP <5.4 tons | KEEPRITE | HRCU-A-CB (Split System: Heat Pump with Remote Outdoor Unit-Air-Source) | C5H0V48*K*AAA* |  |  | EVM5X60M21A*+WALLCON | *80CSU1002120B* | 48000 | 18.5 | 9 | 50000 | 36600 | 73.2% | 2 | 0 | 10 |  |  |  | No | R-454B | 4 | Residential & Commercial | Ducted CEE Tier 1
215676130 | Central HP <5.4 tons | KEEPRITE | HRCU-A-CB (Split System: Heat Pump with Remote Outdoor Unit-Air-Source) | C5H0V48*K*AAA* |  |  | EVD5X48M21A*+WALLCON | *80CTL1102120B* | 47000 | 18.5 | 9 | 50000 | 36400 | 72.8% | 2 | 0 | 10 |  |  |  | No | R-454B | 3.9167 | Residential & Commercial | Ducted CEE Tier 1
215675710 | Central HP <5.4 tons | KEEPRITE | HRCU-A-CB (Split System: Heat Pump with Remote Outdoor Unit-Air-Source) | C5H0V48*K*AAA* |  |  | EVM5X60M21A*+WALLCON | *80CTL0701716B* | 48000 | 18.5 | 9 | 50000 | 37200 | 74.4% | 2 | 0 | 10 |  |  |  | No | R-454B | 4 | Residential & Commercial | Ducted CEE Tier 1
215675730 | Central HP <5.4 tons | KEEPRITE | HRCU-A-CB (Split System: Heat Pump with Remote Outdoor Unit-Air-Source) | C5H0V48*K*AAA* |  |  | EVM5X60M21A*+WALLCON | *80CTL0901716B* | 48000 | 19 | 9 | 50000 | 37000 | 74% | 1.98 | 0 | 10 |  |  |  | No | R-454B | 4 | Residential & Commercial | Ducted CEE Tier 1
215674608 | Central HP <5.4 tons | KEEPRITE | HRCU-A-CB (Split System: Heat Pump with Remote Outdoor Unit-Air-Source) | C5H0V48*K*AAA* |  |  | EA*5X61M24A*+WALLCON | *97CMN1002122B* | 46000 | 18.5 | 9 | 47500 | 33600 | 70.74% | 2.06 | 0 | 10 |  |  |  | No | R-454B | 3.8333 | Residential & Commercial | Ducted CEE Tier 1
215674525 | Central HP <5.4 tons | KEEPRITE | HRCU-A-CB (Split System: Heat Pump with Remote Outdoor Unit-Air-Source) | C5H0V48*K*AAA* |  |  | EA*5X61M24A*+WALLCON | *95CSU0802120B* | 46000 | 17.5 | 9 | 48000 | 33800 | 70.42% | 2.08 | 0 | 10 |  |  |  | No | R-454B | 3.8333 | Residential & Commercial | Ducted CEE Tier 1
214239327 | Central HP <5.4 tons | ARCOAIRE | HRCU-A-CB (Split System: Heat Pump with Remote Outdoor Unit-Air-Source) | HVH837GKA2* |  |  | EN(A,D)4X48L24**+WALLCON | *97CMN1202422B* | 32400 | 17 | 8.1 | 32800 | 24600 | 75% | 1.94 | 0 | 11.5 |  |  |  | No | R-410A | 2.7 | Residential & Commercial | Ducted CEE Tier 1
214238957 | Central HP <5.4 tons | ARCOAIRE | HRCU-A-CB (Split System: Heat Pump with Remote Outdoor Unit-Air-Source) | HVH837GKA2* |  |  | END4X42L17**+WALLCON | *80CTL0451712B* | 31800 | 16.5 | 8.1 | 33400 | 25000 | 74.85% | 1.86 | 0 | 11 |  |  |  | No | R-410A | 2.65 | Residential & Commercial | Ducted CEE Tier 1
212973005 | Central HP <5.4 tons | ARCOAIRE | HRCU-A-CB (Split System: Heat Pump with Remote Outdoor Unit-Air-Source) | DLCURAH24ABK |  |  | EN(A,D,W)4X36L17** | *96VSN0401410B* | 23400 | 16 | 8.1 | 26400 | 24600 | 93.18% | 2.02 | 0 | 10 |  |  |  | No | R-410A | 1.95 | Residential & Commercial | Ducted CEE Tier 1
210597628 | Central HP <5.4 tons | KEEPRITE | HRCU-A-CB (Split System: Heat Pump with Remote Outdoor Unit-Air-Source) | CVH837GKA** |  |  | EN(A,D,W)4X60L24**+WALLCON | *96CTN1202422A* | 32800 | 18 | 8.1 | 32200 | 24600 | 76.4% | 1.98 | 0 | 12 |  |  |  | No | R-410A | 2.7333 | Residential & Commercial | Ducted CEE Tier 1
212987811 | Central HP <5.4 tons | ARCOAIRE | HRCU-A-CB (Split System: Heat Pump with Remote Outdoor Unit-Air-Source) | DLCURAH24ABK |  |  | EA*4X37L21A* | *96MSN0802120A* | 24200 | 17.5 | 8.5 | 25200 | 21600 | 85.71% | 1.82 | 0 | 10 |  |  |  | No | R-410A | 2.0167 | Residential & Commercial | Ducted CEE Tier 1
210609970 | Central HP <5.4 tons | FRANKLIN | HRCU-A-CB (Split System: Heat Pump with Remote Outdoor Unit-Air-Source) | GSZV903610A* |  |  | AMVE36CP1400A* |  | 33600 | 18.5 | 8.2 | 34000 | 24400 | 71.76% | 1.8 | 0 | 11.5 |  |  |  | No | R-410A | 2.8 | Residential & Commercial | Ducted CEE Tier 1
210609971 | Central HP <5.4 tons | FRANKLIN | HRCU-A-CB (Split System: Heat Pump with Remote Outdoor Unit-Air-Source) | GSZV903610A* |  |  | AMVE48DP1400A* |  | 34000 | 19 | 8.2 | 34000 | 24400 | 71.76% | 1.8 | 0 | 12 |  |  |  | No | R-410A | 2.8333 | Residential & Commercial | Ducted CEE Tier 1
212652951 | Central HP <5.4 tons | EVERREST | HRCU-A-CB (Split System: Heat Pump with Remote Outdoor Unit-Air-Source) | GSZV903610A* |  |  | CHPF3743C6B*+TXV | G*VM970803BNB* | 33400 | 18 | 8.2 | 34000 | 24400 | 71.76% | 1.8 | 0 | 11 |  |  |  | No | R-410A | 2.7833 | Residential & Commercial | Ducted CEE Tier 1
212653772 | Central HP <5.4 tons | EVERREST | HRCU-A-CB (Split System: Heat Pump with Remote Outdoor Unit-Air-Source) | GSZV903610A* |  |  | CSCF3642N6D*+TXV | G*VC800804C*A* | 33800 | 18.5 | 8.2 | 34000 | 24400 | 71.76% | 1.8 | 0 | 11.5 |  |  |  | No | R-410A | 2.8167 | Residential & Commercial | Ducted CEE Tier 1
210692942 | Central HP <5.4 tons | FRANKLIN | HRCU-A-CB (Split System: Heat Pump with Remote Outdoor Unit-Air-Source) | GSZV903610A* |  |  | CHPF3642C6C*+TXV | G*VS960603BUA* | 33400 | 18 | 8.2 | 34000 | 24400 | 71.76% | 1.8 | 0 | 11 |  |  |  | No | R-410A | 2.7833 | Residential & Commercial | Ducted CEE Tier 1
212651275 | Central HP <5.4 tons | EVERREST | HRCU-A-CB (Split System: Heat Pump with Remote Outdoor Unit-Air-Source) | GSZV903610A* |  |  | CHPF3743C6B*+TXV | G*VC960803BNB* | 33400 | 18 | 8.2 | 34000 | 24400 | 71.76% | 1.8 | 0 | 11 |  |  |  | No | R-410A | 2.7833 | Residential & Commercial | Ducted CEE Tier 1
212651341 | Central HP <5.4 tons | EVERREST | HRCU-A-CB (Split System: Heat Pump with Remote Outdoor Unit-Air-Source) | GSZV903610A* |  |  | CSCF3642N6D*+TXV | G*VC960804CNB* | 33800 | 18.5 | 8.2 | 34000 | 24400 | 71.76% | 1.8 | 0 | 11.5 |  |  |  | No | R-410A | 2.8167 | Residential & Commercial | Ducted CEE Tier 1
212653080 | Central HP <5.4 tons | EVERREST | HRCU-A-CB (Split System: Heat Pump with Remote Outdoor Unit-Air-Source) | ASZV903610A* |  |  | CHPF3642C6C*+TXV | A*VC960403BNB* | 33400 | 18 | 8.2 | 34000 | 24400 | 71.76% | 1.8 | 0 | 11 |  |  |  | No | R-410A | 2.7833 | Residential & Commercial | Ducted CEE Tier 1
212653753 | Central HP <5.4 tons | EVERREST | HRCU-A-CB (Split System: Heat Pump with Remote Outdoor Unit-Air-Source) | ASZV903610A* |  |  | CHPF3642C6C*+TXV | A*VC960804CNB* | 33400 | 18 | 8.2 | 34000 | 24400 | 71.76% | 1.8 | 0 | 11 |  |  |  | No | R-410A | 2.7833 | Residential & Commercial | Ducted CEE Tier 1
215676950 | Central HP <5.4 tons | KEEPRITE | HRCU-A-CB (Split System: Heat Pump with Remote Outdoor Unit-Air-Source) | C5H0V48*K*AAA* |  |  | EVD5X61M24A*+WALLCON | *96CTN1002122B* | 48500 | 19.5 | 9.5 | 50000 | 36800 | 73.6% | 2.12 | 0 | 10.5 |  |  |  | No | R-454B | 4.0417 | Residential & Commercial | Ducted CEE Tier 1
215676730 | Central HP <5.4 tons | KEEPRITE | HRCU-A-CB (Split System: Heat Pump with Remote Outdoor Unit-Air-Source) | C5H0V48*K*AAA* |  |  | EVD5X61M21A*+WALLCON | *80CTL0702120B* | 48500 | 19 | 9 | 50000 | 37000 | 74% | 2 | 0 | 10.5 |  |  |  | No | R-454B | 4.0417 | Residential & Commercial | Ducted CEE Tier 1
215676830 | Central HP <5.4 tons | KEEPRITE | HRCU-A-CB (Split System: Heat Pump with Remote Outdoor Unit-Air-Source) | C5H0V48*K*AAA* |  |  | EVD5X61M21A*+WALLCON | *96CTN0801714B* | 48000 | 19 | 9 | 50000 | 36400 | 72.8% | 2.02 | 0 | 10 |  |  |  | No | R-454B | 4 | Residential & Commercial | Ducted CEE Tier 1
215682550 | Central HP <5.4 tons | KEEPRITE | HRCU-A-CB (Split System: Heat Pump with Remote Outdoor Unit-Air-Source) | C5H0V48*K*AAA* |  |  | EVD5X61M24A*+WALLCON | *97CTN0802120A* | 48500 | 19 | 9.5 | 50000 | 36800 | 73.6% | 2.1 | 0 | 10.5 |  |  |  | No | R-454B | 4.0417 | Residential & Commercial | Ducted CEE Tier 1
215682530 | Central HP <5.4 tons | KEEPRITE | HRCU-A-CB (Split System: Heat Pump with Remote Outdoor Unit-Air-Source) | C5H0V48*K*AAA* |  |  | EVD5X61M24A*+WALLCON | *80CSU0802120B* | 49000 | 19 | 9 | 50000 | 36400 | 72.8% | 2.12 | 0 | 10.5 |  |  |  | No | R-454B | 4.0833 | Residential & Commercial | Ducted CEE Tier 1
212650223 | Central HP <5.4 tons | EVERREST | HRCU-A-CB (Split System: Heat Pump with Remote Outdoor Unit-Air-Source) | ASZV903610A* |  |  | CHPF3743C6B*+TXV | A*VC960403BNB* | 33400 | 18 | 8.2 | 34000 | 24400 | 71.76% | 1.8 | 0 | 11 |  |  |  | No | R-410A | 2.7833 | Residential & Commercial | Ducted CEE Tier 1
213078631 | Central HP <5.4 tons | ARCOAIRE | HRCU-A-CB (Split System: Heat Pump with Remote Outdoor Unit-Air-Source) | DLCURAH36ABK |  |  | EA*4X42L21A* | *80MS(N,L)1102120A* | 35800 | 16.5 | 8.1 | 38500 | 35000 | 90.91% | 1.9 | 0 | 10 |  |  |  | No | R-410A | 2.9833 | Residential & Commercial | Ducted CEE Tier 1
213078424 | Central HP <5.4 tons | ARCOAIRE | HRCU-A-CB (Split System: Heat Pump with Remote Outdoor Unit-Air-Source) | DLCURAH36ABK |  |  | EA*4X42L24A* | *80MS(N,L)0902116A* | 35200 | 16.5 | 8.1 | 38500 | 35000 | 90.91% | 1.88 | 0 | 10 |  |  |  | No | R-410A | 2.9333 | Residential & Commercial | Ducted CEE Tier 1
212653238 | Central HP <5.4 tons | EVERREST | HRCU-A-CB (Split System: Heat Pump with Remote Outdoor Unit-Air-Source) | ASZV903610A* |  |  | CSCF3642N6D*+TXV | A*VC961205DNB* | 33800 | 18.5 | 8.2 | 34000 | 24400 | 71.76% | 1.8 | 0 | 11.5 |  |  |  | No | R-410A | 2.8167 | Residential & Commercial | Ducted CEE Tier 1
212650062 | Central HP <5.4 tons | EVERREST | HRCU-A-CB (Split System: Heat Pump with Remote Outdoor Unit-Air-Source) | ASZV903610A* |  |  | CHPF3642C6C*+TXV | A*VM971005CNB* | 33400 | 18 | 8.2 | 34000 | 24400 | 71.76% | 1.8 | 0 | 11 |  |  |  | No | R-410A | 2.7833 | Residential & Commercial | Ducted CEE Tier 1
212651164 | Central HP <5.4 tons | EVERREST | HRCU-A-CB (Split System: Heat Pump with Remote Outdoor Unit-Air-Source) | ASZV903610A* |  |  | CSCF3642N6D*+TXV | A*VS800604BUA* | 33800 | 18.5 | 8.2 | 34000 | 24400 | 71.76% | 1.8 | 0 | 11.5 |  |  |  | No | R-410A | 2.8167 | Residential & Commercial | Ducted CEE Tier 1
212653769 | Central HP <5.4 tons | EVERREST | HRCU-A-CB (Split System: Heat Pump with Remote Outdoor Unit-Air-Source) | GSZV903610A* |  |  | CHPF3642C6C*+TXV | G*VS800604BUA* | 33400 | 18 | 8.2 | 34000 | 24400 | 71.76% | 1.8 | 0 | 11 |  |  |  | No | R-410A | 2.7833 | Residential & Commercial | Ducted CEE Tier 1
212650089 | Central HP <5.4 tons | EVERREST | HRCU-A-CB (Split System: Heat Pump with Remote Outdoor Unit-Air-Source) | GSZV903610A* |  |  | CHPF3642C6C*+TXV | G*VC960403BNB* | 33400 | 18 | 8.2 | 34000 | 24400 | 71.76% | 1.8 | 0 | 11 |  |  |  | No | R-410A | 2.7833 | Residential & Commercial | Ducted CEE Tier 1
212650293 | Central HP <5.4 tons | EVERREST | HRCU-A-CB (Split System: Heat Pump with Remote Outdoor Unit-Air-Source) | GSZV903610A* |  |  | CA*F3743*6D*+TXV | G*VM970804CNB* | 33200 | 19 | 8.2 | 33600 | 24400 | 72.62% | 1.8 | 0 | 12 |  |  |  | No | R-410A | 2.7667 | Residential & Commercial | Ducted CEE Tier 1
212650618 | Central HP <5.4 tons | EVERREST | HRCU-A-CB (Split System: Heat Pump with Remote Outdoor Unit-Air-Source) | GSZV903610A* |  |  | CHPF3642C6C*+TXV | G*VC800805C*A* | 33400 | 18 | 8.2 | 34000 | 24400 | 71.76% | 1.8 | 0 | 11 |  |  |  | No | R-410A | 2.7833 | Residential & Commercial | Ducted CEE Tier 1
210692960 | Central HP <5.4 tons | FRANKLIN | HRCU-A-CB (Split System: Heat Pump with Remote Outdoor Unit-Air-Source) | GSZV903610A* |  |  | CHPF3743C6B*+TXV | G*VC960403BNB* | 33400 | 18 | 8.2 | 34000 | 24400 | 71.76% | 1.8 | 0 | 11 |  |  |  | No | R-410A | 2.7833 | Residential & Commercial | Ducted CEE Tier 1
210692971 | Central HP <5.4 tons | FRANKLIN | HRCU-A-CB (Split System: Heat Pump with Remote Outdoor Unit-Air-Source) | GSZV903610A* |  |  | CSCF3642N6D*+MBVC1201**-1A*+TXV |  | 33800 | 18.5 | 8.2 | 34000 | 24400 | 71.76% | 1.8 | 0 | 11.5 |  |  |  | No | R-410A | 2.8167 | Residential & Commercial | Ducted CEE Tier 1
212651571 | Central HP <5.4 tons | EVERREST | HRCU-A-CB (Split System: Heat Pump with Remote Outdoor Unit-Air-Source) | GSZV903610A* |  |  | CHPF3743C6B*+TXV | G*VM970804CNB* | 33400 | 18 | 8.2 | 34000 | 24400 | 71.76% | 1.8 | 0 | 11 |  |  |  | No | R-410A | 2.7833 | Residential & Commercial | Ducted CEE Tier 1
212652121 | Central HP <5.4 tons | EVERREST | HRCU-A-CB (Split System: Heat Pump with Remote Outdoor Unit-Air-Source) | GSZV903610A* |  |  | CHPF3743C6B*+TXV | G*VC961005CNB* | 33400 | 18 | 8.2 | 34000 | 24400 | 71.76% | 1.8 | 0 | 11 |  |  |  | No | R-410A | 2.7833 | Residential & Commercial | Ducted CEE Tier 1
206133362 | Central HP <5.4 tons | KENMORE | HRCU-A-CB (Split System: Heat Pump with Remote Outdoor Unit-Air-Source) | (C,H,T)VH825GKA2* |  |  | EA*4X36L17A*+WALLCON | *80CSU0401712A* | 23600 | 16.5 | 8.1 | 21400 | 16600 | 77.57% | 1.94 | 11 | 10.5 |  |  |  | No | R-410A | 1.9667 | Residential & Commercial | Ducted CEE Tier 1
204298923 | Central HP <5.4 tons | KENMORE | HRCU-A-CB (Split System: Heat Pump with Remote Outdoor Unit-Air-Source) | (C,H,T)VH837GKA** |  |  | EA*4X42L21A*+WALLCON | *80CTL0701716A* | 31800 | 17 | 8.1 | 33200 | 24600 | 74.1% | 1.88 | 11 | 11 |  |  |  | No | R-410A | 2.65 | Residential & Commercial | Ducted CEE Tier 1
214573236 | Central HP <5.4 tons | KENMORE | HRCU-A-CB (Split System: Heat Pump with Remote Outdoor Unit-Air-Source) | (C,H,T)VH837GKA** |  |  | EHD4X48AAL+WALLCON | *97CMN0802120B* | 32600 | 17 | 8.5 | 32800 | 25000 | 76.22% | 1.98 | 0 | 11 |  |  |  | No | R-410A | 2.7167 | Residential & Commercial | Ducted CEE Tier 1
214573466 | Central HP <5.4 tons | KENMORE | HRCU-A-CB (Split System: Heat Pump with Remote Outdoor Unit-Air-Source) | (C,H,T)VH837GKA** |  |  | EN(A,D,W)4X48L21**+WALLCON | *97CMN0602120B* | 32200 | 17 | 8.1 | 33000 | 25000 | 75.76% | 1.94 | 0 | 11.5 |  |  |  | No | R-410A | 2.6833 | Residential & Commercial | Ducted CEE Tier 1
214573516 | Central HP <5.4 tons | KENMORE | HRCU-A-CB (Split System: Heat Pump with Remote Outdoor Unit-Air-Source) | (C,H,T)VH837GKA** |  |  | EN(A,D)4X48L24**+WALLCON | *95CSU1002122B* | 32400 | 17.5 | 8.5 | 32600 | 24800 | 76.07% | 1.98 | 0 | 11.5 |  |  |  | No | R-410A | 2.7 | Residential & Commercial | Ducted CEE Tier 1
212653984 | Central HP <5.4 tons | EVERREST | HRCU-A-CB (Split System: Heat Pump with Remote Outdoor Unit-Air-Source) | ASZS601810A* |  |  | CA*EA1818*4A* | A*VC800804C*A* | 16600 | 17.5 | 8.5 | 17400 | 13000 | 74.71% | 2.1 | 0 | 10.9 |  |  |  | No | R-410A | 1.3833 | Residential & Commercial | Ducted CEE Tier 1
212653993 | Central HP <5.4 tons | EVERREST | HRCU-A-CB (Split System: Heat Pump with Remote Outdoor Unit-Air-Source) | ASZS601810A* |  |  | CA*EA2422*4A*+MBVC1200**-1A* |  | 16600 | 17.5 | 8.5 | 17400 | 13000 | 74.71% | 2.1 | 0 | 10.9 |  |  |  | No | R-410A | 1.3833 | Residential & Commercial | Ducted CEE Tier 1
214572926 | Central HP <5.4 tons | KENMORE | HRCU-A-CB (Split System: Heat Pump with Remote Outdoor Unit-Air-Source) | (C,H,T)VH837GKA** |  |  | EA*4X60L24A*+WALLCON | *97CMN0602120B* | 32600 | 17.5 | 8.5 | 31800 | 25000 | 78.62% | 1.96 | 0 | 11 |  |  |  | No | R-410A | 2.7167 | Residential & Commercial | Ducted CEE Tier 1
214572526 | Central HP <5.4 tons | KENMORE | HRCU-A-CB (Split System: Heat Pump with Remote Outdoor Unit-Air-Source) | (C,H,T)VH837GKA** |  |  | EA*4X36L21A*+WALLCON | *96CTN0802120B* | 31600 | 17.5 | 8.1 | 32800 | 24200 | 73.78% | 1.86 | 0 | 11 |  |  |  | No | R-410A | 2.6333 | Residential & Commercial | Ducted CEE Tier 1
214573256 | Central HP <5.4 tons | KENMORE | HRCU-A-CB (Split System: Heat Pump with Remote Outdoor Unit-Air-Source) | (C,H,T)VH837GKA** |  |  | EHD4X60AAL+WALLCON | *80CTL0702120B* | 33000 | 17 | 8.5 | 32200 | 25000 | 77.64% | 2 | 0 | 11 |  |  |  | No | R-410A | 2.75 | Residential & Commercial | Ducted CEE Tier 1
214573276 | Central HP <5.4 tons | KENMORE | HRCU-A-CB (Split System: Heat Pump with Remote Outdoor Unit-Air-Source) | (C,H,T)VH837GKA** |  |  | EHD4X60AAL+WALLCON | *95CSU1002122B* | 33000 | 18 | 8.5 | 32000 | 24800 | 77.5% | 2.02 | 0 | 11.5 |  |  |  | No | R-410A | 2.75 | Residential & Commercial | Ducted CEE Tier 1
214573406 | Central HP <5.4 tons | KENMORE | HRCU-A-CB (Split System: Heat Pump with Remote Outdoor Unit-Air-Source) | (C,H,T)VH837GKA** |  |  | EN(A,D,W)4X42L21**+WALLCON | *97CMN0602120B* | 31600 | 16.5 | 8.1 | 33200 | 24600 | 74.1% | 1.86 | 0 | 11 |  |  |  | No | R-410A | 2.6333 | Residential & Commercial | Ducted CEE Tier 1
214572706 | Central HP <5.4 tons | KENMORE | HRCU-A-CB (Split System: Heat Pump with Remote Outdoor Unit-Air-Source) | (C,H,T)VH837GKA** |  |  | EA*4X42L24A*+WALLCON | *96CTN0802120B* | 31800 | 17.5 | 8.5 | 32800 | 24400 | 74.39% | 1.9 | 0 | 11 |  |  |  | No | R-410A | 2.65 | Residential & Commercial | Ducted CEE Tier 1
214572796 | Central HP <5.4 tons | KENMORE | HRCU-A-CB (Split System: Heat Pump with Remote Outdoor Unit-Air-Source) | (C,H,T)VH837GKA** |  |  | EA*4X48L21A*+WALLCON | *95CSU1002122B* | 32400 | 17.5 | 8.5 | 32400 | 24800 | 76.54% | 2 | 0 | 11.5 |  |  |  | No | R-410A | 2.7 | Residential & Commercial | Ducted CEE Tier 1
214572596 | Central HP <5.4 tons | KENMORE | HRCU-A-CB (Split System: Heat Pump with Remote Outdoor Unit-Air-Source) | (C,H,T)VH837GKA** |  |  | EA*4X42L21A*+WALLCON | *80CTL0702120B* | 31800 | 17 | 8.5 | 33000 | 24400 | 73.94% | 1.9 | 0 | 11 |  |  |  | No | R-410A | 2.65 | Residential & Commercial | Ducted CEE Tier 1
214572546 | Central HP <5.4 tons | KENMORE | HRCU-A-CB (Split System: Heat Pump with Remote Outdoor Unit-Air-Source) | (C,H,T)VH837GKA** |  |  | EA*4X37L21A*+WALLCON | *95CSU0802120B* | 32800 | 17.5 | 8.5 | 32800 | 25200 | 76.83% | 2 | 0 | 11 |  |  |  | No | R-410A | 2.7333 | Residential & Commercial | Ducted CEE Tier 1
212651420 | Central HP <5.4 tons | EVERREST | HRCU-A-CB (Split System: Heat Pump with Remote Outdoor Unit-Air-Source) | ASZS601810A* |  |  | CA*EA1818*4A* | A*VC800805C*A* | 16600 | 17.5 | 8.5 | 17400 | 13000 | 74.71% | 2.1 | 0 | 10.9 |  |  |  | No | R-410A | 1.3833 | Residential & Commercial | Ducted CEE Tier 1
215941151 | Central HP <5.4 tons | KEEPRITE | HRCU-A-CB (Split System: Heat Pump with Remote Outdoor Unit-Air-Source) | C5H3V48*K*AAA* |  |  | ESH5X48M12A*+WALLCON | *80CSU0401712B* | 44000 | 20 | 9 | 48500 | 36600 | 75.46% | 1.82 | 0 | 11 |  |  |  | No | R-454B | 3.6667 | Residential & Commercial | Ducted CEE Tier 1
215941601 | Central HP <5.4 tons | KEEPRITE | HRCU-A-CB (Split System: Heat Pump with Remote Outdoor Unit-Air-Source) | C5H3V48*K*AAA* |  |  | EVD5X48M24A*+WALLCON | *97CTN0802120A* | 44500 | 20 | 8.1 | 52000 | 38000 | 73.08% | 1.9 | 0 | 11 |  |  |  | No | R-454B | 3.7083 | Residential & Commercial | Ducted CEE Tier 1
212651669 | Central HP <5.4 tons | EVERREST | HRCU-A-CB (Split System: Heat Pump with Remote Outdoor Unit-Air-Source) | ASZS601810A* |  |  | CA*EA2422*4A* | A*VS800805CUA* | 16600 | 17.5 | 8.5 | 17400 | 13000 | 74.71% | 2.1 | 0 | 10.9 |  |  |  | No | R-410A | 1.3833 | Residential & Commercial | Ducted CEE Tier 1
212651358 | Central HP <5.4 tons | EVERREST | HRCU-A-CB (Split System: Heat Pump with Remote Outdoor Unit-Air-Source) | ASZS601810A* |  |  | CA*EA1818*4A* | A*VS960603BUA* | 16600 | 17.5 | 8.5 | 17400 | 13000 | 74.71% | 2.1 | 0 | 10.9 |  |  |  | No | R-410A | 1.3833 | Residential & Commercial | Ducted CEE Tier 1
214574056 | Central HP <5.4 tons | KENMORE | HRCU-A-CB (Split System: Heat Pump with Remote Outdoor Unit-Air-Source) | (C,H,T)VH837GKA2* |  |  | EA*4X60L24A*+WALLCON | *95CSU1002122B* | 32800 | 17.5 | 8.5 | 31600 | 24800 | 78.48% | 2 | 0 | 11.5 |  |  |  | No | R-410A | 2.7333 | Residential & Commercial | Ducted CEE Tier 1
206997888 | Central HP <5.4 tons | KENMORE | HRCU-A-CB (Split System: Heat Pump with Remote Outdoor Unit-Air-Source) | (C,H,T)VH837GKA2* |  |  | EHD4X42AAL+WALLCON | *80CSU0401712A* | 32400 | 16.5 | 8.1 | 33200 | 24800 | 74.7% | 1.94 | 11.5 | 11 |  |  |  | No | R-410A | 2.7 | Residential & Commercial | Ducted CEE Tier 1
214574086 | Central HP <5.4 tons | KENMORE | HRCU-A-CB (Split System: Heat Pump with Remote Outdoor Unit-Air-Source) | (C,H,T)VH837GKA2* |  |  | EA*4X60L24A*+WALLCON | *96CTN0802120B* | 32800 | 18 | 8.5 | 31600 | 24600 | 77.85% | 2 | 0 | 11.5 |  |  |  | No | R-410A | 2.7333 | Residential & Commercial | Ducted CEE Tier 1
214573986 | Central HP <5.4 tons | KENMORE | HRCU-A-CB (Split System: Heat Pump with Remote Outdoor Unit-Air-Source) | (C,H,T)VH837GKA2* |  |  | EA*4X48L24A*+WALLCON | *95CSU0802120B* | 32200 | 17.5 | 8.5 | 32400 | 25000 | 77.16% | 1.98 | 0 | 11 |  |  |  | No | R-410A | 2.6833 | Residential & Commercial | Ducted CEE Tier 1
214574016 | Central HP <5.4 tons | KENMORE | HRCU-A-CB (Split System: Heat Pump with Remote Outdoor Unit-Air-Source) | (C,H,T)VH837GKA2* |  |  | EA*4X48L24A*+WALLCON | *97CMN0802120B* | 32400 | 17.5 | 8.5 | 32400 | 25000 | 77.16% | 1.98 | 0 | 11 |  |  |  | No | R-410A | 2.7 | Residential & Commercial | Ducted CEE Tier 1
206997919 | Central HP <5.4 tons | KENMORE | HRCU-A-CB (Split System: Heat Pump with Remote Outdoor Unit-Air-Source) | (C,H,T)VH837GKA2* |  |  | EN(A,D,W)4X48L21**+WALLCON | *95CSU0802120A* | 32400 | 17.5 | 8.1 | 32800 | 24800 | 75.61% | 1.96 | 12 | 11.7 |  |  |  | No | R-410A | 2.7 | Residential & Commercial | Ducted CEE Tier 1
214574006 | Central HP <5.4 tons | KENMORE | HRCU-A-CB (Split System: Heat Pump with Remote Outdoor Unit-Air-Source) | (C,H,T)VH837GKA2* |  |  | EA*4X48L24A*+WALLCON | *97CMN0602120B* | 32200 | 17 | 8.5 | 32600 | 25200 | 77.3% | 1.96 | 0 | 11 |  |  |  | No | R-410A | 2.6833 | Residential & Commercial | Ducted CEE Tier 1
212969969 | Central HP <5.4 tons | ARCOAIRE | HRCU-A-CB (Split System: Heat Pump with Remote Outdoor Unit-Air-Source) | DLCURAH18ABK |  |  | EA*4X19L17A* | *80VSL0701716B* | 17800 | 16.5 | 8.1 | 17800 | 17900 | 100.6% | 2.16 | 0 | 10.5 |  |  |  | No | R-410A | 1.4833 | Residential & Commercial | Ducted CEE Tier 1
212969999 | Central HP <5.4 tons | ARCOAIRE | HRCU-A-CB (Split System: Heat Pump with Remote Outdoor Unit-Air-Source) | DLCURAH18ABK |  |  | EA*4X30L17A* | *80VSL0701716B* | 17500 | 16.5 | 8.5 | 18000 | 18700 | 103.9% | 2.26 | 0 | 10.5 |  |  |  | No | R-410A | 1.4583 | Residential & Commercial | Ducted CEE Tier 1
212970019 | Central HP <5.4 tons | ARCOAIRE | HRCU-A-CB (Split System: Heat Pump with Remote Outdoor Unit-Air-Source) | DLCURAH18ABK |  |  | EN(A,D)4X30L17** | *80VSL0701716B* | 17500 | 16 | 8.1 | 18000 | 18600 | 103.3% | 2.24 | 0 | 11 |  |  |  | No | R-410A | 1.4583 | Residential & Commercial | Ducted CEE Tier 1
211260726 | Central HP <5.4 tons | ARCOAIRE | HRCU-A-CB (Split System: Heat Pump with Remote Outdoor Unit-Air-Source) | DLCURAH18ABK |  |  | EA*4X25L17A* | *96VSN0401712A* | 18200 | 15.5 | 8.5 | 18200 | 17500 | 96.15% | 2.12 | 0 | 10.5 |  |  |  | No | R-410A | 1.5167 | Residential & Commercial | Ducted CEE Tier 1
212985927 | Central HP <5.4 tons | ARCOAIRE | HRCU-A-CB (Split System: Heat Pump with Remote Outdoor Unit-Air-Source) | DLCURAH18ABK |  |  | EA*4X30L17A* | *96MSN0261410A* | 17500 | 16 | 8.5 | 18100 | 18800 | 103.9% | 2.26 | 0 | 10.5 |  |  |  | No | R-410A | 1.4583 | Residential & Commercial | Ducted CEE Tier 1
215682360 | Central HP <5.4 tons | KEEPRITE | HRCU-A-CB (Split System: Heat Pump with Remote Outdoor Unit-Air-Source) | C5H0V48*K*AAA* |  |  | EVD5X60M21A*+WALLCON | *97CTN0802120A* | 48000 | 19 | 9 | 50000 | 36800 | 73.6% | 2 | 0 | 10 |  |  |  | No | R-454B | 4 | Residential & Commercial | Ducted CEE Tier 1
215682260 | Central HP <5.4 tons | KEEPRITE | HRCU-A-CB (Split System: Heat Pump with Remote Outdoor Unit-Air-Source) | C5H0V48*K*AAA* |  |  | EVD5X49M24A*+WALLCON | *80CSU1002120B* | 48000 | 18.5 | 9 | 50000 | 36600 | 73.2% | 2 | 0 | 10 |  |  |  | No | R-454B | 4 | Residential & Commercial | Ducted CEE Tier 1
215681840 | Central HP <5.4 tons | KEEPRITE | HRCU-A-CB (Split System: Heat Pump with Remote Outdoor Unit-Air-Source) | C5H0V48*K*AAA* |  |  | EVM5X49M21A*+WALLCON | *80CSU0601716B* | 48000 | 18.5 | 9 | 50000 | 36800 | 73.6% | 2 | 0 | 10 |  |  |  | No | R-454B | 4 | Residential & Commercial | Ducted CEE Tier 1
215681890 | Central HP <5.4 tons | KEEPRITE | HRCU-A-CB (Split System: Heat Pump with Remote Outdoor Unit-Air-Source) | C5H0V48*K*AAA* |  |  | EVM5X49M21A*+WALLCON | *97CTN1002122A* | 48000 | 19 | 9 | 50000 | 36800 | 73.6% | 2 | 0 | 10.5 |  |  |  | No | R-454B | 4 | Residential & Commercial | Ducted CEE Tier 1
215682060 | Central HP <5.4 tons | KEEPRITE | HRCU-A-CB (Split System: Heat Pump with Remote Outdoor Unit-Air-Source) | C5H0V48*K*AAA* |  |  | EVM5X61M24A*+WALLCON | *80CSU1002120B* | 48500 | 19 | 9 | 50000 | 36600 | 73.2% | 2.12 | 0 | 10 |  |  |  | No | R-454B | 4.0417 | Residential & Commercial | Ducted CEE Tier 1
215682160 | Central HP <5.4 tons | KEEPRITE | HRCU-A-CB (Split System: Heat Pump with Remote Outdoor Unit-Air-Source) | C5H0V48*K*AAA* |  |  | EVD5X48M21A*+WALLCON | *97CTN0802120A* | 47000 | 18.5 | 9 | 50000 | 36600 | 73.2% | 1.98 | 0 | 10 |  |  |  | No | R-454B | 3.9167 | Residential & Commercial | Ducted CEE Tier 1
212651934 | Central HP <5.4 tons | EVERREST | HRCU-A-CB (Split System: Heat Pump with Remote Outdoor Unit-Air-Source) | ASZV903610A* |  |  | CHPF3642C6C*+TXV | A*VC800604B*A* | 33400 | 18 | 8.2 | 34000 | 24400 | 71.76% | 1.8 | 0 | 11 |  |  |  | No | R-410A | 2.7833 | Residential & Commercial | Ducted CEE Tier 1
212651965 | Central HP <5.4 tons | EVERREST | HRCU-A-CB (Split System: Heat Pump with Remote Outdoor Unit-Air-Source) | ASZV903610A* |  |  | CSCF3642N6D*+TXV | A*VS800805CUA* | 33800 | 18.5 | 8.2 | 34000 | 24400 | 71.76% | 1.8 | 0 | 11.5 |  |  |  | No | R-410A | 2.8167 | Residential & Commercial | Ducted CEE Tier 1
212652015 | Central HP <5.4 tons | EVERREST | HRCU-A-CB (Split System: Heat Pump with Remote Outdoor Unit-Air-Source) | ASZV903610A* |  |  | CA*F3743*6D*+TXV | A*VS800604BUA* | 33600 | 18.5 | 8.2 | 34000 | 24400 | 71.76% | 1.8 | 0 | 12 |  |  |  | No | R-410A | 2.8 | Residential & Commercial | Ducted CEE Tier 1
212652017 | Central HP <5.4 tons | EVERREST | HRCU-A-CB (Split System: Heat Pump with Remote Outdoor Unit-Air-Source) | ASZV903610A* |  |  | CHPF3642C6C*+MBVC1601**-1A*+TXV |  | 33400 | 18 | 8.2 | 34000 | 24400 | 71.76% | 1.8 | 0 | 11 |  |  |  | No | R-410A | 2.7833 | Residential & Commercial | Ducted CEE Tier 1
212652770 | Central HP <5.4 tons | EVERREST | HRCU-A-CB (Split System: Heat Pump with Remote Outdoor Unit-Air-Source) | ASZV903610A* |  |  | CA*F3137*6A*+TXV | A*VM970803BNB* | 33600 | 18.5 | 8.2 | 34000 | 24400 | 71.76% | 1.8 | 0 | 11.5 |  |  |  | No | R-410A | 2.8 | Residential & Commercial | Ducted CEE Tier 1
211228916 | Central HP <5.4 tons | ARCOAIRE | HRCU-A-CB (Split System: Heat Pump with Remote Outdoor Unit-Air-Source) | DLCURAH36ABK |  |  | EA*4X48L21A* | *80VTL0902120A* | 35400 | 16 | 8.1 | 37800 | 34600 | 91.53% | 2.02 | 0 | 10 |  |  |  | No | R-410A | 2.95 | Residential & Commercial | Ducted CEE Tier 1
211229086 | Central HP <5.4 tons | ARCOAIRE | HRCU-A-CB (Split System: Heat Pump with Remote Outdoor Unit-Air-Source) | DLCURAH36ABK |  |  | EA*4X48L21A* | *96VSN0801716A* | 35600 | 16 | 8.1 | 38500 | 34600 | 89.87% | 2.04 | 0 | 10 |  |  |  | No | R-410A | 2.9667 | Residential & Commercial | Ducted CEE Tier 1
211230052 | Central HP <5.4 tons | ARCOAIRE | HRCU-A-CB (Split System: Heat Pump with Remote Outdoor Unit-Air-Source) | DLCURAH36ABK |  |  | EN(A,D,W)4X48L21** | *80ESU1002120A* | 36200 | 16 | 8.1 | 38500 | 34800 | 90.39% | 2.02 | 0 | 10 |  |  |  | No | R-410A | 3.0167 | Residential & Commercial | Ducted CEE Tier 1
214229160 | Central HP <5.4 tons | ARCOAIRE | HRCU-A-CB (Split System: Heat Pump with Remote Outdoor Unit-Air-Source) | DLCURAH24ABK |  |  | EA*4X36L17A* | *80MSU0601716A* | 23800 | 17.5 | 8.5 | 25600 | 23600 | 92.19% | 1.96 | 0 | 10 |  |  |  | No | R-410A | 1.9833 | Residential & Commercial | Ducted CEE Tier 1
212971680 | Central HP <5.4 tons | ARCOAIRE | HRCU-A-CB (Split System: Heat Pump with Remote Outdoor Unit-Air-Source) | DLCURAH24ABK |  |  | EA*4X37L17A* | *80VTL0701716B* | 24000 | 17 | 8.5 | 25200 | 22000 | 87.3% | 1.84 | 0 | 10 |  |  |  | No | R-410A | 2 | Residential & Commercial | Ducted CEE Tier 1
212972975 | Central HP <5.4 tons | ARCOAIRE | HRCU-A-CB (Split System: Heat Pump with Remote Outdoor Unit-Air-Source) | DLCURAH24ABK |  |  | EN(A,D)4X24L17** | *96VSN0401410B* | 23000 | 16 | 8.5 | 27000 | 25600 | 94.81% | 2.12 | 0 | 10 |  |  |  | No | R-410A | 1.9167 | Residential & Commercial | Ducted CEE Tier 1
215940961 | Central HP <5.4 tons | KEEPRITE | HRCU-A-CB (Split System: Heat Pump with Remote Outdoor Unit-Air-Source) | C5H3V48*K*AAA* |  |  | EA*5X48M21A*+WALLCON | *80CSU0601716B* | 43500 | 21 | 9.5 | 48000 | 36600 | 76.25% | 1.9 | 0 | 11 |  |  |  | No | R-454B | 3.625 | Residential & Commercial | Ducted CEE Tier 1
215941211 | Central HP <5.4 tons | KEEPRITE | HRCU-A-CB (Split System: Heat Pump with Remote Outdoor Unit-Air-Source) | C5H3V48*K*AAA* |  |  | ESH5X60M12A*+WALLCON | *96CTN0802120B* | 45000 | 20 | 9 | 48500 | 36600 | 75.46% | 1.82 | 0 | 11 |  |  |  | No | R-454B | 3.75 | Residential & Commercial | Ducted CEE Tier 1
212650109 | Central HP <5.4 tons | EVERREST | HRCU-A-CB (Split System: Heat Pump with Remote Outdoor Unit-Air-Source) | ASZS601810A* |  |  | CA*EA1818*4A* | A*VM970804CNB* | 16600 | 17.5 | 8.5 | 17400 | 13000 | 74.71% | 2.1 | 0 | 10.9 |  |  |  | No | R-410A | 1.3833 | Residential & Commercial | Ducted CEE Tier 1
214571256 | Central HP <5.4 tons | KENMORE | HRCU-A-CB (Split System: Heat Pump with Remote Outdoor Unit-Air-Source) | (C,H,T)VH825GKA3* |  |  | EN(A,D,W)4X48L21**+WALLCON | *97CMN0802120B* | 24200 | 17 | 8.1 | 21200 | 16600 | 78.3% | 2.02 | 0 | 11.5 |  |  |  | No | R-410A | 2.0167 | Residential & Commercial | Ducted CEE Tier 1
214570706 | Central HP <5.4 tons | KENMORE | HRCU-A-CB (Split System: Heat Pump with Remote Outdoor Unit-Air-Source) | (C,H,T)VH825GKA3* |  |  | EA*4X48L21A*+WALLCON | *97CMN0602120B* | 24000 | 16.5 | 8.5 | 21000 | 16600 | 79.05% | 2 | 0 | 10.5 |  |  |  | No | R-410A | 2 | Residential & Commercial | Ducted CEE Tier 1
214570636 | Central HP <5.4 tons | KENMORE | HRCU-A-CB (Split System: Heat Pump with Remote Outdoor Unit-Air-Source) | (C,H,T)VH825GKA3* |  |  | EA*4X43L21A*+WALLCON | *95CSU1002122B* | 24400 | 17 | 8.5 | 21200 | 16600 | 78.3% | 2.04 | 0 | 11 |  |  |  | No | R-410A | 2.0333 | Residential & Commercial | Ducted CEE Tier 1
215935478 | Central HP <5.4 tons | ARCOAIRE | HRCU-A-CB (Split System: Heat Pump with Remote Outdoor Unit-Air-Source) | H5H3V36*K*AAA* |  |  | EVM5X61M24A*+WALLCON | *80CTL1352422B* | 36000 | 22.5 | 8.5 | 37600 | 28200 | 75% | 2.04 | 0 | 12.5 |  |  |  | No | R-454B | 3 | Residential & Commercial | Ducted CEE Tier 1
215935528 | Central HP <5.4 tons | ARCOAIRE | HRCU-A-CB (Split System: Heat Pump with Remote Outdoor Unit-Air-Source) | H5H3V36*K*AAA* |  |  | EVD5X30M17A*+WALLCON | *97CMN0601714B* | 34000 | 20 | 8.1 | 38000 | 27200 | 71.58% | 2 | 0 | 11 |  |  |  | No | R-454B | 2.8333 | Residential & Commercial | Ducted CEE Tier 1
214243239 | Central HP <5.4 tons | ARCOAIRE | HRCU-A-CB (Split System: Heat Pump with Remote Outdoor Unit-Air-Source) | HVH825GKA2* |  |  | EN(A,D)4X48L24**+WALLCON | *97CMN1202422B* | 24200 | 17 | 8.1 | 21200 | 16600 | 78.3% | 2 | 0 | 11 |  |  |  | No | R-410A | 2.0167 | Residential & Commercial | Ducted CEE Tier 1
214243259 | Central HP <5.4 tons | ARCOAIRE | HRCU-A-CB (Split System: Heat Pump with Remote Outdoor Unit-Air-Source) | HVH825GKA2* |  |  | EN(A,D)4X48L24**+WALLCON | *96CTN1202422B* | 24200 | 17 | 8.1 | 21200 | 16600 | 78.3% | 2.02 | 0 | 11.5 |  |  |  | No | R-410A | 2.0167 | Residential & Commercial | Ducted CEE Tier 1
215679400 | Central HP <5.4 tons | KEEPRITE | HRCU-A-CB (Split System: Heat Pump with Remote Outdoor Unit-Air-Source) | C5H0V36*K*AAA* |  |  | EA*5X42M21A*+WALLCON | *97CTN0802120A* | 33200 | 17.5 | 9 | 35800 | 25600 | 71.51% | 1.86 | 0 | 10 |  |  |  | No | R-454B | 2.7667 | Residential & Commercial | Ducted CEE Tier 1
215679680 | Central HP <5.4 tons | KEEPRITE | HRCU-A-CB (Split System: Heat Pump with Remote Outdoor Unit-Air-Source) | C5H0V36*K*AAA* |  |  | EA*5X61M24A*+WALLCON | *97CTN0802120A* | 34800 | 18 | 9 | 34400 | 24800 | 72.09% | 1.92 | 0 | 10.5 |  |  |  | No | R-454B | 2.9 | Residential & Commercial | Ducted CEE Tier 1
215679480 | Central HP <5.4 tons | KEEPRITE | HRCU-A-CB (Split System: Heat Pump with Remote Outdoor Unit-Air-Source) | C5H0V36*K*AAA* |  |  | EA*5X43M21A*+WALLCON | *97CTN1002122A* | 34600 | 18 | 9 | 35200 | 25000 | 71.02% | 1.9 | 0 | 10 |  |  |  | No | R-454B | 2.8833 | Residential & Commercial | Ducted CEE Tier 1
215679660 | Central HP <5.4 tons | KEEPRITE | HRCU-A-CB (Split System: Heat Pump with Remote Outdoor Unit-Air-Source) | C5H0V36*K*AAA* |  |  | EA*5X61M21A*+WALLCON | *97CTN1002122A* | 34800 | 18.5 | 9 | 34400 | 24800 | 72.09% | 1.92 | 0 | 10.5 |  |  |  | No | R-454B | 2.9 | Residential & Commercial | Ducted CEE Tier 1
211230085 | Central HP <5.4 tons | ARCOAIRE | HRCU-A-CB (Split System: Heat Pump with Remote Outdoor Unit-Air-Source) | DLCURAH36ABK |  |  | EN(A,D,W)4X48L21** | *80VTL1102122A* | 37000 | 16 | 8.1 | 39500 | 35000 | 88.61% | 2.06 | 0 | 10.5 |  |  |  | No | R-410A | 3.0833 | Residential & Commercial | Ducted CEE Tier 1
210693193 | Central HP <5.4 tons | FRANKLIN | HRCU-A-CB (Split System: Heat Pump with Remote Outdoor Unit-Air-Source) | ASZV903610A* |  |  | CSCF3642N6D*+TXV | G*VM970804CNB* | 33800 | 18.5 | 8.2 | 34000 | 24400 | 71.76% | 1.8 | 0 | 11.5 |  |  |  | No | R-410A | 2.8167 | Residential & Commercial | Ducted CEE Tier 1
212651186 | Central HP <5.4 tons | EVERREST | HRCU-A-CB (Split System: Heat Pump with Remote Outdoor Unit-Air-Source) | ASZV903610A* |  |  | CHPF3743C6B*+TXV | A*VC960603BNB* | 33400 | 18 | 8.2 | 34000 | 24400 | 71.76% | 1.8 | 0 | 11 |  |  |  | No | R-410A | 2.7833 | Residential & Commercial | Ducted CEE Tier 1
212652780 | Central HP <5.4 tons | EVERREST | HRCU-A-CB (Split System: Heat Pump with Remote Outdoor Unit-Air-Source) | ASZV903610A* |  |  | CHPF3743C6B*+MBVC1201**-1A*+TXV |  | 33400 | 18 | 8.2 | 34000 | 24400 | 71.76% | 1.8 | 0 | 11 |  |  |  | No | R-410A | 2.7833 | Residential & Commercial | Ducted CEE Tier 1
212653109 | Central HP <5.4 tons | EVERREST | HRCU-A-CB (Split System: Heat Pump with Remote Outdoor Unit-Air-Source) | ASZV903610A* |  |  | CSCF3642N6D*+TXV | A*VC960603BNB* | 33800 | 18.5 | 8.2 | 34000 | 24400 | 71.76% | 1.8 | 0 | 11.5 |  |  |  | No | R-410A | 2.8167 | Residential & Commercial | Ducted CEE Tier 1
212653198 | Central HP <5.4 tons | EVERREST | HRCU-A-CB (Split System: Heat Pump with Remote Outdoor Unit-Air-Source) | ASZV903610A* |  |  | CSCF3642N6D*+TXV | A*VM971005CNB* | 33800 | 18.5 | 8.2 | 34000 | 24400 | 71.76% | 1.8 | 0 | 11.5 |  |  |  | No | R-410A | 2.8167 | Residential & Commercial | Ducted CEE Tier 1
212972925 | Central HP <5.4 tons | ARCOAIRE | HRCU-A-CB (Split System: Heat Pump with Remote Outdoor Unit-Air-Source) | DLCURAH24ABK |  |  | EA*4X30L14A* | *96VSN0401410B* | 23400 | 16 | 8.5 | 26400 | 24800 | 93.94% | 2.06 | 0 | 10 |  |  |  | No | R-410A | 1.95 | Residential & Commercial | Ducted CEE Tier 1
212973275 | Central HP <5.4 tons | ARCOAIRE | HRCU-A-CB (Split System: Heat Pump with Remote Outdoor Unit-Air-Source) | DLCURAH24ABK |  |  | EN(A,D,W)4X36L17** | *96VSN0401712B* | 23200 | 16 | 8.1 | 26200 | 24800 | 94.66% | 2.06 | 0 | 10 |  |  |  | No | R-410A | 1.9333 | Residential & Commercial | Ducted CEE Tier 1
211243031 | Central HP <5.4 tons | ARCOAIRE | HRCU-A-CB (Split System: Heat Pump with Remote Outdoor Unit-Air-Source) | DLCURAH24ABK |  |  | EA*4X37L17A* | *80ES(N,L)0451712A* | 24600 | 16.5 | 8.5 | 25600 | 21600 | 84.38% | 1.8 | 0 | 10 |  |  |  | No | R-410A | 2.05 | Residential & Commercial | Ducted CEE Tier 1
211240257 | Central HP <5.4 tons | ARCOAIRE | HRCU-A-CB (Split System: Heat Pump with Remote Outdoor Unit-Air-Source) | DLCURAH24ABK |  |  | EA*4X24L14A* | *80VTL0451412A* | 23800 | 16.5 | 8.5 | 26800 | 24000 | 89.55% | 1.98 | 0 | 10 |  |  |  | No | R-410A | 1.9833 | Residential & Commercial | Ducted CEE Tier 1
211240489 | Central HP <5.4 tons | ARCOAIRE | HRCU-A-CB (Split System: Heat Pump with Remote Outdoor Unit-Air-Source) | DLCURAH24ABK |  |  | EA*4X24L17A* | *95ESU0601716A* | 24000 | 16.5 | 8.5 | 26800 | 24000 | 89.55% | 1.98 | 0 | 10 |  |  |  | No | R-410A | 2 | Residential & Commercial | Ducted CEE Tier 1
212973205 | Central HP <5.4 tons | ARCOAIRE | HRCU-A-CB (Split System: Heat Pump with Remote Outdoor Unit-Air-Source) | DLCURAH24ABK |  |  | EA*4X30L17A* | *96VSN0401712B* | 23200 | 16 | 8.5 | 26400 | 25200 | 95.45% | 2.08 | 0 | 10 |  |  |  | No | R-410A | 1.9333 | Residential & Commercial | Ducted CEE Tier 1
214242619 | Central HP <5.4 tons | ARCOAIRE | HRCU-A-CB (Split System: Heat Pump with Remote Outdoor Unit-Air-Source) | HVH825GKA2* |  |  | EN(A,D)4X30L17**+WALLCON | *96CTN0601714B* | 23400 | 16 | 8.1 | 21600 | 16800 | 77.78% | 1.9 | 0 | 10.5 |  |  |  | No | R-410A | 1.95 | Residential & Commercial | Ducted CEE Tier 1
210692961 | Central HP <5.4 tons | FRANKLIN | HRCU-A-CB (Split System: Heat Pump with Remote Outdoor Unit-Air-Source) | GSZV903610A* |  |  | CHPF3743C6B*+TXV | G*VS960603BUA* | 33400 | 18 | 8.2 | 34000 | 24400 | 71.76% | 1.8 | 0 | 11 |  |  |  | No | R-410A | 2.7833 | Residential & Commercial | Ducted CEE Tier 1
210692979 | Central HP <5.4 tons | FRANKLIN | HRCU-A-CB (Split System: Heat Pump with Remote Outdoor Unit-Air-Source) | GSZV903610A* |  |  | CSCF3642N6D*+TXV | G*VC960403BNB* | 33800 | 18.5 | 8.2 | 34000 | 24400 | 71.76% | 1.8 | 0 | 11.5 |  |  |  | No | R-410A | 2.8167 | Residential & Commercial | Ducted CEE Tier 1
210692986 | Central HP <5.4 tons | FRANKLIN | HRCU-A-CB (Split System: Heat Pump with Remote Outdoor Unit-Air-Source) | GSZV903610A* |  |  | CSCF3642N6D*+TXV | G*VC961205DNB* | 33800 | 18.5 | 8.2 | 34000 | 24400 | 71.76% | 1.8 | 0 | 11.5 |  |  |  | No | R-410A | 2.8167 | Residential & Commercial | Ducted CEE Tier 1
212651527 | Central HP <5.4 tons | EVERREST | HRCU-A-CB (Split System: Heat Pump with Remote Outdoor Unit-Air-Source) | GSZV903610A* |  |  | CA*F3743*6D*+TXV | G*VM970803BNB* | 33600 | 18.5 | 8.2 | 34000 | 24400 | 71.76% | 1.8 | 0 | 12 |  |  |  | No | R-410A | 2.8 | Residential & Commercial | Ducted CEE Tier 1
210692990 | Central HP <5.4 tons | FRANKLIN | HRCU-A-CB (Split System: Heat Pump with Remote Outdoor Unit-Air-Source) | GSZV903610A* |  |  | CSCF3642N6D*+TXV | G*VM971005CNB* | 33800 | 18.5 | 8.2 | 34000 | 24400 | 71.76% | 1.8 | 0 | 11.5 |  |  |  | No | R-410A | 2.8167 | Residential & Commercial | Ducted CEE Tier 1
212651156 | Central HP <5.4 tons | EVERREST | HRCU-A-CB (Split System: Heat Pump with Remote Outdoor Unit-Air-Source) | GSZV903610A* |  |  | CHPF3642C6C*+MBVC1201**-1A*+TXV |  | 33400 | 18 | 8.2 | 34000 | 24400 | 71.76% | 1.8 | 0 | 11 |  |  |  | No | R-410A | 2.7833 | Residential & Commercial | Ducted CEE Tier 1
212651191 | Central HP <5.4 tons | EVERREST | HRCU-A-CB (Split System: Heat Pump with Remote Outdoor Unit-Air-Source) | GSZV903610A* |  |  | CHPF3743C6B*+MBVC1601**-1A*+TXV |  | 33400 | 18 | 8.2 | 34000 | 24400 | 71.76% | 1.8 | 0 | 11 |  |  |  | No | R-410A | 2.7833 | Residential & Commercial | Ducted CEE Tier 1
212651526 | Central HP <5.4 tons | EVERREST | HRCU-A-CB (Split System: Heat Pump with Remote Outdoor Unit-Air-Source) | GSZV903610A* |  |  | CA*F3137*6A*+TXV | G*VC960603BNB* | 33600 | 18 | 8.2 | 34000 | 24400 | 71.76% | 1.8 | 0 | 11.5 |  |  |  | No | R-410A | 2.8 | Residential & Commercial | Ducted CEE Tier 1
214570656 | Central HP <5.4 tons | KENMORE | HRCU-A-CB (Split System: Heat Pump with Remote Outdoor Unit-Air-Source) | (C,H,T)VH825GKA3* |  |  | EA*4X43L21A*+WALLCON | *97CMN0802120B* | 24400 | 16.5 | 8.5 | 21200 | 16600 | 78.3% | 2.04 | 0 | 11 |  |  |  | No | R-410A | 2.0333 | Residential & Commercial | Ducted CEE Tier 1
212651497 | Central HP <5.4 tons | EVERREST | HRCU-A-CB (Split System: Heat Pump with Remote Outdoor Unit-Air-Source) | ASZS601810A* |  |  | CA*EA2422*4A*+MBVC1600**-1A* |  | 16600 | 17.5 | 8.5 | 17400 | 13000 | 74.71% | 2.1 | 0 | 10.9 |  |  |  | No | R-410A | 1.3833 | Residential & Commercial | Ducted CEE Tier 1
214573366 | Central HP <5.4 tons | KENMORE | HRCU-A-CB (Split System: Heat Pump with Remote Outdoor Unit-Air-Source) | (C,H,T)VH837GKA** |  |  | EN(A,D)4X36L21**+WALLCON | *96CTN0802120B* | 31400 | 17 | 8.1 | 33000 | 24000 | 72.73% | 1.84 | 0 | 11 |  |  |  | No | R-410A | 2.6167 | Residential & Commercial | Ducted CEE Tier 1
214573266 | Central HP <5.4 tons | KENMORE | HRCU-A-CB (Split System: Heat Pump with Remote Outdoor Unit-Air-Source) | (C,H,T)VH837GKA** |  |  | EHD4X60AAL+WALLCON | *95CSU0802120B* | 33000 | 17 | 8.5 | 32200 | 25000 | 77.64% | 2 | 0 | 11 |  |  |  | No | R-410A | 2.75 | Residential & Commercial | Ducted CEE Tier 1
214572816 | Central HP <5.4 tons | KENMORE | HRCU-A-CB (Split System: Heat Pump with Remote Outdoor Unit-Air-Source) | (C,H,T)VH837GKA** |  |  | EA*4X48L21A*+WALLCON | *97CMN0802120B* | 32200 | 17.5 | 8.5 | 32400 | 25000 | 77.16% | 1.98 | 0 | 11 |  |  |  | No | R-410A | 2.6833 | Residential & Commercial | Ducted CEE Tier 1
214570506 | Central HP <5.4 tons | KENMORE | HRCU-A-CB (Split System: Heat Pump with Remote Outdoor Unit-Air-Source) | (C,H,T)VH825GKA3* |  |  | EA*4X42L21A*+WALLCON | *95CSU0802120B* | 23800 | 16.5 | 8.1 | 21400 | 16700 | 78.04% | 1.96 | 0 | 10.5 |  |  |  | No | R-410A | 1.9833 | Residential & Commercial | Ducted CEE Tier 1
214572746 | Central HP <5.4 tons | KENMORE | HRCU-A-CB (Split System: Heat Pump with Remote Outdoor Unit-Air-Source) | (C,H,T)VH837GKA** |  |  | EA*4X43L21A*+WALLCON | *97CMN0602120B* | 32800 | 17 | 8.5 | 33000 | 25400 | 76.97% | 1.98 | 0 | 11 |  |  |  | No | R-410A | 2.7333 | Residential & Commercial | Ducted CEE Tier 1
214572766 | Central HP <5.4 tons | KENMORE | HRCU-A-CB (Split System: Heat Pump with Remote Outdoor Unit-Air-Source) | (C,H,T)VH837GKA** |  |  | EA*4X43L21A*+WALLCON | *96CTN0802120B* | 33000 | 18.5 | 8.5 | 32600 | 25000 | 76.69% | 2 | 0 | 11.5 |  |  |  | No | R-410A | 2.75 | Residential & Commercial | Ducted CEE Tier 1
214573216 | Central HP <5.4 tons | KENMORE | HRCU-A-CB (Split System: Heat Pump with Remote Outdoor Unit-Air-Source) | (C,H,T)VH837GKA** |  |  | EHD4X48AAL+WALLCON | *95CSU1002122B* | 32600 | 17.5 | 8.5 | 32600 | 24800 | 76.07% | 1.98 | 0 | 11 |  |  |  | No | R-410A | 2.7167 | Residential & Commercial | Ducted CEE Tier 1
214572846 | Central HP <5.4 tons | KENMORE | HRCU-A-CB (Split System: Heat Pump with Remote Outdoor Unit-Air-Source) | (C,H,T)VH837GKA** |  |  | EA*4X48L24A*+WALLCON | *95CSU0802120B* | 32200 | 17.5 | 8.5 | 32400 | 25000 | 77.16% | 1.98 | 0 | 11 |  |  |  | No | R-410A | 2.6833 | Residential & Commercial | Ducted CEE Tier 1
214573606 | Central HP <5.4 tons | KENMORE | HRCU-A-CB (Split System: Heat Pump with Remote Outdoor Unit-Air-Source) | (C,H,T)VH837GKA** |  |  | EN(A,D,W)4X60L24**+WALLCON | *96CTN0802120B* | 32800 | 19 | 8.5 | 32200 | 24600 | 76.4% | 1.98 | 0 | 12 |  |  |  | No | R-410A | 2.7333 | Residential & Commercial | Ducted CEE Tier 1
213080636 | Central HP <5.4 tons | ARCOAIRE | HRCU-A-CB (Split System: Heat Pump with Remote Outdoor Unit-Air-Source) | DLCURAH36ABK |  |  | EN(A,D,W)4X48L21** | *95MSU0401712A* | 35800 | 15.2 | 8.1 | 38500 | 35200 | 91.43% | 2 | 0 | 10 |  |  |  | No | R-410A | 2.9833 | Residential & Commercial | Ducted CEE Tier 1
216051189 | Central HP <5.4 tons | RUSSELL | HRCU-A-CB (Split System: Heat Pump with Remote Outdoor Unit-Air-Source) | SP19AY24AJVC |  |  | TCFY2421HEAAM | S921V0603A17M4 | 22800 | 21 | 8.5 | 22800 | 18600 | 81.58% | 1.8 | 0 | 13 |  |  |  | No | R-454B | 1.9 | Residential & Commercial | Ducted CEE Tier 1
216051275 | Central HP <5.4 tons | RUSSELL | HRCU-A-CB (Split System: Heat Pump with Remote Outdoor Unit-Air-Source) | SP19AY48AJVC |  |  | TCFY4821SEAAM | S98MV1005A21UP | 45500 | 19 | 10 | 45500 | 42000 | 92.31% | 2.1 | 0 | 11.7 |  |  |  | No | R-454B | 3.7917 | Residential & Commercial | Ducted CEE Tier 1
212653162 | Central HP <5.4 tons | EVERREST | HRCU-A-CB (Split System: Heat Pump with Remote Outdoor Unit-Air-Source) | ASZV903610A* |  |  | CHPF3642C6C*+TXV | A*VS800604BUA* | 33400 | 18 | 8.2 | 34000 | 24400 | 71.76% | 1.8 | 0 | 11 |  |  |  | No | R-410A | 2.7833 | Residential & Commercial | Ducted CEE Tier 1
212651189 | Central HP <5.4 tons | EVERREST | HRCU-A-CB (Split System: Heat Pump with Remote Outdoor Unit-Air-Source) | ASZV903610A* |  |  | CA*F3137*6A*+TXV | A*VS960603BUA* | 33600 | 18.5 | 8.2 | 34000 | 24400 | 71.76% | 1.8 | 0 | 11.5 |  |  |  | No | R-410A | 2.8 | Residential & Commercial | Ducted CEE Tier 1
211229671 | Central HP <5.4 tons | ARCOAIRE | HRCU-A-CB (Split System: Heat Pump with Remote Outdoor Unit-Air-Source) | DLCURAH36ABK |  |  | END4X42L17** | *80VTL0701716A* | 35600 | 16 | 8.1 | 38500 | 35000 | 90.91% | 1.96 | 0 | 10 |  |  |  | No | R-410A | 2.9667 | Residential & Commercial | Ducted CEE Tier 1
211229971 | Central HP <5.4 tons | ARCOAIRE | HRCU-A-CB (Split System: Heat Pump with Remote Outdoor Unit-Air-Source) | DLCURAH36ABK |  |  | EN(A,D,W)4X48L21** | *80ES(N,L)1102120A* | 36200 | 16.5 | 8.1 | 38500 | 34800 | 90.39% | 2.02 | 0 | 10.5 |  |  |  | No | R-410A | 3.0167 | Residential & Commercial | Ducted CEE Tier 1
211230672 | Central HP <5.4 tons | ARCOAIRE | HRCU-A-CB (Split System: Heat Pump with Remote Outdoor Unit-Air-Source) | DLCURAH36ABK |  |  | EN(A,D)4X48L24** | *95ESN1202422A* | 37400 | 15.5 | 8.1 | 39500 | 35000 | 88.61% | 2.08 | 0 | 10.5 |  |  |  | No | R-410A | 3.1167 | Residential & Commercial | Ducted CEE Tier 1
215936348 | Central HP <5.4 tons | ARCOAIRE | HRCU-A-CB (Split System: Heat Pump with Remote Outdoor Unit-Air-Source) | H5H3V36*K*AAA* |  |  | EVD5X48M24A*+WALLCON | *95CSU0802120B* | 35000 | 21 | 8.5 | 38500 | 28400 | 73.77% | 2.04 | 0 | 12 |  |  |  | No | R-454B | 2.9167 | Residential & Commercial | Ducted CEE Tier 1
215936958 | Central HP <5.4 tons | ARCOAIRE | HRCU-A-CB (Split System: Heat Pump with Remote Outdoor Unit-Air-Source) | H5H3V36*K*AAA* |  |  | EVD5X61M24A*+WALLCON | *96CTN1202422B* | 36000 | 22 | 8.5 | 37600 | 28400 | 75.53% | 2.04 | 0 | 12.5 |  |  |  | No | R-454B | 3 | Residential & Commercial | Ducted CEE Tier 1
215936398 | Central HP <5.4 tons | ARCOAIRE | HRCU-A-CB (Split System: Heat Pump with Remote Outdoor Unit-Air-Source) | H5H3V36*K*AAA* |  |  | EVD5X48M24A*+WALLCON | *97CMN1202422B* | 35000 | 21.5 | 8.5 | 38500 | 28400 | 73.77% | 2.04 | 0 | 12 |  |  |  | No | R-454B | 2.9167 | Residential & Commercial | Ducted CEE Tier 1
215936598 | Central HP <5.4 tons | ARCOAIRE | HRCU-A-CB (Split System: Heat Pump with Remote Outdoor Unit-Air-Source) | H5H3V36*K*AAA* |  |  | EVD5X60M21A*+WALLCON | *80CTL0701716B* | 35400 | 21.5 | 8.5 | 38000 | 28800 | 75.79% | 2.02 | 0 | 12 |  |  |  | No | R-454B | 2.95 | Residential & Commercial | Ducted CEE Tier 1
215936228 | Central HP <5.4 tons | ARCOAIRE | HRCU-A-CB (Split System: Heat Pump with Remote Outdoor Unit-Air-Source) | H5H3V36*K*AAA* |  |  | EVD5X42M24A*+WALLCON | *97CMN0802120B* | 35400 | 21.5 | 8.5 | 38000 | 28400 | 74.74% | 2.04 | 0 | 12 |  |  |  | No | R-454B | 2.95 | Residential & Commercial | Ducted CEE Tier 1
214242919 | Central HP <5.4 tons | ARCOAIRE | HRCU-A-CB (Split System: Heat Pump with Remote Outdoor Unit-Air-Source) | HVH825GKA2* |  |  | END4X42L17**+WALLCON | *97CMN0801714B* | 23800 | 16.5 | 8.1 | 21400 | 16700 | 78.04% | 1.98 | 0 | 11 |  |  |  | No | R-410A | 1.9833 | Residential & Commercial | Ducted CEE Tier 1
214243019 | Central HP <5.4 tons | ARCOAIRE | HRCU-A-CB (Split System: Heat Pump with Remote Outdoor Unit-Air-Source) | HVH825GKA2* |  |  | EN(A,D,W)4X42L21**+WALLCON | *97CMN0601714B* | 23600 | 16 | 8.1 | 21600 | 16700 | 77.31% | 1.94 | 0 | 11 |  |  |  | No | R-410A | 1.9667 | Residential & Commercial | Ducted CEE Tier 1
215932992 | Central HP <5.4 tons | KENMORE | HRCU-A-CB (Split System: Heat Pump with Remote Outdoor Unit-Air-Source) | (C,H,T)5H3V36*K*AAA* |  |  | ESH5X24M12A*+WALLCON | *96CTN0601714B* | 32000 | 17.5 | 9 | 35000 | 27000 | 77.14% | 1.9 | 0 | 10 |  |  |  | No | R-454B | 2.6667 | Residential & Commercial | Ducted CEE Tier 1
215932492 | Central HP <5.4 tons | KENMORE | HRCU-A-CB (Split System: Heat Pump with Remote Outdoor Unit-Air-Source) | (C,H,T)5H3V36*K*AAA* |  |  | EA*5X48M21A*+WALLCON | *97CMN0801714B* | 33200 | 19.5 | 9.5 | 35000 | 26800 | 76.57% | 2.02 | 0 | 11 |  |  |  | No | R-454B | 2.7667 | Residential & Commercial | Ducted CEE Tier 1
215932592 | Central HP <5.4 tons | KENMORE | HRCU-A-CB (Split System: Heat Pump with Remote Outdoor Unit-Air-Source) | (C,H,T)5H3V36*K*AAA* |  |  | EA*5X60M24A*+WALLCON | *95CSU1002122B* | 34000 | 20.5 | 9.5 | 34000 | 25800 | 75.88% | 2.04 | 0 | 12 |  |  |  | No | R-454B | 2.8333 | Residential & Commercial | Ducted CEE Tier 1
215682551 | Central HP <5.4 tons | KENMORE | HRCU-A-CB (Split System: Heat Pump with Remote Outdoor Unit-Air-Source) | (C,H,T)5H0V48*K*AAA* |  |  | EVD5X61M24A*+WALLCON | *97CTN0802120A* | 48500 | 19 | 9.5 | 50000 | 36800 | 73.6% | 2.1 | 0 | 10.5 |  |  |  | No | R-454B | 4.0417 | Residential & Commercial | Ducted CEE Tier 1
215682351 | Central HP <5.4 tons | KENMORE | HRCU-A-CB (Split System: Heat Pump with Remote Outdoor Unit-Air-Source) | (C,H,T)5H0V48*K*AAA* |  |  | EVD5X60M21A*+WALLCON | *97CTN0801716A* | 47500 | 18.5 | 9 | 50000 | 37200 | 74.4% | 1.98 | 0 | 10 |  |  |  | No | R-454B | 3.9583 | Residential & Commercial | Ducted CEE Tier 1
214573036 | Central HP <5.4 tons | KENMORE | HRCU-A-CB (Split System: Heat Pump with Remote Outdoor Unit-Air-Source) | (C,H,T)VH837GKA** |  |  | EA*4X61L24A*+WALLCON | *95CSU1002122B* | 33200 | 18.5 | 8.5 | 31800 | 24800 | 77.99% | 2 | 0 | 11.5 |  |  |  | No | R-410A | 2.7667 | Residential & Commercial | Ducted CEE Tier 1
214572936 | Central HP <5.4 tons | KENMORE | HRCU-A-CB (Split System: Heat Pump with Remote Outdoor Unit-Air-Source) | (C,H,T)VH837GKA** |  |  | EA*4X60L24A*+WALLCON | *97CMN0802120B* | 32800 | 17.5 | 8.5 | 31600 | 24800 | 78.48% | 2 | 0 | 11.5 |  |  |  | No | R-410A | 2.7333 | Residential & Commercial | Ducted CEE Tier 1
214572736 | Central HP <5.4 tons | KENMORE | HRCU-A-CB (Split System: Heat Pump with Remote Outdoor Unit-Air-Source) | (C,H,T)VH837GKA** |  |  | EA*4X43L21A*+WALLCON | *95CSU1002122B* | 33000 | 17.5 | 8.5 | 32600 | 25000 | 76.69% | 2 | 0 | 11.5 |  |  |  | No | R-410A | 2.75 | Residential & Commercial | Ducted CEE Tier 1
214572786 | Central HP <5.4 tons | KENMORE | HRCU-A-CB (Split System: Heat Pump with Remote Outdoor Unit-Air-Source) | (C,H,T)VH837GKA** |  |  | EA*4X48L21A*+WALLCON | *95CSU0802120B* | 32200 | 17.5 | 8.5 | 32400 | 25000 | 77.16% | 1.98 | 0 | 11 |  |  |  | No | R-410A | 2.6833 | Residential & Commercial | Ducted CEE Tier 1
214572836 | Central HP <5.4 tons | KENMORE | HRCU-A-CB (Split System: Heat Pump with Remote Outdoor Unit-Air-Source) | (C,H,T)VH837GKA** |  |  | EA*4X48L24A*+WALLCON | *80CTL0702120B* | 32400 | 17.5 | 8.5 | 32400 | 25000 | 77.16% | 1.98 | 0 | 11 |  |  |  | No | R-410A | 2.7 | Residential & Commercial | Ducted CEE Tier 1
214572536 | Central HP <5.4 tons | KENMORE | HRCU-A-CB (Split System: Heat Pump with Remote Outdoor Unit-Air-Source) | (C,H,T)VH837GKA** |  |  | EA*4X37L21A*+WALLCON | *80CTL0702120B* | 32800 | 17.5 | 8.5 | 32800 | 25200 | 76.83% | 2 | 0 | 11 |  |  |  | No | R-410A | 2.7333 | Residential & Commercial | Ducted CEE Tier 1
214572866 | Central HP <5.4 tons | KENMORE | HRCU-A-CB (Split System: Heat Pump with Remote Outdoor Unit-Air-Source) | (C,H,T)VH837GKA** |  |  | EA*4X48L24A*+WALLCON | *97CMN0602120B* | 32200 | 17 | 8.5 | 32600 | 25200 | 77.3% | 1.96 | 0 | 11 |  |  |  | No | R-410A | 2.6833 | Residential & Commercial | Ducted CEE Tier 1
215682520 | Central HP <5.4 tons | KEEPRITE | HRCU-A-CB (Split System: Heat Pump with Remote Outdoor Unit-Air-Source) | C5H0V48*K*AAA* |  |  | EVD5X61M24A*+WALLCON | *96CTN0802120B* | 48500 | 19 | 9.5 | 50000 | 36800 | 73.6% | 2.1 | 0 | 10.5 |  |  |  | No | R-454B | 4.0417 | Residential & Commercial | Ducted CEE Tier 1
215682450 | Central HP <5.4 tons | KEEPRITE | HRCU-A-CB (Split System: Heat Pump with Remote Outdoor Unit-Air-Source) | C5H0V48*K*AAA* |  |  | EVD5X61M21A*+WALLCON | *80CSU0401712B* | 48500 | 19 | 9 | 50000 | 36800 | 73.6% | 2.12 | 0 | 10 |  |  |  | No | R-454B | 4.0417 | Residential & Commercial | Ducted CEE Tier 1
215681550 | Central HP <5.4 tons | KEEPRITE | HRCU-A-CB (Split System: Heat Pump with Remote Outdoor Unit-Air-Source) | C5H0V48*K*AAA* |  |  | EA*5X61M24A*+WALLCON | *97CTN0802120A* | 46000 | 18 | 9 | 48000 | 33800 | 70.42% | 2.08 | 0 | 10 |  |  |  | No | R-454B | 3.8333 | Residential & Commercial | Ducted CEE Tier 1
215682190 | Central HP <5.4 tons | KEEPRITE | HRCU-A-CB (Split System: Heat Pump with Remote Outdoor Unit-Air-Source) | C5H0V48*K*AAA* |  |  | EVD5X48M24A*+WALLCON | *80CSU0802120B* | 47500 | 18.5 | 9 | 50000 | 36000 | 72% | 2.02 | 0 | 10 |  |  |  | No | R-454B | 3.9583 | Residential & Commercial | Ducted CEE Tier 1
215681440 | Central HP <5.4 tons | KEEPRITE | HRCU-A-CB (Split System: Heat Pump with Remote Outdoor Unit-Air-Source) | C5H0V48*K*AAA* |  |  | EA*5X61M21A*+WALLCON | *96CTN0802120B* | 46000 | 18 | 9 | 48000 | 33800 | 70.42% | 2.08 | 0 | 10 |  |  |  | No | R-454B | 3.8333 | Residential & Commercial | Ducted CEE Tier 1
213772523 | Central HP <5.4 tons | KENMORE | HRCU-A-CB (Split System: Heat Pump with Remote Outdoor Unit-Air-Source) | (C,H,T)VH825GKA2* |  |  | EHD4X48AAL+WALLCON | *97CMN0801714B* | 24200 | 16 | 8.1 | 21400 | 16600 | 77.57% | 2.02 | 0 | 10.5 |  |  |  | No | R-410A | 2.0167 | Residential & Commercial | Ducted CEE Tier 1
213771403 | Central HP <5.4 tons | KENMORE | HRCU-A-CB (Split System: Heat Pump with Remote Outdoor Unit-Air-Source) | (C,H,T)VH825GKA2* |  |  | EA*4X42L24A*+WALLCON | *97CMN1002122B* | 23800 | 16.5 | 8.1 | 21400 | 16600 | 77.57% | 1.96 | 0 | 11 |  |  |  | No | R-410A | 1.9833 | Residential & Commercial | Ducted CEE Tier 1
213771353 | Central HP <5.4 tons | KENMORE | HRCU-A-CB (Split System: Heat Pump with Remote Outdoor Unit-Air-Source) | (C,H,T)VH825GKA2* |  |  | EA*4X42L21A*+WALLCON | *96CTN0801714B* | 23600 | 16.5 | 8.1 | 21400 | 16700 | 78.04% | 1.96 | 0 | 10.5 |  |  |  | No | R-410A | 1.9667 | Residential & Commercial | Ducted CEE Tier 1
213770833 | Central HP <5.4 tons | KENMORE | HRCU-A-CB (Split System: Heat Pump with Remote Outdoor Unit-Air-Source) | (C,H,T)VH825GKA2* |  |  | EA*4X36L17A*+WALLCON | *80CTL0701716B* | 23600 | 16.5 | 8.1 | 21400 | 16700 | 78.04% | 1.94 | 0 | 11 |  |  |  | No | R-410A | 1.9667 | Residential & Commercial | Ducted CEE Tier 1
211230537 | Central HP <5.4 tons | ARCOAIRE | HRCU-A-CB (Split System: Heat Pump with Remote Outdoor Unit-Air-Source) | DLCURAH36ABK |  |  | EN(A,D)4X48L24** | *80ESU0802120A | 37400 | 15.5 | 8.5 | 39500 | 35000 | 88.61% | 2.1 | 0 | 10.5 |  |  |  | No | R-410A | 3.1167 | Residential & Commercial | Ducted CEE Tier 1
213077589 | Central HP <5.4 tons | ARCOAIRE | HRCU-A-CB (Split System: Heat Pump with Remote Outdoor Unit-Air-Source) | DLCURAH36ABK |  |  | EA*4X36L21A* | *96VTN1002120B* | 35200 | 16 | 8.1 | 38500 | 35200 | 91.43% | 1.82 | 0 | 10 |  |  |  | No | R-410A | 2.9333 | Residential & Commercial | Ducted CEE Tier 1
213077628 | Central HP <5.4 tons | ARCOAIRE | HRCU-A-CB (Split System: Heat Pump with Remote Outdoor Unit-Air-Source) | DLCURAH36ABK |  |  | EA*4X42L24A* | *96VTN1002120B* | 35400 | 16.5 | 8.1 | 38500 | 35000 | 90.91% | 1.88 | 0 | 10 |  |  |  | No | R-410A | 2.95 | Residential & Commercial | Ducted CEE Tier 1
213078355 | Central HP <5.4 tons | ARCOAIRE | HRCU-A-CB (Split System: Heat Pump with Remote Outdoor Unit-Air-Source) | DLCURAH36ABK |  |  | END4X42L17** | *80MS(N,L)0901714A* | 35600 | 16 | 8.1 | 38500 | 35000 | 90.91% | 1.94 | 0 | 10 |  |  |  | No | R-410A | 2.9667 | Residential & Commercial | Ducted CEE Tier 1
212651230 | Central HP <5.4 tons | EVERREST | HRCU-A-CB (Split System: Heat Pump with Remote Outdoor Unit-Air-Source) | ASZV903610A* |  |  | CHPF3743C6B*+TXV | A*VM970803BNB* | 33400 | 18 | 8.2 | 34000 | 24400 | 71.76% | 1.8 | 0 | 11 |  |  |  | No | R-410A | 2.7833 | Residential & Commercial | Ducted CEE Tier 1
212651232 | Central HP <5.4 tons | EVERREST | HRCU-A-CB (Split System: Heat Pump with Remote Outdoor Unit-Air-Source) | ASZV903610A* |  |  | CSCF3642N6D*+TXV | A*VM970803BNB* | 33800 | 18.5 | 8.2 | 34000 | 24400 | 71.76% | 1.8 | 0 | 11.5 |  |  |  | No | R-410A | 2.8167 | Residential & Commercial | Ducted CEE Tier 1
212651935 | Central HP <5.4 tons | EVERREST | HRCU-A-CB (Split System: Heat Pump with Remote Outdoor Unit-Air-Source) | ASZV903610A* |  |  | CHPF3743C6B*+TXV | A*VC800804C*A* | 33400 | 18 | 8.2 | 34000 | 24400 | 71.76% | 1.8 | 0 | 11 |  |  |  | No | R-410A | 2.7833 | Residential & Commercial | Ducted CEE Tier 1
212652052 | Central HP <5.4 tons | EVERREST | HRCU-A-CB (Split System: Heat Pump with Remote Outdoor Unit-Air-Source) | ASZV903610A* |  |  | CHPF3743C6B*+TXV | A*VS800604BUA* | 33400 | 18 | 8.2 | 34000 | 24400 | 71.76% | 1.8 | 0 | 11 |  |  |  | No | R-410A | 2.7833 | Residential & Commercial | Ducted CEE Tier 1
213079944 | Central HP <5.4 tons | ARCOAIRE | HRCU-A-CB (Split System: Heat Pump with Remote Outdoor Unit-Air-Source) | DLCURAH36ABK |  |  | EN(A,D)4X48L24** | *92MSN1202420A* | 36400 | 16 | 8.1 | 38500 | 35000 | 90.91% | 2.02 | 0 | 10.5 |  |  |  | No | R-410A | 3.0333 | Residential & Commercial | Ducted CEE Tier 1
213079903 | Central HP <5.4 tons | ARCOAIRE | HRCU-A-CB (Split System: Heat Pump with Remote Outdoor Unit-Air-Source) | DLCURAH36ABK |  |  | EN(A,D,W)4X48L21** | *92MSN1002122A* | 36000 | 16.5 | 8.1 | 38500 | 35000 | 90.91% | 2 | 0 | 10.5 |  |  |  | No | R-410A | 3 | Residential & Commercial | Ducted CEE Tier 1
213080564 | Central HP <5.4 tons | ARCOAIRE | HRCU-A-CB (Split System: Heat Pump with Remote Outdoor Unit-Air-Source) | DLCURAH36ABK |  |  | EA*4X43L21A* | *95MSU0401712A* | 36200 | 15.5 | 8.5 | 38500 | 35000 | 90.91% | 2.04 | 0 | 10 |  |  |  | No | R-410A | 3.0167 | Residential & Commercial | Ducted CEE Tier 1
213080414 | Central HP <5.4 tons | ARCOAIRE | HRCU-A-CB (Split System: Heat Pump with Remote Outdoor Unit-Air-Source) | DLCURAH36ABK |  |  | EA*4X43L21A* | *96MSN1002122A* | 36800 | 16 | 8.5 | 38500 | 34800 | 90.39% | 2.1 | 0 | 10 |  |  |  | No | R-410A | 3.0667 | Residential & Commercial | Ducted CEE Tier 1
213079745 | Central HP <5.4 tons | ARCOAIRE | HRCU-A-CB (Split System: Heat Pump with Remote Outdoor Unit-Air-Source) | DLCURAH36ABK |  |  | EA*4X37L21A* | *92MSN1002120A* | 36600 | 16.5 | 8.5 | 38000 | 34800 | 91.58% | 2.06 | 0 | 10 |  |  |  | No | R-410A | 3.05 | Residential & Commercial | Ducted CEE Tier 1
212976667 | Central HP <5.4 tons | ARCOAIRE | HRCU-A-CB (Split System: Heat Pump with Remote Outdoor Unit-Air-Source) | DLCURAH24ABK |  |  | EA*4X36L21A* | *96VTN1002120B* | 23600 | 17.5 | 8.5 | 26200 | 23800 | 90.84% | 1.98 | 0 | 10 |  |  |  | No | R-410A | 1.9667 | Residential & Commercial | Ducted CEE Tier 1
212977566 | Central HP <5.4 tons | ARCOAIRE | HRCU-A-CB (Split System: Heat Pump with Remote Outdoor Unit-Air-Source) | DLCURAH24ABK |  |  | EA*4X24L14A* | *80MS(N,L)0451412A* | 23400 | 17 | 8.5 | 27000 | 26200 | 97.04% | 2.22 | 0 | 10 |  |  |  | No | R-410A | 1.95 | Residential & Commercial | Ducted CEE Tier 1
211241377 | Central HP <5.4 tons | ARCOAIRE | HRCU-A-CB (Split System: Heat Pump with Remote Outdoor Unit-Air-Source) | DLCURAH24ABK |  |  | EA*4X30L17A* | *80VSL0451412A* | 23400 | 16.5 | 8.5 | 25800 | 24400 | 94.57% | 2.02 | 0 | 10 |  |  |  | No | R-410A | 1.95 | Residential & Commercial | Ducted CEE Tier 1
211241395 | Central HP <5.4 tons | ARCOAIRE | HRCU-A-CB (Split System: Heat Pump with Remote Outdoor Unit-Air-Source) | DLCURAH24ABK |  |  | EA*4X30L17A* | *96VSN0601714A* | 23400 | 16.5 | 8.5 | 25800 | 24200 | 93.8% | 2.02 | 0 | 10 |  |  |  | No | R-410A | 1.95 | Residential & Commercial | Ducted CEE Tier 1
211241629 | Central HP <5.4 tons | ARCOAIRE | HRCU-A-CB (Split System: Heat Pump with Remote Outdoor Unit-Air-Source) | DLCURAH24ABK |  |  | EA*4X30L17A* | *96VTN0601714A* | 23800 | 16.5 | 8.5 | 26200 | 23400 | 89.31% | 1.92 | 0 | 10 |  |  |  | No | R-410A | 1.9833 | Residential & Commercial | Ducted CEE Tier 1
211241675 | Central HP <5.4 tons | ARCOAIRE | HRCU-A-CB (Split System: Heat Pump with Remote Outdoor Unit-Air-Source) | DLCURAH24ABK |  |  | EA*4X30L17A* | *80ES(N,L)0901714A* | 24600 | 16.5 | 8.5 | 26600 | 22600 | 84.96% | 1.86 | 0 | 10 |  |  |  | No | R-410A | 2.05 | Residential & Commercial | Ducted CEE Tier 1
211242645 | Central HP <5.4 tons | ARCOAIRE | HRCU-A-CB (Split System: Heat Pump with Remote Outdoor Unit-Air-Source) | DLCURAH24ABK |  |  | EA*4X36L21A* | *92ESN0802120A* | 25000 | 17 | 8.5 | 26600 | 21800 | 81.95% | 1.82 | 0 | 10.5 |  |  |  | No | R-410A | 2.0833 | Residential & Commercial | Ducted CEE Tier 1
212985977 | Central HP <5.4 tons | ARCOAIRE | HRCU-A-CB (Split System: Heat Pump with Remote Outdoor Unit-Air-Source) | DLCURAH18ABK |  |  | EN(A,D)4X30L17** | *96MSN0261410A* | 17500 | 16 | 8.1 | 18200 | 18800 | 103.3% | 2.26 | 0 | 11 |  |  |  | No | R-410A | 1.4583 | Residential & Commercial | Ducted CEE Tier 1
212988821 | Central HP <5.4 tons | ARCOAIRE | HRCU-A-CB (Split System: Heat Pump with Remote Outdoor Unit-Air-Source) | DLCURAH18ABK |  |  | EN(A,D)4X24L17** | *95MSU0401712A* | 17600 | 16 | 8.5 | 18700 | 19100 | 102.1% | 2.3 | 0 | 10.5 |  |  |  | No | R-410A | 1.4667 | Residential & Commercial | Ducted CEE Tier 1
214229017 | Central HP <5.4 tons | ARCOAIRE | HRCU-A-CB (Split System: Heat Pump with Remote Outdoor Unit-Air-Source) | DLCURAH18ABK |  |  | EN(A,D)4X24L17** | *80MSU0601716A* | 17600 | 16 | 8.5 | 18500 | 18900 | 102.2% | 2.28 | 0 | 11 |  |  |  | No | R-410A | 1.4667 | Residential & Commercial | Ducted CEE Tier 1
212975071 | Central HP <5.4 tons | ARCOAIRE | HRCU-A-CB (Split System: Heat Pump with Remote Outdoor Unit-Air-Source) | DLCURAH18ABK |  |  | EA*4X19L17A* | *96VTN0401712B* | 17700 | 16 | 8.1 | 17800 | 17900 | 100.6% | 2.16 | 0 | 10.5 |  |  |  | No | R-410A | 1.475 | Residential & Commercial | Ducted CEE Tier 1
212973665 | Central HP <5.4 tons | ARCOAIRE | HRCU-A-CB (Split System: Heat Pump with Remote Outdoor Unit-Air-Source) | DLCURAH18ABK |  |  | EA*4X24L17A* | *96VSN0801716B* | 17200 | 16 | 8.5 | 18200 | 19400 | 106.6% | 2.34 | 0 | 10.5 |  |  |  | No | R-410A | 1.4333 | Residential & Commercial | Ducted CEE Tier 1
212971460 | Central HP <5.4 tons | ARCOAIRE | HRCU-A-CB (Split System: Heat Pump with Remote Outdoor Unit-Air-Source) | DLCURAH18ABK |  |  | EA*4X25L17A* | *80VTL0701716B* | 18000 | 16.5 | 8.5 | 17900 | 17700 | 98.88% | 2.14 | 0 | 11 |  |  |  | No | R-410A | 1.5 | Residential & Commercial | Ducted CEE Tier 1
212969519 | Central HP <5.4 tons | ARCOAIRE | HRCU-A-CB (Split System: Heat Pump with Remote Outdoor Unit-Air-Source) | DLCURAH18ABK |  |  | EA*4X24L14A* | *80VSL0451412B* | 17700 | 16.5 | 8.5 | 18600 | 19400 | 104.3% | 2.32 | 0 | 10.5 |  |  |  | No | R-410A | 1.475 | Residential & Commercial | Ducted CEE Tier 1
212977830 | Central HP <5.4 tons | ARCOAIRE | HRCU-A-CB (Split System: Heat Pump with Remote Outdoor Unit-Air-Source) | DLCURAH18ABK |  |  | EN(A,D)4X30L17** | *80MS(N,L)0451412A* | 17700 | 16.5 | 8.1 | 18100 | 18600 | 102.8% | 2.24 | 0 | 11 |  |  |  | No | R-410A | 1.475 | Residential & Commercial | Ducted CEE Tier 1
212972725 | Central HP <5.4 tons | ARCOAIRE | HRCU-A-CB (Split System: Heat Pump with Remote Outdoor Unit-Air-Source) | DLCURAH18ABK |  |  | EN(A,D)4X18L14** | *96VSN0401410B* | 17200 | 15.5 | 8.5 | 18500 | 19800 | 107% | 2.38 | 0 | 10.5 |  |  |  | No | R-410A | 1.4333 | Residential & Commercial | Ducted CEE Tier 1
212969549 | Central HP <5.4 tons | ARCOAIRE | HRCU-A-CB (Split System: Heat Pump with Remote Outdoor Unit-Air-Source) | DLCURAH18ABK |  |  | EA*4X30L14A* | *80VSL0451412B* | 17800 | 16.5 | 8.5 | 18400 | 18800 | 102.2% | 2.26 | 0 | 10.5 |  |  |  | No | R-410A | 1.4833 | Residential & Commercial | Ducted CEE Tier 1
212969599 | Central HP <5.4 tons | ARCOAIRE | HRCU-A-CB (Split System: Heat Pump with Remote Outdoor Unit-Air-Source) | DLCURAH18ABK |  |  | EN(A,D)4X30L17** | *80VSL0451412B* | 17400 | 16.5 | 8.1 | 17900 | 18600 | 103.9% | 2.24 | 0 | 11 |  |  |  | No | R-410A | 1.45 | Residential & Commercial | Ducted CEE Tier 1
211260794 | Central HP <5.4 tons | ARCOAIRE | HRCU-A-CB (Split System: Heat Pump with Remote Outdoor Unit-Air-Source) | DLCURAH18ABK |  |  | EA*4X25L17A* | *80VSL0451716A* | 18100 | 16 | 8.5 | 18000 | 17500 | 97.22% | 2.12 | 0 | 10.5 |  |  |  | No | R-410A | 1.5083 | Residential & Commercial | Ducted CEE Tier 1
211261812 | Central HP <5.4 tons | ARCOAIRE | HRCU-A-CB (Split System: Heat Pump with Remote Outdoor Unit-Air-Source) | DLCURAH18ABK |  |  | EA*4X30L17A* | *96VTN0801716A* | 17600 | 16 | 8.5 | 18100 | 18600 | 102.8% | 2.24 | 0 | 10.5 |  |  |  | No | R-410A | 1.4667 | Residential & Commercial | Ducted CEE Tier 1
211261703 | Central HP <5.4 tons | ARCOAIRE | HRCU-A-CB (Split System: Heat Pump with Remote Outdoor Unit-Air-Source) | DLCURAH18ABK |  |  | EA*4X30L17A* | *80VSL0451716A* | 17800 | 16 | 8.5 | 18300 | 18600 | 101.6% | 2.22 | 0 | 10.5 |  |  |  | No | R-410A | 1.4833 | Residential & Commercial | Ducted CEE Tier 1
214242039 | Central HP <5.4 tons | ARCOAIRE | HRCU-A-CB (Split System: Heat Pump with Remote Outdoor Unit-Air-Source) | HVH825GKA3* |  |  | END4X42L17**+WALLCON | *97CMN0601714B* | 23800 | 16 | 8.1 | 21400 | 16700 | 78.04% | 1.96 | 0 | 11 |  |  |  | No | R-410A | 1.9833 | Residential & Commercial | Ducted CEE Tier 1
214572946 | Central HP <5.4 tons | KENMORE | HRCU-A-CB (Split System: Heat Pump with Remote Outdoor Unit-Air-Source) | (C,H,T)VH837GKA** |  |  | EA*4X60L24A*+WALLCON | *96CTN0802120B* | 32800 | 18 | 8.5 | 31600 | 24600 | 77.85% | 2 | 0 | 11.5 |  |  |  | No | R-410A | 2.7333 | Residential & Commercial | Ducted CEE Tier 1
214572696 | Central HP <5.4 tons | KENMORE | HRCU-A-CB (Split System: Heat Pump with Remote Outdoor Unit-Air-Source) | (C,H,T)VH837GKA** |  |  | EA*4X42L24A*+WALLCON | *97CMN0802120B* | 31800 | 17 | 8.5 | 32800 | 24400 | 74.39% | 1.9 | 0 | 11 |  |  |  | No | R-410A | 2.65 | Residential & Commercial | Ducted CEE Tier 1
214572496 | Central HP <5.4 tons | KENMORE | HRCU-A-CB (Split System: Heat Pump with Remote Outdoor Unit-Air-Source) | (C,H,T)VH837GKA** |  |  | EA*4X36L21A*+WALLCON | *95CSU1002122B* | 31600 | 17 | 8.1 | 32800 | 24200 | 73.78% | 1.86 | 0 | 11 |  |  |  | No | R-410A | 2.6333 | Residential & Commercial | Ducted CEE Tier 1
214570766 | Central HP <5.4 tons | KENMORE | HRCU-A-CB (Split System: Heat Pump with Remote Outdoor Unit-Air-Source) | (C,H,T)VH825GKA3* |  |  | EA*4X48L24A*+WALLCON | *97CMN0602120B* | 24000 | 16.5 | 8.5 | 21000 | 16600 | 79.05% | 2 | 0 | 10.5 |  |  |  | No | R-410A | 2 | Residential & Commercial | Ducted CEE Tier 1
213079193 | Central HP <5.4 tons | ARCOAIRE | HRCU-A-CB (Split System: Heat Pump with Remote Outdoor Unit-Air-Source) | DLCURAH36ABK |  |  | EN(A,D)4X48L24** | *80MSU0601716A* | 35800 | 17 | 8.1 | 38000 | 34800 | 91.58% | 2 | 0 | 10.5 |  |  |  | No | R-410A | 2.9833 | Residential & Commercial | Ducted CEE Tier 1
213079121 | Central HP <5.4 tons | ARCOAIRE | HRCU-A-CB (Split System: Heat Pump with Remote Outdoor Unit-Air-Source) | DLCURAH36ABK |  |  | EA*4X42L24A* | *80MSU0601716A* | 35200 | 16.5 | 8.1 | 38500 | 35000 | 90.91% | 1.88 | 0 | 10 |  |  |  | No | R-410A | 2.9333 | Residential & Commercial | Ducted CEE Tier 1
213078989 | Central HP <5.4 tons | ARCOAIRE | HRCU-A-CB (Split System: Heat Pump with Remote Outdoor Unit-Air-Source) | DLCURAH36ABK |  |  | EA*4X37L21A* | *80MSU0401712A* | 36600 | 16 | 8.5 | 38500 | 34800 | 90.39% | 2.08 | 0 | 10 |  |  |  | No | R-410A | 3.05 | Residential & Commercial | Ducted CEE Tier 1
213078769 | Central HP <5.4 tons | ARCOAIRE | HRCU-A-CB (Split System: Heat Pump with Remote Outdoor Unit-Air-Source) | DLCURAH36ABK |  |  | EA*4X42L24A* | *80MS(N,L)1352420A* | 35400 | 16.5 | 8.1 | 38500 | 35000 | 90.91% | 1.88 | 0 | 10 |  |  |  | No | R-410A | 2.95 | Residential & Commercial | Ducted CEE Tier 1
213078319 | Central HP <5.4 tons | ARCOAIRE | HRCU-A-CB (Split System: Heat Pump with Remote Outdoor Unit-Air-Source) | DLCURAH36ABK |  |  | EA*4X43L21A* | *80MS(N,L)0901714A* | 36200 | 16.5 | 8.5 | 38000 | 34800 | 91.58% | 2.04 | 0 | 10 |  |  |  | No | R-410A | 3.0167 | Residential & Commercial | Ducted CEE Tier 1
212652676 | Central HP <5.4 tons | EVERREST | HRCU-A-CB (Split System: Heat Pump with Remote Outdoor Unit-Air-Source) | ASZV903610A* |  |  | CA*F3743*6D*+TXV | A*VC800805C*A* | 33600 | 19 | 8.2 | 34000 | 24400 | 71.76% | 1.8 | 0 | 12 |  |  |  | No | R-410A | 2.8 | Residential & Commercial | Ducted CEE Tier 1
212652728 | Central HP <5.4 tons | EVERREST | HRCU-A-CB (Split System: Heat Pump with Remote Outdoor Unit-Air-Source) | ASZV903610A* |  |  | CHPF3642C6C*+TXV | A*VS800805CUA* | 33400 | 18 | 8.2 | 34000 | 24400 | 71.76% | 1.8 | 0 | 11 |  |  |  | No | R-410A | 2.7833 | Residential & Commercial | Ducted CEE Tier 1
212652778 | Central HP <5.4 tons | EVERREST | HRCU-A-CB (Split System: Heat Pump with Remote Outdoor Unit-Air-Source) | ASZV903610A* |  |  | CA*F3743*6D*+TXV | A*VM971205DNB* | 33200 | 19 | 8.2 | 33600 | 24400 | 72.62% | 1.8 | 0 | 12 |  |  |  | No | R-410A | 2.7667 | Residential & Commercial | Ducted CEE Tier 1
212973355 | Central HP <5.4 tons | ARCOAIRE | HRCU-A-CB (Split System: Heat Pump with Remote Outdoor Unit-Air-Source) | DLCURAH18ABK |  |  | EN(A,D)4X18L14** | *96VSN0601412B* | 17300 | 16 | 8.5 | 18500 | 19800 | 107% | 2.38 | 0 | 10.5 |  |  |  | No | R-410A | 1.4417 | Residential & Commercial | Ducted CEE Tier 1
212975093 | Central HP <5.4 tons | ARCOAIRE | HRCU-A-CB (Split System: Heat Pump with Remote Outdoor Unit-Air-Source) | DLCURAH18ABK |  |  | EA*4X25L17A* | *96VTN0401712B* | 17700 | 16 | 8.1 | 17800 | 17800 | 100% | 2.14 | 0 | 10.5 |  |  |  | No | R-410A | 1.475 | Residential & Commercial | Ducted CEE Tier 1
212974695 | Central HP <5.4 tons | ARCOAIRE | HRCU-A-CB (Split System: Heat Pump with Remote Outdoor Unit-Air-Source) | DLCURAH18ABK |  |  | EN(A,D)4X18L14** | *96VTN0401410B* | 17100 | 15.5 | 8.1 | 18400 | 19800 | 107.6% | 2.38 | 0 | 10.5 |  |  |  | No | R-410A | 1.425 | Residential & Commercial | Ducted CEE Tier 1
212970850 | Central HP <5.4 tons | ARCOAIRE | HRCU-A-CB (Split System: Heat Pump with Remote Outdoor Unit-Air-Source) | DLCURAH18ABK |  |  | EA*4X19L17A* | *80VTL0451412B* | 18200 | 16.5 | 8.5 | 18100 | 17700 | 97.79% | 2.14 | 0 | 11 |  |  |  | No | R-410A | 1.5167 | Residential & Commercial | Ducted CEE Tier 1
211260354 | Central HP <5.4 tons | ARCOAIRE | HRCU-A-CB (Split System: Heat Pump with Remote Outdoor Unit-Air-Source) | DLCURAH18ABK |  |  | EA*4X24L17A* | *80VSL0451716A* | 17600 | 16 | 8.5 | 18500 | 19100 | 103.2% | 2.3 | 0 | 10.5 |  |  |  | No | R-410A | 1.4667 | Residential & Commercial | Ducted CEE Tier 1
211260188 | Central HP <5.4 tons | ARCOAIRE | HRCU-A-CB (Split System: Heat Pump with Remote Outdoor Unit-Air-Source) | DLCURAH18ABK |  |  | EA*4X24L14A* | *80ES(N,L)0451412A* | 18000 | 16 | 8.5 | 18900 | 18900 | 100% | 2.28 | 0 | 10.5 |  |  |  | No | R-410A | 1.5 | Residential & Commercial | Ducted CEE Tier 1
211259937 | Central HP <5.4 tons | ARCOAIRE | HRCU-A-CB (Split System: Heat Pump with Remote Outdoor Unit-Air-Source) | DLCURAH18ABK |  |  | EA*4X19L17A* | *92ESN0601412A* | 18700 | 16.5 | 8.5 | 18600 | 17500 | 94.09% | 2.14 | 0 | 11 |  |  |  | No | R-410A | 1.5583 | Residential & Commercial | Ducted CEE Tier 1
211260705 | Central HP <5.4 tons | ARCOAIRE | HRCU-A-CB (Split System: Heat Pump with Remote Outdoor Unit-Air-Source) | DLCURAH18ABK |  |  | EA*4X25L17A* | *96VSN0601714A* | 18200 | 16 | 8.5 | 18100 | 17600 | 97.24% | 2.12 | 0 | 11 |  |  |  | No | R-410A | 1.5167 | Residential & Commercial | Ducted CEE Tier 1
212436231 | Central HP <5.4 tons | BOREAL | HRCU-A-C (Split System: Heat Pump with Remote Outdoor Unit with No Indoor Fan --Air Source) | ENVBR60HPJ1OA |  |  | ENVBR48C |  | 47000 | 15.2 | 8.5 | 48000 | 33600 | 70% | 1.8 | 0 | 10 |  |  |  | No | R-410A | 3.9167 | Residential & Commercial | Ducted CEE Tier 1
212970699 | Central HP <5.4 tons | ARCOAIRE | HRCU-A-CB (Split System: Heat Pump with Remote Outdoor Unit-Air-Source) | DLCURAH36ABK |  |  | EA*4X48L24A* | *80VSL0902120B* | 35800 | 16.5 | 8.5 | 38500 | 34600 | 89.87% | 2.02 | 0 | 10 |  |  |  | No | R-410A | 2.9833 | Residential & Commercial | Ducted CEE Tier 1
216051262 | Central HP <5.4 tons | RUSSELL | HRCU-A-CB (Split System: Heat Pump with Remote Outdoor Unit-Air-Source) | SP19AY48AJVC |  |  | TCFY4821SEAAM | S802V0754A17UH | 45500 | 19 | 10 | 45500 | 42000 | 92.31% | 2.1 | 0 | 12 |  |  |  | No | R-454B | 3.7917 | Residential & Commercial | Ducted CEE Tier 1
216051271 | Central HP <5.4 tons | RUSSELL | HRCU-A-CB (Split System: Heat Pump with Remote Outdoor Unit-Air-Source) | SP19AY48AJVC |  |  | TCFY4821SEAAM | S962V1005A21M4 | 45500 | 18 | 10 | 45500 | 42000 | 92.31% | 2.1 | 0 | 12 |  |  |  | No | R-454B | 3.7917 | Residential & Commercial | Ducted CEE Tier 1
213080472 | Central HP <5.4 tons | ARCOAIRE | HRCU-A-CB (Split System: Heat Pump with Remote Outdoor Unit-Air-Source) | DLCURAH36ABK |  |  | EN(A,D)4X48L24** | *96MSN1202422A* | 35800 | 16.5 | 8.1 | 38500 | 35000 | 90.91% | 2 | 0 | 10 |  |  |  | No | R-410A | 2.9833 | Residential & Commercial | Ducted CEE Tier 1
213077949 | Central HP <5.4 tons | ARCOAIRE | HRCU-A-CB (Split System: Heat Pump with Remote Outdoor Unit-Air-Source) | DLCURAH36ABK |  |  | EA*4X37L21A* | *80MS(N,L)0701712A* | 36200 | 16 | 8.5 | 38000 | 34800 | 91.58% | 2.04 | 0 | 10 |  |  |  | No | R-410A | 3.0167 | Residential & Commercial | Ducted CEE Tier 1
213078133 | Central HP <5.4 tons | ARCOAIRE | HRCU-A-CB (Split System: Heat Pump with Remote Outdoor Unit-Air-Source) | DLCURAH36ABK |  |  | END4X42L17** | *80MS(N,L)0701716A* | 35800 | 15.5 | 8.1 | 38500 | 35200 | 91.43% | 1.96 | 0 | 10 |  |  |  | No | R-410A | 2.9833 | Residential & Commercial | Ducted CEE Tier 1
214570516 | Central HP <5.4 tons | KENMORE | HRCU-A-CB (Split System: Heat Pump with Remote Outdoor Unit-Air-Source) | (C,H,T)VH825GKA3* |  |  | EA*4X42L21A*+WALLCON | *95CSU1002122B* | 23800 | 16.5 | 8.1 | 21400 | 16600 | 77.57% | 1.96 | 0 | 11 |  |  |  | No | R-410A | 1.9833 | Residential & Commercial | Ducted CEE Tier 1
215937898 | Central HP <5.4 tons | ARCOAIRE | HRCU-A-CB (Split System: Heat Pump with Remote Outdoor Unit-Air-Source) | H5H3V48*K*AAA* |  |  | EVD5X48M24A*+WALLCON | *80CTL1102120B* | 45000 | 20.5 | 8.1 | 52000 | 38000 | 73.08% | 1.9 | 0 | 11 |  |  |  | No | R-454B | 3.75 | Residential & Commercial | Ducted CEE Tier 1
212652900 | Central HP <5.4 tons | EVERREST | HRCU-A-CB (Split System: Heat Pump with Remote Outdoor Unit-Air-Source) | ASZS601810A* |  |  | CA*EA2422*4A* | A*VS800604BUA* | 16600 | 17.5 | 8.5 | 17400 | 13000 | 74.71% | 2.1 | 0 | 10.9 |  |  |  | No | R-410A | 1.3833 | Residential & Commercial | Ducted CEE Tier 1
212653350 | Central HP <5.4 tons | EVERREST | HRCU-A-CB (Split System: Heat Pump with Remote Outdoor Unit-Air-Source) | ASZS601810A* |  |  | CA*EA1818*4A* | A*VS800805CUA* | 16600 | 17.5 | 8.5 | 17400 | 13000 | 74.71% | 2.1 | 0 | 10.9 |  |  |  | No | R-410A | 1.3833 | Residential & Commercial | Ducted CEE Tier 1
212653791 | Central HP <5.4 tons | EVERREST | HRCU-A-CB (Split System: Heat Pump with Remote Outdoor Unit-Air-Source) | ASZS601810A* |  |  | CA*EA1818*4A*+MBVC1200**-1A* |  | 16600 | 17.5 | 8.5 | 17400 | 13000 | 74.71% | 2.1 | 0 | 10.9 |  |  |  | No | R-410A | 1.3833 | Residential & Commercial | Ducted CEE Tier 1
214573396 | Central HP <5.4 tons | KENMORE | HRCU-A-CB (Split System: Heat Pump with Remote Outdoor Unit-Air-Source) | (C,H,T)VH837GKA** |  |  | EN(A,D,W)4X42L21**+WALLCON | *95CSU1002122B* | 31800 | 17 | 8.1 | 33000 | 24400 | 73.94% | 1.9 | 0 | 11.5 |  |  |  | No | R-410A | 2.65 | Residential & Commercial | Ducted CEE Tier 1
214572896 | Central HP <5.4 tons | KENMORE | HRCU-A-CB (Split System: Heat Pump with Remote Outdoor Unit-Air-Source) | (C,H,T)VH837GKA** |  |  | EA*4X60L24A*+WALLCON | *80CTL0702120B* | 32800 | 17.5 | 8.5 | 31600 | 24800 | 78.48% | 1.98 | 0 | 11.5 |  |  |  | No | R-410A | 2.7333 | Residential & Commercial | Ducted CEE Tier 1
208130267 | Central HP <5.4 tons | BOREAL | HRCU-A-CB (Split System: Heat Pump with Remote Outdoor Unit-Air-Source) | ENVBR60HPJ1OA |  |  | ENVBR60HPJ1IB |  | 54000 | 16 | 9 | 54000 | 41000 | 75.93% | 1.8 | 10.5 | 10 |  |  |  | No | R-410A | 4.5 | Residential & Commercial | Ducted CEE Tier 1
215935978 | Central HP <5.4 tons | ARCOAIRE | HRCU-A-CB (Split System: Heat Pump with Remote Outdoor Unit-Air-Source) | H5H3V36*K*AAA* |  |  | EVD5X42M21A*+WALLCON | *80CTL0451712B* | 34000 | 20 | 8.5 | 39500 | 29000 | 73.42% | 2.02 | 0 | 11 |  |  |  | No | R-454B | 2.8333 | Residential & Commercial | Ducted CEE Tier 1
215936828 | Central HP <5.4 tons | ARCOAIRE | HRCU-A-CB (Split System: Heat Pump with Remote Outdoor Unit-Air-Source) | H5H3V36*K*AAA* |  |  | EVD5X60M24A*+WALLCON | *97CMN1002122B* | 35600 | 22 | 8.5 | 38000 | 28400 | 74.74% | 2.04 | 0 | 12.5 |  |  |  | No | R-454B | 2.9667 | Residential & Commercial | Ducted CEE Tier 1
215936928 | Central HP <5.4 tons | ARCOAIRE | HRCU-A-CB (Split System: Heat Pump with Remote Outdoor Unit-Air-Source) | H5H3V36*K*AAA* |  |  | EVD5X61M24A*+WALLCON | *80CTL0902120B* | 36000 | 22.5 | 8.5 | 37600 | 28200 | 75% | 2.06 | 0 | 12.5 |  |  |  | No | R-454B | 3 | Residential & Commercial | Ducted CEE Tier 1
214572916 | Central HP <5.4 tons | KENMORE | HRCU-A-CB (Split System: Heat Pump with Remote Outdoor Unit-Air-Source) | (C,H,T)VH837GKA** |  |  | EA*4X60L24A*+WALLCON | *95CSU1002122B* | 32800 | 17.5 | 8.5 | 31600 | 24800 | 78.48% | 2 | 0 | 11.5 |  |  |  | No | R-410A | 2.7333 | Residential & Commercial | Ducted CEE Tier 1
215941191 | Central HP <5.4 tons | KEEPRITE | HRCU-A-CB (Split System: Heat Pump with Remote Outdoor Unit-Air-Source) | C5H3V48*K*AAA* |  |  | ESH5X48M12A*+WALLCON | *97CTN1002122A* | 44000 | 20 | 9 | 48500 | 36400 | 75.05% | 1.82 | 0 | 10.5 |  |  |  | No | R-454B | 3.6667 | Residential & Commercial | Ducted CEE Tier 1
215940971 | Central HP <5.4 tons | KEEPRITE | HRCU-A-CB (Split System: Heat Pump with Remote Outdoor Unit-Air-Source) | C5H3V48*K*AAA* |  |  | EA*5X48M21A*+WALLCON | *97CTN0801716A* | 43000 | 20 | 9.5 | 48500 | 37400 | 77.11% | 2 | 0 | 10.5 |  |  |  | No | R-454B | 3.5833 | Residential & Commercial | Ducted CEE Tier 1
213078073 | Central HP <5.4 tons | ARCOAIRE | HRCU-A-CB (Split System: Heat Pump with Remote Outdoor Unit-Air-Source) | DLCURAH36ABK |  |  | EA*4X37L21A* | *80MS(N,L)0701716A* | 36600 | 16 | 8.5 | 38500 | 35000 | 90.91% | 2.06 | 0 | 10 |  |  |  | No | R-410A | 3.05 | Residential & Commercial | Ducted CEE Tier 1
213077714 | Central HP <5.4 tons | ARCOAIRE | HRCU-A-CB (Split System: Heat Pump with Remote Outdoor Unit-Air-Source) | DLCURAH36ABK |  |  | EA*4X37L21A* | *96VTN1002122B* | 36600 | 16.5 | 8.5 | 38000 | 34800 | 91.58% | 2.08 | 0 | 10 |  |  |  | No | R-410A | 3.05 | Residential & Commercial | Ducted CEE Tier 1
212653187 | Central HP <5.4 tons | EVERREST | HRCU-A-CB (Split System: Heat Pump with Remote Outdoor Unit-Air-Source) | ASZV903610A* |  |  | CA*F3137*6A*+TXV | A*VC960803BNB* | 33600 | 18.5 | 8.2 | 34000 | 24400 | 71.76% | 1.8 | 0 | 11.5 |  |  |  | No | R-410A | 2.8 | Residential & Commercial | Ducted CEE Tier 1
212653754 | Central HP <5.4 tons | EVERREST | HRCU-A-CB (Split System: Heat Pump with Remote Outdoor Unit-Air-Source) | ASZV903610A* |  |  | CHPF3743C6B*+TXV | A*VS960805CUA* | 33400 | 18 | 8.2 | 34000 | 24400 | 71.76% | 1.8 | 0 | 11 |  |  |  | No | R-410A | 2.7833 | Residential & Commercial | Ducted CEE Tier 1
208939391 | Central HP <5.4 tons | ForestAir | HRCU-A-CB (Split System: Heat Pump with Remote Outdoor Unit-Air-Source) | FAD36W/A-D(U) |  |  | FAD24AH2/A-D(U) |  | 24000 | 17 | 9 | 24000 | 22000 | 91.67% | 1.8 | 12.5 | 12 |  |  |  | No | R-410A | 2 | Residential & Commercial | Ducted CEE Tier 1
215681430 | Central HP <5.4 tons | KEEPRITE | HRCU-A-CB (Split System: Heat Pump with Remote Outdoor Unit-Air-Source) | C5H0V48*K*AAA* |  |  | EA*5X60M24A*+WALLCON | *97CTN1202422A* | 45000 | 18 | 9 | 47500 | 33600 | 70.74% | 2.06 | 0 | 10 |  |  |  | No | R-454B | 3.75 | Residential & Commercial | Ducted CEE Tier 1
215676500 | Central HP <5.4 tons | KEEPRITE | HRCU-A-CB (Split System: Heat Pump with Remote Outdoor Unit-Air-Source) | C5H0V48*K*AAA* |  |  | EVD5X60M21A*+WALLCON | *95CSU0601716B* | 47500 | 18 | 9 | 50000 | 37200 | 74.4% | 1.98 | 0 | 10 |  |  |  | No | R-454B | 3.9583 | Residential & Commercial | Ducted CEE Tier 1
215676150 | Central HP <5.4 tons | KEEPRITE | HRCU-A-CB (Split System: Heat Pump with Remote Outdoor Unit-Air-Source) | C5H0V48*K*AAA* |  |  | EVD5X48M21A*+WALLCON | *97CMN1002122B* | 47000 | 18.5 | 9 | 50000 | 36400 | 72.8% | 2 | 0 | 10 |  |  |  | No | R-454B | 3.9167 | Residential & Commercial | Ducted CEE Tier 1
215676200 | Central HP <5.4 tons | KEEPRITE | HRCU-A-CB (Split System: Heat Pump with Remote Outdoor Unit-Air-Source) | C5H0V48*K*AAA* |  |  | EVD5X48M24A*+WALLCON | *80CTL0702120B* | 47000 | 18.5 | 9 | 50000 | 36600 | 73.2% | 2.02 | 0 | 10 |  |  |  | No | R-454B | 3.9167 | Residential & Commercial | Ducted CEE Tier 1
214573856 | Central HP <5.4 tons | KENMORE | HRCU-A-CB (Split System: Heat Pump with Remote Outdoor Unit-Air-Source) | (C,H,T)VH837GKA2* |  |  | EA*4X43L21A*+WALLCON | *80CTL0702120B* | 32800 | 17.5 | 8.5 | 32800 | 25200 | 76.83% | 2 | 0 | 11 |  |  |  | No | R-410A | 2.7333 | Residential & Commercial | Ducted CEE Tier 1
214573656 | Central HP <5.4 tons | KENMORE | HRCU-A-CB (Split System: Heat Pump with Remote Outdoor Unit-Air-Source) | (C,H,T)VH837GKA2* |  |  | EA*4X36L21A*+WALLCON | *97CMN0802120B* | 31600 | 17 | 8.1 | 33000 | 24200 | 73.33% | 1.86 | 0 | 11 |  |  |  | No | R-410A | 2.6333 | Residential & Commercial | Ducted CEE Tier 1
206997775 | Central HP <5.4 tons | KENMORE | HRCU-A-CB (Split System: Heat Pump with Remote Outdoor Unit-Air-Source) | (C,H,T)VH837GKA2* |  |  | EN(A,D,W)4X48L21**+WALLCON | *96CTN1002122A* | 32400 | 17.5 | 8.1 | 33000 | 24800 | 75.15% | 1.96 | 11.5 | 11.7 |  |  |  | No | R-410A | 2.7 | Residential & Commercial | Ducted CEE Tier 1
206997850 | Central HP <5.4 tons | KENMORE | HRCU-A-CB (Split System: Heat Pump with Remote Outdoor Unit-Air-Source) | (C,H,T)VH837GKA2* |  |  | EHD4X48AAL+WALLCON | *96CTN1002122A* | 32600 | 17 | 8.1 | 33000 | 24800 | 75.15% | 1.98 | 12 | 11 |  |  |  | No | R-410A | 2.7167 | Residential & Commercial | Ducted CEE Tier 1
206997852 | Central HP <5.4 tons | KENMORE | HRCU-A-CB (Split System: Heat Pump with Remote Outdoor Unit-Air-Source) | (C,H,T)VH837GKA2* |  |  | EHD4X48AAL+WALLCON | *80CTL0901716A* | 32800 | 17.5 | 8.1 | 33000 | 24800 | 75.15% | 1.98 | 12 | 11.5 |  |  |  | No | R-410A | 2.7333 | Residential & Commercial | Ducted CEE Tier 1
214573796 | Central HP <5.4 tons | KENMORE | HRCU-A-CB (Split System: Heat Pump with Remote Outdoor Unit-Air-Source) | (C,H,T)VH837GKA2* |  |  | EA*4X42L24A*+WALLCON | *80CTL0702120B* | 31800 | 18 | 8.5 | 33000 | 24400 | 73.94% | 1.9 | 0 | 11 |  |  |  | No | R-410A | 2.65 | Residential & Commercial | Ducted CEE Tier 1
206997843 | Central HP <5.4 tons | KENMORE | HRCU-A-CB (Split System: Heat Pump with Remote Outdoor Unit-Air-Source) | (C,H,T)VH837GKA2* |  |  | EHD4X48AAL+WALLCON | *96CTN1202422A* | 32600 | 17 | 8.1 | 33000 | 24800 | 75.15% | 1.98 | 11 | 11 |  |  |  | No | R-410A | 2.7167 | Residential & Commercial | Ducted CEE Tier 1
215667937 | Central HP <5.4 tons | KEEPRITE | HRCU-A-CB (Split System: Heat Pump with Remote Outdoor Unit-Air-Source) | C5H0V24*K*AAA* |  |  | EA*5X37M21A*+WALLCON | *96CTN1002122B* | 24000 | 17.5 | 9 | 23200 | 16300 | 70.26% | 2.02 | 0 | 10.5 |  |  |  | No | R-454B | 2 | Residential & Commercial | Ducted CEE Tier 1
211242480 | Central HP <5.4 tons | ARCOAIRE | HRCU-A-CB (Split System: Heat Pump with Remote Outdoor Unit-Air-Source) | DLCURAH24ABK |  |  | EA*4X36L21A* | *96VTN0801716A* | 24400 | 16.5 | 8.5 | 26200 | 22400 | 85.5% | 1.86 | 0 | 10 |  |  |  | No | R-410A | 2.0333 | Residential & Commercial | Ducted CEE Tier 1
211242145 | Central HP <5.4 tons | ARCOAIRE | HRCU-A-CB (Split System: Heat Pump with Remote Outdoor Unit-Air-Source) | DLCURAH24ABK |  |  | EA*4X36L17A* | *92ESN0801716A* | 24400 | 17 | 8.5 | 26200 | 22400 | 85.5% | 1.86 | 0 | 10 |  |  |  | No | R-410A | 2.0333 | Residential & Commercial | Ducted CEE Tier 1
212971691 | Central HP <5.4 tons | ARCOAIRE | HRCU-A-CB (Split System: Heat Pump with Remote Outdoor Unit-Air-Source) | DLCURAH24ABK |  |  | EA*4X37L21A* | *80VTL0701716B* | 24200 | 17.5 | 8.5 | 25200 | 21600 | 85.71% | 1.82 | 0 | 10 |  |  |  | No | R-410A | 2.0167 | Residential & Commercial | Ducted CEE Tier 1
212969769 | Central HP <5.4 tons | ARCOAIRE | HRCU-A-CB (Split System: Heat Pump with Remote Outdoor Unit-Air-Source) | DLCURAH24ABK |  |  | EA*4X30L17A* | *80VSL0451412B* | 23400 | 17 | 8.5 | 26200 | 24800 | 94.66% | 2.08 | 0 | 10 |  |  |  | No | R-410A | 1.95 | Residential & Commercial | Ducted CEE Tier 1
208939392 | Central HP <5.4 tons | ForestAir | HRCU-A-CB (Split System: Heat Pump with Remote Outdoor Unit-Air-Source) | FAD36W/A-D(U) |  |  | FAD36AH2/A-D(U) |  | 34000 | 16 | 9 | 35000 | 28000 | 80% | 1.8 | 10 | 10 |  |  |  | No | R-410A | 2.8333 | Residential & Commercial | Ducted CEE Tier 1
213077971 | Central HP <5.4 tons | ARCOAIRE | HRCU-A-CB (Split System: Heat Pump with Remote Outdoor Unit-Air-Source) | DLCURAH36ABK |  |  | EA*4X43L21A* | *80MS(N,L)0701712A* | 36200 | 16 | 8.5 | 38000 | 34800 | 91.58% | 2.04 | 0 | 10 |  |  |  | No | R-410A | 3.0167 | Residential & Commercial | Ducted CEE Tier 1
213077880 | Central HP <5.4 tons | ARCOAIRE | HRCU-A-CB (Split System: Heat Pump with Remote Outdoor Unit-Air-Source) | DLCURAH36ABK |  |  | EA*4X37L17A* | *80MS(N,L)0701412A* | 36000 | 15.5 | 8.5 | 38500 | 35000 | 90.91% | 2 | 0 | 10 |  |  |  | No | R-410A | 3 | Residential & Commercial | Ducted CEE Tier 1
213077178 | Central HP <5.4 tons | ARCOAIRE | HRCU-A-CB (Split System: Heat Pump with Remote Outdoor Unit-Air-Source) | DLCURAH36ABK |  |  | EA*4X43L21A* | *96VSN1002120B* | 36200 | 16 | 8.5 | 38000 | 34800 | 91.58% | 2.04 | 0 | 10 |  |  |  | No | R-410A | 3.0167 | Residential & Commercial | Ducted CEE Tier 1
212436229 | Central HP <5.4 tons | BOREAL | HRCU-A-C (Split System: Heat Pump with Remote Outdoor Unit with No Indoor Fan --Air Source) | ENVBR36HPJ1OA |  |  | ENVBR24C |  | 23000 | 15.2 | 8.5 | 24000 | 21600 | 90% | 1.8 | 0 | 11 |  |  |  | No | R-410A | 1.9167 | Residential & Commercial | Ducted CEE Tier 1
213079325 | Central HP <5.4 tons | ARCOAIRE | HRCU-A-CB (Split System: Heat Pump with Remote Outdoor Unit-Air-Source) | DLCURAH36ABK |  |  | EN(A,D)4X48L24** | *80MSU0802120A* | 35800 | 17 | 8.1 | 38000 | 34800 | 91.58% | 2.04 | 0 | 10.5 |  |  |  | No | R-410A | 2.9833 | Residential & Commercial | Ducted CEE Tier 1
213078791 | Central HP <5.4 tons | ARCOAIRE | HRCU-A-CB (Split System: Heat Pump with Remote Outdoor Unit-Air-Source) | DLCURAH36ABK |  |  | EA*4X42L24A* | *80MS(N,L)1552420A* | 35600 | 16.5 | 8.1 | 38500 | 35000 | 90.91% | 1.9 | 0 | 10 |  |  |  | No | R-410A | 2.9667 | Residential & Commercial | Ducted CEE Tier 1
208939395 | Central HP <5.4 tons | ForestAir | HRCU-A-CB (Split System: Heat Pump with Remote Outdoor Unit-Air-Source) | FAD60W/A-D(U) |  |  | FAD60AH2/A-D(U) |  | 54000 | 16 | 9 | 54000 | 41000 | 75.93% | 1.8 | 10.5 | 10 |  |  |  | No | R-410A | 4.5 | Residential & Commercial | Ducted CEE Tier 1
206136172 | Central HP <5.4 tons | KENMORE | HRCU-A-CB (Split System: Heat Pump with Remote Outdoor Unit-Air-Source) | (C,H,T)VH837GKA** |  |  | EA*4X48L21A*+WALLCON | *95CSU0802120A* | 32400 | 17.5 | 8.5 | 32600 | 25000 | 76.69% | 1.98 | 12 | 11.5 |  |  |  | No | R-410A | 2.7 | Residential & Commercial | Ducted CEE Tier 1
206136358 | Central HP <5.4 tons | KENMORE | HRCU-A-CB (Split System: Heat Pump with Remote Outdoor Unit-Air-Source) | (C,H,T)VH837GKA** |  |  | EHD4X48AAL+WALLCON | *95CSU0802120A* | 32600 | 17 | 8.1 | 33000 | 24800 | 75.15% | 1.98 | 11.5 | 11 |  |  |  | No | R-410A | 2.7167 | Residential & Commercial | Ducted CEE Tier 1
212650395 | Central HP <5.4 tons | EVERREST | HRCU-A-CB (Split System: Heat Pump with Remote Outdoor Unit-Air-Source) | ASZS601810A* |  |  | CA*EA1818*4A* | A*VC800603B*A* | 16600 | 17.5 | 8.5 | 17400 | 13000 | 74.71% | 2.1 | 0 | 10.9 |  |  |  | No | R-410A | 1.3833 | Residential & Commercial | Ducted CEE Tier 1
215935428 | Central HP <5.4 tons | ARCOAIRE | HRCU-A-CB (Split System: Heat Pump with Remote Outdoor Unit-Air-Source) | H5H3V36*K*AAA* |  |  | EVM5X60M24A*+WALLCON | *97CMN1202422B* | 35400 | 22 | 8.5 | 38000 | 28400 | 74.74% | 2.04 | 0 | 12.5 |  |  |  | No | R-454B | 2.95 | Residential & Commercial | Ducted CEE Tier 1
215936578 | Central HP <5.4 tons | ARCOAIRE | HRCU-A-CB (Split System: Heat Pump with Remote Outdoor Unit-Air-Source) | H5H3V36*K*AAA* |  |  | EVD5X60M21A*+WALLCON | *80CSU1002120A* | 35600 | 21.5 | 8.5 | 38000 | 28600 | 75.26% | 2.02 | 0 | 12 |  |  |  | No | R-454B | 2.9667 | Residential & Commercial | Ducted CEE Tier 1
215936528 | Central HP <5.4 tons | ARCOAIRE | HRCU-A-CB (Split System: Heat Pump with Remote Outdoor Unit-Air-Source) | H5H3V36*K*AAA* |  |  | EVD5X49M24A*+WALLCON | *97CMN1202422B* | 35400 | 22 | 8.5 | 38000 | 28400 | 74.74% | 2.04 | 0 | 12.5 |  |  |  | No | R-454B | 2.95 | Residential & Commercial | Ducted CEE Tier 1
215936508 | Central HP <5.4 tons | ARCOAIRE | HRCU-A-CB (Split System: Heat Pump with Remote Outdoor Unit-Air-Source) | H5H3V36*K*AAA* |  |  | EVD5X49M24A*+WALLCON | *97CMN0802120B* | 35400 | 21.5 | 8.5 | 38000 | 28400 | 74.74% | 2.04 | 0 | 12 |  |  |  | No | R-454B | 2.95 | Residential & Commercial | Ducted CEE Tier 1
215936008 | Central HP <5.4 tons | ARCOAIRE | HRCU-A-CB (Split System: Heat Pump with Remote Outdoor Unit-Air-Source) | H5H3V36*K*AAA* |  |  | EVD5X42M21A*+WALLCON | *80CTL0901716B* | 34400 | 21 | 8.5 | 38500 | 28200 | 73.25% | 2.04 | 0 | 11.7 |  |  |  | No | R-454B | 2.8667 | Residential & Commercial | Ducted CEE Tier 1
215936198 | Central HP <5.4 tons | ARCOAIRE | HRCU-A-CB (Split System: Heat Pump with Remote Outdoor Unit-Air-Source) | H5H3V36*K*AAA* |  |  | EVD5X42M24A*+WALLCON | *95CSU0802120B* | 35400 | 21.5 | 8.5 | 38000 | 28600 | 75.26% | 2.04 | 0 | 12 |  |  |  | No | R-454B | 2.95 | Residential & Commercial | Ducted CEE Tier 1
215936848 | Central HP <5.4 tons | ARCOAIRE | HRCU-A-CB (Split System: Heat Pump with Remote Outdoor Unit-Air-Source) | H5H3V36*K*AAA* |  |  | EVD5X60M24A*+WALLCON | *96CTN1002122B* | 35600 | 22 | 8.5 | 38000 | 28400 | 74.74% | 2.04 | 0 | 12.5 |  |  |  | No | R-454B | 2.9667 | Residential & Commercial | Ducted CEE Tier 1
215936898 | Central HP <5.4 tons | ARCOAIRE | HRCU-A-CB (Split System: Heat Pump with Remote Outdoor Unit-Air-Source) | H5H3V36*K*AAA* |  |  | EVD5X61M21A*+WALLCON | *97CMN0602120B* | 35600 | 21.5 | 8.5 | 38000 | 28600 | 75.26% | 1.98 | 0 | 12 |  |  |  | No | R-454B | 2.9667 | Residential & Commercial | Ducted CEE Tier 1
215936948 | Central HP <5.4 tons | ARCOAIRE | HRCU-A-CB (Split System: Heat Pump with Remote Outdoor Unit-Air-Source) | H5H3V36*K*AAA* |  |  | EVD5X61M24A*+WALLCON | *95CSU1002122B* | 36000 | 22.5 | 8.5 | 37600 | 28200 | 75% | 2.06 | 0 | 12.5 |  |  |  | No | R-454B | 3 | Residential & Commercial | Ducted CEE Tier 1
213077228 | Central HP <5.4 tons | ARCOAIRE | HRCU-A-CB (Split System: Heat Pump with Remote Outdoor Unit-Air-Source) | DLCURAH36ABK |  |  | EN(A,D)4X48L24** | *96VSN1002120B* | 36000 | 16.5 | 8.1 | 38500 | 35000 | 90.91% | 2 | 0 | 10 |  |  |  | No | R-410A | 3 | Residential & Commercial | Ducted CEE Tier 1
213080199 | Central HP <5.4 tons | ARCOAIRE | HRCU-A-CB (Split System: Heat Pump with Remote Outdoor Unit-Air-Source) | DLCURAH36ABK |  |  | EA*4X48L21A* | *96MSN0802120A* | 36000 | 16 | 8.5 | 38000 | 34800 | 91.58% | 2.04 | 0 | 10 |  |  |  | No | R-410A | 3 | Residential & Commercial | Ducted CEE Tier 1
213079414 | Central HP <5.4 tons | ARCOAIRE | HRCU-A-CB (Split System: Heat Pump with Remote Outdoor Unit-Air-Source) | DLCURAH36ABK |  |  | EA*4X37L21A* | *92MSN0601714A* | 36600 | 16 | 8.5 | 38500 | 35000 | 90.91% | 2.06 | 0 | 10 |  |  |  | No | R-410A | 3.05 | Residential & Commercial | Ducted CEE Tier 1
213078061 | Central HP <5.4 tons | ARCOAIRE | HRCU-A-CB (Split System: Heat Pump with Remote Outdoor Unit-Air-Source) | DLCURAH36ABK |  |  | EA*4X37L17A* | *80MS(N,L)0701716A* | 36000 | 15.5 | 8.5 | 38500 | 35000 | 90.91% | 2 | 0 | 10 |  |  |  | No | R-410A | 3 | Residential & Commercial | Ducted CEE Tier 1
213079229 | Central HP <5.4 tons | ARCOAIRE | HRCU-A-CB (Split System: Heat Pump with Remote Outdoor Unit-Air-Source) | DLCURAH36ABK |  |  | EA*4X42L21A* | *80MSU0802120A* | 35000 | 16.5 | 8.1 | 38500 | 35000 | 90.91% | 1.9 | 0 | 10 |  |  |  | No | R-410A | 2.9167 | Residential & Commercial | Ducted CEE Tier 1
213078811 | Central HP <5.4 tons | ARCOAIRE | HRCU-A-CB (Split System: Heat Pump with Remote Outdoor Unit-Air-Source) | DLCURAH36ABK |  |  | EN(A,D)4X48L24** | *80MS(N,L)1552420A* | 36200 | 16.5 | 8.1 | 38500 | 35000 | 90.91% | 2.02 | 0 | 10.5 |  |  |  | No | R-410A | 3.0167 | Residential & Commercial | Ducted CEE Tier 1
215667817 | Central HP <5.4 tons | KEEPRITE | HRCU-A-CB (Split System: Heat Pump with Remote Outdoor Unit-Air-Source) | C5H0V24*K*AAA* |  |  | EA*5X37M21A*+WALLCON | *80CSU0401712A* | 24000 | 18 | 9 | 23200 | 16300 | 70.26% | 2.02 | 0 | 10.5 |  |  |  | No | R-454B | 2 | Residential & Commercial | Ducted CEE Tier 1
215667729 | Central HP <5.4 tons | KEEPRITE | HRCU-A-CB (Split System: Heat Pump with Remote Outdoor Unit-Air-Source) | C5H0V24*K*AAA* |  |  | EA*5X37M17A*+WALLCON | *80CSU0401712A* | 23800 | 17 | 9 | 23400 | 16500 | 70.51% | 2 | 0 | 10.5 |  |  |  | No | R-454B | 1.9833 | Residential & Commercial | Ducted CEE Tier 1
212652272 | Central HP <5.4 tons | EVERREST | HRCU-A-CB (Split System: Heat Pump with Remote Outdoor Unit-Air-Source) | ASZS601810A* |  |  | CA*EA2422*4A* | A*VC960403BNB* | 16600 | 17.5 | 8.5 | 17400 | 13000 | 74.71% | 2.1 | 0 | 10.9 |  |  |  | No | R-410A | 1.3833 | Residential & Commercial | Ducted CEE Tier 1
212653242 | Central HP <5.4 tons | EVERREST | HRCU-A-CB (Split System: Heat Pump with Remote Outdoor Unit-Air-Source) | ASZS601810A* |  |  | CA*EA1818*4A* | A*VC800604B*A* | 16600 | 17.5 | 8.5 | 17400 | 13000 | 74.71% | 2.1 | 0 | 10.9 |  |  |  | No | R-410A | 1.3833 | Residential & Commercial | Ducted CEE Tier 1
206997859 | Central HP <5.4 tons | KENMORE | HRCU-A-CB (Split System: Heat Pump with Remote Outdoor Unit-Air-Source) | (C,H,T)VH837GKA2* |  |  | EA*4X42L21A*+WALLCON | *80CSU0601716A* | 31800 | 17 | 8.1 | 33200 | 24400 | 73.49% | 1.86 | 11.5 | 11 |  |  |  | No | R-410A | 2.65 | Residential & Commercial | Ducted CEE Tier 1
215420684 | Central HP <5.4 tons | BOREAL | HRCU-A-CB (Split System: Heat Pump with Remote Outdoor Unit-Air-Source) | ENX48HPJ132OA |  |  | ENX48HPJ132IA |  | 48000 | 17 | 9.5 | 48000 | 45000 | 93.75% | 1.8 | 0 | 11.7 |  |  |  | No | R-32 | 4 | Residential & Commercial | Ducted CEE Tier 1
206997864 | Central HP <5.4 tons | KENMORE | HRCU-A-CB (Split System: Heat Pump with Remote Outdoor Unit-Air-Source) | (C,H,T)VH837GKA2* |  |  | EA*4X43L21A*+WALLCON | *80CSU0601716A* | 32800 | 17 | 8.5 | 33000 | 25200 | 76.36% | 1.96 | 12 | 11 |  |  |  | No | R-410A | 2.7333 | Residential & Commercial | Ducted CEE Tier 1
214574076 | Central HP <5.4 tons | KENMORE | HRCU-A-CB (Split System: Heat Pump with Remote Outdoor Unit-Air-Source) | (C,H,T)VH837GKA2* |  |  | EA*4X60L24A*+WALLCON | *97CMN0802120B* | 32800 | 17.5 | 8.5 | 31600 | 24800 | 78.48% | 2 | 0 | 11.5 |  |  |  | No | R-410A | 2.7333 | Residential & Commercial | Ducted CEE Tier 1
214573926 | Central HP <5.4 tons | KENMORE | HRCU-A-CB (Split System: Heat Pump with Remote Outdoor Unit-Air-Source) | (C,H,T)VH837GKA2* |  |  | EA*4X48L21A*+WALLCON | *95CSU0802120B* | 32200 | 17.5 | 8.5 | 32400 | 25000 | 77.16% | 1.98 | 0 | 11 |  |  |  | No | R-410A | 2.6833 | Residential & Commercial | Ducted CEE Tier 1
213479376 | Central HP <5.4 tons | TEMP SHIFT | HRCU-A-C (Split System: Heat Pump with Remote Outdoor Unit with No Indoor Fan --Air Source) | TSMOD30U30HFN1MR0(X) |  |  | TSMVB36B24T4N1 |  | 29000 | 15.2 | 8.5 | 31000 | 22600 | 72.9% | 1.8 | 0 | 10 |  |  |  | No | R-410A | 2.4167 | Residential & Commercial | Ducted CEE Tier 1
213298030 | Central HP <5.4 tons | FRASER-JOHNSTON | HRCU-A-CB (Split System: Heat Pump with Remote Outdoor Unit-Air-Source) | HMH72B341 |  |  | XAFC36DBCN1 | Z8ES080C16SMPS1 | 34000 | 18 | 8.5 | 33400 | 24200 | 72.46% | 2.14 | 0 | 10 |  |  |  | No | R-410A | 2.8333 | Residential & Commercial | Ducted CEE Tier 1
213298045 | Central HP <5.4 tons | FRASER-JOHNSTON | HRCU-A-CB (Split System: Heat Pump with Remote Outdoor Unit-Air-Source) | HMH72B341 |  |  | XAFC36DXXN1+TXV | Z8ES080B12LMPS1 | 34000 | 18 | 8.1 | 33400 | 24000 | 71.86% | 2.08 | 0 | 10 |  |  |  | No | R-410A | 2.8333 | Residential & Commercial | Ducted CEE Tier 1
213372197 | Central HP <5.4 tons | LPS Legacy | HRCU-A-C (Split System: Heat Pump with Remote Outdoor Unit with No Indoor Fan --Air Source) | DLCURAH24ABK |  |  | DLFULAH24XAX + CI |  | 24000 | 16.1 | 9.8 | 25000 | 20000 | 80% | 2 | 0 | 10.7 |  |  |  | No | R-410A | 2 | Residential & Commercial | Ducted CEE Tier 1
215666938 | Central HP <5.4 tons | KEEPRITE | HRCU-A-CB (Split System: Heat Pump with Remote Outdoor Unit-Air-Source) | C5H0V24*K*AAA* |  |  | EA*5X24M14A*+WALLCON | *80CTL0701412B* | 22800 | 17 | 9 | 24000 | 16900 | 70.42% | 1.94 | 0 | 10 |  |  |  | No | R-454B | 1.9 | Residential & Commercial | Ducted CEE Tier 1
204456452 | Central HP <5.4 tons | KENMORE | HRCU-A-CB (Split System: Heat Pump with Remote Outdoor Unit-Air-Source) | (C,H,T)VH825GKA2* |  |  | EA*4X25L17A*+WALLCON | *80CTL0701716A* | 24400 | 16.5 | 8.1 | 21200 | 16600 | 78.3% | 2.02 | 11 | 11 |  |  |  | No | R-410A | 2.0333 | Residential & Commercial | Ducted CEE Tier 1
206133784 | Central HP <5.4 tons | KENMORE | HRCU-A-CB (Split System: Heat Pump with Remote Outdoor Unit-Air-Source) | (C,H,T)VH825GKA2* |  |  | EA*4X36L21A*+WALLCON | *95CSU0802120A* | 23600 | 16.5 | 8.1 | 21400 | 16600 | 77.57% | 1.94 | 11 | 11 |  |  |  | No | R-410A | 1.9667 | Residential & Commercial | Ducted CEE Tier 1
215678411 | Central HP <5.4 tons | KENMORE | HRCU-A-CB (Split System: Heat Pump with Remote Outdoor Unit-Air-Source) | (C,H,T)5H0V24*K*AAA* |  |  | EA*5X37M21A*+WALLCON | *97CTN0601716A* | 24000 | 17 | 9 | 23400 | 16400 | 70.09% | 2.02 | 0 | 10.5 |  |  |  | No | R-454B | 2 | Residential & Commercial | Ducted CEE Tier 1
213077641 | Central HP <5.4 tons | ARCOAIRE | HRCU-A-CB (Split System: Heat Pump with Remote Outdoor Unit-Air-Source) | DLCURAH36ABK |  |  | EA*4X43L21A* | *96VTN1002120B* | 36200 | 16.5 | 8.5 | 38000 | 34800 | 91.58% | 2.04 | 0 | 10 |  |  |  | No | R-410A | 3.0167 | Residential & Commercial | Ducted CEE Tier 1
213080187 | Central HP <5.4 tons | ARCOAIRE | HRCU-A-CB (Split System: Heat Pump with Remote Outdoor Unit-Air-Source) | DLCURAH36ABK |  |  | EA*4X43L21A* | *96MSN0802120A* | 36400 | 16 | 8.5 | 38000 | 34800 | 91.58% | 2.06 | 0 | 10 |  |  |  | No | R-410A | 3.0333 | Residential & Commercial | Ducted CEE Tier 1
213080103 | Central HP <5.4 tons | ARCOAIRE | HRCU-A-CB (Split System: Heat Pump with Remote Outdoor Unit-Air-Source) | DLCURAH36ABK |  |  | END4X42L17** | *96MSN0801716A* | 35600 | 15.5 | 8.1 | 38500 | 35200 | 91.43% | 1.94 | 0 | 10 |  |  |  | No | R-410A | 2.9667 | Residential & Commercial | Ducted CEE Tier 1
213080355 | Central HP <5.4 tons | ARCOAIRE | HRCU-A-CB (Split System: Heat Pump with Remote Outdoor Unit-Air-Source) | DLCURAH36ABK |  |  | EN(A,D,W)4X48L21** | *96MSN1002120A* | 36000 | 16.5 | 8.1 | 38500 | 34800 | 90.39% | 2.02 | 0 | 10 |  |  |  | No | R-410A | 3 | Residential & Commercial | Ducted CEE Tier 1
213080396 | Central HP <5.4 tons | ARCOAIRE | HRCU-A-CB (Split System: Heat Pump with Remote Outdoor Unit-Air-Source) | DLCURAH36ABK |  |  | EA*4X42L21A* | *96MSN1002122A* | 35200 | 16 | 8.1 | 38500 | 35000 | 90.91% | 1.88 | 0 | 10 |  |  |  | No | R-410A | 2.9333 | Residential & Commercial | Ducted CEE Tier 1
212970910 | Central HP <5.4 tons | ARCOAIRE | HRCU-A-CB (Split System: Heat Pump with Remote Outdoor Unit-Air-Source) | DLCURAH18ABK |  |  | EN(A,D)4X18L14** | *80VTL0451412B* | 17400 | 16 | 8.5 | 18600 | 19700 | 105.9% | 2.38 | 0 | 10.5 |  |  |  | No | R-410A | 1.45 | Residential & Commercial | Ducted CEE Tier 1
212973325 | Central HP <5.4 tons | ARCOAIRE | HRCU-A-CB (Split System: Heat Pump with Remote Outdoor Unit-Air-Source) | DLCURAH18ABK |  |  | EA*4X25L17A* | *96VSN0601412B* | 17800 | 16.5 | 8.1 | 17600 | 17800 | 101.1% | 2.14 | 0 | 10.5 |  |  |  | No | R-410A | 1.4833 | Residential & Commercial | Ducted CEE Tier 1
212973345 | Central HP <5.4 tons | ARCOAIRE | HRCU-A-CB (Split System: Heat Pump with Remote Outdoor Unit-Air-Source) | DLCURAH18ABK |  |  | EA*4X30L17A* | *96VSN0601412B* | 17400 | 16.5 | 8.5 | 18000 | 18700 | 103.9% | 2.26 | 0 | 10.5 |  |  |  | No | R-410A | 1.45 | Residential & Commercial | Ducted CEE Tier 1
212973695 | Central HP <5.4 tons | ARCOAIRE | HRCU-A-CB (Split System: Heat Pump with Remote Outdoor Unit-Air-Source) | DLCURAH18ABK |  |  | EN(A,D)4X24L17** | *96VSN0801716B* | 17700 | 16 | 8.5 | 18700 | 19100 | 102.1% | 2.3 | 0 | 11 |  |  |  | No | R-410A | 1.475 | Residential & Commercial | Ducted CEE Tier 1
212987523 | Central HP <5.4 tons | ARCOAIRE | HRCU-A-CB (Split System: Heat Pump with Remote Outdoor Unit-Air-Source) | DLCURAH18ABK |  |  | EA*4X25L17A* | *96MSN0801716A* | 18200 | 16.5 | 8.5 | 18100 | 17600 | 97.24% | 2.14 | 0 | 11 |  |  |  | No | R-410A | 1.5167 | Residential & Commercial | Ducted CEE Tier 1
211261977 | Central HP <5.4 tons | ARCOAIRE | HRCU-A-CB (Split System: Heat Pump with Remote Outdoor Unit-Air-Source) | DLCURAH18ABK |  |  | EA*4X30L17A* | *96VTN0601714A* | 17800 | 16 | 8.5 | 18400 | 18500 | 100.5% | 2.22 | 0 | 10.5 |  |  |  | No | R-410A | 1.4833 | Residential & Commercial | Ducted CEE Tier 1
211261918 | Central HP <5.4 tons | ARCOAIRE | HRCU-A-CB (Split System: Heat Pump with Remote Outdoor Unit-Air-Source) | DLCURAH18ABK |  |  | EA*4X30L17A* | *96VTN0401410A* | 17500 | 16 | 8.5 | 18100 | 18600 | 102.8% | 2.24 | 0 | 10.5 |  |  |  | No | R-410A | 1.4583 | Residential & Commercial | Ducted CEE Tier 1
212971438 | Central HP <5.4 tons | ARCOAIRE | HRCU-A-CB (Split System: Heat Pump with Remote Outdoor Unit-Air-Source) | DLCURAH18ABK |  |  | EA*4X19L17A* | *80VTL0701716B* | 18000 | 16.5 | 8.5 | 18000 | 17800 | 98.89% | 2.14 | 0 | 10.5 |  |  |  | No | R-410A | 1.5 | Residential & Commercial | Ducted CEE Tier 1
213080405 | Central HP <5.4 tons | ARCOAIRE | HRCU-A-CB (Split System: Heat Pump with Remote Outdoor Unit-Air-Source) | DLCURAH36ABK |  |  | EA*4X42L24A* | *96MSN1002122A* | 35400 | 16 | 8.5 | 38500 | 35000 | 90.91% | 1.88 | 0 | 10 |  |  |  | No | R-410A | 2.95 | Residential & Commercial | Ducted CEE Tier 1
213077693 | Central HP <5.4 tons | ARCOAIRE | HRCU-A-CB (Split System: Heat Pump with Remote Outdoor Unit-Air-Source) | DLCURAH36ABK |  |  | EN(A,D)4X48L24** | *96VTN1002120B* | 36000 | 16.5 | 8.1 | 38500 | 35000 | 90.91% | 2 | 0 | 10 |  |  |  | No | R-410A | 3 | Residential & Commercial | Ducted CEE Tier 1
213077158 | Central HP <5.4 tons | ARCOAIRE | HRCU-A-CB (Split System: Heat Pump with Remote Outdoor Unit-Air-Source) | DLCURAH36ABK |  |  | EA*4X42L21A* | *96VSN1002120B* | 35400 | 16 | 8.1 | 38500 | 35200 | 91.43% | 1.88 | 0 | 10 |  |  |  | No | R-410A | 2.95 | Residential & Commercial | Ducted CEE Tier 1
213075902 | Central HP <5.4 tons | ARCOAIRE | HRCU-A-CB (Split System: Heat Pump with Remote Outdoor Unit-Air-Source) | DLCURAH36ABK |  |  | EA*4X42L21A* | *95MSU1002120A* | 35600 | 16 | 8.1 | 38500 | 35200 | 91.43% | 1.9 | 0 | 10 |  |  |  | No | R-410A | 2.9667 | Residential & Commercial | Ducted CEE Tier 1
213075986 | Central HP <5.4 tons | ARCOAIRE | HRCU-A-CB (Split System: Heat Pump with Remote Outdoor Unit-Air-Source) | DLCURAH36ABK |  |  | EN(A,D,W)4X48L21** | *95MSU1002120A* | 36200 | 16.5 | 8.1 | 38500 | 35000 | 90.91% | 2.02 | 0 | 10.5 |  |  |  | No | R-410A | 3.0167 | Residential & Commercial | Ducted CEE Tier 1
213079769 | Central HP <5.4 tons | ARCOAIRE | HRCU-A-CB (Split System: Heat Pump with Remote Outdoor Unit-Air-Source) | DLCURAH36ABK |  |  | EA*4X42L24A* | *92MSN1002120A* | 35400 | 16.5 | 8.1 | 38500 | 35000 | 90.91% | 1.88 | 0 | 10 |  |  |  | No | R-410A | 2.95 | Residential & Commercial | Ducted CEE Tier 1
213079367 | Central HP <5.4 tons | ARCOAIRE | HRCU-A-CB (Split System: Heat Pump with Remote Outdoor Unit-Air-Source) | DLCURAH36ABK |  |  | END4X42L17** | *92MSN0601412A* | 35600 | 15.5 | 8.1 | 38500 | 35200 | 91.43% | 1.94 | 0 | 10 |  |  |  | No | R-410A | 2.9667 | Residential & Commercial | Ducted CEE Tier 1
213078749 | Central HP <5.4 tons | ARCOAIRE | HRCU-A-CB (Split System: Heat Pump with Remote Outdoor Unit-Air-Source) | DLCURAH36ABK |  |  | EA*4X48L24A* | *80MS(N,L)1102420A* | 36200 | 16.5 | 8.5 | 38000 | 34600 | 91.05% | 2.04 | 0 | 10 |  |  |  | No | R-410A | 3.0167 | Residential & Commercial | Ducted CEE Tier 1
213077704 | Central HP <5.4 tons | ARCOAIRE | HRCU-A-CB (Split System: Heat Pump with Remote Outdoor Unit-Air-Source) | DLCURAH36ABK |  |  | EA*4X36L21A* | *96VTN1002122B* | 35000 | 16.5 | 8.1 | 38500 | 35200 | 91.43% | 1.82 | 0 | 10 |  |  |  | No | R-410A | 2.9167 | Residential & Commercial | Ducted CEE Tier 1
213079241 | Central HP <5.4 tons | ARCOAIRE | HRCU-A-CB (Split System: Heat Pump with Remote Outdoor Unit-Air-Source) | DLCURAH36ABK |  |  | EA*4X42L24A* | *80MSU0802120A* | 35200 | 16.5 | 8.1 | 38500 | 35000 | 90.91% | 1.9 | 0 | 10 |  |  |  | No | R-410A | 2.9333 | Residential & Commercial | Ducted CEE Tier 1
212970729 | Central HP <5.4 tons | ARCOAIRE | HRCU-A-CB (Split System: Heat Pump with Remote Outdoor Unit-Air-Source) | DLCURAH36ABK |  |  | EN(A,D,W)4X48L21** | *80VSL0902120B* | 36000 | 16.5 | 8.1 | 38500 | 35000 | 90.91% | 2 | 0 | 10 |  |  |  | No | R-410A | 3 | Residential & Commercial | Ducted CEE Tier 1
212970679 | Central HP <5.4 tons | ARCOAIRE | HRCU-A-CB (Split System: Heat Pump with Remote Outdoor Unit-Air-Source) | DLCURAH36ABK |  |  | EA*4X43L21A* | *80VSL0902120B* | 36800 | 16 | 8.5 | 38000 | 35000 | 92.11% | 2.08 | 0 | 10 |  |  |  | No | R-410A | 3.0667 | Residential & Commercial | Ducted CEE Tier 1
212650203 | Central HP <5.4 tons | EVERREST | HRCU-A-CB (Split System: Heat Pump with Remote Outdoor Unit-Air-Source) | ASZV903610A* |  |  | CA*F3743*6D*+TXV | A*VC960403BNB* | 33600 | 18.5 | 8.2 | 34000 | 24400 | 71.76% | 1.8 | 0 | 11.5 |  |  |  | No | R-410A | 2.8 | Residential & Commercial | Ducted CEE Tier 1
213080247 | Central HP <5.4 tons | ARCOAIRE | HRCU-A-CB (Split System: Heat Pump with Remote Outdoor Unit-Air-Source) | DLCURAH36ABK |  |  | EN(A,D,W)4X48L21** | *96MSN0802120A* | 36200 | 16 | 8.1 | 38500 | 35000 | 90.91% | 2.02 | 0 | 10 |  |  |  | No | R-410A | 3.0167 | Residential & Commercial | Ducted CEE Tier 1
215667753 | Central HP <5.4 tons | KEEPRITE | HRCU-A-CB (Split System: Heat Pump with Remote Outdoor Unit-Air-Source) | C5H0V24*K*AAA* |  |  | EA*5X37M17A*+WALLCON | *80CTL0701412B* | 23800 | 17.5 | 9 | 23400 | 16500 | 70.51% | 2 | 0 | 10.5 |  |  |  | No | R-454B | 1.9833 | Residential & Commercial | Ducted CEE Tier 1
215667857 | Central HP <5.4 tons | KEEPRITE | HRCU-A-CB (Split System: Heat Pump with Remote Outdoor Unit-Air-Source) | C5H0V24*K*AAA* |  |  | EA*5X37M21A*+WALLCON | *80CTL0901716B* | 24000 | 17.5 | 9 | 23200 | 16300 | 70.26% | 2.02 | 0 | 10.5 |  |  |  | No | R-454B | 2 | Residential & Commercial | Ducted CEE Tier 1
215667155 | Central HP <5.4 tons | KEEPRITE | HRCU-A-CB (Split System: Heat Pump with Remote Outdoor Unit-Air-Source) | C5H0V24*K*AAA* |  |  | EA*5X25M17A*+WALLCON | *80CSU0401712A* | 24000 | 17.5 | 9 | 23400 | 16400 | 70.09% | 2.02 | 0 | 10.5 |  |  |  | No | R-454B | 2 | Residential & Commercial | Ducted CEE Tier 1
215940721 | Central HP <5.4 tons | KEEPRITE | HRCU-A-CB (Split System: Heat Pump with Remote Outdoor Unit-Air-Source) | C5H3V36*K*AAA* |  |  | EVD5X42M24A*+WALLCON | *97CTN1202422A* | 35600 | 22 | 8.5 | 38000 | 28400 | 74.74% | 2.04 | 0 | 12.5 |  |  |  | No | R-454B | 2.9667 | Residential & Commercial | Ducted CEE Tier 1
215940621 | Central HP <5.4 tons | KEEPRITE | HRCU-A-CB (Split System: Heat Pump with Remote Outdoor Unit-Air-Source) | C5H3V36*K*AAA* |  |  | EVD5X42M21A*+WALLCON | *96CTN0802120B* | 34400 | 20.5 | 8.5 | 38500 | 28200 | 73.25% | 2.04 | 0 | 11.7 |  |  |  | No | R-454B | 2.8667 | Residential & Commercial | Ducted CEE Tier 1
215940521 | Central HP <5.4 tons | KEEPRITE | HRCU-A-CB (Split System: Heat Pump with Remote Outdoor Unit-Air-Source) | C5H3V36*K*AAA* |  |  | EVD5X36M21A*+WALLCON | *80CSU0401712B* | 34600 | 21 | 8.5 | 38500 | 28000 | 72.73% | 2.06 | 0 | 12 |  |  |  | No | R-454B | 2.8833 | Residential & Commercial | Ducted CEE Tier 1
215942577 | Central HP <5.4 tons | KEEPRITE | HRCU-A-CB (Split System: Heat Pump with Remote Outdoor Unit-Air-Source) | C5H3V36*K*AAA* |  |  | EVD5X61M24A*+WALLCON | *95CSU0802120B* | 36000 | 22 | 8.5 | 37400 | 28200 | 75.4% | 2.04 | 0 | 12.5 |  |  |  | No | R-454B | 3 | Residential & Commercial | Ducted CEE Tier 1
215942627 | Central HP <5.4 tons | KEEPRITE | HRCU-A-CB (Split System: Heat Pump with Remote Outdoor Unit-Air-Source) | C5H3V36*K*AAA* |  |  | EVD5X61M21A*+WALLCON | *96CTN0802120B* | 35800 | 22 | 8.5 | 37400 | 28400 | 75.94% | 2.04 | 0 | 12.5 |  |  |  | No | R-454B | 2.9833 | Residential & Commercial | Ducted CEE Tier 1
215679300 | Central HP <5.4 tons | KEEPRITE | HRCU-A-CB (Split System: Heat Pump with Remote Outdoor Unit-Air-Source) | C5H0V36*K*AAA* |  |  | EA*5X37M21A*+WALLCON | *80CSU0601716B* | 34600 | 17.5 | 9 | 35200 | 25000 | 71.02% | 1.9 | 0 | 10 |  |  |  | No | R-454B | 2.8833 | Residential & Commercial | Ducted CEE Tier 1
215679550 | Central HP <5.4 tons | KEEPRITE | HRCU-A-CB (Split System: Heat Pump with Remote Outdoor Unit-Air-Source) | C5H0V36*K*AAA* |  |  | EA*5X48M21A*+WALLCON | *97CTN1002122A* | 33800 | 18 | 9 | 35000 | 25000 | 71.43% | 1.9 | 0 | 10 |  |  |  | No | R-454B | 2.8167 | Residential & Commercial | Ducted CEE Tier 1
215667785 | Central HP <5.4 tons | KEEPRITE | HRCU-A-CB (Split System: Heat Pump with Remote Outdoor Unit-Air-Source) | C5H0V24*K*AAA* |  |  | EA*5X37M17A*+WALLCON | *97CMN0801714B* | 23800 | 17 | 9 | 23400 | 16500 | 70.51% | 2 | 0 | 10.5 |  |  |  | No | R-454B | 1.9833 | Residential & Commercial | Ducted CEE Tier 1
215679431 | Central HP <5.4 tons | KENMORE | HRCU-A-CB (Split System: Heat Pump with Remote Outdoor Unit-Air-Source) | (C,H,T)5H0V36*K*AAA* |  |  | EA*5X43M21A*+WALLCON | *80CSU0401712B* | 34600 | 18 | 9 | 35200 | 25000 | 71.02% | 1.9 | 0 | 10 |  |  |  | No | R-454B | 2.8833 | Residential & Commercial | Ducted CEE Tier 1
215679281 | Central HP <5.4 tons | KENMORE | HRCU-A-CB (Split System: Heat Pump with Remote Outdoor Unit-Air-Source) | (C,H,T)5H0V36*K*AAA* |  |  | EA*5X37M21A*+WALLCON | *96CTN0802120B* | 34400 | 18 | 9 | 35400 | 25200 | 71.19% | 1.88 | 0 | 10 |  |  |  | No | R-454B | 2.8667 | Residential & Commercial | Ducted CEE Tier 1
212987475 | Central HP <5.4 tons | ARCOAIRE | HRCU-A-CB (Split System: Heat Pump with Remote Outdoor Unit-Air-Source) | DLCURAH24ABK |  |  | EN(A,D,W)4X36L17** | *96MSN0801716A* | 23800 | 17 | 8.5 | 26400 | 24000 | 90.91% | 2 | 0 | 10.5 |  |  |  | No | R-410A | 1.9833 | Residential & Commercial | Ducted CEE Tier 1
212989145 | Central HP <5.4 tons | ARCOAIRE | HRCU-A-CB (Split System: Heat Pump with Remote Outdoor Unit-Air-Source) | DLCURAH24ABK |  |  | EA*4X25L17A* | *95MSU0601716A* | 24200 | 17 | 8.5 | 25200 | 21800 | 86.51% | 1.82 | 0 | 10 |  |  |  | No | R-410A | 2.0167 | Residential & Commercial | Ducted CEE Tier 1
212971186 | Central HP <5.4 tons | ARCOAIRE | HRCU-A-CB (Split System: Heat Pump with Remote Outdoor Unit-Air-Source) | DLCURAH24ABK |  |  | EA*4X37L17A* | *80VTL0451412B* | 24200 | 17 | 8.5 | 25200 | 22000 | 87.3% | 1.84 | 0 | 10 |  |  |  | No | R-410A | 2.0167 | Residential & Commercial | Ducted CEE Tier 1
204456550 | Central HP <5.4 tons | KEEPRITE | HRCU-A-CB (Split System: Heat Pump with Remote Outdoor Unit-Air-Source) | CVH825GKA2* |  |  | EA*4X30L17A*+WALLCON | *96CTN0801714A* | 23400 | 16.5 | 8.1 | 21600 | 16800 | 77.78% | 1.9 | 11 | 10.5 |  |  |  | No | R-410A | 1.95 | Residential & Commercial | Ducted CEE Tier 1
213479377 | Central HP <5.4 tons | TEMP SHIFT | HRCU-A-C (Split System: Heat Pump with Remote Outdoor Unit with No Indoor Fan --Air Source) | TSMOX63036HFN1M3X |  |  | TSMVB36B24T4N1 |  | 35000 | 15.2 | 8.5 | 36000 | 30000 | 83.33% | 1.8 | 0 | 10 |  |  |  | No | R-410A | 2.9167 | Residential & Commercial | Ducted CEE Tier 1
213479378 | Central HP <5.4 tons | TEMP SHIFT | HRCU-A-C (Split System: Heat Pump with Remote Outdoor Unit with No Indoor Fan --Air Source) | TSMOX63036HFN1M3X |  |  | TSMAC36HWDN1MN0 |  | 35000 | 15.2 | 8.5 | 36000 | 30000 | 83.33% | 1.8 | 0 | 10 |  |  |  | No | R-410A | 2.9167 | Residential & Commercial | Ducted CEE Tier 1
215420685 | Central HP <5.4 tons | BOREAL | HRCU-A-CB (Split System: Heat Pump with Remote Outdoor Unit-Air-Source) | ENX24HPJ132OA |  |  | ENX24HPJ132IA |  | 24000 | 16 | 9.5 | 24000 | 24000 | 100% | 1.8 | 0 | 11.7 |  |  |  | No | R-32 | 2 | Residential & Commercial | Ducted CEE Tier 1
215441503 | Central HP <5.4 tons | OLMO | HRCU-A-CB (Split System: Heat Pump with Remote Outdoor Unit-Air-Source) | OS-EAH24-230VO |  |  | OS-EAH24-230VI |  | 22000 | 16.5 | 9 | 23000 | 16900 | 73.48% | 2.05 | 10.9 | 10.1 |  |  |  | No | R-410A | 1.8333 | Residential & Commercial | Ducted CEE Tier 1
212925595 | Central HP <5.4 tons | TEMP SHIFT | HRCU-A-CB (Split System: Heat Pump with Remote Outdoor Unit-Air-Source) | TSMOE31U36HFN1M |  |  | TSMVC36HWFN1M |  | 36000 | 16 | 9.5 | 40000 | 34400 | 86% | 1.97 | 10.5 | 10 |  |  |  | No | R-410A | 3 | Residential & Commercial | Ducted CEE Tier 1
212384456 | Central HP <5.4 tons | ARCOAIRE | HRCU-A-CB (Split System: Heat Pump with Remote Outdoor Unit-Air-Source) | DLCURAH36ABK |  |  | EN(A,D,W)4X42L21** | *95ESN1002122A* | 36600 | 15.2 | 8.1 | 40000 | 35200 | 88% | 1.92 | 0 | 10 |  |  |  | No | R-410A | 3.05 | Residential & Commercial | Ducted CEE Tier 1
212383427 | Central HP <5.4 tons | ARCOAIRE | HRCU-A-CB (Split System: Heat Pump with Remote Outdoor Unit-Air-Source) | DLCURAH36ABK |  |  | EA*4X37L21A* | *80VTL0902120A* | 36200 | 16 | 8.5 | 38500 | 34800 | 90.39% | 2.06 | 0 | 10 |  |  |  | No | R-410A | 3.0167 | Residential & Commercial | Ducted CEE Tier 1
212653956 | Central HP <5.4 tons | EVERREST | HRCU-A-CB (Split System: Heat Pump with Remote Outdoor Unit-Air-Source) | ASZV903610A* |  |  | CSCF3642N6D*+TXV | A*VM970603BNB* | 33800 | 18.5 | 8.2 | 34000 | 24400 | 71.76% | 1.8 | 0 | 11.5 |  |  |  | No | R-410A | 2.8167 | Residential & Commercial | Ducted CEE Tier 1
212928575 | Central HP <5.4 tons | TEMP SHIFT | HRCU-A-C (Split System: Heat Pump with Remote Outdoor Unit with No Indoor Fan --Air Source) | TSMOE31U36HFN1M |  |  | TSMVB36B24T4N1 |  | 35000 | 15.5 | 8.6 | 38000 | 31600 | 83.16% | 1.85 | 0 | 10 |  |  |  | No | R-410A | 2.9167 | Residential & Commercial | Ducted CEE Tier 1
213080540 | Central HP <5.4 tons | ARCOAIRE | HRCU-A-CB (Split System: Heat Pump with Remote Outdoor Unit-Air-Source) | DLCURAH36ABK |  |  | EA*4X37L21A* | *95MSU0401712A* | 36200 | 15.2 | 8.5 | 38000 | 35000 | 92.11% | 2.04 | 0 | 10 |  |  |  | No | R-410A | 3.0167 | Residential & Commercial | Ducted CEE Tier 1
213484699 | Central HP <5.4 tons | TEMP SHIFT | HRCU-A-CB (Split System: Heat Pump with Remote Outdoor Unit-Air-Source) | TSMOX63036HFN1M3X |  |  | TSMVC36HWFN1M |  | 35000 | 16.3 | 9.5 | 39000 | 38000 | 97.44% | 1.8 | 0 | 11.7 |  |  |  | No | R-410A | 2.9167 | Residential & Commercial | Ducted CEE Tier 1
215667761 | Central HP <5.4 tons | KEEPRITE | HRCU-A-CB (Split System: Heat Pump with Remote Outdoor Unit-Air-Source) | C5H0V24*K*AAA* |  |  | EA*5X37M17A*+WALLCON | *80CTL0701716B* | 23800 | 17 | 9 | 23400 | 16500 | 70.51% | 2 | 0 | 10.5 |  |  |  | No | R-454B | 1.9833 | Residential & Commercial | Ducted CEE Tier 1
215676400 | Central HP <5.4 tons | KEEPRITE | HRCU-A-CB (Split System: Heat Pump with Remote Outdoor Unit-Air-Source) | C5H0V48*K*AAA* |  |  | EVD5X49M24A*+WALLCON | *96CTN1202422B* | 48000 | 19 | 9 | 50000 | 36600 | 73.2% | 2 | 0 | 10.5 |  |  |  | No | R-454B | 4 | Residential & Commercial | Ducted CEE Tier 1
215682310 | Central HP <5.4 tons | KEEPRITE | HRCU-A-CB (Split System: Heat Pump with Remote Outdoor Unit-Air-Source) | C5H0V48*K*AAA* |  |  | EVD5X60M21A*+WALLCON | *80CSU0401712B* | 48000 | 18.5 | 9 | 50000 | 36600 | 73.2% | 2 | 0 | 10 |  |  |  | No | R-454B | 4 | Residential & Commercial | Ducted CEE Tier 1
215667389 | Central HP <5.4 tons | KEEPRITE | HRCU-A-CB (Split System: Heat Pump with Remote Outdoor Unit-Air-Source) | C5H0V24*K*AAA* |  |  | EA*5X30M17A*+WALLCON | *80CSU0601716A* | 23000 | 17 | 9 | 23800 | 16700 | 70.17% | 1.98 | 0 | 10 |  |  |  | No | R-454B | 1.9167 | Residential & Commercial | Ducted CEE Tier 1
215667406 | Central HP <5.4 tons | KEEPRITE | HRCU-A-CB (Split System: Heat Pump with Remote Outdoor Unit-Air-Source) | C5H0V24*K*AAA* |  |  | EA*5X30M17A*+WALLCON | *80CTL0451712B* | 23000 | 16.5 | 8.5 | 24000 | 16800 | 70% | 1.86 | 0 | 10 |  |  |  | No | R-454B | 1.9167 | Residential & Commercial | Ducted CEE Tier 1
215667673 | Central HP <5.4 tons | KEEPRITE | HRCU-A-CB (Split System: Heat Pump with Remote Outdoor Unit-Air-Source) | C5H0V24*K*AAA* |  |  | EA*5X36M17A*+WALLCON | *97CMN0601714B* | 23000 | 17 | 9 | 23800 | 16700 | 70.17% | 1.98 | 0 | 10 |  |  |  | No | R-454B | 1.9167 | Residential & Commercial | Ducted CEE Tier 1
214242943 | Central HP <5.4 tons | KENMORE | HRCU-A-CB (Split System: Heat Pump with Remote Outdoor Unit-Air-Source) | (C,H,T)VH825GKA2* |  |  | END4X42L17**+WALLCON | *96CTN0601714B* | 23800 | 16.5 | 8.1 | 21400 | 16700 | 78.04% | 1.98 | 0 | 11 |  |  |  | No | R-410A | 1.9833 | Residential & Commercial | Ducted CEE Tier 1
214242893 | Central HP <5.4 tons | KENMORE | HRCU-A-CB (Split System: Heat Pump with Remote Outdoor Unit-Air-Source) | (C,H,T)VH825GKA2* |  |  | END4X42L17**+WALLCON | *80CTL0901716B* | 24000 | 17 | 8.1 | 21400 | 16600 | 77.57% | 1.98 | 0 | 11.5 |  |  |  | No | R-410A | 2 | Residential & Commercial | Ducted CEE Tier 1
212925581 | Central HP <5.4 tons | TEMP SHIFT | HRCU-A-C (Split System: Heat Pump with Remote Outdoor Unit with No Indoor Fan --Air Source) | TSMOD3024HFN1MW |  |  | TSMAC24HWDN1MN0 |  | 24000 | 16.5 | 9.5 | 25000 | 20000 | 80% | 1.95 | 11 | 10.7 |  |  |  | No | R-410A | 2 | Residential & Commercial | Ducted CEE Tier 1
213298110 | Central HP <5.4 tons | FRASER-JOHNSTON | HRCU-A-CB (Split System: Heat Pump with Remote Outdoor Unit-Air-Source) | HMH72B341 |  |  | XAUB36DXXN1+JMET12BS2N1+TXV |  | 34000 | 18.5 | 8.5 | 33800 | 23800 | 70.41% | 2.12 | 0 | 10.5 |  |  |  | No | R-410A | 2.8333 | Residential & Commercial | Ducted CEE Tier 1
215748022 | Central HP <5.4 tons | Connect M | HRCU-A-CB (Split System: Heat Pump with Remote Outdoor Unit-Air-Source) | CNTM16DHP18AA |  |  | CNTM16DAH18AA |  | 18000 | 18 | 9.3 | 19000 | 16500 | 86.84% | 2.04 | 12.5 | 12.4 |  |  |  | No | R-410A | 1.5 | Residential & Commercial | Ducted CEE Tier 1
212653309 | Central HP <5.4 tons | EVERREST | HRCU-A-CB (Split System: Heat Pump with Remote Outdoor Unit-Air-Source) | ASZS601810A* |  |  | CA*EA1818*4A* | A*VC960804CNB* | 16600 | 17.5 | 8.5 | 17400 | 13000 | 74.71% | 2.1 | 0 | 10.9 |  |  |  | No | R-410A | 1.3833 | Residential & Commercial | Ducted CEE Tier 1
212650397 | Central HP <5.4 tons | EVERREST | HRCU-A-CB (Split System: Heat Pump with Remote Outdoor Unit-Air-Source) | ASZS601810A* |  |  | CA*EA2422*4A* | A*VC800804C*A* | 16600 | 17.5 | 8.5 | 17400 | 13000 | 74.71% | 2.1 | 0 | 10.9 |  |  |  | No | R-410A | 1.3833 | Residential & Commercial | Ducted CEE Tier 1
214242393 | Central HP <5.4 tons | KENMORE | HRCU-A-CB (Split System: Heat Pump with Remote Outdoor Unit-Air-Source) | (C,H,T)VH825GKA3* |  |  | EN(A,D)4X48L24**+WALLCON | *96CTN1202422B* | 24200 | 17 | 8.1 | 21200 | 16600 | 78.3% | 2 | 0 | 11 |  |  |  | No | R-410A | 2.0167 | Residential & Commercial | Ducted CEE Tier 1
214242343 | Central HP <5.4 tons | KENMORE | HRCU-A-CB (Split System: Heat Pump with Remote Outdoor Unit-Air-Source) | (C,H,T)VH825GKA3* |  |  | EN(A,D)4X48L24**+WALLCON | *80CTL1102120B* | 24200 | 17 | 8.1 | 21200 | 16500 | 77.83% | 2 | 0 | 11 |  |  |  | No | R-410A | 2.0167 | Residential & Commercial | Ducted CEE Tier 1
215667459 | Central HP <5.4 tons | KEEPRITE | HRCU-A-CB (Split System: Heat Pump with Remote Outdoor Unit-Air-Source) | C5H0V24*K*AAA* |  |  | EA*5X30M17A*+WALLCON | *80CTL0901716B* | 23000 | 17 | 9 | 23800 | 16700 | 70.17% | 1.98 | 0 | 10 |  |  |  | No | R-454B | 1.9167 | Residential & Commercial | Ducted CEE Tier 1
215667570 | Central HP <5.4 tons | KEEPRITE | HRCU-A-CB (Split System: Heat Pump with Remote Outdoor Unit-Air-Source) | C5H0V24*K*AAA* |  |  | EA*5X36M17A*+WALLCON | *80CSU0401712A* | 23200 | 17 | 9 | 23600 | 16600 | 70.34% | 1.98 | 0 | 10 |  |  |  | No | R-454B | 1.9333 | Residential & Commercial | Ducted CEE Tier 1
215667777 | Central HP <5.4 tons | KEEPRITE | HRCU-A-CB (Split System: Heat Pump with Remote Outdoor Unit-Air-Source) | C5H0V24*K*AAA* |  |  | EA*5X37M17A*+WALLCON | *97CMN0601714B* | 23600 | 17 | 9 | 23600 | 16600 | 70.34% | 1.98 | 0 | 10 |  |  |  | No | R-454B | 1.9667 | Residential & Commercial | Ducted CEE Tier 1
214239551 | Central HP <5.4 tons | KENMORE | HRCU-A-CB (Split System: Heat Pump with Remote Outdoor Unit-Air-Source) | (C,H,T)VH837GKA** |  |  | EN(A,D)4X36L21**+WALLCON | *80CTL0902120B* | 31400 | 16.5 | 8.1 | 33000 | 24000 | 72.73% | 1.82 | 0 | 11 |  |  |  | No | R-410A | 2.6167 | Residential & Commercial | Ducted CEE Tier 1
214239901 | Central HP <5.4 tons | KENMORE | HRCU-A-CB (Split System: Heat Pump with Remote Outdoor Unit-Air-Source) | (C,H,T)VH837GKA** |  |  | EN(A,D,W)4X48L21**+WALLCON | *95CSU0601716B* | 32200 | 17 | 8.1 | 33000 | 24800 | 75.15% | 1.92 | 0 | 11.5 |  |  |  | No | R-410A | 2.6833 | Residential & Commercial | Ducted CEE Tier 1
214240021 | Central HP <5.4 tons | KENMORE | HRCU-A-CB (Split System: Heat Pump with Remote Outdoor Unit-Air-Source) | (C,H,T)VH837GKA** |  |  | EN(A,D)4X48L24**+WALLCON | *96CTN1002122B* | 32400 | 17 | 8.1 | 32600 | 24600 | 75.46% | 1.96 | 0 | 11.7 |  |  |  | No | R-410A | 2.7 | Residential & Commercial | Ducted CEE Tier 1
214572566 | Central HP <5.4 tons | KENMORE | HRCU-A-CB (Split System: Heat Pump with Remote Outdoor Unit-Air-Source) | (C,H,T)VH837GKA** |  |  | EA*4X37L21A*+WALLCON | *97CMN0602120B* | 32800 | 17 | 8.5 | 33000 | 25400 | 76.97% | 1.98 | 0 | 11 |  |  |  | No | R-410A | 2.7333 | Residential & Commercial | Ducted CEE Tier 1
214570496 | Central HP <5.4 tons | KENMORE | HRCU-A-CB (Split System: Heat Pump with Remote Outdoor Unit-Air-Source) | (C,H,T)VH825GKA3* |  |  | EA*4X42L21A*+WALLCON | *80CTL0702120B* | 23800 | 16.5 | 8.1 | 21400 | 16600 | 77.57% | 1.96 | 0 | 10.5 |  |  |  | No | R-410A | 1.9833 | Residential & Commercial | Ducted CEE Tier 1
214570546 | Central HP <5.4 tons | KENMORE | HRCU-A-CB (Split System: Heat Pump with Remote Outdoor Unit-Air-Source) | (C,H,T)VH825GKA3* |  |  | EA*4X42L21A*+WALLCON | *96CTN0802120B* | 23800 | 16.5 | 8.1 | 21400 | 16600 | 77.57% | 1.96 | 0 | 11 |  |  |  | No | R-410A | 1.9833 | Residential & Commercial | Ducted CEE Tier 1
215679290 | Central HP <5.4 tons | KEEPRITE | HRCU-A-CB (Split System: Heat Pump with Remote Outdoor Unit-Air-Source) | C5H0V36*K*AAA* |  |  | EA*5X37M21A*+WALLCON | *80CSU0401712B* | 34600 | 17.5 | 9 | 35200 | 25000 | 71.02% | 1.9 | 0 | 10 |  |  |  | No | R-454B | 2.8833 | Residential & Commercial | Ducted CEE Tier 1
215441505 | Central HP <5.4 tons | OLMO | HRCU-A-CB (Split System: Heat Pump with Remote Outdoor Unit-Air-Source) | OS-EAH48-230VO |  |  | OS-EAH48-230VI |  | 48000 | 17.5 | 8.5 | 47000 | 33000 | 70.21% | 1.9 | 10.2 | 10.1 |  |  |  | No | R-410A | 4 | Residential & Commercial | Ducted CEE Tier 1
215681821 | Central HP <5.4 tons | KENMORE | HRCU-A-CB (Split System: Heat Pump with Remote Outdoor Unit-Air-Source) | (C,H,T)5H0V48*K*AAA* |  |  | EVM5X49M21A*+WALLCON | *96CTN0802120B* | 48000 | 19 | 9 | 50000 | 36800 | 73.6% | 2 | 0 | 10 |  |  |  | No | R-454B | 4 | Residential & Commercial | Ducted CEE Tier 1
215676421 | Central HP <5.4 tons | KENMORE | HRCU-A-CB (Split System: Heat Pump with Remote Outdoor Unit-Air-Source) | (C,H,T)5H0V48*K*AAA* |  |  | EVD5X60M21A*+WALLCON | *80CSU0802120A* | 48000 | 19 | 9 | 50000 | 36600 | 73.2% | 2.12 | 0 | 10 |  |  |  | No | R-454B | 4 | Residential & Commercial | Ducted CEE Tier 1
215676691 | Central HP <5.4 tons | KENMORE | HRCU-A-CB (Split System: Heat Pump with Remote Outdoor Unit-Air-Source) | (C,H,T)5H0V48*K*AAA* |  |  | EVD5X61M21A*+WALLCON | *80CSU0601716A* | 48500 | 19 | 9 | 50000 | 36800 | 73.6% | 2 | 0 | 10 |  |  |  | No | R-454B | 4.0417 | Residential & Commercial | Ducted CEE Tier 1
212969779 | Central HP <5.4 tons | ARCOAIRE | HRCU-A-CB (Split System: Heat Pump with Remote Outdoor Unit-Air-Source) | DLCURAH24ABK |  |  | EA*4X36L17A* | *80VSL0451412B* | 23600 | 17 | 8.5 | 26000 | 24200 | 93.08% | 2 | 0 | 10 |  |  |  | No | R-410A | 1.9667 | Residential & Commercial | Ducted CEE Tier 1
212969829 | Central HP <5.4 tons | ARCOAIRE | HRCU-A-CB (Split System: Heat Pump with Remote Outdoor Unit-Air-Source) | DLCURAH24ABK |  |  | EN(A,D)4X30L17** | *80VSL0451412B* | 23600 | 17 | 8.5 | 26200 | 24600 | 93.89% | 2.04 | 0 | 10.5 |  |  |  | No | R-410A | 1.9667 | Residential & Commercial | Ducted CEE Tier 1
211245795 | Central HP <5.4 tons | ARCOAIRE | HRCU-A-CB (Split System: Heat Pump with Remote Outdoor Unit-Air-Source) | DLCURAH24ABK |  |  | FEM4P30**AL |  | 24000 | 17 | 8.5 | 26200 | 23400 | 89.31% | 1.94 | 0 | 10 |  |  |  | No | R-410A | 2 | Residential & Commercial | Ducted CEE Tier 1
211245547 | Central HP <5.4 tons | ARCOAIRE | HRCU-A-CB (Split System: Heat Pump with Remote Outdoor Unit-Air-Source) | DLCURAH24ABK |  |  | EN(A,D)4X36L21** | *96VTN0601714A* | 24000 | 16.5 | 8.1 | 26200 | 23200 | 88.55% | 1.92 | 0 | 10 |  |  |  | No | R-410A | 2 | Residential & Commercial | Ducted CEE Tier 1
215676891 | Central HP <5.4 tons | KENMORE | HRCU-A-CB (Split System: Heat Pump with Remote Outdoor Unit-Air-Source) | (C,H,T)5H0V48*K*AAA* |  |  | EVD5X61M24A*+WALLCON | *80CTL1352422B* | 48500 | 19.5 | 9.5 | 50000 | 36600 | 73.2% | 2.1 | 0 | 10.5 |  |  |  | No | R-454B | 4.0417 | Residential & Commercial | Ducted CEE Tier 1
215676171 | Central HP <5.4 tons | KENMORE | HRCU-A-CB (Split System: Heat Pump with Remote Outdoor Unit-Air-Source) | (C,H,T)5H0V48*K*AAA* |  |  | EVD5X48M21A*+WALLCON | *96CTN1002122B* | 47000 | 18.5 | 9 | 50000 | 36400 | 72.8% | 2 | 0 | 10 |  |  |  | No | R-454B | 3.9167 | Residential & Commercial | Ducted CEE Tier 1
215675621 | Central HP <5.4 tons | KENMORE | HRCU-A-CB (Split System: Heat Pump with Remote Outdoor Unit-Air-Source) | (C,H,T)5H0V48*K*AAA* |  |  | EVM5X49M21A*+WALLCON | *97CMN0801714B* | 47500 | 18.5 | 9 | 50000 | 37400 | 74.8% | 1.98 | 0 | 10 |  |  |  | No | R-454B | 3.9583 | Residential & Commercial | Ducted CEE Tier 1
215675771 | Central HP <5.4 tons | KENMORE | HRCU-A-CB (Split System: Heat Pump with Remote Outdoor Unit-Air-Source) | (C,H,T)5H0V48*K*AAA* |  |  | EVM5X60M21A*+WALLCON | *95CSU0802120B* | 48000 | 18.5 | 9 | 50000 | 36800 | 73.6% | 2 | 0 | 10 |  |  |  | No | R-454B | 4 | Residential & Commercial | Ducted CEE Tier 1
215667809 | Central HP <5.4 tons | KEEPRITE | HRCU-A-CB (Split System: Heat Pump with Remote Outdoor Unit-Air-Source) | C5H0V24*K*AAA* |  |  | EA*5X37M17A*+WALLCON | *96CTN0801714B* | 23800 | 17 | 9 | 23400 | 16500 | 70.51% | 2 | 0 | 10.5 |  |  |  | No | R-454B | 1.9833 | Residential & Commercial | Ducted CEE Tier 1
215666991 | Central HP <5.4 tons | KEEPRITE | HRCU-A-CB (Split System: Heat Pump with Remote Outdoor Unit-Air-Source) | C5H0V24*K*AAA* |  |  | EA*5X24M17A*+WALLCON | *80CSU0601716A* | 22800 | 16.5 | 9 | 24000 | 16800 | 70% | 1.96 | 0 | 10 |  |  |  | No | R-454B | 1.9 | Residential & Commercial | Ducted CEE Tier 1
215667084 | Central HP <5.4 tons | KEEPRITE | HRCU-A-CB (Split System: Heat Pump with Remote Outdoor Unit-Air-Source) | C5H0V24*K*AAA* |  |  | EA*5X24M17A*+WALLCON | *97CMN0601714B* | 22800 | 16.5 | 9 | 24000 | 16900 | 70.42% | 1.94 | 0 | 10 |  |  |  | No | R-454B | 1.9 | Residential & Commercial | Ducted CEE Tier 1
213080876 | Central HP <5.4 tons | ARCOAIRE | HRCU-A-CB (Split System: Heat Pump with Remote Outdoor Unit-Air-Source) | DLCURAH36ABK |  |  | EN(A,D)4X48L24** | *95MSU0802120A* | 35800 | 16.5 | 8.1 | 38500 | 35000 | 90.91% | 2 | 0 | 10 |  |  |  | No | R-410A | 2.9833 | Residential & Commercial | Ducted CEE Tier 1
213077008 | Central HP <5.4 tons | ARCOAIRE | HRCU-A-CB (Split System: Heat Pump with Remote Outdoor Unit-Air-Source) | DLCURAH36ABK |  |  | END4X42L17** | *96VSN0801716B* | 35800 | 15.5 | 8.1 | 39000 | 35200 | 90.26% | 1.96 | 0 | 10 |  |  |  | No | R-410A | 2.9833 | Residential & Commercial | Ducted CEE Tier 1
213077375 | Central HP <5.4 tons | ARCOAIRE | HRCU-A-CB (Split System: Heat Pump with Remote Outdoor Unit-Air-Source) | DLCURAH36ABK |  |  | EA*4X37L21A* | *96VTN0801716B* | 36400 | 15.5 | 8.5 | 38500 | 35000 | 90.91% | 2.06 | 0 | 10 |  |  |  | No | R-410A | 3.0333 | Residential & Commercial | Ducted CEE Tier 1
213076273 | Central HP <5.4 tons | ARCOAIRE | HRCU-A-CB (Split System: Heat Pump with Remote Outdoor Unit-Air-Source) | DLCURAH36ABK |  |  | EA*4X42L24A* | *95MSU1002122A* | 35600 | 16.5 | 8.1 | 38500 | 35000 | 90.91% | 1.9 | 0 | 10 |  |  |  | No | R-410A | 2.9667 | Residential & Commercial | Ducted CEE Tier 1
215748028 | Central HP <5.4 tons | Connect M | HRCU-A-C (Split System: Heat Pump with Remote Outdoor Unit with No Indoor Fan --Air Source) | CNTM16DHP36AA |  |  | CNTMDCC36AA |  | 35000 | 15.2 | 10 | 39000 | 32000 | 82.05% | 2 | 10.2 | 10 |  |  |  | No | R-410A | 2.9167 | Residential & Commercial | Ducted CEE Tier 1
213077362 | Central HP <5.4 tons | ARCOAIRE | HRCU-A-CB (Split System: Heat Pump with Remote Outdoor Unit-Air-Source) | DLCURAH36ABK |  |  | EA*4X37L17A* | *96VTN0801716B* | 36000 | 15.5 | 8.5 | 38500 | 35200 | 91.43% | 2 | 0 | 10 |  |  |  | No | R-410A | 3 | Residential & Commercial | Ducted CEE Tier 1
213077489 | Central HP <5.4 tons | ARCOAIRE | HRCU-A-CB (Split System: Heat Pump with Remote Outdoor Unit-Air-Source) | DLCURAH36ABK |  |  | EA*4X37L21A* | *96VTN0802120B* | 36600 | 16 | 8.5 | 38000 | 34800 | 91.58% | 2.06 | 0 | 10 |  |  |  | No | R-410A | 3.05 | Residential & Commercial | Ducted CEE Tier 1
213076803 | Central HP <5.4 tons | ARCOAIRE | HRCU-A-CB (Split System: Heat Pump with Remote Outdoor Unit-Air-Source) | DLCURAH36ABK |  |  | EA*4X48L24A* | *80VTL1102122B* | 36200 | 16.5 | 8.5 | 38000 | 34800 | 91.58% | 2.04 | 0 | 10 |  |  |  | No | R-410A | 3.0167 | Residential & Commercial | Ducted CEE Tier 1
212652742 | Central HP <5.4 tons | EVERREST | HRCU-A-CB (Split System: Heat Pump with Remote Outdoor Unit-Air-Source) | ASZV903610A* |  |  | CSCF3642N6D*+TXV | A*VC801005C*A* | 33800 | 18.5 | 8.2 | 34000 | 24400 | 71.76% | 1.8 | 0 | 11.5 |  |  |  | No | R-410A | 2.8167 | Residential & Commercial | Ducted CEE Tier 1
212653079 | Central HP <5.4 tons | EVERREST | HRCU-A-CB (Split System: Heat Pump with Remote Outdoor Unit-Air-Source) | ASZV903610A* |  |  | CA*F3743*6D*+TXV | A*VS960603BUA* | 33600 | 18.5 | 8.2 | 34000 | 24400 | 71.76% | 1.8 | 0 | 11.5 |  |  |  | No | R-410A | 2.8 | Residential & Commercial | Ducted CEE Tier 1
208130265 | Central HP <5.4 tons | BOREAL | HRCU-A-CB (Split System: Heat Pump with Remote Outdoor Unit-Air-Source) | ENVBR36HPJ1OA |  |  | ENVBR36HPJ1IB |  | 34000 | 16 | 9 | 35000 | 28000 | 80% | 1.8 | 10 | 10 |  |  |  | No | R-410A | 2.8333 | Residential & Commercial | Ducted CEE Tier 1
211230063 | Central HP <5.4 tons | ARCOAIRE | HRCU-A-CB (Split System: Heat Pump with Remote Outdoor Unit-Air-Source) | DLCURAH36ABK |  |  | EN(A,D,W)4X48L21** | *80VTL0701716A* | 36000 | 16 | 8.1 | 38500 | 34800 | 90.39% | 2.02 | 0 | 10 |  |  |  | No | R-410A | 3 | Residential & Commercial | Ducted CEE Tier 1
211230144 | Central HP <5.4 tons | ARCOAIRE | HRCU-A-CB (Split System: Heat Pump with Remote Outdoor Unit-Air-Source) | DLCURAH36ABK |  |  | EN(A,D,W)4X48L21** | *92ESN1002120A* | 35800 | 16.5 | 8.1 | 38500 | 34800 | 90.39% | 2 | 0 | 10 |  |  |  | No | R-410A | 2.9833 | Residential & Commercial | Ducted CEE Tier 1
211230379 | Central HP <5.4 tons | ARCOAIRE | HRCU-A-CB (Split System: Heat Pump with Remote Outdoor Unit-Air-Source) | DLCURAH36ABK |  |  | EN(A,D,W)4X48L21** | OMV112K14A | 35800 | 15.5 | 8.1 | 38500 | 35000 | 90.91% | 2 | 0 | 10 |  |  |  | No | R-410A | 2.9833 | Residential & Commercial | Ducted CEE Tier 1
215674171 | Central HP <5.4 tons | KEEPRITE | HRCU-A-CB (Split System: Heat Pump with Remote Outdoor Unit-Air-Source) | C5H0V48*K*AAA* |  |  | EA*5X60M24A*+WALLCON | *80CSU1002120A* | 45000 | 17.5 | 9 | 47500 | 33600 | 70.74% | 2.06 | 0 | 10 |  |  |  | No | R-454B | 3.75 | Residential & Commercial | Ducted CEE Tier 1
215674652 | Central HP <5.4 tons | KEEPRITE | HRCU-A-CB (Split System: Heat Pump with Remote Outdoor Unit-Air-Source) | C5H0V48*K*AAA* |  |  | EA*5X61M24A*+WALLCON | *96CTN1002122B* | 46000 | 18.5 | 9 | 47500 | 33600 | 70.74% | 2.06 | 0 | 10 |  |  |  | No | R-454B | 3.8333 | Residential & Commercial | Ducted CEE Tier 1
215679430 | Central HP <5.4 tons | KEEPRITE | HRCU-A-CB (Split System: Heat Pump with Remote Outdoor Unit-Air-Source) | C5H0V36*K*AAA* |  |  | EA*5X43M21A*+WALLCON | *80CSU0401712B* | 34600 | 18 | 9 | 35200 | 25000 | 71.02% | 1.9 | 0 | 10 |  |  |  | No | R-454B | 2.8833 | Residential & Commercial | Ducted CEE Tier 1
215662850 | Central HP <5.4 tons | KEEPRITE | HRCU-A-CB (Split System: Heat Pump with Remote Outdoor Unit-Air-Source) | C5H0V36*K*AAA* |  |  | FCMA5B48L0C*+WALLCON |  | 34800 | 19 | 9 | 34600 | 24600 | 71.1% | 1.96 | 0 | 11 |  |  |  | No | R-454B | 2.9 | Residential & Commercial | Ducted CEE Tier 1
206765579 | Central HP <5.4 tons | KEEPRITE | HRCU-A-CB (Split System: Heat Pump with Remote Outdoor Unit-Air-Source) | CVH825GKA3* |  |  | EA*4X30L17A*+WALLCON | *80CTL0451712A* | 23400 | 16 | 8.1 | 21600 | 16800 | 77.78% | 1.9 | 11 | 10.5 |  |  |  | No | R-410A | 1.95 | Residential & Commercial | Ducted CEE Tier 1
206765912 | Central HP <5.4 tons | KEEPRITE | HRCU-A-CB (Split System: Heat Pump with Remote Outdoor Unit-Air-Source) | CVH825GKA3* |  |  | EA*4X37L17A*+WALLCON | *80CTL0701412A* | 24200 | 17 | 8.1 | 21400 | 16600 | 77.57% | 2 | 11 | 11 |  |  |  | No | R-410A | 2.0167 | Residential & Commercial | Ducted CEE Tier 1
206765993 | Central HP <5.4 tons | KEEPRITE | HRCU-A-CB (Split System: Heat Pump with Remote Outdoor Unit-Air-Source) | CVH825GKA3* |  |  | EA*4X37L21A*+WALLCON | *97CMN0801714A* | 24400 | 16.5 | 8.1 | 21200 | 16700 | 78.77% | 2.02 | 11 | 11 |  |  |  | No | R-410A | 2.0333 | Residential & Commercial | Ducted CEE Tier 1
215674181 | Central HP <5.4 tons | KEEPRITE | HRCU-A-CB (Split System: Heat Pump with Remote Outdoor Unit-Air-Source) | C5H0V48*K*AAA* |  |  | EA*5X60M24A*+WALLCON | *80CTL0702120B* | 45000 | 18 | 9 | 47500 | 33600 | 70.74% | 2.08 | 0 | 10 |  |  |  | No | R-454B | 3.75 | Residential & Commercial | Ducted CEE Tier 1
215674201 | Central HP <5.4 tons | KEEPRITE | HRCU-A-CB (Split System: Heat Pump with Remote Outdoor Unit-Air-Source) | C5H0V48*K*AAA* |  |  | EA*5X60M24A*+WALLCON | *80CTL1102120B* | 45000 | 18 | 9 | 47500 | 33400 | 70.32% | 2.08 | 0 | 10 |  |  |  | No | R-454B | 3.75 | Residential & Commercial | Ducted CEE Tier 1
215674231 | Central HP <5.4 tons | KEEPRITE | HRCU-A-CB (Split System: Heat Pump with Remote Outdoor Unit-Air-Source) | C5H0V48*K*AAA* |  |  | EA*5X60M24A*+WALLCON | *95CSU1002122B* | 45000 | 18 | 9 | 47500 | 33400 | 70.32% | 2.08 | 0 | 10 |  |  |  | No | R-454B | 3.75 | Residential & Commercial | Ducted CEE Tier 1
215674251 | Central HP <5.4 tons | KEEPRITE | HRCU-A-CB (Split System: Heat Pump with Remote Outdoor Unit-Air-Source) | C5H0V48*K*AAA* |  |  | EA*5X60M24A*+WALLCON | *97CMN0802120B* | 45000 | 18 | 9 | 47500 | 33600 | 70.74% | 2.06 | 0 | 10 |  |  |  | No | R-454B | 3.75 | Residential & Commercial | Ducted CEE Tier 1
215674351 | Central HP <5.4 tons | KEEPRITE | HRCU-A-CB (Split System: Heat Pump with Remote Outdoor Unit-Air-Source) | C5H0V48*K*AAA* |  |  | EA*5X61M21A*+WALLCON | *80CTL0702120B* | 46000 | 18 | 9 | 48000 | 33800 | 70.42% | 2.06 | 0 | 10 |  |  |  | No | R-454B | 3.8333 | Residential & Commercial | Ducted CEE Tier 1
215676850 | Central HP <5.4 tons | KEEPRITE | HRCU-A-CB (Split System: Heat Pump with Remote Outdoor Unit-Air-Source) | C5H0V48*K*AAA* |  |  | EVD5X61M24A*+WALLCON | *80CSU0802120A* | 49000 | 19.5 | 9 | 50000 | 36600 | 73.2% | 2.1 | 0 | 10.5 |  |  |  | No | R-454B | 4.0833 | Residential & Commercial | Ducted CEE Tier 1
215682081 | Central HP <5.4 tons | KENMORE | HRCU-A-CB (Split System: Heat Pump with Remote Outdoor Unit-Air-Source) | (C,H,T)5H0V48*K*AAA* |  |  | EVM5X61M24A*+WALLCON | *97CTN1002122A* | 48500 | 19.5 | 9.5 | 50000 | 36600 | 73.2% | 2.12 | 0 | 10.5 |  |  |  | No | R-454B | 4.0417 | Residential & Commercial | Ducted CEE Tier 1
215935658 | Central HP <5.4 tons | ARCOAIRE | HRCU-A-CB (Split System: Heat Pump with Remote Outdoor Unit-Air-Source) | H5H3V36*K*AAA* |  |  | EVD5X36M21A*+WALLCON | *80CTL0902120B* | 34400 | 21 | 8.5 | 38500 | 28000 | 72.73% | 2.04 | 0 | 12 |  |  |  | No | R-454B | 2.8667 | Residential & Commercial | Ducted CEE Tier 1
215935708 | Central HP <5.4 tons | ARCOAIRE | HRCU-A-CB (Split System: Heat Pump with Remote Outdoor Unit-Air-Source) | H5H3V36*K*AAA* |  |  | EVD5X36M21A*+WALLCON | *97CMN0601714B* | 34000 | 20 | 8.1 | 38000 | 27000 | 71.05% | 2 | 0 | 11 |  |  |  | No | R-454B | 2.8333 | Residential & Commercial | Ducted CEE Tier 1
215935758 | Central HP <5.4 tons | ARCOAIRE | HRCU-A-CB (Split System: Heat Pump with Remote Outdoor Unit-Air-Source) | H5H3V36*K*AAA* |  |  | EVD5X36M21A*+WALLCON | *96CTN0601714B* | 34000 | 20.5 | 8.1 | 38000 | 27000 | 71.05% | 1.95 | 0 | 11 |  |  |  | No | R-454B | 2.8333 | Residential & Commercial | Ducted CEE Tier 1
215935508 | Central HP <5.4 tons | ARCOAIRE | HRCU-A-CB (Split System: Heat Pump with Remote Outdoor Unit-Air-Source) | H5H3V36*K*AAA* |  |  | EVD5X25M17A*+WALLCON | *97CMN0601714B* | 34000 | 20 | 8.1 | 38000 | 27200 | 71.58% | 2 | 0 | 11 |  |  |  | No | R-454B | 2.8333 | Residential & Commercial | Ducted CEE Tier 1
210597855 | Central HP <5.4 tons | ARCOAIRE | HRCU-A-CB (Split System: Heat Pump with Remote Outdoor Unit-Air-Source) | HVH825GKA2* |  |  | EA*4X42L21A*+WALLCON | *80CTL0901716A* | 23800 | 17.5 | 8.1 | 21400 | 16500 | 77.1% | 1.98 | 0 | 11 |  |  |  | No | R-410A | 1.9833 | Residential & Commercial | Ducted CEE Tier 1
210598039 | Central HP <5.4 tons | ARCOAIRE | HRCU-A-CB (Split System: Heat Pump with Remote Outdoor Unit-Air-Source) | HVH825GKA2* |  |  | EA*4X48L21A*+WALLCON | *96CTN0801714A* | 24000 | 16.5 | 8.1 | 21000 | 16600 | 79.05% | 2 | 0 | 11 |  |  |  | No | R-410A | 2 | Residential & Commercial | Ducted CEE Tier 1
213771009 | Central HP <5.4 tons | ARCOAIRE | HRCU-A-CB (Split System: Heat Pump with Remote Outdoor Unit-Air-Source) | HVH825GKA2* |  |  | EA*4X36L21A*+WALLCON | *96CTN0801714B* | 23600 | 16.5 | 8.1 | 21400 | 16700 | 78.04% | 1.94 | 0 | 10.5 |  |  |  | No | R-410A | 1.9667 | Residential & Commercial | Ducted CEE Tier 1
213771209 | Central HP <5.4 tons | ARCOAIRE | HRCU-A-CB (Split System: Heat Pump with Remote Outdoor Unit-Air-Source) | HVH825GKA2* |  |  | EA*4X37L21A*+WALLCON | *97CMN1002122B* | 24400 | 16.5 | 8.5 | 21200 | 16600 | 78.3% | 2.04 | 0 | 11 |  |  |  | No | R-410A | 2.0333 | Residential & Commercial | Ducted CEE Tier 1
215676880 | Central HP <5.4 tons | KEEPRITE | HRCU-A-CB (Split System: Heat Pump with Remote Outdoor Unit-Air-Source) | C5H0V48*K*AAA* |  |  | EVD5X61M24A*+WALLCON | *80CTL0902120B* | 48500 | 19.5 | 9.5 | 50000 | 36600 | 73.2% | 2.1 | 0 | 10.5 |  |  |  | No | R-454B | 4.0417 | Residential & Commercial | Ducted CEE Tier 1
215676530 | Central HP <5.4 tons | KEEPRITE | HRCU-A-CB (Split System: Heat Pump with Remote Outdoor Unit-Air-Source) | C5H0V48*K*AAA* |  |  | EVD5X60M21A*+WALLCON | *97CMN0602120B* | 47500 | 18.5 | 9 | 50000 | 37200 | 74.4% | 1.98 | 0 | 10 |  |  |  | No | R-454B | 3.9583 | Residential & Commercial | Ducted CEE Tier 1
215676330 | Central HP <5.4 tons | KEEPRITE | HRCU-A-CB (Split System: Heat Pump with Remote Outdoor Unit-Air-Source) | C5H0V48*K*AAA* |  |  | EVD5X49M24A*+WALLCON | *80CTL1352422B* | 48000 | 19 | 9 | 50000 | 36400 | 72.8% | 2 | 0 | 10.5 |  |  |  | No | R-454B | 4 | Residential & Commercial | Ducted CEE Tier 1
215676230 | Central HP <5.4 tons | KEEPRITE | HRCU-A-CB (Split System: Heat Pump with Remote Outdoor Unit-Air-Source) | C5H0V48*K*AAA* |  |  | EVD5X48M24A*+WALLCON | *80CTL1352422B* | 47000 | 19 | 9 | 50000 | 36200 | 72.4% | 2 | 0 | 10 |  |  |  | No | R-454B | 3.9167 | Residential & Commercial | Ducted CEE Tier 1
215676280 | Central HP <5.4 tons | KEEPRITE | HRCU-A-CB (Split System: Heat Pump with Remote Outdoor Unit-Air-Source) | C5H0V48*K*AAA* |  |  | EVD5X48M24A*+WALLCON | *96CTN1202422B* | 47000 | 18.5 | 9 | 50000 | 36400 | 72.8% | 2 | 0 | 10 |  |  |  | No | R-454B | 3.9167 | Residential & Commercial | Ducted CEE Tier 1
215676180 | Central HP <5.4 tons | KEEPRITE | HRCU-A-CB (Split System: Heat Pump with Remote Outdoor Unit-Air-Source) | C5H0V48*K*AAA* |  |  | EVD5X48M24A*+WALLCON | *80CSU0802120A* | 47500 | 19 | 9 | 50000 | 36200 | 72.4% | 2.02 | 0 | 10 |  |  |  | No | R-454B | 3.9583 | Residential & Commercial | Ducted CEE Tier 1
215669709 | Central HP <5.4 tons | KEEPRITE | HRCU-A-CB (Split System: Heat Pump with Remote Outdoor Unit-Air-Source) | C5H0V36*K*AAA* |  |  | EA*5X61M24A*+WALLCON | *97CMN1002122B* | 35000 | 18.5 | 9 | 34400 | 24800 | 72.09% | 1.92 | 0 | 10.5 |  |  |  | No | R-454B | 2.9167 | Residential & Commercial | Ducted CEE Tier 1
215669389 | Central HP <5.4 tons | KEEPRITE | HRCU-A-CB (Split System: Heat Pump with Remote Outdoor Unit-Air-Source) | C5H0V36*K*AAA* |  |  | EA*5X60M24A*+WALLCON | *97CMN1002122B* | 34400 | 18 | 9 | 34200 | 24800 | 72.51% | 1.9 | 0 | 10.5 |  |  |  | No | R-454B | 2.8667 | Residential & Commercial | Ducted CEE Tier 1
215670613 | Central HP <5.4 tons | KEEPRITE | HRCU-A-CB (Split System: Heat Pump with Remote Outdoor Unit-Air-Source) | C5H0V36*K*AAA* |  |  | FCMA5B36L0C*+WALLCON |  | 33400 | 18.5 | 9 | 35800 | 25600 | 71.51% | 1.86 | 0 | 10 |  |  |  | No | R-454B | 2.7833 | Residential & Commercial | Ducted CEE Tier 1
211245312 | Central HP <5.4 tons | ARCOAIRE | HRCU-A-CB (Split System: Heat Pump with Remote Outdoor Unit-Air-Source) | DLCURAH24ABK |  |  | EN(A,D)4X36L21** | *96VSN0601714A* | 23400 | 16.5 | 8.1 | 25800 | 24000 | 93.02% | 2 | 0 | 10 |  |  |  | No | R-410A | 1.95 | Residential & Commercial | Ducted CEE Tier 1
211241776 | Central HP <5.4 tons | ARCOAIRE | HRCU-A-CB (Split System: Heat Pump with Remote Outdoor Unit-Air-Source) | DLCURAH24ABK |  |  | EA*4X30L17A* | *80ESU0601716A | 24800 | 16.5 | 8.5 | 26800 | 22200 | 82.84% | 1.84 | 0 | 10 |  |  |  | No | R-410A | 2.0667 | Residential & Commercial | Ducted CEE Tier 1
211241795 | Central HP <5.4 tons | ARCOAIRE | HRCU-A-CB (Split System: Heat Pump with Remote Outdoor Unit-Air-Source) | DLCURAH24ABK |  |  | EA*4X30L17A* | OLV098A12* | 23200 | 16.5 | 8.5 | 25800 | 24400 | 94.57% | 2.02 | 0 | 10 |  |  |  | No | R-410A | 1.9333 | Residential & Commercial | Ducted CEE Tier 1
212988665 | Central HP <5.4 tons | ARCOAIRE | HRCU-A-CB (Split System: Heat Pump with Remote Outdoor Unit-Air-Source) | DLCURAH24ABK |  |  | EA*4X30L17A* | *95MSU0401712A* | 23600 | 16.5 | 8.5 | 26400 | 24400 | 92.42% | 2.02 | 0 | 10 |  |  |  | No | R-410A | 1.9667 | Residential & Commercial | Ducted CEE Tier 1
212988713 | Central HP <5.4 tons | ARCOAIRE | HRCU-A-CB (Split System: Heat Pump with Remote Outdoor Unit-Air-Source) | DLCURAH24ABK |  |  | EA*4X37L21A* | *95MSU0401712A* | 24200 | 17 | 8.5 | 25200 | 21400 | 84.92% | 1.8 | 0 | 10 |  |  |  | No | R-410A | 2.0167 | Residential & Commercial | Ducted CEE Tier 1
215682181 | Central HP <5.4 tons | KENMORE | HRCU-A-CB (Split System: Heat Pump with Remote Outdoor Unit-Air-Source) | (C,H,T)5H0V48*K*AAA* |  |  | EVD5X48M24A*+WALLCON | *96CTN0802120B* | 47000 | 18.5 | 9 | 50000 | 36400 | 72.8% | 2 | 0 | 10 |  |  |  | No | R-454B | 3.9167 | Residential & Commercial | Ducted CEE Tier 1
215682431 | Central HP <5.4 tons | KENMORE | HRCU-A-CB (Split System: Heat Pump with Remote Outdoor Unit-Air-Source) | (C,H,T)5H0V48*K*AAA* |  |  | EVD5X60M24A*+WALLCON | *97CTN1202422A* | 48000 | 19 | 9 | 50000 | 36600 | 73.2% | 2 | 0 | 10.5 |  |  |  | No | R-454B | 4 | Residential & Commercial | Ducted CEE Tier 1
215682531 | Central HP <5.4 tons | KENMORE | HRCU-A-CB (Split System: Heat Pump with Remote Outdoor Unit-Air-Source) | (C,H,T)5H0V48*K*AAA* |  |  | EVD5X61M24A*+WALLCON | *80CSU0802120B* | 49000 | 19 | 9 | 50000 | 36400 | 72.8% | 2.12 | 0 | 10.5 |  |  |  | No | R-454B | 4.0833 | Residential & Commercial | Ducted CEE Tier 1
212969729 | Central HP <5.4 tons | ARCOAIRE | HRCU-A-CB (Split System: Heat Pump with Remote Outdoor Unit-Air-Source) | DLCURAH24ABK |  |  | EA*4X24L14A* | *80VSL0451412B* | 23200 | 17 | 9.5 | 26800 | 27200 | 101.5% | 2.32 | 0 | 10 |  |  |  | No | R-410A | 1.9333 | Residential & Commercial | Ducted CEE Tier 1
215319183 | Central HP <5.4 tons | LPS Legacy | HRCU-A-CB (Split System: Heat Pump with Remote Outdoor Unit-Air-Source) | D5CUHAH48AAK |  |  | D5FUHAH60XAK |  | 48000 | 17.5 | 9.5 | 48000 | 48000 | 100% | 2 | 0 | 12 |  |  |  | No | R-454B | 4 | Residential & Commercial | Ducted CEE Tier 1
215866620 | Central HP <5.4 tons | KADEN | HRCU-A-CB (Split System: Heat Pump with Remote Outdoor Unit-Air-Source) | KOB-HH-UUX48HP-2AAMA |  |  | KIB-UUX48AH-2AAMA |  | 48000 | 16.5 | 9.5 | 50000 | 46000 | 92% | 1.9 | 0 | 10.5 |  |  |  | No | R-454B | 4 | Residential & Commercial | Ducted CEE Tier 1
215678301 | Central HP <5.4 tons | KENMORE | HRCU-A-CB (Split System: Heat Pump with Remote Outdoor Unit-Air-Source) | (C,H,T)5H0V24*K*AAA* |  |  | EA*5X30M17A*+WALLCON | *97CTN0801716A* | 23000 | 16.5 | 9 | 23800 | 16700 | 70.17% | 1.86 | 0 | 10 |  |  |  | No | R-454B | 1.9167 | Residential & Commercial | Ducted CEE Tier 1
215678401 | Central HP <5.4 tons | KENMORE | HRCU-A-CB (Split System: Heat Pump with Remote Outdoor Unit-Air-Source) | (C,H,T)5H0V24*K*AAA* |  |  | EA*5X37M21A*+WALLCON | *80CSU0601716B* | 24200 | 17.5 | 9 | 23200 | 16300 | 70.26% | 2.02 | 0 | 10.5 |  |  |  | No | R-454B | 2.0167 | Residential & Commercial | Ducted CEE Tier 1
211230479 | Central HP <5.4 tons | ARCOAIRE | HRCU-A-CB (Split System: Heat Pump with Remote Outdoor Unit-Air-Source) | DLCURAH36ABK |  |  | EN(A,D)4X48L24** | *80ES(N,L)1352420A* | 36200 | 16 | 8.1 | 38500 | 34800 | 90.39% | 2.02 | 0 | 10 |  |  |  | No | R-410A | 3.0167 | Residential & Commercial | Ducted CEE Tier 1
211230030 | Central HP <5.4 tons | ARCOAIRE | HRCU-A-CB (Split System: Heat Pump with Remote Outdoor Unit-Air-Source) | DLCURAH36ABK |  |  | EN(A,D,W)4X48L21** | *80ESU0601716A | 35600 | 16.5 | 8.1 | 38500 | 34800 | 90.39% | 2 | 0 | 10 |  |  |  | No | R-410A | 2.9667 | Residential & Commercial | Ducted CEE Tier 1
213078413 | Central HP <5.4 tons | ARCOAIRE | HRCU-A-CB (Split System: Heat Pump with Remote Outdoor Unit-Air-Source) | DLCURAH36ABK |  |  | EA*4X42L21A* | *80MS(N,L)0902116A* | 35200 | 16.5 | 8.1 | 38500 | 35000 | 90.91% | 1.88 | 0 | 10 |  |  |  | No | R-410A | 2.9333 | Residential & Commercial | Ducted CEE Tier 1
213076743 | Central HP <5.4 tons | ARCOAIRE | HRCU-A-CB (Split System: Heat Pump with Remote Outdoor Unit-Air-Source) | DLCURAH36ABK |  |  | EA*4X37L21A* | *80VTL1102122B* | 36400 | 16 | 8.5 | 38000 | 34800 | 91.58% | 2.06 | 0 | 10 |  |  |  | No | R-410A | 3.0333 | Residential & Commercial | Ducted CEE Tier 1
213076779 | Central HP <5.4 tons | ARCOAIRE | HRCU-A-CB (Split System: Heat Pump with Remote Outdoor Unit-Air-Source) | DLCURAH36ABK |  |  | EA*4X43L21A* | *80VTL1102122B* | 36600 | 16 | 8.5 | 38000 | 34800 | 91.58% | 2.06 | 0 | 10 |  |  |  | No | R-410A | 3.05 | Residential & Commercial | Ducted CEE Tier 1
211229594 | Central HP <5.4 tons | ARCOAIRE | HRCU-A-CB (Split System: Heat Pump with Remote Outdoor Unit-Air-Source) | DLCURAH36ABK |  |  | EA*4X48L24A* | *96VTN0802120A* | 35600 | 16 | 8.1 | 37800 | 34600 | 91.53% | 2.02 | 0 | 10 |  |  |  | No | R-410A | 2.9667 | Residential & Commercial | Ducted CEE Tier 1
211229911 | Central HP <5.4 tons | ARCOAIRE | HRCU-A-CB (Split System: Heat Pump with Remote Outdoor Unit-Air-Source) | DLCURAH36ABK |  |  | EN(A,D,W)4X48L21** | *80ES(N,L)0701712A* | 36200 | 15.5 | 8.1 | 38500 | 35000 | 90.91% | 2.02 | 0 | 10 |  |  |  | No | R-410A | 3.0167 | Residential & Commercial | Ducted CEE Tier 1
215679471 | Central HP <5.4 tons | KENMORE | HRCU-A-CB (Split System: Heat Pump with Remote Outdoor Unit-Air-Source) | (C,H,T)5H0V36*K*AAA* |  |  | EA*5X43M21A*+WALLCON | *97CTN0802120A* | 34400 | 18 | 9 | 35400 | 25200 | 71.19% | 1.88 | 0 | 10 |  |  |  | No | R-454B | 2.8667 | Residential & Commercial | Ducted CEE Tier 1
215679671 | Central HP <5.4 tons | KENMORE | HRCU-A-CB (Split System: Heat Pump with Remote Outdoor Unit-Air-Source) | (C,H,T)5H0V36*K*AAA* |  |  | EA*5X61M24A*+WALLCON | *96CTN0802120B* | 34800 | 18 | 9 | 34400 | 24800 | 72.09% | 1.92 | 0 | 10.5 |  |  |  | No | R-454B | 2.9 | Residential & Commercial | Ducted CEE Tier 1
214239247 | Central HP <5.4 tons | ARCOAIRE | HRCU-A-CB (Split System: Heat Pump with Remote Outdoor Unit-Air-Source) | HVH837GKA2* |  |  | EN(A,D,W)4X48L21**+WALLCON | *97CMN1002122B* | 32400 | 17 | 8.1 | 32600 | 24600 | 75.46% | 1.96 | 0 | 11.7 |  |  |  | No | R-410A | 2.7 | Residential & Commercial | Ducted CEE Tier 1
214238977 | Central HP <5.4 tons | ARCOAIRE | HRCU-A-CB (Split System: Heat Pump with Remote Outdoor Unit-Air-Source) | HVH837GKA2* |  |  | END4X42L17**+WALLCON | *80CTL0701716B* | 32000 | 16.5 | 8.1 | 33000 | 24800 | 75.15% | 1.9 | 0 | 11 |  |  |  | No | R-410A | 2.6667 | Residential & Commercial | Ducted CEE Tier 1
215669002 | Central HP <5.4 tons | KENMORE | HRCU-A-CB (Split System: Heat Pump with Remote Outdoor Unit-Air-Source) | (C,H,T)5H0V36*K*AAA* |  |  | EA*5X43M21A*+WALLCON | *80CTL0901716B* | 34400 | 18 | 9 | 35400 | 25200 | 71.19% | 1.88 | 0 | 10 |  |  |  | No | R-454B | 2.8667 | Residential & Commercial | Ducted CEE Tier 1
215682401 | Central HP <5.4 tons | KENMORE | HRCU-A-CB (Split System: Heat Pump with Remote Outdoor Unit-Air-Source) | (C,H,T)5H0V48*K*AAA* |  |  | EVD5X60M24A*+WALLCON | *80CSU1002120B* | 48000 | 18.5 | 9 | 50000 | 36600 | 73.2% | 2 | 0 | 10 |  |  |  | No | R-454B | 4 | Residential & Commercial | Ducted CEE Tier 1
215681901 | Central HP <5.4 tons | KENMORE | HRCU-A-CB (Split System: Heat Pump with Remote Outdoor Unit-Air-Source) | (C,H,T)5H0V48*K*AAA* |  |  | EVM5X60M21A*+WALLCON | *96CTN0802120B* | 48000 | 19 | 9 | 50000 | 36800 | 73.6% | 2 | 0 | 10 |  |  |  | No | R-454B | 4 | Residential & Commercial | Ducted CEE Tier 1
215676731 | Central HP <5.4 tons | KENMORE | HRCU-A-CB (Split System: Heat Pump with Remote Outdoor Unit-Air-Source) | (C,H,T)5H0V48*K*AAA* |  |  | EVD5X61M21A*+WALLCON | *80CTL0702120B* | 48500 | 19 | 9 | 50000 | 37000 | 74% | 2 | 0 | 10.5 |  |  |  | No | R-454B | 4.0417 | Residential & Commercial | Ducted CEE Tier 1
215676581 | Central HP <5.4 tons | KENMORE | HRCU-A-CB (Split System: Heat Pump with Remote Outdoor Unit-Air-Source) | (C,H,T)5H0V48*K*AAA* |  |  | EVD5X60M21A*+WALLCON | *96CTN1002122B* | 48000 | 19 | 9 | 50000 | 36600 | 73.2% | 2 | 0 | 10 |  |  |  | No | R-454B | 4 | Residential & Commercial | Ducted CEE Tier 1
215670533 | Central HP <5.4 tons | KEEPRITE | HRCU-A-CB (Split System: Heat Pump with Remote Outdoor Unit-Air-Source) | C5H0V36*K*AAA* |  |  | ESH5X60M12A*+WALLCON | *97CMN0802120B* | 34600 | 17 | 8.5 | 34600 | 24800 | 71.68% | 1.8 | 0 | 10 |  |  |  | No | R-454B | 2.8833 | Residential & Commercial | Ducted CEE Tier 1
215669629 | Central HP <5.4 tons | KEEPRITE | HRCU-A-CB (Split System: Heat Pump with Remote Outdoor Unit-Air-Source) | C5H0V36*K*AAA* |  |  | EA*5X61M24A*+WALLCON | *80CTL0702120B* | 34800 | 18.5 | 9 | 34400 | 24800 | 72.09% | 1.92 | 0 | 10 |  |  |  | No | R-454B | 2.9 | Residential & Commercial | Ducted CEE Tier 1
215669309 | Central HP <5.4 tons | KEEPRITE | HRCU-A-CB (Split System: Heat Pump with Remote Outdoor Unit-Air-Source) | C5H0V36*K*AAA* |  |  | EA*5X60M24A*+WALLCON | *80CTL0702120B* | 34400 | 18 | 9 | 34200 | 24800 | 72.51% | 1.9 | 0 | 10 |  |  |  | No | R-454B | 2.8667 | Residential & Commercial | Ducted CEE Tier 1
215667769 | Central HP <5.4 tons | KEEPRITE | HRCU-A-CB (Split System: Heat Pump with Remote Outdoor Unit-Air-Source) | C5H0V24*K*AAA* |  |  | EA*5X37M17A*+WALLCON | *80CTL0901716B* | 23800 | 17 | 9 | 23400 | 16500 | 70.51% | 2 | 0 | 10.5 |  |  |  | No | R-454B | 1.9833 | Residential & Commercial | Ducted CEE Tier 1
215667551 | Central HP <5.4 tons | KEEPRITE | HRCU-A-CB (Split System: Heat Pump with Remote Outdoor Unit-Air-Source) | C5H0V24*K*AAA* |  |  | EA*5X30M17A*+WALLCON | *96CTN0801714B* | 23000 | 17 | 9 | 23800 | 16700 | 70.17% | 1.98 | 0 | 10 |  |  |  | No | R-454B | 1.9167 | Residential & Commercial | Ducted CEE Tier 1
215667442 | Central HP <5.4 tons | KEEPRITE | HRCU-A-CB (Split System: Heat Pump with Remote Outdoor Unit-Air-Source) | C5H0V24*K*AAA* |  |  | EA*5X30M17A*+WALLCON | *80CTL0701716B* | 23000 | 17 | 9 | 23800 | 16700 | 70.17% | 1.96 | 0 | 10 |  |  |  | No | R-454B | 1.9167 | Residential & Commercial | Ducted CEE Tier 1
215667833 | Central HP <5.4 tons | KEEPRITE | HRCU-A-CB (Split System: Heat Pump with Remote Outdoor Unit-Air-Source) | C5H0V24*K*AAA* |  |  | EA*5X37M21A*+WALLCON | *80CTL0451712B* | 23800 | 17 | 9 | 23400 | 16500 | 70.51% | 2 | 0 | 10.5 |  |  |  | No | R-454B | 1.9833 | Residential & Commercial | Ducted CEE Tier 1
215667865 | Central HP <5.4 tons | KEEPRITE | HRCU-A-CB (Split System: Heat Pump with Remote Outdoor Unit-Air-Source) | C5H0V24*K*AAA* |  |  | EA*5X37M21A*+WALLCON | *80CTL0902120B* | 24000 | 17.5 | 9 | 23200 | 16300 | 70.26% | 2.02 | 0 | 10.5 |  |  |  | No | R-454B | 2 | Residential & Commercial | Ducted CEE Tier 1
215667029 | Central HP <5.4 tons | KEEPRITE | HRCU-A-CB (Split System: Heat Pump with Remote Outdoor Unit-Air-Source) | C5H0V24*K*AAA* |  |  | EA*5X24M17A*+WALLCON | *80CTL0701412B* | 22800 | 17 | 9 | 24000 | 16800 | 70% | 1.96 | 0 | 10 |  |  |  | No | R-454B | 1.9 | Residential & Commercial | Ducted CEE Tier 1
215681420 | Central HP <5.4 tons | KEEPRITE | HRCU-A-CB (Split System: Heat Pump with Remote Outdoor Unit-Air-Source) | C5H0V48*K*AAA* |  |  | EA*5X60M24A*+WALLCON | *97CTN1002122A* | 45000 | 18 | 9 | 47500 | 33600 | 70.74% | 2.06 | 0 | 10 |  |  |  | No | R-454B | 3.75 | Residential & Commercial | Ducted CEE Tier 1
215679661 | Central HP <5.4 tons | KENMORE | HRCU-A-CB (Split System: Heat Pump with Remote Outdoor Unit-Air-Source) | (C,H,T)5H0V36*K*AAA* |  |  | EA*5X61M21A*+WALLCON | *97CTN1002122A* | 34800 | 18.5 | 9 | 34400 | 24800 | 72.09% | 1.92 | 0 | 10.5 |  |  |  | No | R-454B | 2.9 | Residential & Commercial | Ducted CEE Tier 1
215679961 | Central HP <5.4 tons | KENMORE | HRCU-A-CB (Split System: Heat Pump with Remote Outdoor Unit-Air-Source) | (C,H,T)5H0V36*K*AAA* |  |  | ESH5X60M12A*+WALLCON | *80CSU0601716B* | 34600 | 17 | 8.5 | 34600 | 24800 | 71.68% | 1.92 | 0 | 10 |  |  |  | No | R-454B | 2.8833 | Residential & Commercial | Ducted CEE Tier 1
215679291 | Central HP <5.4 tons | KENMORE | HRCU-A-CB (Split System: Heat Pump with Remote Outdoor Unit-Air-Source) | (C,H,T)5H0V36*K*AAA* |  |  | EA*5X37M21A*+WALLCON | *80CSU0401712B* | 34600 | 17.5 | 9 | 35200 | 25000 | 71.02% | 1.9 | 0 | 10 |  |  |  | No | R-454B | 2.8833 | Residential & Commercial | Ducted CEE Tier 1
215670473 | Central HP <5.4 tons | KEEPRITE | HRCU-A-CB (Split System: Heat Pump with Remote Outdoor Unit-Air-Source) | C5H0V36*K*AAA* |  |  | ESH5X60M12A*+WALLCON | *80CTL1352422B* | 34600 | 17 | 8.5 | 34600 | 24800 | 71.68% | 1.92 | 0 | 10 |  |  |  | No | R-454B | 2.8833 | Residential & Commercial | Ducted CEE Tier 1
215669539 | Central HP <5.4 tons | KEEPRITE | HRCU-A-CB (Split System: Heat Pump with Remote Outdoor Unit-Air-Source) | C5H0V36*K*AAA* |  |  | EA*5X61M21A*+WALLCON | *97CMN0601714B* | 34400 | 18 | 9 | 34600 | 25200 | 72.83% | 1.9 | 0 | 10 |  |  |  | No | R-454B | 2.8667 | Residential & Commercial | Ducted CEE Tier 1
215669319 | Central HP <5.4 tons | KEEPRITE | HRCU-A-CB (Split System: Heat Pump with Remote Outdoor Unit-Air-Source) | C5H0V36*K*AAA* |  |  | EA*5X60M24A*+WALLCON | *80CTL0902120B* | 34400 | 18.5 | 9 | 34200 | 24600 | 71.93% | 1.92 | 0 | 10.5 |  |  |  | No | R-454B | 2.8667 | Residential & Commercial | Ducted CEE Tier 1
215670453 | Central HP <5.4 tons | KEEPRITE | HRCU-A-CB (Split System: Heat Pump with Remote Outdoor Unit-Air-Source) | C5H0V36*K*AAA* |  |  | ESH5X60M12A*+WALLCON | *80CTL0902120B* | 34600 | 17 | 8.5 | 34600 | 24800 | 71.68% | 1.92 | 0 | 10 |  |  |  | No | R-454B | 2.8833 | Residential & Commercial | Ducted CEE Tier 1
215669699 | Central HP <5.4 tons | KEEPRITE | HRCU-A-CB (Split System: Heat Pump with Remote Outdoor Unit-Air-Source) | C5H0V36*K*AAA* |  |  | EA*5X61M24A*+WALLCON | *97CMN0802120B* | 34800 | 18 | 9 | 34400 | 24800 | 72.09% | 1.92 | 0 | 10.5 |  |  |  | No | R-454B | 2.9 | Residential & Commercial | Ducted CEE Tier 1
215676031 | Central HP <5.4 tons | KENMORE | HRCU-A-CB (Split System: Heat Pump with Remote Outdoor Unit-Air-Source) | (C,H,T)5H0V48*K*AAA* |  |  | EVM5X61M24A*+WALLCON | *95CSU1002122B* | 48500 | 19 | 9 | 50000 | 36600 | 73.2% | 2.1 | 0 | 10.5 |  |  |  | No | R-454B | 4.0417 | Residential & Commercial | Ducted CEE Tier 1
215676111 | Central HP <5.4 tons | KENMORE | HRCU-A-CB (Split System: Heat Pump with Remote Outdoor Unit-Air-Source) | (C,H,T)5H0V48*K*AAA* |  |  | EVD5X48M21A*+WALLCON | *80CSU0802120A* | 47000 | 18.5 | 9 | 50000 | 36400 | 72.8% | 2 | 0 | 10 |  |  |  | No | R-454B | 3.9167 | Residential & Commercial | Ducted CEE Tier 1
215675611 | Central HP <5.4 tons | KENMORE | HRCU-A-CB (Split System: Heat Pump with Remote Outdoor Unit-Air-Source) | (C,H,T)5H0V48*K*AAA* |  |  | EVM5X49M21A*+WALLCON | *97CMN0602120B* | 47500 | 18.5 | 9 | 50000 | 37200 | 74.4% | 1.98 | 0 | 10 |  |  |  | No | R-454B | 3.9583 | Residential & Commercial | Ducted CEE Tier 1
215675661 | Central HP <5.4 tons | KENMORE | HRCU-A-CB (Split System: Heat Pump with Remote Outdoor Unit-Air-Source) | (C,H,T)5H0V48*K*AAA* |  |  | EVM5X49M21A*+WALLCON | *96CTN1002122B* | 48000 | 19 | 9 | 50000 | 36800 | 73.6% | 2 | 0 | 10.5 |  |  |  | No | R-454B | 4 | Residential & Commercial | Ducted CEE Tier 1
215682281 | Central HP <5.4 tons | KENMORE | HRCU-A-CB (Split System: Heat Pump with Remote Outdoor Unit-Air-Source) | (C,H,T)5H0V48*K*AAA* |  |  | EVD5X49M24A*+WALLCON | *97CTN1002122A* | 48000 | 19 | 9 | 50000 | 36600 | 73.2% | 2 | 0 | 10.5 |  |  |  | No | R-454B | 4 | Residential & Commercial | Ducted CEE Tier 1
215319188 | Central HP <5.4 tons | LPS Legacy | HRCU-A-CB (Split System: Heat Pump with Remote Outdoor Unit-Air-Source) | D5CSRAH24AAK |  |  | D5FSAAH24XBK |  | 24000 | 19.8 | 9 | 25000 | 18000 | 72% | 2.2 | 0 | 11.7 |  |  |  | No | R-454B | 2 | Residential & Commercial | Ducted CEE Tier 1
215681811 | Central HP <5.4 tons | KENMORE | HRCU-A-CB (Split System: Heat Pump with Remote Outdoor Unit-Air-Source) | (C,H,T)5H0V48*K*AAA* |  |  | EVM5X48M21A*+WALLCON | *97CTN1002122A* | 47000 | 18.5 | 9 | 50000 | 36400 | 72.8% | 2 | 0 | 10 |  |  |  | No | R-454B | 3.9167 | Residential & Commercial | Ducted CEE Tier 1
215681861 | Central HP <5.4 tons | KENMORE | HRCU-A-CB (Split System: Heat Pump with Remote Outdoor Unit-Air-Source) | (C,H,T)5H0V48*K*AAA* |  |  | EVM5X49M21A*+WALLCON | *80CSU1002120B* | 48000 | 18.5 | 9 | 50000 | 36600 | 73.2% | 2 | 0 | 10 |  |  |  | No | R-454B | 4 | Residential & Commercial | Ducted CEE Tier 1
215682341 | Central HP <5.4 tons | KENMORE | HRCU-A-CB (Split System: Heat Pump with Remote Outdoor Unit-Air-Source) | (C,H,T)5H0V48*K*AAA* |  |  | EVD5X60M21A*+WALLCON | *80CSU1002120B* | 48000 | 18.5 | 9 | 50000 | 36600 | 73.2% | 2 | 0 | 10 |  |  |  | No | R-454B | 4 | Residential & Commercial | Ducted CEE Tier 1
215682541 | Central HP <5.4 tons | KENMORE | HRCU-A-CB (Split System: Heat Pump with Remote Outdoor Unit-Air-Source) | (C,H,T)5H0V48*K*AAA* |  |  | EVD5X61M24A*+WALLCON | *80CSU1002120B* | 48500 | 19 | 9 | 50000 | 36600 | 73.2% | 2.12 | 0 | 10 |  |  |  | No | R-454B | 4.0417 | Residential & Commercial | Ducted CEE Tier 1
211260979 | Central HP <5.4 tons | ARCOAIRE | HRCU-A-CB (Split System: Heat Pump with Remote Outdoor Unit-Air-Source) | DLCURAH18ABK |  |  | EA*4X25L17A* | *80ES(N,L)0451412A* | 18600 | 16.5 | 8.5 | 18400 | 17400 | 94.57% | 2.12 | 0 | 11 |  |  |  | No | R-410A | 1.55 | Residential & Commercial | Ducted CEE Tier 1
211260377 | Central HP <5.4 tons | ARCOAIRE | HRCU-A-CB (Split System: Heat Pump with Remote Outdoor Unit-Air-Source) | DLCURAH18ABK |  |  | EA*4X24L17A* | *80ESU0401712A* | 18400 | 16.5 | 9 | 19200 | 18700 | 97.4% | 2.26 | 0 | 11 |  |  |  | No | R-410A | 1.5333 | Residential & Commercial | Ducted CEE Tier 1
211260578 | Central HP <5.4 tons | ARCOAIRE | HRCU-A-CB (Split System: Heat Pump with Remote Outdoor Unit-Air-Source) | DLCURAH18ABK |  |  | EA*4X24L17A* | *92ESN0601412A* | 18100 | 16 | 9 | 19000 | 18800 | 98.95% | 2.28 | 0 | 10.5 |  |  |  | No | R-410A | 1.5083 | Residential & Commercial | Ducted CEE Tier 1
211262051 | Central HP <5.4 tons | ARCOAIRE | HRCU-A-CB (Split System: Heat Pump with Remote Outdoor Unit-Air-Source) | DLCURAH18ABK |  |  | EA*4X30L17A* | *80ES(N,L)0701712A* | 18200 | 16.5 | 8.5 | 18700 | 18400 | 98.4% | 2.22 | 0 | 10.5 |  |  |  | No | R-410A | 1.5167 | Residential & Commercial | Ducted CEE Tier 1
211262182 | Central HP <5.4 tons | ARCOAIRE | HRCU-A-CB (Split System: Heat Pump with Remote Outdoor Unit-Air-Source) | DLCURAH18ABK |  |  | EA*4X30L17A* | OMV098J12* | 18300 | 16 | 8.5 | 18900 | 18400 | 97.35% | 2.22 | 0 | 10.5 |  |  |  | No | R-410A | 1.525 | Residential & Commercial | Ducted CEE Tier 1
211261432 | Central HP <5.4 tons | ARCOAIRE | HRCU-A-CB (Split System: Heat Pump with Remote Outdoor Unit-Air-Source) | DLCURAH18ABK |  |  | EA*4X30L14A* | *80ES(N,L)0451412A* | 18200 | 16.5 | 8.5 | 18600 | 18400 | 98.92% | 2.22 | 0 | 10.5 |  |  |  | No | R-410A | 1.5167 | Residential & Commercial | Ducted CEE Tier 1
211261933 | Central HP <5.4 tons | ARCOAIRE | HRCU-A-CB (Split System: Heat Pump with Remote Outdoor Unit-Air-Source) | DLCURAH18ABK |  |  | EA*4X30L17A* | *96VTN0601412A* | 18000 | 16 | 8.5 | 18600 | 18500 | 99.46% | 2.22 | 0 | 10.5 |  |  |  | No | R-410A | 1.5 | Residential & Commercial | Ducted CEE Tier 1
211260045 | Central HP <5.4 tons | ARCOAIRE | HRCU-A-CB (Split System: Heat Pump with Remote Outdoor Unit-Air-Source) | DLCURAH18ABK |  |  | EA*4X19L17A* | OLV098A12* | 18600 | 16 | 8.5 | 18600 | 17500 | 94.09% | 2.12 | 0 | 11 |  |  |  | No | R-410A | 1.55 | Residential & Commercial | Ducted CEE Tier 1
212969529 | Central HP <5.4 tons | ARCOAIRE | HRCU-A-CB (Split System: Heat Pump with Remote Outdoor Unit-Air-Source) | DLCURAH18ABK |  |  | EA*4X24L17A* | *80VSL0451412B* | 17700 | 16.5 | 8.5 | 18600 | 19300 | 103.8% | 2.32 | 0 | 10.5 |  |  |  | No | R-410A | 1.475 | Residential & Commercial | Ducted CEE Tier 1
212989265 | Central HP <5.4 tons | ARCOAIRE | HRCU-A-CB (Split System: Heat Pump with Remote Outdoor Unit-Air-Source) | DLCURAH18ABK |  |  | EA*4X19L17A* | *95MSU0601716A* | 17800 | 16.5 | 8.1 | 17800 | 17900 | 100.6% | 2.16 | 0 | 10.5 |  |  |  | No | R-410A | 1.4833 | Residential & Commercial | Ducted CEE Tier 1
212989301 | Central HP <5.4 tons | ARCOAIRE | HRCU-A-CB (Split System: Heat Pump with Remote Outdoor Unit-Air-Source) | DLCURAH18ABK |  |  | EA*4X30L17A* | *95MSU0601716A* | 17500 | 16.5 | 8.5 | 18100 | 18700 | 103.3% | 2.26 | 0 | 10.5 |  |  |  | No | R-410A | 1.4583 | Residential & Commercial | Ducted CEE Tier 1
211260231 | Central HP <5.4 tons | ARCOAIRE | HRCU-A-CB (Split System: Heat Pump with Remote Outdoor Unit-Air-Source) | DLCURAH18ABK |  |  | EA*4X24L14A* | *80ES(N,L)0701412A* | 17600 | 16 | 8.5 | 18400 | 19100 | 103.8% | 2.3 | 0 | 10.5 |  |  |  | No | R-410A | 1.4667 | Residential & Commercial | Ducted CEE Tier 1
211260308 | Central HP <5.4 tons | ARCOAIRE | HRCU-A-CB (Split System: Heat Pump with Remote Outdoor Unit-Air-Source) | DLCURAH18ABK |  |  | EA*4X24L17A* | *96VSN0801716A* | 17400 | 16 | 8.5 | 18300 | 19200 | 104.9% | 2.3 | 0 | 10.5 |  |  |  | No | R-410A | 1.45 | Residential & Commercial | Ducted CEE Tier 1
211260615 | Central HP <5.4 tons | ARCOAIRE | HRCU-A-CB (Split System: Heat Pump with Remote Outdoor Unit-Air-Source) | DLCURAH18ABK |  |  | EA*4X24L17A* | *92ESN0401712A* | 17800 | 15.5 | 8.5 | 18800 | 19000 | 101.1% | 2.28 | 0 | 10.5 |  |  |  | No | R-410A | 1.4833 | Residential & Commercial | Ducted CEE Tier 1
211228926 | Central HP <5.4 tons | ARCOAIRE | HRCU-A-CB (Split System: Heat Pump with Remote Outdoor Unit-Air-Source) | DLCURAH36ABK |  |  | EA*4X48L21A* | *80VTL1102122A* | 36800 | 16 | 8.5 | 38500 | 34800 | 90.39% | 2.1 | 0 | 10 |  |  |  | No | R-410A | 3.0667 | Residential & Commercial | Ducted CEE Tier 1
211228776 | Central HP <5.4 tons | ARCOAIRE | HRCU-A-CB (Split System: Heat Pump with Remote Outdoor Unit-Air-Source) | DLCURAH36ABK |  |  | EA*4X48L21A* | *80ES(N,L)0901714A* | 36400 | 16 | 8.5 | 38500 | 34800 | 90.39% | 2.08 | 0 | 10 |  |  |  | No | R-410A | 3.0333 | Residential & Commercial | Ducted CEE Tier 1
212651435 | Central HP <5.4 tons | EVERREST | HRCU-A-CB (Split System: Heat Pump with Remote Outdoor Unit-Air-Source) | ASZV903610A* |  |  | CA*F3743*6D*+TXV | A*VC801005C*A* | 33600 | 19 | 8.2 | 34000 | 24400 | 71.76% | 1.8 | 0 | 12 |  |  |  | No | R-410A | 2.8 | Residential & Commercial | Ducted CEE Tier 1
212651921 | Central HP <5.4 tons | EVERREST | HRCU-A-CB (Split System: Heat Pump with Remote Outdoor Unit-Air-Source) | ASZV903610A* |  |  | CA*F3743*6D*+TXV | A*VC800804C*A* | 33600 | 19 | 8.2 | 34000 | 24400 | 71.76% | 1.8 | 0 | 12 |  |  |  | No | R-410A | 2.8 | Residential & Commercial | Ducted CEE Tier 1
213078307 | Central HP <5.4 tons | ARCOAIRE | HRCU-A-CB (Split System: Heat Pump with Remote Outdoor Unit-Air-Source) | DLCURAH36ABK |  |  | EA*4X42L21A* | *80MS(N,L)0901714A* | 35400 | 16.5 | 8.1 | 38500 | 35000 | 90.91% | 1.88 | 0 | 10 |  |  |  | No | R-410A | 2.95 | Residential & Commercial | Ducted CEE Tier 1
212653951 | Central HP <5.4 tons | EVERREST | HRCU-A-CB (Split System: Heat Pump with Remote Outdoor Unit-Air-Source) | ASZV903610A* |  |  | CA*F3743*6D*+TXV | A*VC961205DNB* | 33600 | 19 | 8.2 | 34000 | 24400 | 71.76% | 1.8 | 0 | 12 |  |  |  | No | R-410A | 2.8 | Residential & Commercial | Ducted CEE Tier 1
208130264 | Central HP <5.4 tons | BOREAL | HRCU-A-CB (Split System: Heat Pump with Remote Outdoor Unit-Air-Source) | ENVBR36HPJ1OA |  |  | ENVBR24HPJ1IB |  | 24000 | 17 | 9 | 24000 | 22000 | 91.67% | 1.8 | 12.5 | 12 |  |  |  | No | R-410A | 2 | Residential & Commercial | Ducted CEE Tier 1
215941171 | Central HP <5.4 tons | KEEPRITE | HRCU-A-CB (Split System: Heat Pump with Remote Outdoor Unit-Air-Source) | C5H3V48*K*AAA* |  |  | ESH5X48M12A*+WALLCON | *97CTN0801716A* | 43500 | 19 | 9 | 49000 | 37400 | 76.33% | 1.8 | 0 | 10.5 |  |  |  | No | R-454B | 3.625 | Residential & Commercial | Ducted CEE Tier 1
212653244 | Central HP <5.4 tons | EVERREST | HRCU-A-CB (Split System: Heat Pump with Remote Outdoor Unit-Air-Source) | ASZS601810A* |  |  | CA*EA2422*4A* | A*VC800805C*A* | 16600 | 17.5 | 8.5 | 17400 | 13000 | 74.71% | 2.1 | 0 | 10.9 |  |  |  | No | R-410A | 1.3833 | Residential & Commercial | Ducted CEE Tier 1
212650754 | Central HP <5.4 tons | EVERREST | HRCU-A-CB (Split System: Heat Pump with Remote Outdoor Unit-Air-Source) | ASZS601810A* |  |  | CA*EA1818*4A* | A*VS960805CUA* | 16600 | 17.5 | 8.5 | 17400 | 13000 | 74.71% | 2.1 | 0 | 10.9 |  |  |  | No | R-410A | 1.3833 | Residential & Commercial | Ducted CEE Tier 1
214572576 | Central HP <5.4 tons | KENMORE | HRCU-A-CB (Split System: Heat Pump with Remote Outdoor Unit-Air-Source) | (C,H,T)VH837GKA** |  |  | EA*4X37L21A*+WALLCON | *97CMN0802120B* | 32800 | 17.5 | 8.5 | 32800 | 25200 | 76.83% | 2 | 0 | 11.5 |  |  |  | No | R-410A | 2.7333 | Residential & Commercial | Ducted CEE Tier 1
214571206 | Central HP <5.4 tons | KENMORE | HRCU-A-CB (Split System: Heat Pump with Remote Outdoor Unit-Air-Source) | (C,H,T)VH825GKA3* |  |  | EN(A,D,W)4X42L21**+WALLCON | *96CTN0802120B* | 23800 | 16.5 | 8.1 | 21400 | 16600 | 77.57% | 1.96 | 0 | 11 |  |  |  | No | R-410A | 1.9833 | Residential & Commercial | Ducted CEE Tier 1
214570786 | Central HP <5.4 tons | KENMORE | HRCU-A-CB (Split System: Heat Pump with Remote Outdoor Unit-Air-Source) | (C,H,T)VH825GKA3* |  |  | EA*4X48L24A*+WALLCON | *96CTN0802120B* | 24200 | 17 | 8.5 | 20800 | 16500 | 79.33% | 2.02 | 0 | 11 |  |  |  | No | R-410A | 2.0167 | Residential & Commercial | Ducted CEE Tier 1
215441504 | Central HP <5.4 tons | OLMO | HRCU-A-CB (Split System: Heat Pump with Remote Outdoor Unit-Air-Source) | OS-EAH36-230VO |  |  | OS-EAH36-230VI |  | 34000 | 18 | 9.5 | 35000 | 26000 | 74.29% | 2.05 | 9.55 | 10.1 |  |  |  | No | R-410A | 2.8333 | Residential & Commercial | Ducted CEE Tier 1
215940341 | Central HP <5.4 tons | KEEPRITE | HRCU-A-CB (Split System: Heat Pump with Remote Outdoor Unit-Air-Source) | C5H3V36*K*AAA* |  |  | EVM5X49M21A*+WALLCON | *80CSU0401712B* | 35600 | 22 | 8.5 | 38000 | 28600 | 75.26% | 2.04 | 0 | 12.5 |  |  |  | No | R-454B | 2.9667 | Residential & Commercial | Ducted CEE Tier 1
215940491 | Central HP <5.4 tons | KEEPRITE | HRCU-A-CB (Split System: Heat Pump with Remote Outdoor Unit-Air-Source) | C5H3V36*K*AAA* |  |  | EVM5X60M24A*+WALLCON | *97CTN1002122A* | 35600 | 22 | 8.5 | 38000 | 28400 | 74.74% | 2.04 | 0 | 12.5 |  |  |  | No | R-454B | 2.9667 | Residential & Commercial | Ducted CEE Tier 1
215940091 | Central HP <5.4 tons | KEEPRITE | HRCU-A-CB (Split System: Heat Pump with Remote Outdoor Unit-Air-Source) | C5H3V36*K*AAA* |  |  | ESH5X42M12A*+WALLCON | *97CTN1202422A* | 33600 | 19 | 9 | 34600 | 26600 | 76.88% | 1.94 | 0 | 11.5 |  |  |  | No | R-454B | 2.8 | Residential & Commercial | Ducted CEE Tier 1
215935211 | Central HP <5.4 tons | KEEPRITE | HRCU-A-CB (Split System: Heat Pump with Remote Outdoor Unit-Air-Source) | C5H3V36*K*AAA* |  |  | EVM5X60M21A*+WALLCON | *80CTL0901716B* | 35600 | 22 | 8.5 | 38000 | 28600 | 75.26% | 2.02 | 0 | 12 |  |  |  | No | R-454B | 2.9667 | Residential & Commercial | Ducted CEE Tier 1
215934861 | Central HP <5.4 tons | KEEPRITE | HRCU-A-CB (Split System: Heat Pump with Remote Outdoor Unit-Air-Source) | C5H3V36*K*AAA* |  |  | EVM5X44M21A*+WALLCON | *80CTL1102120B* | 35600 | 22 | 8.5 | 38000 | 28400 | 74.74% | 2.02 | 0 | 12.5 |  |  |  | No | R-454B | 2.9667 | Residential & Commercial | Ducted CEE Tier 1
215934961 | Central HP <5.4 tons | KEEPRITE | HRCU-A-CB (Split System: Heat Pump with Remote Outdoor Unit-Air-Source) | C5H3V36*K*AAA* |  |  | EVM5X48M21A*+WALLCON | *97CMN0601714B* | 34400 | 20.5 | 8.5 | 38000 | 27600 | 72.63% | 2.08 | 0 | 11 |  |  |  | No | R-454B | 2.8667 | Residential & Commercial | Ducted CEE Tier 1
215682191 | Central HP <5.4 tons | KENMORE | HRCU-A-CB (Split System: Heat Pump with Remote Outdoor Unit-Air-Source) | (C,H,T)5H0V48*K*AAA* |  |  | EVD5X48M24A*+WALLCON | *80CSU0802120B* | 47500 | 18.5 | 9 | 50000 | 36000 | 72% | 2.02 | 0 | 10 |  |  |  | No | R-454B | 3.9583 | Residential & Commercial | Ducted CEE Tier 1
215682241 | Central HP <5.4 tons | KENMORE | HRCU-A-CB (Split System: Heat Pump with Remote Outdoor Unit-Air-Source) | (C,H,T)5H0V48*K*AAA* |  |  | EVD5X49M24A*+WALLCON | *96CTN0802120B* | 48000 | 19 | 9 | 50000 | 36600 | 73.2% | 2 | 0 | 10 |  |  |  | No | R-454B | 4 | Residential & Commercial | Ducted CEE Tier 1
215682041 | Central HP <5.4 tons | KENMORE | HRCU-A-CB (Split System: Heat Pump with Remote Outdoor Unit-Air-Source) | (C,H,T)5H0V48*K*AAA* |  |  | EVM5X61M24A*+WALLCON | *96CTN0802120B* | 48500 | 19 | 9.5 | 50000 | 36800 | 73.6% | 2.1 | 0 | 10.5 |  |  |  | No | R-454B | 4.0417 | Residential & Commercial | Ducted CEE Tier 1
213076363 | Central HP <5.4 tons | ARCOAIRE | HRCU-A-CB (Split System: Heat Pump with Remote Outdoor Unit-Air-Source) | DLCURAH24ABK |  |  | EN(A,D)4X36L21** | *95MSU1002122A* | 23400 | 17 | 8.5 | 26200 | 24600 | 93.89% | 2.06 | 0 | 10.5 |  |  |  | No | R-410A | 1.95 | Residential & Commercial | Ducted CEE Tier 1
212969809 | Central HP <5.4 tons | ARCOAIRE | HRCU-A-CB (Split System: Heat Pump with Remote Outdoor Unit-Air-Source) | DLCURAH24ABK |  |  | EN(A,D)4X24L17** | *80VSL0451412B* | 23400 | 17 | 8.5 | 27000 | 25000 | 92.59% | 2.08 | 0 | 10 |  |  |  | No | R-410A | 1.95 | Residential & Commercial | Ducted CEE Tier 1
215933841 | Central HP <5.4 tons | KEEPRITE | HRCU-A-CB (Split System: Heat Pump with Remote Outdoor Unit-Air-Source) | C5H3V36*K*AAA* |  |  | ESH5X60M12A*+WALLCON | *95CSU0802120B* | 34200 | 19.5 | 9 | 34400 | 26000 | 75.58% | 1.96 | 0 | 11.7 |  |  |  | No | R-454B | 2.85 | Residential & Commercial | Ducted CEE Tier 1
215934711 | Central HP <5.4 tons | KEEPRITE | HRCU-A-CB (Split System: Heat Pump with Remote Outdoor Unit-Air-Source) | C5H3V36*K*AAA* |  |  | EVM5X32M17A*+WALLCON | *96CTN0601714B* | 35200 | 21 | 8.5 | 38000 | 28000 | 73.68% | 2.06 | 0 | 11.7 |  |  |  | No | R-454B | 2.9333 | Residential & Commercial | Ducted CEE Tier 1
215936519 | Central HP <5.4 tons | COMFORTMAKER | HRCU-A-CB (Split System: Heat Pump with Remote Outdoor Unit-Air-Source) | C5H3V36*K*AAA* |  |  | EVD5X49M24A*+WALLCON | *97CMN1002122B* | 35400 | 22 | 8.5 | 38000 | 28400 | 74.74% | 2.04 | 0 | 12.5 |  |  |  | No | R-454B | 2.95 | Residential & Commercial | Ducted CEE Tier 1
215936619 | Central HP <5.4 tons | COMFORTMAKER | HRCU-A-CB (Split System: Heat Pump with Remote Outdoor Unit-Air-Source) | C5H3V36*K*AAA* |  |  | EVD5X60M21A*+WALLCON | *80CTL0901716B* | 35600 | 22 | 8.5 | 38000 | 28600 | 75.26% | 2.02 | 0 | 12 |  |  |  | No | R-454B | 2.9667 | Residential & Commercial | Ducted CEE Tier 1
215934741 | Central HP <5.4 tons | KEEPRITE | HRCU-A-CB (Split System: Heat Pump with Remote Outdoor Unit-Air-Source) | C5H3V36*K*AAA* |  |  | EVM5X42M21A*+WALLCON | *97CMN0601714B* | 34000 | 20 | 8.1 | 38000 | 27000 | 71.05% | 2 | 0 | 11 |  |  |  | No | R-454B | 2.8333 | Residential & Commercial | Ducted CEE Tier 1
215669369 | Central HP <5.4 tons | KEEPRITE | HRCU-A-CB (Split System: Heat Pump with Remote Outdoor Unit-Air-Source) | C5H0V36*K*AAA* |  |  | EA*5X60M24A*+WALLCON | *97CMN0602120B* | 34200 | 18 | 9 | 34400 | 25000 | 72.67% | 1.9 | 0 | 10 |  |  |  | No | R-454B | 2.85 | Residential & Commercial | Ducted CEE Tier 1
215669519 | Central HP <5.4 tons | KEEPRITE | HRCU-A-CB (Split System: Heat Pump with Remote Outdoor Unit-Air-Source) | C5H0V36*K*AAA* |  |  | EA*5X61M21A*+WALLCON | *95CSU0802120B* | 34800 | 18 | 9 | 34400 | 24800 | 72.09% | 1.92 | 0 | 10 |  |  |  | No | R-454B | 2.9 | Residential & Commercial | Ducted CEE Tier 1
215669619 | Central HP <5.4 tons | KEEPRITE | HRCU-A-CB (Split System: Heat Pump with Remote Outdoor Unit-Air-Source) | C5H0V36*K*AAA* |  |  | EA*5X61M24A*+WALLCON | *80CSU1002120A* | 34800 | 18 | 9 | 34400 | 24800 | 72.09% | 1.92 | 0 | 10 |  |  |  | No | R-454B | 2.9 | Residential & Commercial | Ducted CEE Tier 1
215934761 | Central HP <5.4 tons | KEEPRITE | HRCU-A-CB (Split System: Heat Pump with Remote Outdoor Unit-Air-Source) | C5H3V36*K*AAA* |  |  | EVM5X43M21A*+WALLCON | *97CMN0601714B* | 34400 | 20.5 | 8.5 | 38000 | 27600 | 72.63% | 2.08 | 0 | 11 |  |  |  | No | R-454B | 2.8667 | Residential & Commercial | Ducted CEE Tier 1
215933741 | Central HP <5.4 tons | KEEPRITE | HRCU-A-CB (Split System: Heat Pump with Remote Outdoor Unit-Air-Source) | C5H3V36*K*AAA* |  |  | ESH5X60M12A*+WALLCON | *80CSU1002120A* | 34200 | 19.5 | 9 | 34400 | 26200 | 76.16% | 1.96 | 0 | 11.7 |  |  |  | No | R-454B | 2.85 | Residential & Commercial | Ducted CEE Tier 1
215940039 | Central HP <5.4 tons | COMFORTMAKER | HRCU-A-CB (Split System: Heat Pump with Remote Outdoor Unit-Air-Source) | C5H3V36*K*AAA* |  |  | ESH5X42M12A*+WALLCON | *80CSU0601716B* | 33600 | 19.5 | 9 | 34800 | 26600 | 76.44% | 1.94 | 0 | 11.7 |  |  |  | No | R-454B | 2.8 | Residential & Commercial | Ducted CEE Tier 1
215936669 | Central HP <5.4 tons | COMFORTMAKER | HRCU-A-CB (Split System: Heat Pump with Remote Outdoor Unit-Air-Source) | C5H3V36*K*AAA* |  |  | EVD5X60M21A*+WALLCON | *95CSU1002122B* | 35600 | 22 | 9 | 38000 | 28400 | 74.74% | 2.14 | 0 | 12.5 |  |  |  | No | R-454B | 2.9667 | Residential & Commercial | Ducted CEE Tier 1
215936719 | Central HP <5.4 tons | COMFORTMAKER | HRCU-A-CB (Split System: Heat Pump with Remote Outdoor Unit-Air-Source) | C5H3V36*K*AAA* |  |  | EVD5X60M21A*+WALLCON | *96CTN0801714B* | 35400 | 21.5 | 8.5 | 38000 | 28800 | 75.79% | 2.02 | 0 | 12 |  |  |  | No | R-454B | 2.95 | Residential & Commercial | Ducted CEE Tier 1
215936819 | Central HP <5.4 tons | COMFORTMAKER | HRCU-A-CB (Split System: Heat Pump with Remote Outdoor Unit-Air-Source) | C5H3V36*K*AAA* |  |  | EVD5X60M24A*+WALLCON | *97CMN0802120B* | 35400 | 21.5 | 8.5 | 38000 | 28400 | 74.74% | 2.04 | 0 | 12.5 |  |  |  | No | R-454B | 2.95 | Residential & Commercial | Ducted CEE Tier 1
215936869 | Central HP <5.4 tons | COMFORTMAKER | HRCU-A-CB (Split System: Heat Pump with Remote Outdoor Unit-Air-Source) | C5H3V36*K*AAA* |  |  | EVD5X61M21A*+WALLCON | *80CTL0451712B* | 35400 | 21 | 8.5 | 38500 | 29000 | 75.32% | 2.02 | 0 | 11.7 |  |  |  | No | R-454B | 2.95 | Residential & Commercial | Ducted CEE Tier 1
214573786 | Central HP <5.4 tons | KENMORE | HRCU-A-CB (Split System: Heat Pump with Remote Outdoor Unit-Air-Source) | (C,H,T)VH837GKA2* |  |  | EA*4X42L21A*+WALLCON | *96CTN0802120B* | 31800 | 17.5 | 8.5 | 32800 | 24400 | 74.39% | 1.9 | 0 | 11 |  |  |  | No | R-410A | 2.65 | Residential & Commercial | Ducted CEE Tier 1
214573706 | Central HP <5.4 tons | KENMORE | HRCU-A-CB (Split System: Heat Pump with Remote Outdoor Unit-Air-Source) | (C,H,T)VH837GKA2* |  |  | EA*4X37L21A*+WALLCON | *97CMN0602120B* | 32800 | 17 | 8.5 | 33000 | 25400 | 76.97% | 1.98 | 0 | 11 |  |  |  | No | R-410A | 2.7333 | Residential & Commercial | Ducted CEE Tier 1
214573736 | Central HP <5.4 tons | KENMORE | HRCU-A-CB (Split System: Heat Pump with Remote Outdoor Unit-Air-Source) | (C,H,T)VH837GKA2* |  |  | EA*4X42L21A*+WALLCON | *80CTL0702120B* | 31800 | 17 | 8.5 | 33000 | 24400 | 73.94% | 1.9 | 0 | 11 |  |  |  | No | R-410A | 2.65 | Residential & Commercial | Ducted CEE Tier 1
214395741 | Central HP <5.4 tons | YORK | HRCU-A-CB (Split System: Heat Pump with Remote Outdoor Unit-Air-Source) | HH860E2S11 |  |  | CTF60C5CGS1+JMVT17CC2N1 |  | 44500 | 18 | 9 | 44000 | 33000 | 75% | 2 | 0 | 12 |  |  |  | No | R-454B | 3.7083 | Residential & Commercial | Ducted CEE Tier 1
214395841 | Central HP <5.4 tons | YORK | HRCU-A-CB (Split System: Heat Pump with Remote Outdoor Unit-Air-Source) | HH860E2S11 |  |  | CTF60C5CGS1 | TM9Y100C20MP11 | 44500 | 17 | 9 | 46000 | 34000 | 73.91% | 2 | 0 | 11 |  |  |  | No | R-454B | 3.7083 | Residential & Commercial | Ducted CEE Tier 1
214395857 | Central HP <5.4 tons | YORK | HRCU-A-CB (Split System: Heat Pump with Remote Outdoor Unit-Air-Source) | HH860E2S11 |  |  | CTM60C5CGS1 | TM9V100C16MP12 | 43500 | 18 | 9 | 44000 | 33200 | 75.45% | 2 | 0 | 11.7 |  |  |  | No | R-454B | 3.625 | Residential & Commercial | Ducted CEE Tier 1
214395893 | Central HP <5.4 tons | YORK | HRCU-A-CB (Split System: Heat Pump with Remote Outdoor Unit-Air-Source) | HH860E2S11 |  |  | CTF60C5CHS1 | Y81E100C20SMPS1 | 53500 | 19 | 9 | 53500 | 38000 | 71.03% | 2 | 0 | 12 |  |  |  | No | R-454B | 4.4583 | Residential & Commercial | Ducted CEE Tier 1
214395934 | Central HP <5.4 tons | YORK | HRCU-A-CB (Split System: Heat Pump with Remote Outdoor Unit-Air-Source) | HH860E2S11 |  |  | JHE48D5CG2SS1 |  | 45000 | 19 | 9 | 44500 | 33400 | 75.06% | 2 | 0 | 12 |  |  |  | No | R-454B | 3.75 | Residential & Commercial | Ducted CEE Tier 1
215682101 | Central HP <5.4 tons | KENMORE | HRCU-A-CB (Split System: Heat Pump with Remote Outdoor Unit-Air-Source) | (C,H,T)5H0V48*K*AAA* |  |  | EVD5X48M21A*+WALLCON | *96CTN0802120B* | 47000 | 18.5 | 9 | 50000 | 36600 | 73.2% | 1.98 | 0 | 10 |  |  |  | No | R-454B | 3.9167 | Residential & Commercial | Ducted CEE Tier 1
210692950 | Central HP <5.4 tons | FRANKLIN | HRCU-A-CB (Split System: Heat Pump with Remote Outdoor Unit-Air-Source) | GSZV903610A* |  |  | CHPF3642C6C*+TXV | G*VM970804CNB* | 33400 | 18 | 8.2 | 34000 | 24400 | 71.76% | 1.8 | 0 | 11 |  |  |  | No | R-410A | 2.7833 | Residential & Commercial | Ducted CEE Tier 1
212650345 | Central HP <5.4 tons | EVERREST | HRCU-A-CB (Split System: Heat Pump with Remote Outdoor Unit-Air-Source) | GSZV903610A* |  |  | CSCF3642N6D*+TXV | G*VM971005CNB* | 33800 | 18.5 | 8.2 | 34000 | 24400 | 71.76% | 1.8 | 0 | 11.5 |  |  |  | No | R-410A | 2.8167 | Residential & Commercial | Ducted CEE Tier 1
212651193 | Central HP <5.4 tons | EVERREST | HRCU-A-CB (Split System: Heat Pump with Remote Outdoor Unit-Air-Source) | GSZV903610A* |  |  | CSCF3642N6D*+TXV | G*VS800604BUA* | 33800 | 18.5 | 8.2 | 34000 | 24400 | 71.76% | 1.8 | 0 | 11.5 |  |  |  | No | R-410A | 2.8167 | Residential & Commercial | Ducted CEE Tier 1
212653258 | Central HP <5.4 tons | EVERREST | HRCU-A-CB (Split System: Heat Pump with Remote Outdoor Unit-Air-Source) | GSZV903610A* |  |  | CSCF3642N6D*+TXV | G*VC961005CNB* | 33800 | 18.5 | 8.2 | 34000 | 24400 | 71.76% | 1.8 | 0 | 11.5 |  |  |  | No | R-410A | 2.8167 | Residential & Commercial | Ducted CEE Tier 1
212651104 | Central HP <5.4 tons | EVERREST | HRCU-A-CB (Split System: Heat Pump with Remote Outdoor Unit-Air-Source) | GSZV903610A* |  |  | AMVE48DP1400A* |  | 33600 | 19 | 8.2 | 33600 | 24400 | 72.62% | 1.8 | 0 | 12 |  |  |  | No | R-410A | 2.8 | Residential & Commercial | Ducted CEE Tier 1
215940391 | Central HP <5.4 tons | KEEPRITE | HRCU-A-CB (Split System: Heat Pump with Remote Outdoor Unit-Air-Source) | C5H3V36*K*AAA* |  |  | EVM5X49M21A*+WALLCON | *97CTN1002122A* | 35600 | 22 | 8.5 | 38000 | 28600 | 75.26% | 2.02 | 0 | 12.5 |  |  |  | No | R-454B | 2.9667 | Residential & Commercial | Ducted CEE Tier 1
215939771 | Central HP <5.4 tons | KEEPRITE | HRCU-A-CB (Split System: Heat Pump with Remote Outdoor Unit-Air-Source) | C5H3V36*K*AAA* |  |  | EA*5X48M21A*+WALLCON | *97CTN0802120A* | 33400 | 20 | 9.5 | 34600 | 26400 | 76.3% | 2.04 | 0 | 11.5 |  |  |  | No | R-454B | 2.7833 | Residential & Commercial | Ducted CEE Tier 1
215939791 | Central HP <5.4 tons | KEEPRITE | HRCU-A-CB (Split System: Heat Pump with Remote Outdoor Unit-Air-Source) | C5H3V36*K*AAA* |  |  | EA*5X60M24A*+WALLCON | *96CTN0802120B* | 34000 | 20 | 9.5 | 34200 | 26000 | 76.02% | 2.06 | 0 | 11.7 |  |  |  | No | R-454B | 2.8333 | Residential & Commercial | Ducted CEE Tier 1
214395709 | Central HP <5.4 tons | YORK | HRCU-A-CB (Split System: Heat Pump with Remote Outdoor Unit-Air-Source) | HH836E2S11 |  |  | CTF36C5CDS1 | TP9C100C16MP13 | 33800 | 18 | 8.5 | 31400 | 25600 | 81.53% | 2 | 0 | 11 |  |  |  | No | R-454B | 2.8167 | Residential & Commercial | Ducted CEE Tier 1
214395716 | Central HP <5.4 tons | YORK | HRCU-A-CB (Split System: Heat Pump with Remote Outdoor Unit-Air-Source) | HH836E2S11 |  |  | CTF36C5CDS1 | TM8V080C16MP12 | 34000 | 18 | 8.5 | 31600 | 26000 | 82.28% | 2 | 0 | 11 |  |  |  | No | R-454B | 2.8333 | Residential & Commercial | Ducted CEE Tier 1
214395909 | Central HP <5.4 tons | YORK | HRCU-A-CB (Split System: Heat Pump with Remote Outdoor Unit-Air-Source) | HH836E2S11 |  |  | CTF36C5CDS1 | TM9E080C16MP12 | 34200 | 18 | 8.5 | 32200 | 25800 | 80.12% | 2 | 0 | 11 |  |  |  | No | R-454B | 2.85 | Residential & Commercial | Ducted CEE Tier 1
212940802 | Central HP <5.4 tons | CENTURY | HRCU-A-CB (Split System: Heat Pump with Remote Outdoor Unit-Air-Source) | A-VCD24SA-1 |  |  | B-VCD24SA-1 |  | 24000 | 17.4 | 10 | 24000 | 22600 | 94.17% | 1.91 | 12.5 | 11.7 |  |  |  | No | R-410A | 2 | Residential & Commercial | Ducted CEE Tier 1
213372198 | Central HP <5.4 tons | LPS Legacy | HRCU-A-C (Split System: Heat Pump with Remote Outdoor Unit with No Indoor Fan --Air Source) | DLCURAH24ABK |  |  | DLFULAH24XBX + CI |  | 24000 | 16.5 | 9.5 | 25000 | 20000 | 80% | 1.95 | 11 | 10.7 |  |  |  | No | R-410A | 2 | Residential & Commercial | Ducted CEE Tier 1
215674398 | Central HP <5.4 tons | ARCOAIRE | HRCU-A-CB (Split System: Heat Pump with Remote Outdoor Unit-Air-Source) | H5H0V48*K*AAA* |  |  | EA*5X61M21A*+WALLCON | *95CSU1002122B* | 46000 | 18 | 9 | 48000 | 33600 | 70% | 2.08 | 0 | 10 |  |  |  | No | R-454B | 3.8333 | Residential & Commercial | Ducted CEE Tier 1
212653770 | Central HP <5.4 tons | EVERREST | HRCU-A-CB (Split System: Heat Pump with Remote Outdoor Unit-Air-Source) | GSZV903610A* |  |  | CHPF3743C6B*+TXV | G*VC800604B*A* | 33400 | 18 | 8.2 | 34000 | 24400 | 71.76% | 1.8 | 0 | 11 |  |  |  | No | R-410A | 2.7833 | Residential & Commercial | Ducted CEE Tier 1
212651227 | Central HP <5.4 tons | EVERREST | HRCU-A-CB (Split System: Heat Pump with Remote Outdoor Unit-Air-Source) | ASZS601810A* |  |  | CA*EA1818*4A* | A*VC960403BNB* | 16600 | 17.5 | 8.5 | 17400 | 13000 | 74.71% | 2.1 | 0 | 10.9 |  |  |  | No | R-410A | 1.3833 | Residential & Commercial | Ducted CEE Tier 1
212651229 | Central HP <5.4 tons | EVERREST | HRCU-A-CB (Split System: Heat Pump with Remote Outdoor Unit-Air-Source) | ASZS601810A* |  |  | CA*EA2422*4A* | A*VC960804CNB* | 16600 | 17.5 | 8.5 | 17400 | 13000 | 74.71% | 2.1 | 0 | 10.9 |  |  |  | No | R-410A | 1.3833 | Residential & Commercial | Ducted CEE Tier 1
212652947 | Central HP <5.4 tons | EVERREST | HRCU-A-CB (Split System: Heat Pump with Remote Outdoor Unit-Air-Source) | ASZS601810A* |  |  | CA*EA2422*4A* | A*VM970804CNB* | 16600 | 17.5 | 8.5 | 17400 | 13000 | 74.71% | 2.1 | 0 | 10.9 |  |  |  | No | R-410A | 1.3833 | Residential & Commercial | Ducted CEE Tier 1
215934241 | Central HP <5.4 tons | KEEPRITE | HRCU-A-CB (Split System: Heat Pump with Remote Outdoor Unit-Air-Source) | C5H3V48*K*AAA* |  |  | EA*5X61M21A*+WALLCON | *97CMN0602120B* | 44500 | 20.5 | 9.4 | 49000 | 37400 | 76.33% | 2 | 0 | 10 |  |  |  | No | R-454B | 3.7083 | Residential & Commercial | Ducted CEE Tier 1
212653280 | Central HP <5.4 tons | EVERREST | HRCU-A-CB (Split System: Heat Pump with Remote Outdoor Unit-Air-Source) | ASZS601810A* |  |  | CA*EA2422*4A* | A*VS960603BUA* | 16600 | 17.5 | 8.5 | 17400 | 13000 | 74.71% | 2.1 | 0 | 10.9 |  |  |  | No | R-410A | 1.3833 | Residential & Commercial | Ducted CEE Tier 1
212985831 | Central HP <5.4 tons | KEEPRITE | HRCU-A-CB (Split System: Heat Pump with Remote Outdoor Unit-Air-Source) | DLCURAH24ABK |  |  | EN(A,D)4X24L14** | *96MSN0261410A* | 23200 | 16 | 8.5 | 27000 | 25200 | 93.33% | 2.08 | 0 | 10 |  |  |  | No | R-410A | 1.9333 | Residential & Commercial | Ducted CEE Tier 1
212986183 | Central HP <5.4 tons | KEEPRITE | HRCU-A-CB (Split System: Heat Pump with Remote Outdoor Unit-Air-Source) | DLCURAH24ABK |  |  | EA*4X30L17A* | *96MSN0401410A* | 23400 | 16 | 8.5 | 26400 | 24600 | 93.18% | 2.04 | 0 | 10 |  |  |  | No | R-410A | 1.95 | Residential & Commercial | Ducted CEE Tier 1
212984597 | Central HP <5.4 tons | KEEPRITE | HRCU-A-CB (Split System: Heat Pump with Remote Outdoor Unit-Air-Source) | DLCURAH24ABK |  |  | EA*4X30L17A* | *92MSN0801716A* | 23400 | 17.5 | 8.5 | 26200 | 24800 | 94.66% | 2.08 | 0 | 10 |  |  |  | No | R-410A | 1.95 | Residential & Commercial | Ducted CEE Tier 1
212988749 | Central HP <5.4 tons | ARCOAIRE | HRCU-A-CB (Split System: Heat Pump with Remote Outdoor Unit-Air-Source) | DLCURAH24ABK |  |  | EN(A,D,W)4X36L17** | *95MSU0401712A* | 23600 | 16.5 | 8.1 | 26400 | 24200 | 91.67% | 2.02 | 0 | 10 |  |  |  | No | R-410A | 1.9667 | Residential & Commercial | Ducted CEE Tier 1
212985339 | Central HP <5.4 tons | ARCOAIRE | HRCU-A-CB (Split System: Heat Pump with Remote Outdoor Unit-Air-Source) | DLCURAH24ABK |  |  | EA*4X36L21A* | *92MSN1002120A* | 23800 | 17.5 | 8.5 | 26200 | 23600 | 90.08% | 1.96 | 0 | 10 |  |  |  | No | R-410A | 1.9833 | Residential & Commercial | Ducted CEE Tier 1
212985857 | Central HP <5.4 tons | ARCOAIRE | HRCU-A-CB (Split System: Heat Pump with Remote Outdoor Unit-Air-Source) | DLCURAH24ABK |  |  | EN(A,D)4X30L17** | *96MSN0261410A* | 23400 | 16.5 | 8.1 | 26000 | 24400 | 93.85% | 2.02 | 0 | 10 |  |  |  | No | R-410A | 1.95 | Residential & Commercial | Ducted CEE Tier 1
215319179 | Central HP <5.4 tons | LPS Legacy | HRCU-A-CB (Split System: Heat Pump with Remote Outdoor Unit-Air-Source) | D5CURAH48AAK |  |  | D5FUAAH48XAK |  | 48000 | 16 | 8.5 | 48000 | 38000 | 79.17% | 1.85 | 0 | 10 |  |  |  | No | R-454B | 4 | Residential & Commercial | Ducted CEE Tier 1
212925580 | Central HP <5.4 tons | TEMP SHIFT | HRCU-A-C (Split System: Heat Pump with Remote Outdoor Unit with No Indoor Fan --Air Source) | TSMOX430U18HFN1M |  |  | TSMAC24HWDN1MN0 |  | 18000 | 16.1 | 9.5 | 19000 | 15000 | 78.95% | 2.2 | 11.6 | 11.7 |  |  |  | No | R-410A | 1.5 | Residential & Commercial | Ducted CEE Tier 1
215940189 | Central HP <5.4 tons | COMFORTMAKER | HRCU-A-CB (Split System: Heat Pump with Remote Outdoor Unit-Air-Source) | C5H3V36*K*AAA* |  |  | ESH5X60M12A*+WALLCON | *80CSU0401712B* | 34200 | 19.5 | 9 | 34200 | 26000 | 76.02% | 1.94 | 0 | 11.7 |  |  |  | No | R-454B | 2.85 | Residential & Commercial | Ducted CEE Tier 1
215940259 | Central HP <5.4 tons | COMFORTMAKER | HRCU-A-CB (Split System: Heat Pump with Remote Outdoor Unit-Air-Source) | C5H3V36*K*AAA* |  |  | EVM5X44M21A*+WALLCON | *96CTN0802120B* | 35600 | 21.5 | 8.5 | 38000 | 28600 | 75.26% | 2.04 | 0 | 12 |  |  |  | No | R-454B | 2.9667 | Residential & Commercial | Ducted CEE Tier 1
215940289 | Central HP <5.4 tons | COMFORTMAKER | HRCU-A-CB (Split System: Heat Pump with Remote Outdoor Unit-Air-Source) | C5H3V36*K*AAA* |  |  | EVM5X44M21A*+WALLCON | *97CTN0601716A* | 35200 | 21 | 8.5 | 38500 | 29400 | 76.36% | 2 | 0 | 11.7 |  |  |  | No | R-454B | 2.9333 | Residential & Commercial | Ducted CEE Tier 1
215940409 | Central HP <5.4 tons | COMFORTMAKER | HRCU-A-CB (Split System: Heat Pump with Remote Outdoor Unit-Air-Source) | C5H3V36*K*AAA* |  |  | EVM5X60M21A*+WALLCON | *80CSU0401712B* | 35600 | 22 | 8.5 | 38000 | 28600 | 75.26% | 2.02 | 0 | 12.5 |  |  |  | No | R-454B | 2.9667 | Residential & Commercial | Ducted CEE Tier 1
214395916 | Central HP <5.4 tons | YORK | HRCU-A-CB (Split System: Heat Pump with Remote Outdoor Unit-Air-Source) | HH836E2S11 |  |  | CTM36C5CDS1 | Y81E080C20SMPS1 | 34400 | 18 | 8.5 | 32000 | 26200 | 81.88% | 2 | 0 | 11 |  |  |  | No | R-454B | 2.8667 | Residential & Commercial | Ducted CEE Tier 1
214396000 | Central HP <5.4 tons | YORK | HRCU-A-CB (Split System: Heat Pump with Remote Outdoor Unit-Air-Source) | HH836E2S11 |  |  | CTM36C5CDS1 | TM9Y100C16MP11 | 33200 | 18 | 9 | 31000 | 25200 | 81.29% | 2 | 0 | 11 |  |  |  | No | R-454B | 2.7667 | Residential & Commercial | Ducted CEE Tier 1
214396143 | Central HP <5.4 tons | YORK | HRCU-A-CB (Split System: Heat Pump with Remote Outdoor Unit-Air-Source) | HH836E2S11 |  |  | CTM48C5CFS1 | TL9E100C20UH11 | 34000 | 18 | 9 | 32000 | 25600 | 80% | 2 | 0 | 11 |  |  |  | No | R-454B | 2.8333 | Residential & Commercial | Ducted CEE Tier 1
214396209 | Central HP <5.4 tons | YORK | HRCU-A-CB (Split System: Heat Pump with Remote Outdoor Unit-Air-Source) | HH836E2S11 |  |  | CTF36B5CDS1 | TM9E080B12MP12 | 33600 | 18 | 8.5 | 31800 | 26000 | 81.76% | 2 | 0 | 11 |  |  |  | No | R-454B | 2.8 | Residential & Commercial | Ducted CEE Tier 1
213298100 | Central HP <5.4 tons | FRASER-JOHNSTON | HRCU-A-CB (Split System: Heat Pump with Remote Outdoor Unit-Air-Source) | HMH72B341 |  |  | XAFB36DXXN1+JMET12BS2N1+TXV |  | 34000 | 18.5 | 8.5 | 33800 | 23800 | 70.41% | 2.12 | 0 | 10.5 |  |  |  | No | R-410A | 2.8333 | Residential & Commercial | Ducted CEE Tier 1
211756642 | Central HP <5.4 tons | LPS Legacy | HRCU-A-CB (Split System: Heat Pump with Remote Outdoor Unit-Air-Source) | DLCURAH18ABK |  |  | DLFUAAH18XAK |  | 18000 | 18 | 9.3 | 19000 | 16500 | 86.84% | 2.04 | 12.5 | 12.4 |  |  |  | No | R-410A | 1.5 | Residential & Commercial | Ducted CEE Tier 1
215748023 | Central HP <5.4 tons | Connect M | HRCU-A-CB (Split System: Heat Pump with Remote Outdoor Unit-Air-Source) | CNTM16DHP24AA |  |  | CNTM16DAH24AA |  | 24000 | 17.4 | 10 | 24000 | 22600 | 94.17% | 1.91 | 12.5 | 11.7 |  |  |  | No | R-410A | 2 | Residential & Commercial | Ducted CEE Tier 1
215681841 | Central HP <5.4 tons | KENMORE | HRCU-A-CB (Split System: Heat Pump with Remote Outdoor Unit-Air-Source) | (C,H,T)5H0V48*K*AAA* |  |  | EVM5X49M21A*+WALLCON | *80CSU0601716B* | 48000 | 18.5 | 9 | 50000 | 36800 | 73.6% | 2 | 0 | 10 |  |  |  | No | R-454B | 4 | Residential & Commercial | Ducted CEE Tier 1
212651326 | Central HP <5.4 tons | EVERREST | HRCU-A-CB (Split System: Heat Pump with Remote Outdoor Unit-Air-Source) | GSZV903610A* |  |  | CHPF3743C6B*+MBVC1201**-1A*+TXV |  | 33400 | 18 | 8.2 | 34000 | 24400 | 71.76% | 1.8 | 0 | 11 |  |  |  | No | R-410A | 2.7833 | Residential & Commercial | Ducted CEE Tier 1
212651569 | Central HP <5.4 tons | EVERREST | HRCU-A-CB (Split System: Heat Pump with Remote Outdoor Unit-Air-Source) | GSZV903610A* |  |  | CHPF3642C6C*+TXV | G*VM970803BNB* | 33400 | 18 | 8.2 | 34000 | 24400 | 71.76% | 1.8 | 0 | 11 |  |  |  | No | R-410A | 2.7833 | Residential & Commercial | Ducted CEE Tier 1
212653222 | Central HP <5.4 tons | EVERREST | HRCU-A-CB (Split System: Heat Pump with Remote Outdoor Unit-Air-Source) | GSZV903610A* |  |  | CSCF3642N6D*+MBVC1201**-1A*+TXV |  | 33800 | 18.5 | 8.2 | 34000 | 24400 | 71.76% | 1.8 | 0 | 11.5 |  |  |  | No | R-410A | 2.8167 | Residential & Commercial | Ducted CEE Tier 1
213077904 | Central HP <5.4 tons | ARCOAIRE | HRCU-A-CB (Split System: Heat Pump with Remote Outdoor Unit-Air-Source) | DLCURAH36ABK |  |  | END4X42L17** | *80MS(N,L)0701412A* | 35400 | 16 | 8.1 | 38500 | 35000 | 90.91% | 1.94 | 0 | 10 |  |  |  | No | R-410A | 2.95 | Residential & Commercial | Ducted CEE Tier 1
213078179 | Central HP <5.4 tons | ARCOAIRE | HRCU-A-CB (Split System: Heat Pump with Remote Outdoor Unit-Air-Source) | DLCURAH36ABK |  |  | EA*4X37L21A* | *80MS(N,L)0702116A* | 36400 | 16 | 8.5 | 38000 | 34800 | 91.58% | 2.06 | 0 | 10 |  |  |  | No | R-410A | 3.0333 | Residential & Commercial | Ducted CEE Tier 1
211230864 | Central HP <5.4 tons | ARCOAIRE | HRCU-A-CB (Split System: Heat Pump with Remote Outdoor Unit-Air-Source) | DLCURAH36ABK |  |  | FM(C,U)4Z36**AL* |  | 36000 | 16.5 | 8.1 | 40000 | 35400 | 88.5% | 1.82 | 0 | 10 |  |  |  | No | R-410A | 3 | Residential & Commercial | Ducted CEE Tier 1
211229342 | Central HP <5.4 tons | ARCOAIRE | HRCU-A-CB (Split System: Heat Pump with Remote Outdoor Unit-Air-Source) | DLCURAH36ABK |  |  | EA*4X48L24A* | *80VSL0702120A* | 36000 | 16 | 8.5 | 38500 | 34600 | 89.87% | 2.06 | 0 | 10 |  |  |  | No | R-410A | 3 | Residential & Commercial | Ducted CEE Tier 1
212650088 | Central HP <5.4 tons | EVERREST | HRCU-A-CB (Split System: Heat Pump with Remote Outdoor Unit-Air-Source) | GSZV903610A* |  |  | CA*F3743*6D*+TXV | G*VS960603BUA* | 33600 | 18.5 | 8.2 | 34000 | 24400 | 71.76% | 1.8 | 0 | 11.5 |  |  |  | No | R-410A | 2.8 | Residential & Commercial | Ducted CEE Tier 1
212653229 | Central HP <5.4 tons | EVERREST | HRCU-A-CB (Split System: Heat Pump with Remote Outdoor Unit-Air-Source) | GSZV903610A* |  |  | CHPF3642C6C*+TXV | G*VC960804CNB* | 33400 | 18 | 8.2 | 34000 | 24400 | 71.76% | 1.8 | 0 | 11 |  |  |  | No | R-410A | 2.7833 | Residential & Commercial | Ducted CEE Tier 1
215940311 | Central HP <5.4 tons | KEEPRITE | HRCU-A-CB (Split System: Heat Pump with Remote Outdoor Unit-Air-Source) | C5H3V36*K*AAA* |  |  | EVM5X44M21A*+WALLCON | *97CTN0802120A* | 35600 | 21.5 | 8.5 | 38000 | 28600 | 75.26% | 2.04 | 0 | 12 |  |  |  | No | R-454B | 2.9667 | Residential & Commercial | Ducted CEE Tier 1
215940431 | Central HP <5.4 tons | KEEPRITE | HRCU-A-CB (Split System: Heat Pump with Remote Outdoor Unit-Air-Source) | C5H3V36*K*AAA* |  |  | EVM5X60M21A*+WALLCON | *97CTN0601716A* | 35200 | 21 | 8.5 | 38500 | 29400 | 76.36% | 2.02 | 0 | 11.7 |  |  |  | No | R-454B | 2.9333 | Residential & Commercial | Ducted CEE Tier 1
215939861 | Central HP <5.4 tons | KEEPRITE | HRCU-A-CB (Split System: Heat Pump with Remote Outdoor Unit-Air-Source) | C5H3V36*K*AAA* |  |  | EA*5X61M21A*+WALLCON | *97CTN0601716A* | 34000 | 19.5 | 9 | 35200 | 26800 | 76.14% | 1.94 | 0 | 11 |  |  |  | No | R-454B | 2.8333 | Residential & Commercial | Ducted CEE Tier 1
215674271 | Central HP <5.4 tons | KEEPRITE | HRCU-A-CB (Split System: Heat Pump with Remote Outdoor Unit-Air-Source) | C5H0V48*K*AAA* |  |  | EA*5X60M24A*+WALLCON | *97CMN1202422B* | 45000 | 18 | 9 | 47500 | 33600 | 70.74% | 2.06 | 0 | 10 |  |  |  | No | R-454B | 3.75 | Residential & Commercial | Ducted CEE Tier 1
215674421 | Central HP <5.4 tons | KEEPRITE | HRCU-A-CB (Split System: Heat Pump with Remote Outdoor Unit-Air-Source) | C5H0V48*K*AAA* |  |  | EA*5X61M21A*+WALLCON | *97CMN0802120B* | 46000 | 18 | 9 | 48000 | 33800 | 70.42% | 2.08 | 0 | 10 |  |  |  | No | R-454B | 3.8333 | Residential & Commercial | Ducted CEE Tier 1
215681848 | Central HP <5.4 tons | COMFORTMAKER | HRCU-A-CB (Split System: Heat Pump with Remote Outdoor Unit-Air-Source) | C5H0V48*K*AAA* |  |  | EVM5X49M21A*+WALLCON | *80CSU0802120B* | 48500 | 19 | 9 | 50000 | 36400 | 72.8% | 2.12 | 0 | 10 |  |  |  | No | R-454B | 4.0417 | Residential & Commercial | Ducted CEE Tier 1
214395991 | Central HP <5.4 tons | YORK | HRCU-A-CB (Split System: Heat Pump with Remote Outdoor Unit-Air-Source) | HH860E2S11 |  |  | CTM60C5CHS1 | Y81E100C20SMPS1 | 53500 | 19 | 9 | 53500 | 38500 | 71.96% | 2 | 0 | 12 |  |  |  | No | R-454B | 4.4583 | Residential & Commercial | Ducted CEE Tier 1
214395632 | Central HP <5.4 tons | YORK | HRCU-A-CB (Split System: Heat Pump with Remote Outdoor Unit-Air-Source) | HH860E2S11 |  |  | CTF60C5CGS1 | TM9Y100C16MP11 | 43500 | 17 | 9 | 44500 | 33800 | 75.96% | 2 | 0 | 11 |  |  |  | No | R-454B | 3.625 | Residential & Commercial | Ducted CEE Tier 1
214396043 | Central HP <5.4 tons | YORK | HRCU-A-CB (Split System: Heat Pump with Remote Outdoor Unit-Air-Source) | HH860E2S11 |  |  | CTF60C5CGS1 | TM9V100C16MP12 | 43500 | 18 | 9 | 44000 | 33200 | 75.45% | 2 | 0 | 11.7 |  |  |  | No | R-454B | 3.625 | Residential & Commercial | Ducted CEE Tier 1
214396050 | Central HP <5.4 tons | YORK | HRCU-A-CB (Split System: Heat Pump with Remote Outdoor Unit-Air-Source) | HH860E2S11 |  |  | CTM60C5CGS1 | TL8E100C20UH11 | 44000 | 18 | 9 | 44000 | 33400 | 75.91% | 2 | 0 | 11.7 |  |  |  | No | R-454B | 3.6667 | Residential & Commercial | Ducted CEE Tier 1
214395641 | Central HP <5.4 tons | YORK | HRCU-A-CB (Split System: Heat Pump with Remote Outdoor Unit-Air-Source) | HH860E2S11 |  |  | CTM60C5CGS1 | TMLE080C16MP11 | 44500 | 18 | 9 | 45500 | 34200 | 75.16% | 2 | 0 | 11 |  |  |  | No | R-454B | 3.7083 | Residential & Commercial | Ducted CEE Tier 1
214395791 | Central HP <5.4 tons | YORK | HRCU-A-CB (Split System: Heat Pump with Remote Outdoor Unit-Air-Source) | HH860E2S11 |  |  | CTM60C5CHS1 | TPLC120C20MP13 | 53500 | 19 | 9 | 54000 | 39000 | 72.22% | 2 | 0 | 11 |  |  |  | No | R-454B | 4.4583 | Residential & Commercial | Ducted CEE Tier 1
214395843 | Central HP <5.4 tons | YORK | HRCU-A-CB (Split System: Heat Pump with Remote Outdoor Unit-Air-Source) | HH860E2S11 |  |  | CTM60C5CGS1 | TM8Y100C20MP11 | 44500 | 18 | 9 | 45000 | 33800 | 75.11% | 2 | 0 | 11.7 |  |  |  | No | R-454B | 3.7083 | Residential & Commercial | Ducted CEE Tier 1
214395891 | Central HP <5.4 tons | YORK | HRCU-A-CB (Split System: Heat Pump with Remote Outdoor Unit-Air-Source) | HH860E2S11 |  |  | CTM60C5CHS1 | TMLE100C20MP11 | 53500 | 19 | 8.5 | 55000 | 39000 | 70.91% | 2 | 0 | 11 |  |  |  | No | R-454B | 4.4583 | Residential & Commercial | Ducted CEE Tier 1
214609032 | Central HP <5.4 tons | YORK | HRCU-A-CB (Split System: Heat Pump with Remote Outdoor Unit-Air-Source) | HH836E2S11 |  |  | CTM48C5CFS1 | Y91E100C16SMPS1 | 35000 | 18 | 9 | 32600 | 25800 | 79.14% | 2 | 0 | 11 |  |  |  | No | R-454B | 2.9167 | Residential & Commercial | Ducted CEE Tier 1
215669081 | Central HP <5.4 tons | KEEPRITE | HRCU-A-CB (Split System: Heat Pump with Remote Outdoor Unit-Air-Source) | C5H0V36*K*AAA* |  |  | EA*5X43M21A*+WALLCON | *96CTN0801714B* | 34400 | 18 | 8.1 | 35400 | 25200 | 71.19% | 1.9 | 0 | 10 |  |  |  | No | R-454B | 2.8667 | Residential & Commercial | Ducted CEE Tier 1
215669149 | Central HP <5.4 tons | KEEPRITE | HRCU-A-CB (Split System: Heat Pump with Remote Outdoor Unit-Air-Source) | C5H0V36*K*AAA* |  |  | EA*5X48M21A*+WALLCON | *80CTL0702120B* | 33800 | 18 | 9 | 35000 | 25000 | 71.43% | 1.88 | 0 | 10 |  |  |  | No | R-454B | 2.8167 | Residential & Commercial | Ducted CEE Tier 1
216051294 | Central HP <5.4 tons | RUSSELL | HRCU-A-CB (Split System: Heat Pump with Remote Outdoor Unit-Air-Source) | SP19AY60AJVC |  |  | TCFY6021SEAAM | S962V0705A21M4 | 53500 | 16 | 10 | 53500 | 49000 | 91.59% | 2 | 0 | 10 |  |  |  | No | R-454B | 4.4583 | Residential & Commercial | Ducted CEE Tier 1
215668847 | Central HP <5.4 tons | COMFORTMAKER | HRCU-A-CB (Split System: Heat Pump with Remote Outdoor Unit-Air-Source) | C5H0V36*K*AAA* |  |  | EA*5X42M21A*+WALLCON | *80CTL0902120B* | 33200 | 18 | 9 | 35800 | 25600 | 71.51% | 1.86 | 0 | 10 |  |  |  | No | R-454B | 2.7667 | Residential & Commercial | Ducted CEE Tier 1
215669409 | Central HP <5.4 tons | KEEPRITE | HRCU-A-CB (Split System: Heat Pump with Remote Outdoor Unit-Air-Source) | C5H0V36*K*AAA* |  |  | EA*5X60M24A*+WALLCON | *96CTN1002122B* | 34400 | 18 | 9 | 34200 | 24800 | 72.51% | 1.9 | 0 | 10.5 |  |  |  | No | R-454B | 2.8667 | Residential & Commercial | Ducted CEE Tier 1
215681918 | Central HP <5.4 tons | COMFORTMAKER | HRCU-A-CB (Split System: Heat Pump with Remote Outdoor Unit-Air-Source) | C5H0V48*K*AAA* |  |  | EVM5X60M21A*+WALLCON | *80CSU0601716B* | 48000 | 18.5 | 9 | 50000 | 36800 | 73.6% | 2 | 0 | 10 |  |  |  | No | R-454B | 4 | Residential & Commercial | Ducted CEE Tier 1
215682018 | Central HP <5.4 tons | COMFORTMAKER | HRCU-A-CB (Split System: Heat Pump with Remote Outdoor Unit-Air-Source) | C5H0V48*K*AAA* |  |  | EVM5X60M24A*+WALLCON | *97CTN1002122A* | 48000 | 19 | 9 | 50000 | 36600 | 73.2% | 2 | 0 | 10 |  |  |  | No | R-454B | 4 | Residential & Commercial | Ducted CEE Tier 1
215682048 | Central HP <5.4 tons | COMFORTMAKER | HRCU-A-CB (Split System: Heat Pump with Remote Outdoor Unit-Air-Source) | C5H0V48*K*AAA* |  |  | EVM5X61M24A*+WALLCON | *80CSU0802120B* | 49000 | 19 | 9 | 50000 | 36400 | 72.8% | 2.12 | 0 | 10.5 |  |  |  | No | R-454B | 4.0833 | Residential & Commercial | Ducted CEE Tier 1
214242073 | Central HP <5.4 tons | KENMORE | HRCU-A-CB (Split System: Heat Pump with Remote Outdoor Unit-Air-Source) | (C,H,T)VH825GKA3* |  |  | END4X42L17**+WALLCON | *96CTN0601714B* | 23800 | 16.5 | 8.1 | 21400 | 16700 | 78.04% | 1.96 | 0 | 11 |  |  |  | No | R-410A | 1.9833 | Residential & Commercial | Ducted CEE Tier 1
215937019 | Central HP <5.4 tons | COMFORTMAKER | HRCU-A-CB (Split System: Heat Pump with Remote Outdoor Unit-Air-Source) | C5H3V48*K*AAA* |  |  | EVM5X48M21A*+WALLCON | *80CTL0902120B* | 44500 | 20 | 8.1 | 52000 | 38000 | 73.08% | 1.9 | 0 | 11 |  |  |  | No | R-454B | 3.7083 | Residential & Commercial | Ducted CEE Tier 1
215937119 | Central HP <5.4 tons | COMFORTMAKER | HRCU-A-CB (Split System: Heat Pump with Remote Outdoor Unit-Air-Source) | C5H3V48*K*AAA* |  |  | EVM5X48M21A*+WALLCON | *96CTN1002122B* | 44500 | 20 | 8.1 | 52000 | 38500 | 74.04% | 2 | 0 | 11 |  |  |  | No | R-454B | 3.7083 | Residential & Commercial | Ducted CEE Tier 1
215937269 | Central HP <5.4 tons | COMFORTMAKER | HRCU-A-CB (Split System: Heat Pump with Remote Outdoor Unit-Air-Source) | C5H3V48*K*AAA* |  |  | EVM5X49M21A*+WALLCON | *96CTN0801714B* | 44000 | 20 | 8.1 | 53500 | 37600 | 70.28% | 2 | 0 | 11.5 |  |  |  | No | R-454B | 3.6667 | Residential & Commercial | Ducted CEE Tier 1
214396211 | Central HP <5.4 tons | YORK | HRCU-A-CB (Split System: Heat Pump with Remote Outdoor Unit-Air-Source) | HH836E2S11 |  |  | CTF36C5CDS1+JME12C2SN1 |  | 33600 | 19 | 9 | 30600 | 24800 | 81.05% | 2 | 0 | 12 |  |  |  | No | R-454B | 2.8 | Residential & Commercial | Ducted CEE Tier 1
214395900 | Central HP <5.4 tons | YORK | HRCU-A-CB (Split System: Heat Pump with Remote Outdoor Unit-Air-Source) | HH836E2S11 |  |  | CTM36B5CDS1 | TM8Y080B12MP11 | 33400 | 18 | 8.5 | 31200 | 25600 | 82.05% | 2 | 0 | 11 |  |  |  | No | R-454B | 2.7833 | Residential & Commercial | Ducted CEE Tier 1
214396018 | Central HP <5.4 tons | YORK | HRCU-A-CB (Split System: Heat Pump with Remote Outdoor Unit-Air-Source) | HH836E2S11 |  |  | CTF36C5CDS1 | TM8Y120C20MP11 | 33600 | 18 | 8.5 | 31000 | 25200 | 81.29% | 2 | 0 | 11.7 |  |  |  | No | R-454B | 2.8 | Residential & Commercial | Ducted CEE Tier 1
214396027 | Central HP <5.4 tons | YORK | HRCU-A-CB (Split System: Heat Pump with Remote Outdoor Unit-Air-Source) | HH836E2S11 |  |  | CTF48C5CFS1 | TMLE100C20MP11 | 34400 | 17 | 8.5 | 32600 | 25800 | 79.14% | 2 | 0 | 11 |  |  |  | No | R-454B | 2.8667 | Residential & Commercial | Ducted CEE Tier 1
214395627 | Central HP <5.4 tons | YORK | HRCU-A-CB (Split System: Heat Pump with Remote Outdoor Unit-Air-Source) | HH836E2S11 |  |  | CTF48C5CFS1 | TP9C100C20MP13 | 34200 | 18 | 9 | 32600 | 25800 | 79.14% | 2 | 0 | 11 |  |  |  | No | R-454B | 2.85 | Residential & Commercial | Ducted CEE Tier 1
214395628 | Central HP <5.4 tons | YORK | HRCU-A-CB (Split System: Heat Pump with Remote Outdoor Unit-Air-Source) | HH836E2S11 |  |  | CTF48C5CFS1 | YP9C100C20MP13 | 34200 | 18 | 9 | 32600 | 25800 | 79.14% | 2 | 0 | 11 |  |  |  | No | R-454B | 2.85 | Residential & Commercial | Ducted CEE Tier 1
214395630 | Central HP <5.4 tons | YORK | HRCU-A-CB (Split System: Heat Pump with Remote Outdoor Unit-Air-Source) | HH836E2S11 |  |  | CTF48C5CFS1 | TM9E100C20MP12 | 34400 | 17 | 9 | 32400 | 25800 | 79.63% | 2 | 0 | 11 |  |  |  | No | R-454B | 2.8667 | Residential & Commercial | Ducted CEE Tier 1
214395728 | Central HP <5.4 tons | YORK | HRCU-A-CB (Split System: Heat Pump with Remote Outdoor Unit-Air-Source) | HH836E2S11 |  |  | CTM48C5CFS1+JME12C2SN1 |  | 34000 | 19 | 9 | 31400 | 25200 | 80.25% | 2 | 0 | 11.7 |  |  |  | No | R-454B | 2.8333 | Residential & Commercial | Ducted CEE Tier 1
212925582 | Central HP <5.4 tons | TEMP SHIFT | HRCU-A-C (Split System: Heat Pump with Remote Outdoor Unit with No Indoor Fan --Air Source) | TSMOD30U30HFN1MR0(X) |  |  | TSMAC36HWDN1MN0 |  | 30000 | 15.5 | 9.7 | 33000 | 27000 | 81.82% | 1.85 | 10.7 | 10.5 |  |  |  | No | R-410A | 2.5 | Residential & Commercial | Ducted CEE Tier 1
214609014 | Central HP <5.4 tons | YORK | HRCU-A-CB (Split System: Heat Pump with Remote Outdoor Unit-Air-Source) | HH860E2S11 |  |  | CTF60C5CHS1 | Y91E080C20SMPS1 | 53500 | 19 | 8.5 | 54000 | 39000 | 72.22% | 2 | 0 | 11 |  |  |  | No | R-454B | 4.4583 | Residential & Commercial | Ducted CEE Tier 1
214395678 | Central HP <5.4 tons | YORK | HRCU-A-CB (Split System: Heat Pump with Remote Outdoor Unit-Air-Source) | HH860E2S11 |  |  | CTM60D5CHS1+JMVT20DC2N1 |  | 53500 | 19 | 9 | 53000 | 38000 | 71.7% | 2 | 0 | 12 |  |  |  | No | R-454B | 4.4583 | Residential & Commercial | Ducted CEE Tier 1
214395794 | Central HP <5.4 tons | YORK | HRCU-A-CB (Split System: Heat Pump with Remote Outdoor Unit-Air-Source) | HH860E2S11 |  |  | CTM60C5CHS1 | TM9E080C20MP12 | 54000 | 19 | 8.5 | 55000 | 39500 | 71.82% | 2 | 0 | 11 |  |  |  | No | R-454B | 4.5 | Residential & Commercial | Ducted CEE Tier 1
214395862 | Central HP <5.4 tons | YORK | HRCU-A-CB (Split System: Heat Pump with Remote Outdoor Unit-Air-Source) | HH860E2S11 |  |  | CTF60C5CGS1 | TM9E080C16MP12 | 44500 | 18 | 9 | 45500 | 34400 | 75.6% | 2 | 0 | 11 |  |  |  | No | R-454B | 3.7083 | Residential & Commercial | Ducted CEE Tier 1
214395863 | Central HP <5.4 tons | YORK | HRCU-A-CB (Split System: Heat Pump with Remote Outdoor Unit-Air-Source) | HH860E2S11 |  |  | CTF60C5CGS1 | Y81E100C16SMPS1 | 44000 | 18 | 9 | 44000 | 33200 | 75.45% | 2 | 0 | 12 |  |  |  | No | R-454B | 3.6667 | Residential & Commercial | Ducted CEE Tier 1
214395945 | Central HP <5.4 tons | YORK | HRCU-A-CB (Split System: Heat Pump with Remote Outdoor Unit-Air-Source) | HH860E2S11 |  |  | CTM60C5CGS1 | TM9E100C20MP12 | 44500 | 17 | 9 | 45000 | 33800 | 75.11% | 2 | 0 | 11.7 |  |  |  | No | R-454B | 3.7083 | Residential & Commercial | Ducted CEE Tier 1
215667047 | Central HP <5.4 tons | KEEPRITE | HRCU-A-CB (Split System: Heat Pump with Remote Outdoor Unit-Air-Source) | C5H0V24*K*AAA* |  |  | EA*5X24M17A*+WALLCON | *80CTL0701716B* | 22800 | 16.5 | 9 | 24000 | 16900 | 70.42% | 1.96 | 0 | 10 |  |  |  | No | R-454B | 1.9 | Residential & Commercial | Ducted CEE Tier 1
215678260 | Central HP <5.4 tons | KEEPRITE | HRCU-A-CB (Split System: Heat Pump with Remote Outdoor Unit-Air-Source) | C5H0V24*K*AAA* |  |  | EA*5X25M17A*+WALLCON | *97CTN0801716A* | 23800 | 17 | 9 | 23400 | 16500 | 70.51% | 2.02 | 0 | 10.5 |  |  |  | No | R-454B | 1.9833 | Residential & Commercial | Ducted CEE Tier 1
214841713 | Central HP <5.4 tons | HISENSE | HRCU-A-C (Split System: Heat Pump with Remote Outdoor Unit with No Indoor Fan --Air Source) | AUWR-36U3SA2 |  |  | DC37A44-210L |  | 30000 | 15.5 | 9.4 | 30000 | 24200 | 80.67% | 2.08 | 0 | 11.3 |  |  |  | No | R-410A | 2.5 | Residential & Commercial | Ducted CEE Tier 1
216453247 | Central HP <5.4 tons | TRANE | HRCU-A-CB (Split System: Heat Pump with Remote Outdoor Unit-Air-Source) | 5TWV0X60A1 |  |  | 5PX*DD10AS3 | S8V2C100M5PCB | 51500 | 18.2 | 9 | 53500 | 38000 | 71.03% | 2 | 0 | 10 |  |  |  | No | R-454B | 4.2917 | Residential & Commercial | Ducted CEE Tier 1
210599932 | Central HP <5.4 tons | TEMPSTAR | HRCU-A-CB (Split System: Heat Pump with Remote Outdoor Unit-Air-Source) | TVH825GKA2* |  |  | EHD4X42AAL+WALLCON | *96CTN0801714A* | 24000 | 16 | 8.1 | 21400 | 16700 | 78.04% | 2 | 0 | 10.5 |  |  |  | No | R-410A | 2 | Residential & Commercial | Ducted CEE Tier 1
215940931 | Central HP <5.4 tons | KEEPRITE | HRCU-A-CB (Split System: Heat Pump with Remote Outdoor Unit-Air-Source) | C5H3V36*K*AAA* |  |  | EVD5X61M24A*+WALLCON | *97CTN1202422A* | 36000 | 22 | 8.5 | 37600 | 28400 | 75.53% | 2.04 | 0 | 12.5 |  |  |  | No | R-454B | 3 | Residential & Commercial | Ducted CEE Tier 1
215939611 | Central HP <5.4 tons | KEEPRITE | HRCU-A-CB (Split System: Heat Pump with Remote Outdoor Unit-Air-Source) | C5H3V36*K*AAA* |  |  | EA*5X36M17A*+WALLCON | *80CSU0401712B* | 32400 | 19.5 | 9.5 | 35000 | 26800 | 76.57% | 2 | 0 | 11 |  |  |  | No | R-454B | 2.7 | Residential & Commercial | Ducted CEE Tier 1
210600091 | Central HP <5.4 tons | TEMPSTAR | HRCU-A-CB (Split System: Heat Pump with Remote Outdoor Unit-Air-Source) | TVH837GKA** |  |  | EA*4X60L24A*+WALLCON | *97CMN0602120A* | 32600 | 17 | 8.1 | 32200 | 25000 | 77.64% | 1.96 | 0 | 11.5 |  |  |  | No | R-410A | 2.7167 | Residential & Commercial | Ducted CEE Tier 1
216570946 | Central HP <5.4 tons | TRANE | HRCU-A-CB (Split System: Heat Pump with Remote Outdoor Unit-Air-Source) | 5TWV0X36A1 |  |  | 5PX*B006AS3 | *UHMB060CCV3+LRP | 35200 | 20.2 | 9.7 | 32400 | 25200 | 77.78% | 2.1 | 0 | 12.5 |  |  |  | No | R-454B | 2.9333 | Residential & Commercial | Ducted CEE Tier 1
216570960 | Central HP <5.4 tons | TRANE | HRCU-A-CB (Split System: Heat Pump with Remote Outdoor Unit-Air-Source) | 5TWV0X36A1 |  |  | 5PX*BD06AS3 | S8V2B060M4PCB | 35000 | 19.6 | 9.4 | 33600 | 25200 | 75% | 2.1 | 0 | 12 |  |  |  | No | R-454B | 2.9167 | Residential & Commercial | Ducted CEE Tier 1
216570978 | Central HP <5.4 tons | TRANE | HRCU-A-CB (Split System: Heat Pump with Remote Outdoor Unit-Air-Source) | 5TWV0X36A1 |  |  | 5PX*C005AS3 | S8V2C080M5PCB | 34000 | 19.2 | 9.4 | 31000 | 25000 | 80.65% | 2.1 | 0 | 12 |  |  |  | No | R-454B | 2.8333 | Residential & Commercial | Ducted CEE Tier 1
215420683 | Central HP <5.4 tons | BOREAL | HRCU-A-CB (Split System: Heat Pump with Remote Outdoor Unit-Air-Source) | ENX60HPJ132OA |  |  | ENX60HPJ132IA |  | 54000 | 16 | 9 | 54000 | 45000 | 83.33% | 1.8 | 0 | 11 |  |  |  | No | R-32 | 4.5 | Residential & Commercial | Ducted CEE Tier 1
216570862 | Central HP <5.4 tons | TRANE | HRCU-A-CB (Split System: Heat Pump with Remote Outdoor Unit-Air-Source) | 5TWV0X24A1 |  |  | 5PX*B003AS3 | L8V1B080U4VSB+LRP | 21400 | 20 | 10 | 24000 | 18300 | 76.25% | 2.1 | 0 | 11.5 |  |  |  | No | R-454B | 1.7833 | Residential & Commercial | Ducted CEE Tier 1
216570910 | Central HP <5.4 tons | TRANE | HRCU-A-CB (Split System: Heat Pump with Remote Outdoor Unit-Air-Source) | 5TWV0X24A1 |  |  | 5TXCB003AS3 | S8V2A040M3PDB | 21400 | 20.4 | 10 | 24000 | 18300 | 76.25% | 2.2 | 0 | 11.5 |  |  |  | No | R-454B | 1.7833 | Residential & Commercial | Ducted CEE Tier 1
216571194 | Central HP <5.4 tons | TRANE | HRCU-A-CB (Split System: Heat Pump with Remote Outdoor Unit-Air-Source) | 5TWV8X24A1 |  |  | 5PX*B006AS3 | L8V1A060U3VSB+LRP | 22000 | 18.1 | 8.5 | 23000 | 18700 | 81.3% | 2.2 | 0 | 11.5 |  |  |  | No | R-454B | 1.8333 | Residential & Commercial | Ducted CEE Tier 1
206997831 | Central HP <5.4 tons | KENMORE | HRCU-A-CB (Split System: Heat Pump with Remote Outdoor Unit-Air-Source) | (C,H,T)VH837GKA2* |  |  | EHD4X42AAL+WALLCON | *96CTN1002122A* | 32600 | 16.5 | 8.1 | 33000 | 24800 | 75.15% | 1.96 | 12 | 11 |  |  |  | No | R-410A | 2.7167 | Residential & Commercial | Ducted CEE Tier 1
206997847 | Central HP <5.4 tons | KENMORE | HRCU-A-CB (Split System: Heat Pump with Remote Outdoor Unit-Air-Source) | (C,H,T)VH837GKA2* |  |  | EHD4X48AAL+WALLCON | *97CMN1002122A* | 32600 | 17 | 8.1 | 33000 | 24800 | 75.15% | 1.98 | 12 | 11 |  |  |  | No | R-410A | 2.7167 | Residential & Commercial | Ducted CEE Tier 1
206997899 | Central HP <5.4 tons | KENMORE | HRCU-A-CB (Split System: Heat Pump with Remote Outdoor Unit-Air-Source) | (C,H,T)VH837GKA2* |  |  | EA*4X37L21A*+WALLCON | *95CSU0802120A* | 33000 | 17.5 | 8.5 | 32800 | 25000 | 76.22% | 2 | 12 | 11.5 |  |  |  | No | R-410A | 2.75 | Residential & Commercial | Ducted CEE Tier 1
216570932 | Central HP <5.4 tons | TRANE | HRCU-A-CB (Split System: Heat Pump with Remote Outdoor Unit-Air-Source) | 5TWV0X36A1 |  |  | 5PX*B004AS3 | *UHMB060CCV3+LRP | 34000 | 19.2 | 9.7 | 31800 | 25000 | 78.62% | 2.1 | 0 | 12 |  |  |  | No | R-454B | 2.8333 | Residential & Commercial | Ducted CEE Tier 1
216571016 | Central HP <5.4 tons | TRANE | HRCU-A-CB (Split System: Heat Pump with Remote Outdoor Unit-Air-Source) | 5TWV0X36A1 |  |  | 5PX*CD09AS3 | S8V2C100M5PDB | 35800 | 20 | 9.4 | 32200 | 24600 | 76.4% | 2.1 | 0 | 12.7 |  |  |  | No | R-454B | 2.9833 | Residential & Commercial | Ducted CEE Tier 1
216571032 | Central HP <5.4 tons | TRANE | HRCU-A-CB (Split System: Heat Pump with Remote Outdoor Unit-Air-Source) | 5TWV0X36A1 |  |  | 5TXCB006AS3 | *DHMB060CCV3+LRP | 33200 | 18 | 9.4 | 31600 | 24800 | 78.48% | 2.1 | 0 | 11.5 |  |  |  | No | R-454B | 2.7667 | Residential & Commercial | Ducted CEE Tier 1
216571034 | Central HP <5.4 tons | TRANE | HRCU-A-CB (Split System: Heat Pump with Remote Outdoor Unit-Air-Source) | 5TWV0X36A1 |  |  | 5TXCB006AS3 | S8V2A040M3PDB | 34800 | 20 | 9.4 | 32400 | 25000 | 77.16% | 2.1 | 0 | 12 |  |  |  | No | R-454B | 2.9 | Residential & Commercial | Ducted CEE Tier 1
216571050 | Central HP <5.4 tons | TRANE | HRCU-A-CB (Split System: Heat Pump with Remote Outdoor Unit-Air-Source) | 5TWV0X36A1 |  |  | 5TXCC005AS3 | S8V2C080M5PDB | 34000 | 19.2 | 9.4 | 31000 | 25000 | 80.65% | 2.1 | 0 | 12 |  |  |  | No | R-454B | 2.8333 | Residential & Commercial | Ducted CEE Tier 1
216571064 | Central HP <5.4 tons | TRANE | HRCU-A-CB (Split System: Heat Pump with Remote Outdoor Unit-Air-Source) | 5TWV0X36A1 |  |  | 5TXCC007AS3 | *DHMC100CCV4+LRP | 33400 | 18.2 | 10 | 31600 | 24400 | 77.22% | 2.1 | 0 | 12 |  |  |  | No | R-454B | 2.7833 | Residential & Commercial | Ducted CEE Tier 1
215669489 | Central HP <5.4 tons | KEEPRITE | HRCU-A-CB (Split System: Heat Pump with Remote Outdoor Unit-Air-Source) | C5H0V36*K*AAA* |  |  | EA*5X61M21A*+WALLCON | *80CTL0901716B* | 34800 | 18.5 | 9 | 34400 | 24800 | 72.09% | 1.92 | 0 | 10 |  |  |  | No | R-454B | 2.9 | Residential & Commercial | Ducted CEE Tier 1
215669073 | Central HP <5.4 tons | KEEPRITE | HRCU-A-CB (Split System: Heat Pump with Remote Outdoor Unit-Air-Source) | C5H0V36*K*AAA* |  |  | EA*5X43M21A*+WALLCON | *97CMN1002122B* | 34600 | 18 | 9 | 35200 | 25000 | 71.02% | 1.9 | 0 | 10 |  |  |  | No | R-454B | 2.8833 | Residential & Commercial | Ducted CEE Tier 1
214395659 | Central HP <5.4 tons | YORK | HRCU-A-CB (Split System: Heat Pump with Remote Outdoor Unit-Air-Source) | HH824E2S11 |  |  | CTF36B5ADS1+JMET12BS2N1 |  | 23000 | 19 | 9.5 | 23000 | 18100 | 78.7% | 2 | 0 | 12 |  |  |  | No | R-454B | 1.9167 | Residential & Commercial | Ducted CEE Tier 1
214395666 | Central HP <5.4 tons | YORK | HRCU-A-CB (Split System: Heat Pump with Remote Outdoor Unit-Air-Source) | HH824E2S11 |  |  | CTF30B5ACS1 | Y82E080B12LMPS1 | 23000 | 18 | 9.5 | 23000 | 18400 | 80% | 2 | 0 | 12 |  |  |  | No | R-454B | 1.9167 | Residential & Commercial | Ducted CEE Tier 1
214395777 | Central HP <5.4 tons | YORK | HRCU-A-CB (Split System: Heat Pump with Remote Outdoor Unit-Air-Source) | HH824E2S11 |  |  | CTM30B5ACS1 | Y81E080B12SMPS1 | 23000 | 18 | 9.5 | 23000 | 19100 | 83.04% | 2 | 0 | 12 |  |  |  | No | R-454B | 1.9167 | Residential & Commercial | Ducted CEE Tier 1
214609045 | Central HP <5.4 tons | YORK | HRCU-A-CB (Split System: Heat Pump with Remote Outdoor Unit-Air-Source) | HH824E2S11 |  |  | CTF30A5ADS1 | Y91E060A10SMPS1 | 23000 | 19 | 9 | 23000 | 18500 | 80.43% | 2 | 0 | 12 |  |  |  | No | R-454B | 1.9167 | Residential & Commercial | Ducted CEE Tier 1
214395663 | Central HP <5.4 tons | YORK | HRCU-A-CB (Split System: Heat Pump with Remote Outdoor Unit-Air-Source) | HH824E2S11 |  |  | CTF36B5ADS1 | Y81E100B12SMPS1 | 23000 | 19 | 9.5 | 23000 | 18800 | 81.74% | 2 | 0 | 12 |  |  |  | No | R-454B | 1.9167 | Residential & Commercial | Ducted CEE Tier 1
214396080 | Central HP <5.4 tons | YORK | HRCU-A-CB (Split System: Heat Pump with Remote Outdoor Unit-Air-Source) | HH824E2S11 |  |  | CTM30B5ACS1 | YP9C060B12MP13 | 23000 | 17 | 9.5 | 23000 | 18000 | 78.26% | 2 | 0 | 12 |  |  |  | No | R-454B | 1.9167 | Residential & Commercial | Ducted CEE Tier 1
214395811 | Central HP <5.4 tons | YORK | HRCU-A-CB (Split System: Heat Pump with Remote Outdoor Unit-Air-Source) | HH836E2S11 |  |  | CTM36B5CDS1 | TM9Y080B12MP11 | 33200 | 18 | 8.5 | 31400 | 25600 | 81.53% | 2 | 0 | 11 |  |  |  | No | R-454B | 2.7667 | Residential & Commercial | Ducted CEE Tier 1
214395831 | Central HP <5.4 tons | YORK | HRCU-A-CB (Split System: Heat Pump with Remote Outdoor Unit-Air-Source) | HH836E2S11 |  |  | CTF48C5CFS1 | Y81E120C16SMPS1 | 34000 | 19 | 9 | 31600 | 25200 | 79.75% | 2 | 0 | 11.7 |  |  |  | No | R-454B | 2.8333 | Residential & Commercial | Ducted CEE Tier 1
214395913 | Central HP <5.4 tons | YORK | HRCU-A-CB (Split System: Heat Pump with Remote Outdoor Unit-Air-Source) | HH836E2S11 |  |  | CTM36C5CDS1 | TL9E080C16UH11 | 34200 | 18 | 8.5 | 32600 | 26800 | 82.21% | 2 | 0 | 11 |  |  |  | No | R-454B | 2.85 | Residential & Commercial | Ducted CEE Tier 1
214396014 | Central HP <5.4 tons | YORK | HRCU-A-CB (Split System: Heat Pump with Remote Outdoor Unit-Air-Source) | HH836E2S11 |  |  | CTM36C5CDS1 | Y81E120C16SMPS1 | 34400 | 18 | 8.5 | 31600 | 25800 | 81.65% | 2 | 0 | 11.7 |  |  |  | No | R-454B | 2.8667 | Residential & Commercial | Ducted CEE Tier 1
210600096 | Central HP <5.4 tons | TEMPSTAR | HRCU-A-CB (Split System: Heat Pump with Remote Outdoor Unit-Air-Source) | TVH837GKA** |  |  | EA*4X61L21A*+WALLCON | *80CSU0601716A* | 33200 | 17.5 | 8.1 | 32200 | 25000 | 77.64% | 1.98 | 0 | 11.5 |  |  |  | No | R-410A | 2.7667 | Residential & Commercial | Ducted CEE Tier 1
210600100 | Central HP <5.4 tons | TEMPSTAR | HRCU-A-CB (Split System: Heat Pump with Remote Outdoor Unit-Air-Source) | TVH837GKA** |  |  | EA*4X61L21A*+WALLCON | *80CTL0902120A* | 33200 | 18 | 8.5 | 32000 | 25000 | 78.12% | 2 | 0 | 11.7 |  |  |  | No | R-410A | 2.7667 | Residential & Commercial | Ducted CEE Tier 1
205751024 | Central HP <5.4 tons | TEMPSTAR | HRCU-A-CB (Split System: Heat Pump with Remote Outdoor Unit-Air-Source) | TVH837GKA** |  |  | EA*4X37L21A*+WALLCON | *80CTL0902120A* | 32800 | 17.5 | 8.5 | 33000 | 25200 | 76.36% | 1.98 | 12 | 11.7 |  |  |  | No | R-410A | 2.7333 | Residential & Commercial | Ducted CEE Tier 1
205751128 | Central HP <5.4 tons | TEMPSTAR | HRCU-A-CB (Split System: Heat Pump with Remote Outdoor Unit-Air-Source) | TVH837GKA** |  |  | EA*4X43L21A*+WALLCON | *80CTL0701716A* | 32800 | 17.5 | 8.5 | 33000 | 25200 | 76.36% | 1.98 | 11 | 11.7 |  |  |  | No | R-410A | 2.7333 | Residential & Commercial | Ducted CEE Tier 1
216570866 | Central HP <5.4 tons | TRANE | HRCU-A-CB (Split System: Heat Pump with Remote Outdoor Unit-Air-Source) | 5TWV0X24A1 |  |  | 5PX*B003AS3 | L8V1A040U3VSB+LRP | 21400 | 20.2 | 10 | 24200 | 18500 | 76.45% | 2.1 | 0 | 11.2 |  |  |  | No | R-454B | 1.7833 | Residential & Commercial | Ducted CEE Tier 1
214396046 | Central HP <5.4 tons | YORK | HRCU-A-CB (Split System: Heat Pump with Remote Outdoor Unit-Air-Source) | HH860E2S11 |  |  | CTF60C5CGS1+JMC16C2SN1 |  | 45000 | 19 | 9 | 45000 | 33600 | 74.67% | 2 | 0 | 12 |  |  |  | No | R-454B | 3.75 | Residential & Commercial | Ducted CEE Tier 1
214396048 | Central HP <5.4 tons | YORK | HRCU-A-CB (Split System: Heat Pump with Remote Outdoor Unit-Air-Source) | HH860E2S11 |  |  | CTM60D5CGS1+JME18D2SN1 |  | 45000 | 19 | 9 | 44500 | 33000 | 74.16% | 2 | 0 | 12 |  |  |  | No | R-454B | 3.75 | Residential & Commercial | Ducted CEE Tier 1
214396065 | Central HP <5.4 tons | YORK | HRCU-A-CB (Split System: Heat Pump with Remote Outdoor Unit-Air-Source) | HH860E2S11 |  |  | CTF60D5CGS1 | Y81E130D20SMPS1 | 45000 | 18 | 9 | 45000 | 33200 | 73.78% | 2 | 0 | 12 |  |  |  | No | R-454B | 3.75 | Residential & Commercial | Ducted CEE Tier 1
214395647 | Central HP <5.4 tons | YORK | HRCU-A-CB (Split System: Heat Pump with Remote Outdoor Unit-Air-Source) | HH860E2S11 |  |  | CTF60C5CGS1 | TMLE120C20MP11 | 44500 | 17 | 9 | 45000 | 33600 | 74.67% | 2 | 0 | 11.7 |  |  |  | No | R-454B | 3.7083 | Residential & Commercial | Ducted CEE Tier 1
214573696 | Central HP <5.4 tons | KENMORE | HRCU-A-CB (Split System: Heat Pump with Remote Outdoor Unit-Air-Source) | (C,H,T)VH837GKA2* |  |  | EA*4X37L21A*+WALLCON | *95CSU1002122B* | 33000 | 17.5 | 8.5 | 32600 | 25000 | 76.69% | 2 | 0 | 11.5 |  |  |  | No | R-410A | 2.75 | Residential & Commercial | Ducted CEE Tier 1
214395633 | Central HP <5.4 tons | YORK | HRCU-A-CB (Split System: Heat Pump with Remote Outdoor Unit-Air-Source) | HH860E2S11 |  |  | JHE48C5CG2SS1 |  | 44000 | 19 | 9 | 44000 | 33000 | 75% | 2 | 0 | 12 |  |  |  | No | R-454B | 3.6667 | Residential & Commercial | Ducted CEE Tier 1
214395651 | Central HP <5.4 tons | YORK | HRCU-A-CB (Split System: Heat Pump with Remote Outdoor Unit-Air-Source) | HH860E2S11 |  |  | CTF60C5CGS1 | TL8E080C16UH11 | 44000 | 18 | 9 | 44500 | 33600 | 75.51% | 2 | 0 | 11.7 |  |  |  | No | R-454B | 3.6667 | Residential & Commercial | Ducted CEE Tier 1
214395695 | Central HP <5.4 tons | YORK | HRCU-A-CB (Split System: Heat Pump with Remote Outdoor Unit-Air-Source) | HH836E2S11 |  |  | CTF36C5CDS1 | TMLE080C16MP11 | 33800 | 18 | 8.5 | 31400 | 25600 | 81.53% | 2 | 0 | 11 |  |  |  | No | R-454B | 2.8167 | Residential & Commercial | Ducted CEE Tier 1
214395694 | Central HP <5.4 tons | YORK | HRCU-A-CB (Split System: Heat Pump with Remote Outdoor Unit-Air-Source) | HH836E2S11 |  |  | CTF36C5CDS1 | TM8E080C16MP11 | 33800 | 18 | 8.5 | 31400 | 25600 | 81.53% | 2 | 0 | 11 |  |  |  | No | R-454B | 2.8167 | Residential & Commercial | Ducted CEE Tier 1
214396028 | Central HP <5.4 tons | YORK | HRCU-A-CB (Split System: Heat Pump with Remote Outdoor Unit-Air-Source) | HH836E2S11 |  |  | CTM48C5CFS1 | TM8Y120C20MP11 | 34600 | 19 | 9 | 32600 | 25800 | 79.14% | 2 | 0 | 11 |  |  |  | No | R-454B | 2.8833 | Residential & Commercial | Ducted CEE Tier 1
214396095 | Central HP <5.4 tons | YORK | HRCU-A-CB (Split System: Heat Pump with Remote Outdoor Unit-Air-Source) | HH836E2S11 |  |  | CTM36C5CDS1 | TM8Y100C16MP11 | 33600 | 18 | 8.5 | 31400 | 25200 | 80.25% | 2 | 0 | 11 |  |  |  | No | R-454B | 2.8 | Residential & Commercial | Ducted CEE Tier 1
214395692 | Central HP <5.4 tons | YORK | HRCU-A-CB (Split System: Heat Pump with Remote Outdoor Unit-Air-Source) | HH836E2S11 |  |  | CTF48C5CFS1 | YP9C100C16MP13 | 33200 | 18 | 9 | 31200 | 25200 | 80.77% | 2 | 0 | 11 |  |  |  | No | R-454B | 2.7667 | Residential & Commercial | Ducted CEE Tier 1
214395708 | Central HP <5.4 tons | YORK | HRCU-A-CB (Split System: Heat Pump with Remote Outdoor Unit-Air-Source) | HH836E2S11 |  |  | CTF36C5CDS1 | TM9V100C16MP12 | 33800 | 18 | 8.5 | 31400 | 25600 | 81.53% | 2 | 0 | 11 |  |  |  | No | R-454B | 2.8167 | Residential & Commercial | Ducted CEE Tier 1
214395715 | Central HP <5.4 tons | YORK | HRCU-A-CB (Split System: Heat Pump with Remote Outdoor Unit-Air-Source) | HH836E2S11 |  |  | CTF36C5CDS1 | TM8V100C16MP12 | 34000 | 18 | 8.5 | 31600 | 26000 | 82.28% | 2 | 0 | 11 |  |  |  | No | R-454B | 2.8333 | Residential & Commercial | Ducted CEE Tier 1
214395817 | Central HP <5.4 tons | YORK | HRCU-A-CB (Split System: Heat Pump with Remote Outdoor Unit-Air-Source) | HH836E2S11 |  |  | CTM36C5CDS1 | TP9C080C16MP13 | 33800 | 17 | 8.5 | 31800 | 26000 | 81.76% | 2 | 0 | 11 |  |  |  | No | R-454B | 2.8167 | Residential & Commercial | Ducted CEE Tier 1
215942667 | Central HP <5.4 tons | KEEPRITE | HRCU-A-CB (Split System: Heat Pump with Remote Outdoor Unit-Air-Source) | C5H3V36*K*AAA* |  |  | EVD5X61M24A*+WALLCON | *97CTN0802120A* | 36000 | 22 | 8.5 | 37400 | 28200 | 75.4% | 2.04 | 0 | 12.5 |  |  |  | No | R-454B | 3 | Residential & Commercial | Ducted CEE Tier 1
215942367 | Central HP <5.4 tons | KEEPRITE | HRCU-A-CB (Split System: Heat Pump with Remote Outdoor Unit-Air-Source) | C5H3V36*K*AAA* |  |  | EVM5X44M21A*+WALLCON | *97CMN0601714B* | 35200 | 21 | 8.5 | 37400 | 28000 | 74.87% | 2.06 | 0 | 11.7 |  |  |  | No | R-454B | 2.9333 | Residential & Commercial | Ducted CEE Tier 1
210599878 | Central HP <5.4 tons | TEMPSTAR | HRCU-A-CB (Split System: Heat Pump with Remote Outdoor Unit-Air-Source) | TVH825GKA2* |  |  | EA*4X42L24A*+WALLCON | *97CMN1202422A* | 23800 | 16.5 | 8.1 | 21400 | 16700 | 78.04% | 1.96 | 0 | 11 |  |  |  | No | R-410A | 1.9833 | Residential & Commercial | Ducted CEE Tier 1
210599892 | Central HP <5.4 tons | TEMPSTAR | HRCU-A-CB (Split System: Heat Pump with Remote Outdoor Unit-Air-Source) | TVH825GKA2* |  |  | EA*4X43L21A*+WALLCON | *97CMN0602120A* | 24400 | 16.5 | 8.1 | 21200 | 16700 | 78.77% | 2.02 | 0 | 11 |  |  |  | No | R-410A | 2.0333 | Residential & Commercial | Ducted CEE Tier 1
210599893 | Central HP <5.4 tons | TEMPSTAR | HRCU-A-CB (Split System: Heat Pump with Remote Outdoor Unit-Air-Source) | TVH825GKA2* |  |  | EA*4X43L21A*+WALLCON | *97CMN0801714A* | 24400 | 16.5 | 8.1 | 21200 | 16700 | 78.77% | 2.02 | 0 | 11 |  |  |  | No | R-410A | 2.0333 | Residential & Commercial | Ducted CEE Tier 1
210599909 | Central HP <5.4 tons | TEMPSTAR | HRCU-A-CB (Split System: Heat Pump with Remote Outdoor Unit-Air-Source) | TVH825GKA2* |  |  | EA*4X48L21A*+WALLCON | *97CMN0801714A* | 24000 | 16.5 | 8.1 | 21000 | 16600 | 79.05% | 2 | 0 | 11 |  |  |  | No | R-410A | 2 | Residential & Commercial | Ducted CEE Tier 1
210596861 | Central HP <5.4 tons | DAY & NIGHT | HRCU-A-CB (Split System: Heat Pump with Remote Outdoor Unit-Air-Source) | CVH825GKA2* |  |  | EA*4X48L24A*+WALLCON | *95CSU0802120A* | 24200 | 17 | 8.1 | 21000 | 16500 | 78.57% | 2.02 | 0 | 11 |  |  |  | No | R-410A | 2.0167 | Residential & Commercial | Ducted CEE Tier 1
210596912 | Central HP <5.4 tons | DAY & NIGHT | HRCU-A-CB (Split System: Heat Pump with Remote Outdoor Unit-Air-Source) | CVH825GKA2* |  |  | EHD4X42AAL+WALLCON | *95CSU1002122A* | 24200 | 16 | 8.1 | 21400 | 16600 | 77.57% | 2 | 0 | 11 |  |  |  | No | R-410A | 2.0167 | Residential & Commercial | Ducted CEE Tier 1
214609034 | Central HP <5.4 tons | YORK | HRCU-A-CB (Split System: Heat Pump with Remote Outdoor Unit-Air-Source) | HH836E2S11 |  |  | CTF48C5CFS1 | Y91E080C20SMPS1 | 34200 | 18 | 9 | 32000 | 25600 | 80% | 2 | 0 | 11 |  |  |  | No | R-454B | 2.85 | Residential & Commercial | Ducted CEE Tier 1
214395901 | Central HP <5.4 tons | YORK | HRCU-A-CB (Split System: Heat Pump with Remote Outdoor Unit-Air-Source) | HH836E2S11 |  |  | CTF36C5CDS1 | TM9E100C16MP12 | 33800 | 18 | 8.5 | 31600 | 25800 | 81.65% | 2 | 0 | 11 |  |  |  | No | R-454B | 2.8167 | Residential & Commercial | Ducted CEE Tier 1
214395699 | Central HP <5.4 tons | YORK | HRCU-A-CB (Split System: Heat Pump with Remote Outdoor Unit-Air-Source) | HH836E2S11 |  |  | CTF36C5CDS1 | TM8E120C20MP11 | 34600 | 17 | 8.5 | 32600 | 26600 | 81.6% | 2 | 0 | 11 |  |  |  | No | R-454B | 2.8833 | Residential & Commercial | Ducted CEE Tier 1
214395926 | Central HP <5.4 tons | YORK | HRCU-A-CB (Split System: Heat Pump with Remote Outdoor Unit-Air-Source) | HH836E2S11 |  |  | CTF48C5CFS1 | TM8Y100C20MP11 | 34400 | 19 | 9 | 32600 | 25800 | 79.14% | 2 | 0 | 11 |  |  |  | No | R-454B | 2.8667 | Residential & Commercial | Ducted CEE Tier 1
214395660 | Central HP <5.4 tons | YORK | HRCU-A-CB (Split System: Heat Pump with Remote Outdoor Unit-Air-Source) | HH824E2S11 |  |  | CTF30A5ADS1 | TM9V040A10MP12 | 23000 | 17 | 9 | 23000 | 17800 | 77.39% | 2 | 0 | 12 |  |  |  | No | R-454B | 1.9167 | Residential & Commercial | Ducted CEE Tier 1
214395765 | Central HP <5.4 tons | YORK | HRCU-A-CB (Split System: Heat Pump with Remote Outdoor Unit-Air-Source) | HH824E2S11 |  |  | CTF30A5ADS1 | TM9E060A10MP12 | 23000 | 17 | 9 | 23000 | 18100 | 78.7% | 2 | 0 | 12 |  |  |  | No | R-454B | 1.9167 | Residential & Commercial | Ducted CEE Tier 1
214395967 | Central HP <5.4 tons | YORK | HRCU-A-CB (Split System: Heat Pump with Remote Outdoor Unit-Air-Source) | HH824E2S11 |  |  | CTF36B5ADS1 | TMLE100B12MP11 | 23000 | 18 | 9.5 | 23000 | 18900 | 82.17% | 2 | 0 | 12 |  |  |  | No | R-454B | 1.9167 | Residential & Commercial | Ducted CEE Tier 1
214609036 | Central HP <5.4 tons | YORK | HRCU-A-CB (Split System: Heat Pump with Remote Outdoor Unit-Air-Source) | HH824E2S11 |  |  | CTM30B5ACS1 | Y91E060B12SMPS1 | 23000 | 17 | 9.5 | 23000 | 19200 | 83.48% | 2 | 0 | 11.7 |  |  |  | No | R-454B | 1.9167 | Residential & Commercial | Ducted CEE Tier 1
216453197 | Central HP <5.4 tons | TRANE | HRCU-A-CB (Split System: Heat Pump with Remote Outdoor Unit-Air-Source) | 5TWV0X48A1 |  |  | 5TXCC009AS3 | S8V2C100M5PCB | 45500 | 20 | 9.7 | 47000 | 33800 | 71.91% | 2.1 | 0 | 12 |  |  |  | No | R-454B | 3.7917 | Residential & Commercial | Ducted CEE Tier 1
216453215 | Central HP <5.4 tons | TRANE | HRCU-A-CB (Split System: Heat Pump with Remote Outdoor Unit-Air-Source) | 5TWV0X48A1 |  |  | 5TXCD010AS3 | S8V2D120M5PCB | 46000 | 20.4 | 10 | 47000 | 33600 | 71.49% | 2.1 | 0 | 12 |  |  |  | No | R-454B | 3.8333 | Residential & Commercial | Ducted CEE Tier 1
216571110 | Central HP <5.4 tons | TRANE | HRCU-A-CB (Split System: Heat Pump with Remote Outdoor Unit-Air-Source) | 5TWV0X48A1 |  |  | 5PX*D010AS3 | *UHMD120CCV5+LRP | 45000 | 20 | 9.7 | 46500 | 33400 | 71.83% | 2.1 | 0 | 12 |  |  |  | No | R-454B | 3.75 | Residential & Commercial | Ducted CEE Tier 1
212651445 | Central HP <5.4 tons | EVERREST | HRCU-A-CB (Split System: Heat Pump with Remote Outdoor Unit-Air-Source) | ASZV903610A* |  |  | CHPF3743C6B*+TXV | A*VC801005C*A* | 33400 | 18 | 8.2 | 34000 | 24400 | 71.76% | 1.8 | 0 | 11 |  |  |  | No | R-410A | 2.7833 | Residential & Commercial | Ducted CEE Tier 1
212652724 | Central HP <5.4 tons | EVERREST | HRCU-A-CB (Split System: Heat Pump with Remote Outdoor Unit-Air-Source) | ASZV903610A* |  |  | CA*F3743*6D*+TXV | A*VC960804CNB* | 33600 | 19 | 8.2 | 34000 | 24400 | 71.76% | 1.8 | 0 | 12 |  |  |  | No | R-410A | 2.8 | Residential & Commercial | Ducted CEE Tier 1
212984689 | Central HP <5.4 tons | ARCOAIRE | HRCU-A-CB (Split System: Heat Pump with Remote Outdoor Unit-Air-Source) | DLCURAH24ABK |  |  | EN(A,D)4X36L21** | *92MSN0801716A* | 23600 | 17.5 | 8.5 | 26200 | 24600 | 93.89% | 2.04 | 0 | 10.5 |  |  |  | No | R-410A | 1.9667 | Residential & Commercial | Ducted CEE Tier 1
213779620 | Central HP <5.4 tons | COMFORTMAKER | HRCU-A-CB (Split System: Heat Pump with Remote Outdoor Unit-Air-Source) | CVH837GKA** |  |  | EA*4X60L24A*+WALLCON | *96CTN1202422B* | 32800 | 17.5 | 8.1 | 31800 | 24600 | 77.36% | 1.98 | 0 | 11.5 |  |  |  | No | R-410A | 2.7333 | Residential & Commercial | Ducted CEE Tier 1
212969799 | Central HP <5.4 tons | ARCOAIRE | HRCU-A-CB (Split System: Heat Pump with Remote Outdoor Unit-Air-Source) | DLCURAH24ABK |  |  | EN(A,D)4X24L14** | *80VSL0451412B* | 23400 | 17 | 8.5 | 27000 | 25000 | 92.59% | 2.08 | 0 | 10 |  |  |  | No | R-410A | 1.95 | Residential & Commercial | Ducted CEE Tier 1
210597501 | Central HP <5.4 tons | DAY & NIGHT | HRCU-A-CB (Split System: Heat Pump with Remote Outdoor Unit-Air-Source) | CVH837GKA** |  |  | EHD4X60AAL+WALLCON | *80CSU0601716A* | 33000 | 16.5 | 8.1 | 32400 | 24800 | 76.54% | 1.98 | 0 | 11 |  |  |  | No | R-410A | 2.75 | Residential & Commercial | Ducted CEE Tier 1
211261008 | Central HP <5.4 tons | ARCOAIRE | HRCU-A-CB (Split System: Heat Pump with Remote Outdoor Unit-Air-Source) | DLCURAH18ABK |  |  | EA*4X25L17A* | *80ES(N,L)0701712A* | 18600 | 16.5 | 8.5 | 18400 | 17400 | 94.57% | 2.12 | 0 | 11 |  |  |  | No | R-410A | 1.55 | Residential & Commercial | Ducted CEE Tier 1
212985754 | Central HP <5.4 tons | BRYANT HEATING AND COOLING SYSTEMS | HRCU-A-CB (Split System: Heat Pump with Remote Outdoor Unit-Air-Source) | 38MURAQ24AB3* |  |  | CAP**2414AL* | 916SA30026M14*** | 23200 | 16.5 | 8.5 | 27000 | 26400 | 97.78% | 2.2 | 0 | 10 |  |  |  | No | R-410A | 1.9333 | Residential & Commercial | Ducted CEE Tier 1
212985784 | Central HP <5.4 tons | BRYANT HEATING AND COOLING SYSTEMS | HRCU-A-CB (Split System: Heat Pump with Remote Outdoor Unit-Air-Source) | 38MURAQ24AB3* |  |  | CAP**3014AL* | 916SA30026M14*** | 23400 | 16.5 | 8.5 | 26400 | 24600 | 93.18% | 2.04 | 0 | 10 |  |  |  | No | R-410A | 1.95 | Residential & Commercial | Ducted CEE Tier 1
212986152 | Central HP <5.4 tons | BRYANT HEATING AND COOLING SYSTEMS | HRCU-A-CB (Split System: Heat Pump with Remote Outdoor Unit-Air-Source) | 38MURAQ24AB3* |  |  | CAP**2517AL* | 916SA30040M14*** | 24000 | 16.5 | 8.5 | 25400 | 21800 | 85.83% | 1.82 | 0 | 10 |  |  |  | No | R-410A | 2 | Residential & Commercial | Ducted CEE Tier 1
212986188 | Central HP <5.4 tons | BRYANT HEATING AND COOLING SYSTEMS | HRCU-A-CB (Split System: Heat Pump with Remote Outdoor Unit-Air-Source) | 38MURAQ24AB3* |  |  | CAP**3617AL* | 916SA30040M14*** | 23600 | 16 | 8.5 | 26200 | 24000 | 91.6% | 1.98 | 0 | 10 |  |  |  | No | R-410A | 1.9667 | Residential & Commercial | Ducted CEE Tier 1
214395999 | Central HP <5.4 tons | YORK | HRCU-A-CB (Split System: Heat Pump with Remote Outdoor Unit-Air-Source) | HH836E2S11 |  |  | CTM48C5CFS1 | TM8Y080C16MP11 | 33800 | 19 | 9 | 31800 | 25400 | 79.87% | 2 | 0 | 11 |  |  |  | No | R-454B | 2.8167 | Residential & Commercial | Ducted CEE Tier 1
214396033 | Central HP <5.4 tons | YORK | HRCU-A-CB (Split System: Heat Pump with Remote Outdoor Unit-Air-Source) | HH836E2S11 |  |  | CTM48C5CFS1 | TPLC080C16MP13 | 33000 | 19 | 9 | 31200 | 25200 | 80.77% | 2 | 0 | 11 |  |  |  | No | R-454B | 2.75 | Residential & Commercial | Ducted CEE Tier 1
214396117 | Central HP <5.4 tons | YORK | HRCU-A-CB (Split System: Heat Pump with Remote Outdoor Unit-Air-Source) | HH836E2S11 |  |  | CTM36C5CDS1 | YPLC100C16MP13 | 34000 | 18 | 8.5 | 32000 | 26200 | 81.88% | 2 | 0 | 11 |  |  |  | No | R-454B | 2.8333 | Residential & Commercial | Ducted CEE Tier 1
214396126 | Central HP <5.4 tons | YORK | HRCU-A-CB (Split System: Heat Pump with Remote Outdoor Unit-Air-Source) | HH836E2S11 |  |  | CTM48C5CFS1 | TM8E080C16MP11 | 33400 | 19 | 9 | 31400 | 25400 | 80.89% | 2 | 0 | 11 |  |  |  | No | R-454B | 2.7833 | Residential & Commercial | Ducted CEE Tier 1
212925592 | Central HP <5.4 tons | TEMP SHIFT | HRCU-A-CB (Split System: Heat Pump with Remote Outdoor Unit-Air-Source) | TSMOX430U18HFN1M |  |  | TSMVC18HWFN1M |  | 18000 | 18 | 9.3 | 19000 | 16500 | 86.84% | 2.04 | 12.5 | 12.4 |  |  |  | No | R-410A | 1.5 | Residential & Commercial | Ducted CEE Tier 1
212925593 | Central HP <5.4 tons | TEMP SHIFT | HRCU-A-CB (Split System: Heat Pump with Remote Outdoor Unit-Air-Source) | TSMOD3024HFN1MW |  |  | TSMVC24HWFN1M |  | 24000 | 17.4 | 10 | 24000 | 22600 | 94.17% | 1.91 | 12.5 | 11.7 |  |  |  | No | R-410A | 2 | Residential & Commercial | Ducted CEE Tier 1
215748027 | Central HP <5.4 tons | Connect M | HRCU-A-C (Split System: Heat Pump with Remote Outdoor Unit with No Indoor Fan --Air Source) | CNTM16DHP18AA |  |  | CNTMDCC24AA |  | 18000 | 16.1 | 9.5 | 19000 | 15000 | 78.95% | 2.2 | 11.6 | 11.7 |  |  |  | No | R-410A | 1.5 | Residential & Commercial | Ducted CEE Tier 1
214395760 | Central HP <5.4 tons | YORK | HRCU-A-CB (Split System: Heat Pump with Remote Outdoor Unit-Air-Source) | HH860E2S11 |  |  | CTM60D5CGS1 | TM9Y120D20MP11 | 43500 | 18 | 9 | 44000 | 33400 | 75.91% | 2 | 0 | 11.7 |  |  |  | No | R-454B | 3.625 | Residential & Commercial | Ducted CEE Tier 1
214395883 | Central HP <5.4 tons | YORK | HRCU-A-CB (Split System: Heat Pump with Remote Outdoor Unit-Air-Source) | HH860E2S11 |  |  | CTF60D5CHS1 | TM9V120D20MP12 | 54000 | 19 | 9 | 54500 | 39500 | 72.48% | 2 | 0 | 11 |  |  |  | No | R-454B | 4.5 | Residential & Commercial | Ducted CEE Tier 1
214395885 | Central HP <5.4 tons | YORK | HRCU-A-CB (Split System: Heat Pump with Remote Outdoor Unit-Air-Source) | HH860E2S11 |  |  | CTF60D5CHS1 | YP9C120D20MP13 | 54000 | 19 | 9 | 54500 | 39500 | 72.48% | 2 | 0 | 11 |  |  |  | No | R-454B | 4.5 | Residential & Commercial | Ducted CEE Tier 1
214395892 | Central HP <5.4 tons | YORK | HRCU-A-CB (Split System: Heat Pump with Remote Outdoor Unit-Air-Source) | HH860E2S11 |  |  | CTM60C5CHS1 | TL8E100C20UH11 | 53000 | 19 | 9 | 53500 | 38000 | 71.03% | 2 | 0 | 11.7 |  |  |  | No | R-454B | 4.4167 | Residential & Commercial | Ducted CEE Tier 1
214395676 | Central HP <5.4 tons | YORK | HRCU-A-CB (Split System: Heat Pump with Remote Outdoor Unit-Air-Source) | HH860E2S11 |  |  | CTF60C5CHS1 | TMLE120C20MP11 | 54000 | 19 | 8.5 | 54500 | 39500 | 72.48% | 2 | 0 | 11 |  |  |  | No | R-454B | 4.5 | Residential & Commercial | Ducted CEE Tier 1
214396064 | Central HP <5.4 tons | YORK | HRCU-A-CB (Split System: Heat Pump with Remote Outdoor Unit-Air-Source) | HH860E2S11 |  |  | CTM60C5CGS1 | YPLC100C16MP13 | 44000 | 18 | 9 | 44500 | 33600 | 75.51% | 2 | 0 | 11.7 |  |  |  | No | R-454B | 3.6667 | Residential & Commercial | Ducted CEE Tier 1
214396163 | Central HP <5.4 tons | YORK | HRCU-A-CB (Split System: Heat Pump with Remote Outdoor Unit-Air-Source) | HH860E2S11 |  |  | CTM60C5CGS1 | TMLE100C16MP11 | 44500 | 18 | 9 | 45500 | 34200 | 75.16% | 2 | 0 | 11 |  |  |  | No | R-454B | 3.7083 | Residential & Commercial | Ducted CEE Tier 1
214396146 | Central HP <5.4 tons | YORK | HRCU-A-CB (Split System: Heat Pump with Remote Outdoor Unit-Air-Source) | HH860E2S11 |  |  | CTF60C5CGS1 | TM9Y080C16MP11 | 43500 | 17 | 9 | 44500 | 33800 | 75.96% | 2 | 0 | 11 |  |  |  | No | R-454B | 3.625 | Residential & Commercial | Ducted CEE Tier 1
215682131 | Central HP <5.4 tons | KENMORE | HRCU-A-CB (Split System: Heat Pump with Remote Outdoor Unit-Air-Source) | (C,H,T)5H0V48*K*AAA* |  |  | EVD5X48M21A*+WALLCON | *80CSU0802120B* | 47000 | 18.5 | 9 | 50000 | 36200 | 72.4% | 2.02 | 0 | 10 |  |  |  | No | R-454B | 3.9167 | Residential & Commercial | Ducted CEE Tier 1
215935795 | Central HP <5.4 tons | BRYANT HEATING AND COOLING SYSTEMS | HRCU-A-CB (Split System: Heat Pump with Remote Outdoor Unit-Air-Source) | 293VAN036**AA* |  |  | CVAVA3721XMA*+UI | 986TD42060C17*** | 34600 | 20.5 | 8.5 | 38000 | 27600 | 72.63% | 2.06 | 0 | 11.5 |  |  |  | No | R-454B | 2.8833 | Residential & Commercial | Ducted CEE Tier 1
215935465 | Central HP <5.4 tons | BRYANT HEATING AND COOLING SYSTEMS | HRCU-A-CB (Split System: Heat Pump with Remote Outdoor Unit-Air-Source) | 293VAN036**AA* |  |  | CVAMA6124XMA*+UI | 88*TB60110C21*** | 36000 | 22.5 | 8.5 | 37600 | 28200 | 75% | 2.06 | 0 | 12.5 |  |  |  | No | R-454B | 3 | Residential & Commercial | Ducted CEE Tier 1
215935865 | Central HP <5.4 tons | BRYANT HEATING AND COOLING SYSTEMS | HRCU-A-CB (Split System: Heat Pump with Remote Outdoor Unit-Air-Source) | 293VAN036**AA* |  |  | CVAVA3817XMA*+UI | 935CB48060C17*** | 35200 | 21 | 8.5 | 38500 | 29200 | 75.84% | 2.02 | 0 | 11.7 |  |  |  | No | R-454B | 2.9333 | Residential & Commercial | Ducted CEE Tier 1
212969559 | Central HP <5.4 tons | ARCOAIRE | HRCU-A-CB (Split System: Heat Pump with Remote Outdoor Unit-Air-Source) | DLCURAH18ABK |  |  | EN(A,D)4X18L14** | *80VSL0451412B* | 17400 | 16 | 8.5 | 18600 | 19700 | 105.9% | 2.38 | 0 | 10.5 |  |  |  | No | R-410A | 1.45 | Residential & Commercial | Ducted CEE Tier 1
211260156 | Central HP <5.4 tons | ARCOAIRE | HRCU-A-CB (Split System: Heat Pump with Remote Outdoor Unit-Air-Source) | DLCURAH18ABK |  |  | EA*4X24L14A* | *96VTN0401410A* | 17300 | 16 | 8.5 | 18300 | 19200 | 104.9% | 2.3 | 0 | 10.5 |  |  |  | No | R-410A | 1.4417 | Residential & Commercial | Ducted CEE Tier 1
211259799 | Central HP <5.4 tons | ARCOAIRE | HRCU-A-CB (Split System: Heat Pump with Remote Outdoor Unit-Air-Source) | DLCURAH18ABK |  |  | EA*4X19L17A* | *95ESN0401410A* | 18300 | 16 | 8.5 | 18300 | 17600 | 96.17% | 2.12 | 0 | 10.5 |  |  |  | No | R-410A | 1.525 | Residential & Commercial | Ducted CEE Tier 1
212984566 | Central HP <5.4 tons | BRYANT HEATING AND COOLING SYSTEMS | HRCU-A-CB (Split System: Heat Pump with Remote Outdoor Unit-Air-Source) | 38MURAQ24AB3* |  |  | CAP**2417AL* | 912SE48080M17*** | 23200 | 17 | 9 | 26800 | 26800 | 100% | 2.3 | 0 | 10 |  |  |  | No | R-410A | 1.9333 | Residential & Commercial | Ducted CEE Tier 1
212970886 | Central HP <5.4 tons | ARCOAIRE | HRCU-A-CB (Split System: Heat Pump with Remote Outdoor Unit-Air-Source) | DLCURAH18ABK |  |  | EA*4X25L17A* | *80VTL0451412B* | 18300 | 16.5 | 8.5 | 18100 | 17600 | 97.24% | 2.14 | 0 | 11 |  |  |  | No | R-410A | 1.525 | Residential & Commercial | Ducted CEE Tier 1
212986164 | Central HP <5.4 tons | BRYANT HEATING AND COOLING SYSTEMS | HRCU-A-CB (Split System: Heat Pump with Remote Outdoor Unit-Air-Source) | 38MURAQ24AB3* |  |  | CAP**3014AL* | 916SA30040M14*** | 23400 | 16 | 8.5 | 26400 | 24800 | 93.94% | 2.04 | 0 | 10 |  |  |  | No | R-410A | 1.95 | Residential & Commercial | Ducted CEE Tier 1
210600077 | Central HP <5.4 tons | TEMPSTAR | HRCU-A-CB (Split System: Heat Pump with Remote Outdoor Unit-Air-Source) | TVH837GKA** |  |  | EA*4X36L21A*+WALLCON | *95CSU0802120A* | 31600 | 17 | 8.1 | 33200 | 24200 | 72.89% | 1.86 | 0 | 11 |  |  |  | No | R-410A | 2.6333 | Residential & Commercial | Ducted CEE Tier 1
210600079 | Central HP <5.4 tons | TEMPSTAR | HRCU-A-CB (Split System: Heat Pump with Remote Outdoor Unit-Air-Source) | TVH837GKA** |  |  | EA*4X42L21A*+WALLCON | *80CSU0401712A* | 31800 | 17 | 8.1 | 33200 | 24400 | 73.49% | 1.88 | 0 | 11 |  |  |  | No | R-410A | 2.65 | Residential & Commercial | Ducted CEE Tier 1
210600093 | Central HP <5.4 tons | TEMPSTAR | HRCU-A-CB (Split System: Heat Pump with Remote Outdoor Unit-Air-Source) | TVH837GKA** |  |  | EA*4X60L24A*+WALLCON | *97CMN1002122A* | 32800 | 17.5 | 8.5 | 31800 | 24800 | 77.99% | 2 | 0 | 11.7 |  |  |  | No | R-410A | 2.7333 | Residential & Commercial | Ducted CEE Tier 1
210600095 | Central HP <5.4 tons | TEMPSTAR | HRCU-A-CB (Split System: Heat Pump with Remote Outdoor Unit-Air-Source) | TVH837GKA** |  |  | EA*4X61L21A*+WALLCON | *80CSU0401712A* | 33200 | 17.5 | 8.1 | 32000 | 24800 | 77.5% | 1.98 | 0 | 11.5 |  |  |  | No | R-410A | 2.7667 | Residential & Commercial | Ducted CEE Tier 1
214396133 | Central HP <5.4 tons | YORK | HRCU-A-CB (Split System: Heat Pump with Remote Outdoor Unit-Air-Source) | HH836E2S11 |  |  | CTF48C5CFS1 | TMLE120C20MP11 | 34400 | 17 | 8.5 | 32400 | 25600 | 79.01% | 2 | 0 | 11 |  |  |  | No | R-454B | 2.8667 | Residential & Commercial | Ducted CEE Tier 1
214396194 | Central HP <5.4 tons | YORK | HRCU-A-CB (Split System: Heat Pump with Remote Outdoor Unit-Air-Source) | HH836E2S11 |  |  | CTM36C5CDS1 | TM8Y120C20MP11 | 33400 | 17 | 8.5 | 30800 | 25200 | 81.82% | 2 | 0 | 11.7 |  |  |  | No | R-454B | 2.7833 | Residential & Commercial | Ducted CEE Tier 1
214396147 | Central HP <5.4 tons | YORK | HRCU-A-CB (Split System: Heat Pump with Remote Outdoor Unit-Air-Source) | HH860E2S11 |  |  | JHC48D5CG2SS1 |  | 45000 | 19 | 9 | 45000 | 33600 | 74.67% | 2 | 0 | 12 |  |  |  | No | R-454B | 3.75 | Residential & Commercial | Ducted CEE Tier 1
214395865 | Central HP <5.4 tons | YORK | HRCU-A-CB (Split System: Heat Pump with Remote Outdoor Unit-Air-Source) | HH860E2S11 |  |  | CTF60C5CGS1 | TM8Y080C16MP11 | 44000 | 18 | 9 | 44000 | 33400 | 75.91% | 2 | 0 | 11.7 |  |  |  | No | R-454B | 3.6667 | Residential & Commercial | Ducted CEE Tier 1
214395958 | Central HP <5.4 tons | YORK | HRCU-A-CB (Split System: Heat Pump with Remote Outdoor Unit-Air-Source) | HH860E2S11 |  |  | CTM60D5CGS1 | YP9C120D20MP13 | 44000 | 18 | 9 | 44000 | 33400 | 75.91% | 2 | 0 | 11.7 |  |  |  | No | R-454B | 3.6667 | Residential & Commercial | Ducted CEE Tier 1
214396092 | Central HP <5.4 tons | YORK | HRCU-A-CB (Split System: Heat Pump with Remote Outdoor Unit-Air-Source) | HH860E2S11 |  |  | CTF60D5CJS1 | TM8E130D20MP11 | 53500 | 18 | 9 | 55500 | 40000 | 72.07% | 2 | 0 | 11 |  |  |  | No | R-454B | 4.4583 | Residential & Commercial | Ducted CEE Tier 1
214396153 | Central HP <5.4 tons | YORK | HRCU-A-CB (Split System: Heat Pump with Remote Outdoor Unit-Air-Source) | HH860E2S11 |  |  | CTM60C5CGS1 | TM8Y080C16MP11 | 44000 | 18 | 9 | 44000 | 33400 | 75.91% | 2 | 0 | 11.7 |  |  |  | No | R-454B | 3.6667 | Residential & Commercial | Ducted CEE Tier 1
206997726 | Central HP <5.4 tons | KENMORE | HRCU-A-CB (Split System: Heat Pump with Remote Outdoor Unit-Air-Source) | (C,H,T)VH837GKA2* |  |  | EA*4X48L21A*+WALLCON | *97CMN0602120A* | 32200 | 17 | 8.1 | 32800 | 25200 | 76.83% | 1.96 | 11.5 | 11 |  |  |  | No | R-410A | 2.6833 | Residential & Commercial | Ducted CEE Tier 1
206997858 | Central HP <5.4 tons | KENMORE | HRCU-A-CB (Split System: Heat Pump with Remote Outdoor Unit-Air-Source) | (C,H,T)VH837GKA2* |  |  | EA*4X37L21A*+WALLCON | *80CSU1002120A* | 32800 | 17 | 8.5 | 33000 | 25200 | 76.36% | 1.96 | 12 | 11 |  |  |  | No | R-410A | 2.7333 | Residential & Commercial | Ducted CEE Tier 1
206997867 | Central HP <5.4 tons | KENMORE | HRCU-A-CB (Split System: Heat Pump with Remote Outdoor Unit-Air-Source) | (C,H,T)VH837GKA2* |  |  | EA*4X48L21A*+WALLCON | *80CSU0401712A* | 32400 | 17.5 | 8.1 | 32600 | 25000 | 76.69% | 1.96 | 12 | 11 |  |  |  | No | R-410A | 2.7 | Residential & Commercial | Ducted CEE Tier 1
214396099 | Central HP <5.4 tons | YORK | HRCU-A-CB (Split System: Heat Pump with Remote Outdoor Unit-Air-Source) | HH836E2S11 |  |  | CTF36B5CDS1 | TM9E060B12MP12 | 33200 | 17 | 8.5 | 31600 | 25400 | 80.38% | 2 | 0 | 11 |  |  |  | No | R-454B | 2.7667 | Residential & Commercial | Ducted CEE Tier 1
214395623 | Central HP <5.4 tons | YORK | HRCU-A-CB (Split System: Heat Pump with Remote Outdoor Unit-Air-Source) | HH836E2S11 |  |  | CTM48C5CFS1 | TM9V080C16MP12 | 32800 | 19 | 9 | 31200 | 25200 | 80.77% | 2 | 0 | 11 |  |  |  | No | R-454B | 2.7333 | Residential & Commercial | Ducted CEE Tier 1
214395693 | Central HP <5.4 tons | YORK | HRCU-A-CB (Split System: Heat Pump with Remote Outdoor Unit-Air-Source) | HH836E2S11 |  |  | JHC36B5CD2SS1 |  | 34000 | 19 | 9 | 31600 | 26000 | 82.28% | 2 | 0 | 11 |  |  |  | No | R-454B | 2.8333 | Residential & Commercial | Ducted CEE Tier 1
216437868 | Central HP <5.4 tons | OUTES | HRCU-A-CB (Split System: Heat Pump with Remote Outdoor Unit-Air-Source) | OTD-H60DMR3-C01/SE180 |  |  | OAH-C60DMR3-B01/SE180 |  | 55000 | 17 | 8.8 | 54000 | 40000 | 74.07% | 2.3 | 0 | 10 |  |  |  | No | R-32 | 4.5833 | Residential & Commercial | Ducted CEE Tier 1
214396098 | Central HP <5.4 tons | YORK | HRCU-A-CB (Split System: Heat Pump with Remote Outdoor Unit-Air-Source) | HH836E2S11 |  |  | CTM36B5CDS1 | TMLE080B12MP11 | 33400 | 18 | 8.5 | 31600 | 26000 | 82.28% | 2 | 0 | 11 |  |  |  | No | R-454B | 2.7833 | Residential & Commercial | Ducted CEE Tier 1
214396212 | Central HP <5.4 tons | YORK | HRCU-A-CB (Split System: Heat Pump with Remote Outdoor Unit-Air-Source) | HH836E2S11 |  |  | CTF36C5CDS1 | TM9E080C20MP12 | 34600 | 17 | 8.5 | 32600 | 26800 | 82.21% | 2 | 0 | 11 |  |  |  | No | R-454B | 2.8833 | Residential & Commercial | Ducted CEE Tier 1
214396101 | Central HP <5.4 tons | YORK | HRCU-A-CB (Split System: Heat Pump with Remote Outdoor Unit-Air-Source) | HH836E2S11 |  |  | CTF36C5CDS1 | TL8E080C16UH11 | 34200 | 18 | 8.5 | 32200 | 26400 | 81.99% | 2 | 0 | 11 |  |  |  | No | R-454B | 2.85 | Residential & Commercial | Ducted CEE Tier 1
214396201 | Central HP <5.4 tons | YORK | HRCU-A-CB (Split System: Heat Pump with Remote Outdoor Unit-Air-Source) | HH836E2S11 |  |  | CTF36B5CDS1 | TM9Y080B12MP11 | 33400 | 18 | 8.5 | 31400 | 25600 | 81.53% | 2 | 0 | 11 |  |  |  | No | R-454B | 2.7833 | Residential & Commercial | Ducted CEE Tier 1
214396208 | Central HP <5.4 tons | YORK | HRCU-A-CB (Split System: Heat Pump with Remote Outdoor Unit-Air-Source) | HH836E2S11 |  |  | CTM36C5CDS1 | TL8E100C20UH11 | 33600 | 17 | 8.5 | 31000 | 25400 | 81.94% | 2 | 0 | 11.7 |  |  |  | No | R-454B | 2.8 | Residential & Commercial | Ducted CEE Tier 1
214570536 | Central HP <5.4 tons | KENMORE | HRCU-A-CB (Split System: Heat Pump with Remote Outdoor Unit-Air-Source) | (C,H,T)VH825GKA3* |  |  | EA*4X42L21A*+WALLCON | *97CMN0802120B* | 23800 | 16.5 | 8.1 | 21400 | 16600 | 77.57% | 1.96 | 0 | 10.5 |  |  |  | No | R-410A | 1.9833 | Residential & Commercial | Ducted CEE Tier 1
215937468 | Central HP <5.4 tons | ARCOAIRE | HRCU-A-CB (Split System: Heat Pump with Remote Outdoor Unit-Air-Source) | H5H3V48*K*AAA* |  |  | EVM5X60M24A*+WALLCON | *80CTL0902120B* | 45500 | 21 | 8.1 | 52500 | 38000 | 72.38% | 1.95 | 0 | 11.5 |  |  |  | No | R-454B | 3.7917 | Residential & Commercial | Ducted CEE Tier 1
215937848 | Central HP <5.4 tons | ARCOAIRE | HRCU-A-CB (Split System: Heat Pump with Remote Outdoor Unit-Air-Source) | H5H3V48*K*AAA* |  |  | EVD5X48M21A*+WALLCON | *96CTN0801714B* | 43000 | 19 | 8.1 | 53000 | 37600 | 70.94% | 2 | 0 | 11 |  |  |  | No | R-454B | 3.5833 | Residential & Commercial | Ducted CEE Tier 1
210596664 | Central HP <5.4 tons | DAY & NIGHT | HRCU-A-CB (Split System: Heat Pump with Remote Outdoor Unit-Air-Source) | CVH825GKA2* |  |  | EA*4X42L21A*+WALLCON | *80CTL0701716A* | 23800 | 16.5 | 8.1 | 21400 | 16600 | 77.57% | 1.96 | 0 | 11 |  |  |  | No | R-410A | 1.9833 | Residential & Commercial | Ducted CEE Tier 1
210596689 | Central HP <5.4 tons | DAY & NIGHT | HRCU-A-CB (Split System: Heat Pump with Remote Outdoor Unit-Air-Source) | CVH825GKA2* |  |  | EA*4X42L21A*+WALLCON | *96CTN0801714A* | 23600 | 16.5 | 8.1 | 21400 | 16700 | 78.04% | 1.96 | 0 | 11 |  |  |  | No | R-410A | 1.9667 | Residential & Commercial | Ducted CEE Tier 1
210596714 | Central HP <5.4 tons | DAY & NIGHT | HRCU-A-CB (Split System: Heat Pump with Remote Outdoor Unit-Air-Source) | CVH825GKA2* |  |  | EA*4X42L24A*+WALLCON | *80CSU1002120A* | 23800 | 16.5 | 8.1 | 21400 | 16700 | 78.04% | 1.96 | 0 | 10.5 |  |  |  | No | R-410A | 1.9833 | Residential & Commercial | Ducted CEE Tier 1
210596873 | Central HP <5.4 tons | DAY & NIGHT | HRCU-A-CB (Split System: Heat Pump with Remote Outdoor Unit-Air-Source) | CVH825GKA2* |  |  | EA*4X48L24A*+WALLCON | *97CMN0602120A* | 24000 | 16.5 | 8.1 | 21000 | 16600 | 79.05% | 2 | 0 | 11 |  |  |  | No | R-410A | 2 | Residential & Commercial | Ducted CEE Tier 1
210596948 | Central HP <5.4 tons | DAY & NIGHT | HRCU-A-CB (Split System: Heat Pump with Remote Outdoor Unit-Air-Source) | CVH825GKA2* |  |  | EHD4X48AAL+WALLCON | *80CSU1002120A* | 24200 | 16 | 8.1 | 21200 | 16600 | 78.3% | 2 | 0 | 10.5 |  |  |  | No | R-410A | 2.0167 | Residential & Commercial | Ducted CEE Tier 1
215936285 | Central HP <5.4 tons | BRYANT HEATING AND COOLING SYSTEMS | HRCU-A-CB (Split System: Heat Pump with Remote Outdoor Unit-Air-Source) | 293VAN036**AA* |  |  | CVAVA4821XMA*+UI | 986TD42060C17*** | 34600 | 20.5 | 8.5 | 38000 | 27600 | 72.63% | 2 | 0 | 11.5 |  |  |  | No | R-454B | 2.8833 | Residential & Commercial | Ducted CEE Tier 1
215936335 | Central HP <5.4 tons | BRYANT HEATING AND COOLING SYSTEMS | HRCU-A-CB (Split System: Heat Pump with Remote Outdoor Unit-Air-Source) | 293VAN036**AA* |  |  | CVAVA4824XMA*+UI | 88*TB66135C24*** | 35200 | 21.5 | 8.5 | 38000 | 28200 | 74.21% | 2.04 | 0 | 12 |  |  |  | No | R-454B | 2.9333 | Residential & Commercial | Ducted CEE Tier 1
215936385 | Central HP <5.4 tons | BRYANT HEATING AND COOLING SYSTEMS | HRCU-A-CB (Split System: Heat Pump with Remote Outdoor Unit-Air-Source) | 293VAN036**AA* |  |  | CVAVA4824XMA*+UI | 987MC66100C21*** | 35000 | 21.5 | 8.5 | 38000 | 28200 | 74.21% | 2.02 | 0 | 12 |  |  |  | No | R-454B | 2.9167 | Residential & Commercial | Ducted CEE Tier 1
215936435 | Central HP <5.4 tons | BRYANT HEATING AND COOLING SYSTEMS | HRCU-A-CB (Split System: Heat Pump with Remote Outdoor Unit-Air-Source) | 293VAN036**AA* |  |  | CVAVA4924XMA*+UI | 88*TB60070C21*** | 35400 | 21.5 | 8.5 | 38000 | 28600 | 75.26% | 2.04 | 0 | 12 |  |  |  | No | R-454B | 2.95 | Residential & Commercial | Ducted CEE Tier 1
215936635 | Central HP <5.4 tons | BRYANT HEATING AND COOLING SYSTEMS | HRCU-A-CB (Split System: Heat Pump with Remote Outdoor Unit-Air-Source) | 293VAN036**AA* |  |  | CVAVA6021XMA*+UI | 88*TB60110C21*** | 35600 | 22 | 8.5 | 38000 | 28400 | 74.74% | 2.02 | 0 | 12.5 |  |  |  | No | R-454B | 2.9667 | Residential & Commercial | Ducted CEE Tier 1
215678310 | Central HP <5.4 tons | KEEPRITE | HRCU-A-CB (Split System: Heat Pump with Remote Outdoor Unit-Air-Source) | C5H0V24*K*AAA* |  |  | EA*5X36M17A*+WALLCON | *80CSU0401712B* | 23200 | 17 | 8.5 | 23400 | 16500 | 70.51% | 2 | 0 | 10 |  |  |  | No | R-454B | 1.9333 | Residential & Commercial | Ducted CEE Tier 1
215678320 | Central HP <5.4 tons | KEEPRITE | HRCU-A-CB (Split System: Heat Pump with Remote Outdoor Unit-Air-Source) | C5H0V24*K*AAA* |  |  | EA*5X36M17A*+WALLCON | *80CSU0601716B* | 23200 | 17 | 8.5 | 23400 | 16500 | 70.51% | 1.98 | 0 | 10 |  |  |  | No | R-454B | 1.9333 | Residential & Commercial | Ducted CEE Tier 1
215678200 | Central HP <5.4 tons | KEEPRITE | HRCU-A-CB (Split System: Heat Pump with Remote Outdoor Unit-Air-Source) | C5H0V24*K*AAA* |  |  | EA*5X24M17A*+WALLCON | *80CSU0601716B* | 22800 | 16.5 | 8.5 | 24000 | 16800 | 70% | 1.96 | 0 | 10 |  |  |  | No | R-454B | 1.9 | Residential & Commercial | Ducted CEE Tier 1
214395818 | Central HP <5.4 tons | YORK | HRCU-A-CB (Split System: Heat Pump with Remote Outdoor Unit-Air-Source) | HH836E2S11 |  |  | CTM36C5CDS1 | YP9C080C16MP13 | 33800 | 17 | 8.5 | 31800 | 26000 | 81.76% | 2 | 0 | 11 |  |  |  | No | R-454B | 2.8167 | Residential & Commercial | Ducted CEE Tier 1
214395832 | Central HP <5.4 tons | YORK | HRCU-A-CB (Split System: Heat Pump with Remote Outdoor Unit-Air-Source) | HH836E2S11 |  |  | CTF48C5CFS1+JMC16C2SN1 |  | 34400 | 19 | 9 | 32000 | 25200 | 78.75% | 2 | 0 | 11.7 |  |  |  | No | R-454B | 2.8667 | Residential & Commercial | Ducted CEE Tier 1
214395902 | Central HP <5.4 tons | YORK | HRCU-A-CB (Split System: Heat Pump with Remote Outdoor Unit-Air-Source) | HH836E2S11 |  |  | CTF36C5CDS1+JMVT16CC2N1 |  | 34800 | 19 | 9 | 32200 | 25800 | 80.12% | 2 | 0 | 11.7 |  |  |  | No | R-454B | 2.9 | Residential & Commercial | Ducted CEE Tier 1
214395927 | Central HP <5.4 tons | YORK | HRCU-A-CB (Split System: Heat Pump with Remote Outdoor Unit-Air-Source) | HH836E2S11 |  |  | CTF48C5CFS1 | TL9E080C16UH11 | 33400 | 18 | 9 | 31400 | 25400 | 80.89% | 2 | 0 | 11 |  |  |  | No | R-454B | 2.7833 | Residential & Commercial | Ducted CEE Tier 1
214395634 | Central HP <5.4 tons | YORK | HRCU-A-CB (Split System: Heat Pump with Remote Outdoor Unit-Air-Source) | HH860E2S11 |  |  | CTF60D5CGS1 | TM9V120D20MP12 | 44000 | 18 | 9 | 44500 | 33400 | 75.06% | 2 | 0 | 11.7 |  |  |  | No | R-454B | 3.6667 | Residential & Commercial | Ducted CEE Tier 1
214395759 | Central HP <5.4 tons | YORK | HRCU-A-CB (Split System: Heat Pump with Remote Outdoor Unit-Air-Source) | HH860E2S11 |  |  | CTM60C5CGS1 | Y81E100C16SMPS1 | 44000 | 18 | 9 | 44000 | 33200 | 75.45% | 2 | 0 | 12 |  |  |  | No | R-454B | 3.6667 | Residential & Commercial | Ducted CEE Tier 1
214395859 | Central HP <5.4 tons | YORK | HRCU-A-CB (Split System: Heat Pump with Remote Outdoor Unit-Air-Source) | HH860E2S11 |  |  | CTM60C5CGS1 | YP9C100C16MP13 | 43500 | 18 | 9 | 44000 | 33200 | 75.45% | 2 | 0 | 11.7 |  |  |  | No | R-454B | 3.625 | Residential & Commercial | Ducted CEE Tier 1
214395882 | Central HP <5.4 tons | YORK | HRCU-A-CB (Split System: Heat Pump with Remote Outdoor Unit-Air-Source) | HH860E2S11 |  |  | CTM60C5CHS1 | TL9E100C20UH11 | 53000 | 19 | 8.5 | 53500 | 38500 | 71.96% | 2 | 0 | 11.7 |  |  |  | No | R-454B | 4.4167 | Residential & Commercial | Ducted CEE Tier 1
214395884 | Central HP <5.4 tons | YORK | HRCU-A-CB (Split System: Heat Pump with Remote Outdoor Unit-Air-Source) | HH860E2S11 |  |  | CTF60D5CHS1 | TP9C120D20MP13 | 54000 | 19 | 9 | 54500 | 39500 | 72.48% | 2 | 0 | 11 |  |  |  | No | R-454B | 4.5 | Residential & Commercial | Ducted CEE Tier 1
214395950 | Central HP <5.4 tons | YORK | HRCU-A-CB (Split System: Heat Pump with Remote Outdoor Unit-Air-Source) | HH860E2S11 |  |  | CTF60C5CGS1 | TM9E100C16MP12 | 44500 | 18 | 9 | 46000 | 34400 | 74.78% | 2 | 0 | 11 |  |  |  | No | R-454B | 3.7083 | Residential & Commercial | Ducted CEE Tier 1
214395850 | Central HP <5.4 tons | YORK | HRCU-A-CB (Split System: Heat Pump with Remote Outdoor Unit-Air-Source) | HH860E2S11 |  |  | CTF60C5CGS1 | YPLC100C20MP13 | 44500 | 18 | 9 | 45000 | 33800 | 75.11% | 2 | 0 | 11 |  |  |  | No | R-454B | 3.7083 | Residential & Commercial | Ducted CEE Tier 1
214395982 | Central HP <5.4 tons | YORK | HRCU-A-CB (Split System: Heat Pump with Remote Outdoor Unit-Air-Source) | HH860E2S11 |  |  | CTM60D5CHS1 | TM9Y120D20MP11 | 53500 | 19 | 8.5 | 54500 | 39500 | 72.48% | 2 | 0 | 11 |  |  |  | No | R-454B | 4.4583 | Residential & Commercial | Ducted CEE Tier 1
210596996 | Central HP <5.4 tons | DAY & NIGHT | HRCU-A-CB (Split System: Heat Pump with Remote Outdoor Unit-Air-Source) | CVH825GKA2* |  |  | EHD4X48AAL+WALLCON | *97CMN1002122A* | 24200 | 16 | 8.1 | 21200 | 16700 | 78.77% | 2.04 | 0 | 11 |  |  |  | No | R-410A | 2.0167 | Residential & Commercial | Ducted CEE Tier 1
215748024 | Central HP <5.4 tons | Connect M | HRCU-A-CB (Split System: Heat Pump with Remote Outdoor Unit-Air-Source) | CNTM16DHP36AA |  |  | CNTM16DAH36AA |  | 36000 | 16 | 9.5 | 40000 | 34400 | 86% | 1.97 | 10.5 | 10 |  |  |  | No | R-410A | 3 | Residential & Commercial | Ducted CEE Tier 1
213780880 | Central HP <5.4 tons | COMFORTMAKER | HRCU-A-CB (Split System: Heat Pump with Remote Outdoor Unit-Air-Source) | CVH837GKA2* |  |  | EA*4X37L21A*+WALLCON | *80CTL0902120B* | 32800 | 17 | 8.5 | 33000 | 25000 | 75.76% | 1.98 | 0 | 11 |  |  |  | No | R-410A | 2.7333 | Residential & Commercial | Ducted CEE Tier 1
213780950 | Central HP <5.4 tons | COMFORTMAKER | HRCU-A-CB (Split System: Heat Pump with Remote Outdoor Unit-Air-Source) | CVH837GKA2* |  |  | EA*4X37L21A*+WALLCON | *96CTN0801714B* | 32800 | 17 | 8.5 | 33000 | 25200 | 76.36% | 1.96 | 0 | 11 |  |  |  | No | R-410A | 2.7333 | Residential & Commercial | Ducted CEE Tier 1
210600126 | Central HP <5.4 tons | TEMPSTAR | HRCU-A-CB (Split System: Heat Pump with Remote Outdoor Unit-Air-Source) | TVH837GKA** |  |  | EHD4X60AAL+WALLCON | *80CSU0601716A* | 33000 | 16.5 | 8.1 | 32400 | 24800 | 76.54% | 1.98 | 0 | 11 |  |  |  | No | R-410A | 2.75 | Residential & Commercial | Ducted CEE Tier 1
210600159 | Central HP <5.4 tons | TEMPSTAR | HRCU-A-CB (Split System: Heat Pump with Remote Outdoor Unit-Air-Source) | TVH837GKA** |  |  | EN(A,D,W)4X48L21**+WALLCON | *80CSU0601716A* | 32400 | 17 | 8.1 | 33000 | 24800 | 75.15% | 1.94 | 0 | 11.7 |  |  |  | No | R-410A | 2.7 | Residential & Commercial | Ducted CEE Tier 1
210597576 | Central HP <5.4 tons | DAY & NIGHT | HRCU-A-CB (Split System: Heat Pump with Remote Outdoor Unit-Air-Source) | CVH837GKA** |  |  | EN(A,D)4X48L24**+WALLCON | *80CSU1002120A* | 32400 | 17 | 8.1 | 33000 | 24800 | 75.15% | 1.94 | 0 | 11.5 |  |  |  | No | R-410A | 2.7 | Residential & Commercial | Ducted CEE Tier 1
210597615 | Central HP <5.4 tons | DAY & NIGHT | HRCU-A-CB (Split System: Heat Pump with Remote Outdoor Unit-Air-Source) | CVH837GKA** |  |  | EN(A,D,W)4X60L24**+WALLCON | *95CSU0802120A* | 32800 | 18 | 8.1 | 32200 | 24600 | 76.4% | 1.98 | 0 | 12 |  |  |  | No | R-410A | 2.7333 | Residential & Commercial | Ducted CEE Tier 1
215679691 | Central HP <5.4 tons | KENMORE | HRCU-A-CB (Split System: Heat Pump with Remote Outdoor Unit-Air-Source) | (C,H,T)5H0V36*K*AAA* |  |  | EA*5X61M24A*+WALLCON | *97CTN1002122A* | 35000 | 18.5 | 9 | 34400 | 24800 | 72.09% | 1.92 | 0 | 10.5 |  |  |  | No | R-454B | 2.9167 | Residential & Commercial | Ducted CEE Tier 1
215668778 | Central HP <5.4 tons | KENMORE | HRCU-A-CB (Split System: Heat Pump with Remote Outdoor Unit-Air-Source) | (C,H,T)5H0V36*K*AAA* |  |  | EA*5X37M21A*+WALLCON | *96CTN0801714B* | 34400 | 18 | 9 | 35400 | 25200 | 71.19% | 1.9 | 0 | 10 |  |  |  | No | R-454B | 2.8667 | Residential & Commercial | Ducted CEE Tier 1
210597510 | Central HP <5.4 tons | DAY & NIGHT | HRCU-A-CB (Split System: Heat Pump with Remote Outdoor Unit-Air-Source) | CVH837GKA** |  |  | EHD4X60AAL+WALLCON | *80CTL0701716A* | 32800 | 17 | 8.1 | 32400 | 25000 | 77.16% | 2 | 0 | 11 |  |  |  | No | R-410A | 2.7333 | Residential & Commercial | Ducted CEE Tier 1
214609043 | Central HP <5.4 tons | YORK | HRCU-A-CB (Split System: Heat Pump with Remote Outdoor Unit-Air-Source) | HH824E2S11 |  |  | CTF36B5ADS1 | Y91E080B12SMPS1 | 23000 | 18 | 9.5 | 23000 | 18600 | 80.87% | 2 | 0 | 12 |  |  |  | No | R-454B | 1.9167 | Residential & Commercial | Ducted CEE Tier 1
214395673 | Central HP <5.4 tons | YORK | HRCU-A-CB (Split System: Heat Pump with Remote Outdoor Unit-Air-Source) | HH824E2S11 |  |  | CTF30B5ACS1 | TP9C060B12MP13 | 23000 | 17 | 9.5 | 23000 | 18300 | 79.57% | 2 | 0 | 12 |  |  |  | No | R-454B | 1.9167 | Residential & Commercial | Ducted CEE Tier 1
214395773 | Central HP <5.4 tons | YORK | HRCU-A-CB (Split System: Heat Pump with Remote Outdoor Unit-Air-Source) | HH824E2S11 |  |  | CTF30B5ACS1+JME12B2SN1 |  | 23000 | 19 | 9.5 | 23000 | 19000 | 82.61% | 2 | 0 | 12 |  |  |  | No | R-454B | 1.9167 | Residential & Commercial | Ducted CEE Tier 1
214395775 | Central HP <5.4 tons | YORK | HRCU-A-CB (Split System: Heat Pump with Remote Outdoor Unit-Air-Source) | HH824E2S11 |  |  | CTF30B5ACS1 | TP9C080B12MP13 | 23000 | 17 | 9.5 | 23000 | 18200 | 79.13% | 2 | 0 | 12 |  |  |  | No | R-454B | 1.9167 | Residential & Commercial | Ducted CEE Tier 1
211377575 | Central HP <5.4 tons | YORK | HRCU-A-CB (Split System: Heat Pump with Remote Outdoor Unit-Air-Source) | HMH72B341 |  |  | XAFC36DBCN1 | YP9C080C16MP13 | 34000 | 17.5 | 8.1 | 33800 | 23800 | 70.41% | 2.08 | 0 | 10 |  |  |  | No | R-410A | 2.8333 | Residential & Commercial | Ducted CEE Tier 1
214395618 | Central HP <5.4 tons | YORK | HRCU-A-CB (Split System: Heat Pump with Remote Outdoor Unit-Air-Source) | HH836E2S11 |  |  | CTM48C5CFS1 | TM8E080C20MP11 | 34600 | 18 | 8.5 | 32800 | 25800 | 78.66% | 2 | 0 | 11 |  |  |  | No | R-454B | 2.8833 | Residential & Commercial | Ducted CEE Tier 1
214396002 | Central HP <5.4 tons | YORK | HRCU-A-CB (Split System: Heat Pump with Remote Outdoor Unit-Air-Source) | HH836E2S11 |  |  | CTF36C5CDS1+JMC17C2SN1 |  | 34400 | 19 | 9 | 31600 | 25400 | 80.38% | 2 | 0 | 11.7 |  |  |  | No | R-454B | 2.8667 | Residential & Commercial | Ducted CEE Tier 1
214396136 | Central HP <5.4 tons | YORK | HRCU-A-CB (Split System: Heat Pump with Remote Outdoor Unit-Air-Source) | HH836E2S11 |  |  | CTF48C5CFS1 | TM8V100C16MP12 | 33400 | 18 | 9 | 31600 | 25400 | 80.38% | 2 | 0 | 11 |  |  |  | No | R-454B | 2.7833 | Residential & Commercial | Ducted CEE Tier 1
214396193 | Central HP <5.4 tons | YORK | HRCU-A-CB (Split System: Heat Pump with Remote Outdoor Unit-Air-Source) | HH836E2S11 |  |  | CTM48C5CFS1 | TL9E080C16UH11 | 33400 | 18 | 9 | 31600 | 25400 | 80.38% | 2 | 0 | 11 |  |  |  | No | R-454B | 2.7833 | Residential & Commercial | Ducted CEE Tier 1
210599942 | Central HP <5.4 tons | TEMPSTAR | HRCU-A-CB (Split System: Heat Pump with Remote Outdoor Unit-Air-Source) | TVH825GKA2* |  |  | EHD4X48AAL+WALLCON | *80CSU1002120A* | 24200 | 16 | 8.1 | 21200 | 16600 | 78.3% | 2 | 0 | 10.5 |  |  |  | No | R-410A | 2.0167 | Residential & Commercial | Ducted CEE Tier 1
210599960 | Central HP <5.4 tons | TEMPSTAR | HRCU-A-CB (Split System: Heat Pump with Remote Outdoor Unit-Air-Source) | TVH825GKA2* |  |  | EN(A,D)4X48L24**+WALLCON | *80CSU1002120A* | 24000 | 16.5 | 8.1 | 21400 | 16600 | 77.57% | 2 | 0 | 11 |  |  |  | No | R-410A | 2 | Residential & Commercial | Ducted CEE Tier 1
212986948 | Central HP <5.4 tons | BRYANT HEATING AND COOLING SYSTEMS | HRCU-A-CB (Split System: Heat Pump with Remote Outdoor Unit-Air-Source) | 38MURAQ24AB3* |  |  | CNPV*3014AL* | 916SA36060M14*** | 23400 | 16.5 | 8.1 | 26400 | 24600 | 93.18% | 2.04 | 0 | 10 |  |  |  | No | R-410A | 1.95 | Residential & Commercial | Ducted CEE Tier 1
212988686 | Central HP <5.4 tons | BRYANT HEATING AND COOLING SYSTEMS | HRCU-A-CB (Split System: Heat Pump with Remote Outdoor Unit-Air-Source) | 38MURAQ24AB3* |  |  | CAP**3621AL* | 935SB36040M17*** | 23400 | 17 | 8.5 | 26000 | 24400 | 93.85% | 2.02 | 0 | 10 |  |  |  | No | R-410A | 1.95 | Residential & Commercial | Ducted CEE Tier 1
214239947 | Central HP <5.4 tons | ARCOAIRE | HRCU-A-CB (Split System: Heat Pump with Remote Outdoor Unit-Air-Source) | HVH837GKA** |  |  | EN(A,D,W)4X48L21**+WALLCON | *96CTN0801714B* | 32200 | 17 | 8.1 | 32800 | 24800 | 75.61% | 1.94 | 0 | 11.5 |  |  |  | No | R-410A | 2.6833 | Residential & Commercial | Ducted CEE Tier 1
214239697 | Central HP <5.4 tons | ARCOAIRE | HRCU-A-CB (Split System: Heat Pump with Remote Outdoor Unit-Air-Source) | HVH837GKA** |  |  | END4X42L17**+WALLCON | *97CMN0801714B* | 32000 | 16.5 | 8.1 | 33200 | 24800 | 74.7% | 1.88 | 0 | 11 |  |  |  | No | R-410A | 2.6667 | Residential & Commercial | Ducted CEE Tier 1
211261184 | Central HP <5.4 tons | ARCOAIRE | HRCU-A-CB (Split System: Heat Pump with Remote Outdoor Unit-Air-Source) | DLCURAH18ABK |  |  | EA*4X25L17A* | OMV098J12* | 18800 | 16 | 8.5 | 18700 | 17300 | 92.51% | 2.12 | 0 | 11 |  |  |  | No | R-410A | 1.5667 | Residential & Commercial | Ducted CEE Tier 1
213781030 | Central HP <5.4 tons | COMFORTMAKER | HRCU-A-CB (Split System: Heat Pump with Remote Outdoor Unit-Air-Source) | CVH837GKA2* |  |  | EA*4X42L21A*+WALLCON | *97CMN0601714B* | 31600 | 16.5 | 8.1 | 33200 | 24600 | 74.1% | 1.84 | 0 | 10.5 |  |  |  | No | R-410A | 2.6333 | Residential & Commercial | Ducted CEE Tier 1
216453163 | Central HP <5.4 tons | TRANE | HRCU-A-CB (Split System: Heat Pump with Remote Outdoor Unit-Air-Source) | 5TWV0X48A1 |  |  | 5PX*D008AS3 | S8V2C100M5PDB | 45000 | 20 | 9.7 | 47500 | 34000 | 71.58% | 2.1 | 0 | 11.7 |  |  |  | No | R-454B | 3.75 | Residential & Commercial | Ducted CEE Tier 1
216453179 | Central HP <5.4 tons | TRANE | HRCU-A-CB (Split System: Heat Pump with Remote Outdoor Unit-Air-Source) | 5TWV0X48A1 |  |  | 5PX*DD10AS3 | S8V2C100M5PDB | 44500 | 20 | 9.7 | 47000 | 33800 | 71.91% | 2.1 | 0 | 11.7 |  |  |  | No | R-454B | 3.7083 | Residential & Commercial | Ducted CEE Tier 1
216453181 | Central HP <5.4 tons | TRANE | HRCU-A-CB (Split System: Heat Pump with Remote Outdoor Unit-Air-Source) | 5TWV0X48A1 |  |  | 5PX*DD10AS3 | S8V2D120M5PDB | 45000 | 20 | 9.7 | 47000 | 33800 | 71.91% | 2.1 | 0 | 11.7 |  |  |  | No | R-454B | 3.75 | Residential & Commercial | Ducted CEE Tier 1
213079109 | Central HP <5.4 tons | ARCOAIRE | HRCU-A-CB (Split System: Heat Pump with Remote Outdoor Unit-Air-Source) | DLCURAH36ABK |  |  | EA*4X42L21A* | *80MSU0601716A* | 35200 | 16.5 | 8.1 | 38500 | 35000 | 90.91% | 1.86 | 0 | 10 |  |  |  | No | R-410A | 2.9333 | Residential & Commercial | Ducted CEE Tier 1
211261763 | Central HP <5.4 tons | ARCOAIRE | HRCU-A-CB (Split System: Heat Pump with Remote Outdoor Unit-Air-Source) | DLCURAH18ABK |  |  | EA*4X30L17A* | *80VTL0451412A* | 17800 | 16.5 | 8.5 | 18300 | 18500 | 101.1% | 2.22 | 0 | 10.5 |  |  |  | No | R-410A | 1.4833 | Residential & Commercial | Ducted CEE Tier 1
212984590 | Central HP <5.4 tons | BRYANT HEATING AND COOLING SYSTEMS | HRCU-A-CB (Split System: Heat Pump with Remote Outdoor Unit-Air-Source) | 38MURAQ24AB3* |  |  | CAP**3017AL* | 912SE48080M17*** | 23400 | 17.5 | 8.5 | 26200 | 24800 | 94.66% | 2.08 | 0 | 10 |  |  |  | No | R-410A | 1.95 | Residential & Commercial | Ducted CEE Tier 1
212987472 | Central HP <5.4 tons | BRYANT HEATING AND COOLING SYSTEMS | HRCU-A-CB (Split System: Heat Pump with Remote Outdoor Unit-Air-Source) | 38MURAQ24AB3* |  |  | CNPV*3617AL* | 916SA48080M17*** | 23800 | 17 | 8.5 | 26400 | 24000 | 90.91% | 2 | 0 | 10.5 |  |  |  | No | R-410A | 1.9833 | Residential & Commercial | Ducted CEE Tier 1
212988746 | Central HP <5.4 tons | BRYANT HEATING AND COOLING SYSTEMS | HRCU-A-CB (Split System: Heat Pump with Remote Outdoor Unit-Air-Source) | 38MURAQ24AB3* |  |  | CNPV*3617AL* | 935SB36040M17*** | 23600 | 16.5 | 8.1 | 26400 | 24200 | 91.67% | 2.02 | 0 | 10 |  |  |  | No | R-410A | 1.9667 | Residential & Commercial | Ducted CEE Tier 1
212989598 | Central HP <5.4 tons | BRYANT HEATING AND COOLING SYSTEMS | HRCU-A-CB (Split System: Heat Pump with Remote Outdoor Unit-Air-Source) | 38MURAQ24AB3* |  |  | CAP**3621AL* | 935SB60080M21*** | 23600 | 17 | 8.5 | 26200 | 23800 | 90.84% | 1.98 | 0 | 10 |  |  |  | No | R-410A | 1.9667 | Residential & Commercial | Ducted CEE Tier 1
214855377 | Central HP <5.4 tons | HISENSE | HRCU-A-CB (Split System: Heat Pump with Remote Outdoor Unit-Air-Source) | AUWR-2424P |  |  | AUH-2424 |  | 24000 | 20 | 10 | 24000 | 20800 | 86.67% | 2.3 | 0 | 12 |  |  |  | No | R-454B | 2 | Residential & Commercial | Ducted CEE Tier 1
216453245 | Central HP <5.4 tons | TRANE | HRCU-A-CB (Split System: Heat Pump with Remote Outdoor Unit-Air-Source) | 5TWV0X60A1 |  |  | 5PX*DD10AS3 | S8V2D120M5PCB | 52000 | 18.2 | 9 | 54000 | 38000 | 70.37% | 2 | 0 | 10 |  |  |  | No | R-454B | 4.3333 | Residential & Commercial | Ducted CEE Tier 1
215942427 | Central HP <5.4 tons | KEEPRITE | HRCU-A-CB (Split System: Heat Pump with Remote Outdoor Unit-Air-Source) | C5H3V36*K*AAA* |  |  | EVM5X61M24A*+WALLCON | *80CSU1002120A* | 36000 | 22 | 8.5 | 37400 | 28200 | 75.4% | 2.04 | 0 | 12.5 |  |  |  | No | R-454B | 3 | Residential & Commercial | Ducted CEE Tier 1
210599870 | Central HP <5.4 tons | TEMPSTAR | HRCU-A-CB (Split System: Heat Pump with Remote Outdoor Unit-Air-Source) | TVH825GKA2* |  |  | EA*4X42L24A*+WALLCON | *80CSU1002120A* | 23800 | 16.5 | 8.1 | 21400 | 16700 | 78.04% | 1.96 | 0 | 10.5 |  |  |  | No | R-410A | 1.9833 | Residential & Commercial | Ducted CEE Tier 1
210599902 | Central HP <5.4 tons | TEMPSTAR | HRCU-A-CB (Split System: Heat Pump with Remote Outdoor Unit-Air-Source) | TVH825GKA2* |  |  | EA*4X48L21A*+WALLCON | *95CSU0802120A* | 24200 | 17 | 8.1 | 21000 | 16500 | 78.57% | 2.02 | 0 | 11 |  |  |  | No | R-410A | 2.0167 | Residential & Commercial | Ducted CEE Tier 1
210599903 | Central HP <5.4 tons | TEMPSTAR | HRCU-A-CB (Split System: Heat Pump with Remote Outdoor Unit-Air-Source) | TVH825GKA2* |  |  | EA*4X48L21A*+WALLCON | *95CSU1002122A* | 24200 | 17 | 8.1 | 21000 | 16500 | 78.57% | 2.02 | 0 | 11 |  |  |  | No | R-410A | 2.0167 | Residential & Commercial | Ducted CEE Tier 1
210600160 | Central HP <5.4 tons | TEMPSTAR | HRCU-A-CB (Split System: Heat Pump with Remote Outdoor Unit-Air-Source) | TVH837GKA** |  |  | EN(A,D,W)4X60L24**+WALLCON | *80CSU1002120A* | 32800 | 17.5 | 8.1 | 32200 | 24600 | 76.4% | 1.96 | 0 | 11.7 |  |  |  | No | R-410A | 2.7333 | Residential & Commercial | Ducted CEE Tier 1
210600161 | Central HP <5.4 tons | TEMPSTAR | HRCU-A-CB (Split System: Heat Pump with Remote Outdoor Unit-Air-Source) | TVH837GKA** |  |  | EN(A,D,W)4X60L24**+WALLCON | *80CTL0902120A* | 32800 | 18 | 8.1 | 32200 | 24800 | 77.02% | 1.98 | 0 | 12 |  |  |  | No | R-410A | 2.7333 | Residential & Commercial | Ducted CEE Tier 1
216570992 | Central HP <5.4 tons | TRANE | HRCU-A-CB (Split System: Heat Pump with Remote Outdoor Unit-Air-Source) | 5TWV0X36A1 |  |  | 5PX*C009AS3 | *UHMC100CCV4+LRP | 35600 | 20.6 | 9.7 | 32400 | 24400 | 75.31% | 2.2 | 0 | 13 |  |  |  | No | R-454B | 2.9667 | Residential & Commercial | Ducted CEE Tier 1
216571056 | Central HP <5.4 tons | TRANE | HRCU-A-CB (Split System: Heat Pump with Remote Outdoor Unit-Air-Source) | 5TWV0X36A1 |  |  | 5TXCC007AS3 | *UHMC100CCV4+LRP | 35200 | 20.4 | 9.7 | 32800 | 24800 | 75.61% | 2.2 | 0 | 12.7 |  |  |  | No | R-454B | 2.9333 | Residential & Commercial | Ducted CEE Tier 1
214396068 | Central HP <5.4 tons | YORK | HRCU-A-CB (Split System: Heat Pump with Remote Outdoor Unit-Air-Source) | HH824E2S11 |  |  | CTF36B5ADS1 | TM9Y060B12MP11 | 23000 | 18 | 9.5 | 23000 | 18400 | 80% | 2 | 0 | 12 |  |  |  | No | R-454B | 1.9167 | Residential & Commercial | Ducted CEE Tier 1
214396077 | Central HP <5.4 tons | YORK | HRCU-A-CB (Split System: Heat Pump with Remote Outdoor Unit-Air-Source) | HH824E2S11 |  |  | CTF30B5ACS1 | TM9E080B12MP12 | 23000 | 17 | 9.5 | 23000 | 19400 | 84.35% | 2 | 0 | 11.7 |  |  |  | No | R-454B | 1.9167 | Residential & Commercial | Ducted CEE Tier 1
204456871 | Central HP <5.4 tons | HEIL | HRCU-A-CB (Split System: Heat Pump with Remote Outdoor Unit-Air-Source) | HVH825GKA2* |  |  | EA*4X37L17A*+WALLCON | *80CTL0701412A* | 24200 | 17 | 8.1 | 21400 | 16600 | 77.57% | 2 | 11 | 11 |  |  |  | No | R-410A | 2.0167 | Residential & Commercial | Ducted CEE Tier 1
204459404 | Central HP <5.4 tons | HEIL | HRCU-A-CB (Split System: Heat Pump with Remote Outdoor Unit-Air-Source) | HVH825GKA2* |  |  | EHD4X36AAL+WALLCON | *80CTL0701412A* | 24000 | 16.5 | 8.1 | 21400 | 16600 | 77.57% | 2 | 11.5 | 11 |  |  |  | No | R-410A | 2 | Residential & Commercial | Ducted CEE Tier 1
215682368 | Central HP <5.4 tons | COMFORTMAKER | HRCU-A-CB (Split System: Heat Pump with Remote Outdoor Unit-Air-Source) | C5H0V48*K*AAA* |  |  | EVD5X60M21A*+WALLCON | *97CTN1002122A* | 48000 | 19 | 9 | 50000 | 36600 | 73.2% | 2 | 0 | 10.5 |  |  |  | No | R-454B | 4 | Residential & Commercial | Ducted CEE Tier 1
215674311 | Central HP <5.4 tons | KEEPRITE | HRCU-A-CB (Split System: Heat Pump with Remote Outdoor Unit-Air-Source) | C5H0V48*K*AAA* |  |  | EA*5X61M21A*+WALLCON | *80CSU0802120A* | 46000 | 18 | 9 | 47500 | 33600 | 70.74% | 2.08 | 0 | 10 |  |  |  | No | R-454B | 3.8333 | Residential & Commercial | Ducted CEE Tier 1
212985954 | Central HP <5.4 tons | BRYANT HEATING AND COOLING SYSTEMS | HRCU-A-CB (Split System: Heat Pump with Remote Outdoor Unit-Air-Source) | 38MURAQ18AB3* |  |  | CNPV*2417AL* | 916SA30026M14*** | 17300 | 20 | 8.1 | 18300 | 19200 | 104.9% | 2.3 | 0 | 10.5 |  |  |  | No | R-410A | 1.4417 | Residential & Commercial | Ducted CEE Tier 1
212986656 | Central HP <5.4 tons | BRYANT HEATING AND COOLING SYSTEMS | HRCU-A-CB (Split System: Heat Pump with Remote Outdoor Unit-Air-Source) | 38MURAQ18AB3* |  |  | CAP**1917AL* | 916SA36040M17*** | 17600 | 15.5 | 8.1 | 17800 | 17900 | 100.6% | 2.14 | 0 | 10.5 |  |  |  | No | R-410A | 1.4667 | Residential & Commercial | Ducted CEE Tier 1
212986704 | Central HP <5.4 tons | BRYANT HEATING AND COOLING SYSTEMS | HRCU-A-CB (Split System: Heat Pump with Remote Outdoor Unit-Air-Source) | 38MURAQ18AB3* |  |  | CNPV*2417AL* | 916SA36040M17*** | 17500 | 15.2 | 8.5 | 18700 | 19200 | 102.7% | 2.3 | 0 | 10.5 |  |  |  | No | R-410A | 1.4583 | Residential & Commercial | Ducted CEE Tier 1
215674479 | Central HP <5.4 tons | COMFORTMAKER | HRCU-A-CB (Split System: Heat Pump with Remote Outdoor Unit-Air-Source) | C5H0V48*K*AAA* |  |  | EA*5X61M24A*+WALLCON | *80CTL0702120B* | 46000 | 18 | 9 | 48000 | 33800 | 70.42% | 2.08 | 0 | 10 |  |  |  | No | R-454B | 3.8333 | Residential & Commercial | Ducted CEE Tier 1
213772420 | Central HP <5.4 tons | COMFORTMAKER | HRCU-A-CB (Split System: Heat Pump with Remote Outdoor Unit-Air-Source) | CVH825GKA2* |  |  | EHD4X42AAL+WALLCON | *96CTN1202422B* | 24200 | 16 | 8.1 | 21400 | 16600 | 77.57% | 2 | 0 | 10.5 |  |  |  | No | R-410A | 2.0167 | Residential & Commercial | Ducted CEE Tier 1
210596747 | Central HP <5.4 tons | DAY & NIGHT | HRCU-A-CB (Split System: Heat Pump with Remote Outdoor Unit-Air-Source) | CVH825GKA2* |  |  | EA*4X42L24A*+WALLCON | *97CMN1202422A* | 23800 | 16.5 | 8.1 | 21400 | 16700 | 78.04% | 1.96 | 0 | 11 |  |  |  | No | R-410A | 1.9833 | Residential & Commercial | Ducted CEE Tier 1
210596813 | Central HP <5.4 tons | DAY & NIGHT | HRCU-A-CB (Split System: Heat Pump with Remote Outdoor Unit-Air-Source) | CVH825GKA2* |  |  | EA*4X48L21A*+WALLCON | *80CSU1002120A* | 24000 | 16.5 | 8.1 | 21000 | 16600 | 79.05% | 2.02 | 0 | 11 |  |  |  | No | R-410A | 2 | Residential & Commercial | Ducted CEE Tier 1
210596840 | Central HP <5.4 tons | DAY & NIGHT | HRCU-A-CB (Split System: Heat Pump with Remote Outdoor Unit-Air-Source) | CVH825GKA2* |  |  | EA*4X48L21A*+WALLCON | *96CTN1002122A* | 24000 | 16.5 | 8.1 | 21000 | 16500 | 78.57% | 2.02 | 0 | 11 |  |  |  | No | R-410A | 2 | Residential & Commercial | Ducted CEE Tier 1
210596897 | Central HP <5.4 tons | DAY & NIGHT | HRCU-A-CB (Split System: Heat Pump with Remote Outdoor Unit-Air-Source) | CVH825GKA2* |  |  | EHD4X42AAL+WALLCON | *80CTL0701716A* | 24200 | 16 | 8.1 | 21400 | 16600 | 77.57% | 2 | 0 | 10.5 |  |  |  | No | R-410A | 2.0167 | Residential & Commercial | Ducted CEE Tier 1
213076289 | Central HP <5.4 tons | BRYANT HEATING AND COOLING SYSTEMS | HRCU-A-CB (Split System: Heat Pump with Remote Outdoor Unit-Air-Source) | 38MURAQ36AB3* |  |  | CAP**4821AL* | 935SB66100M21*** | 36000 | 16.5 | 8.5 | 38000 | 34800 | 91.58% | 2.04 | 0 | 10 |  |  |  | No | R-410A | 3 | Residential & Commercial | Ducted CEE Tier 1
213076640 | Central HP <5.4 tons | BRYANT HEATING AND COOLING SYSTEMS | HRCU-A-CB (Split System: Heat Pump with Remote Outdoor Unit-Air-Source) | 38MURAQ36AB3* |  |  | CAP**3721AL* | 82*TB60090V21*** | 36600 | 16 | 8.5 | 38500 | 35000 | 90.91% | 2.08 | 0 | 10 |  |  |  | No | R-410A | 3.05 | Residential & Commercial | Ducted CEE Tier 1
213076706 | Central HP <5.4 tons | BRYANT HEATING AND COOLING SYSTEMS | HRCU-A-CB (Split System: Heat Pump with Remote Outdoor Unit-Air-Source) | 38MURAQ36AB3* |  |  | CNPV*4821AL* | 82*TB60090V21*** | 36000 | 16.5 | 8.1 | 38500 | 35000 | 90.91% | 2 | 0 | 10 |  |  |  | No | R-410A | 3 | Residential & Commercial | Ducted CEE Tier 1
210599919 | Central HP <5.4 tons | TEMPSTAR | HRCU-A-CB (Split System: Heat Pump with Remote Outdoor Unit-Air-Source) | TVH825GKA2* |  |  | EA*4X48L24A*+WALLCON | *97CMN1202422A* | 24000 | 16.5 | 8.1 | 21000 | 16600 | 79.05% | 2.02 | 0 | 11 |  |  |  | No | R-410A | 2 | Residential & Commercial | Ducted CEE Tier 1
210599920 | Central HP <5.4 tons | TEMPSTAR | HRCU-A-CB (Split System: Heat Pump with Remote Outdoor Unit-Air-Source) | TVH825GKA2* |  |  | EHD4X42AAL+WALLCON | *80CSU0401712A* | 24200 | 16.5 | 8.1 | 21400 | 16600 | 77.57% | 2 | 0 | 11 |  |  |  | No | R-410A | 2.0167 | Residential & Commercial | Ducted CEE Tier 1
210599951 | Central HP <5.4 tons | TEMPSTAR | HRCU-A-CB (Split System: Heat Pump with Remote Outdoor Unit-Air-Source) | TVH825GKA2* |  |  | EHD4X48AAL+WALLCON | *96CTN0601714A* | 24200 | 16 | 8.1 | 21400 | 16700 | 78.04% | 2 | 0 | 10.5 |  |  |  | No | R-410A | 2.0167 | Residential & Commercial | Ducted CEE Tier 1
215942447 | Central HP <5.4 tons | KEEPRITE | HRCU-A-CB (Split System: Heat Pump with Remote Outdoor Unit-Air-Source) | C5H3V36*K*AAA* |  |  | EVM5X61M24A*+WALLCON | *97CMN0802120B* | 36000 | 22 | 8.5 | 37400 | 28200 | 75.4% | 2.04 | 0 | 12.5 |  |  |  | No | R-454B | 3 | Residential & Commercial | Ducted CEE Tier 1
210470065 | Central HP <5.4 tons | CARRIER | HRCU-A-CB (Split System: Heat Pump with Remote Outdoor Unit-Air-Source) | 25VNA837A*031* |  |  | CAP**3621AL*+UI | 59CU5A100C21**22 | 31600 | 17.5 | 8.1 | 33000 | 24200 | 73.33% | 1.86 | 0 | 11 |  |  |  | No | R-410A | 2.6333 | Residential & Commercial | Ducted CEE Tier 1
214396102 | Central HP <5.4 tons | YORK | HRCU-A-CB (Split System: Heat Pump with Remote Outdoor Unit-Air-Source) | HH836E2S11 |  |  | CTM36B5CDS1 | TM8E100B12MP11 | 33200 | 18 | 8.5 | 31200 | 25000 | 80.13% | 2 | 0 | 11 |  |  |  | No | R-454B | 2.7667 | Residential & Commercial | Ducted CEE Tier 1
214396141 | Central HP <5.4 tons | YORK | HRCU-A-CB (Split System: Heat Pump with Remote Outdoor Unit-Air-Source) | HH836E2S11 |  |  | CTF48C5CFS1 | YPLC080C16MP13 | 33400 | 18 | 9 | 31600 | 25400 | 80.38% | 2 | 0 | 11 |  |  |  | No | R-454B | 2.7833 | Residential & Commercial | Ducted CEE Tier 1
210598068 | Central HP <5.4 tons | HEIL | HRCU-A-CB (Split System: Heat Pump with Remote Outdoor Unit-Air-Source) | HVH825GKA2* |  |  | EA*4X48L24A*+WALLCON | *95CSU0802120A* | 24200 | 17 | 8.1 | 21000 | 16500 | 78.57% | 2.02 | 0 | 11 |  |  |  | No | R-410A | 2.0167 | Residential & Commercial | Ducted CEE Tier 1
210598252 | Central HP <5.4 tons | HEIL | HRCU-A-CB (Split System: Heat Pump with Remote Outdoor Unit-Air-Source) | HVH825GKA2* |  |  | EHD4X48AAL+WALLCON | *80CTL0701412A* | 24400 | 17 | 8.1 | 21200 | 16500 | 77.83% | 2.02 | 0 | 11 |  |  |  | No | R-410A | 2.0333 | Residential & Commercial | Ducted CEE Tier 1
210598284 | Central HP <5.4 tons | HEIL | HRCU-A-CB (Split System: Heat Pump with Remote Outdoor Unit-Air-Source) | HVH825GKA2* |  |  | EHD4X48AAL+WALLCON | *96CTN0801714A* | 24200 | 16 | 8.1 | 21400 | 16700 | 78.04% | 2 | 0 | 10.5 |  |  |  | No | R-410A | 2.0167 | Residential & Commercial | Ducted CEE Tier 1
210598384 | Central HP <5.4 tons | HEIL | HRCU-A-CB (Split System: Heat Pump with Remote Outdoor Unit-Air-Source) | HVH825GKA2* |  |  | EN(A,D)4X48L24**+WALLCON | *97CMN1002122A* | 24200 | 17 | 8.1 | 21400 | 16600 | 77.57% | 2.02 | 0 | 11.5 |  |  |  | No | R-410A | 2.0167 | Residential & Commercial | Ducted CEE Tier 1
204456500 | Central HP <5.4 tons | HEIL | HRCU-A-CB (Split System: Heat Pump with Remote Outdoor Unit-Air-Source) | HVH825GKA2* |  |  | EA*4X25L17A*+WALLCON | *80CTL0901716A* | 24400 | 17.5 | 8.5 | 21200 | 16600 | 78.3% | 2.04 | 12 | 11.5 |  |  |  | No | R-410A | 2.0333 | Residential & Commercial | Ducted CEE Tier 1
204456816 | Central HP <5.4 tons | HEIL | HRCU-A-CB (Split System: Heat Pump with Remote Outdoor Unit-Air-Source) | HVH825GKA2* |  |  | EA*4X37L17A*+WALLCON | *80CTL0451712A* | 24000 | 16 | 8.1 | 21600 | 16800 | 77.78% | 1.98 | 11 | 10.5 |  |  |  | No | R-410A | 2 | Residential & Commercial | Ducted CEE Tier 1
206765428 | Central HP <5.4 tons | KEEPRITE | HRCU-A-CB (Split System: Heat Pump with Remote Outdoor Unit-Air-Source) | CVH825GKA3* |  |  | EA*4X24L17A*+WALLCON | *80CTL0701716A* | 23200 | 16.5 | 8.1 | 22000 | 16800 | 76.36% | 1.9 | 11 | 10.5 |  |  |  | No | R-410A | 1.9333 | Residential & Commercial | Ducted CEE Tier 1
213773570 | Central HP <5.4 tons | COMFORTMAKER | HRCU-A-CB (Split System: Heat Pump with Remote Outdoor Unit-Air-Source) | CVH825GKA3* |  |  | EA*4X43L21A*+WALLCON | *80CTL0451712B* | 24200 | 16.5 | 8.1 | 21200 | 16700 | 78.77% | 2 | 0 | 10.5 |  |  |  | No | R-410A | 2.0167 | Residential & Commercial | Ducted CEE Tier 1
213773270 | Central HP <5.4 tons | COMFORTMAKER | HRCU-A-CB (Split System: Heat Pump with Remote Outdoor Unit-Air-Source) | CVH825GKA3* |  |  | EA*4X37L21A*+WALLCON | *80CTL0701716B* | 24400 | 16.5 | 8.1 | 21200 | 16600 | 78.3% | 2.02 | 0 | 11 |  |  |  | No | R-410A | 2.0333 | Residential & Commercial | Ducted CEE Tier 1
213773700 | Central HP <5.4 tons | COMFORTMAKER | HRCU-A-CB (Split System: Heat Pump with Remote Outdoor Unit-Air-Source) | CVH825GKA3* |  |  | EA*4X48L21A*+WALLCON | *80CTL0701716B* | 24000 | 17 | 8.1 | 21000 | 16600 | 79.05% | 2 | 0 | 11 |  |  |  | No | R-410A | 2 | Residential & Commercial | Ducted CEE Tier 1
213774420 | Central HP <5.4 tons | COMFORTMAKER | HRCU-A-CB (Split System: Heat Pump with Remote Outdoor Unit-Air-Source) | CVH825GKA3* |  |  | EHD4X42AAL+WALLCON | *80CTL0901716B* | 24200 | 16 | 8.1 | 21200 | 16600 | 78.3% | 2 | 0 | 10.5 |  |  |  | No | R-410A | 2.0167 | Residential & Commercial | Ducted CEE Tier 1
213774650 | Central HP <5.4 tons | COMFORTMAKER | HRCU-A-CB (Split System: Heat Pump with Remote Outdoor Unit-Air-Source) | CVH825GKA3* |  |  | EHD4X48AAL+WALLCON | *97CMN0801714B* | 24200 | 16 | 8.1 | 21400 | 16600 | 77.57% | 2 | 0 | 10.5 |  |  |  | No | R-410A | 2.0167 | Residential & Commercial | Ducted CEE Tier 1
214395993 | Central HP <5.4 tons | YORK | HRCU-A-CB (Split System: Heat Pump with Remote Outdoor Unit-Air-Source) | HH860E2S11 |  |  | CTM60D5CJS1+JMC20D2SN1 |  | 54000 | 19 | 9 | 55500 | 39500 | 71.17% | 2 | 0 | 11 |  |  |  | No | R-454B | 4.5 | Residential & Commercial | Ducted CEE Tier 1
206997680 | Central HP <5.4 tons | KENMORE | HRCU-A-CB (Split System: Heat Pump with Remote Outdoor Unit-Air-Source) | (C,H,T)VH837GKA2* |  |  | EA*4X42L21A*+WALLCON | *97CMN1002122A* | 31800 | 17 | 8.1 | 33000 | 24400 | 73.94% | 1.9 | 11.5 | 11.5 |  |  |  | No | R-410A | 2.65 | Residential & Commercial | Ducted CEE Tier 1
206997730 | Central HP <5.4 tons | KENMORE | HRCU-A-CB (Split System: Heat Pump with Remote Outdoor Unit-Air-Source) | (C,H,T)VH837GKA2* |  |  | EA*4X48L24A*+WALLCON | *96CTN1202422A* | 32400 | 17.5 | 8.5 | 32400 | 24800 | 76.54% | 2 | 12 | 11.7 |  |  |  | No | R-410A | 2.7 | Residential & Commercial | Ducted CEE Tier 1
214395989 | Central HP <5.4 tons | YORK | HRCU-A-CB (Split System: Heat Pump with Remote Outdoor Unit-Air-Source) | HH860E2S11 |  |  | CTM60C5CHS1 | TP9C100C20MP13 | 53000 | 19 | 8.5 | 53500 | 38500 | 71.96% | 2 | 0 | 11 |  |  |  | No | R-454B | 4.4167 | Residential & Commercial | Ducted CEE Tier 1
214396053 | Central HP <5.4 tons | YORK | HRCU-A-CB (Split System: Heat Pump with Remote Outdoor Unit-Air-Source) | HH860E2S11 |  |  | CTM60D5CGS1+JMC20D2SN1 |  | 45000 | 18 | 9.5 | 46500 | 33800 | 72.69% | 2 | 0 | 12 |  |  |  | No | R-454B | 3.75 | Residential & Commercial | Ducted CEE Tier 1
214396090 | Central HP <5.4 tons | YORK | HRCU-A-CB (Split System: Heat Pump with Remote Outdoor Unit-Air-Source) | HH860E2S11 |  |  | CTF60D5CHS1 | Y81E130D20SMPS1 | 54000 | 19 | 9 | 53500 | 38500 | 71.96% | 2 | 0 | 12 |  |  |  | No | R-454B | 4.5 | Residential & Commercial | Ducted CEE Tier 1
214396003 | Central HP <5.4 tons | YORK | HRCU-A-CB (Split System: Heat Pump with Remote Outdoor Unit-Air-Source) | HH836E2S11 |  |  | CTF36C5CDS1 | TM9V100C20MP12 | 34600 | 18 | 8.5 | 33000 | 27200 | 82.42% | 2 | 0 | 10 |  |  |  | No | R-454B | 2.8833 | Residential & Commercial | Ducted CEE Tier 1
214396005 | Central HP <5.4 tons | YORK | HRCU-A-CB (Split System: Heat Pump with Remote Outdoor Unit-Air-Source) | HH836E2S11 |  |  | CTF36C5CDS1 | YP9C100C20MP13 | 34600 | 18 | 8.5 | 33000 | 27200 | 82.42% | 2 | 0 | 10 |  |  |  | No | R-454B | 2.8833 | Residential & Commercial | Ducted CEE Tier 1
214396022 | Central HP <5.4 tons | YORK | HRCU-A-CB (Split System: Heat Pump with Remote Outdoor Unit-Air-Source) | HH836E2S11 |  |  | CTF48C5CFS1+JMET16CS2N1 |  | 33800 | 19 | 9 | 31200 | 25200 | 80.77% | 2 | 0 | 11.7 |  |  |  | No | R-454B | 2.8167 | Residential & Commercial | Ducted CEE Tier 1
214396023 | Central HP <5.4 tons | YORK | HRCU-A-CB (Split System: Heat Pump with Remote Outdoor Unit-Air-Source) | HH836E2S11 |  |  | CTF48C5CFS1 | TM9Y100C20MP11 | 34200 | 17 | 8.5 | 32800 | 26000 | 79.27% | 2 | 0 | 10 |  |  |  | No | R-454B | 2.85 | Residential & Commercial | Ducted CEE Tier 1
214396106 | Central HP <5.4 tons | YORK | HRCU-A-CB (Split System: Heat Pump with Remote Outdoor Unit-Air-Source) | HH836E2S11 |  |  | CTF36B5CDS1 | TM9V060B12MP12 | 33000 | 17 | 8.5 | 31000 | 25200 | 81.29% | 2 | 0 | 11 |  |  |  | No | R-454B | 2.75 | Residential & Commercial | Ducted CEE Tier 1
215669479 | Central HP <5.4 tons | KEEPRITE | HRCU-A-CB (Split System: Heat Pump with Remote Outdoor Unit-Air-Source) | C5H0V36*K*AAA* |  |  | EA*5X61M21A*+WALLCON | *80CTL0702120B* | 34800 | 18.5 | 9 | 34400 | 24800 | 72.09% | 1.92 | 0 | 10 |  |  |  | No | R-454B | 2.9 | Residential & Commercial | Ducted CEE Tier 1
215669159 | Central HP <5.4 tons | KEEPRITE | HRCU-A-CB (Split System: Heat Pump with Remote Outdoor Unit-Air-Source) | C5H0V36*K*AAA* |  |  | EA*5X48M21A*+WALLCON | *80CTL0901716B* | 33800 | 18 | 9 | 35000 | 25000 | 71.43% | 1.88 | 0 | 10 |  |  |  | No | R-454B | 2.8167 | Residential & Commercial | Ducted CEE Tier 1
215667825 | Central HP <5.4 tons | KEEPRITE | HRCU-A-CB (Split System: Heat Pump with Remote Outdoor Unit-Air-Source) | C5H0V24*K*AAA* |  |  | EA*5X37M21A*+WALLCON | *80CSU0601716A* | 24000 | 17.5 | 9 | 23200 | 16300 | 70.26% | 2.02 | 0 | 10.5 |  |  |  | No | R-454B | 2 | Residential & Commercial | Ducted CEE Tier 1
214396205 | Central HP <5.4 tons | YORK | HRCU-A-CB (Split System: Heat Pump with Remote Outdoor Unit-Air-Source) | HH836E2S11 |  |  | CTF36C5CDS1 | TM9V080C16MP12 | 33800 | 18 | 8.5 | 31800 | 26000 | 81.76% | 2 | 0 | 11 |  |  |  | No | R-454B | 2.8167 | Residential & Commercial | Ducted CEE Tier 1
214395705 | Central HP <5.4 tons | YORK | HRCU-A-CB (Split System: Heat Pump with Remote Outdoor Unit-Air-Source) | HH836E2S11 |  |  | CTF36C5CDS1 | TMLE100C16MP11 | 34000 | 18 | 8.5 | 31600 | 25800 | 81.65% | 2 | 0 | 11 |  |  |  | No | R-454B | 2.8333 | Residential & Commercial | Ducted CEE Tier 1
214395720 | Central HP <5.4 tons | YORK | HRCU-A-CB (Split System: Heat Pump with Remote Outdoor Unit-Air-Source) | HH836E2S11 |  |  | CTF36C5CDS1 | YPLC080C16MP13 | 34000 | 18 | 8.5 | 31600 | 26000 | 82.28% | 2 | 0 | 11 |  |  |  | No | R-454B | 2.8333 | Residential & Commercial | Ducted CEE Tier 1
214396104 | Central HP <5.4 tons | YORK | HRCU-A-CB (Split System: Heat Pump with Remote Outdoor Unit-Air-Source) | HH836E2S11 |  |  | CTF36B5CDS1 | TM8E080B12MP11 | 33600 | 18 | 8.5 | 31800 | 26000 | 81.76% | 2 | 0 | 11 |  |  |  | No | R-454B | 2.8 | Residential & Commercial | Ducted CEE Tier 1
214396187 | Central HP <5.4 tons | YORK | HRCU-A-CB (Split System: Heat Pump with Remote Outdoor Unit-Air-Source) | HH860E2S11 |  |  | CTF60D5CHS1 | TM9E120D20MP12 | 53500 | 19 | 8.5 | 54500 | 39500 | 72.48% | 2 | 0 | 11 |  |  |  | No | R-454B | 4.4583 | Residential & Commercial | Ducted CEE Tier 1
214396189 | Central HP <5.4 tons | YORK | HRCU-A-CB (Split System: Heat Pump with Remote Outdoor Unit-Air-Source) | HH860E2S11 |  |  | CTM60C5CHS1 | Y81E080C20SMPS1 | 54000 | 19 | 9 | 54000 | 39000 | 72.22% | 2 | 0 | 11.7 |  |  |  | No | R-454B | 4.5 | Residential & Commercial | Ducted CEE Tier 1
214395638 | Central HP <5.4 tons | YORK | HRCU-A-CB (Split System: Heat Pump with Remote Outdoor Unit-Air-Source) | HH860E2S11 |  |  | CTF60C5CGS1 | TMLE100C16MP11 | 44500 | 18 | 9 | 45500 | 34200 | 75.16% | 2 | 0 | 11 |  |  |  | No | R-454B | 3.7083 | Residential & Commercial | Ducted CEE Tier 1
214395786 | Central HP <5.4 tons | YORK | HRCU-A-CB (Split System: Heat Pump with Remote Outdoor Unit-Air-Source) | HH860E2S11 |  |  | CTM60C5CHS1 | TMLE080C20MP11 | 53500 | 19 | 8.5 | 54000 | 39000 | 72.22% | 2 | 0 | 11 |  |  |  | No | R-454B | 4.4583 | Residential & Commercial | Ducted CEE Tier 1
214395888 | Central HP <5.4 tons | YORK | HRCU-A-CB (Split System: Heat Pump with Remote Outdoor Unit-Air-Source) | HH860E2S11 |  |  | CTF60C5CHS1 | TM8E100C20MP11 | 53500 | 19 | 8.5 | 55000 | 39000 | 70.91% | 2 | 0 | 11 |  |  |  | No | R-454B | 4.4583 | Residential & Commercial | Ducted CEE Tier 1
214395938 | Central HP <5.4 tons | YORK | HRCU-A-CB (Split System: Heat Pump with Remote Outdoor Unit-Air-Source) | HH860E2S11 |  |  | CTF60C5CGS1 | TPLC080C16MP13 | 43500 | 18 | 9 | 44000 | 33400 | 75.91% | 2 | 0 | 11.7 |  |  |  | No | R-454B | 3.625 | Residential & Commercial | Ducted CEE Tier 1
214395987 | Central HP <5.4 tons | YORK | HRCU-A-CB (Split System: Heat Pump with Remote Outdoor Unit-Air-Source) | HH860E2S11 |  |  | CTM60C5CHS1 | TM8Y100C20MP11 | 54000 | 19 | 9 | 55000 | 39500 | 71.82% | 2 | 0 | 11 |  |  |  | No | R-454B | 4.5 | Residential & Commercial | Ducted CEE Tier 1
214396057 | Central HP <5.4 tons | YORK | HRCU-A-CB (Split System: Heat Pump with Remote Outdoor Unit-Air-Source) | HH860E2S11 |  |  | CTF60D5CGS1 | TMLE130D20MP11 | 46000 | 18 | 9 | 47500 | 35200 | 74.11% | 2 | 0 | 11 |  |  |  | No | R-454B | 3.8333 | Residential & Commercial | Ducted CEE Tier 1
210596710 | Central HP <5.4 tons | DAY & NIGHT | HRCU-A-CB (Split System: Heat Pump with Remote Outdoor Unit-Air-Source) | CVH825GKA2* |  |  | EA*4X42L21A*+WALLCON | *97CMN1002122A* | 23800 | 16.5 | 8.1 | 21400 | 16600 | 77.57% | 1.96 | 0 | 11 |  |  |  | No | R-410A | 1.9833 | Residential & Commercial | Ducted CEE Tier 1
215678270 | Central HP <5.4 tons | KEEPRITE | HRCU-A-CB (Split System: Heat Pump with Remote Outdoor Unit-Air-Source) | C5H0V24*K*AAA* |  |  | EA*5X30M17A*+WALLCON | *80CSU0401712B* | 23200 | 17 | 8.5 | 23600 | 16600 | 70.34% | 1.98 | 0 | 10 |  |  |  | No | R-454B | 1.9333 | Residential & Commercial | Ducted CEE Tier 1
215678318 | Central HP <5.4 tons | COMFORTMAKER | HRCU-A-CB (Split System: Heat Pump with Remote Outdoor Unit-Air-Source) | C5H0V24*K*AAA* |  |  | EA*5X36M17A*+WALLCON | *80CSU0601716B* | 23200 | 17 | 8.5 | 23400 | 16500 | 70.51% | 1.98 | 0 | 10 |  |  |  | No | R-454B | 1.9333 | Residential & Commercial | Ducted CEE Tier 1
204459242 | Central HP <5.4 tons | HEIL | HRCU-A-CB (Split System: Heat Pump with Remote Outdoor Unit-Air-Source) | HVH825GKA2* |  |  | EHD4X30AAL+WALLCON | *80CTL0901716A* | 23800 | 16 | 8.1 | 21800 | 16700 | 76.61% | 1.98 | 11 | 10.5 |  |  |  | No | R-410A | 1.9833 | Residential & Commercial | Ducted CEE Tier 1
214395668 | Central HP <5.4 tons | YORK | HRCU-A-CB (Split System: Heat Pump with Remote Outdoor Unit-Air-Source) | HH824E2S11 |  |  | CTM30B5ACS1 | TM8Y080B12MP11 | 23000 | 17 | 9.5 | 23000 | 18700 | 81.3% | 2 | 0 | 12 |  |  |  | No | R-454B | 1.9167 | Residential & Commercial | Ducted CEE Tier 1
214395966 | Central HP <5.4 tons | YORK | HRCU-A-CB (Split System: Heat Pump with Remote Outdoor Unit-Air-Source) | HH824E2S11 |  |  | CTF36B5ADS1 | TM8E100B12MP11 | 23000 | 18 | 9.5 | 23000 | 18900 | 82.17% | 2 | 0 | 12 |  |  |  | No | R-454B | 1.9167 | Residential & Commercial | Ducted CEE Tier 1
214395975 | Central HP <5.4 tons | YORK | HRCU-A-CB (Split System: Heat Pump with Remote Outdoor Unit-Air-Source) | HH824E2S11 |  |  | CTM30B5ACS1 | TM8E100B12MP11 | 23000 | 17 | 9.5 | 23000 | 18300 | 79.57% | 2 | 0 | 12 |  |  |  | No | R-454B | 1.9167 | Residential & Commercial | Ducted CEE Tier 1
210597357 | Central HP <5.4 tons | DAY & NIGHT | HRCU-A-CB (Split System: Heat Pump with Remote Outdoor Unit-Air-Source) | CVH837GKA** |  |  | EA*4X36L21A*+WALLCON | *95CSU1002122A* | 31600 | 17.5 | 8.1 | 33000 | 24200 | 73.33% | 1.86 | 0 | 11 |  |  |  | No | R-410A | 2.6333 | Residential & Commercial | Ducted CEE Tier 1
210597414 | Central HP <5.4 tons | DAY & NIGHT | HRCU-A-CB (Split System: Heat Pump with Remote Outdoor Unit-Air-Source) | CVH837GKA** |  |  | EA*4X61L21A*+WALLCON | *80CSU1002120A* | 33200 | 17 | 8.1 | 32200 | 24800 | 77.02% | 1.98 | 0 | 11.5 |  |  |  | No | R-410A | 2.7667 | Residential & Commercial | Ducted CEE Tier 1
210597507 | Central HP <5.4 tons | DAY & NIGHT | HRCU-A-CB (Split System: Heat Pump with Remote Outdoor Unit-Air-Source) | CVH837GKA** |  |  | EHD4X60AAL+WALLCON | *80CTL0701412A* | 32800 | 17 | 8.1 | 32400 | 25000 | 77.16% | 2 | 0 | 11 |  |  |  | No | R-410A | 2.7333 | Residential & Commercial | Ducted CEE Tier 1
212973195 | Central HP <5.4 tons | ARCOAIRE | HRCU-A-CB (Split System: Heat Pump with Remote Outdoor Unit-Air-Source) | DLCURAH24ABK |  |  | EA*4X25L17A* | *96VSN0401712B* | 24200 | 16 | 8.5 | 25400 | 21800 | 85.83% | 1.8 | 0 | 10 |  |  |  | No | R-410A | 2.0167 | Residential & Commercial | Ducted CEE Tier 1
210597381 | Central HP <5.4 tons | DAY & NIGHT | HRCU-A-CB (Split System: Heat Pump with Remote Outdoor Unit-Air-Source) | CVH837GKA** |  |  | EA*4X60L24A*+WALLCON | *95CSU0802120A* | 32800 | 17.5 | 8.5 | 31800 | 24800 | 77.99% | 2 | 0 | 11.5 |  |  |  | No | R-410A | 2.7333 | Residential & Commercial | Ducted CEE Tier 1
210597606 | Central HP <5.4 tons | DAY & NIGHT | HRCU-A-CB (Split System: Heat Pump with Remote Outdoor Unit-Air-Source) | CVH837GKA** |  |  | EN(A,D,W)4X60L24**+WALLCON | *80CTL0902120A* | 32800 | 18 | 8.1 | 32200 | 24800 | 77.02% | 1.98 | 0 | 12 |  |  |  | No | R-410A | 2.7333 | Residential & Commercial | Ducted CEE Tier 1
215937478 | Central HP <5.4 tons | ARCOAIRE | HRCU-A-CB (Split System: Heat Pump with Remote Outdoor Unit-Air-Source) | H5H3V48*K*AAA* |  |  | EVM5X60M24A*+WALLCON | *80CTL1102120B* | 45500 | 21 | 8.1 | 52500 | 38000 | 72.38% | 1.95 | 0 | 11.5 |  |  |  | No | R-454B | 3.7917 | Residential & Commercial | Ducted CEE Tier 1
215937428 | Central HP <5.4 tons | ARCOAIRE | HRCU-A-CB (Split System: Heat Pump with Remote Outdoor Unit-Air-Source) | H5H3V48*K*AAA* |  |  | EVM5X60M21A*+WALLCON | *96CTN0801714B* | 44000 | 20 | 8.1 | 53500 | 37600 | 70.28% | 2 | 0 | 11.5 |  |  |  | No | R-454B | 3.6667 | Residential & Commercial | Ducted CEE Tier 1
215668993 | Central HP <5.4 tons | KEEPRITE | HRCU-A-CB (Split System: Heat Pump with Remote Outdoor Unit-Air-Source) | C5H0V36*K*AAA* |  |  | EA*5X43M21A*+WALLCON | *80CTL0702120B* | 34400 | 18 | 9 | 35400 | 25200 | 71.19% | 1.88 | 0 | 10 |  |  |  | No | R-454B | 2.8667 | Residential & Commercial | Ducted CEE Tier 1
215669009 | Central HP <5.4 tons | KEEPRITE | HRCU-A-CB (Split System: Heat Pump with Remote Outdoor Unit-Air-Source) | C5H0V36*K*AAA* |  |  | EA*5X43M21A*+WALLCON | *80CTL0902120B* | 34600 | 18 | 9 | 35200 | 25000 | 71.02% | 1.9 | 0 | 10 |  |  |  | No | R-454B | 2.8833 | Residential & Commercial | Ducted CEE Tier 1
215679960 | Central HP <5.4 tons | KEEPRITE | HRCU-A-CB (Split System: Heat Pump with Remote Outdoor Unit-Air-Source) | C5H0V36*K*AAA* |  |  | ESH5X60M12A*+WALLCON | *80CSU0601716B* | 34600 | 17 | 8.5 | 34600 | 24800 | 71.68% | 1.92 | 0 | 10 |  |  |  | No | R-454B | 2.8833 | Residential & Commercial | Ducted CEE Tier 1
215679560 | Central HP <5.4 tons | KEEPRITE | HRCU-A-CB (Split System: Heat Pump with Remote Outdoor Unit-Air-Source) | C5H0V36*K*AAA* |  |  | EA*5X60M24A*+WALLCON | *96CTN0802120B* | 34400 | 18 | 9 | 34200 | 24800 | 72.51% | 1.9 | 0 | 10 |  |  |  | No | R-454B | 2.8667 | Residential & Commercial | Ducted CEE Tier 1
213249250 | Central HP <5.4 tons | ARCOAIRE | HRCU-A-CB (Split System: Heat Pump with Remote Outdoor Unit-Air-Source) | DLCURAH18ABK |  |  | FEVA0024**+NAVA43601CK |  | 18100 | 16.5 | 8.5 | 18300 | 17900 | 97.81% | 2.16 | 0 | 11 |  |  |  | No | R-410A | 1.5083 | Residential & Commercial | Ducted CEE Tier 1
212985794 | Central HP <5.4 tons | BRYANT HEATING AND COOLING SYSTEMS | HRCU-A-CB (Split System: Heat Pump with Remote Outdoor Unit-Air-Source) | 38MURAQ24AB3* |  |  | CAP**3017AL* | 916SA30026M14*** | 23400 | 16.5 | 8.5 | 26200 | 25000 | 95.42% | 2.08 | 0 | 10 |  |  |  | No | R-410A | 1.95 | Residential & Commercial | Ducted CEE Tier 1
204298677 | Central HP <5.4 tons | HEIL | HRCU-A-CB (Split System: Heat Pump with Remote Outdoor Unit-Air-Source) | HVH837GKA** |  |  | EA*4X36L21A*+WALLCON | *80CTL0902120A* | 31600 | 17 | 8.1 | 33200 | 24200 | 72.89% | 1.86 | 11 | 11 |  |  |  | No | R-410A | 2.6333 | Residential & Commercial | Ducted CEE Tier 1
212969539 | Central HP <5.4 tons | ARCOAIRE | HRCU-A-CB (Split System: Heat Pump with Remote Outdoor Unit-Air-Source) | DLCURAH18ABK |  |  | EA*4X25L17A* | *80VSL0451412B* | 18300 | 16.5 | 8.5 | 18100 | 17600 | 97.24% | 2.14 | 0 | 11 |  |  |  | No | R-410A | 1.525 | Residential & Commercial | Ducted CEE Tier 1
206136176 | Central HP <5.4 tons | HEIL | HRCU-A-CB (Split System: Heat Pump with Remote Outdoor Unit-Air-Source) | HVH837GKA** |  |  | EA*4X48L21A*+WALLCON | *95CSU1002122A* | 32400 | 17.5 | 8.5 | 32600 | 24800 | 76.07% | 2 | 12 | 11.5 |  |  |  | No | R-410A | 2.7 | Residential & Commercial | Ducted CEE Tier 1
206136196 | Central HP <5.4 tons | HEIL | HRCU-A-CB (Split System: Heat Pump with Remote Outdoor Unit-Air-Source) | HVH837GKA** |  |  | EA*4X48L24A*+WALLCON | *95CSU1002122A* | 32400 | 17.5 | 8.5 | 32400 | 24800 | 76.54% | 2 | 12 | 11.5 |  |  |  | No | R-410A | 2.7 | Residential & Commercial | Ducted CEE Tier 1
212986632 | Central HP <5.4 tons | BRYANT HEATING AND COOLING SYSTEMS | HRCU-A-CB (Split System: Heat Pump with Remote Outdoor Unit-Air-Source) | 38MURAQ24AB3* |  |  | CNPV*3617AL* | 916SA36040M17*** | 23200 | 15.5 | 8.1 | 26000 | 24400 | 93.85% | 2.02 | 0 | 10 |  |  |  | No | R-410A | 1.9333 | Residential & Commercial | Ducted CEE Tier 1
210599061 | Central HP <5.4 tons | HEIL | HRCU-A-CB (Split System: Heat Pump with Remote Outdoor Unit-Air-Source) | HVH837GKA** |  |  | EA*4X36L21A*+WALLCON | *95CSU0802120A* | 31600 | 17 | 8.1 | 33200 | 24200 | 72.89% | 1.86 | 0 | 11 |  |  |  | No | R-410A | 2.6333 | Residential & Commercial | Ducted CEE Tier 1
210599170 | Central HP <5.4 tons | HEIL | HRCU-A-CB (Split System: Heat Pump with Remote Outdoor Unit-Air-Source) | HVH837GKA** |  |  | EA*4X60L24A*+WALLCON | *80CTL0902120A* | 32800 | 17.5 | 8.5 | 31800 | 24800 | 77.99% | 1.98 | 0 | 11.7 |  |  |  | No | R-410A | 2.7333 | Residential & Commercial | Ducted CEE Tier 1
210599286 | Central HP <5.4 tons | HEIL | HRCU-A-CB (Split System: Heat Pump with Remote Outdoor Unit-Air-Source) | HVH837GKA** |  |  | EA*4X61L24A*+WALLCON | *95CSU0802120A* | 33200 | 18 | 8.5 | 32000 | 24800 | 77.5% | 2 | 0 | 11.5 |  |  |  | No | R-410A | 2.7667 | Residential & Commercial | Ducted CEE Tier 1
212987061 | Central HP <5.4 tons | ARCOAIRE | HRCU-A-CB (Split System: Heat Pump with Remote Outdoor Unit-Air-Source) | DLCURAH18ABK |  |  | EN(A,D)4X24L17** | *96MSN0601412A* | 17300 | 16 | 8.1 | 18300 | 19200 | 104.9% | 2.32 | 0 | 10.5 |  |  |  | No | R-410A | 1.4417 | Residential & Commercial | Ducted CEE Tier 1
212986659 | Central HP <5.4 tons | ARCOAIRE | HRCU-A-CB (Split System: Heat Pump with Remote Outdoor Unit-Air-Source) | DLCURAH18ABK |  |  | EA*4X19L17A* | *96MSN0401712A* | 17600 | 15.5 | 8.1 | 17800 | 17900 | 100.6% | 2.14 | 0 | 10.5 |  |  |  | No | R-410A | 1.4667 | Residential & Commercial | Ducted CEE Tier 1
215319184 | Central HP <5.4 tons | LPS Legacy | HRCU-A-CB (Split System: Heat Pump with Remote Outdoor Unit-Air-Source) | D5CSHAH18AAK |  |  | D5FSAAH18XBK |  | 18000 | 18.2 | 10.1 | 19500 | 18000 | 92.31% | 2.2 | 0 | 12 |  |  |  | No | R-454B | 1.5 | Residential & Commercial | Ducted CEE Tier 1
210600085 | Central HP <5.4 tons | TEMPSTAR | HRCU-A-CB (Split System: Heat Pump with Remote Outdoor Unit-Air-Source) | TVH837GKA** |  |  | EA*4X60L24A*+WALLCON | *80CTL1352422A* | 32800 | 18 | 8.5 | 31800 | 24800 | 77.99% | 2 | 0 | 12 |  |  |  | No | R-410A | 2.7333 | Residential & Commercial | Ducted CEE Tier 1
210600103 | Central HP <5.4 tons | TEMPSTAR | HRCU-A-CB (Split System: Heat Pump with Remote Outdoor Unit-Air-Source) | TVH837GKA** |  |  | EA*4X61L21A*+WALLCON | *95CSU1002122A* | 33200 | 18 | 8.5 | 32000 | 24800 | 77.5% | 2 | 0 | 11.5 |  |  |  | No | R-410A | 2.7667 | Residential & Commercial | Ducted CEE Tier 1
215669169 | Central HP <5.4 tons | KEEPRITE | HRCU-A-CB (Split System: Heat Pump with Remote Outdoor Unit-Air-Source) | C5H0V36*K*AAA* |  |  | EA*5X48M21A*+WALLCON | *80CTL0902120B* | 33800 | 18 | 9 | 35000 | 25000 | 71.43% | 1.9 | 0 | 10 |  |  |  | No | R-454B | 2.8167 | Residential & Commercial | Ducted CEE Tier 1
215669001 | Central HP <5.4 tons | KEEPRITE | HRCU-A-CB (Split System: Heat Pump with Remote Outdoor Unit-Air-Source) | C5H0V36*K*AAA* |  |  | EA*5X43M21A*+WALLCON | *80CTL0901716B* | 34400 | 18 | 9 | 35400 | 25200 | 71.19% | 1.88 | 0 | 10 |  |  |  | No | R-454B | 2.8667 | Residential & Commercial | Ducted CEE Tier 1
214396202 | Central HP <5.4 tons | YORK | HRCU-A-CB (Split System: Heat Pump with Remote Outdoor Unit-Air-Source) | HH836E2S11 |  |  | CTM36C5CDS1 | Y81E080C16SMPS1 | 34000 | 18 | 8.5 | 31200 | 25400 | 81.41% | 2 | 0 | 11.7 |  |  |  | No | R-454B | 2.8333 | Residential & Commercial | Ducted CEE Tier 1
214396016 | Central HP <5.4 tons | YORK | HRCU-A-CB (Split System: Heat Pump with Remote Outdoor Unit-Air-Source) | HH836E2S11 |  |  | CTF36C5CDS1 | TM8E120C16MP11 | 33200 | 18 | 8.5 | 30600 | 25000 | 81.7% | 2 | 0 | 11.7 |  |  |  | No | R-454B | 2.7667 | Residential & Commercial | Ducted CEE Tier 1
214396034 | Central HP <5.4 tons | YORK | HRCU-A-CB (Split System: Heat Pump with Remote Outdoor Unit-Air-Source) | HH836E2S11 |  |  | CTM48C5CFS1 | TPLC100C16MP13 | 33000 | 19 | 9 | 31200 | 25200 | 80.77% | 2 | 0 | 11 |  |  |  | No | R-454B | 2.75 | Residential & Commercial | Ducted CEE Tier 1
214570626 | Central HP <5.4 tons | KENMORE | HRCU-A-CB (Split System: Heat Pump with Remote Outdoor Unit-Air-Source) | (C,H,T)VH825GKA3* |  |  | EA*4X43L21A*+WALLCON | *95CSU0802120B* | 24400 | 16.5 | 8.5 | 21200 | 16600 | 78.3% | 2.02 | 0 | 11 |  |  |  | No | R-410A | 2.0333 | Residential & Commercial | Ducted CEE Tier 1
214570376 | Central HP <5.4 tons | KENMORE | HRCU-A-CB (Split System: Heat Pump with Remote Outdoor Unit-Air-Source) | (C,H,T)VH825GKA3* |  |  | EA*4X36L21A*+WALLCON | *80CTL0702120B* | 23600 | 16.5 | 8.1 | 21400 | 16600 | 77.57% | 1.94 | 0 | 10.5 |  |  |  | No | R-410A | 1.9667 | Residential & Commercial | Ducted CEE Tier 1
215319172 | Central HP <5.4 tons | LPS Legacy | HRCU-A-CB (Split System: Heat Pump with Remote Outdoor Unit-Air-Source) | D5CUHAH48AAK |  |  | D5FUAAH48XAK |  | 48000 | 16.5 | 9.5 | 50000 | 46000 | 92% | 1.9 | 0 | 10.5 |  |  |  | No | R-454B | 4 | Residential & Commercial | Ducted CEE Tier 1
215942567 | Central HP <5.4 tons | KEEPRITE | HRCU-A-CB (Split System: Heat Pump with Remote Outdoor Unit-Air-Source) | C5H3V36*K*AAA* |  |  | EVD5X61M24A*+WALLCON | *80CTL0702120B* | 35800 | 22 | 8.5 | 37400 | 28200 | 75.4% | 2.04 | 0 | 12.5 |  |  |  | No | R-454B | 2.9833 | Residential & Commercial | Ducted CEE Tier 1
215939951 | Central HP <5.4 tons | KEEPRITE | HRCU-A-CB (Split System: Heat Pump with Remote Outdoor Unit-Air-Source) | C5H3V36*K*AAA* |  |  | ESH5X36M12A*+WALLCON | *80CSU0401712B* | 33400 | 19 | 9 | 34800 | 26600 | 76.44% | 1.92 | 0 | 11.5 |  |  |  | No | R-454B | 2.7833 | Residential & Commercial | Ducted CEE Tier 1
215940171 | Central HP <5.4 tons | KEEPRITE | HRCU-A-CB (Split System: Heat Pump with Remote Outdoor Unit-Air-Source) | C5H3V36*K*AAA* |  |  | ESH5X48M12A*+WALLCON | *97CTN1202422A* | 33800 | 19.5 | 9 | 34600 | 26400 | 76.3% | 1.92 | 0 | 11.7 |  |  |  | No | R-454B | 2.8167 | Residential & Commercial | Ducted CEE Tier 1
205750694 | Central HP <5.4 tons | TEMPSTAR | HRCU-A-CB (Split System: Heat Pump with Remote Outdoor Unit-Air-Source) | TVH825GKA2* |  |  | EA*4X37L21A*+WALLCON | *97CMN0801714A* | 24400 | 16.5 | 8.1 | 21200 | 16700 | 78.77% | 2.02 | 11 | 11 |  |  |  | No | R-410A | 2.0333 | Residential & Commercial | Ducted CEE Tier 1
214396155 | Central HP <5.4 tons | YORK | HRCU-A-CB (Split System: Heat Pump with Remote Outdoor Unit-Air-Source) | HH860E2S11 |  |  | CTM60C5CGS1 | TM8E080C20MP11 | 44500 | 17 | 9 | 45000 | 33800 | 75.11% | 2 | 0 | 11.7 |  |  |  | No | R-454B | 3.7083 | Residential & Commercial | Ducted CEE Tier 1
214573866 | Central HP <5.4 tons | KENMORE | HRCU-A-CB (Split System: Heat Pump with Remote Outdoor Unit-Air-Source) | (C,H,T)VH837GKA2* |  |  | EA*4X43L21A*+WALLCON | *95CSU0802120B* | 32800 | 17.5 | 8.5 | 32800 | 25200 | 76.83% | 2 | 0 | 11 |  |  |  | No | R-410A | 2.7333 | Residential & Commercial | Ducted CEE Tier 1
214573886 | Central HP <5.4 tons | KENMORE | HRCU-A-CB (Split System: Heat Pump with Remote Outdoor Unit-Air-Source) | (C,H,T)VH837GKA2* |  |  | EA*4X43L21A*+WALLCON | *97CMN0602120B* | 32800 | 17 | 8.5 | 33000 | 25400 | 76.97% | 1.98 | 0 | 11 |  |  |  | No | R-410A | 2.7333 | Residential & Commercial | Ducted CEE Tier 1
216570924 | Central HP <5.4 tons | TRANE | HRCU-A-CB (Split System: Heat Pump with Remote Outdoor Unit-Air-Source) | 5TWV0X24A1 |  |  | 5TXCB003AS3 | *DHMB080CCV3+LRP | 20000 | 18.4 | 9.4 | 23000 | 17900 | 77.83% | 2.1 | 0 | 10.5 |  |  |  | No | R-454B | 1.6667 | Residential & Commercial | Ducted CEE Tier 1
216571176 | Central HP <5.4 tons | TRANE | HRCU-A-CB (Split System: Heat Pump with Remote Outdoor Unit-Air-Source) | 5TWV8X24A1 |  |  | 5PX*B003AS3 | L8V1A040U3VSB+LRP | 21400 | 18.1 | 8.5 | 24600 | 19000 | 77.24% | 2.1 | 0 | 11 |  |  |  | No | R-454B | 1.7833 | Residential & Commercial | Ducted CEE Tier 1
214396091 | Central HP <5.4 tons | YORK | HRCU-A-CB (Split System: Heat Pump with Remote Outdoor Unit-Air-Source) | HH860E2S11 |  |  | CTF60D5CJS1+JME18D2SN1 |  | 53500 | 19 | 9 | 54000 | 39000 | 72.22% | 2 | 0 | 11 |  |  |  | No | R-454B | 4.4583 | Residential & Commercial | Ducted CEE Tier 1
205751096 | Central HP <5.4 tons | TEMPSTAR | HRCU-A-CB (Split System: Heat Pump with Remote Outdoor Unit-Air-Source) | TVH837GKA** |  |  | EA*4X37L21A*+WALLCON | *80CTL0901716A* | 33000 | 18 | 8.5 | 32800 | 25000 | 76.22% | 2 | 12 | 11.7 |  |  |  | No | R-410A | 2.75 | Residential & Commercial | Ducted CEE Tier 1
210472830 | Central HP <5.4 tons | CARRIER | HRCU-A-CB (Split System: Heat Pump with Remote Outdoor Unit-Air-Source) | 25VNA825A*032* |  |  | CAP**4221AL*+UI | 59CU5A100C21**22 | 23800 | 16.5 | 8.1 | 21400 | 16600 | 77.57% | 1.96 | 0 | 11 |  |  |  | No | R-410A | 1.9833 | Residential & Commercial | Ducted CEE Tier 1
210472995 | Central HP <5.4 tons | CARRIER | HRCU-A-CB (Split System: Heat Pump with Remote Outdoor Unit-Air-Source) | 25VNA825A*032* |  |  | CAP**4224AL*+UI | 59CU5A100C21**22 | 23800 | 17 | 8.1 | 21400 | 16600 | 77.57% | 1.96 | 0 | 11 |  |  |  | No | R-410A | 1.9833 | Residential & Commercial | Ducted CEE Tier 1
210473380 | Central HP <5.4 tons | CARRIER | HRCU-A-CB (Split System: Heat Pump with Remote Outdoor Unit-Air-Source) | 25VNA825A*032* |  |  | CAP**4821AL*+UI | 59MN7B080C17**14 | 24000 | 16.5 | 8.1 | 21000 | 16600 | 79.05% | 2 | 0 | 11 |  |  |  | No | R-410A | 2 | Residential & Commercial | Ducted CEE Tier 1
210473479 | Central HP <5.4 tons | CARRIER | HRCU-A-CB (Split System: Heat Pump with Remote Outdoor Unit-Air-Source) | 25VNA825A*032* |  |  | CAP**4824AL*+UI | 59TN6B120C24**22 | 24200 | 17 | 8.1 | 21000 | 16500 | 78.57% | 2.02 | 0 | 11 |  |  |  | No | R-410A | 2.0167 | Residential & Commercial | Ducted CEE Tier 1
210474415 | Central HP <5.4 tons | CARRIER | HRCU-A-CB (Split System: Heat Pump with Remote Outdoor Unit-Air-Source) | 25VNA825A*032* |  |  | CSPH*4212AL*+UI | 58TN*A090C17**16 | 24200 | 16.5 | 8.1 | 21200 | 16500 | 77.83% | 2.02 | 0 | 11 |  |  |  | No | R-410A | 2.0167 | Residential & Commercial | Ducted CEE Tier 1
210473402 | Central HP <5.4 tons | CARRIER | HRCU-A-CB (Split System: Heat Pump with Remote Outdoor Unit-Air-Source) | 25VNA825A*032* |  |  | CAP**4821AL*+UI | 59TN6B100C21**22 | 24000 | 16.5 | 8.1 | 21000 | 16500 | 78.57% | 2.02 | 0 | 11 |  |  |  | No | R-410A | 2 | Residential & Commercial | Ducted CEE Tier 1
204456455 | Central HP <5.4 tons | HEIL | HRCU-A-CB (Split System: Heat Pump with Remote Outdoor Unit-Air-Source) | HVH825GKA2* |  |  | EA*4X25L17A*+WALLCON | *96CTN0601714A* | 24200 | 16.5 | 8.1 | 21400 | 16700 | 78.04% | 2 | 11 | 11 |  |  |  | No | R-410A | 2.0167 | Residential & Commercial | Ducted CEE Tier 1
216453225 | Central HP <5.4 tons | TRANE | HRCU-A-CB (Split System: Heat Pump with Remote Outdoor Unit-Air-Source) | 5TWV0X60A1 |  |  | 5PX*CD09AS3 | S8V2C100M5PDB | 53000 | 18.4 | 9 | 54000 | 38000 | 70.37% | 2 | 0 | 10 |  |  |  | No | R-454B | 4.4167 | Residential & Commercial | Ducted CEE Tier 1
210599952 | Central HP <5.4 tons | TEMPSTAR | HRCU-A-CB (Split System: Heat Pump with Remote Outdoor Unit-Air-Source) | TVH825GKA2* |  |  | EHD4X48AAL+WALLCON | *96CTN0801714A* | 24200 | 16 | 8.1 | 21400 | 16700 | 78.04% | 2 | 0 | 10.5 |  |  |  | No | R-410A | 2.0167 | Residential & Commercial | Ducted CEE Tier 1
210599953 | Central HP <5.4 tons | TEMPSTAR | HRCU-A-CB (Split System: Heat Pump with Remote Outdoor Unit-Air-Source) | TVH825GKA2* |  |  | EHD4X48AAL+WALLCON | *96CTN1002122A* | 24200 | 16 | 8.1 | 21200 | 16700 | 78.77% | 2.04 | 0 | 11 |  |  |  | No | R-410A | 2.0167 | Residential & Commercial | Ducted CEE Tier 1
210599967 | Central HP <5.4 tons | TEMPSTAR | HRCU-A-CB (Split System: Heat Pump with Remote Outdoor Unit-Air-Source) | TVH825GKA2* |  |  | EN(A,D)4X48L24**+WALLCON | *97CMN1002122A* | 24200 | 17 | 8.1 | 21400 | 16600 | 77.57% | 2.02 | 0 | 11.5 |  |  |  | No | R-410A | 2.0167 | Residential & Commercial | Ducted CEE Tier 1
210471122 | Central HP <5.4 tons | CARRIER | HRCU-A-CB (Split System: Heat Pump with Remote Outdoor Unit-Air-Source) | 25VNA837A*031* |  |  | CSPH*6012AL*+UI | 59CU5A100C21**22 | 33000 | 17 | 8.1 | 32200 | 24800 | 77.02% | 2.02 | 0 | 11.5 |  |  |  | No | R-410A | 2.75 | Residential & Commercial | Ducted CEE Tier 1
216453233 | Central HP <5.4 tons | TRANE | HRCU-A-CB (Split System: Heat Pump with Remote Outdoor Unit-Air-Source) | 5TWV0X60A1 |  |  | 5PX*D008AS3 | S8V2C100M5PDB | 51500 | 18.4 | 9 | 54500 | 38500 | 70.64% | 2 | 0 | 10 |  |  |  | No | R-454B | 4.2917 | Residential & Commercial | Ducted CEE Tier 1
212984737 | Central HP <5.4 tons | ARCOAIRE | HRCU-A-CB (Split System: Heat Pump with Remote Outdoor Unit-Air-Source) | DLCURAH18ABK |  |  | EA*4X30L17A* | *92MSN0801716A* | 17900 | 16.5 | 8.5 | 18500 | 18700 | 101.1% | 2.26 | 0 | 10.5 |  |  |  | No | R-410A | 1.4917 | Residential & Commercial | Ducted CEE Tier 1
213353740 | Central HP <5.4 tons | ARCOAIRE | HRCU-A-CB (Split System: Heat Pump with Remote Outdoor Unit-Air-Source) | DLCURAH18ABK |  |  | F5MA4*24L*B* |  | 18100 | 16 | 8.5 | 18600 | 18600 | 100% | 2.24 | 0 | 10.5 |  |  |  | No | R-410A | 1.5083 | Residential & Commercial | Ducted CEE Tier 1
212969569 | Central HP <5.4 tons | ARCOAIRE | HRCU-A-CB (Split System: Heat Pump with Remote Outdoor Unit-Air-Source) | DLCURAH18ABK |  |  | EN(A,D)4X24L14** | *80VSL0451412B* | 17700 | 16.5 | 8.5 | 18700 | 19100 | 102.1% | 2.3 | 0 | 11 |  |  |  | No | R-410A | 1.475 | Residential & Commercial | Ducted CEE Tier 1
212985050 | Central HP <5.4 tons | BRYANT HEATING AND COOLING SYSTEMS | HRCU-A-CB (Split System: Heat Pump with Remote Outdoor Unit-Air-Source) | 38MURAQ24AB3* |  |  | CNPV*3621AL* | 912SE60080M21*** | 23400 | 17 | 8.5 | 26200 | 24800 | 94.66% | 2.08 | 0 | 10.5 |  |  |  | No | R-410A | 1.95 | Residential & Commercial | Ducted CEE Tier 1
212986236 | Central HP <5.4 tons | BRYANT HEATING AND COOLING SYSTEMS | HRCU-A-CB (Split System: Heat Pump with Remote Outdoor Unit-Air-Source) | 38MURAQ24AB3* |  |  | CNPV*3014AL* | 916SA30040M14*** | 23400 | 16 | 8.1 | 26400 | 24600 | 93.18% | 2.02 | 0 | 10 |  |  |  | No | R-410A | 1.95 | Residential & Commercial | Ducted CEE Tier 1
213078759 | Central HP <5.4 tons | ARCOAIRE | HRCU-A-CB (Split System: Heat Pump with Remote Outdoor Unit-Air-Source) | DLCURAH36ABK |  |  | EN(A,D)4X48L24** | *80MS(N,L)1102420A* | 36200 | 17 | 8.1 | 38500 | 34800 | 90.39% | 2.02 | 0 | 10.5 |  |  |  | No | R-410A | 3.0167 | Residential & Commercial | Ducted CEE Tier 1
213078857 | Central HP <5.4 tons | ARCOAIRE | HRCU-A-CB (Split System: Heat Pump with Remote Outdoor Unit-Air-Source) | DLCURAH36ABK |  |  | EA*4X37L21A* | *80MSU1002120A* | 36400 | 16 | 8.5 | 38000 | 34800 | 91.58% | 2.1 | 0 | 10 |  |  |  | No | R-410A | 3.0333 | Residential & Commercial | Ducted CEE Tier 1
213080708 | Central HP <5.4 tons | ARCOAIRE | HRCU-A-CB (Split System: Heat Pump with Remote Outdoor Unit-Air-Source) | DLCURAH36ABK |  |  | EA*4X43L21A* | *95MSU0601716A* | 36600 | 16 | 8.5 | 38500 | 35000 | 90.91% | 2.06 | 0 | 10 |  |  |  | No | R-410A | 3.05 | Residential & Commercial | Ducted CEE Tier 1
213080307 | Central HP <5.4 tons | ARCOAIRE | HRCU-A-CB (Split System: Heat Pump with Remote Outdoor Unit-Air-Source) | DLCURAH36ABK |  |  | EA*4X42L24A* | *96MSN1002120A* | 35400 | 16 | 8.1 | 38500 | 35000 | 90.91% | 1.88 | 0 | 10 |  |  |  | No | R-410A | 2.95 | Residential & Commercial | Ducted CEE Tier 1
216571106 | Central HP <5.4 tons | TRANE | HRCU-A-CB (Split System: Heat Pump with Remote Outdoor Unit-Air-Source) | 5TWV0X48A1 |  |  | 5PX*D010AS3 | S8V2C080M5PDB | 45500 | 20 | 9.7 | 47000 | 33600 | 71.49% | 2.1 | 0 | 12 |  |  |  | No | R-454B | 3.7917 | Residential & Commercial | Ducted CEE Tier 1
216571124 | Central HP <5.4 tons | TRANE | HRCU-A-CB (Split System: Heat Pump with Remote Outdoor Unit-Air-Source) | 5TWV0X48A1 |  |  | 5TXCC009AS3 | S8V2C080M5PDB | 45000 | 20 | 9.7 | 47000 | 33600 | 71.49% | 2.1 | 0 | 12 |  |  |  | No | R-454B | 3.75 | Residential & Commercial | Ducted CEE Tier 1
216571128 | Central HP <5.4 tons | TRANE | HRCU-A-CB (Split System: Heat Pump with Remote Outdoor Unit-Air-Source) | 5TWV0X48A1 |  |  | 5TXCC009AS3 | *UHMC100CCV4+LRP | 45000 | 20 | 9.7 | 46500 | 33600 | 72.26% | 2.1 | 0 | 12 |  |  |  | No | R-454B | 3.75 | Residential & Commercial | Ducted CEE Tier 1
213076740 | Central HP <5.4 tons | BRYANT HEATING AND COOLING SYSTEMS | HRCU-A-CB (Split System: Heat Pump with Remote Outdoor Unit-Air-Source) | 38MURAQ36AB3* |  |  | CAP**3721AL* | 82*TB66110V21*** | 36400 | 16 | 8.5 | 38000 | 34800 | 91.58% | 2.06 | 0 | 10 |  |  |  | No | R-410A | 3.0333 | Residential & Commercial | Ducted CEE Tier 1
213076956 | Central HP <5.4 tons | BRYANT HEATING AND COOLING SYSTEMS | HRCU-A-CB (Split System: Heat Pump with Remote Outdoor Unit-Air-Source) | 38MURAQ36AB3* |  |  | CAP**3721AL* | 926SB48080V17*** | 36400 | 15.5 | 8.5 | 38500 | 35000 | 90.91% | 2.06 | 0 | 10 |  |  |  | No | R-410A | 3.0333 | Residential & Commercial | Ducted CEE Tier 1
208939393 | Central HP <5.4 tons | ForestAir | HRCU-A-CB (Split System: Heat Pump with Remote Outdoor Unit-Air-Source) | FAD60W/A-D(U) |  |  | FAD48AH2/A-D(U) |  | 48000 | 17 | 9 | 48000 | 39000 | 81.25% | 1.8 | 11.5 | 11 |  |  |  | No | R-410A | 4 | Residential & Commercial | Ducted CEE Tier 1
210470406 | Central HP <5.4 tons | TEMPSTAR | HRCU-A-CB (Split System: Heat Pump with Remote Outdoor Unit-Air-Source) | TVH837GKA2* |  |  | EA*4X61L21A*+WALLCON | *80CSU0401712A* | 33200 | 17.5 | 8.1 | 32000 | 24800 | 77.5% | 1.98 | 0 | 11.5 |  |  |  | No | R-410A | 2.7667 | Residential & Commercial | Ducted CEE Tier 1
210470472 | Central HP <5.4 tons | TEMPSTAR | HRCU-A-CB (Split System: Heat Pump with Remote Outdoor Unit-Air-Source) | TVH837GKA2* |  |  | EA*4X61L21A*+WALLCON | *97CMN1002122A* | 33200 | 17.5 | 8.5 | 32000 | 24800 | 77.5% | 2 | 0 | 12 |  |  |  | No | R-410A | 2.7667 | Residential & Commercial | Ducted CEE Tier 1
210470604 | Central HP <5.4 tons | TEMPSTAR | HRCU-A-CB (Split System: Heat Pump with Remote Outdoor Unit-Air-Source) | TVH837GKA2* |  |  | EA*4X61L24A*+WALLCON | *97CMN1002122A* | 33200 | 18 | 8.5 | 32000 | 24800 | 77.5% | 2 | 0 | 12 |  |  |  | No | R-410A | 2.7667 | Residential & Commercial | Ducted CEE Tier 1
215937555 | Central HP <5.4 tons | BRYANT HEATING AND COOLING SYSTEMS | HRCU-A-CB (Split System: Heat Pump with Remote Outdoor Unit-Air-Source) | 293VAN048**AA* |  |  | CVAMA6024XMA*+UI | 986TD66100C21*** | 45500 | 20.5 | 8.1 | 52500 | 38000 | 72.38% | 1.9 | 0 | 11.5 |  |  |  | No | R-454B | 3.7917 | Residential & Commercial | Ducted CEE Tier 1
215937955 | Central HP <5.4 tons | BRYANT HEATING AND COOLING SYSTEMS | HRCU-A-CB (Split System: Heat Pump with Remote Outdoor Unit-Air-Source) | 293VAN048**AA* |  |  | CVAVA4824XMA*+UI | 987MC66100C21*** | 44500 | 20 | 8.1 | 52000 | 38000 | 73.08% | 1.9 | 0 | 11 |  |  |  | No | R-454B | 3.7083 | Residential & Commercial | Ducted CEE Tier 1
215938105 | Central HP <5.4 tons | BRYANT HEATING AND COOLING SYSTEMS | HRCU-A-CB (Split System: Heat Pump with Remote Outdoor Unit-Air-Source) | 293VAN048**AA* |  |  | CVAVA4924XMA*+UI | 986TD66100C21*** | 45500 | 20.5 | 8.1 | 52500 | 38000 | 72.38% | 1.9 | 0 | 11.5 |  |  |  | No | R-454B | 3.7917 | Residential & Commercial | Ducted CEE Tier 1
214396159 | Central HP <5.4 tons | YORK | HRCU-A-CB (Split System: Heat Pump with Remote Outdoor Unit-Air-Source) | HH860E2S11 |  |  | CTM60C5CGS1 | Y81E120C16SMPS1 | 44000 | 18 | 9 | 44000 | 33000 | 75% | 2 | 0 | 12 |  |  |  | No | R-454B | 3.6667 | Residential & Commercial | Ducted CEE Tier 1
216570860 | Central HP <5.4 tons | TRANE | HRCU-A-CB (Split System: Heat Pump with Remote Outdoor Unit-Air-Source) | 5TWV0X24A1 |  |  | 5PX*B003AS3 | S8V2A040M3PDB | 21400 | 20.4 | 10 | 24000 | 18300 | 76.25% | 2.2 | 0 | 11.5 |  |  |  | No | R-454B | 1.7833 | Residential & Commercial | Ducted CEE Tier 1
216570878 | Central HP <5.4 tons | TRANE | HRCU-A-CB (Split System: Heat Pump with Remote Outdoor Unit-Air-Source) | 5TWV0X24A1 |  |  | 5PX*B006AS3 | S8V2B060M4PCB | 22000 | 21.4 | 10 | 22400 | 18100 | 80.8% | 2.2 | 0 | 12 |  |  |  | No | R-454B | 1.8333 | Residential & Commercial | Ducted CEE Tier 1
214573816 | Central HP <5.4 tons | KENMORE | HRCU-A-CB (Split System: Heat Pump with Remote Outdoor Unit-Air-Source) | (C,H,T)VH837GKA2* |  |  | EA*4X42L24A*+WALLCON | *95CSU1002122B* | 31800 | 17.5 | 8.5 | 32800 | 24400 | 74.39% | 1.9 | 0 | 11 |  |  |  | No | R-410A | 2.65 | Residential & Commercial | Ducted CEE Tier 1
214573936 | Central HP <5.4 tons | KENMORE | HRCU-A-CB (Split System: Heat Pump with Remote Outdoor Unit-Air-Source) | (C,H,T)VH837GKA2* |  |  | EA*4X48L21A*+WALLCON | *95CSU1002122B* | 32400 | 17.5 | 8.5 | 32400 | 24800 | 76.54% | 2 | 0 | 11.5 |  |  |  | No | R-410A | 2.7 | Residential & Commercial | Ducted CEE Tier 1
210473148 | Central HP <5.4 tons | TEMPSTAR | HRCU-A-CB (Split System: Heat Pump with Remote Outdoor Unit-Air-Source) | TVH825GKA3* |  |  | EA*4X43L21A*+WALLCON | *80CSU1002120A* | 24400 | 16.5 | 8.1 | 21200 | 16600 | 78.3% | 2.02 | 0 | 10.5 |  |  |  | No | R-410A | 2.0333 | Residential & Commercial | Ducted CEE Tier 1
210473181 | Central HP <5.4 tons | TEMPSTAR | HRCU-A-CB (Split System: Heat Pump with Remote Outdoor Unit-Air-Source) | TVH825GKA3* |  |  | EA*4X43L21A*+WALLCON | *96CTN0601714A* | 24400 | 16.5 | 8.1 | 21200 | 16700 | 78.77% | 2.02 | 0 | 11 |  |  |  | No | R-410A | 2.0333 | Residential & Commercial | Ducted CEE Tier 1
210596726 | Central HP <5.4 tons | DAY & NIGHT | HRCU-A-CB (Split System: Heat Pump with Remote Outdoor Unit-Air-Source) | CVH825GKA2* |  |  | EA*4X42L24A*+WALLCON | *95CSU1002122A* | 23800 | 17 | 8.1 | 21400 | 16600 | 77.57% | 1.96 | 0 | 11 |  |  |  | No | R-410A | 1.9833 | Residential & Commercial | Ducted CEE Tier 1
210596743 | Central HP <5.4 tons | DAY & NIGHT | HRCU-A-CB (Split System: Heat Pump with Remote Outdoor Unit-Air-Source) | CVH825GKA2* |  |  | EA*4X42L24A*+WALLCON | *97CMN1002122A* | 23800 | 16.5 | 8.1 | 21400 | 16600 | 77.57% | 1.96 | 0 | 11 |  |  |  | No | R-410A | 1.9833 | Residential & Commercial | Ducted CEE Tier 1
210596776 | Central HP <5.4 tons | DAY & NIGHT | HRCU-A-CB (Split System: Heat Pump with Remote Outdoor Unit-Air-Source) | CVH825GKA2* |  |  | EA*4X43L21A*+WALLCON | *95CSU0601716A* | 24400 | 16.5 | 8.1 | 21200 | 16700 | 78.77% | 2.02 | 0 | 10.5 |  |  |  | No | R-410A | 2.0333 | Residential & Commercial | Ducted CEE Tier 1
205750675 | Central HP <5.4 tons | DAY & NIGHT | HRCU-A-CB (Split System: Heat Pump with Remote Outdoor Unit-Air-Source) | CVH825GKA2* |  |  | EA*4X37L21A*+WALLCON | *96CTN0801714A* | 24400 | 16.5 | 8.1 | 21200 | 16700 | 78.77% | 2.02 | 11 | 11 |  |  |  | No | R-410A | 2.0333 | Residential & Commercial | Ducted CEE Tier 1
204298675 | Central HP <5.4 tons | CARRIER | HRCU-A-CB (Split System: Heat Pump with Remote Outdoor Unit-Air-Source) | 25VNA837A*030* |  |  | CAP**3621AL*+UI | 58TN*A090C21**20 | 31600 | 17 | 8.1 | 33200 | 24200 | 72.89% | 1.86 | 11 | 11 |  |  |  | No | R-410A | 2.6333 | Residential & Commercial | Ducted CEE Tier 1
204298877 | Central HP <5.4 tons | CARRIER | HRCU-A-CB (Split System: Heat Pump with Remote Outdoor Unit-Air-Source) | 25VNA837A*030* |  |  | CAP**3721AL*+UI | 58TN*A070C17**16 | 32800 | 17.5 | 8.5 | 33000 | 25200 | 76.36% | 1.98 | 11 | 11.5 |  |  |  | No | R-410A | 2.7333 | Residential & Commercial | Ducted CEE Tier 1
204298975 | Central HP <5.4 tons | CARRIER | HRCU-A-CB (Split System: Heat Pump with Remote Outdoor Unit-Air-Source) | 25VNA837A*030* |  |  | CAP**4221AL*+UI | 59MN7B080C17**14 | 31600 | 17 | 8.1 | 33400 | 24800 | 74.25% | 1.86 | 11.5 | 11 |  |  |  | No | R-410A | 2.6333 | Residential & Commercial | Ducted CEE Tier 1
214396125 | Central HP <5.4 tons | YORK | HRCU-A-CB (Split System: Heat Pump with Remote Outdoor Unit-Air-Source) | HH836E2S11 |  |  | CTF36C5CDS1 | TMLE080C20MP11 | 34800 | 17 | 8.5 | 32800 | 27000 | 82.32% | 2 | 0 | 11 |  |  |  | No | R-454B | 2.9 | Residential & Commercial | Ducted CEE Tier 1
211377658 | Central HP <5.4 tons | YORK | HRCU-A-CB (Split System: Heat Pump with Remote Outdoor Unit-Air-Source) | HMH72B341 |  |  | XAFB36DXXN1+TXV | TP9C080B12MP13 | 33600 | 17.5 | 8.5 | 33400 | 23400 | 70.06% | 2.04 | 0 | 10 |  |  |  | No | R-410A | 2.8 | Residential & Commercial | Ducted CEE Tier 1
206771069 | Central HP <5.4 tons | DAY & NIGHT | HRCU-A-CB (Split System: Heat Pump with Remote Outdoor Unit-Air-Source) | CVH837GKA2* |  |  | EA*4X36L21A*+WALLCON | *80CTL0902120A* | 31600 | 17 | 8.1 | 33200 | 24200 | 72.89% | 1.86 | 11 | 11 |  |  |  | No | R-410A | 2.6333 | Residential & Commercial | Ducted CEE Tier 1
206771150 | Central HP <5.4 tons | DAY & NIGHT | HRCU-A-CB (Split System: Heat Pump with Remote Outdoor Unit-Air-Source) | CVH837GKA2* |  |  | EA*4X36L21A*+WALLCON | *80CTL0901716A* | 31600 | 17.5 | 8.1 | 33000 | 24200 | 73.33% | 1.86 | 11.5 | 11.5 |  |  |  | No | R-410A | 2.6333 | Residential & Commercial | Ducted CEE Tier 1
206771834 | Central HP <5.4 tons | DAY & NIGHT | HRCU-A-CB (Split System: Heat Pump with Remote Outdoor Unit-Air-Source) | CVH837GKA2* |  |  | EA*4X48L21A*+WALLCON | *97CMN1002122A* | 32400 | 17.5 | 8.5 | 32600 | 25000 | 76.69% | 1.98 | 12 | 11.7 |  |  |  | No | R-410A | 2.7 | Residential & Commercial | Ducted CEE Tier 1
206772302 | Central HP <5.4 tons | DAY & NIGHT | HRCU-A-CB (Split System: Heat Pump with Remote Outdoor Unit-Air-Source) | CVH837GKA2* |  |  | EN(A,D,W)4X48L21**+WALLCON | *97CMN1002122A* | 32400 | 17.5 | 8.1 | 33000 | 24800 | 75.15% | 1.96 | 12 | 11.7 |  |  |  | No | R-410A | 2.7 | Residential & Commercial | Ducted CEE Tier 1
215935445 | Central HP <5.4 tons | BRYANT HEATING AND COOLING SYSTEMS | HRCU-A-CB (Split System: Heat Pump with Remote Outdoor Unit-Air-Source) | 293VAN036**AA* |  |  | CVAMA6024XMA*+UI | 986TD66120C24*** | 35600 | 22 | 8.5 | 38000 | 28400 | 74.74% | 2.04 | 0 | 12.5 |  |  |  | No | R-454B | 2.9667 | Residential & Commercial | Ducted CEE Tier 1
215935945 | Central HP <5.4 tons | BRYANT HEATING AND COOLING SYSTEMS | HRCU-A-CB (Split System: Heat Pump with Remote Outdoor Unit-Air-Source) | 293VAN036**AA* |  |  | CVAVA4221XMA*+UI | 83*CA36040C17*** | 34400 | 21 | 8.5 | 38500 | 28400 | 73.77% | 2.04 | 0 | 11.7 |  |  |  | No | R-454B | 2.8667 | Residential & Commercial | Ducted CEE Tier 1
215936295 | Central HP <5.4 tons | BRYANT HEATING AND COOLING SYSTEMS | HRCU-A-CB (Split System: Heat Pump with Remote Outdoor Unit-Air-Source) | 293VAN036**AA* |  |  | CVAVA4824XMA*+UI | 83*CA60100C21*** | 35000 | 21.5 | 8.5 | 38500 | 28400 | 73.77% | 2.04 | 0 | 12 |  |  |  | No | R-454B | 2.9167 | Residential & Commercial | Ducted CEE Tier 1
215936345 | Central HP <5.4 tons | BRYANT HEATING AND COOLING SYSTEMS | HRCU-A-CB (Split System: Heat Pump with Remote Outdoor Unit-Air-Source) | 293VAN036**AA* |  |  | CVAVA4824XMA*+UI | 935CB60080C21*** | 35000 | 21 | 8.5 | 38500 | 28400 | 73.77% | 2.04 | 0 | 12 |  |  |  | No | R-454B | 2.9167 | Residential & Commercial | Ducted CEE Tier 1
215936865 | Central HP <5.4 tons | BRYANT HEATING AND COOLING SYSTEMS | HRCU-A-CB (Split System: Heat Pump with Remote Outdoor Unit-Air-Source) | 293VAN036**AA* |  |  | CVAVA6121XMA*+UI | 88*TB36045C17*** | 35400 | 21 | 8.5 | 38500 | 29000 | 75.32% | 2.02 | 0 | 11.7 |  |  |  | No | R-454B | 2.95 | Residential & Commercial | Ducted CEE Tier 1
211245511 | Central HP <5.4 tons | TEMPSTAR | HRCU-A-CB (Split System: Heat Pump with Remote Outdoor Unit-Air-Source) | DLCURAH24ABK |  |  | EN(A,D)4X36L21** | *95ESN0802120A* | 24600 | 16.5 | 8.5 | 26600 | 22400 | 84.21% | 1.84 | 0 | 10.5 |  |  |  | No | R-410A | 2.05 | Residential & Commercial | Ducted CEE Tier 1
213779000 | Central HP <5.4 tons | COMFORTMAKER | HRCU-A-CB (Split System: Heat Pump with Remote Outdoor Unit-Air-Source) | CVH837GKA** |  |  | EA*4X37L21A*+WALLCON | *97CMN0601714B* | 32600 | 16.5 | 8.1 | 33200 | 25400 | 76.51% | 1.94 | 0 | 11 |  |  |  | No | R-410A | 2.7167 | Residential & Commercial | Ducted CEE Tier 1
213779070 | Central HP <5.4 tons | COMFORTMAKER | HRCU-A-CB (Split System: Heat Pump with Remote Outdoor Unit-Air-Source) | CVH837GKA** |  |  | EA*4X42L21A*+WALLCON | *80CTL0701716B* | 31400 | 17 | 8.1 | 33200 | 24400 | 73.49% | 1.86 | 0 | 10.5 |  |  |  | No | R-410A | 2.6167 | Residential & Commercial | Ducted CEE Tier 1
215674431 | Central HP <5.4 tons | KEEPRITE | HRCU-A-CB (Split System: Heat Pump with Remote Outdoor Unit-Air-Source) | C5H0V48*K*AAA* |  |  | EA*5X61M21A*+WALLCON | *97CMN1002122B* | 46000 | 18 | 9 | 47500 | 33800 | 71.16% | 2.08 | 0 | 10 |  |  |  | No | R-454B | 3.8333 | Residential & Commercial | Ducted CEE Tier 1
215674261 | Central HP <5.4 tons | KEEPRITE | HRCU-A-CB (Split System: Heat Pump with Remote Outdoor Unit-Air-Source) | C5H0V48*K*AAA* |  |  | EA*5X60M24A*+WALLCON | *97CMN1002122B* | 45000 | 18 | 9 | 47500 | 33600 | 70.74% | 2.06 | 0 | 10 |  |  |  | No | R-454B | 3.75 | Residential & Commercial | Ducted CEE Tier 1
212987008 | Central HP <5.4 tons | BRYANT HEATING AND COOLING SYSTEMS | HRCU-A-CB (Split System: Heat Pump with Remote Outdoor Unit-Air-Source) | 38MURAQ18AB3* |  |  | CAP**2517AL* | 916SA36060M14*** | 17800 | 16.5 | 8.1 | 17700 | 17700 | 100% | 2.14 | 0 | 10.5 |  |  |  | No | R-410A | 1.4833 | Residential & Commercial | Ducted CEE Tier 1
215681568 | Central HP <5.4 tons | COMFORTMAKER | HRCU-A-CB (Split System: Heat Pump with Remote Outdoor Unit-Air-Source) | C5H0V48*K*AAA* |  |  | EA*5X61M24A*+WALLCON | *97CTN1202422A* | 46000 | 18.5 | 9 | 47500 | 33600 | 70.74% | 2.06 | 0 | 10 |  |  |  | No | R-454B | 3.8333 | Residential & Commercial | Ducted CEE Tier 1
214395691 | Central HP <5.4 tons | YORK | HRCU-A-CB (Split System: Heat Pump with Remote Outdoor Unit-Air-Source) | HH836E2S11 |  |  | CTF48C5CFS1 | TP9C100C16MP13 | 33200 | 18 | 9 | 31200 | 25200 | 80.77% | 2 | 0 | 11 |  |  |  | No | R-454B | 2.7667 | Residential & Commercial | Ducted CEE Tier 1
214395734 | Central HP <5.4 tons | YORK | HRCU-A-CB (Split System: Heat Pump with Remote Outdoor Unit-Air-Source) | HH836E2S11 |  |  | CTF48C5CFS1 | Y81E080C16SMPS1 | 34400 | 19 | 9 | 32200 | 25400 | 78.88% | 2 | 0 | 11 |  |  |  | No | R-454B | 2.8667 | Residential & Commercial | Ducted CEE Tier 1
216453253 | Central HP <5.4 tons | TRANE | HRCU-A-CB (Split System: Heat Pump with Remote Outdoor Unit-Air-Source) | 5TWV0X60A1 |  |  | 5TXCC007AS3 | S8V2C100M5PCB | 51500 | 18.2 | 9 | 54500 | 38500 | 70.64% | 2 | 0 | 10 |  |  |  | No | R-454B | 4.2917 | Residential & Commercial | Ducted CEE Tier 1
216453269 | Central HP <5.4 tons | TRANE | HRCU-A-CB (Split System: Heat Pump with Remote Outdoor Unit-Air-Source) | 5TWV0X60A1 |  |  | 5TXCD010AS3 | S8V2C100M5PDB | 53000 | 18.4 | 9 | 54000 | 38000 | 70.37% | 2 | 0 | 10.5 |  |  |  | No | R-454B | 4.4167 | Residential & Commercial | Ducted CEE Tier 1
210599865 | Central HP <5.4 tons | TEMPSTAR | HRCU-A-CB (Split System: Heat Pump with Remote Outdoor Unit-Air-Source) | TVH825GKA2* |  |  | EA*4X42L21A*+WALLCON | *96CTN1002122A* | 23800 | 16.5 | 8.1 | 21400 | 16600 | 77.57% | 1.96 | 0 | 11 |  |  |  | No | R-410A | 1.9833 | Residential & Commercial | Ducted CEE Tier 1
215939721 | Central HP <5.4 tons | KEEPRITE | HRCU-A-CB (Split System: Heat Pump with Remote Outdoor Unit-Air-Source) | C5H3V36*K*AAA* |  |  | EA*5X48M21A*+WALLCON | *96CTN0802120B* | 33400 | 20 | 9.5 | 34600 | 26400 | 76.3% | 2.04 | 0 | 11.5 |  |  |  | No | R-454B | 2.7833 | Residential & Commercial | Ducted CEE Tier 1
213077056 | Central HP <5.4 tons | BRYANT HEATING AND COOLING SYSTEMS | HRCU-A-CB (Split System: Heat Pump with Remote Outdoor Unit-Air-Source) | 38MURAQ36AB3* |  |  | CAP**4221AL* | 926SB60080V21*** | 35600 | 16 | 8.1 | 38500 | 35200 | 91.43% | 1.9 | 0 | 10 |  |  |  | No | R-410A | 2.9667 | Residential & Commercial | Ducted CEE Tier 1
213077256 | Central HP <5.4 tons | BRYANT HEATING AND COOLING SYSTEMS | HRCU-A-CB (Split System: Heat Pump with Remote Outdoor Unit-Air-Source) | 38MURAQ36AB3* |  |  | CNPV*4824AL* | 926SB66120V24*** | 36000 | 16.5 | 8.1 | 38500 | 35000 | 90.91% | 2 | 0 | 10 |  |  |  | No | R-410A | 3 | Residential & Commercial | Ducted CEE Tier 1
213078058 | Central HP <5.4 tons | BRYANT HEATING AND COOLING SYSTEMS | HRCU-A-CB (Split System: Heat Pump with Remote Outdoor Unit-Air-Source) | 38MURAQ36AB3* |  |  | CAP**3717AL* | 8(0,1)*SB48070M17*** | 36000 | 15.5 | 8.5 | 38500 | 35000 | 90.91% | 2 | 0 | 10 |  |  |  | No | R-410A | 3 | Residential & Commercial | Ducted CEE Tier 1
212984940 | Central HP <5.4 tons | BRYANT HEATING AND COOLING SYSTEMS | HRCU-A-CB (Split System: Heat Pump with Remote Outdoor Unit-Air-Source) | 38MURAQ36AB3* |  |  | CAP**4821AL* | 912SE60080M21*** | 35600 | 16.5 | 8.5 | 37800 | 34600 | 91.53% | 2.02 | 0 | 10 |  |  |  | No | R-410A | 2.9667 | Residential & Commercial | Ducted CEE Tier 1
212925583 | Central HP <5.4 tons | TEMP SHIFT | HRCU-A-C (Split System: Heat Pump with Remote Outdoor Unit with No Indoor Fan --Air Source) | TSMOE31U36HFN1M |  |  | TSMAC36HWDN1MN0 |  | 35000 | 15.2 | 10 | 39000 | 32000 | 82.05% | 2 | 10.2 | 10 |  |  |  | No | R-410A | 2.9167 | Residential & Commercial | Ducted CEE Tier 1
213781550 | Central HP <5.4 tons | COMFORTMAKER | HRCU-A-CB (Split System: Heat Pump with Remote Outdoor Unit-Air-Source) | CVH837GKA2* |  |  | EA*4X61L21A*+WALLCON | *80CTL0701716B* | 32800 | 17 | 8.1 | 32200 | 25000 | 77.64% | 1.96 | 0 | 11 |  |  |  | No | R-410A | 2.7333 | Residential & Commercial | Ducted CEE Tier 1
204299245 | Central HP <5.4 tons | CARRIER | HRCU-A-CB (Split System: Heat Pump with Remote Outdoor Unit-Air-Source) | 25VNA837A*030* |  |  | CAP**4821AL*+UI | 59TN6B080C17**14 | 32200 | 17 | 8.1 | 32800 | 25200 | 76.83% | 1.96 | 11.5 | 11 |  |  |  | No | R-410A | 2.6833 | Residential & Commercial | Ducted CEE Tier 1
204298893 | Central HP <5.4 tons | CARRIER | HRCU-A-CB (Split System: Heat Pump with Remote Outdoor Unit-Air-Source) | 25VNA837A*030* |  |  | CAP**3721AL*+UI | 59MN7B100C21**22 | 33000 | 17.5 | 8.5 | 33000 | 25200 | 76.36% | 2 | 12 | 11.7 |  |  |  | No | R-410A | 2.75 | Residential & Commercial | Ducted CEE Tier 1
210473684 | Central HP <5.4 tons | CARRIER | HRCU-A-CB (Split System: Heat Pump with Remote Outdoor Unit-Air-Source) | 25VNA825A*032* |  |  | CNPV*4217AL*+UI | 58TN*A070C14**12 | 24000 | 17 | 8.1 | 21400 | 16600 | 77.57% | 2 | 0 | 11 |  |  |  | No | R-410A | 2 | Residential & Commercial | Ducted CEE Tier 1
210473893 | Central HP <5.4 tons | CARRIER | HRCU-A-CB (Split System: Heat Pump with Remote Outdoor Unit-Air-Source) | 25VNA825A*032* |  |  | CNPV*4821AL*+UI | 59CU5A080C21**20 | 24200 | 17 | 8.1 | 21200 | 16600 | 78.3% | 2.02 | 0 | 11.5 |  |  |  | No | R-410A | 2.0167 | Residential & Commercial | Ducted CEE Tier 1
214395963 | Central HP <5.4 tons | YORK | HRCU-A-CB (Split System: Heat Pump with Remote Outdoor Unit-Air-Source) | HH824E2S11 |  |  | CTF36B5ADS1 | YPLC080B12MP13 | 23000 | 18 | 9 | 23000 | 18500 | 80.43% | 2 | 0 | 12 |  |  |  | No | R-454B | 1.9167 | Residential & Commercial | Ducted CEE Tier 1
205750671 | Central HP <5.4 tons | HEIL | HRCU-A-CB (Split System: Heat Pump with Remote Outdoor Unit-Air-Source) | HVH825GKA2* |  |  | EA*4X37L21A*+WALLCON | *96CTN0801714A* | 24400 | 16.5 | 8.1 | 21200 | 16700 | 78.77% | 2.02 | 11 | 11 |  |  |  | No | R-410A | 2.0333 | Residential & Commercial | Ducted CEE Tier 1
205750687 | Central HP <5.4 tons | HEIL | HRCU-A-CB (Split System: Heat Pump with Remote Outdoor Unit-Air-Source) | HVH825GKA2* |  |  | EA*4X37L21A*+WALLCON | *97CMN0801714A* | 24400 | 16.5 | 8.1 | 21200 | 16700 | 78.77% | 2.02 | 11 | 11 |  |  |  | No | R-410A | 2.0333 | Residential & Commercial | Ducted CEE Tier 1
206133436 | Central HP <5.4 tons | HEIL | HRCU-A-CB (Split System: Heat Pump with Remote Outdoor Unit-Air-Source) | HVH825GKA2* |  |  | EA*4X37L21A*+WALLCON | *80CSU0401712A* | 24400 | 17 | 8.5 | 21200 | 16600 | 78.3% | 2.04 | 11.5 | 11 |  |  |  | No | R-410A | 2.0333 | Residential & Commercial | Ducted CEE Tier 1
210596978 | Central HP <5.4 tons | DAY & NIGHT | HRCU-A-CB (Split System: Heat Pump with Remote Outdoor Unit-Air-Source) | CVH825GKA2* |  |  | EHD4X48AAL+WALLCON | *96CTN0801714A* | 24200 | 16 | 8.1 | 21400 | 16700 | 78.04% | 2 | 0 | 10.5 |  |  |  | No | R-410A | 2.0167 | Residential & Commercial | Ducted CEE Tier 1
213770740 | Central HP <5.4 tons | COMFORTMAKER | HRCU-A-CB (Split System: Heat Pump with Remote Outdoor Unit-Air-Source) | CVH825GKA2* |  |  | EA*4X30L17A*+WALLCON | *80CTL0901716B* | 23600 | 16.5 | 8.1 | 21400 | 16700 | 78.04% | 1.92 | 0 | 11 |  |  |  | No | R-410A | 1.9667 | Residential & Commercial | Ducted CEE Tier 1
213770810 | Central HP <5.4 tons | COMFORTMAKER | HRCU-A-CB (Split System: Heat Pump with Remote Outdoor Unit-Air-Source) | CVH825GKA2* |  |  | EA*4X36L17A*+WALLCON | *80CTL0451712B* | 23400 | 16 | 8.1 | 21600 | 16800 | 77.78% | 1.92 | 0 | 10.5 |  |  |  | No | R-410A | 1.95 | Residential & Commercial | Ducted CEE Tier 1
213771110 | Central HP <5.4 tons | COMFORTMAKER | HRCU-A-CB (Split System: Heat Pump with Remote Outdoor Unit-Air-Source) | CVH825GKA2* |  |  | EA*4X37L17A*+WALLCON | *96CTN0601714B* | 24000 | 16 | 8.1 | 21400 | 16800 | 78.5% | 1.98 | 0 | 11 |  |  |  | No | R-410A | 2 | Residential & Commercial | Ducted CEE Tier 1
213771410 | Central HP <5.4 tons | COMFORTMAKER | HRCU-A-CB (Split System: Heat Pump with Remote Outdoor Unit-Air-Source) | CVH825GKA2* |  |  | EA*4X42L24A*+WALLCON | *97CMN1202422B* | 23800 | 16.5 | 8.1 | 21400 | 16600 | 77.57% | 1.96 | 0 | 11 |  |  |  | No | R-410A | 1.9833 | Residential & Commercial | Ducted CEE Tier 1
212652330 | Central HP <5.4 tons | EVERREST | HRCU-A-CB (Split System: Heat Pump with Remote Outdoor Unit-Air-Source) | GSZV903610A* |  |  | CSCF3642N6D*+TXV | G*VM970603BNB* | 33800 | 18.5 | 8.2 | 34000 | 24400 | 71.76% | 1.8 | 0 | 11.5 |  |  |  | No | R-410A | 2.8167 | Residential & Commercial | Ducted CEE Tier 1
212653970 | Central HP <5.4 tons | EVERREST | HRCU-A-CB (Split System: Heat Pump with Remote Outdoor Unit-Air-Source) | GSZV903610A* |  |  | CHPF3642C6C*+TXV | G*VC800804C*A* | 33400 | 18 | 8.2 | 34000 | 24400 | 71.76% | 1.8 | 0 | 11 |  |  |  | No | R-410A | 2.7833 | Residential & Commercial | Ducted CEE Tier 1
215936885 | Central HP <5.4 tons | BRYANT HEATING AND COOLING SYSTEMS | HRCU-A-CB (Split System: Heat Pump with Remote Outdoor Unit-Air-Source) | 293VAN036**AA* |  |  | CVAVA6121XMA*+UI | 935CB66100C21*** | 36000 | 22 | 8.5 | 37600 | 28400 | 75.53% | 2.04 | 0 | 12.5 |  |  |  | No | R-454B | 3 | Residential & Commercial | Ducted CEE Tier 1
213078410 | Central HP <5.4 tons | BRYANT HEATING AND COOLING SYSTEMS | HRCU-A-CB (Split System: Heat Pump with Remote Outdoor Unit-Air-Source) | 38MURAQ36AB3* |  |  | CAP**4221AL* | 8(0,1)*SB48090M21*** | 35200 | 16.5 | 8.1 | 38500 | 35000 | 90.91% | 1.88 | 0 | 10 |  |  |  | No | R-410A | 2.9333 | Residential & Commercial | Ducted CEE Tier 1
213078509 | Central HP <5.4 tons | BRYANT HEATING AND COOLING SYSTEMS | HRCU-A-CB (Split System: Heat Pump with Remote Outdoor Unit-Air-Source) | 38MURAQ36AB3* |  |  | CAP**4221AL* | 8(0,1)*SB60090M21*** | 35400 | 16.5 | 8.1 | 38500 | 35000 | 90.91% | 1.88 | 0 | 10 |  |  |  | No | R-410A | 2.95 | Residential & Commercial | Ducted CEE Tier 1
212653972 | Central HP <5.4 tons | EVERREST | HRCU-A-CB (Split System: Heat Pump with Remote Outdoor Unit-Air-Source) | GSZV903610A* |  |  | CHPF3743C6B*+TXV | G*VS800805CUA* | 33400 | 18 | 8.2 | 34000 | 24400 | 71.76% | 1.8 | 0 | 11 |  |  |  | No | R-410A | 2.7833 | Residential & Commercial | Ducted CEE Tier 1
212653973 | Central HP <5.4 tons | EVERREST | HRCU-A-CB (Split System: Heat Pump with Remote Outdoor Unit-Air-Source) | GSZV903610A* |  |  | CSCF3642N6D*+TXV | G*VC800805C*A* | 33800 | 18.5 | 8.2 | 34000 | 24400 | 71.76% | 1.8 | 0 | 11.5 |  |  |  | No | R-410A | 2.8167 | Residential & Commercial | Ducted CEE Tier 1
213815191 | Central HP <5.4 tons | FRANKLIN | HRCU-A-CB (Split System: Heat Pump with Remote Outdoor Unit-Air-Source) | GSZV903610A* |  |  | CA*F3137*6A*+MBVB12BP1X00A*+TXV |  | 34000 | 18.5 | 8.2 | 34000 | 24400 | 71.76% | 1.8 | 0 | 12 |  |  |  | No | R-410A | 2.8333 | Residential & Commercial | Ducted CEE Tier 1
212652832 | Central HP <5.4 tons | EVERREST | HRCU-A-CB (Split System: Heat Pump with Remote Outdoor Unit-Air-Source) | GSZV903610A* |  |  | CA*F3743*6D*+TXV | G*VS800604BUA* | 33600 | 18.5 | 8.2 | 34000 | 24400 | 71.76% | 1.8 | 0 | 12 |  |  |  | No | R-410A | 2.8 | Residential & Commercial | Ducted CEE Tier 1
214570776 | Central HP <5.4 tons | KENMORE | HRCU-A-CB (Split System: Heat Pump with Remote Outdoor Unit-Air-Source) | (C,H,T)VH825GKA3* |  |  | EA*4X48L24A*+WALLCON | *97CMN0802120B* | 24000 | 16.5 | 8.5 | 21000 | 16500 | 78.57% | 2.02 | 0 | 11 |  |  |  | No | R-410A | 2 | Residential & Commercial | Ducted CEE Tier 1
205750679 | Central HP <5.4 tons | HEIL | HRCU-A-CB (Split System: Heat Pump with Remote Outdoor Unit-Air-Source) | HVH825GKA2* |  |  | EA*4X37L21A*+WALLCON | *97CMN0601714A* | 24200 | 16 | 8.1 | 21200 | 16800 | 79.25% | 2 | 11 | 11 |  |  |  | No | R-410A | 2.0167 | Residential & Commercial | Ducted CEE Tier 1
204456599 | Central HP <5.4 tons | HEIL | HRCU-A-CB (Split System: Heat Pump with Remote Outdoor Unit-Air-Source) | HVH825GKA2* |  |  | EA*4X36L17A*+WALLCON | *80CTL0701716A* | 23600 | 16.5 | 8.1 | 21400 | 16700 | 78.04% | 1.94 | 11.5 | 11 |  |  |  | No | R-410A | 1.9667 | Residential & Commercial | Ducted CEE Tier 1
204456617 | Central HP <5.4 tons | HEIL | HRCU-A-CB (Split System: Heat Pump with Remote Outdoor Unit-Air-Source) | HVH825GKA2* |  |  | EA*4X36L17A*+WALLCON | *96CTN0801714A* | 23600 | 16.5 | 8.1 | 21600 | 16700 | 77.31% | 1.92 | 11.5 | 10.5 |  |  |  | No | R-410A | 1.9667 | Residential & Commercial | Ducted CEE Tier 1
204456698 | Central HP <5.4 tons | HEIL | HRCU-A-CB (Split System: Heat Pump with Remote Outdoor Unit-Air-Source) | HVH825GKA2* |  |  | EA*4X36L21A*+WALLCON | *96CTN0601714A* | 23400 | 16.5 | 8.1 | 21600 | 16700 | 77.31% | 1.92 | 11 | 10.5 |  |  |  | No | R-410A | 1.95 | Residential & Commercial | Ducted CEE Tier 1
204456834 | Central HP <5.4 tons | HEIL | HRCU-A-CB (Split System: Heat Pump with Remote Outdoor Unit-Air-Source) | HVH825GKA2* |  |  | EA*4X37L17A*+WALLCON | *96CTN0601714A* | 24000 | 16 | 8.1 | 21400 | 16800 | 78.5% | 1.98 | 11 | 11 |  |  |  | No | R-410A | 2 | Residential & Commercial | Ducted CEE Tier 1
204456365 | Central HP <5.4 tons | HEIL | HRCU-A-CB (Split System: Heat Pump with Remote Outdoor Unit-Air-Source) | HVH825GKA2* |  |  | EA*4X24L17A*+WALLCON | *80CTL0451712A* | 23200 | 16 | 8.1 | 22000 | 16900 | 76.82% | 1.88 | 11 | 10.5 |  |  |  | No | R-410A | 1.9333 | Residential & Commercial | Ducted CEE Tier 1
204456482 | Central HP <5.4 tons | HEIL | HRCU-A-CB (Split System: Heat Pump with Remote Outdoor Unit-Air-Source) | HVH825GKA2* |  |  | EA*4X25L17A*+WALLCON | *97CMN0801714A* | 24200 | 16.5 | 8.1 | 21400 | 16700 | 78.04% | 2 | 11 | 11 |  |  |  | No | R-410A | 2.0167 | Residential & Commercial | Ducted CEE Tier 1
212653184 | Central HP <5.4 tons | EVERREST | HRCU-A-CB (Split System: Heat Pump with Remote Outdoor Unit-Air-Source) | ASZV903610A* |  |  | CSCF3642N6D*+TXV | A*VC800804C*A* | 33800 | 18.5 | 8.2 | 34000 | 24400 | 71.76% | 1.8 | 0 | 11.5 |  |  |  | No | R-410A | 2.8167 | Residential & Commercial | Ducted CEE Tier 1
213079073 | Central HP <5.4 tons | ARCOAIRE | HRCU-A-CB (Split System: Heat Pump with Remote Outdoor Unit-Air-Source) | DLCURAH36ABK |  |  | EN(A,D,W)4X48L21** | *80MSU0401712A* | 35800 | 16.5 | 8.1 | 38500 | 34800 | 90.39% | 2 | 0 | 10 |  |  |  | No | R-410A | 2.9833 | Residential & Commercial | Ducted CEE Tier 1
213075890 | Central HP <5.4 tons | ARCOAIRE | HRCU-A-CB (Split System: Heat Pump with Remote Outdoor Unit-Air-Source) | DLCURAH36ABK |  |  | EA*4X37L21A* | *95MSU1002120A* | 36400 | 16 | 8.5 | 38000 | 34800 | 91.58% | 2.06 | 0 | 10 |  |  |  | No | R-410A | 3.0333 | Residential & Commercial | Ducted CEE Tier 1
206997696 | Central HP <5.4 tons | KENMORE | HRCU-A-CB (Split System: Heat Pump with Remote Outdoor Unit-Air-Source) | (C,H,T)VH837GKA2* |  |  | EA*4X42L24A*+WALLCON | *97CMN0602120A* | 31600 | 17 | 8.1 | 33400 | 24600 | 73.65% | 1.88 | 11.5 | 11 |  |  |  | No | R-410A | 2.6333 | Residential & Commercial | Ducted CEE Tier 1
204299075 | Central HP <5.4 tons | CARRIER | HRCU-A-CB (Split System: Heat Pump with Remote Outdoor Unit-Air-Source) | 25VNA837A*030* |  |  | CAP**4224AL*+UI | 58TN*A135C24**22 | 31800 | 17.5 | 8.1 | 33000 | 24400 | 73.94% | 1.9 | 12 | 11.5 |  |  |  | No | R-410A | 2.65 | Residential & Commercial | Ducted CEE Tier 1
204299395 | Central HP <5.4 tons | CARRIER | HRCU-A-CB (Split System: Heat Pump with Remote Outdoor Unit-Air-Source) | 25VNA837A*030* |  |  | CAP**4824AL*+UI | 59MN7B100C21**22 | 32400 | 17.5 | 8.5 | 32600 | 24800 | 76.07% | 2 | 12 | 11.7 |  |  |  | No | R-410A | 2.7 | Residential & Commercial | Ducted CEE Tier 1
210595971 | Central HP <5.4 tons | CARRIER | HRCU-A-CB (Split System: Heat Pump with Remote Outdoor Unit-Air-Source) | 25VNA825A*031* |  |  | CAP**4321AL*+UI | 59MN7B080C17**14 | 24400 | 16.5 | 8.1 | 21200 | 16700 | 78.77% | 2.02 | 0 | 11 |  |  |  | No | R-410A | 2.0333 | Residential & Commercial | Ducted CEE Tier 1
210595980 | Central HP <5.4 tons | CARRIER | HRCU-A-CB (Split System: Heat Pump with Remote Outdoor Unit-Air-Source) | 25VNA825A*031* |  |  | CAP**4821AL*+UI | 58TN*A070C17**16 | 24000 | 17 | 8.1 | 21000 | 16600 | 79.05% | 2.02 | 0 | 11 |  |  |  | No | R-410A | 2 | Residential & Commercial | Ducted CEE Tier 1
212986888 | Central HP <5.4 tons | BRYANT HEATING AND COOLING SYSTEMS | HRCU-A-CB (Split System: Heat Pump with Remote Outdoor Unit-Air-Source) | 38MURAQ24AB3* |  |  | CAP**3014AL* | 916SA36060M14*** | 23400 | 16.5 | 8.5 | 26400 | 24600 | 93.18% | 2.04 | 0 | 10 |  |  |  | No | R-410A | 1.95 | Residential & Commercial | Ducted CEE Tier 1
212986938 | Central HP <5.4 tons | BRYANT HEATING AND COOLING SYSTEMS | HRCU-A-CB (Split System: Heat Pump with Remote Outdoor Unit-Air-Source) | 38MURAQ24AB3* |  |  | CNPV*2417AL* | 916SA36060M14*** | 23200 | 16.5 | 8.5 | 27000 | 25200 | 93.33% | 2.1 | 0 | 10 |  |  |  | No | R-410A | 1.9333 | Residential & Commercial | Ducted CEE Tier 1
212985360 | Central HP <5.4 tons | BRYANT HEATING AND COOLING SYSTEMS | HRCU-A-CB (Split System: Heat Pump with Remote Outdoor Unit-Air-Source) | 38MURAQ24AB3* |  |  | CNPV*3621AL* | 912SE60100M21*** | 23600 | 17.5 | 8.5 | 26400 | 24200 | 91.67% | 2.02 | 0 | 10.5 |  |  |  | No | R-410A | 1.9667 | Residential & Commercial | Ducted CEE Tier 1
212986212 | Central HP <5.4 tons | BRYANT HEATING AND COOLING SYSTEMS | HRCU-A-CB (Split System: Heat Pump with Remote Outdoor Unit-Air-Source) | 38MURAQ24AB3* |  |  | CNPV*2414AL* | 916SA30040M14*** | 23200 | 16 | 8.5 | 27000 | 25200 | 93.33% | 2.1 | 0 | 10 |  |  |  | No | R-410A | 1.9333 | Residential & Commercial | Ducted CEE Tier 1
212984221 | Central HP <5.4 tons | ARCOAIRE | HRCU-A-CB (Split System: Heat Pump with Remote Outdoor Unit-Air-Source) | DLCURAH18ABK |  |  | EN(A,D)4X30L17** | *92MSN0601714A* | 17700 | 16.5 | 8.1 | 18300 | 18600 | 101.6% | 2.24 | 0 | 11 |  |  |  | No | R-410A | 1.475 | Residential & Commercial | Ducted CEE Tier 1
213078628 | Central HP <5.4 tons | BRYANT HEATING AND COOLING SYSTEMS | HRCU-A-CB (Split System: Heat Pump with Remote Outdoor Unit-Air-Source) | 38MURAQ36AB3* |  |  | CAP**4221AL* | 8(0,1)*SB60110M21*** | 35800 | 16.5 | 8.1 | 38500 | 35000 | 90.91% | 1.9 | 0 | 10 |  |  |  | No | R-410A | 2.9833 | Residential & Commercial | Ducted CEE Tier 1
213079178 | Central HP <5.4 tons | BRYANT HEATING AND COOLING SYSTEMS | HRCU-A-CB (Split System: Heat Pump with Remote Outdoor Unit-Air-Source) | 38MURAQ36AB3* |  |  | CNPV*4821AL* | 83*SB48060M17*** | 35800 | 16.5 | 8.1 | 38500 | 34800 | 90.39% | 2 | 0 | 10 |  |  |  | No | R-410A | 2.9833 | Residential & Commercial | Ducted CEE Tier 1
215935425 | Central HP <5.4 tons | BRYANT HEATING AND COOLING SYSTEMS | HRCU-A-CB (Split System: Heat Pump with Remote Outdoor Unit-Air-Source) | 293VAN036**AA* |  |  | CVAMA6024XMA*+UI | 987MC66120C24*** | 35400 | 22 | 8.5 | 38000 | 28400 | 74.74% | 2.04 | 0 | 12.5 |  |  |  | No | R-454B | 2.95 | Residential & Commercial | Ducted CEE Tier 1
215935475 | Central HP <5.4 tons | BRYANT HEATING AND COOLING SYSTEMS | HRCU-A-CB (Split System: Heat Pump with Remote Outdoor Unit-Air-Source) | 293VAN036**AA* |  |  | CVAMA6124XMA*+UI | 88*TB66135C24*** | 36000 | 22.5 | 8.5 | 37600 | 28200 | 75% | 2.04 | 0 | 12.5 |  |  |  | No | R-454B | 3 | Residential & Commercial | Ducted CEE Tier 1
215935625 | Central HP <5.4 tons | BRYANT HEATING AND COOLING SYSTEMS | HRCU-A-CB (Split System: Heat Pump with Remote Outdoor Unit-Air-Source) | 293VAN036**AA* |  |  | CVAVA3621XMA*+UI | 88*TB48070C17*** | 34200 | 20.5 | 8.5 | 39000 | 28400 | 72.82% | 2.02 | 0 | 11.5 |  |  |  | No | R-454B | 2.85 | Residential & Commercial | Ducted CEE Tier 1
215935775 | Central HP <5.4 tons | BRYANT HEATING AND COOLING SYSTEMS | HRCU-A-CB (Split System: Heat Pump with Remote Outdoor Unit-Air-Source) | 293VAN036**AA* |  |  | CVAVA3621XMA*+UI | 986TD66100C21*** | 34400 | 21 | 8.5 | 38500 | 28000 | 72.73% | 2.06 | 0 | 12 |  |  |  | No | R-454B | 2.8667 | Residential & Commercial | Ducted CEE Tier 1
215935495 | Central HP <5.4 tons | BRYANT HEATING AND COOLING SYSTEMS | HRCU-A-CB (Split System: Heat Pump with Remote Outdoor Unit-Air-Source) | 293VAN036**AA* |  |  | CVAMA6124XMA*+UI | 987MC60060C21*** | 35800 | 21.5 | 8.5 | 38000 | 28600 | 75.26% | 2.06 | 0 | 12 |  |  |  | No | R-454B | 2.9833 | Residential & Commercial | Ducted CEE Tier 1
215679280 | Central HP <5.4 tons | KEEPRITE | HRCU-A-CB (Split System: Heat Pump with Remote Outdoor Unit-Air-Source) | C5H0V36*K*AAA* |  |  | EA*5X37M21A*+WALLCON | *96CTN0802120B* | 34400 | 18 | 9 | 35400 | 25200 | 71.19% | 1.88 | 0 | 10 |  |  |  | No | R-454B | 2.8667 | Residential & Commercial | Ducted CEE Tier 1
215679330 | Central HP <5.4 tons | KEEPRITE | HRCU-A-CB (Split System: Heat Pump with Remote Outdoor Unit-Air-Source) | C5H0V36*K*AAA* |  |  | EA*5X37M21A*+WALLCON | *97CTN0802120A* | 34400 | 18 | 9 | 35400 | 25200 | 71.19% | 1.88 | 0 | 10 |  |  |  | No | R-454B | 2.8667 | Residential & Commercial | Ducted CEE Tier 1
212985907 | Central HP <5.4 tons | ARCOAIRE | HRCU-A-CB (Split System: Heat Pump with Remote Outdoor Unit-Air-Source) | DLCURAH18ABK |  |  | EA*4X25L17A* | *96MSN0261410A* | 17800 | 16.5 | 8.1 | 17700 | 17700 | 100% | 2.14 | 0 | 10.5 |  |  |  | No | R-410A | 1.4833 | Residential & Commercial | Ducted CEE Tier 1
211246004 | Central HP <5.4 tons | CARRIER | HRCU-A-CB (Split System: Heat Pump with Remote Outdoor Unit-Air-Source) | 38MURAQ24AB3* |  |  | CAP**3621AL* | GG96VTAA60100C | 23800 | 17 | 8.5 | 25800 | 23200 | 89.92% | 1.92 | 0 | 10 |  |  |  | No | R-410A | 1.9833 | Residential & Commercial | Ducted CEE Tier 1
211246007 | Central HP <5.4 tons | CARRIER | HRCU-A-CB (Split System: Heat Pump with Remote Outdoor Unit-Air-Source) | 38MURAQ24AB3* |  |  | CAP**3717AL* | GG96VTAA48080B | 24600 | 16.5 | 8.5 | 25600 | 21400 | 83.59% | 1.8 | 0 | 10 |  |  |  | No | R-410A | 2.05 | Residential & Commercial | Ducted CEE Tier 1
212986985 | Central HP <5.4 tons | KEEPRITE | HRCU-A-CB (Split System: Heat Pump with Remote Outdoor Unit-Air-Source) | DLCURAH18ABK |  |  | EA*4X19L17A* | *96MSN0601412A* | 17800 | 16.5 | 8.1 | 17800 | 17900 | 100.6% | 2.16 | 0 | 10.5 |  |  |  | No | R-410A | 1.4833 | Residential & Commercial | Ducted CEE Tier 1
206765871 | Central HP <5.4 tons | HEIL | HRCU-A-CB (Split System: Heat Pump with Remote Outdoor Unit-Air-Source) | HVH825GKA3* |  |  | EA*4X37L17A*+WALLCON | *96CTN0601714A* | 24000 | 16 | 8.1 | 21400 | 16800 | 78.5% | 1.98 | 11 | 11 |  |  |  | No | R-410A | 2 | Residential & Commercial | Ducted CEE Tier 1
206766872 | Central HP <5.4 tons | HEIL | HRCU-A-CB (Split System: Heat Pump with Remote Outdoor Unit-Air-Source) | HVH825GKA3* |  |  | EHD4X30AAL+WALLCON | *80CTL0901716A* | 23800 | 16 | 8.1 | 21800 | 16700 | 76.61% | 1.98 | 11 | 10.5 |  |  |  | No | R-410A | 1.9833 | Residential & Commercial | Ducted CEE Tier 1
204300606 | Central HP <5.4 tons | KEEPRITE | HRCU-A-CB (Split System: Heat Pump with Remote Outdoor Unit-Air-Source) | CVH837GKA** |  |  | EHD4X48AAL+WALLCON | *97CMN0602120A* | 32400 | 16.5 | 8.1 | 33200 | 25200 | 75.9% | 1.94 | 11.5 | 11 |  |  |  | No | R-410A | 2.7 | Residential & Commercial | Ducted CEE Tier 1
204299252 | Central HP <5.4 tons | KEEPRITE | HRCU-A-CB (Split System: Heat Pump with Remote Outdoor Unit-Air-Source) | CVH837GKA** |  |  | EA*4X48L21A*+WALLCON | *96CTN0801714A* | 32200 | 17 | 8.1 | 32800 | 25200 | 76.83% | 1.96 | 11.5 | 11 |  |  |  | No | R-410A | 2.6833 | Residential & Commercial | Ducted CEE Tier 1
213778730 | Central HP <5.4 tons | COMFORTMAKER | HRCU-A-CB (Split System: Heat Pump with Remote Outdoor Unit-Air-Source) | CVH837GKA** |  |  | EA*4X36L17A*+WALLCON | *80CTL0451712B* | 31200 | 16.5 | 8.1 | 33400 | 24600 | 73.65% | 1.8 | 0 | 10.5 |  |  |  | No | R-410A | 2.6 | Residential & Commercial | Ducted CEE Tier 1
215669327 | Central HP <5.4 tons | COMFORTMAKER | HRCU-A-CB (Split System: Heat Pump with Remote Outdoor Unit-Air-Source) | C5H0V36*K*AAA* |  |  | EA*5X60M24A*+WALLCON | *80CTL1102120B* | 34400 | 18.5 | 9 | 34200 | 24600 | 71.93% | 1.92 | 0 | 10.5 |  |  |  | No | R-454B | 2.8667 | Residential & Commercial | Ducted CEE Tier 1
215669387 | Central HP <5.4 tons | COMFORTMAKER | HRCU-A-CB (Split System: Heat Pump with Remote Outdoor Unit-Air-Source) | C5H0V36*K*AAA* |  |  | EA*5X60M24A*+WALLCON | *97CMN1002122B* | 34400 | 18 | 9 | 34200 | 24800 | 72.51% | 1.9 | 0 | 10.5 |  |  |  | No | R-454B | 2.8667 | Residential & Commercial | Ducted CEE Tier 1
213771560 | Central HP <5.4 tons | COMFORTMAKER | HRCU-A-CB (Split System: Heat Pump with Remote Outdoor Unit-Air-Source) | CVH825GKA2* |  |  | EA*4X48L21A*+WALLCON | *80CTL0451712B* | 24000 | 16.5 | 8.1 | 21000 | 16600 | 79.05% | 2 | 0 | 10.5 |  |  |  | No | R-410A | 2 | Residential & Commercial | Ducted CEE Tier 1
215669637 | Central HP <5.4 tons | COMFORTMAKER | HRCU-A-CB (Split System: Heat Pump with Remote Outdoor Unit-Air-Source) | C5H0V36*K*AAA* |  |  | EA*5X61M24A*+WALLCON | *80CTL0902120B* | 35000 | 18.5 | 9 | 34400 | 24600 | 71.51% | 1.92 | 0 | 10.5 |  |  |  | No | R-454B | 2.9167 | Residential & Commercial | Ducted CEE Tier 1
215669687 | Central HP <5.4 tons | COMFORTMAKER | HRCU-A-CB (Split System: Heat Pump with Remote Outdoor Unit-Air-Source) | C5H0V36*K*AAA* |  |  | EA*5X61M24A*+WALLCON | *97CMN0602120B* | 34600 | 18 | 9 | 34600 | 25000 | 72.25% | 1.9 | 0 | 10 |  |  |  | No | R-454B | 2.8833 | Residential & Commercial | Ducted CEE Tier 1
215669737 | Central HP <5.4 tons | COMFORTMAKER | HRCU-A-CB (Split System: Heat Pump with Remote Outdoor Unit-Air-Source) | C5H0V36*K*AAA* |  |  | EA*5X61M24A*+WALLCON | *96CTN1202422B* | 35000 | 18.5 | 9 | 34400 | 24800 | 72.09% | 1.92 | 0 | 10.5 |  |  |  | No | R-454B | 2.9167 | Residential & Commercial | Ducted CEE Tier 1
215669015 | Central HP <5.4 tons | COMFORTMAKER | HRCU-A-CB (Split System: Heat Pump with Remote Outdoor Unit-Air-Source) | C5H0V36*K*AAA* |  |  | EA*5X43M21A*+WALLCON | *80CTL1102120B* | 34600 | 18 | 9 | 35200 | 25000 | 71.02% | 1.9 | 0 | 10 |  |  |  | No | R-454B | 2.8833 | Residential & Commercial | Ducted CEE Tier 1
215669297 | Central HP <5.4 tons | COMFORTMAKER | HRCU-A-CB (Split System: Heat Pump with Remote Outdoor Unit-Air-Source) | C5H0V36*K*AAA* |  |  | EA*5X60M24A*+WALLCON | *80CSU1002120A* | 34400 | 18 | 9 | 34200 | 24800 | 72.51% | 1.9 | 0 | 10 |  |  |  | No | R-454B | 2.8667 | Residential & Commercial | Ducted CEE Tier 1
215938305 | Central HP <5.4 tons | BRYANT HEATING AND COOLING SYSTEMS | HRCU-A-CB (Split System: Heat Pump with Remote Outdoor Unit-Air-Source) | 293VAN048**AA* |  |  | CVAVA6024XMA*+UI | 88*TB60110C21*** | 45500 | 21 | 8.1 | 52500 | 38000 | 72.38% | 1.95 | 0 | 11.5 |  |  |  | No | R-454B | 3.7917 | Residential & Commercial | Ducted CEE Tier 1
210470351 | Central HP <5.4 tons | TEMPSTAR | HRCU-A-CB (Split System: Heat Pump with Remote Outdoor Unit-Air-Source) | TVH837GKA2* |  |  | EA*4X60L24A*+WALLCON | *96CTN1002122A* | 32800 | 17.5 | 8.5 | 31800 | 24800 | 77.99% | 2 | 0 | 11.7 |  |  |  | No | R-410A | 2.7333 | Residential & Commercial | Ducted CEE Tier 1
210470560 | Central HP <5.4 tons | TEMPSTAR | HRCU-A-CB (Split System: Heat Pump with Remote Outdoor Unit-Air-Source) | TVH837GKA2* |  |  | EA*4X61L24A*+WALLCON | *80CTL0902120A* | 33200 | 18 | 8.5 | 32000 | 24800 | 77.5% | 2 | 0 | 12 |  |  |  | No | R-410A | 2.7667 | Residential & Commercial | Ducted CEE Tier 1
210470962 | Central HP <5.4 tons | TEMPSTAR | HRCU-A-CB (Split System: Heat Pump with Remote Outdoor Unit-Air-Source) | TVH837GKA2* |  |  | EN(A,D,W)4X60L24**+WALLCON | *97CMN1002122A* | 32800 | 18 | 8.1 | 32200 | 24600 | 76.4% | 1.98 | 0 | 12 |  |  |  | No | R-410A | 2.7333 | Residential & Commercial | Ducted CEE Tier 1
215941591 | Central HP <5.4 tons | KEEPRITE | HRCU-A-CB (Split System: Heat Pump with Remote Outdoor Unit-Air-Source) | C5H3V48*K*AAA* |  |  | EVD5X48M24A*+WALLCON | *96CTN0802120B* | 44500 | 20 | 8.1 | 52000 | 38000 | 73.08% | 1.9 | 0 | 11 |  |  |  | No | R-454B | 3.7083 | Residential & Commercial | Ducted CEE Tier 1
215941071 | Central HP <5.4 tons | KEEPRITE | HRCU-A-CB (Split System: Heat Pump with Remote Outdoor Unit-Air-Source) | C5H3V48*K*AAA* |  |  | EA*5X61M21A*+WALLCON | *97CTN0801716A* | 44500 | 20 | 9 | 49000 | 37600 | 76.73% | 2 | 0 | 11 |  |  |  | No | R-454B | 3.7083 | Residential & Commercial | Ducted CEE Tier 1
215941091 | Central HP <5.4 tons | KEEPRITE | HRCU-A-CB (Split System: Heat Pump with Remote Outdoor Unit-Air-Source) | C5H3V48*K*AAA* |  |  | EA*5X61M21A*+WALLCON | *97CTN1002122A* | 45500 | 21 | 9.5 | 48500 | 36800 | 75.88% | 2 | 0 | 11 |  |  |  | No | R-454B | 3.7917 | Residential & Commercial | Ducted CEE Tier 1
215937465 | Central HP <5.4 tons | BRYANT HEATING AND COOLING SYSTEMS | HRCU-A-CB (Split System: Heat Pump with Remote Outdoor Unit-Air-Source) | 293VAN048**AA* |  |  | CVAMA6024XMA*+UI | 88*TB60090C21*** | 45500 | 21 | 8.1 | 52500 | 38000 | 72.38% | 1.95 | 0 | 11.5 |  |  |  | No | R-454B | 3.7917 | Residential & Commercial | Ducted CEE Tier 1
215937535 | Central HP <5.4 tons | BRYANT HEATING AND COOLING SYSTEMS | HRCU-A-CB (Split System: Heat Pump with Remote Outdoor Unit-Air-Source) | 293VAN048**AA* |  |  | CVAMA6024XMA*+UI | 987MC66100C21*** | 45500 | 20.5 | 8.1 | 52500 | 38000 | 72.38% | 1.9 | 0 | 11.5 |  |  |  | No | R-454B | 3.7917 | Residential & Commercial | Ducted CEE Tier 1
215937565 | Central HP <5.4 tons | BRYANT HEATING AND COOLING SYSTEMS | HRCU-A-CB (Split System: Heat Pump with Remote Outdoor Unit-Air-Source) | 293VAN048**AA* |  |  | CVAMA6024XMA*+UI | 986TD66120C24*** | 45500 | 20.5 | 8.1 | 52500 | 38000 | 72.38% | 1.95 | 0 | 11.5 |  |  |  | No | R-454B | 3.7917 | Residential & Commercial | Ducted CEE Tier 1
216571062 | Central HP <5.4 tons | TRANE | HRCU-A-CB (Split System: Heat Pump with Remote Outdoor Unit-Air-Source) | 5TWV0X36A1 |  |  | 5TXCC007AS3 | S8V2C100M5PCB | 35400 | 20 | 10 | 32200 | 25000 | 77.64% | 2.1 | 0 | 12.5 |  |  |  | No | R-454B | 2.95 | Residential & Commercial | Ducted CEE Tier 1
216571278 | Central HP <5.4 tons | TRANE | HRCU-A-CB (Split System: Heat Pump with Remote Outdoor Unit-Air-Source) | 5TWV8X36A1 |  |  | 5PX*CD09AS3 | S8V2C100M5PDB | 33400 | 18.1 | 8.5 | 33000 | 25400 | 76.97% | 2.1 | 0 | 10.5 |  |  |  | No | R-454B | 2.7833 | Residential & Commercial | Ducted CEE Tier 1
216571294 | Central HP <5.4 tons | TRANE | HRCU-A-CB (Split System: Heat Pump with Remote Outdoor Unit-Air-Source) | 5TWV8X36A1 |  |  | 5PX*DD10AS3 | S8V2D120M5PCB | 32800 | 18.1 | 8.5 | 33000 | 25200 | 76.36% | 2.1 | 0 | 10.5 |  |  |  | No | R-454B | 2.7333 | Residential & Commercial | Ducted CEE Tier 1
216570944 | Central HP <5.4 tons | TRANE | HRCU-A-CB (Split System: Heat Pump with Remote Outdoor Unit-Air-Source) | 5TWV0X36A1 |  |  | 5PX*B006AS3 | *UHMB080CCV3+LRP | 35200 | 20.4 | 9.7 | 32400 | 25000 | 77.16% | 2.1 | 0 | 12.5 |  |  |  | No | R-454B | 2.9333 | Residential & Commercial | Ducted CEE Tier 1
216570962 | Central HP <5.4 tons | TRANE | HRCU-A-CB (Split System: Heat Pump with Remote Outdoor Unit-Air-Source) | 5TWV0X36A1 |  |  | 5PX*BD06AS3 | *DHMB080CCV3+LRP | 35000 | 19.4 | 9.4 | 33800 | 25200 | 74.56% | 2.1 | 0 | 12 |  |  |  | No | R-454B | 2.9167 | Residential & Commercial | Ducted CEE Tier 1
213781200 | Central HP <5.4 tons | COMFORTMAKER | HRCU-A-CB (Split System: Heat Pump with Remote Outdoor Unit-Air-Source) | CVH837GKA2* |  |  | EA*4X43L21A*+WALLCON | *80CTL1102120B* | 33000 | 17 | 8.5 | 32600 | 25000 | 76.69% | 1.98 | 0 | 11.5 |  |  |  | No | R-410A | 2.75 | Residential & Commercial | Ducted CEE Tier 1
213781400 | Central HP <5.4 tons | COMFORTMAKER | HRCU-A-CB (Split System: Heat Pump with Remote Outdoor Unit-Air-Source) | CVH837GKA2* |  |  | EA*4X48L24A*+WALLCON | *80CTL0902120B* | 32400 | 17 | 8.5 | 32200 | 24800 | 77.02% | 1.98 | 0 | 11.5 |  |  |  | No | R-410A | 2.7 | Residential & Commercial | Ducted CEE Tier 1
213781450 | Central HP <5.4 tons | COMFORTMAKER | HRCU-A-CB (Split System: Heat Pump with Remote Outdoor Unit-Air-Source) | CVH837GKA2* |  |  | EA*4X48L24A*+WALLCON | *96CTN1002122B* | 32400 | 17 | 8.5 | 32200 | 24800 | 77.02% | 1.98 | 0 | 11 |  |  |  | No | R-410A | 2.7 | Residential & Commercial | Ducted CEE Tier 1
216571094 | Central HP <5.4 tons | TRANE | HRCU-A-CB (Split System: Heat Pump with Remote Outdoor Unit-Air-Source) | 5TWV0X48A1 |  |  | 5PX*CD09AS3 | S8V2C080M5PDB | 45500 | 20 | 9.4 | 46500 | 33600 | 72.26% | 2 | 0 | 12 |  |  |  | No | R-454B | 3.7917 | Residential & Commercial | Ducted CEE Tier 1
215669007 | Central HP <5.4 tons | COMFORTMAKER | HRCU-A-CB (Split System: Heat Pump with Remote Outdoor Unit-Air-Source) | C5H0V36*K*AAA* |  |  | EA*5X43M21A*+WALLCON | *80CTL0902120B* | 34600 | 18 | 9 | 35200 | 25000 | 71.02% | 1.9 | 0 | 10 |  |  |  | No | R-454B | 2.8833 | Residential & Commercial | Ducted CEE Tier 1
212986596 | Central HP <5.4 tons | BRYANT HEATING AND COOLING SYSTEMS | HRCU-A-CB (Split System: Heat Pump with Remote Outdoor Unit-Air-Source) | 38MURAQ24AB3* |  |  | CAP**3721AL* | 916SA36040M17*** | 24000 | 16 | 8.1 | 25200 | 22000 | 87.3% | 1.82 | 0 | 10 |  |  |  | No | R-410A | 2 | Residential & Commercial | Ducted CEE Tier 1
206136342 | Central HP <5.4 tons | HEIL | HRCU-A-CB (Split System: Heat Pump with Remote Outdoor Unit-Air-Source) | HVH837GKA** |  |  | EHD4X42AAL+WALLCON | *95CSU1002122A* | 32600 | 17 | 8.1 | 33000 | 24800 | 75.15% | 1.96 | 11.5 | 11 |  |  |  | No | R-410A | 2.7167 | Residential & Commercial | Ducted CEE Tier 1
211245992 | Central HP <5.4 tons | CARRIER | HRCU-A-CB (Split System: Heat Pump with Remote Outdoor Unit-Air-Source) | 38MURAQ24AB3* |  |  | CAP**2417AL* | GG96VTAA30040A | 23400 | 15.5 | 8.5 | 26800 | 24800 | 92.54% | 2.04 | 0 | 10 |  |  |  | No | R-410A | 1.95 | Residential & Commercial | Ducted CEE Tier 1
212987400 | Central HP <5.4 tons | BRYANT HEATING AND COOLING SYSTEMS | HRCU-A-CB (Split System: Heat Pump with Remote Outdoor Unit-Air-Source) | 38MURAQ24AB3* |  |  | CAP**3617AL* | 916SA48080M17*** | 23800 | 17 | 8.5 | 26400 | 23600 | 89.39% | 1.96 | 0 | 10 |  |  |  | No | R-410A | 1.9833 | Residential & Commercial | Ducted CEE Tier 1
204299447 | Central HP <5.4 tons | HEIL | HRCU-A-CB (Split System: Heat Pump with Remote Outdoor Unit-Air-Source) | HVH837GKA** |  |  | EA*4X48L24A*+WALLCON | *97CMN0602120A* | 32200 | 17 | 8.1 | 32800 | 25200 | 76.83% | 1.96 | 11.5 | 11 |  |  |  | No | R-410A | 2.6833 | Residential & Commercial | Ducted CEE Tier 1
204299247 | Central HP <5.4 tons | HEIL | HRCU-A-CB (Split System: Heat Pump with Remote Outdoor Unit-Air-Source) | HVH837GKA** |  |  | EA*4X48L21A*+WALLCON | *96CTN0801714A* | 32200 | 17 | 8.1 | 32800 | 25200 | 76.83% | 1.96 | 11.5 | 11 |  |  |  | No | R-410A | 2.6833 | Residential & Commercial | Ducted CEE Tier 1
204456653 | Central HP <5.4 tons | HEIL | HRCU-A-CB (Split System: Heat Pump with Remote Outdoor Unit-Air-Source) | HVH825GKA2* |  |  | EA*4X36L17A*+WALLCON | *80CTL0901716A* | 23600 | 17 | 8.1 | 21400 | 16600 | 77.57% | 1.94 | 11.5 | 11 |  |  |  | No | R-410A | 1.9667 | Residential & Commercial | Ducted CEE Tier 1
204456671 | Central HP <5.4 tons | HEIL | HRCU-A-CB (Split System: Heat Pump with Remote Outdoor Unit-Air-Source) | HVH825GKA2* |  |  | EA*4X36L21A*+WALLCON | *80CTL0701716A* | 23600 | 16.5 | 8.1 | 21400 | 16600 | 77.57% | 1.94 | 11 | 11 |  |  |  | No | R-410A | 1.9667 | Residential & Commercial | Ducted CEE Tier 1
204456853 | Central HP <5.4 tons | HEIL | HRCU-A-CB (Split System: Heat Pump with Remote Outdoor Unit-Air-Source) | HVH825GKA2* |  |  | EA*4X37L17A*+WALLCON | *97CMN0601714A* | 24000 | 16 | 8.1 | 21600 | 16900 | 78.24% | 1.98 | 11 | 10.5 |  |  |  | No | R-410A | 2 | Residential & Commercial | Ducted CEE Tier 1
204456880 | Central HP <5.4 tons | HEIL | HRCU-A-CB (Split System: Heat Pump with Remote Outdoor Unit-Air-Source) | HVH825GKA2* |  |  | EA*4X37L17A*+WALLCON | *80CTL0901716A* | 24200 | 17 | 8.1 | 21400 | 16600 | 77.57% | 2.02 | 11 | 11 |  |  |  | No | R-410A | 2.0167 | Residential & Commercial | Ducted CEE Tier 1
204456437 | Central HP <5.4 tons | HEIL | HRCU-A-CB (Split System: Heat Pump with Remote Outdoor Unit-Air-Source) | HVH825GKA2* |  |  | EA*4X25L17A*+WALLCON | *80CTL0451712A* | 24200 | 16.5 | 8.1 | 21400 | 16800 | 78.5% | 2 | 11 | 11 |  |  |  | No | R-410A | 2.0167 | Residential & Commercial | Ducted CEE Tier 1
213770929 | Central HP <5.4 tons | ARCOAIRE | HRCU-A-CB (Split System: Heat Pump with Remote Outdoor Unit-Air-Source) | HVH825GKA2* |  |  | EA*4X36L21A*+WALLCON | *80CTL0901716B* | 23600 | 16.5 | 8.1 | 21400 | 16600 | 77.57% | 1.94 | 0 | 10.5 |  |  |  | No | R-410A | 1.9667 | Residential & Commercial | Ducted CEE Tier 1
213771529 | Central HP <5.4 tons | ARCOAIRE | HRCU-A-CB (Split System: Heat Pump with Remote Outdoor Unit-Air-Source) | HVH825GKA2* |  |  | EA*4X43L21A*+WALLCON | *96CTN0601714B* | 24400 | 16.5 | 8.1 | 21200 | 16700 | 78.77% | 2.02 | 0 | 11 |  |  |  | No | R-410A | 2.0333 | Residential & Commercial | Ducted CEE Tier 1
213771579 | Central HP <5.4 tons | ARCOAIRE | HRCU-A-CB (Split System: Heat Pump with Remote Outdoor Unit-Air-Source) | HVH825GKA2* |  |  | EA*4X48L21A*+WALLCON | *80CTL0901716B* | 24200 | 17 | 8.1 | 20800 | 16500 | 79.33% | 2.02 | 0 | 11 |  |  |  | No | R-410A | 2.0167 | Residential & Commercial | Ducted CEE Tier 1
204456428 | Central HP <5.4 tons | HEIL | HRCU-A-CB (Split System: Heat Pump with Remote Outdoor Unit-Air-Source) | HVH825GKA2* |  |  | EA*4X24L17A*+WALLCON | *80CTL0901716A* | 23400 | 17 | 8.1 | 21800 | 16700 | 76.61% | 1.9 | 11.5 | 11 |  |  |  | No | R-410A | 1.95 | Residential & Commercial | Ducted CEE Tier 1
215935645 | Central HP <5.4 tons | BRYANT HEATING AND COOLING SYSTEMS | HRCU-A-CB (Split System: Heat Pump with Remote Outdoor Unit-Air-Source) | 293VAN036**AA* |  |  | CVAVA3621XMA*+UI | 88*TB48090C17*** | 34400 | 21 | 8.5 | 38500 | 28200 | 73.25% | 2.04 | 0 | 11.7 |  |  |  | No | R-454B | 2.8667 | Residential & Commercial | Ducted CEE Tier 1
215935545 | Central HP <5.4 tons | BRYANT HEATING AND COOLING SYSTEMS | HRCU-A-CB (Split System: Heat Pump with Remote Outdoor Unit-Air-Source) | 293VAN036**AA* |  |  | CVAVA3117XMA*+UI | 987MC42060C17*** | 34800 | 20.5 | 8.5 | 38000 | 27800 | 73.16% | 2.08 | 0 | 11.5 |  |  |  | No | R-454B | 2.9 | Residential & Commercial | Ducted CEE Tier 1
215936045 | Central HP <5.4 tons | BRYANT HEATING AND COOLING SYSTEMS | HRCU-A-CB (Split System: Heat Pump with Remote Outdoor Unit-Air-Source) | 293VAN036**AA* |  |  | CVAVA4221XMA*+UI | 935CB60080C21*** | 34400 | 20.5 | 8.5 | 38500 | 28200 | 73.25% | 2.04 | 0 | 11.7 |  |  |  | No | R-454B | 2.8667 | Residential & Commercial | Ducted CEE Tier 1
215936685 | Central HP <5.4 tons | BRYANT HEATING AND COOLING SYSTEMS | HRCU-A-CB (Split System: Heat Pump with Remote Outdoor Unit-Air-Source) | 293VAN036**AA* |  |  | CVAVA6021XMA*+UI | 987MC42080C17*** | 35400 | 21.5 | 8.5 | 38500 | 29000 | 75.32% | 2.02 | 0 | 12 |  |  |  | No | R-454B | 2.95 | Residential & Commercial | Ducted CEE Tier 1
215936785 | Central HP <5.4 tons | BRYANT HEATING AND COOLING SYSTEMS | HRCU-A-CB (Split System: Heat Pump with Remote Outdoor Unit-Air-Source) | 293VAN036**AA* |  |  | CVAVA6024XMA*+UI | 935CB60080C21*** | 35400 | 21.5 | 8.5 | 38000 | 28600 | 75.26% | 2.04 | 0 | 12 |  |  |  | No | R-454B | 2.95 | Residential & Commercial | Ducted CEE Tier 1
215936835 | Central HP <5.4 tons | BRYANT HEATING AND COOLING SYSTEMS | HRCU-A-CB (Split System: Heat Pump with Remote Outdoor Unit-Air-Source) | 293VAN036**AA* |  |  | CVAVA6024XMA*+UI | 987MC66120C24*** | 35400 | 22 | 8.5 | 38000 | 28400 | 74.74% | 2.04 | 0 | 12.5 |  |  |  | No | R-454B | 2.95 | Residential & Commercial | Ducted CEE Tier 1
215669347 | Central HP <5.4 tons | COMFORTMAKER | HRCU-A-CB (Split System: Heat Pump with Remote Outdoor Unit-Air-Source) | C5H0V36*K*AAA* |  |  | EA*5X60M24A*+WALLCON | *95CSU0802120B* | 34400 | 18 | 9 | 34200 | 24800 | 72.51% | 1.9 | 0 | 10 |  |  |  | No | R-454B | 2.8667 | Residential & Commercial | Ducted CEE Tier 1
215669397 | Central HP <5.4 tons | COMFORTMAKER | HRCU-A-CB (Split System: Heat Pump with Remote Outdoor Unit-Air-Source) | C5H0V36*K*AAA* |  |  | EA*5X60M24A*+WALLCON | *97CMN1202422B* | 34400 | 18.5 | 9 | 34200 | 24800 | 72.51% | 1.9 | 0 | 10 |  |  |  | No | R-454B | 2.8667 | Residential & Commercial | Ducted CEE Tier 1
212969759 | Central HP <5.4 tons | ARCOAIRE | HRCU-A-CB (Split System: Heat Pump with Remote Outdoor Unit-Air-Source) | DLCURAH24ABK |  |  | EA*4X30L14A* | *80VSL0451412B* | 23400 | 17 | 8.5 | 26200 | 25000 | 95.42% | 2.08 | 0 | 10 |  |  |  | No | R-410A | 1.95 | Residential & Commercial | Ducted CEE Tier 1
213778800 | Central HP <5.4 tons | COMFORTMAKER | HRCU-A-CB (Split System: Heat Pump with Remote Outdoor Unit-Air-Source) | CVH837GKA** |  |  | EA*4X36L17A*+WALLCON | *96CTN0601714B* | 31200 | 16.5 | 8.1 | 33400 | 24600 | 73.65% | 1.82 | 0 | 10.5 |  |  |  | No | R-410A | 2.6 | Residential & Commercial | Ducted CEE Tier 1
213778970 | Central HP <5.4 tons | COMFORTMAKER | HRCU-A-CB (Split System: Heat Pump with Remote Outdoor Unit-Air-Source) | CVH837GKA** |  |  | EA*4X37L21A*+WALLCON | *80CTL0902120B* | 32800 | 17 | 8.5 | 33000 | 25000 | 75.76% | 1.98 | 0 | 11 |  |  |  | No | R-410A | 2.7333 | Residential & Commercial | Ducted CEE Tier 1
211240935 | Central HP <5.4 tons | AIRQUEST | HRCU-A-CB (Split System: Heat Pump with Remote Outdoor Unit-Air-Source) | DLCURAH24ABK |  |  | EA*4X25L17A* | *80ESU0401712A* | 24600 | 17.5 | 8.5 | 25400 | 21200 | 83.46% | 1.8 | 0 | 10.5 |  |  |  | No | R-410A | 2.05 | Residential & Commercial | Ducted CEE Tier 1
211241403 | Central HP <5.4 tons | AIRQUEST | HRCU-A-CB (Split System: Heat Pump with Remote Outdoor Unit-Air-Source) | DLCURAH24ABK |  |  | EA*4X30L17A* | *96VSN0401410A* | 23200 | 16 | 8.5 | 25800 | 24200 | 93.8% | 2.02 | 0 | 10 |  |  |  | No | R-410A | 1.9333 | Residential & Commercial | Ducted CEE Tier 1
211242302 | Central HP <5.4 tons | AIRQUEST | HRCU-A-CB (Split System: Heat Pump with Remote Outdoor Unit-Air-Source) | DLCURAH24ABK |  |  | EA*4X36L21A* | *96VSN0401712A* | 23400 | 16 | 8.5 | 25800 | 23600 | 91.47% | 1.94 | 0 | 10 |  |  |  | No | R-410A | 1.95 | Residential & Commercial | Ducted CEE Tier 1
211242489 | Central HP <5.4 tons | AIRQUEST | HRCU-A-CB (Split System: Heat Pump with Remote Outdoor Unit-Air-Source) | DLCURAH24ABK |  |  | EA*4X36L21A* | *80VTL0701716A* | 24400 | 17 | 8.5 | 26200 | 22400 | 85.5% | 1.88 | 0 | 10 |  |  |  | No | R-410A | 2.0333 | Residential & Commercial | Ducted CEE Tier 1
215679341 | Central HP <5.4 tons | KENMORE | HRCU-A-CB (Split System: Heat Pump with Remote Outdoor Unit-Air-Source) | (C,H,T)5H0V36*K*AAA* |  |  | EA*5X37M21A*+WALLCON | *97CTN1002122A* | 34600 | 18 | 9 | 35200 | 25000 | 71.02% | 1.9 | 0 | 10 |  |  |  | No | R-454B | 2.8833 | Residential & Commercial | Ducted CEE Tier 1
215679611 | Central HP <5.4 tons | KENMORE | HRCU-A-CB (Split System: Heat Pump with Remote Outdoor Unit-Air-Source) | (C,H,T)5H0V36*K*AAA* |  |  | EA*5X61M21A*+WALLCON | *80CSU0401712B* | 35000 | 18 | 9 | 34400 | 24800 | 72.09% | 1.92 | 0 | 10 |  |  |  | No | R-454B | 2.9167 | Residential & Commercial | Ducted CEE Tier 1
216571330 | Central HP <5.4 tons | TRANE | HRCU-A-CB (Split System: Heat Pump with Remote Outdoor Unit-Air-Source) | 5TWV8X60A1 |  |  | 5PX*D008AS3 | S8V2C080M5PDB | 53000 | 18.1 | 8.5 | 55500 | 40000 | 72.07% | 2 | 0 | 10 |  |  |  | No | R-454B | 4.4167 | Residential & Commercial | Ducted CEE Tier 1
216453263 | Central HP <5.4 tons | TRANE | HRCU-A-CB (Split System: Heat Pump with Remote Outdoor Unit-Air-Source) | 5TWV0X60A1 |  |  | 5TXCD008AS3 | S8V2C100M5PCB | 51500 | 18.4 | 9 | 54500 | 38500 | 70.64% | 2 | 0 | 10 |  |  |  | No | R-454B | 4.2917 | Residential & Commercial | Ducted CEE Tier 1
215942657 | Central HP <5.4 tons | KEEPRITE | HRCU-A-CB (Split System: Heat Pump with Remote Outdoor Unit-Air-Source) | C5H3V36*K*AAA* |  |  | EVD5X61M24A*+WALLCON | *96CTN0802120B* | 36000 | 22 | 8.5 | 37400 | 28200 | 75.4% | 2.04 | 0 | 12.5 |  |  |  | No | R-454B | 3 | Residential & Commercial | Ducted CEE Tier 1
215420682 | Central HP <5.4 tons | BOREAL | HRCU-A-CB (Split System: Heat Pump with Remote Outdoor Unit-Air-Source) | ENX36HPJ132OA |  |  | ENX36HPJ132IA |  | 34000 | 16.5 | 9.5 | 34000 | 32000 | 94.12% | 1.8 | 0 | 11.7 |  |  |  | No | R-32 | 2.8333 | Residential & Commercial | Ducted CEE Tier 1
210599874 | Central HP <5.4 tons | TEMPSTAR | HRCU-A-CB (Split System: Heat Pump with Remote Outdoor Unit-Air-Source) | TVH825GKA2* |  |  | EA*4X42L24A*+WALLCON | *96CTN1002122A* | 23800 | 16.5 | 8.1 | 21400 | 16600 | 77.57% | 1.96 | 0 | 11 |  |  |  | No | R-410A | 1.9833 | Residential & Commercial | Ducted CEE Tier 1
206788388 | Central HP <5.4 tons | CARRIER | HRCU-A-CB (Split System: Heat Pump with Remote Outdoor Unit-Air-Source) | 25VNA424A*031* |  |  | CNPV*4221AL*+UI | 59MN7B080C17**14 | 23400 | 20 | 10 | 26800 | 20000 | 74.63% | 2.42 | 13 | 13 |  |  |  | No | R-410A | 1.95 | Residential & Commercial | Ducted CEE Tier 1
206788338 | Central HP <5.4 tons | CARRIER | HRCU-A-CB (Split System: Heat Pump with Remote Outdoor Unit-Air-Source) | 25VNA424A*031* |  |  | CAP**3621AL*+UI | 59MN7B060C21**20 | 23200 | 20 | 10 | 26600 | 19900 | 74.81% | 2.4 | 13 | 13 |  |  |  | No | R-410A | 1.9333 | Residential & Commercial | Ducted CEE Tier 1
206788373 | Central HP <5.4 tons | CARRIER | HRCU-A-CB (Split System: Heat Pump with Remote Outdoor Unit-Air-Source) | 25VNA424A*031* |  |  | CNPV*3617AL*+UI | 59MN7B080C17**14 | 23200 | 20 | 9.5 | 26800 | 20000 | 74.63% | 2.36 | 13 | 13 |  |  |  | No | R-410A | 1.9333 | Residential & Commercial | Ducted CEE Tier 1
206788455 | Central HP <5.4 tons | CARRIER | HRCU-A-CB (Split System: Heat Pump with Remote Outdoor Unit-Air-Source) | 25VNA424A*031* |  |  | CAP**3621AL*+UI | 59TN6B060C17**14 | 23200 | 20 | 10 | 26600 | 20000 | 75.19% | 2.4 | 14 | 13 |  |  |  | No | R-410A | 1.9333 | Residential & Commercial | Ducted CEE Tier 1
214396052 | Central HP <5.4 tons | YORK | HRCU-A-CB (Split System: Heat Pump with Remote Outdoor Unit-Air-Source) | HH860E2S11 |  |  | CTM60C5CGS1 | TMLE120C20MP11 | 44500 | 17 | 9 | 45000 | 33600 | 74.67% | 2 | 0 | 11.7 |  |  |  | No | R-454B | 3.7083 | Residential & Commercial | Ducted CEE Tier 1
214396161 | Central HP <5.4 tons | YORK | HRCU-A-CB (Split System: Heat Pump with Remote Outdoor Unit-Air-Source) | HH860E2S11 |  |  | CTM60D5CGS1 | TMLE130D20MP11 | 46000 | 17 | 9 | 47000 | 34800 | 74.04% | 2 | 0 | 11 |  |  |  | No | R-454B | 3.8333 | Residential & Commercial | Ducted CEE Tier 1
215674278 | Central HP <5.4 tons | ARCOAIRE | HRCU-A-CB (Split System: Heat Pump with Remote Outdoor Unit-Air-Source) | H5H0V48*K*AAA* |  |  | EA*5X60M24A*+WALLCON | *96CTN1002122B* | 45000 | 18 | 9 | 47500 | 33600 | 70.74% | 2.06 | 0 | 10 |  |  |  | No | R-454B | 3.75 | Residential & Commercial | Ducted CEE Tier 1
211242520 | Central HP <5.4 tons | AIRQUEST | HRCU-A-CB (Split System: Heat Pump with Remote Outdoor Unit-Air-Source) | DLCURAH24ABK |  |  | EA*4X36L21A* | *96VTN0802120A* | 23800 | 17 | 8.5 | 25800 | 23200 | 89.92% | 1.94 | 0 | 10 |  |  |  | No | R-410A | 1.9833 | Residential & Commercial | Ducted CEE Tier 1
211242720 | Central HP <5.4 tons | AIRQUEST | HRCU-A-CB (Split System: Heat Pump with Remote Outdoor Unit-Air-Source) | DLCURAH24ABK |  |  | EA*4X36L21A* | OMV098J12* | 23600 | 16.5 | 8.5 | 25800 | 23200 | 89.92% | 1.94 | 0 | 10 |  |  |  | No | R-410A | 1.9667 | Residential & Commercial | Ducted CEE Tier 1
211242738 | Central HP <5.4 tons | AIRQUEST | HRCU-A-CB (Split System: Heat Pump with Remote Outdoor Unit-Air-Source) | DLCURAH24ABK |  |  | EA*4X36L21A* | OMV112K14A | 24200 | 16.5 | 8.5 | 26200 | 22600 | 86.26% | 1.86 | 0 | 10 |  |  |  | No | R-410A | 2.0167 | Residential & Commercial | Ducted CEE Tier 1
211242756 | Central HP <5.4 tons | AIRQUEST | HRCU-A-CB (Split System: Heat Pump with Remote Outdoor Unit-Air-Source) | DLCURAH24ABK |  |  | EA*4X37L17A* | *80VSL0451412A* | 24800 | 16.5 | 8.5 | 25800 | 21400 | 82.95% | 1.78 | 0 | 10 |  |  |  | No | R-410A | 2.0667 | Residential & Commercial | Ducted CEE Tier 1
211242924 | Central HP <5.4 tons | AIRQUEST | HRCU-A-CB (Split System: Heat Pump with Remote Outdoor Unit-Air-Source) | DLCURAH24ABK |  |  | EA*4X37L17A* | *96VTN0801716A* | 24600 | 16.5 | 8.5 | 25600 | 21400 | 83.59% | 1.8 | 0 | 10 |  |  |  | No | R-410A | 2.05 | Residential & Commercial | Ducted CEE Tier 1
211243358 | Central HP <5.4 tons | AIRQUEST | HRCU-A-CB (Split System: Heat Pump with Remote Outdoor Unit-Air-Source) | DLCURAH24ABK |  |  | EA*4X37L21A* | *80VSL0902120A* | 24600 | 17 | 8.5 | 25400 | 21200 | 83.46% | 1.78 | 0 | 10.5 |  |  |  | No | R-410A | 2.05 | Residential & Commercial | Ducted CEE Tier 1
211243392 | Central HP <5.4 tons | AIRQUEST | HRCU-A-CB (Split System: Heat Pump with Remote Outdoor Unit-Air-Source) | DLCURAH24ABK |  |  | EA*4X37L21A* | *80VTL0902120A* | 24600 | 17 | 8.5 | 25400 | 21200 | 83.46% | 1.78 | 0 | 10.5 |  |  |  | No | R-410A | 2.05 | Residential & Commercial | Ducted CEE Tier 1
215937839 | Central HP <5.4 tons | COMFORTMAKER | HRCU-A-CB (Split System: Heat Pump with Remote Outdoor Unit-Air-Source) | C5H3V48*K*AAA* |  |  | EVD5X48M21A*+WALLCON | *97CMN1002122B* | 44500 | 20 | 8.1 | 52000 | 38500 | 74.04% | 2 | 0 | 11 |  |  |  | No | R-454B | 3.7083 | Residential & Commercial | Ducted CEE Tier 1
215937889 | Central HP <5.4 tons | COMFORTMAKER | HRCU-A-CB (Split System: Heat Pump with Remote Outdoor Unit-Air-Source) | C5H3V48*K*AAA* |  |  | EVD5X48M24A*+WALLCON | *80CTL0902120B* | 45000 | 20.5 | 8.1 | 52000 | 38000 | 73.08% | 1.95 | 0 | 11.5 |  |  |  | No | R-454B | 3.75 | Residential & Commercial | Ducted CEE Tier 1
215938089 | Central HP <5.4 tons | COMFORTMAKER | HRCU-A-CB (Split System: Heat Pump with Remote Outdoor Unit-Air-Source) | C5H3V48*K*AAA* |  |  | EVD5X49M24A*+WALLCON | *97CMN1002122B* | 45500 | 20.5 | 8.1 | 52500 | 38000 | 72.38% | 1.9 | 0 | 11.5 |  |  |  | No | R-454B | 3.7917 | Residential & Commercial | Ducted CEE Tier 1
212290959 | Central HP <5.4 tons | GOETTL | HRCU-A-CB (Split System: Heat Pump with Remote Outdoor Unit-Air-Source) | ASZS601810A* |  |  | CA*EA1818*4A* | A*VC800805C*A* | 16600 | 17.5 | 8.5 | 17400 | 13000 | 74.71% | 2.1 | 0 | 10.9 |  |  |  | No | R-410A | 1.3833 | Residential & Commercial | Ducted CEE Tier 1
210599897 | Central HP <5.4 tons | TEMPSTAR | HRCU-A-CB (Split System: Heat Pump with Remote Outdoor Unit-Air-Source) | TVH825GKA2* |  |  | EA*4X48L21A*+WALLCON | *80CSU1002120A* | 24000 | 16.5 | 8.1 | 21000 | 16600 | 79.05% | 2.02 | 0 | 11 |  |  |  | No | R-410A | 2 | Residential & Commercial | Ducted CEE Tier 1
210599954 | Central HP <5.4 tons | TEMPSTAR | HRCU-A-CB (Split System: Heat Pump with Remote Outdoor Unit-Air-Source) | TVH825GKA2* |  |  | EHD4X48AAL+WALLCON | *96CTN1202422A* | 24200 | 16.5 | 8.1 | 21200 | 16600 | 78.3% | 2.02 | 0 | 11 |  |  |  | No | R-410A | 2.0167 | Residential & Commercial | Ducted CEE Tier 1
210599963 | Central HP <5.4 tons | TEMPSTAR | HRCU-A-CB (Split System: Heat Pump with Remote Outdoor Unit-Air-Source) | TVH825GKA2* |  |  | EN(A,D)4X48L24**+WALLCON | *95CSU1002122A* | 24200 | 17 | 8.1 | 21200 | 16600 | 78.3% | 2.02 | 0 | 11.5 |  |  |  | No | R-410A | 2.0167 | Residential & Commercial | Ducted CEE Tier 1
210599993 | Central HP <5.4 tons | TEMPSTAR | HRCU-A-CB (Split System: Heat Pump with Remote Outdoor Unit-Air-Source) | TVH825GKA2* |  |  | EN(A,D,W)4X48L21**+WALLCON | *95CSU1002122A* | 24200 | 17 | 8.1 | 21200 | 16600 | 78.3% | 2.02 | 0 | 11.5 |  |  |  | No | R-410A | 2.0167 | Residential & Commercial | Ducted CEE Tier 1
216453217 | Central HP <5.4 tons | TRANE | HRCU-A-CB (Split System: Heat Pump with Remote Outdoor Unit-Air-Source) | 5TWV0X60A1 |  |  | 5PX*C007AS3 | S8V2C100M5PDB | 51500 | 18.2 | 9 | 54500 | 38500 | 70.64% | 2 | 0 | 10 |  |  |  | No | R-454B | 4.2917 | Residential & Commercial | Ducted CEE Tier 1
216453249 | Central HP <5.4 tons | TRANE | HRCU-A-CB (Split System: Heat Pump with Remote Outdoor Unit-Air-Source) | 5TWV0X60A1 |  |  | 5PX*DD10AS3 | S8V2C100M5PDB | 51500 | 18.2 | 9 | 53500 | 38000 | 71.03% | 2 | 0 | 10 |  |  |  | No | R-454B | 4.2917 | Residential & Commercial | Ducted CEE Tier 1
215669417 | Central HP <5.4 tons | COMFORTMAKER | HRCU-A-CB (Split System: Heat Pump with Remote Outdoor Unit-Air-Source) | C5H0V36*K*AAA* |  |  | EA*5X60M24A*+WALLCON | *96CTN1202422B* | 34400 | 18.5 | 9 | 34200 | 24800 | 72.51% | 1.9 | 0 | 10.5 |  |  |  | No | R-454B | 2.8667 | Residential & Commercial | Ducted CEE Tier 1
215669517 | Central HP <5.4 tons | COMFORTMAKER | HRCU-A-CB (Split System: Heat Pump with Remote Outdoor Unit-Air-Source) | C5H0V36*K*AAA* |  |  | EA*5X61M21A*+WALLCON | *95CSU0802120B* | 34800 | 18 | 9 | 34400 | 24800 | 72.09% | 1.92 | 0 | 10 |  |  |  | No | R-454B | 2.9 | Residential & Commercial | Ducted CEE Tier 1
215668983 | Central HP <5.4 tons | COMFORTMAKER | HRCU-A-CB (Split System: Heat Pump with Remote Outdoor Unit-Air-Source) | C5H0V36*K*AAA* |  |  | EA*5X43M21A*+WALLCON | *80CTL0701716B* | 34400 | 18 | 8.1 | 35400 | 25200 | 71.19% | 1.9 | 0 | 10 |  |  |  | No | R-454B | 2.8667 | Residential & Commercial | Ducted CEE Tier 1
215669567 | Central HP <5.4 tons | COMFORTMAKER | HRCU-A-CB (Split System: Heat Pump with Remote Outdoor Unit-Air-Source) | C5H0V36*K*AAA* |  |  | EA*5X61M21A*+WALLCON | *97CMN0802120B* | 34800 | 18 | 9 | 34400 | 24800 | 72.09% | 1.92 | 0 | 10 |  |  |  | No | R-454B | 2.9 | Residential & Commercial | Ducted CEE Tier 1
216571010 | Central HP <5.4 tons | TRANE | HRCU-A-CB (Split System: Heat Pump with Remote Outdoor Unit-Air-Source) | 5TWV0X36A1 |  |  | 5PX*CD09AS3 | S8V2C080M5PCB | 35600 | 20 | 9.4 | 31800 | 24600 | 77.36% | 2.1 | 0 | 12.7 |  |  |  | No | R-454B | 2.9667 | Residential & Commercial | Ducted CEE Tier 1
216571026 | Central HP <5.4 tons | TRANE | HRCU-A-CB (Split System: Heat Pump with Remote Outdoor Unit-Air-Source) | 5TWV0X36A1 |  |  | 5TXCB004AS3 | S8V2A040M3PCB | 33800 | 19 | 9.7 | 31600 | 24800 | 78.48% | 2.1 | 0 | 12 |  |  |  | No | R-454B | 2.8167 | Residential & Commercial | Ducted CEE Tier 1
216571244 | Central HP <5.4 tons | TRANE | HRCU-A-CB (Split System: Heat Pump with Remote Outdoor Unit-Air-Source) | 5TWV8X36A1 |  |  | 5PX*B006AS3 | S8V2B080M4PDB | 32800 | 18.1 | 8.5 | 33400 | 25800 | 77.25% | 2.1 | 0 | 10 |  |  |  | No | R-454B | 2.7333 | Residential & Commercial | Ducted CEE Tier 1
216571260 | Central HP <5.4 tons | TRANE | HRCU-A-CB (Split System: Heat Pump with Remote Outdoor Unit-Air-Source) | 5TWV8X36A1 |  |  | 5PX*B006AS3 | L8V1A040U3VSB+LRP | 32400 | 18.1 | 8.5 | 33400 | 25800 | 77.25% | 2 | 0 | 10 |  |  |  | No | R-454B | 2.7 | Residential & Commercial | Ducted CEE Tier 1
216571280 | Central HP <5.4 tons | TRANE | HRCU-A-CB (Split System: Heat Pump with Remote Outdoor Unit-Air-Source) | 5TWV8X36A1 |  |  | 5PX*CD09AS3 | S8V2C080M5PCB | 33200 | 18.1 | 8.5 | 32800 | 25200 | 76.83% | 2.1 | 0 | 10.5 |  |  |  | No | R-454B | 2.7667 | Residential & Commercial | Ducted CEE Tier 1
210600090 | Central HP <5.4 tons | TEMPSTAR | HRCU-A-CB (Split System: Heat Pump with Remote Outdoor Unit-Air-Source) | TVH837GKA** |  |  | EA*4X60L24A*+WALLCON | *96CTN1202422A* | 32800 | 18 | 8.5 | 31800 | 24800 | 77.99% | 2 | 0 | 11.7 |  |  |  | No | R-410A | 2.7333 | Residential & Commercial | Ducted CEE Tier 1
216571112 | Central HP <5.4 tons | TRANE | HRCU-A-CB (Split System: Heat Pump with Remote Outdoor Unit-Air-Source) | 5TWV0X48A1 |  |  | 5PX*DD10AS3 | S8V2C080M5PCB | 44000 | 20 | 9.7 | 46500 | 33600 | 72.26% | 2.1 | 0 | 11.7 |  |  |  | No | R-454B | 3.6667 | Residential & Commercial | Ducted CEE Tier 1
216571142 | Central HP <5.4 tons | TRANE | HRCU-A-CB (Split System: Heat Pump with Remote Outdoor Unit-Air-Source) | 5TWV0X48A1 |  |  | 5TXCD010AS3 | *UHMC100CCV4+LRP | 45000 | 20 | 9.7 | 46500 | 33600 | 72.26% | 2.1 | 0 | 12 |  |  |  | No | R-454B | 3.75 | Residential & Commercial | Ducted CEE Tier 1
213780640 | Central HP <5.4 tons | COMFORTMAKER | HRCU-A-CB (Split System: Heat Pump with Remote Outdoor Unit-Air-Source) | CVH837GKA2* |  |  | EA*4X36L17A*+WALLCON | *80CTL0451712B* | 31200 | 16.5 | 8.1 | 33400 | 24600 | 73.65% | 1.8 | 0 | 10.5 |  |  |  | No | R-410A | 2.6 | Residential & Commercial | Ducted CEE Tier 1
213780890 | Central HP <5.4 tons | COMFORTMAKER | HRCU-A-CB (Split System: Heat Pump with Remote Outdoor Unit-Air-Source) | CVH837GKA2* |  |  | EA*4X37L21A*+WALLCON | *80CTL1102120B* | 33000 | 17 | 8.5 | 32800 | 25000 | 76.22% | 1.98 | 0 | 11.5 |  |  |  | No | R-410A | 2.75 | Residential & Commercial | Ducted CEE Tier 1
206788956 | Central HP <5.4 tons | CARRIER | HRCU-A-CB (Split System: Heat Pump with Remote Outdoor Unit-Air-Source) | 25VNA448A*031* |  |  | CAP**4821AL*+UI | 59CU5A080C21**20 | 43500 | 21 | 9 | 46500 | 36400 | 78.28% | 2.28 | 12 | 11.7 |  |  |  | No | R-410A | 3.625 | Residential & Commercial | Ducted CEE Tier 1
206788691 | Central HP <5.4 tons | CARRIER | HRCU-A-CB (Split System: Heat Pump with Remote Outdoor Unit-Air-Source) | 25VNA436A*031* |  |  | CNPV*4217AL*+UI | 58TN*A090C17**16 | 33600 | 20 | 9 | 35200 | 26200 | 74.43% | 2.02 | 12.5 | 12 |  |  |  | No | R-410A | 2.8 | Residential & Commercial | Ducted CEE Tier 1
214396127 | Central HP <5.4 tons | YORK | HRCU-A-CB (Split System: Heat Pump with Remote Outdoor Unit-Air-Source) | HH836E2S11 |  |  | CTM48C5CFS1 | TMLE080C16MP11 | 33400 | 19 | 9 | 31400 | 25400 | 80.89% | 2 | 0 | 11 |  |  |  | No | R-454B | 2.7833 | Residential & Commercial | Ducted CEE Tier 1
211243255 | Central HP <5.4 tons | AIRQUEST | HRCU-A-CB (Split System: Heat Pump with Remote Outdoor Unit-Air-Source) | DLCURAH24ABK |  |  | EA*4X37L21A* | *96VSN0801716A* | 24800 | 17 | 8.5 | 25600 | 21000 | 82.03% | 1.76 | 0 | 10.5 |  |  |  | No | R-410A | 2.0667 | Residential & Commercial | Ducted CEE Tier 1
211244476 | Central HP <5.4 tons | AIRQUEST | HRCU-A-CB (Split System: Heat Pump with Remote Outdoor Unit-Air-Source) | DLCURAH24ABK |  |  | EN(A,D)4X30L17** | *95ESU0401712A* | 23600 | 16.5 | 8.1 | 25800 | 23600 | 91.47% | 1.96 | 0 | 10 |  |  |  | No | R-410A | 1.9667 | Residential & Commercial | Ducted CEE Tier 1
211244710 | Central HP <5.4 tons | AIRQUEST | HRCU-A-CB (Split System: Heat Pump with Remote Outdoor Unit-Air-Source) | DLCURAH24ABK |  |  | EN(A,D)4X30L17** | *80ES(N,L)0901714A* | 24600 | 16.5 | 8.1 | 26400 | 22600 | 85.61% | 1.86 | 0 | 10.5 |  |  |  | No | R-410A | 2.05 | Residential & Commercial | Ducted CEE Tier 1
214574351 | Central HP <5.4 tons | AIRQUEST | HRCU-A-CB (Split System: Heat Pump with Remote Outdoor Unit-Air-Source) | HVH837GKA2* |  |  | EHD4X48AAL+WALLCON | *95CSU1002122B* | 32600 | 17.5 | 8.5 | 32600 | 24800 | 76.07% | 1.98 | 0 | 11 |  |  |  | No | R-410A | 2.7167 | Residential & Commercial | Ducted CEE Tier 1
214574401 | Central HP <5.4 tons | AIRQUEST | HRCU-A-CB (Split System: Heat Pump with Remote Outdoor Unit-Air-Source) | HVH837GKA2* |  |  | EHD4X60AAL+WALLCON | *95CSU0802120B* | 33000 | 17 | 8.5 | 32200 | 25000 | 77.64% | 2 | 0 | 11 |  |  |  | No | R-410A | 2.75 | Residential & Commercial | Ducted CEE Tier 1
214574671 | Central HP <5.4 tons | AIRQUEST | HRCU-A-CB (Split System: Heat Pump with Remote Outdoor Unit-Air-Source) | HVH837GKA2* |  |  | EN(A,D)4X48L24**+WALLCON | *97CMN0802120B* | 32400 | 17.5 | 8.5 | 32800 | 24800 | 75.61% | 1.96 | 0 | 11.5 |  |  |  | No | R-410A | 2.7 | Residential & Commercial | Ducted CEE Tier 1
210599591 | Central HP <5.4 tons | ARCOAIRE | HRCU-A-CB (Split System: Heat Pump with Remote Outdoor Unit-Air-Source) | HVH837GKA** |  |  | EN(A,D,W)4X60L24**+WALLCON | *95CSU0802120A* | 32800 | 18 | 8.1 | 32200 | 24600 | 76.4% | 1.98 | 0 | 12 |  |  |  | No | R-410A | 2.7333 | Residential & Commercial | Ducted CEE Tier 1
214279729 | Central HP <5.4 tons | KEEPRITE | HRCU-A-CB (Split System: Heat Pump with Remote Outdoor Unit-Air-Source) | DLCURAH18ABK |  |  | EA*4X19L17A* | *96MSN0601716A* | 17700 | 16.5 | 8.5 | 17700 | 17900 | 101.1% | 2.16 | 0 | 10.5 |  |  |  | No | R-410A | 1.475 | Residential & Commercial | Ducted CEE Tier 1
212983659 | Central HP <5.4 tons | AIRQUEST | HRCU-A-CB (Split System: Heat Pump with Remote Outdoor Unit-Air-Source) | DLCURAH18ABK |  |  | EA*4X25L17A* | *92MSN0601412A* | 17700 | 16.5 | 8.1 | 17700 | 17800 | 100.6% | 2.14 | 0 | 10.5 |  |  |  | No | R-410A | 1.475 | Residential & Commercial | Ducted CEE Tier 1
213778788 | Central HP <5.4 tons | AIRQUEST | HRCU-A-CB (Split System: Heat Pump with Remote Outdoor Unit-Air-Source) | HVH837GKA** |  |  | EA*4X36L17A*+WALLCON | *97CMN0801714B* | 31400 | 16.5 | 8.1 | 33200 | 24400 | 73.49% | 1.82 | 0 | 10.5 |  |  |  | No | R-410A | 2.6167 | Residential & Commercial | Ducted CEE Tier 1
213774528 | Central HP <5.4 tons | AIRQUEST | HRCU-A-CB (Split System: Heat Pump with Remote Outdoor Unit-Air-Source) | HVH825GKA3* |  |  | EHD4X42AAL+WALLCON | *96CTN0801714B* | 24000 | 16 | 8.1 | 21400 | 16600 | 77.57% | 2 | 0 | 10.5 |  |  |  | No | R-410A | 2 | Residential & Commercial | Ducted CEE Tier 1
213774558 | Central HP <5.4 tons | AIRQUEST | HRCU-A-CB (Split System: Heat Pump with Remote Outdoor Unit-Air-Source) | HVH825GKA3* |  |  | EHD4X48AAL+WALLCON | *80CTL0451712B* | 24200 | 16 | 8.1 | 21400 | 16700 | 78.04% | 2 | 0 | 10.5 |  |  |  | No | R-410A | 2.0167 | Residential & Commercial | Ducted CEE Tier 1
213778738 | Central HP <5.4 tons | AIRQUEST | HRCU-A-CB (Split System: Heat Pump with Remote Outdoor Unit-Air-Source) | HVH837GKA** |  |  | EA*4X36L17A*+WALLCON | *80CTL0701412B* | 31400 | 16.5 | 8.1 | 33400 | 24400 | 73.05% | 1.82 | 0 | 10.5 |  |  |  | No | R-410A | 2.6167 | Residential & Commercial | Ducted CEE Tier 1
213778938 | Central HP <5.4 tons | AIRQUEST | HRCU-A-CB (Split System: Heat Pump with Remote Outdoor Unit-Air-Source) | HVH837GKA** |  |  | EA*4X37L21A*+WALLCON | *80CTL0451712B* | 32600 | 16.5 | 8.1 | 33200 | 25400 | 76.51% | 1.94 | 0 | 10.5 |  |  |  | No | R-410A | 2.7167 | Residential & Commercial | Ducted CEE Tier 1
213779338 | Central HP <5.4 tons | AIRQUEST | HRCU-A-CB (Split System: Heat Pump with Remote Outdoor Unit-Air-Source) | HVH837GKA** |  |  | EA*4X43L21A*+WALLCON | *96CTN0601714B* | 32800 | 17 | 8.1 | 33000 | 25400 | 76.97% | 1.96 | 0 | 11 |  |  |  | No | R-410A | 2.7333 | Residential & Commercial | Ducted CEE Tier 1
213779358 | Central HP <5.4 tons | AIRQUEST | HRCU-A-CB (Split System: Heat Pump with Remote Outdoor Unit-Air-Source) | HVH837GKA** |  |  | EA*4X43L21A*+WALLCON | *96CTN1002122B* | 33000 | 17 | 8.5 | 32600 | 25000 | 76.69% | 1.98 | 0 | 11.5 |  |  |  | No | R-410A | 2.75 | Residential & Commercial | Ducted CEE Tier 1
213779758 | Central HP <5.4 tons | AIRQUEST | HRCU-A-CB (Split System: Heat Pump with Remote Outdoor Unit-Air-Source) | HVH837GKA** |  |  | EA*4X61L24A*+WALLCON | *80CTL1102120B* | 33200 | 17.5 | 8.5 | 32000 | 24800 | 77.5% | 2 | 0 | 11.5 |  |  |  | No | R-410A | 2.7667 | Residential & Commercial | Ducted CEE Tier 1
213780008 | Central HP <5.4 tons | AIRQUEST | HRCU-A-CB (Split System: Heat Pump with Remote Outdoor Unit-Air-Source) | HVH837GKA** |  |  | EHD4X42AAL+WALLCON | *80CTL0901716B* | 32200 | 16.5 | 8.1 | 33000 | 24800 | 75.15% | 1.94 | 0 | 11 |  |  |  | No | R-410A | 2.6833 | Residential & Commercial | Ducted CEE Tier 1
213781240 | Central HP <5.4 tons | COMFORTMAKER | HRCU-A-CB (Split System: Heat Pump with Remote Outdoor Unit-Air-Source) | CVH837GKA2* |  |  | EA*4X43L21A*+WALLCON | *97CMN1002122B* | 33000 | 17 | 8.5 | 32600 | 25000 | 76.69% | 1.98 | 0 | 11.5 |  |  |  | No | R-410A | 2.75 | Residential & Commercial | Ducted CEE Tier 1
213781500 | Central HP <5.4 tons | COMFORTMAKER | HRCU-A-CB (Split System: Heat Pump with Remote Outdoor Unit-Air-Source) | CVH837GKA2* |  |  | EA*4X60L24A*+WALLCON | *97CMN1002122B* | 32800 | 17.5 | 8.1 | 31800 | 24600 | 77.36% | 1.98 | 0 | 11.5 |  |  |  | No | R-410A | 2.7333 | Residential & Commercial | Ducted CEE Tier 1
213781600 | Central HP <5.4 tons | COMFORTMAKER | HRCU-A-CB (Split System: Heat Pump with Remote Outdoor Unit-Air-Source) | CVH837GKA2* |  |  | EA*4X61L21A*+WALLCON | *97CMN0601714B* | 33000 | 17 | 8.1 | 32200 | 25200 | 78.26% | 1.94 | 0 | 11 |  |  |  | No | R-410A | 2.75 | Residential & Commercial | Ducted CEE Tier 1
213781700 | Central HP <5.4 tons | COMFORTMAKER | HRCU-A-CB (Split System: Heat Pump with Remote Outdoor Unit-Air-Source) | CVH837GKA2* |  |  | EA*4X61L24A*+WALLCON | *97CMN1202422B* | 33200 | 17.5 | 8.5 | 32000 | 24800 | 77.5% | 1.98 | 0 | 11.7 |  |  |  | No | R-410A | 2.7667 | Residential & Commercial | Ducted CEE Tier 1
213782150 | Central HP <5.4 tons | COMFORTMAKER | HRCU-A-CB (Split System: Heat Pump with Remote Outdoor Unit-Air-Source) | CVH837GKA2* |  |  | EHD4X48AAL+WALLCON | *97CMN1002122B* | 32600 | 16.5 | 8.1 | 33000 | 24800 | 75.15% | 1.96 | 0 | 11 |  |  |  | No | R-410A | 2.7167 | Residential & Commercial | Ducted CEE Tier 1
211226696 | Central HP <5.4 tons | AIRQUEST | HRCU-A-CB (Split System: Heat Pump with Remote Outdoor Unit-Air-Source) | DLCURAH36ABK |  |  | EA*4X37L17A* | *95ESU0601716A* | 36200 | 15.5 | 8.5 | 38500 | 35000 | 90.91% | 2.02 | 0 | 10 |  |  |  | No | R-410A | 3.0167 | Residential & Commercial | Ducted CEE Tier 1
211226828 | Central HP <5.4 tons | AIRQUEST | HRCU-A-CB (Split System: Heat Pump with Remote Outdoor Unit-Air-Source) | DLCURAH36ABK |  |  | EA*4X37L21A* | *80ES(N,L)0902116A* | 36600 | 16 | 8.5 | 38500 | 34800 | 90.39% | 2.1 | 0 | 10 |  |  |  | No | R-410A | 3.05 | Residential & Commercial | Ducted CEE Tier 1
215669617 | Central HP <5.4 tons | COMFORTMAKER | HRCU-A-CB (Split System: Heat Pump with Remote Outdoor Unit-Air-Source) | C5H0V36*K*AAA* |  |  | EA*5X61M24A*+WALLCON | *80CSU1002120A* | 34800 | 18 | 9 | 34400 | 24800 | 72.09% | 1.92 | 0 | 10 |  |  |  | No | R-454B | 2.9 | Residential & Commercial | Ducted CEE Tier 1
215669717 | Central HP <5.4 tons | COMFORTMAKER | HRCU-A-CB (Split System: Heat Pump with Remote Outdoor Unit-Air-Source) | C5H0V36*K*AAA* |  |  | EA*5X61M24A*+WALLCON | *97CMN1202422B* | 34800 | 18.5 | 9 | 34400 | 24800 | 72.09% | 1.92 | 0 | 10.5 |  |  |  | No | R-454B | 2.9 | Residential & Commercial | Ducted CEE Tier 1
215669287 | Central HP <5.4 tons | COMFORTMAKER | HRCU-A-CB (Split System: Heat Pump with Remote Outdoor Unit-Air-Source) | C5H0V36*K*AAA* |  |  | EA*5X48M21A*+WALLCON | *96CTN1002122B* | 33800 | 18 | 9 | 35000 | 25000 | 71.43% | 1.9 | 0 | 10 |  |  |  | No | R-454B | 2.8167 | Residential & Commercial | Ducted CEE Tier 1
215669337 | Central HP <5.4 tons | COMFORTMAKER | HRCU-A-CB (Split System: Heat Pump with Remote Outdoor Unit-Air-Source) | C5H0V36*K*AAA* |  |  | EA*5X60M24A*+WALLCON | *80CTL1352422B* | 34400 | 18.5 | 9 | 34200 | 24600 | 71.93% | 1.92 | 0 | 10.5 |  |  |  | No | R-454B | 2.8667 | Residential & Commercial | Ducted CEE Tier 1
215669437 | Central HP <5.4 tons | COMFORTMAKER | HRCU-A-CB (Split System: Heat Pump with Remote Outdoor Unit-Air-Source) | C5H0V36*K*AAA* |  |  | EA*5X61M21A*+WALLCON | *80CSU0601716A* | 34800 | 18 | 9 | 34400 | 24800 | 72.09% | 1.9 | 0 | 10 |  |  |  | No | R-454B | 2.9 | Residential & Commercial | Ducted CEE Tier 1
212985944 | Central HP <5.4 tons | BRYANT HEATING AND COOLING SYSTEMS | HRCU-A-CB (Split System: Heat Pump with Remote Outdoor Unit-Air-Source) | 38MURAQ18AB3* |  |  | CNPV*2414AL* | 916SA30026M14*** | 17300 | 20 | 8.1 | 18300 | 19200 | 104.9% | 2.3 | 0 | 10.5 |  |  |  | No | R-410A | 1.4417 | Residential & Commercial | Ducted CEE Tier 1
212986296 | Central HP <5.4 tons | BRYANT HEATING AND COOLING SYSTEMS | HRCU-A-CB (Split System: Heat Pump with Remote Outdoor Unit-Air-Source) | 38MURAQ18AB3* |  |  | CAP**2417AL* | 916SA30040M14*** | 17400 | 16 | 8.5 | 18500 | 19500 | 105.4% | 2.34 | 0 | 10.5 |  |  |  | No | R-410A | 1.45 | Residential & Commercial | Ducted CEE Tier 1
212987532 | Central HP <5.4 tons | BRYANT HEATING AND COOLING SYSTEMS | HRCU-A-CB (Split System: Heat Pump with Remote Outdoor Unit-Air-Source) | 38MURAQ18AB3* |  |  | CAP**3017AL* | 916SA48080M17*** | 17300 | 16 | 8.1 | 17600 | 18300 | 104% | 2.2 | 0 | 10.5 |  |  |  | No | R-410A | 1.4417 | Residential & Commercial | Ducted CEE Tier 1
212989322 | Central HP <5.4 tons | BRYANT HEATING AND COOLING SYSTEMS | HRCU-A-CB (Split System: Heat Pump with Remote Outdoor Unit-Air-Source) | 38MURAQ18AB3* |  |  | CNPV*3017AL* | 935SB48060M17*** | 17600 | 16.5 | 8.1 | 18100 | 18700 | 103.3% | 2.24 | 0 | 11 |  |  |  | No | R-410A | 1.4667 | Residential & Commercial | Ducted CEE Tier 1
213772520 | Central HP <5.4 tons | COMFORTMAKER | HRCU-A-CB (Split System: Heat Pump with Remote Outdoor Unit-Air-Source) | CVH825GKA2* |  |  | EHD4X48AAL+WALLCON | *97CMN0801714B* | 24200 | 16 | 8.1 | 21400 | 16600 | 77.57% | 2.02 | 0 | 10.5 |  |  |  | No | R-410A | 2.0167 | Residential & Commercial | Ducted CEE Tier 1
213772590 | Central HP <5.4 tons | COMFORTMAKER | HRCU-A-CB (Split System: Heat Pump with Remote Outdoor Unit-Air-Source) | CVH825GKA2* |  |  | EHD4X48AAL+WALLCON | *96CTN1202422B* | 24200 | 16.5 | 8.1 | 21200 | 16600 | 78.3% | 2.02 | 0 | 11 |  |  |  | No | R-410A | 2.0167 | Residential & Commercial | Ducted CEE Tier 1
212362774 | Central HP <5.4 tons | GOETTL | HRCU-A-CB (Split System: Heat Pump with Remote Outdoor Unit-Air-Source) | GSZV903610A* |  |  | CA*F3743*6D*+TXV | G*VC960403BNB* | 33600 | 18.5 | 8.2 | 34000 | 24400 | 71.76% | 1.8 | 0 | 11.5 |  |  |  | No | R-410A | 2.8 | Residential & Commercial | Ducted CEE Tier 1
212362791 | Central HP <5.4 tons | GOETTL | HRCU-A-CB (Split System: Heat Pump with Remote Outdoor Unit-Air-Source) | GSZV903610A* |  |  | CHPF3642C6C*+TXV | G*VC800804C*A* | 33400 | 18 | 8.2 | 34000 | 24400 | 71.76% | 1.8 | 0 | 11 |  |  |  | No | R-410A | 2.7833 | Residential & Commercial | Ducted CEE Tier 1
212362792 | Central HP <5.4 tons | GOETTL | HRCU-A-CB (Split System: Heat Pump with Remote Outdoor Unit-Air-Source) | GSZV903610A* |  |  | CHPF3642C6C*+TXV | G*VS800805CUA* | 33400 | 18 | 8.2 | 34000 | 24400 | 71.76% | 1.8 | 0 | 11 |  |  |  | No | R-410A | 2.7833 | Residential & Commercial | Ducted CEE Tier 1
212362825 | Central HP <5.4 tons | GOETTL | HRCU-A-CB (Split System: Heat Pump with Remote Outdoor Unit-Air-Source) | GSZV903610A* |  |  | CSCF3642N6D*+MBVC1201**-1A*+TXV |  | 33800 | 18.5 | 8.2 | 34000 | 24400 | 71.76% | 1.8 | 0 | 11.5 |  |  |  | No | R-410A | 2.8167 | Residential & Commercial | Ducted CEE Tier 1
212290961 | Central HP <5.4 tons | GOETTL | HRCU-A-CB (Split System: Heat Pump with Remote Outdoor Unit-Air-Source) | ASZS601810A* |  |  | CA*EA1818*4A* | A*VC960804CNB* | 16600 | 17.5 | 8.5 | 17400 | 13000 | 74.71% | 2.1 | 0 | 10.9 |  |  |  | No | R-410A | 1.3833 | Residential & Commercial | Ducted CEE Tier 1
212290963 | Central HP <5.4 tons | GOETTL | HRCU-A-CB (Split System: Heat Pump with Remote Outdoor Unit-Air-Source) | ASZS601810A* |  |  | CA*EA2422*4A* | A*VS800604BUA* | 16600 | 17.5 | 8.5 | 17400 | 13000 | 74.71% | 2.1 | 0 | 10.9 |  |  |  | No | R-410A | 1.3833 | Residential & Commercial | Ducted CEE Tier 1
212290976 | Central HP <5.4 tons | GOETTL | HRCU-A-CB (Split System: Heat Pump with Remote Outdoor Unit-Air-Source) | ASZS601810A* |  |  | CA*EA1818*4A*+MBVC1200**-1A* |  | 16600 | 17.5 | 8.5 | 17400 | 13000 | 74.71% | 2.1 | 0 | 10.9 |  |  |  | No | R-410A | 1.3833 | Residential & Commercial | Ducted CEE Tier 1
212290978 | Central HP <5.4 tons | GOETTL | HRCU-A-CB (Split System: Heat Pump with Remote Outdoor Unit-Air-Source) | ASZS601810A* |  |  | CA*EA2422*4A*+MBVC1200**-1A* |  | 16600 | 17.5 | 8.5 | 17400 | 13000 | 74.71% | 2.1 | 0 | 10.9 |  |  |  | No | R-410A | 1.3833 | Residential & Commercial | Ducted CEE Tier 1
210472884 | Central HP <5.4 tons | TEMPSTAR | HRCU-A-CB (Split System: Heat Pump with Remote Outdoor Unit-Air-Source) | TVH825GKA3* |  |  | EA*4X42L21A*+WALLCON | *80CTL0451712A* | 23600 | 16.5 | 8.1 | 21600 | 16800 | 77.78% | 1.94 | 0 | 10.5 |  |  |  | No | R-410A | 1.9667 | Residential & Commercial | Ducted CEE Tier 1
206997902 | Central HP <5.4 tons | KENMORE | HRCU-A-CB (Split System: Heat Pump with Remote Outdoor Unit-Air-Source) | (C,H,T)VH837GKA2* |  |  | EA*4X42L21A*+WALLCON | *95CSU1002122A* | 31800 | 17.5 | 8.1 | 33000 | 24400 | 73.94% | 1.9 | 11.5 | 11 |  |  |  | No | R-410A | 2.65 | Residential & Commercial | Ducted CEE Tier 1
206997927 | Central HP <5.4 tons | KENMORE | HRCU-A-CB (Split System: Heat Pump with Remote Outdoor Unit-Air-Source) | (C,H,T)VH837GKA2* |  |  | EHD4X48AAL+WALLCON | *95CSU0802120A* | 32600 | 17 | 8.1 | 33000 | 24800 | 75.15% | 1.98 | 11.5 | 11 |  |  |  | No | R-410A | 2.7167 | Residential & Commercial | Ducted CEE Tier 1
212925594 | Central HP <5.4 tons | TEMP SHIFT | HRCU-A-CB (Split System: Heat Pump with Remote Outdoor Unit-Air-Source) | TSMOD30U30HFN1MR0(X) |  |  | TSMVC30HWFN1M |  | 30000 | 16.2 | 8.9 | 33000 | 24000 | 72.73% | 1.8 | 11 | 10 |  |  |  | No | R-410A | 2.5 | Residential & Commercial | Ducted CEE Tier 1
214573896 | Central HP <5.4 tons | KENMORE | HRCU-A-CB (Split System: Heat Pump with Remote Outdoor Unit-Air-Source) | (C,H,T)VH837GKA2* |  |  | EA*4X43L21A*+WALLCON | *97CMN0802120B* | 32800 | 17.5 | 8.5 | 32800 | 25200 | 76.83% | 2 | 0 | 11.5 |  |  |  | No | R-410A | 2.7333 | Residential & Commercial | Ducted CEE Tier 1
206133954 | Central HP <5.4 tons | HEIL | HRCU-A-CB (Split System: Heat Pump with Remote Outdoor Unit-Air-Source) | HVH825GKA2* |  |  | EHD4X30AAL+WALLCON | *95CSU0802120A* | 23800 | 16 | 8.1 | 21800 | 16700 | 76.61% | 1.98 | 11 | 10.5 |  |  |  | No | R-410A | 1.9833 | Residential & Commercial | Ducted CEE Tier 1
215669507 | Central HP <5.4 tons | COMFORTMAKER | HRCU-A-CB (Split System: Heat Pump with Remote Outdoor Unit-Air-Source) | C5H0V36*K*AAA* |  |  | EA*5X61M21A*+WALLCON | *95CSU0601716B* | 34600 | 17.5 | 9 | 34600 | 25000 | 72.25% | 1.9 | 0 | 10 |  |  |  | No | R-454B | 2.8833 | Residential & Commercial | Ducted CEE Tier 1
215669557 | Central HP <5.4 tons | COMFORTMAKER | HRCU-A-CB (Split System: Heat Pump with Remote Outdoor Unit-Air-Source) | C5H0V36*K*AAA* |  |  | EA*5X61M21A*+WALLCON | *97CMN0801714B* | 34600 | 18 | 9 | 34600 | 25000 | 72.25% | 1.9 | 0 | 10 |  |  |  | No | R-454B | 2.8833 | Residential & Commercial | Ducted CEE Tier 1
215670621 | Central HP <5.4 tons | COMFORTMAKER | HRCU-A-CB (Split System: Heat Pump with Remote Outdoor Unit-Air-Source) | C5H0V36*K*AAA* |  |  | FCMA5B60L0D*+WALLCON |  | 35400 | 19.5 | 9.5 | 34000 | 24400 | 71.76% | 2.04 | 0 | 11.5 |  |  |  | No | R-454B | 2.95 | Residential & Commercial | Ducted CEE Tier 1
212362828 | Central HP <5.4 tons | GOETTL | HRCU-A-CB (Split System: Heat Pump with Remote Outdoor Unit-Air-Source) | GSZV903610A* |  |  | CSCF3642N6D*+TXV | G*VC800604B*A* | 33800 | 18.5 | 8.2 | 34000 | 24400 | 71.76% | 1.8 | 0 | 11.5 |  |  |  | No | R-410A | 2.8167 | Residential & Commercial | Ducted CEE Tier 1
213781378 | Central HP <5.4 tons | AIRQUEST | HRCU-A-CB (Split System: Heat Pump with Remote Outdoor Unit-Air-Source) | HVH837GKA2* |  |  | EA*4X48L21A*+WALLCON | *96CTN0801714B* | 32200 | 17 | 8.1 | 32800 | 25000 | 76.22% | 1.96 | 0 | 11 |  |  |  | No | R-410A | 2.6833 | Residential & Commercial | Ducted CEE Tier 1
213780728 | Central HP <5.4 tons | AIRQUEST | HRCU-A-CB (Split System: Heat Pump with Remote Outdoor Unit-Air-Source) | HVH837GKA2* |  |  | EA*4X36L21A*+WALLCON | *80CTL0451712B* | 31200 | 16.5 | 8.1 | 33400 | 24600 | 73.65% | 1.82 | 0 | 10.5 |  |  |  | No | R-410A | 2.6 | Residential & Commercial | Ducted CEE Tier 1
213781648 | Central HP <5.4 tons | AIRQUEST | HRCU-A-CB (Split System: Heat Pump with Remote Outdoor Unit-Air-Source) | HVH837GKA2* |  |  | EA*4X61L21A*+WALLCON | *96CTN1002122B* | 33200 | 17.5 | 8.5 | 32000 | 24800 | 77.5% | 1.98 | 0 | 11.7 |  |  |  | No | R-410A | 2.7667 | Residential & Commercial | Ducted CEE Tier 1
213781678 | Central HP <5.4 tons | AIRQUEST | HRCU-A-CB (Split System: Heat Pump with Remote Outdoor Unit-Air-Source) | HVH837GKA2* |  |  | EA*4X61L24A*+WALLCON | *80CTL1352422B* | 33200 | 17.5 | 8.5 | 32000 | 24800 | 77.5% | 2 | 0 | 11.7 |  |  |  | No | R-410A | 2.7667 | Residential & Commercial | Ducted CEE Tier 1
213779720 | Central HP <5.4 tons | COMFORTMAKER | HRCU-A-CB (Split System: Heat Pump with Remote Outdoor Unit-Air-Source) | CVH837GKA** |  |  | EA*4X61L21A*+WALLCON | *96CTN0601714B* | 33000 | 17 | 8.1 | 32200 | 25000 | 77.64% | 1.96 | 0 | 11 |  |  |  | No | R-410A | 2.75 | Residential & Commercial | Ducted CEE Tier 1
213780120 | Central HP <5.4 tons | COMFORTMAKER | HRCU-A-CB (Split System: Heat Pump with Remote Outdoor Unit-Air-Source) | CVH837GKA** |  |  | EHD4X42AAL+WALLCON | *96CTN1002122B* | 32600 | 16.5 | 8.1 | 33000 | 24600 | 74.55% | 1.94 | 0 | 11 |  |  |  | No | R-410A | 2.7167 | Residential & Commercial | Ducted CEE Tier 1
213780170 | Central HP <5.4 tons | COMFORTMAKER | HRCU-A-CB (Split System: Heat Pump with Remote Outdoor Unit-Air-Source) | CVH837GKA** |  |  | EHD4X48AAL+WALLCON | *80CTL0901716B* | 32400 | 16.5 | 8.1 | 33000 | 24800 | 75.15% | 1.96 | 0 | 11 |  |  |  | No | R-410A | 2.7 | Residential & Commercial | Ducted CEE Tier 1
212362556 | Central HP <5.4 tons | GOETTL | HRCU-A-CB (Split System: Heat Pump with Remote Outdoor Unit-Air-Source) | ASZV903610A* |  |  | CA*F3137*6A*+TXV | A*VM970803BNB* | 33600 | 18.5 | 8.2 | 34000 | 24400 | 71.76% | 1.8 | 0 | 11.5 |  |  |  | No | R-410A | 2.8 | Residential & Commercial | Ducted CEE Tier 1
212362609 | Central HP <5.4 tons | GOETTL | HRCU-A-CB (Split System: Heat Pump with Remote Outdoor Unit-Air-Source) | ASZV903610A* |  |  | CHPF3743C6B*+TXV | A*VS960805CUA* | 33400 | 18 | 8.2 | 34000 | 24400 | 71.76% | 1.8 | 0 | 11 |  |  |  | No | R-410A | 2.7833 | Residential & Commercial | Ducted CEE Tier 1
213782270 | Central HP <5.4 tons | COMFORTMAKER | HRCU-A-CB (Split System: Heat Pump with Remote Outdoor Unit-Air-Source) | CVH837GKA2* |  |  | EHD4X60AAL+WALLCON | *80CTL1352422B* | 33000 | 16.5 | 8.1 | 32200 | 24800 | 77.02% | 2 | 0 | 11.5 |  |  |  | No | R-410A | 2.75 | Residential & Commercial | Ducted CEE Tier 1
212362551 | Central HP <5.4 tons | GOETTL | HRCU-A-CB (Split System: Heat Pump with Remote Outdoor Unit-Air-Source) | ASZV903610A* |  |  | CA*F3137*6A*+TXV | A*VC960403BNB* | 33600 | 18 | 8.2 | 34000 | 24400 | 71.76% | 1.8 | 0 | 11.5 |  |  |  | No | R-410A | 2.8 | Residential & Commercial | Ducted CEE Tier 1
212362580 | Central HP <5.4 tons | GOETTL | HRCU-A-CB (Split System: Heat Pump with Remote Outdoor Unit-Air-Source) | ASZV903610A* |  |  | CHPF3642C6C*+TXV | A*VC800604B*A* | 33400 | 18 | 8.2 | 34000 | 24400 | 71.76% | 1.8 | 0 | 11 |  |  |  | No | R-410A | 2.7833 | Residential & Commercial | Ducted CEE Tier 1
216453177 | Central HP <5.4 tons | TRANE | HRCU-A-CB (Split System: Heat Pump with Remote Outdoor Unit-Air-Source) | 5TWV0X48A1 |  |  | 5PX*DD10AS3 | S8V2C100M5PCB | 44500 | 20 | 9.7 | 47000 | 33800 | 71.91% | 2.1 | 0 | 11.7 |  |  |  | No | R-454B | 3.7083 | Residential & Commercial | Ducted CEE Tier 1
216453191 | Central HP <5.4 tons | TRANE | HRCU-A-CB (Split System: Heat Pump with Remote Outdoor Unit-Air-Source) | 5TWV0X48A1 |  |  | 5TXCB006AS3 | S8V2B080M4PDB | 43500 | 19.2 | 9.4 | 47000 | 33600 | 71.49% | 2.1 | 0 | 11.7 |  |  |  | No | R-454B | 3.625 | Residential & Commercial | Ducted CEE Tier 1
212652328 | Central HP <5.4 tons | EVERREST | HRCU-A-CB (Split System: Heat Pump with Remote Outdoor Unit-Air-Source) | GSZV903610A* |  |  | CHPF3743C6B*+TXV | G*VM970603BNB* | 33400 | 18 | 8.2 | 34000 | 24400 | 71.76% | 1.8 | 0 | 11 |  |  |  | No | R-410A | 2.7833 | Residential & Commercial | Ducted CEE Tier 1
212652861 | Central HP <5.4 tons | EVERREST | HRCU-A-CB (Split System: Heat Pump with Remote Outdoor Unit-Air-Source) | GSZV903610A* |  |  | CHPF3743C6B*+TXV | G*VS800604BUA* | 33400 | 18 | 8.2 | 34000 | 24400 | 71.76% | 1.8 | 0 | 11 |  |  |  | No | R-410A | 2.7833 | Residential & Commercial | Ducted CEE Tier 1
212362844 | Central HP <5.4 tons | GOETTL | HRCU-A-CB (Split System: Heat Pump with Remote Outdoor Unit-Air-Source) | GSZV903610A* |  |  | CSCF3642N6D*+TXV | G*VM971005CNB* | 33800 | 18.5 | 8.2 | 34000 | 24400 | 71.76% | 1.8 | 0 | 11.5 |  |  |  | No | R-410A | 2.8167 | Residential & Commercial | Ducted CEE Tier 1
212362762 | Central HP <5.4 tons | GOETTL | HRCU-A-CB (Split System: Heat Pump with Remote Outdoor Unit-Air-Source) | GSZV903610A* |  |  | CA*F3137*6A*+TXV | G*VS960603BUA* | 33600 | 18.5 | 8.2 | 34000 | 24400 | 71.76% | 1.8 | 0 | 11.5 |  |  |  | No | R-410A | 2.8 | Residential & Commercial | Ducted CEE Tier 1
212362769 | Central HP <5.4 tons | GOETTL | HRCU-A-CB (Split System: Heat Pump with Remote Outdoor Unit-Air-Source) | GSZV903610A* |  |  | CA*F3743*6D*+TXV | G*VC800604B*A* | 33600 | 19 | 8.2 | 34000 | 24400 | 71.76% | 1.8 | 0 | 12 |  |  |  | No | R-410A | 2.8 | Residential & Commercial | Ducted CEE Tier 1
212362778 | Central HP <5.4 tons | GOETTL | HRCU-A-CB (Split System: Heat Pump with Remote Outdoor Unit-Air-Source) | GSZV903610A* |  |  | CA*F3743*6D*+TXV | G*VC960804CNB* | 33600 | 19 | 8.2 | 34000 | 24400 | 71.76% | 1.8 | 0 | 12 |  |  |  | No | R-410A | 2.8 | Residential & Commercial | Ducted CEE Tier 1
216570854 | Central HP <5.4 tons | TRANE | HRCU-A-CB (Split System: Heat Pump with Remote Outdoor Unit-Air-Source) | 5TWV0X24A1 |  |  | 5PX*B003AS3 | *UHMB060CCV3+LRP | 21600 | 21.2 | 10 | 24000 | 18200 | 75.83% | 2.2 | 0 | 11.7 |  |  |  | No | R-454B | 1.8 | Residential & Commercial | Ducted CEE Tier 1
216570920 | Central HP <5.4 tons | TRANE | HRCU-A-CB (Split System: Heat Pump with Remote Outdoor Unit-Air-Source) | 5TWV0X24A1 |  |  | 5TXCB003AS3 | *UHMB080CCV3+LRP | 21600 | 21.2 | 10 | 24000 | 18100 | 75.42% | 2.2 | 0 | 11.7 |  |  |  | No | R-454B | 1.8 | Residential & Commercial | Ducted CEE Tier 1
216571188 | Central HP <5.4 tons | TRANE | HRCU-A-CB (Split System: Heat Pump with Remote Outdoor Unit-Air-Source) | 5TWV8X24A1 |  |  | 5PX*B006AS3 | *UHMB060CCV3+LRP | 22000 | 18.1 | 8.5 | 22800 | 18300 | 80.26% | 2.2 | 0 | 11.5 |  |  |  | No | R-454B | 1.8333 | Residential & Commercial | Ducted CEE Tier 1
206788491 | Central HP <5.4 tons | CARRIER | HRCU-A-CB (Split System: Heat Pump with Remote Outdoor Unit-Air-Source) | 25VNA424A*031* |  |  | CNPV*4217AL*+UI | 58TN*A045C17**12 | 23600 | 19.5 | 10 | 26800 | 20000 | 74.63% | 2.44 | 14 | 13 |  |  |  | No | R-410A | 1.9667 | Residential & Commercial | Ducted CEE Tier 1
206788556 | Central HP <5.4 tons | CARRIER | HRCU-A-CB (Split System: Heat Pump with Remote Outdoor Unit-Air-Source) | 25VNA424A*031* |  |  | CNPV*3621AL*+UI | 58CU*A060C17**16 | 23200 | 20 | 9.5 | 26800 | 19900 | 74.25% | 2.38 | 14 | 13 |  |  |  | No | R-410A | 1.9333 | Residential & Commercial | Ducted CEE Tier 1
205750734 | Central HP <5.4 tons | TEMPSTAR | HRCU-A-CB (Split System: Heat Pump with Remote Outdoor Unit-Air-Source) | TVH825GKA2* |  |  | EA*4X37L21A*+WALLCON | *80CTL0901716A* | 24600 | 17.5 | 8.5 | 21000 | 16500 | 78.57% | 2.04 | 12 | 11.7 |  |  |  | No | R-410A | 2.05 | Residential & Commercial | Ducted CEE Tier 1
205750750 | Central HP <5.4 tons | TEMPSTAR | HRCU-A-CB (Split System: Heat Pump with Remote Outdoor Unit-Air-Source) | TVH825GKA2* |  |  | EA*4X37L21A*+WALLCON | *97CMN0602120A* | 24400 | 16.5 | 8.1 | 21200 | 16700 | 78.77% | 2.02 | 11 | 11 |  |  |  | No | R-410A | 2.0333 | Residential & Commercial | Ducted CEE Tier 1
216571170 | Central HP <5.4 tons | TRANE | HRCU-A-CB (Split System: Heat Pump with Remote Outdoor Unit-Air-Source) | 5TWV0X60A1 |  |  | 5TXCD010AS3 | *UHMD120CCV5+LRP | 53000 | 18.6 | 9 | 53500 | 38000 | 71.03% | 2 | 0 | 10 |  |  |  | No | R-454B | 4.4167 | Residential & Commercial | Ducted CEE Tier 1
216453223 | Central HP <5.4 tons | TRANE | HRCU-A-CB (Split System: Heat Pump with Remote Outdoor Unit-Air-Source) | 5TWV0X60A1 |  |  | 5PX*C009AS3 | S8V2C100M5PDB | 52500 | 18.4 | 9 | 54000 | 38000 | 70.37% | 2 | 0 | 10 |  |  |  | No | R-454B | 4.375 | Residential & Commercial | Ducted CEE Tier 1
210599854 | Central HP <5.4 tons | TEMPSTAR | HRCU-A-CB (Split System: Heat Pump with Remote Outdoor Unit-Air-Source) | TVH825GKA2* |  |  | EA*4X42L21A*+WALLCON | *80CSU0401712A* | 23800 | 17 | 8.1 | 21400 | 16600 | 77.57% | 1.96 | 0 | 11 |  |  |  | No | R-410A | 1.9833 | Residential & Commercial | Ducted CEE Tier 1
210599881 | Central HP <5.4 tons | TEMPSTAR | HRCU-A-CB (Split System: Heat Pump with Remote Outdoor Unit-Air-Source) | TVH825GKA2* |  |  | EA*4X43L21A*+WALLCON | *80CSU1002120A* | 24400 | 16.5 | 8.1 | 21200 | 16700 | 78.77% | 2.02 | 0 | 11 |  |  |  | No | R-410A | 2.0333 | Residential & Commercial | Ducted CEE Tier 1
210599904 | Central HP <5.4 tons | TEMPSTAR | HRCU-A-CB (Split System: Heat Pump with Remote Outdoor Unit-Air-Source) | TVH825GKA2* |  |  | EA*4X48L21A*+WALLCON | *96CTN0601714A* | 24000 | 16.5 | 8.1 | 21000 | 16600 | 79.05% | 2 | 0 | 11 |  |  |  | No | R-410A | 2 | Residential & Commercial | Ducted CEE Tier 1
213079130 | Central HP <5.4 tons | BRYANT HEATING AND COOLING SYSTEMS | HRCU-A-CB (Split System: Heat Pump with Remote Outdoor Unit-Air-Source) | 38MURAQ36AB3* |  |  | CAP**4321AL* | 83*SB48060M17*** | 36600 | 16.5 | 8.5 | 38000 | 34800 | 91.58% | 2.08 | 0 | 10 |  |  |  | No | R-410A | 3.05 | Residential & Commercial | Ducted CEE Tier 1
213079496 | Central HP <5.4 tons | BRYANT HEATING AND COOLING SYSTEMS | HRCU-A-CB (Split System: Heat Pump with Remote Outdoor Unit-Air-Source) | 38MURAQ36AB3* |  |  | CNPV*4821AL* | 912SE42060M17*** | 35800 | 16 | 8.1 | 38500 | 35000 | 90.91% | 2 | 0 | 10 |  |  |  | No | R-410A | 2.9833 | Residential & Commercial | Ducted CEE Tier 1
213079847 | Central HP <5.4 tons | BRYANT HEATING AND COOLING SYSTEMS | HRCU-A-CB (Split System: Heat Pump with Remote Outdoor Unit-Air-Source) | 38MURAQ36AB3* |  |  | CAP**3721AL* | 912SE66100M21*** | 36200 | 16.5 | 8.5 | 38000 | 34800 | 91.58% | 2.04 | 0 | 10 |  |  |  | No | R-410A | 3.0167 | Residential & Commercial | Ducted CEE Tier 1
213080100 | Central HP <5.4 tons | BRYANT HEATING AND COOLING SYSTEMS | HRCU-A-CB (Split System: Heat Pump with Remote Outdoor Unit-Air-Source) | 38MURAQ36AB3* |  |  | CNPV*4217AL* | 916SA48080M17*** | 35600 | 15.5 | 8.1 | 38500 | 35200 | 91.43% | 1.94 | 0 | 10 |  |  |  | No | R-410A | 2.9667 | Residential & Commercial | Ducted CEE Tier 1
216571338 | Central HP <5.4 tons | TRANE | HRCU-A-CB (Split System: Heat Pump with Remote Outdoor Unit-Air-Source) | 5TWV8X60A1 |  |  | 5PX*DD10AS3 | *DHMD120CCV5+LRP | 52500 | 18.1 | 8.5 | 55000 | 39500 | 71.82% | 1.9 | 0 | 10 |  |  |  | No | R-454B | 4.375 | Residential & Commercial | Ducted CEE Tier 1
213778830 | Central HP <5.4 tons | COMFORTMAKER | HRCU-A-CB (Split System: Heat Pump with Remote Outdoor Unit-Air-Source) | CVH837GKA** |  |  | EA*4X36L21A*+WALLCON | *80CTL0701716B* | 31400 | 16.5 | 8.1 | 33000 | 24400 | 73.94% | 1.84 | 0 | 10.5 |  |  |  | No | R-410A | 2.6167 | Residential & Commercial | Ducted CEE Tier 1
211245605 | Central HP <5.4 tons | TEMPSTAR | HRCU-A-CB (Split System: Heat Pump with Remote Outdoor Unit-Air-Source) | DLCURAH24ABK |  |  | EN(A,D)4X36L21** | *80ES(N,L)0701712A* | 24400 | 16.5 | 8.1 | 26400 | 22600 | 85.61% | 1.88 | 0 | 10.5 |  |  |  | No | R-410A | 2.0333 | Residential & Commercial | Ducted CEE Tier 1
210599922 | Central HP <5.4 tons | TEMPSTAR | HRCU-A-CB (Split System: Heat Pump with Remote Outdoor Unit-Air-Source) | TVH825GKA2* |  |  | EHD4X42AAL+WALLCON | *80CSU1002120A* | 24200 | 16 | 8.1 | 21400 | 16700 | 78.04% | 2 | 0 | 10.5 |  |  |  | No | R-410A | 2.0167 | Residential & Commercial | Ducted CEE Tier 1
216453227 | Central HP <5.4 tons | TRANE | HRCU-A-CB (Split System: Heat Pump with Remote Outdoor Unit-Air-Source) | 5TWV0X60A1 |  |  | 5PX*CD09AS3 | S8V2C100M5PCB | 53000 | 18.4 | 9 | 54000 | 38000 | 70.37% | 2 | 0 | 10 |  |  |  | No | R-454B | 4.4167 | Residential & Commercial | Ducted CEE Tier 1
216453241 | Central HP <5.4 tons | TRANE | HRCU-A-CB (Split System: Heat Pump with Remote Outdoor Unit-Air-Source) | 5TWV0X60A1 |  |  | 5PX*D010AS3 | S8V2C100M5PCB | 52500 | 18.4 | 9 | 54000 | 38000 | 70.37% | 2 | 0 | 10.5 |  |  |  | No | R-454B | 4.375 | Residential & Commercial | Ducted CEE Tier 1
216453261 | Central HP <5.4 tons | TRANE | HRCU-A-CB (Split System: Heat Pump with Remote Outdoor Unit-Air-Source) | 5TWV0X60A1 |  |  | 5TXCD008AS3 | S8V2D120M5PCB | 52000 | 18.6 | 9 | 54500 | 38500 | 70.64% | 2 | 0 | 10 |  |  |  | No | R-454B | 4.3333 | Residential & Commercial | Ducted CEE Tier 1
210599956 | Central HP <5.4 tons | TEMPSTAR | HRCU-A-CB (Split System: Heat Pump with Remote Outdoor Unit-Air-Source) | TVH825GKA2* |  |  | EHD4X48AAL+WALLCON | *97CMN0602120A* | 24200 | 16 | 8.1 | 21400 | 16700 | 78.04% | 2 | 0 | 10.5 |  |  |  | No | R-410A | 2.0167 | Residential & Commercial | Ducted CEE Tier 1
210599958 | Central HP <5.4 tons | TEMPSTAR | HRCU-A-CB (Split System: Heat Pump with Remote Outdoor Unit-Air-Source) | TVH825GKA2* |  |  | EHD4X48AAL+WALLCON | *97CMN1002122A* | 24200 | 16 | 8.1 | 21200 | 16700 | 78.77% | 2.04 | 0 | 11 |  |  |  | No | R-410A | 2.0167 | Residential & Commercial | Ducted CEE Tier 1
210600163 | Central HP <5.4 tons | TEMPSTAR | HRCU-A-CB (Split System: Heat Pump with Remote Outdoor Unit-Air-Source) | TVH837GKA** |  |  | EN(A,D,W)4X60L24**+WALLCON | *80CTL1352422A* | 32800 | 18 | 8.1 | 32200 | 24600 | 76.4% | 1.98 | 0 | 12 |  |  |  | No | R-410A | 2.7333 | Residential & Commercial | Ducted CEE Tier 1
204298944 | Central HP <5.4 tons | TEMPSTAR | HRCU-A-CB (Split System: Heat Pump with Remote Outdoor Unit-Air-Source) | TVH837GKA** |  |  | EA*4X42L21A*+WALLCON | *80CTL0902120A* | 31800 | 17.5 | 8.1 | 33200 | 24400 | 73.49% | 1.9 | 11 | 11.5 |  |  |  | No | R-410A | 2.65 | Residential & Commercial | Ducted CEE Tier 1
213780258 | Central HP <5.4 tons | AIRQUEST | HRCU-A-CB (Split System: Heat Pump with Remote Outdoor Unit-Air-Source) | HVH837GKA** |  |  | EHD4X48AAL+WALLCON | *96CTN0601714B* | 32400 | 16 | 8.1 | 33000 | 25200 | 76.36% | 1.94 | 0 | 10.5 |  |  |  | No | R-410A | 2.7 | Residential & Commercial | Ducted CEE Tier 1
213780308 | Central HP <5.4 tons | AIRQUEST | HRCU-A-CB (Split System: Heat Pump with Remote Outdoor Unit-Air-Source) | HVH837GKA** |  |  | EHD4X60AAL+WALLCON | *80CTL0701412B* | 32800 | 16.5 | 8.1 | 32400 | 25600 | 79.01% | 2 | 0 | 11 |  |  |  | No | R-410A | 2.7333 | Residential & Commercial | Ducted CEE Tier 1
213780378 | Central HP <5.4 tons | AIRQUEST | HRCU-A-CB (Split System: Heat Pump with Remote Outdoor Unit-Air-Source) | HVH837GKA** |  |  | EHD4X60AAL+WALLCON | *97CMN0601714B* | 32800 | 16 | 8.1 | 32400 | 25200 | 77.78% | 1.96 | 0 | 11 |  |  |  | No | R-410A | 2.7333 | Residential & Commercial | Ducted CEE Tier 1
212989238 | Central HP <5.4 tons | BRYANT HEATING AND COOLING SYSTEMS | HRCU-A-CB (Split System: Heat Pump with Remote Outdoor Unit-Air-Source) | 38MURAQ24AB3* |  |  | CNPV*3617AL* | 935SB48060M17*** | 23600 | 17 | 8.5 | 26400 | 24400 | 92.42% | 2.02 | 0 | 10.5 |  |  |  | No | R-410A | 1.9667 | Residential & Commercial | Ducted CEE Tier 1
210599306 | Central HP <5.4 tons | HEIL | HRCU-A-CB (Split System: Heat Pump with Remote Outdoor Unit-Air-Source) | HVH837GKA** |  |  | EA*4X61L24A*+WALLCON | *97CMN0602120A* | 33000 | 17.5 | 8.5 | 32400 | 25200 | 77.78% | 1.98 | 0 | 11.7 |  |  |  | No | R-410A | 2.75 | Residential & Commercial | Ducted CEE Tier 1
210599604 | Central HP <5.4 tons | HEIL | HRCU-A-CB (Split System: Heat Pump with Remote Outdoor Unit-Air-Source) | HVH837GKA** |  |  | EN(A,D,W)4X60L24**+WALLCON | *96CTN1202422A* | 32800 | 18 | 8.1 | 32200 | 24600 | 76.4% | 1.98 | 0 | 12 |  |  |  | No | R-410A | 2.7333 | Residential & Commercial | Ducted CEE Tier 1
211262665 | Central HP <5.4 tons | HEIL | HRCU-A-CB (Split System: Heat Pump with Remote Outdoor Unit-Air-Source) | DLCURAH18ABK |  |  | EN(A,D)4X24L14** | *96VTN0601412A* | 17900 | 15.5 | 8.5 | 18800 | 18700 | 99.47% | 2.26 | 0 | 11 |  |  |  | No | R-410A | 1.4917 | Residential & Commercial | Ducted CEE Tier 1
215939797 | Central HP <5.4 tons | AIRQUEST | HRCU-A-CB (Split System: Heat Pump with Remote Outdoor Unit-Air-Source) | H5H3V36*K*AAA* |  |  | EA*5X60M24A*+WALLCON | *97CTN0802120A* | 34000 | 20 | 9.5 | 34200 | 26000 | 76.02% | 2.06 | 0 | 11.7 |  |  |  | No | R-454B | 2.8333 | Residential & Commercial | Ducted CEE Tier 1
215669307 | Central HP <5.4 tons | COMFORTMAKER | HRCU-A-CB (Split System: Heat Pump with Remote Outdoor Unit-Air-Source) | C5H0V36*K*AAA* |  |  | EA*5X60M24A*+WALLCON | *80CTL0702120B* | 34400 | 18 | 9 | 34200 | 24800 | 72.51% | 1.9 | 0 | 10 |  |  |  | No | R-454B | 2.8667 | Residential & Commercial | Ducted CEE Tier 1
215675351 | Central HP <5.4 tons | KENMORE | HRCU-A-CB (Split System: Heat Pump with Remote Outdoor Unit-Air-Source) | (C,H,T)5H0V48*K*AAA* |  |  | FCMA5B60L0D*+WALLCON |  | 46500 | 19.5 | 9.5 | 47000 | 33000 | 70.21% | 2.2 | 0 | 10.5 |  |  |  | No | R-454B | 3.875 | Residential & Commercial | Ducted CEE Tier 1
215675371 | Central HP <5.4 tons | KENMORE | HRCU-A-CB (Split System: Heat Pump with Remote Outdoor Unit-Air-Source) | (C,H,T)5H0V48*K*AAA* |  |  | EVM5X48M21A*+WALLCON | *80CSU0802120A* | 47000 | 18.5 | 9 | 50000 | 36400 | 72.8% | 2 | 0 | 10 |  |  |  | No | R-454B | 3.9167 | Residential & Commercial | Ducted CEE Tier 1
215674502 | Central HP <5.4 tons | KENMORE | HRCU-A-CB (Split System: Heat Pump with Remote Outdoor Unit-Air-Source) | (C,H,T)5H0V48*K*AAA* |  |  | EA*5X61M24A*+WALLCON | *80CTL1102120B* | 46000 | 18.5 | 9 | 47500 | 33600 | 70.74% | 2.08 | 0 | 10 |  |  |  | No | R-454B | 3.8333 | Residential & Commercial | Ducted CEE Tier 1
215668999 | Central HP <5.4 tons | COMFORTMAKER | HRCU-A-CB (Split System: Heat Pump with Remote Outdoor Unit-Air-Source) | C5H0V36*K*AAA* |  |  | EA*5X43M21A*+WALLCON | *80CTL0901716B* | 34400 | 18 | 9 | 35400 | 25200 | 71.19% | 1.88 | 0 | 10 |  |  |  | No | R-454B | 2.8667 | Residential & Commercial | Ducted CEE Tier 1
215669247 | Central HP <5.4 tons | COMFORTMAKER | HRCU-A-CB (Split System: Heat Pump with Remote Outdoor Unit-Air-Source) | C5H0V36*K*AAA* |  |  | EA*5X48M21A*+WALLCON | *97CMN0802120B* | 33800 | 18 | 9 | 35000 | 25000 | 71.43% | 1.88 | 0 | 10 |  |  |  | No | R-454B | 2.8167 | Residential & Commercial | Ducted CEE Tier 1
215669497 | Central HP <5.4 tons | COMFORTMAKER | HRCU-A-CB (Split System: Heat Pump with Remote Outdoor Unit-Air-Source) | C5H0V36*K*AAA* |  |  | EA*5X61M21A*+WALLCON | *80CTL1102120B* | 35000 | 18.5 | 9 | 34400 | 24800 | 72.09% | 1.92 | 0 | 10.5 |  |  |  | No | R-454B | 2.9167 | Residential & Commercial | Ducted CEE Tier 1
215669207 | Central HP <5.4 tons | COMFORTMAKER | HRCU-A-CB (Split System: Heat Pump with Remote Outdoor Unit-Air-Source) | C5H0V36*K*AAA* |  |  | EA*5X48M21A*+WALLCON | *95CSU1002122B* | 33800 | 18 | 9 | 35000 | 25000 | 71.43% | 1.9 | 0 | 10 |  |  |  | No | R-454B | 2.8167 | Residential & Commercial | Ducted CEE Tier 1
216453209 | Central HP <5.4 tons | TRANE | HRCU-A-CB (Split System: Heat Pump with Remote Outdoor Unit-Air-Source) | 5TWV0X48A1 |  |  | 5TXCD010AS3 | S8V2C100M5PDB | 45500 | 20 | 9.7 | 47000 | 33800 | 71.91% | 2.1 | 0 | 12 |  |  |  | No | R-454B | 3.7917 | Residential & Commercial | Ducted CEE Tier 1
213782170 | Central HP <5.4 tons | COMFORTMAKER | HRCU-A-CB (Split System: Heat Pump with Remote Outdoor Unit-Air-Source) | CVH837GKA2* |  |  | EHD4X48AAL+WALLCON | *96CTN0601714B* | 32400 | 16 | 8.1 | 33000 | 25200 | 76.36% | 1.94 | 0 | 10.5 |  |  |  | No | R-410A | 2.7 | Residential & Commercial | Ducted CEE Tier 1
212362562 | Central HP <5.4 tons | GOETTL | HRCU-A-CB (Split System: Heat Pump with Remote Outdoor Unit-Air-Source) | ASZV903610A* |  |  | CA*F3743*6D*+TXV | A*VC800805C*A* | 33600 | 19 | 8.2 | 34000 | 24400 | 71.76% | 1.8 | 0 | 12 |  |  |  | No | R-410A | 2.8 | Residential & Commercial | Ducted CEE Tier 1
212362576 | Central HP <5.4 tons | GOETTL | HRCU-A-CB (Split System: Heat Pump with Remote Outdoor Unit-Air-Source) | ASZV903610A* |  |  | CA*F3743*6D*+TXV | A*VM971205DNB* | 33200 | 19 | 8.2 | 33600 | 24400 | 72.62% | 1.8 | 0 | 12 |  |  |  | No | R-410A | 2.7667 | Residential & Commercial | Ducted CEE Tier 1
212362587 | Central HP <5.4 tons | GOETTL | HRCU-A-CB (Split System: Heat Pump with Remote Outdoor Unit-Air-Source) | ASZV903610A* |  |  | CHPF3642C6C*+TXV | A*VC960603BNB* | 33400 | 18 | 8.2 | 34000 | 24400 | 71.76% | 1.8 | 0 | 11 |  |  |  | No | R-410A | 2.7833 | Residential & Commercial | Ducted CEE Tier 1
216453175 | Central HP <5.4 tons | TRANE | HRCU-A-CB (Split System: Heat Pump with Remote Outdoor Unit-Air-Source) | 5TWV0X48A1 |  |  | 5PX*D010AS3 | S8V2D120M5PDB | 46000 | 20.4 | 10 | 47000 | 33600 | 71.49% | 2.1 | 0 | 12 |  |  |  | No | R-454B | 3.8333 | Residential & Commercial | Ducted CEE Tier 1
216571084 | Central HP <5.4 tons | TRANE | HRCU-A-CB (Split System: Heat Pump with Remote Outdoor Unit-Air-Source) | 5TWV0X48A1 |  |  | 5PX*C009AS3 | S8V2C080M5PDB | 45000 | 20 | 9.7 | 47000 | 33600 | 71.49% | 2.1 | 0 | 12 |  |  |  | No | R-454B | 3.75 | Residential & Commercial | Ducted CEE Tier 1
216571132 | Central HP <5.4 tons | TRANE | HRCU-A-CB (Split System: Heat Pump with Remote Outdoor Unit-Air-Source) | 5TWV0X48A1 |  |  | 5TXCD008AS3 | S8V2C080M5PDB | 44500 | 20 | 9.7 | 47000 | 34000 | 72.34% | 2.1 | 0 | 12 |  |  |  | No | R-454B | 3.7083 | Residential & Commercial | Ducted CEE Tier 1
211226888 | Central HP <5.4 tons | TEMPSTAR | HRCU-A-CB (Split System: Heat Pump with Remote Outdoor Unit-Air-Source) | DLCURAH36ABK |  |  | EA*4X37L21A* | *80VSL0702120A* | 36200 | 16 | 8.5 | 38500 | 34800 | 90.39% | 2.06 | 0 | 10 |  |  |  | No | R-410A | 3.0167 | Residential & Commercial | Ducted CEE Tier 1
211227237 | Central HP <5.4 tons | TEMPSTAR | HRCU-A-CB (Split System: Heat Pump with Remote Outdoor Unit-Air-Source) | DLCURAH36ABK |  |  | EA*4X37L21A* | OMV098J12* | 36200 | 15.2 | 8.5 | 38500 | 35000 | 90.91% | 2.06 | 0 | 10 |  |  |  | No | R-410A | 3.0167 | Residential & Commercial | Ducted CEE Tier 1
213353858 | Central HP <5.4 tons | ARCOAIRE | HRCU-A-CB (Split System: Heat Pump with Remote Outdoor Unit-Air-Source) | DLCURAH36ABK |  |  | F5MA4*42L*C* |  | 37200 | 16 | 9 | 38500 | 35000 | 90.91% | 2.04 | 0 | 10 |  |  |  | No | R-410A | 3.1 | Residential & Commercial | Ducted CEE Tier 1
212362591 | Central HP <5.4 tons | GOETTL | HRCU-A-CB (Split System: Heat Pump with Remote Outdoor Unit-Air-Source) | ASZV903610A* |  |  | CHPF3642C6C*+TXV | A*VC961005CNB* | 33400 | 18 | 8.2 | 34000 | 24400 | 71.76% | 1.8 | 0 | 11 |  |  |  | No | R-410A | 2.7833 | Residential & Commercial | Ducted CEE Tier 1
212362789 | Central HP <5.4 tons | GOETTL | HRCU-A-CB (Split System: Heat Pump with Remote Outdoor Unit-Air-Source) | GSZV903610A* |  |  | CHPF3642C6C*+TXV | G*VS800604BUA* | 33400 | 18 | 8.2 | 34000 | 24400 | 71.76% | 1.8 | 0 | 11 |  |  |  | No | R-410A | 2.7833 | Residential & Commercial | Ducted CEE Tier 1
212362819 | Central HP <5.4 tons | GOETTL | HRCU-A-CB (Split System: Heat Pump with Remote Outdoor Unit-Air-Source) | GSZV903610A* |  |  | CHPF3743C6B*+TXV | G*VS960805CUA* | 33400 | 18 | 8.2 | 34000 | 24400 | 71.76% | 1.8 | 0 | 11 |  |  |  | No | R-410A | 2.7833 | Residential & Commercial | Ducted CEE Tier 1
212362830 | Central HP <5.4 tons | GOETTL | HRCU-A-CB (Split System: Heat Pump with Remote Outdoor Unit-Air-Source) | GSZV903610A* |  |  | CSCF3642N6D*+TXV | G*VS800805CUA* | 33800 | 18.5 | 8.2 | 34000 | 24400 | 71.76% | 1.8 | 0 | 11.5 |  |  |  | No | R-410A | 2.8167 | Residential & Commercial | Ducted CEE Tier 1
212362837 | Central HP <5.4 tons | GOETTL | HRCU-A-CB (Split System: Heat Pump with Remote Outdoor Unit-Air-Source) | GSZV903610A* |  |  | CSCF3642N6D*+TXV | G*VC960804CNB* | 33800 | 18.5 | 8.2 | 34000 | 24400 | 71.76% | 1.8 | 0 | 11.5 |  |  |  | No | R-410A | 2.8167 | Residential & Commercial | Ducted CEE Tier 1
212650294 | Central HP <5.4 tons | EVERREST | HRCU-A-CB (Split System: Heat Pump with Remote Outdoor Unit-Air-Source) | GSZV903610A* |  |  | CHPF3642C6C*+TXV | G*VM970804CNB* | 33400 | 18 | 8.2 | 34000 | 24400 | 71.76% | 1.8 | 0 | 11 |  |  |  | No | R-410A | 2.7833 | Residential & Commercial | Ducted CEE Tier 1
212652853 | Central HP <5.4 tons | EVERREST | HRCU-A-CB (Split System: Heat Pump with Remote Outdoor Unit-Air-Source) | GSZV903610A* |  |  | CA*F3743*6D*+TXV | G*VC960603BNB* | 33600 | 18.5 | 8.2 | 34000 | 24400 | 71.76% | 1.8 | 0 | 11.5 |  |  |  | No | R-410A | 2.8 | Residential & Commercial | Ducted CEE Tier 1
212652868 | Central HP <5.4 tons | EVERREST | HRCU-A-CB (Split System: Heat Pump with Remote Outdoor Unit-Air-Source) | GSZV903610A* |  |  | CHPF3743C6B*+TXV | G*VC960603BNB* | 33400 | 18 | 8.2 | 34000 | 24400 | 71.76% | 1.8 | 0 | 11 |  |  |  | No | R-410A | 2.7833 | Residential & Commercial | Ducted CEE Tier 1
212362758 | Central HP <5.4 tons | GOETTL | HRCU-A-CB (Split System: Heat Pump with Remote Outdoor Unit-Air-Source) | GSZV903610A* |  |  | CA*F3137*6A*+MBVC1201**-1A*+TXV |  | 34000 | 18.5 | 8.2 | 34000 | 24400 | 71.76% | 1.8 | 0 | 12 |  |  |  | No | R-410A | 2.8333 | Residential & Commercial | Ducted CEE Tier 1
206788574 | Central HP <5.4 tons | CARRIER | HRCU-A-CB (Split System: Heat Pump with Remote Outdoor Unit-Air-Source) | 25VNA436A*031* |  |  | FE4AN(B,F)005L+UI |  | 34400 | 21 | 9 | 35800 | 25200 | 70.39% | 2.04 | 13.5 | 13 |  |  |  | No | R-410A | 2.8667 | Residential & Commercial | Ducted CEE Tier 1
206788692 | Central HP <5.4 tons | CARRIER | HRCU-A-CB (Split System: Heat Pump with Remote Outdoor Unit-Air-Source) | 25VNA436A*031* |  |  | CNPV*4221AL*+UI | 58TN*A070C17**16 | 33000 | 19 | 9 | 35400 | 26600 | 75.14% | 1.98 | 12 | 11.7 |  |  |  | No | R-410A | 2.75 | Residential & Commercial | Ducted CEE Tier 1
206788708 | Central HP <5.4 tons | CARRIER | HRCU-A-CB (Split System: Heat Pump with Remote Outdoor Unit-Air-Source) | 25VNA436A*031* |  |  | CNPV*4821AL*+UI | 59TN6B060C17**14 | 33600 | 19 | 9 | 35400 | 26200 | 74.01% | 2.02 | 12 | 12 |  |  |  | No | R-410A | 2.8 | Residential & Commercial | Ducted CEE Tier 1
206788775 | Central HP <5.4 tons | CARRIER | HRCU-A-CB (Split System: Heat Pump with Remote Outdoor Unit-Air-Source) | 25VNA436A*031* |  |  | CSPH*4812AL*+UI | 58TN*A135C24**22 | 34200 | 19 | 9 | 35000 | 25800 | 73.71% | 2.06 | 12.5 | 12 |  |  |  | No | R-410A | 2.85 | Residential & Commercial | Ducted CEE Tier 1
206788791 | Central HP <5.4 tons | CARRIER | HRCU-A-CB (Split System: Heat Pump with Remote Outdoor Unit-Air-Source) | 25VNA436A*031* |  |  | CSPH*6012AL*+UI | 58TN*A135C24**22 | 34600 | 19 | 9 | 34600 | 25200 | 72.83% | 2.04 | 13 | 12 |  |  |  | No | R-410A | 2.8833 | Residential & Commercial | Ducted CEE Tier 1
206788808 | Central HP <5.4 tons | CARRIER | HRCU-A-CB (Split System: Heat Pump with Remote Outdoor Unit-Air-Source) | 25VNA436A*031* |  |  | CAP**3721AL*+UI | 58CU*A100C21**20 | 34000 | 19 | 9.5 | 35200 | 25800 | 73.3% | 2.02 | 12.5 | 11.7 |  |  |  | No | R-410A | 2.8333 | Residential & Commercial | Ducted CEE Tier 1
206788824 | Central HP <5.4 tons | CARRIER | HRCU-A-CB (Split System: Heat Pump with Remote Outdoor Unit-Air-Source) | 25VNA436A*031* |  |  | CAP**4824AL*+UI | 58CU*A100C21**20 | 33400 | 19 | 9 | 34800 | 25800 | 74.14% | 2.02 | 12.5 | 11.7 |  |  |  | No | R-410A | 2.7833 | Residential & Commercial | Ducted CEE Tier 1
206788841 | Central HP <5.4 tons | CARRIER | HRCU-A-CB (Split System: Heat Pump with Remote Outdoor Unit-Air-Source) | 25VNA436A*031* |  |  | CSPH*4812AL*+UI | 58CU*A100C21**20 | 34000 | 18.5 | 9 | 35000 | 26000 | 74.29% | 2.02 | 12.5 | 11.7 |  |  |  | No | R-410A | 2.8333 | Residential & Commercial | Ducted CEE Tier 1
206788842 | Central HP <5.4 tons | CARRIER | HRCU-A-CB (Split System: Heat Pump with Remote Outdoor Unit-Air-Source) | 25VNA436A*031* |  |  | CAP**3717AL*+UI | 59CU5A060C17**16 | 33800 | 18.5 | 9 | 35600 | 26400 | 74.16% | 2 | 12 | 11.7 |  |  |  | No | R-410A | 2.8167 | Residential & Commercial | Ducted CEE Tier 1
206788943 | Central HP <5.4 tons | CARRIER | HRCU-A-CB (Split System: Heat Pump with Remote Outdoor Unit-Air-Source) | 25VNA448A*031* |  |  | CAP**4821AL*+UI | 58CU*A100C21**20 | 43500 | 20 | 9 | 46500 | 36600 | 78.71% | 2.24 | 12 | 11 |  |  |  | No | R-410A | 3.625 | Residential & Commercial | Ducted CEE Tier 1
212986344 | Central HP <5.4 tons | BRYANT HEATING AND COOLING SYSTEMS | HRCU-A-CB (Split System: Heat Pump with Remote Outdoor Unit-Air-Source) | 38MURAQ18AB3* |  |  | CNPV*2414AL* | 916SA30040M14*** | 17400 | 15.5 | 8.5 | 18500 | 19200 | 103.8% | 2.3 | 0 | 10.5 |  |  |  | No | R-410A | 1.45 | Residential & Commercial | Ducted CEE Tier 1
212988818 | Central HP <5.4 tons | BRYANT HEATING AND COOLING SYSTEMS | HRCU-A-CB (Split System: Heat Pump with Remote Outdoor Unit-Air-Source) | 38MURAQ18AB3* |  |  | CNPV*2417AL* | 935SB36040M17*** | 17600 | 16 | 8.5 | 18700 | 19100 | 102.1% | 2.3 | 0 | 10.5 |  |  |  | No | R-410A | 1.4667 | Residential & Commercial | Ducted CEE Tier 1
212989286 | Central HP <5.4 tons | BRYANT HEATING AND COOLING SYSTEMS | HRCU-A-CB (Split System: Heat Pump with Remote Outdoor Unit-Air-Source) | 38MURAQ18AB3* |  |  | CAP**2517AL* | 935SB48060M17*** | 17800 | 16.5 | 8.1 | 17700 | 17700 | 100% | 2.14 | 0 | 10.5 |  |  |  | No | R-410A | 1.4833 | Residential & Commercial | Ducted CEE Tier 1
211263072 | Central HP <5.4 tons | BRYANT HEATING AND COOLING SYSTEMS | HRCU-A-CB (Split System: Heat Pump with Remote Outdoor Unit-Air-Source) | 38MURAQ18AB3* |  |  | CNPV*2417AL* | 82*TA48090V17*** | 17600 | 16 | 8.5 | 18500 | 18900 | 102.2% | 2.26 | 0 | 10.5 |  |  |  | No | R-410A | 1.4667 | Residential & Commercial | Ducted CEE Tier 1
215669257 | Central HP <5.4 tons | COMFORTMAKER | HRCU-A-CB (Split System: Heat Pump with Remote Outdoor Unit-Air-Source) | C5H0V36*K*AAA* |  |  | EA*5X48M21A*+WALLCON | *97CMN1002122B* | 33800 | 18 | 9 | 35000 | 25000 | 71.43% | 1.9 | 0 | 10 |  |  |  | No | R-454B | 2.8167 | Residential & Commercial | Ducted CEE Tier 1
215670531 | Central HP <5.4 tons | COMFORTMAKER | HRCU-A-CB (Split System: Heat Pump with Remote Outdoor Unit-Air-Source) | C5H0V36*K*AAA* |  |  | ESH5X60M12A*+WALLCON | *97CMN0802120B* | 34600 | 17 | 8.5 | 34600 | 24800 | 71.68% | 1.8 | 0 | 10 |  |  |  | No | R-454B | 2.8833 | Residential & Commercial | Ducted CEE Tier 1
214802097 | Central HP <5.4 tons | HISENSE | HRCU-A-CB (Split System: Heat Pump with Remote Outdoor Unit-Air-Source) | AUWR-36U3TW5 |  |  | AUH-36UX3TDH3 |  | 32000 | 19.5 | 10.5 | 34000 | 31000 | 91.18% | 2.15 | 0 | 11.7 |  |  |  | No | R-454B | 2.6667 | Residential & Commercial | Ducted CEE Tier 1
210600083 | Central HP <5.4 tons | TEMPSTAR | HRCU-A-CB (Split System: Heat Pump with Remote Outdoor Unit-Air-Source) | TVH837GKA** |  |  | EA*4X60L24A*+WALLCON | *80CTL0902120A* | 32800 | 17.5 | 8.5 | 31800 | 24800 | 77.99% | 1.98 | 0 | 11.7 |  |  |  | No | R-410A | 2.7333 | Residential & Commercial | Ducted CEE Tier 1
216571020 | Central HP <5.4 tons | TRANE | HRCU-A-CB (Split System: Heat Pump with Remote Outdoor Unit-Air-Source) | 5TWV0X36A1 |  |  | 5TXCB004AS3 | *DHMB080CCV3+LRP | 32200 | 17.2 | 9.4 | 31200 | 24600 | 78.85% | 2.1 | 0 | 11.2 |  |  |  | No | R-454B | 2.6833 | Residential & Commercial | Ducted CEE Tier 1
216571036 | Central HP <5.4 tons | TRANE | HRCU-A-CB (Split System: Heat Pump with Remote Outdoor Unit-Air-Source) | 5TWV0X36A1 |  |  | 5TXCB006AS3 | L8V1A040U3VSB+LRP | 35000 | 19.4 | 9.4 | 32600 | 25200 | 77.3% | 2.1 | 0 | 12 |  |  |  | No | R-454B | 2.9167 | Residential & Commercial | Ducted CEE Tier 1
216571272 | Central HP <5.4 tons | TRANE | HRCU-A-CB (Split System: Heat Pump with Remote Outdoor Unit-Air-Source) | 5TWV8X36A1 |  |  | 5PX*C009AS3 | *UHMC100CCV4+LRP | 33200 | 18.1 | 8.5 | 32800 | 25200 | 76.83% | 2.1 | 0 | 10.5 |  |  |  | No | R-454B | 2.7667 | Residential & Commercial | Ducted CEE Tier 1
210600108 | Central HP <5.4 tons | TEMPSTAR | HRCU-A-CB (Split System: Heat Pump with Remote Outdoor Unit-Air-Source) | TVH837GKA** |  |  | EA*4X61L24A*+WALLCON | *80CSU1002120A* | 33200 | 17.5 | 8.1 | 32000 | 24800 | 77.5% | 1.98 | 0 | 11.5 |  |  |  | No | R-410A | 2.7667 | Residential & Commercial | Ducted CEE Tier 1
215676770 | Central HP <5.4 tons | KEEPRITE | HRCU-A-CB (Split System: Heat Pump with Remote Outdoor Unit-Air-Source) | C5H0V48*K*AAA* |  |  | EVD5X61M21A*+WALLCON | *95CSU0601716B* | 48000 | 18.5 | 9 | 50000 | 37400 | 74.8% | 2 | 0 | 10 |  |  |  | No | R-454B | 4 | Residential & Commercial | Ducted CEE Tier 1
212986680 | Central HP <5.4 tons | BRYANT HEATING AND COOLING SYSTEMS | HRCU-A-CB (Split System: Heat Pump with Remote Outdoor Unit-Air-Source) | 38MURAQ18AB3* |  |  | CAP**2517AL* | 916SA36040M17*** | 17700 | 15.5 | 8.1 | 17700 | 17800 | 100.6% | 2.14 | 0 | 10.5 |  |  |  | No | R-410A | 1.475 | Residential & Commercial | Ducted CEE Tier 1
205301886 | Central HP <5.4 tons | PIONEER | HRCU-A-CB (Split System: Heat Pump with Remote Outdoor Unit-Air-Source) | YD060GMFI20MR2 |  |  | DC060GMFI20HT2 |  | 52000 | 18 | 9.5 | 55000 | 38500 | 70% | 2.02 | 12.5 | 11.7 |  |  |  | No | R-410A | 4.3333 | Residential & Commercial | Ducted CEE Tier 1
211262213 | Central HP <5.4 tons | BRYANT HEATING AND COOLING SYSTEMS | HRCU-A-CB (Split System: Heat Pump with Remote Outdoor Unit-Air-Source) | 38MURAQ18AB3* |  |  | CAP**3017AL* | OVMAAB042112 | 18200 | 15.5 | 8.5 | 18900 | 18400 | 97.35% | 2.2 | 0 | 10.5 |  |  |  | No | R-410A | 1.5167 | Residential & Commercial | Ducted CEE Tier 1
211262232 | Central HP <5.4 tons | BRYANT HEATING AND COOLING SYSTEMS | HRCU-A-CB (Split System: Heat Pump with Remote Outdoor Unit-Air-Source) | 38MURAQ18AB3* |  |  | CNPV*1814AL* | 82*SA36045V14*** | 17400 | 15.5 | 8.5 | 18600 | 19400 | 104.3% | 2.32 | 0 | 10.5 |  |  |  | No | R-410A | 1.45 | Residential & Commercial | Ducted CEE Tier 1
215939627 | Central HP <5.4 tons | AIRQUEST | HRCU-A-CB (Split System: Heat Pump with Remote Outdoor Unit-Air-Source) | H5H3V36*K*AAA* |  |  | EA*5X36M17A*+WALLCON | *97CTN0601716A* | 32000 | 18.5 | 9 | 35800 | 27600 | 77.09% | 1.88 | 0 | 10.5 |  |  |  | No | R-454B | 2.6667 | Residential & Commercial | Ducted CEE Tier 1
215939847 | Central HP <5.4 tons | AIRQUEST | HRCU-A-CB (Split System: Heat Pump with Remote Outdoor Unit-Air-Source) | H5H3V36*K*AAA* |  |  | EA*5X61M21A*+WALLCON | *80CSU0601716B* | 34400 | 20.5 | 9.5 | 34400 | 26000 | 75.58% | 2.06 | 0 | 12 |  |  |  | No | R-454B | 2.8667 | Residential & Commercial | Ducted CEE Tier 1
213773060 | Central HP <5.4 tons | COMFORTMAKER | HRCU-A-CB (Split System: Heat Pump with Remote Outdoor Unit-Air-Source) | CVH825GKA3* |  |  | EA*4X36L21A*+WALLCON | *80CTL0901716B* | 23600 | 16.5 | 8.1 | 21400 | 16600 | 77.57% | 1.94 | 0 | 10.5 |  |  |  | No | R-410A | 1.9667 | Residential & Commercial | Ducted CEE Tier 1
213773510 | Central HP <5.4 tons | COMFORTMAKER | HRCU-A-CB (Split System: Heat Pump with Remote Outdoor Unit-Air-Source) | CVH825GKA3* |  |  | EA*4X42L24A*+WALLCON | *80CTL1102120B* | 23800 | 16.5 | 8.1 | 21400 | 16600 | 77.57% | 1.96 | 0 | 11 |  |  |  | No | R-410A | 1.9833 | Residential & Commercial | Ducted CEE Tier 1
213773730 | Central HP <5.4 tons | COMFORTMAKER | HRCU-A-CB (Split System: Heat Pump with Remote Outdoor Unit-Air-Source) | CVH825GKA3* |  |  | EA*4X48L21A*+WALLCON | *80CTL1102120B* | 24000 | 17 | 8.1 | 21000 | 16500 | 78.57% | 2.02 | 0 | 11 |  |  |  | No | R-410A | 2 | Residential & Commercial | Ducted CEE Tier 1
210596792 | Central HP <5.4 tons | DAY & NIGHT | HRCU-A-CB (Split System: Heat Pump with Remote Outdoor Unit-Air-Source) | CVH825GKA2* |  |  | EA*4X43L21A*+WALLCON | *96CTN1002122A* | 24400 | 16.5 | 8.5 | 21200 | 16600 | 78.3% | 2.04 | 0 | 11 |  |  |  | No | R-410A | 2.0333 | Residential & Commercial | Ducted CEE Tier 1
210596825 | Central HP <5.4 tons | DAY & NIGHT | HRCU-A-CB (Split System: Heat Pump with Remote Outdoor Unit-Air-Source) | CVH825GKA2* |  |  | EA*4X48L21A*+WALLCON | *95CSU0601716A* | 24000 | 16.5 | 8.1 | 21000 | 16600 | 79.05% | 2 | 0 | 10.5 |  |  |  | No | R-410A | 2 | Residential & Commercial | Ducted CEE Tier 1
215940097 | Central HP <5.4 tons | AIRQUEST | HRCU-A-CB (Split System: Heat Pump with Remote Outdoor Unit-Air-Source) | H5H3V36*K*AAA* |  |  | ESH5X48M12A*+WALLCON | *96CTN0802120B* | 33800 | 19.5 | 9 | 34800 | 26600 | 76.44% | 1.94 | 0 | 11.5 |  |  |  | No | R-454B | 2.8167 | Residential & Commercial | Ducted CEE Tier 1
215940147 | Central HP <5.4 tons | AIRQUEST | HRCU-A-CB (Split System: Heat Pump with Remote Outdoor Unit-Air-Source) | H5H3V36*K*AAA* |  |  | ESH5X48M12A*+WALLCON | *97CTN0802120A* | 33800 | 19.5 | 9 | 34800 | 26600 | 76.44% | 1.94 | 0 | 11.5 |  |  |  | No | R-454B | 2.8167 | Residential & Commercial | Ducted CEE Tier 1
215940217 | Central HP <5.4 tons | AIRQUEST | HRCU-A-CB (Split System: Heat Pump with Remote Outdoor Unit-Air-Source) | H5H3V36*K*AAA* |  |  | ESH5X60M12A*+WALLCON | *97CTN0801716A* | 34000 | 19 | 9 | 34800 | 26400 | 75.86% | 1.92 | 0 | 11 |  |  |  | No | R-454B | 2.8333 | Residential & Commercial | Ducted CEE Tier 1
212984185 | Central HP <5.4 tons | ARCOAIRE | HRCU-A-CB (Split System: Heat Pump with Remote Outdoor Unit-Air-Source) | DLCURAH18ABK |  |  | EA*4X25L17A* | *92MSN0601714A* | 18100 | 16.5 | 8.5 | 17900 | 17700 | 98.88% | 2.14 | 0 | 11 |  |  |  | No | R-410A | 1.5083 | Residential & Commercial | Ducted CEE Tier 1
206136136 | Central HP <5.4 tons | HEIL | HRCU-A-CB (Split System: Heat Pump with Remote Outdoor Unit-Air-Source) | HVH837GKA** |  |  | EA*4X43L21A*+WALLCON | *95CSU0802120A* | 33000 | 17.5 | 8.5 | 32800 | 25000 | 76.22% | 2 | 12 | 11.5 |  |  |  | No | R-410A | 2.75 | Residential & Commercial | Ducted CEE Tier 1
212985774 | Central HP <5.4 tons | BRYANT HEATING AND COOLING SYSTEMS | HRCU-A-CB (Split System: Heat Pump with Remote Outdoor Unit-Air-Source) | 38MURAQ24AB3* |  |  | CAP**2517AL* | 916SA30026M14*** | 24200 | 16.5 | 8.5 | 25200 | 21600 | 85.71% | 1.82 | 0 | 10 |  |  |  | No | R-410A | 2.0167 | Residential & Commercial | Ducted CEE Tier 1
212985824 | Central HP <5.4 tons | BRYANT HEATING AND COOLING SYSTEMS | HRCU-A-CB (Split System: Heat Pump with Remote Outdoor Unit-Air-Source) | 38MURAQ24AB3* |  |  | CNPV*2414AL* | 916SA30026M14*** | 23200 | 16 | 8.5 | 27000 | 25200 | 93.33% | 2.08 | 0 | 10 |  |  |  | No | R-410A | 1.9333 | Residential & Commercial | Ducted CEE Tier 1
206788489 | Central HP <5.4 tons | CARRIER | HRCU-A-CB (Split System: Heat Pump with Remote Outdoor Unit-Air-Source) | 25VNA424A*031* |  |  | CNPV*3621AL*+UI | 59TN6B060C17**14 | 23200 | 19.5 | 9.5 | 26800 | 20000 | 74.63% | 2.36 | 14 | 13 |  |  |  | No | R-410A | 1.9333 | Residential & Commercial | Ducted CEE Tier 1
206788490 | Central HP <5.4 tons | CARRIER | HRCU-A-CB (Split System: Heat Pump with Remote Outdoor Unit-Air-Source) | 25VNA424A*031* |  |  | CNPV*3621AL*+UI | 59TN6B080C17**14 | 23200 | 20 | 9.5 | 26800 | 20000 | 74.63% | 2.38 | 14 | 13 |  |  |  | No | R-410A | 1.9333 | Residential & Commercial | Ducted CEE Tier 1
206788523 | Central HP <5.4 tons | CARRIER | HRCU-A-CB (Split System: Heat Pump with Remote Outdoor Unit-Air-Source) | 25VNA424A*031* |  |  | CSPH*4212AL*+UI | 58TN*A045C17**12 | 23800 | 19 | 9 | 26600 | 19900 | 74.81% | 2.48 | 14 | 12.5 |  |  |  | No | R-410A | 1.9833 | Residential & Commercial | Ducted CEE Tier 1
216571184 | Central HP <5.4 tons | TRANE | HRCU-A-CB (Split System: Heat Pump with Remote Outdoor Unit-Air-Source) | 5TWV8X24A1 |  |  | 5PX*B003AS3 | S8V2B060M4PCB | 21400 | 18.1 | 8.5 | 24400 | 18900 | 77.46% | 2.2 | 0 | 11.5 |  |  |  | No | R-454B | 1.7833 | Residential & Commercial | Ducted CEE Tier 1
206788341 | Central HP <5.4 tons | CARRIER | HRCU-A-CB (Split System: Heat Pump with Remote Outdoor Unit-Air-Source) | 25VNA424A*031* |  |  | CAP**3621AL*+UI | 58TN*A090C17**16 | 23400 | 21.5 | 10.5 | 26600 | 19700 | 74.06% | 2.46 | 14 | 13.5 |  |  |  | No | R-410A | 1.95 | Residential & Commercial | Ducted CEE Tier 1
206788858 | Central HP <5.4 tons | CARRIER | HRCU-A-CB (Split System: Heat Pump with Remote Outdoor Unit-Air-Source) | 25VNA436A*031* |  |  | CAP**4824AL*+UI | 59CU5A100C21**22 | 33800 | 19.5 | 9.5 | 34800 | 25600 | 73.56% | 2.04 | 13 | 12 |  |  |  | No | R-410A | 2.8167 | Residential & Commercial | Ducted CEE Tier 1
206788889 | Central HP <5.4 tons | CARRIER | HRCU-A-CB (Split System: Heat Pump with Remote Outdoor Unit-Air-Source) | 25VNA436A*031* |  |  | CSPH*3612AL*+UI | 59MN7B060C17**14 | 33200 | 17.5 | 9 | 35600 | 26600 | 74.72% | 1.98 | 11.5 | 11 |  |  |  | No | R-410A | 2.7667 | Residential & Commercial | Ducted CEE Tier 1
206788589 | Central HP <5.4 tons | CARRIER | HRCU-A-CB (Split System: Heat Pump with Remote Outdoor Unit-Air-Source) | 25VNA436A*031* |  |  | CAP**3721AL*+UI | 58TN*A090C17**16 | 34600 | 20 | 9.5 | 35000 | 25600 | 73.14% | 2.06 | 13 | 12 |  |  |  | No | R-410A | 2.8833 | Residential & Commercial | Ducted CEE Tier 1
206788606 | Central HP <5.4 tons | CARRIER | HRCU-A-CB (Split System: Heat Pump with Remote Outdoor Unit-Air-Source) | 25VNA436A*031* |  |  | CAP**4224AL*+UI | 58TN*A135C24**22 | 33200 | 19.5 | 9.5 | 35400 | 26400 | 74.58% | 2 | 12.5 | 12 |  |  |  | No | R-410A | 2.7667 | Residential & Commercial | Ducted CEE Tier 1
206788655 | Central HP <5.4 tons | CARRIER | HRCU-A-CB (Split System: Heat Pump with Remote Outdoor Unit-Air-Source) | 25VNA436A*031* |  |  | CAP**6024AL*+UI | 59TN6B120C24**22 | 34400 | 20 | 9 | 34400 | 25000 | 72.67% | 2.02 | 13 | 12.5 |  |  |  | No | R-410A | 2.8667 | Residential & Commercial | Ducted CEE Tier 1
206788709 | Central HP <5.4 tons | CARRIER | HRCU-A-CB (Split System: Heat Pump with Remote Outdoor Unit-Air-Source) | 25VNA436A*031* |  |  | CNPV*4821AL*+UI | 59TN6B080C17**14 | 33600 | 19 | 9 | 35400 | 26200 | 74.01% | 2.02 | 12.5 | 12 |  |  |  | No | R-410A | 2.8 | Residential & Commercial | Ducted CEE Tier 1
206788756 | Central HP <5.4 tons | CARRIER | HRCU-A-CB (Split System: Heat Pump with Remote Outdoor Unit-Air-Source) | 25VNA436A*031* |  |  | CSPH*4212AL*+UI | 58TN*A070C17**16 | 33800 | 18.5 | 9 | 35200 | 26000 | 73.86% | 2.02 | 12 | 11.7 |  |  |  | No | R-410A | 2.8167 | Residential & Commercial | Ducted CEE Tier 1
210596876 | Central HP <5.4 tons | DAY & NIGHT | HRCU-A-CB (Split System: Heat Pump with Remote Outdoor Unit-Air-Source) | CVH825GKA2* |  |  | EA*4X48L24A*+WALLCON | *97CMN1002122A* | 24200 | 16.5 | 8.1 | 21000 | 16500 | 78.57% | 2.02 | 0 | 11 |  |  |  | No | R-410A | 2.0167 | Residential & Commercial | Ducted CEE Tier 1
210596909 | Central HP <5.4 tons | DAY & NIGHT | HRCU-A-CB (Split System: Heat Pump with Remote Outdoor Unit-Air-Source) | CVH825GKA2* |  |  | EHD4X42AAL+WALLCON | *95CSU0802120A* | 24200 | 16 | 8.1 | 21400 | 16600 | 77.57% | 2 | 0 | 11 |  |  |  | No | R-410A | 2.0167 | Residential & Commercial | Ducted CEE Tier 1
210596993 | Central HP <5.4 tons | DAY & NIGHT | HRCU-A-CB (Split System: Heat Pump with Remote Outdoor Unit-Air-Source) | CVH825GKA2* |  |  | EHD4X48AAL+WALLCON | *97CMN0801714A* | 24200 | 16 | 8.1 | 21400 | 16700 | 78.04% | 2 | 0 | 10.5 |  |  |  | No | R-410A | 2.0167 | Residential & Commercial | Ducted CEE Tier 1
210597011 | Central HP <5.4 tons | DAY & NIGHT | HRCU-A-CB (Split System: Heat Pump with Remote Outdoor Unit-Air-Source) | CVH825GKA2* |  |  | EN(A,D)4X48L24**+WALLCON | *95CSU1002122A* | 24200 | 17 | 8.1 | 21200 | 16600 | 78.3% | 2.02 | 0 | 11.5 |  |  |  | No | R-410A | 2.0167 | Residential & Commercial | Ducted CEE Tier 1
212362759 | Central HP <5.4 tons | GOETTL | HRCU-A-CB (Split System: Heat Pump with Remote Outdoor Unit-Air-Source) | GSZV903610A* |  |  | CA*F3137*6A*+TXV | G*VS800604BUA* | 33600 | 18.5 | 8.2 | 34000 | 24400 | 71.76% | 1.8 | 0 | 12 |  |  |  | No | R-410A | 2.8 | Residential & Commercial | Ducted CEE Tier 1
212362808 | Central HP <5.4 tons | GOETTL | HRCU-A-CB (Split System: Heat Pump with Remote Outdoor Unit-Air-Source) | GSZV903610A* |  |  | CHPF3743C6B*+TXV | G*VS800604BUA* | 33400 | 18 | 8.2 | 34000 | 24400 | 71.76% | 1.8 | 0 | 11 |  |  |  | No | R-410A | 2.7833 | Residential & Commercial | Ducted CEE Tier 1
212362841 | Central HP <5.4 tons | GOETTL | HRCU-A-CB (Split System: Heat Pump with Remote Outdoor Unit-Air-Source) | GSZV903610A* |  |  | CSCF3642N6D*+TXV | G*VM970603BNB* | 33800 | 18.5 | 8.2 | 34000 | 24400 | 71.76% | 1.8 | 0 | 11.5 |  |  |  | No | R-410A | 2.8167 | Residential & Commercial | Ducted CEE Tier 1
212362843 | Central HP <5.4 tons | GOETTL | HRCU-A-CB (Split System: Heat Pump with Remote Outdoor Unit-Air-Source) | GSZV903610A* |  |  | CSCF3642N6D*+TXV | G*VM970804CNB* | 33800 | 18.5 | 8.2 | 34000 | 24400 | 71.76% | 1.8 | 0 | 11.5 |  |  |  | No | R-410A | 2.8167 | Residential & Commercial | Ducted CEE Tier 1
212651155 | Central HP <5.4 tons | EVERREST | HRCU-A-CB (Split System: Heat Pump with Remote Outdoor Unit-Air-Source) | GSZV903610A* |  |  | CA*F3743*6D*+MBVC1201**-1A*+TXV |  | 34000 | 19 | 8.2 | 34000 | 24400 | 71.76% | 1.8 | 0 | 12 |  |  |  | No | R-410A | 2.8333 | Residential & Commercial | Ducted CEE Tier 1
212362592 | Central HP <5.4 tons | GOETTL | HRCU-A-CB (Split System: Heat Pump with Remote Outdoor Unit-Air-Source) | ASZV903610A* |  |  | CHPF3642C6C*+TXV | A*VM970603BNB* | 33400 | 18 | 8.2 | 34000 | 24400 | 71.76% | 1.8 | 0 | 11 |  |  |  | No | R-410A | 2.7833 | Residential & Commercial | Ducted CEE Tier 1
212362607 | Central HP <5.4 tons | GOETTL | HRCU-A-CB (Split System: Heat Pump with Remote Outdoor Unit-Air-Source) | ASZV903610A* |  |  | CHPF3743C6B*+TXV | A*VC960803BNB* | 33400 | 18 | 8.2 | 34000 | 24400 | 71.76% | 1.8 | 0 | 11 |  |  |  | No | R-410A | 2.7833 | Residential & Commercial | Ducted CEE Tier 1
213076948 | Central HP <5.4 tons | ARCOAIRE | HRCU-A-CB (Split System: Heat Pump with Remote Outdoor Unit-Air-Source) | DLCURAH36ABK |  |  | EA*4X37L17A* | *96VSN0801716B* | 36000 | 15.5 | 8.5 | 38500 | 35200 | 91.43% | 2 | 0 | 10 |  |  |  | No | R-410A | 3 | Residential & Commercial | Ducted CEE Tier 1
216453185 | Central HP <5.4 tons | TRANE | HRCU-A-CB (Split System: Heat Pump with Remote Outdoor Unit-Air-Source) | 5TWV0X48A1 |  |  | 5TXCB006AS3 | S8V2B080M4PCB | 43500 | 19.2 | 9.4 | 47000 | 33600 | 71.49% | 2.1 | 0 | 11.7 |  |  |  | No | R-454B | 3.625 | Residential & Commercial | Ducted CEE Tier 1
212362572 | Central HP <5.4 tons | GOETTL | HRCU-A-CB (Split System: Heat Pump with Remote Outdoor Unit-Air-Source) | ASZV903610A* |  |  | CA*F3743*6D*+TXV | A*VM970603BNB* | 33600 | 18.5 | 8.2 | 34000 | 24400 | 71.76% | 1.8 | 0 | 12 |  |  |  | No | R-410A | 2.8 | Residential & Commercial | Ducted CEE Tier 1
212650506 | Central HP <5.4 tons | EVERREST | HRCU-A-CB (Split System: Heat Pump with Remote Outdoor Unit-Air-Source) | ASZV903610A* |  |  | CHPF3743C6B*+TXV | A*VM970804CNB* | 33400 | 18 | 8.2 | 34000 | 24400 | 71.76% | 1.8 | 0 | 11 |  |  |  | No | R-410A | 2.7833 | Residential & Commercial | Ducted CEE Tier 1
215942668 | Central HP <5.4 tons | KENMORE | HRCU-A-CB (Split System: Heat Pump with Remote Outdoor Unit-Air-Source) | (C,H,T)5H3V36*K*AAA* |  |  | EVD5X61M24A*+WALLCON | *97CTN0802120A* | 36000 | 22 | 8.5 | 37400 | 28200 | 75.4% | 2.04 | 0 | 12.5 |  |  |  | No | R-454B | 3 | Residential & Commercial | Ducted CEE Tier 1
215942618 | Central HP <5.4 tons | KENMORE | HRCU-A-CB (Split System: Heat Pump with Remote Outdoor Unit-Air-Source) | (C,H,T)5H3V36*K*AAA* |  |  | EVM5X61M24A*+WALLCON | *97CTN0802120A* | 36000 | 22 | 8.5 | 37400 | 28200 | 75.4% | 2.04 | 0 | 12.5 |  |  |  | No | R-454B | 3 | Residential & Commercial | Ducted CEE Tier 1
213771559 | Central HP <5.4 tons | ARCOAIRE | HRCU-A-CB (Split System: Heat Pump with Remote Outdoor Unit-Air-Source) | HVH825GKA2* |  |  | EA*4X48L21A*+WALLCON | *80CTL0451712B* | 24000 | 16.5 | 8.1 | 21000 | 16600 | 79.05% | 2 | 0 | 10.5 |  |  |  | No | R-410A | 2 | Residential & Commercial | Ducted CEE Tier 1
215669537 | Central HP <5.4 tons | COMFORTMAKER | HRCU-A-CB (Split System: Heat Pump with Remote Outdoor Unit-Air-Source) | C5H0V36*K*AAA* |  |  | EA*5X61M21A*+WALLCON | *97CMN0601714B* | 34400 | 18 | 9 | 34600 | 25200 | 72.83% | 1.9 | 0 | 10 |  |  |  | No | R-454B | 2.8667 | Residential & Commercial | Ducted CEE Tier 1
215669587 | Central HP <5.4 tons | COMFORTMAKER | HRCU-A-CB (Split System: Heat Pump with Remote Outdoor Unit-Air-Source) | C5H0V36*K*AAA* |  |  | EA*5X61M21A*+WALLCON | *96CTN0601714B* | 34600 | 18 | 9 | 34600 | 25000 | 72.25% | 1.9 | 0 | 10 |  |  |  | No | R-454B | 2.8833 | Residential & Commercial | Ducted CEE Tier 1
211245653 | Central HP <5.4 tons | TEMPSTAR | HRCU-A-CB (Split System: Heat Pump with Remote Outdoor Unit-Air-Source) | DLCURAH24ABK |  |  | EN(A,D)4X36L21** | *80ES(N,L)1102120A* | 24800 | 16 | 8.5 | 26800 | 22200 | 82.84% | 1.82 | 0 | 10.5 |  |  |  | No | R-410A | 2.0667 | Residential & Commercial | Ducted CEE Tier 1
211245753 | Central HP <5.4 tons | TEMPSTAR | HRCU-A-CB (Split System: Heat Pump with Remote Outdoor Unit-Air-Source) | DLCURAH24ABK |  |  | EN(A,D)4X36L21** | *80ESU0601716A | 24800 | 16.5 | 8.5 | 26600 | 22200 | 83.46% | 1.84 | 0 | 10.5 |  |  |  | No | R-410A | 2.0667 | Residential & Commercial | Ducted CEE Tier 1
210597411 | Central HP <5.4 tons | DAY & NIGHT | HRCU-A-CB (Split System: Heat Pump with Remote Outdoor Unit-Air-Source) | CVH837GKA** |  |  | EA*4X61L21A*+WALLCON | *80CSU0601716A* | 33200 | 17.5 | 8.1 | 32200 | 25000 | 77.64% | 1.98 | 0 | 11.5 |  |  |  | No | R-410A | 2.7667 | Residential & Commercial | Ducted CEE Tier 1
213779010 | Central HP <5.4 tons | COMFORTMAKER | HRCU-A-CB (Split System: Heat Pump with Remote Outdoor Unit-Air-Source) | CVH837GKA** |  |  | EA*4X37L21A*+WALLCON | *97CMN0801714B* | 32800 | 17 | 8.1 | 33000 | 25200 | 76.36% | 1.96 | 0 | 11 |  |  |  | No | R-410A | 2.7333 | Residential & Commercial | Ducted CEE Tier 1
210595996 | Central HP <5.4 tons | CARRIER | HRCU-A-CB (Split System: Heat Pump with Remote Outdoor Unit-Air-Source) | 25VNA825A*031* |  |  | CAP**4824AL*+UI | 59MN7B060C21**20 | 24000 | 16.5 | 8.1 | 21000 | 16600 | 79.05% | 2 | 0 | 11 |  |  |  | No | R-410A | 2 | Residential & Commercial | Ducted CEE Tier 1
210596171 | Central HP <5.4 tons | CARRIER | HRCU-A-CB (Split System: Heat Pump with Remote Outdoor Unit-Air-Source) | 25VNA837A*030* |  |  | CAP**6024AL*+UI | 58TN*A135C24**22 | 32800 | 18 | 8.5 | 31800 | 24800 | 77.99% | 2 | 0 | 12 |  |  |  | No | R-410A | 2.7333 | Residential & Commercial | Ducted CEE Tier 1
210596205 | Central HP <5.4 tons | CARRIER | HRCU-A-CB (Split System: Heat Pump with Remote Outdoor Unit-Air-Source) | 25VNA837A*030* |  |  | CAP**6124AL*+UI | 59TN6B100C21**22 | 33200 | 18 | 8.5 | 32000 | 24800 | 77.5% | 2 | 0 | 12 |  |  |  | No | R-410A | 2.7667 | Residential & Commercial | Ducted CEE Tier 1
210595940 | Central HP <5.4 tons | CARRIER | HRCU-A-CB (Split System: Heat Pump with Remote Outdoor Unit-Air-Source) | 25VNA825A*031* |  |  | CAP**4221AL*+UI | 58TN*A090C17**16 | 23800 | 17.5 | 8.1 | 21400 | 16500 | 77.1% | 1.98 | 0 | 11 |  |  |  | No | R-410A | 1.9833 | Residential & Commercial | Ducted CEE Tier 1
210595941 | Central HP <5.4 tons | CARRIER | HRCU-A-CB (Split System: Heat Pump with Remote Outdoor Unit-Air-Source) | 25VNA825A*031* |  |  | CAP**4221AL*+UI | 59CU5A060C17**16 | 23600 | 16.5 | 8.1 | 21400 | 16700 | 78.04% | 1.94 | 0 | 10.5 |  |  |  | No | R-410A | 1.9667 | Residential & Commercial | Ducted CEE Tier 1
206788776 | Central HP <5.4 tons | CARRIER | HRCU-A-CB (Split System: Heat Pump with Remote Outdoor Unit-Air-Source) | 25VNA436A*031* |  |  | CSPH*4812AL*+UI | 59TN6B060C17**14 | 33800 | 18 | 9 | 35400 | 26200 | 74.01% | 2.02 | 12 | 11.5 |  |  |  | No | R-410A | 2.8167 | Residential & Commercial | Ducted CEE Tier 1
206788792 | Central HP <5.4 tons | CARRIER | HRCU-A-CB (Split System: Heat Pump with Remote Outdoor Unit-Air-Source) | 25VNA436A*031* |  |  | CSPH*6012AL*+UI | 59TN6B060C17**14 | 34200 | 18 | 9 | 35000 | 25600 | 73.14% | 2 | 12 | 11.7 |  |  |  | No | R-410A | 2.85 | Residential & Commercial | Ducted CEE Tier 1
206788839 | Central HP <5.4 tons | CARRIER | HRCU-A-CB (Split System: Heat Pump with Remote Outdoor Unit-Air-Source) | 25VNA436A*031* |  |  | CSPH*4812AL*+UI | 58CU*A060C17**16 | 34000 | 19 | 9 | 35000 | 26000 | 74.29% | 2.02 | 12.5 | 11.7 |  |  |  | No | R-410A | 2.8333 | Residential & Commercial | Ducted CEE Tier 1
213779060 | Central HP <5.4 tons | COMFORTMAKER | HRCU-A-CB (Split System: Heat Pump with Remote Outdoor Unit-Air-Source) | CVH837GKA** |  |  | EA*4X42L21A*+WALLCON | *80CTL0451712B* | 31600 | 16.5 | 8.1 | 33400 | 24800 | 74.25% | 1.84 | 0 | 10.5 |  |  |  | No | R-410A | 2.6333 | Residential & Commercial | Ducted CEE Tier 1
213779110 | Central HP <5.4 tons | COMFORTMAKER | HRCU-A-CB (Split System: Heat Pump with Remote Outdoor Unit-Air-Source) | CVH837GKA** |  |  | EA*4X42L21A*+WALLCON | *95CSU0601716B* | 31600 | 16.5 | 8.1 | 33000 | 24600 | 74.55% | 1.86 | 0 | 10.5 |  |  |  | No | R-410A | 2.6333 | Residential & Commercial | Ducted CEE Tier 1
213778960 | Central HP <5.4 tons | COMFORTMAKER | HRCU-A-CB (Split System: Heat Pump with Remote Outdoor Unit-Air-Source) | CVH837GKA** |  |  | EA*4X37L21A*+WALLCON | *80CTL0901716B* | 32600 | 17 | 8.5 | 32800 | 25000 | 76.22% | 1.98 | 0 | 11 |  |  |  | No | R-410A | 2.7167 | Residential & Commercial | Ducted CEE Tier 1
213779210 | Central HP <5.4 tons | COMFORTMAKER | HRCU-A-CB (Split System: Heat Pump with Remote Outdoor Unit-Air-Source) | CVH837GKA** |  |  | EA*4X42L24A*+WALLCON | *97CMN1002122B* | 31800 | 17 | 8.1 | 33000 | 24200 | 73.33% | 1.88 | 0 | 11 |  |  |  | No | R-410A | 2.65 | Residential & Commercial | Ducted CEE Tier 1
213779360 | Central HP <5.4 tons | COMFORTMAKER | HRCU-A-CB (Split System: Heat Pump with Remote Outdoor Unit-Air-Source) | CVH837GKA** |  |  | EA*4X43L21A*+WALLCON | *96CTN1002122B* | 33000 | 17 | 8.5 | 32600 | 25000 | 76.69% | 1.98 | 0 | 11.5 |  |  |  | No | R-410A | 2.75 | Residential & Commercial | Ducted CEE Tier 1
213780280 | Central HP <5.4 tons | COMFORTMAKER | HRCU-A-CB (Split System: Heat Pump with Remote Outdoor Unit-Air-Source) | CVH837GKA** |  |  | EHD4X48AAL+WALLCON | *96CTN1002122B* | 32600 | 16.5 | 8.1 | 33000 | 24800 | 75.15% | 1.96 | 0 | 11 |  |  |  | No | R-410A | 2.7167 | Residential & Commercial | Ducted CEE Tier 1
206788456 | Central HP <5.4 tons | CARRIER | HRCU-A-CB (Split System: Heat Pump with Remote Outdoor Unit-Air-Source) | 25VNA424A*031* |  |  | CAP**3621AL*+UI | 59TN6B080C17**14 | 23200 | 20 | 10 | 26600 | 19900 | 74.81% | 2.42 | 14 | 13 |  |  |  | No | R-410A | 1.9333 | Residential & Commercial | Ducted CEE Tier 1
206788457 | Central HP <5.4 tons | CARRIER | HRCU-A-CB (Split System: Heat Pump with Remote Outdoor Unit-Air-Source) | 25VNA424A*031* |  |  | CAP**4221AL*+UI | 58TN*A045C17**12 | 23400 | 20 | 10.5 | 26600 | 20000 | 75.19% | 2.42 | 14 | 13 |  |  |  | No | R-410A | 1.95 | Residential & Commercial | Ducted CEE Tier 1
206788458 | Central HP <5.4 tons | CARRIER | HRCU-A-CB (Split System: Heat Pump with Remote Outdoor Unit-Air-Source) | 25VNA424A*031* |  |  | CAP**4221AL*+UI | 58TN*A070C17**16 | 23400 | 20.5 | 10.5 | 26600 | 19800 | 74.44% | 2.46 | 14 | 13.5 |  |  |  | No | R-410A | 1.95 | Residential & Commercial | Ducted CEE Tier 1
206788555 | Central HP <5.4 tons | CARRIER | HRCU-A-CB (Split System: Heat Pump with Remote Outdoor Unit-Air-Source) | 25VNA424A*031* |  |  | CNPV*3621AL*+UI | 58CU*A040C17**12 | 23200 | 20 | 9.5 | 26600 | 19900 | 74.81% | 2.38 | 14 | 13 |  |  |  | No | R-410A | 1.9333 | Residential & Commercial | Ducted CEE Tier 1
206788572 | Central HP <5.4 tons | CARRIER | HRCU-A-CB (Split System: Heat Pump with Remote Outdoor Unit-Air-Source) | 25VNA424A*031* |  |  | CSPH*3612AL*+UI | 59CU5A080C21**20 | 23800 | 19.5 | 9.5 | 26600 | 19700 | 74.06% | 2.52 | 13.5 | 13 |  |  |  | No | R-410A | 1.9833 | Residential & Commercial | Ducted CEE Tier 1
206997801 | Central HP <5.4 tons | KENMORE | HRCU-A-CB (Split System: Heat Pump with Remote Outdoor Unit-Air-Source) | (C,H,T)VH837GKA2* |  |  | EHD4X36AAL+WALLCON | *80CTL0902120A* | 32200 | 16.5 | 8.1 | 33200 | 24800 | 74.7% | 1.92 | 11.5 | 11 |  |  |  | No | R-410A | 2.6833 | Residential & Commercial | Ducted CEE Tier 1
214395657 | Central HP <5.4 tons | YORK | HRCU-A-CB (Split System: Heat Pump with Remote Outdoor Unit-Air-Source) | HH860E2S11 |  |  | CTM60C5CGS1 | TL9E100C20UH11 | 44000 | 18 | 9 | 44500 | 33400 | 75.06% | 2 | 0 | 11.7 |  |  |  | No | R-454B | 3.6667 | Residential & Commercial | Ducted CEE Tier 1
211262417 | Central HP <5.4 tons | BRYANT HEATING AND COOLING SYSTEMS | HRCU-A-CB (Split System: Heat Pump with Remote Outdoor Unit-Air-Source) | 38MURAQ18AB3* |  |  | CNPV*1814AL* | 8(0,1)*SA36045E14*** | 17800 | 15.5 | 8.5 | 18900 | 19200 | 101.6% | 2.3 | 0 | 10.5 |  |  |  | No | R-410A | 1.4833 | Residential & Commercial | Ducted CEE Tier 1
211263505 | Central HP <5.4 tons | BRYANT HEATING AND COOLING SYSTEMS | HRCU-A-CB (Split System: Heat Pump with Remote Outdoor Unit-Air-Source) | 38MURAQ18AB3* |  |  | CNPV*2417AL* | 83*SA48060E17*** | 18500 | 16 | 8.5 | 19400 | 18500 | 95.36% | 2.24 | 0 | 11 |  |  |  | No | R-410A | 1.5417 | Residential & Commercial | Ducted CEE Tier 1
211264690 | Central HP <5.4 tons | BRYANT HEATING AND COOLING SYSTEMS | HRCU-A-CB (Split System: Heat Pump with Remote Outdoor Unit-Air-Source) | 38MURAQ18AB3* |  |  | CNPV*3017AL* | OVLAAB036098 | 18200 | 15.5 | 8.5 | 18800 | 18400 | 97.87% | 2.2 | 0 | 11 |  |  |  | No | R-410A | 1.5167 | Residential & Commercial | Ducted CEE Tier 1
213148985 | Central HP <5.4 tons | TEMP SHIFT | HRCU-A-C (Split System: Heat Pump with Remote Outdoor Unit with No Indoor Fan --Air Source) | TSMOE30U55HFN1M |  |  | TSMAC60HWDN1MN0* |  | 45000 | 15.2 | 9.2 | 55000 | 46500 | 84.55% | 1.8 | 0 | 10 |  |  |  | No | R-410A | 3.75 | Residential & Commercial | Ducted CEE Tier 1
212985894 | Central HP <5.4 tons | BRYANT HEATING AND COOLING SYSTEMS | HRCU-A-CB (Split System: Heat Pump with Remote Outdoor Unit-Air-Source) | 38MURAQ18AB3* |  |  | CAP**2417AL* | 916SA30026M14*** | 17300 | 16 | 8.5 | 18200 | 19400 | 106.6% | 2.34 | 0 | 10.5 |  |  |  | No | R-410A | 1.4417 | Residential & Commercial | Ducted CEE Tier 1
212987048 | Central HP <5.4 tons | BRYANT HEATING AND COOLING SYSTEMS | HRCU-A-CB (Split System: Heat Pump with Remote Outdoor Unit-Air-Source) | 38MURAQ18AB3* |  |  | CNPV*2414AL* | 916SA36060M14*** | 17300 | 16 | 8.1 | 18300 | 19200 | 104.9% | 2.32 | 0 | 10.5 |  |  |  | No | R-410A | 1.4417 | Residential & Commercial | Ducted CEE Tier 1
212988770 | Central HP <5.4 tons | BRYANT HEATING AND COOLING SYSTEMS | HRCU-A-CB (Split System: Heat Pump with Remote Outdoor Unit-Air-Source) | 38MURAQ18AB3* |  |  | CAP**1917AL* | 935SB36040M17*** | 17700 | 16.5 | 8.1 | 17700 | 17900 | 101.1% | 2.16 | 0 | 10.5 |  |  |  | No | R-410A | 1.475 | Residential & Commercial | Ducted CEE Tier 1
204300571 | Central HP <5.4 tons | HEIL | HRCU-A-CB (Split System: Heat Pump with Remote Outdoor Unit-Air-Source) | HVH837GKA** |  |  | EHD4X48AAL+WALLCON | *80CTL0701412A* | 32600 | 17 | 8.1 | 33200 | 25000 | 75.3% | 1.96 | 11.5 | 11 |  |  |  | No | R-410A | 2.7167 | Residential & Commercial | Ducted CEE Tier 1
204299837 | Central HP <5.4 tons | HEIL | HRCU-A-CB (Split System: Heat Pump with Remote Outdoor Unit-Air-Source) | HVH837GKA** |  |  | EN(A,D,W)4X48L21**+WALLCON | *80CTL0901716A* | 32400 | 18 | 8.1 | 32800 | 24800 | 75.61% | 1.98 | 12.5 | 11.7 |  |  |  | No | R-410A | 2.7 | Residential & Commercial | Ducted CEE Tier 1
211246005 | Central HP <5.4 tons | CARRIER | HRCU-A-CB (Split System: Heat Pump with Remote Outdoor Unit-Air-Source) | 38MURAQ24AB3* |  |  | CAP**3621AL* | GG96VTAA48080B | 24400 | 16.5 | 8.5 | 26200 | 22400 | 85.5% | 1.86 | 0 | 10 |  |  |  | No | R-410A | 2.0333 | Residential & Commercial | Ducted CEE Tier 1
211246006 | Central HP <5.4 tons | CARRIER | HRCU-A-CB (Split System: Heat Pump with Remote Outdoor Unit-Air-Source) | 38MURAQ24AB3* |  |  | CAP**3621AL* | GG96VTAA42060B | 24000 | 16.5 | 8.5 | 26000 | 22800 | 87.69% | 1.88 | 0 | 10 |  |  |  | No | R-410A | 2 | Residential & Commercial | Ducted CEE Tier 1
211259629 | Central HP <5.4 tons | ARCOAIRE | HRCU-A-CB (Split System: Heat Pump with Remote Outdoor Unit-Air-Source) | DLCURAH18ABK |  |  | EA*4X19L17A* | *96VSN0401712A* | 18200 | 15.5 | 8.5 | 18300 | 17600 | 96.17% | 2.12 | 0 | 10.5 |  |  |  | No | R-410A | 1.5167 | Residential & Commercial | Ducted CEE Tier 1
211259847 | Central HP <5.4 tons | ARCOAIRE | HRCU-A-CB (Split System: Heat Pump with Remote Outdoor Unit-Air-Source) | DLCURAH18ABK |  |  | EA*4X19L17A* | *96VTN0601412A* | 18400 | 16 | 8.5 | 18400 | 17600 | 95.65% | 2.12 | 0 | 11 |  |  |  | No | R-410A | 1.5333 | Residential & Commercial | Ducted CEE Tier 1
214395671 | Central HP <5.4 tons | YORK | HRCU-A-CB (Split System: Heat Pump with Remote Outdoor Unit-Air-Source) | HH824E2S11 |  |  | CTM30B5ACS1 | YPLC080B12MP13 | 23000 | 17 | 9.5 | 23000 | 17900 | 77.83% | 2 | 0 | 12 |  |  |  | No | R-454B | 1.9167 | Residential & Commercial | Ducted CEE Tier 1
214609040 | Central HP <5.4 tons | YORK | HRCU-A-CB (Split System: Heat Pump with Remote Outdoor Unit-Air-Source) | HH824E2S11 |  |  | CTF30A5ADS1 | Y91E040A10SMPS1 | 23000 | 18 | 9 | 23000 | 17700 | 76.96% | 2 | 0 | 12 |  |  |  | No | R-454B | 1.9167 | Residential & Commercial | Ducted CEE Tier 1
204456716 | Central HP <5.4 tons | HEIL | HRCU-A-CB (Split System: Heat Pump with Remote Outdoor Unit-Air-Source) | HVH825GKA2* |  |  | EA*4X36L21A*+WALLCON | *97CMN0601714A* | 23400 | 16 | 8.1 | 21600 | 16800 | 77.78% | 1.92 | 11 | 10.5 |  |  |  | No | R-410A | 1.95 | Residential & Commercial | Ducted CEE Tier 1
204456572 | Central HP <5.4 tons | HEIL | HRCU-A-CB (Split System: Heat Pump with Remote Outdoor Unit-Air-Source) | HVH825GKA2* |  |  | EA*4X30L17A*+WALLCON | *80CTL0701412A* | 23600 | 17 | 8.1 | 21600 | 16600 | 76.85% | 1.92 | 11.5 | 11 |  |  |  | No | R-410A | 1.9667 | Residential & Commercial | Ducted CEE Tier 1
214810253 | Central HP <5.4 tons | YORK | HRCU-A-CB (Split System: Heat Pump with Remote Outdoor Unit-Air-Source) | HH824E2S11 |  |  | CTM36B5ADS1 | TM8E080B12MP11 | 23000 | 18 | 9.5 | 23000 | 18600 | 80.87% | 2 | 0 | 12 |  |  |  | No | R-454B | 1.9167 | Residential & Commercial | Ducted CEE Tier 1
204456446 | Central HP <5.4 tons | HEIL | HRCU-A-CB (Split System: Heat Pump with Remote Outdoor Unit-Air-Source) | HVH825GKA2* |  |  | EA*4X25L17A*+WALLCON | *80CTL0701716A* | 24400 | 16.5 | 8.1 | 21200 | 16600 | 78.3% | 2.02 | 11 | 11 |  |  |  | No | R-410A | 2.0333 | Residential & Commercial | Ducted CEE Tier 1
210599965 | Central HP <5.4 tons | TEMPSTAR | HRCU-A-CB (Split System: Heat Pump with Remote Outdoor Unit-Air-Source) | TVH825GKA2* |  |  | EN(A,D)4X48L24**+WALLCON | *96CTN1202422A* | 24200 | 17 | 8.1 | 21200 | 16600 | 78.3% | 2.02 | 0 | 11.5 |  |  |  | No | R-410A | 2.0167 | Residential & Commercial | Ducted CEE Tier 1
210599988 | Central HP <5.4 tons | TEMPSTAR | HRCU-A-CB (Split System: Heat Pump with Remote Outdoor Unit-Air-Source) | TVH825GKA2* |  |  | EN(A,D,W)4X48L21**+WALLCON | *80CTL0451712A* | 24000 | 16.5 | 8.1 | 21400 | 16700 | 78.04% | 2 | 0 | 11 |  |  |  | No | R-410A | 2 | Residential & Commercial | Ducted CEE Tier 1
210470242 | Central HP <5.4 tons | CARRIER | HRCU-A-CB (Split System: Heat Pump with Remote Outdoor Unit-Air-Source) | 25VNA837A*031* |  |  | CAP**6024AL*+UI | 59CU5A100C21**22 | 32800 | 18 | 8.5 | 31800 | 24800 | 77.99% | 2 | 0 | 11.5 |  |  |  | No | R-410A | 2.7333 | Residential & Commercial | Ducted CEE Tier 1
210470374 | Central HP <5.4 tons | CARRIER | HRCU-A-CB (Split System: Heat Pump with Remote Outdoor Unit-Air-Source) | 25VNA837A*031* |  |  | CAP**6121AL*+UI | 59CU5A080C21**20 | 33200 | 18 | 8.5 | 32000 | 24800 | 77.5% | 2 | 0 | 11.5 |  |  |  | No | R-410A | 2.7667 | Residential & Commercial | Ducted CEE Tier 1
210470985 | Central HP <5.4 tons | CARRIER | HRCU-A-CB (Split System: Heat Pump with Remote Outdoor Unit-Air-Source) | 25VNA837A*031* |  |  | CNPV*6024AL*+UI | 59TN6B100C21**22 | 32800 | 18 | 8.1 | 32200 | 24600 | 76.4% | 1.98 | 0 | 12 |  |  |  | No | R-410A | 2.7333 | Residential & Commercial | Ducted CEE Tier 1
216453229 | Central HP <5.4 tons | TRANE | HRCU-A-CB (Split System: Heat Pump with Remote Outdoor Unit-Air-Source) | 5TWV0X60A1 |  |  | 5PX*D008AS3 | S8V2D120M5PDB | 52000 | 18.6 | 9 | 54500 | 38500 | 70.64% | 2 | 0 | 10 |  |  |  | No | R-454B | 4.3333 | Residential & Commercial | Ducted CEE Tier 1
206133303 | Central HP <5.4 tons | TEMPSTAR | HRCU-A-CB (Split System: Heat Pump with Remote Outdoor Unit-Air-Source) | TVH825GKA2* |  |  | EA*4X24L17A*+WALLCON | *80CSU0401712A* | 23200 | 16.5 | 8.1 | 22000 | 16800 | 76.36% | 1.9 | 11 | 10.5 |  |  |  | No | R-410A | 1.9333 | Residential & Commercial | Ducted CEE Tier 1
206133453 | Central HP <5.4 tons | TEMPSTAR | HRCU-A-CB (Split System: Heat Pump with Remote Outdoor Unit-Air-Source) | TVH825GKA2* |  |  | EA*4X37L21A*+WALLCON | *80CSU0601716A* | 24400 | 17 | 8.1 | 21200 | 16600 | 78.3% | 2.02 | 11.5 | 11 |  |  |  | No | R-410A | 2.0333 | Residential & Commercial | Ducted CEE Tier 1
206133805 | Central HP <5.4 tons | TEMPSTAR | HRCU-A-CB (Split System: Heat Pump with Remote Outdoor Unit-Air-Source) | TVH825GKA2* |  |  | EA*4X37L17A*+WALLCON | *95CSU0601716A* | 24200 | 16.5 | 8.1 | 21400 | 16800 | 78.5% | 1.98 | 11 | 10.5 |  |  |  | No | R-410A | 2.0167 | Residential & Commercial | Ducted CEE Tier 1
215932211 | Central HP <5.4 tons | KEEPRITE | HRCU-A-CB (Split System: Heat Pump with Remote Outdoor Unit-Air-Source) | C5H3V36*K*AAA* |  |  | EA*5X42M21A*+WALLCON | *80CSU1002120A* | 32600 | 19.5 | 9.5 | 35000 | 26800 | 76.57% | 2.02 | 0 | 11 |  |  |  | No | R-454B | 2.7167 | Residential & Commercial | Ducted CEE Tier 1
215932361 | Central HP <5.4 tons | KEEPRITE | HRCU-A-CB (Split System: Heat Pump with Remote Outdoor Unit-Air-Source) | C5H3V36*K*AAA* |  |  | EA*5X42M21A*+WALLCON | *96CTN1002122B* | 32800 | 20 | 9.5 | 34800 | 26600 | 76.44% | 2 | 0 | 11.5 |  |  |  | No | R-454B | 2.7333 | Residential & Commercial | Ducted CEE Tier 1
216453255 | Central HP <5.4 tons | TRANE | HRCU-A-CB (Split System: Heat Pump with Remote Outdoor Unit-Air-Source) | 5TWV0X60A1 |  |  | 5TXCC007AS3 | S8V2C100M5PDB | 51500 | 18.2 | 9 | 54500 | 38500 | 70.64% | 2 | 0 | 10 |  |  |  | No | R-454B | 4.2917 | Residential & Commercial | Ducted CEE Tier 1
215938021 | Central HP <5.4 tons | KEEPRITE | HRCU-A-CB (Split System: Heat Pump with Remote Outdoor Unit-Air-Source) | C5H3V48*K*AAA* |  |  | EVD5X49M24A*+WALLCON | *80CTL0902120B* | 45500 | 21 | 8.1 | 52500 | 38000 | 72.38% | 1.95 | 0 | 11.5 |  |  |  | No | R-454B | 3.7917 | Residential & Commercial | Ducted CEE Tier 1
211263777 | Central HP <5.4 tons | BRYANT HEATING AND COOLING SYSTEMS | HRCU-A-CB (Split System: Heat Pump with Remote Outdoor Unit-Air-Source) | 38MURAQ18AB3* |  |  | CNPV*3014AL* | 8(0,1)*SA36045E14*** | 18200 | 16 | 8.5 | 18600 | 18400 | 98.92% | 2.22 | 0 | 11 |  |  |  | No | R-410A | 1.5167 | Residential & Commercial | Ducted CEE Tier 1
211264877 | Central HP <5.4 tons | BRYANT HEATING AND COOLING SYSTEMS | HRCU-A-CB (Split System: Heat Pump with Remote Outdoor Unit-Air-Source) | 38MURAQ18AB3* |  |  | FX4DNF025L |  | 18100 | 16 | 8.5 | 18600 | 18500 | 99.46% | 2.22 | 0 | 10.5 |  |  |  | No | R-410A | 1.5083 | Residential & Commercial | Ducted CEE Tier 1
211263316 | Central HP <5.4 tons | BRYANT HEATING AND COOLING SYSTEMS | HRCU-A-CB (Split System: Heat Pump with Remote Outdoor Unit-Air-Source) | 38MURAQ18AB3* |  |  | CNPV*2417AL* | 8(0,1)*SA36045E17*** | 18400 | 15.5 | 8.5 | 19400 | 18500 | 95.36% | 2.24 | 0 | 11 |  |  |  | No | R-410A | 1.5333 | Residential & Commercial | Ducted CEE Tier 1
215936365 | Central HP <5.4 tons | BRYANT HEATING AND COOLING SYSTEMS | HRCU-A-CB (Split System: Heat Pump with Remote Outdoor Unit-Air-Source) | 293VAN036**AA* |  |  | CVAVA4824XMA*+UI | 987MC60060C21*** | 34800 | 21 | 8.5 | 38500 | 28800 | 74.81% | 2.02 | 0 | 11.7 |  |  |  | No | R-454B | 2.9 | Residential & Commercial | Ducted CEE Tier 1
215936395 | Central HP <5.4 tons | BRYANT HEATING AND COOLING SYSTEMS | HRCU-A-CB (Split System: Heat Pump with Remote Outdoor Unit-Air-Source) | 293VAN036**AA* |  |  | CVAVA4824XMA*+UI | 987MC66120C24*** | 35000 | 21.5 | 8.5 | 38500 | 28400 | 73.77% | 2.04 | 0 | 12 |  |  |  | No | R-454B | 2.9167 | Residential & Commercial | Ducted CEE Tier 1
215936465 | Central HP <5.4 tons | BRYANT HEATING AND COOLING SYSTEMS | HRCU-A-CB (Split System: Heat Pump with Remote Outdoor Unit-Air-Source) | 293VAN036**AA* |  |  | CVAVA4924XMA*+UI | 88*TB66135C24*** | 35600 | 22 | 8.5 | 38000 | 28400 | 74.74% | 2.04 | 0 | 12.5 |  |  |  | No | R-454B | 2.9667 | Residential & Commercial | Ducted CEE Tier 1
212970419 | Central HP <5.4 tons | ARCOAIRE | HRCU-A-CB (Split System: Heat Pump with Remote Outdoor Unit-Air-Source) | DLCURAH36ABK |  |  | EA*4X43L21A* | *80VSL0701716B* | 36400 | 16 | 8.5 | 38500 | 35000 | 90.91% | 2.06 | 0 | 10 |  |  |  | No | R-410A | 3.0333 | Residential & Commercial | Ducted CEE Tier 1
212925575 | Central HP <5.4 tons | TEMP SHIFT | HRCU-A-C (Split System: Heat Pump with Remote Outdoor Unit with No Indoor Fan --Air Source) | TSMOX430U24HFN1MR0 |  |  | TSMAC24HWDN1MN0 |  | 24000 | 15.7 | 9.8 | 25600 | 18500 | 72.27% | 2.2 | 10.3 | 10 |  |  |  | No | R-410A | 2 | Residential & Commercial | Ducted CEE Tier 1
211756627 | Central HP <5.4 tons | LPS Legacy | HRCU-A-CB (Split System: Heat Pump with Remote Outdoor Unit-Air-Source) | DLCSRBH18AAK |  |  | DLFSABH18XBK |  | 18000 | 17.6 | 9.6 | 19000 | 17000 | 89.47% | 2 | 12.5 | 11.7 |  |  |  | No | R-410A | 1.5 | Residential & Commercial | Ducted CEE Tier 1
211262304 | Central HP <5.4 tons | BRYANT HEATING AND COOLING SYSTEMS | HRCU-A-CB (Split System: Heat Pump with Remote Outdoor Unit-Air-Source) | 38MURAQ18AB3* |  |  | CNPV*1814AL* | 82*TA36070V14*** | 17400 | 16 | 8.5 | 18500 | 19400 | 104.9% | 2.34 | 0 | 10.5 |  |  |  | No | R-410A | 1.45 | Residential & Commercial | Ducted CEE Tier 1
211262788 | Central HP <5.4 tons | BRYANT HEATING AND COOLING SYSTEMS | HRCU-A-CB (Split System: Heat Pump with Remote Outdoor Unit-Air-Source) | 38MURAQ18AB3* |  |  | CNPV*2417AL* | 82*SA36045V14*** | 17700 | 16 | 8.5 | 18600 | 18800 | 101.1% | 2.26 | 0 | 10.5 |  |  |  | No | R-410A | 1.475 | Residential & Commercial | Ducted CEE Tier 1
211262824 | Central HP <5.4 tons | BRYANT HEATING AND COOLING SYSTEMS | HRCU-A-CB (Split System: Heat Pump with Remote Outdoor Unit-Air-Source) | 38MURAQ18AB3* |  |  | CNPV*2417AL* | 926SA42060V17*** | 17600 | 15.5 | 8.5 | 18500 | 18800 | 101.6% | 2.26 | 0 | 10.5 |  |  |  | No | R-410A | 1.4667 | Residential & Commercial | Ducted CEE Tier 1
214395750 | Central HP <5.4 tons | YORK | HRCU-A-CB (Split System: Heat Pump with Remote Outdoor Unit-Air-Source) | HH860E2S11 |  |  | CTM60C5CGS1 | TM8V120C20MP12 | 44000 | 18 | 9 | 44500 | 33600 | 75.51% | 2 | 0 | 11.7 |  |  |  | No | R-454B | 3.6667 | Residential & Commercial | Ducted CEE Tier 1
214395643 | Central HP <5.4 tons | YORK | HRCU-A-CB (Split System: Heat Pump with Remote Outdoor Unit-Air-Source) | HH860E2S11 |  |  | CTF60C5CGS1 | TMLE080C16MP11 | 44500 | 18 | 9 | 45500 | 34200 | 75.16% | 2 | 0 | 11 |  |  |  | No | R-454B | 3.7083 | Residential & Commercial | Ducted CEE Tier 1
216571210 | Central HP <5.4 tons | TRANE | HRCU-A-CB (Split System: Heat Pump with Remote Outdoor Unit-Air-Source) | 5TWV8X24A1 |  |  | 5PX*BD06AS3 | S8V2B080M4PDB | 22000 | 18.1 | 8.5 | 23800 | 18600 | 78.15% | 2.2 | 0 | 11.5 |  |  |  | No | R-454B | 1.8333 | Residential & Commercial | Ducted CEE Tier 1
216571228 | Central HP <5.4 tons | TRANE | HRCU-A-CB (Split System: Heat Pump with Remote Outdoor Unit-Air-Source) | 5TWV8X24A1 |  |  | 5TXCB003AS3 | S8V2B060M4PCB | 21400 | 18.1 | 8.5 | 24400 | 18900 | 77.46% | 2.2 | 0 | 11.5 |  |  |  | No | R-454B | 1.7833 | Residential & Commercial | Ducted CEE Tier 1
210474134 | Central HP <5.4 tons | TEMPSTAR | HRCU-A-CB (Split System: Heat Pump with Remote Outdoor Unit-Air-Source) | TVH825GKA3* |  |  | EN(A,D)4X48L24**+WALLCON | *97CMN1202422A* | 24200 | 16.5 | 8.1 | 21400 | 16600 | 77.57% | 2 | 0 | 11 |  |  |  | No | R-410A | 2.0167 | Residential & Commercial | Ducted CEE Tier 1
212652855 | Central HP <5.4 tons | EVERREST | HRCU-A-CB (Split System: Heat Pump with Remote Outdoor Unit-Air-Source) | GSZV903610A* |  |  | CHPF3642C6C*+TXV | G*VS960603BUA* | 33400 | 18 | 8.2 | 34000 | 24400 | 71.76% | 1.8 | 0 | 11 |  |  |  | No | R-410A | 2.7833 | Residential & Commercial | Ducted CEE Tier 1
212362761 | Central HP <5.4 tons | GOETTL | HRCU-A-CB (Split System: Heat Pump with Remote Outdoor Unit-Air-Source) | GSZV903610A* |  |  | CA*F3137*6A*+TXV | G*VC960403BNB* | 33600 | 18 | 8.2 | 34000 | 24400 | 71.76% | 1.8 | 0 | 11.5 |  |  |  | No | R-410A | 2.8 | Residential & Commercial | Ducted CEE Tier 1
212362763 | Central HP <5.4 tons | GOETTL | HRCU-A-CB (Split System: Heat Pump with Remote Outdoor Unit-Air-Source) | GSZV903610A* |  |  | CA*F3137*6A*+TXV | G*VC960603BNB* | 33600 | 18 | 8.2 | 34000 | 24400 | 71.76% | 1.8 | 0 | 11.5 |  |  |  | No | R-410A | 2.8 | Residential & Commercial | Ducted CEE Tier 1
212362777 | Central HP <5.4 tons | GOETTL | HRCU-A-CB (Split System: Heat Pump with Remote Outdoor Unit-Air-Source) | GSZV903610A* |  |  | CA*F3743*6D*+TXV | G*VC960803BNB* | 33600 | 18.5 | 8.2 | 34000 | 24400 | 71.76% | 1.8 | 0 | 11.5 |  |  |  | No | R-410A | 2.8 | Residential & Commercial | Ducted CEE Tier 1
212653281 | Central HP <5.4 tons | EVERREST | HRCU-A-CB (Split System: Heat Pump with Remote Outdoor Unit-Air-Source) | GSZV903610A* |  |  | CSCF3642N6D*+TXV | G*VS960603BUA* | 33800 | 18.5 | 8.2 | 34000 | 24400 | 71.76% | 1.8 | 0 | 11.5 |  |  |  | No | R-410A | 2.8167 | Residential & Commercial | Ducted CEE Tier 1
212362803 | Central HP <5.4 tons | GOETTL | HRCU-A-CB (Split System: Heat Pump with Remote Outdoor Unit-Air-Source) | GSZV903610A* |  |  | CHPF3642C6C*+TXV | G*VM970803BNB* | 33400 | 18 | 8.2 | 34000 | 24400 | 71.76% | 1.8 | 0 | 11 |  |  |  | No | R-410A | 2.7833 | Residential & Commercial | Ducted CEE Tier 1
212362821 | Central HP <5.4 tons | GOETTL | HRCU-A-CB (Split System: Heat Pump with Remote Outdoor Unit-Air-Source) | GSZV903610A* |  |  | CHPF3743C6B*+TXV | G*VM970603BNB* | 33400 | 18 | 8.2 | 34000 | 24400 | 71.76% | 1.8 | 0 | 11 |  |  |  | No | R-410A | 2.7833 | Residential & Commercial | Ducted CEE Tier 1
213194308 | Central HP <5.4 tons | LENNOX | HRCU-A-CB (Split System: Heat Pump with Remote Outdoor Unit-Air-Source) | SL25XPV-048-230A** |  |  | C35-60C+TDR+TXV | EL297UH090XV48C* | 45500 | 20 | 9.5 | 44000 | 36400 | 82.73% | 1.9 | 0 | 12 |  |  |  | No | R-410A | 3.7917 | Residential & Commercial | Ducted CEE Tier 1
210474535 | Central HP <5.4 tons | TEMPSTAR | HRCU-A-CB (Split System: Heat Pump with Remote Outdoor Unit-Air-Source) | TVH825GKA3* |  |  | EHD4X48AAL+WALLCON | *80CTL1352422A* | 24200 | 16 | 8.1 | 21200 | 16600 | 78.3% | 2.02 | 0 | 11 |  |  |  | No | R-410A | 2.0167 | Residential & Commercial | Ducted CEE Tier 1
206788450 | Central HP <5.4 tons | CARRIER | HRCU-A-CB (Split System: Heat Pump with Remote Outdoor Unit-Air-Source) | 25VNA424A*031* |  |  | CAP**3617AL*+UI | 59TN6B080C17**14 | 23200 | 20 | 10 | 26600 | 19900 | 74.81% | 2.4 | 14 | 13 |  |  |  | No | R-410A | 1.9333 | Residential & Commercial | Ducted CEE Tier 1
206788483 | Central HP <5.4 tons | CARRIER | HRCU-A-CB (Split System: Heat Pump with Remote Outdoor Unit-Air-Source) | 25VNA424A*031* |  |  | CNPV*3617AL*+UI | 59TN6B060C17**14 | 23200 | 19.5 | 9.5 | 26800 | 20000 | 74.63% | 2.36 | 14 | 13 |  |  |  | No | R-410A | 1.9333 | Residential & Commercial | Ducted CEE Tier 1
206997863 | Central HP <5.4 tons | KENMORE | HRCU-A-CB (Split System: Heat Pump with Remote Outdoor Unit-Air-Source) | (C,H,T)VH837GKA2* |  |  | EA*4X43L21A*+WALLCON | *80CSU0401712A* | 33000 | 17.5 | 8.5 | 33000 | 25000 | 75.76% | 1.98 | 12 | 11 |  |  |  | No | R-410A | 2.75 | Residential & Commercial | Ducted CEE Tier 1
206997895 | Central HP <5.4 tons | KENMORE | HRCU-A-CB (Split System: Heat Pump with Remote Outdoor Unit-Air-Source) | (C,H,T)VH837GKA2* |  |  | EHD4X48AAL+WALLCON | *80CSU1002120A* | 32600 | 16.5 | 8.1 | 33000 | 25000 | 75.76% | 1.96 | 11.5 | 11 |  |  |  | No | R-410A | 2.7167 | Residential & Commercial | Ducted CEE Tier 1
214833521 | Central HP <5.4 tons | JOHNSON CONTROLS | HRCU-A-CB (Split System: Heat Pump with Remote Outdoor Unit-Air-Source) | HH860E2S11 |  |  | JSC60D5CJ2SS1 |  | 54500 | 19 | 9 | 56500 | 40000 | 70.8% | 2 | 0 | 11 |  |  |  | No | R-454B | 4.5417 | Residential & Commercial | Ducted CEE Tier 1
214609021 | Central HP <5.4 tons | YORK | HRCU-A-CB (Split System: Heat Pump with Remote Outdoor Unit-Air-Source) | HH860E2S11 |  |  | CTM60C5CGS1 | Y91E100C20SMPS1 | 45500 | 18 | 9 | 47000 | 34400 | 73.19% | 2 | 0 | 11.7 |  |  |  | No | R-454B | 3.7917 | Residential & Commercial | Ducted CEE Tier 1
206788856 | Central HP <5.4 tons | CARRIER | HRCU-A-CB (Split System: Heat Pump with Remote Outdoor Unit-Air-Source) | 25VNA436A*031* |  |  | CAP**4821AL*+UI | 59CU5A100C21**22 | 33800 | 19.5 | 9.5 | 34800 | 25800 | 74.14% | 2.04 | 12.5 | 12.5 |  |  |  | No | R-410A | 2.8167 | Residential & Commercial | Ducted CEE Tier 1
206788873 | Central HP <5.4 tons | CARRIER | HRCU-A-CB (Split System: Heat Pump with Remote Outdoor Unit-Air-Source) | 25VNA436A*031* |  |  | CAP**4221AL*+UI | 58TN*A045C17**12 | 32600 | 18.5 | 9 | 35800 | 26800 | 74.86% | 1.96 | 11.5 | 11 |  |  |  | No | R-410A | 2.7167 | Residential & Commercial | Ducted CEE Tier 1
214395707 | Central HP <5.4 tons | YORK | HRCU-A-CB (Split System: Heat Pump with Remote Outdoor Unit-Air-Source) | HH836E2S11 |  |  | CTM36C5CDS1 | TMLE120C16MP11 | 33800 | 18 | 8.5 | 31600 | 25800 | 81.65% | 2 | 0 | 11 |  |  |  | No | R-454B | 2.8167 | Residential & Commercial | Ducted CEE Tier 1
214395718 | Central HP <5.4 tons | YORK | HRCU-A-CB (Split System: Heat Pump with Remote Outdoor Unit-Air-Source) | HH836E2S11 |  |  | CTF36C5CDS1 | TPLC080C16MP13 | 34000 | 18 | 8.5 | 31600 | 26000 | 82.28% | 2 | 0 | 11 |  |  |  | No | R-454B | 2.8333 | Residential & Commercial | Ducted CEE Tier 1
204456662 | Central HP <5.4 tons | HEIL | HRCU-A-CB (Split System: Heat Pump with Remote Outdoor Unit-Air-Source) | HVH825GKA2* |  |  | EA*4X36L21A*+WALLCON | *80CTL0451712A* | 23400 | 16 | 8.1 | 21600 | 16800 | 77.78% | 1.92 | 11 | 10.5 |  |  |  | No | R-410A | 1.95 | Residential & Commercial | Ducted CEE Tier 1
204456780 | Central HP <5.4 tons | HEIL | HRCU-A-CB (Split System: Heat Pump with Remote Outdoor Unit-Air-Source) | HVH825GKA2* |  |  | EA*4X36L21A*+WALLCON | *96CTN1002122A* | 23600 | 16.5 | 8.1 | 21400 | 16600 | 77.57% | 1.94 | 11 | 11 |  |  |  | No | R-410A | 1.9667 | Residential & Commercial | Ducted CEE Tier 1
213194265 | Central HP <5.4 tons | LENNOX | HRCU-A-CB (Split System: Heat Pump with Remote Outdoor Unit-Air-Source) | SL25XPV-036-230A** |  |  | C35-48B+TDR+TXV | EL297UH070XV36B* | 33800 | 21.6 | 8.8 | 35800 | 27800 | 77.65% | 1.8 | 0 | 13 |  |  |  | No | R-410A | 2.8167 | Residential & Commercial | Ducted CEE Tier 1
204459413 | Central HP <5.4 tons | HEIL | HRCU-A-CB (Split System: Heat Pump with Remote Outdoor Unit-Air-Source) | HVH825GKA2* |  |  | EHD4X36AAL+WALLCON | *80CTL0901716A* | 24200 | 16.5 | 8.1 | 21400 | 16600 | 77.57% | 2 | 11 | 11 |  |  |  | No | R-410A | 2.0167 | Residential & Commercial | Ducted CEE Tier 1
214395875 | Central HP <5.4 tons | YORK | HRCU-A-CB (Split System: Heat Pump with Remote Outdoor Unit-Air-Source) | HH824E2S11 |  |  | CTM30B5ACS1 | Y82E080B12LMPS1 | 23000 | 18 | 9.5 | 23000 | 18400 | 80% | 2 | 0 | 12 |  |  |  | No | R-454B | 1.9167 | Residential & Commercial | Ducted CEE Tier 1
214395968 | Central HP <5.4 tons | YORK | HRCU-A-CB (Split System: Heat Pump with Remote Outdoor Unit-Air-Source) | HH824E2S11 |  |  | CTF36B5ADS1 | TM9Y080B12MP11 | 23000 | 18 | 9.5 | 23000 | 18600 | 80.87% | 2 | 0 | 12 |  |  |  | No | R-454B | 1.9167 | Residential & Commercial | Ducted CEE Tier 1
214395766 | Central HP <5.4 tons | YORK | HRCU-A-CB (Split System: Heat Pump with Remote Outdoor Unit-Air-Source) | HH824E2S11 |  |  | CTF30A5ADS1 | TM8E040A12MP11 | 23000 | 18 | 9.5 | 23000 | 18500 | 80.43% | 2 | 0 | 12 |  |  |  | No | R-454B | 1.9167 | Residential & Commercial | Ducted CEE Tier 1
212362553 | Central HP <5.4 tons | GOETTL | HRCU-A-CB (Split System: Heat Pump with Remote Outdoor Unit-Air-Source) | ASZV903610A* |  |  | CA*F3137*6A*+TXV | A*VC960603BNB* | 33600 | 18 | 8.2 | 34000 | 24400 | 71.76% | 1.8 | 0 | 11.5 |  |  |  | No | R-410A | 2.8 | Residential & Commercial | Ducted CEE Tier 1
212362555 | Central HP <5.4 tons | GOETTL | HRCU-A-CB (Split System: Heat Pump with Remote Outdoor Unit-Air-Source) | ASZV903610A* |  |  | CA*F3137*6A*+TXV | A*VM970603BNB* | 33600 | 18.5 | 8.2 | 34000 | 24400 | 71.76% | 1.8 | 0 | 11.5 |  |  |  | No | R-410A | 2.8 | Residential & Commercial | Ducted CEE Tier 1
212362569 | Central HP <5.4 tons | GOETTL | HRCU-A-CB (Split System: Heat Pump with Remote Outdoor Unit-Air-Source) | ASZV903610A* |  |  | CA*F3743*6D*+TXV | A*VS960805CUA* | 33600 | 18.5 | 8.2 | 34000 | 24400 | 71.76% | 1.8 | 0 | 12 |  |  |  | No | R-410A | 2.8 | Residential & Commercial | Ducted CEE Tier 1
212362594 | Central HP <5.4 tons | GOETTL | HRCU-A-CB (Split System: Heat Pump with Remote Outdoor Unit-Air-Source) | ASZV903610A* |  |  | CHPF3642C6C*+TXV | A*VM970804CNB* | 33400 | 18 | 8.2 | 34000 | 24400 | 71.76% | 1.8 | 0 | 11 |  |  |  | No | R-410A | 2.7833 | Residential & Commercial | Ducted CEE Tier 1
212362619 | Central HP <5.4 tons | GOETTL | HRCU-A-CB (Split System: Heat Pump with Remote Outdoor Unit-Air-Source) | ASZV903610A* |  |  | CSCF3642N6D*+TXV | A*VC800804C*A* | 33800 | 18.5 | 8.2 | 34000 | 24400 | 71.76% | 1.8 | 0 | 11.5 |  |  |  | No | R-410A | 2.8167 | Residential & Commercial | Ducted CEE Tier 1
213079653 | Central HP <5.4 tons | ARCOAIRE | HRCU-A-CB (Split System: Heat Pump with Remote Outdoor Unit-Air-Source) | DLCURAH36ABK |  |  | EA*4X37L21A* | *92MSN0802120A* | 36800 | 16.5 | 8.5 | 38500 | 34800 | 90.39% | 2.08 | 0 | 10 |  |  |  | No | R-410A | 3.0667 | Residential & Commercial | Ducted CEE Tier 1
213781150 | Central HP <5.4 tons | COMFORTMAKER | HRCU-A-CB (Split System: Heat Pump with Remote Outdoor Unit-Air-Source) | CVH837GKA2* |  |  | EA*4X42L24A*+WALLCON | *96CTN1202422B* | 31800 | 17 | 8.1 | 33000 | 24200 | 73.33% | 1.88 | 0 | 11 |  |  |  | No | R-410A | 2.65 | Residential & Commercial | Ducted CEE Tier 1
216571344 | Central HP <5.4 tons | TRANE | HRCU-A-CB (Split System: Heat Pump with Remote Outdoor Unit-Air-Source) | 5TWV8X24A1 |  |  | 5PX*B003AS3 | S8V2B060M4PDB | 21400 | 18.1 | 8.5 | 24400 | 18900 | 77.46% | 2.2 | 0 | 11.5 |  |  |  | No | R-454B | 1.7833 | Residential & Commercial | Ducted CEE Tier 1
214395952 | Central HP <5.4 tons | YORK | HRCU-A-CB (Split System: Heat Pump with Remote Outdoor Unit-Air-Source) | HH860E2S11 |  |  | CTF60C5CGS1 | TP9C100C20MP13 | 44000 | 18 | 9 | 45000 | 33800 | 75.11% | 2 | 0 | 11 |  |  |  | No | R-454B | 3.6667 | Residential & Commercial | Ducted CEE Tier 1
214395957 | Central HP <5.4 tons | YORK | HRCU-A-CB (Split System: Heat Pump with Remote Outdoor Unit-Air-Source) | HH860E2S11 |  |  | CTM60D5CGS1 | TP9C120D20MP13 | 44000 | 18 | 9 | 44000 | 33400 | 75.91% | 2 | 0 | 11.7 |  |  |  | No | R-454B | 3.6667 | Residential & Commercial | Ducted CEE Tier 1
214396084 | Central HP <5.4 tons | YORK | HRCU-A-CB (Split System: Heat Pump with Remote Outdoor Unit-Air-Source) | HH860E2S11 |  |  | CTF60D5CHS1+JME18D2SN1 |  | 54000 | 19 | 9 | 53500 | 38500 | 71.96% | 2 | 0 | 12 |  |  |  | No | R-454B | 4.5 | Residential & Commercial | Ducted CEE Tier 1
214573766 | Central HP <5.4 tons | KENMORE | HRCU-A-CB (Split System: Heat Pump with Remote Outdoor Unit-Air-Source) | (C,H,T)VH837GKA2* |  |  | EA*4X42L21A*+WALLCON | *97CMN0602120B* | 31600 | 17 | 8.1 | 33200 | 24800 | 74.7% | 1.88 | 0 | 10.5 |  |  |  | No | R-410A | 2.6333 | Residential & Commercial | Ducted CEE Tier 1
214573616 | Central HP <5.4 tons | KENMORE | HRCU-A-CB (Split System: Heat Pump with Remote Outdoor Unit-Air-Source) | (C,H,T)VH837GKA2* |  |  | EA*4X36L21A*+WALLCON | *80CTL0702120B* | 31400 | 17 | 8.1 | 33000 | 24200 | 73.33% | 1.86 | 0 | 11 |  |  |  | No | R-410A | 2.6167 | Residential & Commercial | Ducted CEE Tier 1
206767041 | Central HP <5.4 tons | TEMPSTAR | HRCU-A-CB (Split System: Heat Pump with Remote Outdoor Unit-Air-Source) | TVH825GKA3* |  |  | EHD4X36AAL+WALLCON | *80CTL0701412A* | 24000 | 16.5 | 8.1 | 21400 | 16600 | 77.57% | 2 | 11.5 | 11 |  |  |  | No | R-410A | 2 | Residential & Commercial | Ducted CEE Tier 1
211262562 | Central HP <5.4 tons | BRYANT HEATING AND COOLING SYSTEMS | HRCU-A-CB (Split System: Heat Pump with Remote Outdoor Unit-Air-Source) | 38MURAQ18AB3* |  |  | CNPV*2414AL* | 82*TA36045V14*** | 17600 | 16 | 8.5 | 18500 | 18800 | 101.6% | 2.26 | 0 | 11 |  |  |  | No | R-410A | 1.4667 | Residential & Commercial | Ducted CEE Tier 1
211262582 | Central HP <5.4 tons | BRYANT HEATING AND COOLING SYSTEMS | HRCU-A-CB (Split System: Heat Pump with Remote Outdoor Unit-Air-Source) | 38MURAQ18AB3* |  |  | CNPV*2414AL* | 82*TA36070V14*** | 17700 | 16 | 8.5 | 18500 | 18800 | 101.6% | 2.26 | 0 | 11 |  |  |  | No | R-410A | 1.475 | Residential & Commercial | Ducted CEE Tier 1
211262673 | Central HP <5.4 tons | BRYANT HEATING AND COOLING SYSTEMS | HRCU-A-CB (Split System: Heat Pump with Remote Outdoor Unit-Air-Source) | 38MURAQ18AB3* |  |  | CNPV*2414AL* | 915SB30026E14*** | 18000 | 15.5 | 8.5 | 19000 | 18700 | 98.42% | 2.24 | 0 | 10.5 |  |  |  | No | R-410A | 1.5 | Residential & Commercial | Ducted CEE Tier 1
211263005 | Central HP <5.4 tons | BRYANT HEATING AND COOLING SYSTEMS | HRCU-A-CB (Split System: Heat Pump with Remote Outdoor Unit-Air-Source) | 38MURAQ18AB3* |  |  | CNPV*2417AL* | 935SA48060E17*** | 18500 | 15.5 | 8.5 | 19500 | 18400 | 94.36% | 2.24 | 0 | 11 |  |  |  | No | R-410A | 1.5417 | Residential & Commercial | Ducted CEE Tier 1
215674381 | Central HP <5.4 tons | KEEPRITE | HRCU-A-CB (Split System: Heat Pump with Remote Outdoor Unit-Air-Source) | C5H0V48*K*AAA* |  |  | EA*5X61M21A*+WALLCON | *80CTL1102120B* | 46000 | 18.5 | 9 | 47500 | 33600 | 70.74% | 2.06 | 0 | 10 |  |  |  | No | R-454B | 3.8333 | Residential & Commercial | Ducted CEE Tier 1
211262374 | Central HP <5.4 tons | BRYANT HEATING AND COOLING SYSTEMS | HRCU-A-CB (Split System: Heat Pump with Remote Outdoor Unit-Air-Source) | 38MURAQ18AB3* |  |  | CNPV*1814AL* | 926TB36060V14*** | 17600 | 15.5 | 8.5 | 18700 | 19300 | 103.2% | 2.32 | 0 | 10.5 |  |  |  | No | R-410A | 1.4667 | Residential & Commercial | Ducted CEE Tier 1
211262441 | Central HP <5.4 tons | BRYANT HEATING AND COOLING SYSTEMS | HRCU-A-CB (Split System: Heat Pump with Remote Outdoor Unit-Air-Source) | 38MURAQ18AB3* |  |  | CNPV*1814AL* | 912SD36060E14*** | 17800 | 15.5 | 8.5 | 18900 | 19200 | 101.6% | 2.3 | 0 | 10.5 |  |  |  | No | R-410A | 1.4833 | Residential & Commercial | Ducted CEE Tier 1
211262508 | Central HP <5.4 tons | BRYANT HEATING AND COOLING SYSTEMS | HRCU-A-CB (Split System: Heat Pump with Remote Outdoor Unit-Air-Source) | 38MURAQ18AB3* |  |  | CNPV*2414AL* | 82*SA36045V14*** | 17700 | 16 | 8.5 | 18600 | 18800 | 101.1% | 2.26 | 0 | 10.5 |  |  |  | No | R-410A | 1.475 | Residential & Commercial | Ducted CEE Tier 1
211263411 | Central HP <5.4 tons | BRYANT HEATING AND COOLING SYSTEMS | HRCU-A-CB (Split System: Heat Pump with Remote Outdoor Unit-Air-Source) | 38MURAQ18AB3* |  |  | CNPV*2417AL* | 912SD48080E17*** | 18500 | 16 | 8.5 | 19500 | 18400 | 94.36% | 2.24 | 0 | 11 |  |  |  | No | R-410A | 1.5417 | Residential & Commercial | Ducted CEE Tier 1
206767523 | Central HP <5.4 tons | TEMPSTAR | HRCU-A-CB (Split System: Heat Pump with Remote Outdoor Unit-Air-Source) | TVH825GKA3* |  |  | EA*4X36L21A*+WALLCON | *95CSU1002122A* | 23600 | 16.5 | 8.1 | 21400 | 16600 | 77.57% | 1.94 | 11.5 | 10.5 |  |  |  | No | R-410A | 1.9667 | Residential & Commercial | Ducted CEE Tier 1
214396164 | Central HP <5.4 tons | YORK | HRCU-A-CB (Split System: Heat Pump with Remote Outdoor Unit-Air-Source) | HH860E2S11 |  |  | CTF60C5CGS1 | TL9E100C20UH11 | 44000 | 17 | 9 | 44500 | 33400 | 75.06% | 2 | 0 | 11.7 |  |  |  | No | R-454B | 3.6667 | Residential & Commercial | Ducted CEE Tier 1
206788330 | Central HP <5.4 tons | CARRIER | HRCU-A-CB (Split System: Heat Pump with Remote Outdoor Unit-Air-Source) | 25VNA424A*031* |  |  | FE4AN(B,F)003L+UI |  | 23400 | 21 | 10.5 | 26400 | 19700 | 74.62% | 2.46 | 14.5 | 13.5 |  |  |  | No | R-410A | 1.95 | Residential & Commercial | Ducted CEE Tier 1
206788413 | Central HP <5.4 tons | CARRIER | HRCU-A-CB (Split System: Heat Pump with Remote Outdoor Unit-Air-Source) | 25VNA424A*031* |  |  | CSPH*3612AL*+UI | 59MN7B060C21**20 | 23600 | 19 | 9 | 26600 | 19900 | 74.81% | 2.48 | 13 | 12.5 |  |  |  | No | R-410A | 1.9667 | Residential & Commercial | Ducted CEE Tier 1
206788449 | Central HP <5.4 tons | CARRIER | HRCU-A-CB (Split System: Heat Pump with Remote Outdoor Unit-Air-Source) | 25VNA424A*031* |  |  | CAP**3617AL*+UI | 59TN6B060C17**14 | 23200 | 19.5 | 10 | 26800 | 20000 | 74.63% | 2.4 | 14 | 13 |  |  |  | No | R-410A | 1.9333 | Residential & Commercial | Ducted CEE Tier 1
210474068 | Central HP <5.4 tons | TEMPSTAR | HRCU-A-CB (Split System: Heat Pump with Remote Outdoor Unit-Air-Source) | TVH825GKA3* |  |  | EN(A,D)4X48L24**+WALLCON | *95CSU0802120A* | 24200 | 17 | 8.1 | 21200 | 16600 | 78.3% | 2.02 | 0 | 11.5 |  |  |  | No | R-410A | 2.0167 | Residential & Commercial | Ducted CEE Tier 1
210474645 | Central HP <5.4 tons | TEMPSTAR | HRCU-A-CB (Split System: Heat Pump with Remote Outdoor Unit-Air-Source) | TVH825GKA3* |  |  | EHD4X48AAL+WALLCON | *80CTL0901716A* | 24400 | 17 | 8.1 | 21200 | 16500 | 77.83% | 2.04 | 0 | 11 |  |  |  | No | R-410A | 2.0333 | Residential & Commercial | Ducted CEE Tier 1
206771333 | Central HP <5.4 tons | TEMPSTAR | HRCU-A-CB (Split System: Heat Pump with Remote Outdoor Unit-Air-Source) | TVH837GKA2* |  |  | EA*4X37L21A*+WALLCON | *97CMN1002122A* | 33000 | 17.5 | 8.5 | 33000 | 25200 | 76.36% | 2 | 12 | 11.7 |  |  |  | No | R-410A | 2.75 | Residential & Commercial | Ducted CEE Tier 1
206772404 | Central HP <5.4 tons | TEMPSTAR | HRCU-A-CB (Split System: Heat Pump with Remote Outdoor Unit-Air-Source) | TVH837GKA2* |  |  | EN(A,D)4X48L24**+WALLCON | *97CMN1002122A* | 32400 | 17.5 | 8.1 | 33000 | 24800 | 75.15% | 1.96 | 12 | 11.7 |  |  |  | No | R-410A | 2.7 | Residential & Commercial | Ducted CEE Tier 1
206772873 | Central HP <5.4 tons | TEMPSTAR | HRCU-A-CB (Split System: Heat Pump with Remote Outdoor Unit-Air-Source) | TVH837GKA2* |  |  | EHD4X48AAL+WALLCON | *80CTL0701716A* | 32600 | 17 | 8.1 | 33200 | 25000 | 75.3% | 1.96 | 11.5 | 11 |  |  |  | No | R-410A | 2.7167 | Residential & Commercial | Ducted CEE Tier 1
206772990 | Central HP <5.4 tons | TEMPSTAR | HRCU-A-CB (Split System: Heat Pump with Remote Outdoor Unit-Air-Source) | TVH837GKA2* |  |  | EHD4X48AAL+WALLCON | *96CTN1002122A* | 32600 | 17 | 8.1 | 33000 | 24800 | 75.15% | 1.98 | 12 | 11 |  |  |  | No | R-410A | 2.7167 | Residential & Commercial | Ducted CEE Tier 1
206773391 | Central HP <5.4 tons | TEMPSTAR | HRCU-A-CB (Split System: Heat Pump with Remote Outdoor Unit-Air-Source) | TVH837GKA2* |  |  | EHD4X48AAL+WALLCON | *80CSU1002120A* | 32600 | 16.5 | 8.1 | 33000 | 25000 | 75.76% | 1.96 | 11.5 | 11 |  |  |  | No | R-410A | 2.7167 | Residential & Commercial | Ducted CEE Tier 1
211263480 | Central HP <5.4 tons | BRYANT HEATING AND COOLING SYSTEMS | HRCU-A-CB (Split System: Heat Pump with Remote Outdoor Unit-Air-Source) | 38MURAQ18AB3* |  |  | CNPV*2417AL* | 8(0,1)*SA36070E14*** | 17500 | 16 | 8.5 | 18400 | 18800 | 102.2% | 2.26 | 0 | 11 |  |  |  | No | R-410A | 1.4583 | Residential & Commercial | Ducted CEE Tier 1
211264398 | Central HP <5.4 tons | BRYANT HEATING AND COOLING SYSTEMS | HRCU-A-CB (Split System: Heat Pump with Remote Outdoor Unit-Air-Source) | 38MURAQ18AB3* |  |  | CNPV*3017AL* | 926TB36060V14*** | 18000 | 16 | 8.5 | 18600 | 18400 | 98.92% | 2.22 | 0 | 11 |  |  |  | No | R-410A | 1.5 | Residential & Commercial | Ducted CEE Tier 1
211264465 | Central HP <5.4 tons | BRYANT HEATING AND COOLING SYSTEMS | HRCU-A-CB (Split System: Heat Pump with Remote Outdoor Unit-Air-Source) | 38MURAQ18AB3* |  |  | CNPV*3017AL* | 8(0,1)*SA36045E14*** | 18200 | 16.5 | 8.5 | 18700 | 18300 | 97.86% | 2.22 | 0 | 11 |  |  |  | No | R-410A | 1.5167 | Residential & Commercial | Ducted CEE Tier 1
211264513 | Central HP <5.4 tons | BRYANT HEATING AND COOLING SYSTEMS | HRCU-A-CB (Split System: Heat Pump with Remote Outdoor Unit-Air-Source) | 38MURAQ18AB3* |  |  | CNPV*3017AL* | 8(0,1)*SA36070E17*** | 18200 | 16.5 | 8.5 | 18700 | 18300 | 97.86% | 2.22 | 0 | 11 |  |  |  | No | R-410A | 1.5167 | Residential & Commercial | Ducted CEE Tier 1
211262284 | Central HP <5.4 tons | BRYANT HEATING AND COOLING SYSTEMS | HRCU-A-CB (Split System: Heat Pump with Remote Outdoor Unit-Air-Source) | 38MURAQ18AB3* |  |  | CNPV*1814AL* | 82*TA36045V14*** | 17400 | 16 | 8.5 | 18400 | 19400 | 105.4% | 2.34 | 0 | 10.5 |  |  |  | No | R-410A | 1.45 | Residential & Commercial | Ducted CEE Tier 1
211262586 | Central HP <5.4 tons | BRYANT HEATING AND COOLING SYSTEMS | HRCU-A-CB (Split System: Heat Pump with Remote Outdoor Unit-Air-Source) | 38MURAQ18AB3* |  |  | CNPV*2414AL* | 915SB30040E14*** | 17800 | 15.5 | 8.5 | 18700 | 18800 | 100.5% | 2.26 | 0 | 10.5 |  |  |  | No | R-410A | 1.4833 | Residential & Commercial | Ducted CEE Tier 1
211262653 | Central HP <5.4 tons | BRYANT HEATING AND COOLING SYSTEMS | HRCU-A-CB (Split System: Heat Pump with Remote Outdoor Unit-Air-Source) | 38MURAQ18AB3* |  |  | CNPV*2414AL* | 926TB36060V14*** | 17900 | 15.5 | 8.5 | 18800 | 18700 | 99.47% | 2.26 | 0 | 11 |  |  |  | No | R-410A | 1.4917 | Residential & Commercial | Ducted CEE Tier 1
214395723 | Central HP <5.4 tons | YORK | HRCU-A-CB (Split System: Heat Pump with Remote Outdoor Unit-Air-Source) | HH836E2S11 |  |  | CTM48C5CFS1 | TMLE100C20MP11 | 34400 | 17 | 8.5 | 32600 | 25800 | 79.14% | 2 | 0 | 11 |  |  |  | No | R-454B | 2.8667 | Residential & Commercial | Ducted CEE Tier 1
214395827 | Central HP <5.4 tons | YORK | HRCU-A-CB (Split System: Heat Pump with Remote Outdoor Unit-Air-Source) | HH836E2S11 |  |  | CTM36C5CDS1 | TL8E080C16UH11 | 34000 | 18 | 8.5 | 32200 | 26400 | 81.99% | 2 | 0 | 11 |  |  |  | No | R-454B | 2.8333 | Residential & Commercial | Ducted CEE Tier 1
214395834 | Central HP <5.4 tons | YORK | HRCU-A-CB (Split System: Heat Pump with Remote Outdoor Unit-Air-Source) | HH836E2S11 |  |  | CTF48C5CFS1 | TM9Y080C16MP11 | 32800 | 19 | 9 | 31000 | 25200 | 81.29% | 2 | 0 | 11 |  |  |  | No | R-454B | 2.7333 | Residential & Commercial | Ducted CEE Tier 1
214396109 | Central HP <5.4 tons | YORK | HRCU-A-CB (Split System: Heat Pump with Remote Outdoor Unit-Air-Source) | HH836E2S11 |  |  | CTM36B5CDS1 | Y81E100B12SMPS1 | 33200 | 18 | 8.5 | 30600 | 25000 | 81.7% | 2 | 0 | 11 |  |  |  | No | R-454B | 2.7667 | Residential & Commercial | Ducted CEE Tier 1
214396111 | Central HP <5.4 tons | YORK | HRCU-A-CB (Split System: Heat Pump with Remote Outdoor Unit-Air-Source) | HH836E2S11 |  |  | CTM36C5CDS1 | TM8V100C16MP12 | 34000 | 18 | 8.5 | 32000 | 26200 | 81.88% | 2 | 0 | 11 |  |  |  | No | R-454B | 2.8333 | Residential & Commercial | Ducted CEE Tier 1
206788891 | Central HP <5.4 tons | CARRIER | HRCU-A-CB (Split System: Heat Pump with Remote Outdoor Unit-Air-Source) | 25VNA436A*031* |  |  | CSPH*4812AL*+UI | 59MN7B060C17**14 | 33600 | 18 | 9 | 35400 | 26200 | 74.01% | 2 | 12 | 11 |  |  |  | No | R-410A | 2.8 | Residential & Commercial | Ducted CEE Tier 1
206788893 | Central HP <5.4 tons | CARRIER | HRCU-A-CB (Split System: Heat Pump with Remote Outdoor Unit-Air-Source) | 25VNA436A*031* |  |  | CAP**3717AL*+UI | 58TN*A070C14**12 | 34000 | 19.5 | 9.5 | 35400 | 26200 | 74.01% | 2.02 | 12 | 11.7 |  |  |  | No | R-410A | 2.8333 | Residential & Commercial | Ducted CEE Tier 1
211263388 | Central HP <5.4 tons | BRYANT HEATING AND COOLING SYSTEMS | HRCU-A-CB (Split System: Heat Pump with Remote Outdoor Unit-Air-Source) | 38MURAQ18AB3* |  |  | CNPV*2417AL* | 912SD42060E17*** | 17700 | 16 | 8.5 | 18500 | 18800 | 101.6% | 2.26 | 0 | 11 |  |  |  | No | R-410A | 1.475 | Residential & Commercial | Ducted CEE Tier 1
211263224 | Central HP <5.4 tons | BRYANT HEATING AND COOLING SYSTEMS | HRCU-A-CB (Split System: Heat Pump with Remote Outdoor Unit-Air-Source) | 38MURAQ18AB3* |  |  | CNPV*2417AL* | 926TB36060V14*** | 17900 | 15.5 | 8.5 | 18800 | 18700 | 99.47% | 2.26 | 0 | 11 |  |  |  | No | R-410A | 1.4917 | Residential & Commercial | Ducted CEE Tier 1
211264537 | Central HP <5.4 tons | BRYANT HEATING AND COOLING SYSTEMS | HRCU-A-CB (Split System: Heat Pump with Remote Outdoor Unit-Air-Source) | 38MURAQ18AB3* |  |  | CNPV*3017AL* | 912SD36060E14*** | 18300 | 16 | 8.5 | 18800 | 18300 | 97.34% | 2.22 | 0 | 11 |  |  |  | No | R-410A | 1.525 | Residential & Commercial | Ducted CEE Tier 1
211264728 | Central HP <5.4 tons | BRYANT HEATING AND COOLING SYSTEMS | HRCU-A-CB (Split System: Heat Pump with Remote Outdoor Unit-Air-Source) | 38MURAQ18AB3* |  |  | FJ4DN*A18L* |  | 18000 | 15.5 | 8.5 | 19000 | 19100 | 100.5% | 2.28 | 0 | 10.5 |  |  |  | No | R-410A | 1.5 | Residential & Commercial | Ducted CEE Tier 1
211264778 | Central HP <5.4 tons | BRYANT HEATING AND COOLING SYSTEMS | HRCU-A-CB (Split System: Heat Pump with Remote Outdoor Unit-Air-Source) | 38MURAQ18AB3* |  |  | FB4CNF024L |  | 17300 | 16 | 8.5 | 18200 | 19400 | 106.6% | 2.34 | 0 | 10.5 |  |  |  | No | R-410A | 1.4417 | Residential & Commercial | Ducted CEE Tier 1
211262267 | Central HP <5.4 tons | BRYANT HEATING AND COOLING SYSTEMS | HRCU-A-CB (Split System: Heat Pump with Remote Outdoor Unit-Air-Source) | 38MURAQ18AB3* |  |  | CNPV*1814AL* | 926SA36060V14*** | 17600 | 15.5 | 8.5 | 18700 | 19300 | 103.2% | 2.32 | 0 | 10.5 |  |  |  | No | R-410A | 1.4667 | Residential & Commercial | Ducted CEE Tier 1
214395622 | Central HP <5.4 tons | YORK | HRCU-A-CB (Split System: Heat Pump with Remote Outdoor Unit-Air-Source) | HH836E2S11 |  |  | CTM48C5CFS1 | TMLE120C20MP11 | 34600 | 17 | 8.5 | 32600 | 25600 | 78.53% | 2 | 0 | 11 |  |  |  | No | R-454B | 2.8833 | Residential & Commercial | Ducted CEE Tier 1
214395704 | Central HP <5.4 tons | YORK | HRCU-A-CB (Split System: Heat Pump with Remote Outdoor Unit-Air-Source) | HH836E2S11 |  |  | CTF36C5CDS1 | TM8E100C16MP11 | 34000 | 18 | 8.5 | 31600 | 25800 | 81.65% | 2 | 0 | 11 |  |  |  | No | R-454B | 2.8333 | Residential & Commercial | Ducted CEE Tier 1
206788638 | Central HP <5.4 tons | CARRIER | HRCU-A-CB (Split System: Heat Pump with Remote Outdoor Unit-Air-Source) | 25VNA436A*031* |  |  | CAP**4821AL*+UI | 58TN*A090C17**16 | 33800 | 20 | 9.5 | 34800 | 25800 | 74.14% | 2.04 | 12.5 | 12 |  |  |  | No | R-410A | 2.8167 | Residential & Commercial | Ducted CEE Tier 1
206788663 | Central HP <5.4 tons | CARRIER | HRCU-A-CB (Split System: Heat Pump with Remote Outdoor Unit-Air-Source) | 25VNA436A*031* |  |  | CAP**6121AL*+UI | 58TN*A070C17**16 | 34600 | 19.5 | 9 | 34600 | 25200 | 72.83% | 2.02 | 13 | 12 |  |  |  | No | R-410A | 2.8833 | Residential & Commercial | Ducted CEE Tier 1
206788679 | Central HP <5.4 tons | CARRIER | HRCU-A-CB (Split System: Heat Pump with Remote Outdoor Unit-Air-Source) | 25VNA436A*031* |  |  | CAP**6124AL*+UI | 59TN6B120C24**22 | 34800 | 20 | 9 | 34400 | 25000 | 72.67% | 2.02 | 13 | 12.5 |  |  |  | No | R-410A | 2.9 | Residential & Commercial | Ducted CEE Tier 1
206788582 | Central HP <5.4 tons | CARRIER | HRCU-A-CB (Split System: Heat Pump with Remote Outdoor Unit-Air-Source) | 25VNA436A*031* |  |  | CAP**3721AL*+UI | 59TN6B060C17**14 | 34200 | 19 | 9.5 | 35400 | 26000 | 73.45% | 2.02 | 12 | 11.7 |  |  |  | No | R-410A | 2.85 | Residential & Commercial | Ducted CEE Tier 1
206788568 | Central HP <5.4 tons | CARRIER | HRCU-A-CB (Split System: Heat Pump with Remote Outdoor Unit-Air-Source) | 25VNA424A*031* |  |  | CNPV*3621AL*+UI | 59CU5A060C17**16 | 23200 | 20 | 9.5 | 26800 | 20000 | 74.63% | 2.36 | 13.5 | 13 |  |  |  | No | R-410A | 1.9333 | Residential & Commercial | Ducted CEE Tier 1
206788570 | Central HP <5.4 tons | CARRIER | HRCU-A-CB (Split System: Heat Pump with Remote Outdoor Unit-Air-Source) | 25VNA424A*031* |  |  | CNPV*3621AL*+UI | 59CU5A100C21**22 | 23200 | 20.5 | 10 | 26600 | 19900 | 74.81% | 2.4 | 14 | 13 |  |  |  | No | R-410A | 1.9333 | Residential & Commercial | Ducted CEE Tier 1
214395941 | Central HP <5.4 tons | YORK | HRCU-A-CB (Split System: Heat Pump with Remote Outdoor Unit-Air-Source) | HH860E2S11 |  |  | CTF60C5CGS1 | YPLC100C16MP13 | 43500 | 18 | 9 | 44000 | 33400 | 75.91% | 2 | 0 | 11.7 |  |  |  | No | R-454B | 3.625 | Residential & Commercial | Ducted CEE Tier 1
214396061 | Central HP <5.4 tons | YORK | HRCU-A-CB (Split System: Heat Pump with Remote Outdoor Unit-Air-Source) | HH860E2S11 |  |  | CTM60C5CGS1 | TPLC080C16MP13 | 44000 | 18 | 9 | 44500 | 33600 | 75.51% | 2 | 0 | 11.7 |  |  |  | No | R-454B | 3.6667 | Residential & Commercial | Ducted CEE Tier 1
214396184 | Central HP <5.4 tons | YORK | HRCU-A-CB (Split System: Heat Pump with Remote Outdoor Unit-Air-Source) | HH860E2S11 |  |  | CTM60D5CHS1 | TP9C120D20MP13 | 54000 | 19 | 9 | 54000 | 39000 | 72.22% | 2 | 0 | 11 |  |  |  | No | R-454B | 4.5 | Residential & Commercial | Ducted CEE Tier 1
214396186 | Central HP <5.4 tons | YORK | HRCU-A-CB (Split System: Heat Pump with Remote Outdoor Unit-Air-Source) | HH860E2S11 |  |  | CTF60C5CHS1 | TM9E100C20MP12 | 54000 | 19 | 8.5 | 55000 | 39500 | 71.82% | 2 | 0 | 11 |  |  |  | No | R-454B | 4.5 | Residential & Commercial | Ducted CEE Tier 1
216571204 | Central HP <5.4 tons | TRANE | HRCU-A-CB (Split System: Heat Pump with Remote Outdoor Unit-Air-Source) | 5TWV8X24A1 |  |  | 5PX*B006AS3 | S8V2B060M4PDB | 22000 | 18.1 | 8.5 | 23000 | 18700 | 81.3% | 2.2 | 0 | 11.5 |  |  |  | No | R-454B | 1.8333 | Residential & Commercial | Ducted CEE Tier 1
206788631 | Central HP <5.4 tons | CARRIER | HRCU-A-CB (Split System: Heat Pump with Remote Outdoor Unit-Air-Source) | 25VNA436A*031* |  |  | CAP**4821AL*+UI | 59TN6B060C17**14 | 33400 | 19 | 9 | 35200 | 26000 | 73.86% | 2 | 12 | 11 |  |  |  | No | R-410A | 2.7833 | Residential & Commercial | Ducted CEE Tier 1
206788697 | Central HP <5.4 tons | CARRIER | HRCU-A-CB (Split System: Heat Pump with Remote Outdoor Unit-Air-Source) | 25VNA436A*031* |  |  | CNPV*4221AL*+UI | 59MN7B080C17**14 | 32800 | 18.5 | 9 | 35600 | 26800 | 75.28% | 1.96 | 12 | 11.7 |  |  |  | No | R-410A | 2.7333 | Residential & Commercial | Ducted CEE Tier 1
206788747 | Central HP <5.4 tons | CARRIER | HRCU-A-CB (Split System: Heat Pump with Remote Outdoor Unit-Air-Source) | 25VNA436A*031* |  |  | CSPH*3612AL*+UI | 59MN7B080C17**14 | 33400 | 18 | 9 | 35400 | 26400 | 74.58% | 2 | 12 | 11 |  |  |  | No | R-410A | 2.7833 | Residential & Commercial | Ducted CEE Tier 1
214395823 | Central HP <5.4 tons | YORK | HRCU-A-CB (Split System: Heat Pump with Remote Outdoor Unit-Air-Source) | HH836E2S11 |  |  | CTM36C5CDS1 | TM8E100C16MP11 | 33800 | 18 | 8.5 | 31600 | 25800 | 81.65% | 2 | 0 | 11 |  |  |  | No | R-454B | 2.8167 | Residential & Commercial | Ducted CEE Tier 1
214396006 | Central HP <5.4 tons | YORK | HRCU-A-CB (Split System: Heat Pump with Remote Outdoor Unit-Air-Source) | HH836E2S11 |  |  | CTM36C5CDS1 | TM8E080C16MP11 | 33800 | 18 | 8.5 | 31400 | 25600 | 81.53% | 2 | 0 | 11 |  |  |  | No | R-454B | 2.8167 | Residential & Commercial | Ducted CEE Tier 1
214396021 | Central HP <5.4 tons | YORK | HRCU-A-CB (Split System: Heat Pump with Remote Outdoor Unit-Air-Source) | HH836E2S11 |  |  | CTM36C5CDS1 | TMLE080C20MP11 | 34400 | 17 | 8.5 | 32400 | 26400 | 81.48% | 2 | 0 | 11 |  |  |  | No | R-454B | 2.8667 | Residential & Commercial | Ducted CEE Tier 1
214396105 | Central HP <5.4 tons | YORK | HRCU-A-CB (Split System: Heat Pump with Remote Outdoor Unit-Air-Source) | HH836E2S11 |  |  | CTF36B5CDS1 | TMLE080B12MP11 | 33600 | 18 | 8.5 | 31800 | 26000 | 81.76% | 2 | 0 | 11 |  |  |  | No | R-454B | 2.8 | Residential & Commercial | Ducted CEE Tier 1
212652281 | Central HP <5.4 tons | EVERREST | HRCU-A-CB (Split System: Heat Pump with Remote Outdoor Unit-Air-Source) | GSZV903610A* |  |  | CA*F3137*6A*+TXV | G*VC960403BNB* | 33600 | 18 | 8.2 | 34000 | 24400 | 71.76% | 1.8 | 0 | 11.5 |  |  |  | No | R-410A | 2.8 | Residential & Commercial | Ducted CEE Tier 1
212653251 | Central HP <5.4 tons | EVERREST | HRCU-A-CB (Split System: Heat Pump with Remote Outdoor Unit-Air-Source) | GSZV903610A* |  |  | CHPF3743C6B*+TXV | G*VC960403BNB* | 33400 | 18 | 8.2 | 34000 | 24400 | 71.76% | 1.8 | 0 | 11 |  |  |  | No | R-410A | 2.7833 | Residential & Commercial | Ducted CEE Tier 1
212653285 | Central HP <5.4 tons | EVERREST | HRCU-A-CB (Split System: Heat Pump with Remote Outdoor Unit-Air-Source) | GSZV903610A* |  |  | CSCF3642N6D*+TXV | G*VS800805CUA* | 33800 | 18.5 | 8.2 | 34000 | 24400 | 71.76% | 1.8 | 0 | 11.5 |  |  |  | No | R-410A | 2.8167 | Residential & Commercial | Ducted CEE Tier 1
212362760 | Central HP <5.4 tons | GOETTL | HRCU-A-CB (Split System: Heat Pump with Remote Outdoor Unit-Air-Source) | GSZV903610A* |  |  | CA*F3137*6A*+TXV | G*VC800604B*A* | 33600 | 18.5 | 8.2 | 34000 | 24400 | 71.76% | 1.8 | 0 | 12 |  |  |  | No | R-410A | 2.8 | Residential & Commercial | Ducted CEE Tier 1
210600124 | Central HP <5.4 tons | TEMPSTAR | HRCU-A-CB (Split System: Heat Pump with Remote Outdoor Unit-Air-Source) | TVH837GKA** |  |  | EHD4X36AAL+WALLCON | *95CSU0802120A* | 32200 | 16.5 | 8.1 | 33200 | 24600 | 74.1% | 1.94 | 0 | 11 |  |  |  | No | R-410A | 2.6833 | Residential & Commercial | Ducted CEE Tier 1
210600158 | Central HP <5.4 tons | TEMPSTAR | HRCU-A-CB (Split System: Heat Pump with Remote Outdoor Unit-Air-Source) | TVH837GKA** |  |  | EN(A,D,W)4X48L21**+WALLCON | *80CSU0401712A* | 32400 | 17.5 | 8.1 | 33000 | 24800 | 75.15% | 1.94 | 0 | 11.7 |  |  |  | No | R-410A | 2.7 | Residential & Commercial | Ducted CEE Tier 1
204299344 | Central HP <5.4 tons | TEMPSTAR | HRCU-A-CB (Split System: Heat Pump with Remote Outdoor Unit-Air-Source) | TVH837GKA** |  |  | EA*4X48L21A*+WALLCON | *97CMN0602120A* | 32200 | 17 | 8.1 | 32800 | 25200 | 76.83% | 1.96 | 11.5 | 11 |  |  |  | No | R-410A | 2.6833 | Residential & Commercial | Ducted CEE Tier 1
206135661 | Central HP <5.4 tons | TEMPSTAR | HRCU-A-CB (Split System: Heat Pump with Remote Outdoor Unit-Air-Source) | TVH837GKA** |  |  | EA*4X37L21A*+WALLCON | *80CSU0401712A* | 32800 | 17.5 | 8.5 | 33000 | 25200 | 76.36% | 1.98 | 12 | 11 |  |  |  | No | R-410A | 2.7333 | Residential & Commercial | Ducted CEE Tier 1
208130266 | Central HP <5.4 tons | BOREAL | HRCU-A-CB (Split System: Heat Pump with Remote Outdoor Unit-Air-Source) | ENVBR60HPJ1OA |  |  | ENVBR48HPJ1IB |  | 48000 | 17 | 9 | 48000 | 39000 | 81.25% | 1.8 | 11.5 | 11 |  |  |  | No | R-410A | 4 | Residential & Commercial | Ducted CEE Tier 1
204299094 | Central HP <5.4 tons | TEMPSTAR | HRCU-A-CB (Split System: Heat Pump with Remote Outdoor Unit-Air-Source) | TVH837GKA** |  |  | EA*4X42L24A*+WALLCON | *96CTN1202422A* | 31800 | 17.5 | 8.1 | 33000 | 24400 | 73.94% | 1.9 | 11 | 11.5 |  |  |  | No | R-410A | 2.65 | Residential & Commercial | Ducted CEE Tier 1
204300078 | Central HP <5.4 tons | TEMPSTAR | HRCU-A-CB (Split System: Heat Pump with Remote Outdoor Unit-Air-Source) | TVH837GKA** |  |  | EHD4X36AAL+WALLCON | *80CTL0902120A* | 32200 | 16.5 | 8.1 | 33200 | 24800 | 74.7% | 1.92 | 11.5 | 11 |  |  |  | No | R-410A | 2.6833 | Residential & Commercial | Ducted CEE Tier 1
212362560 | Central HP <5.4 tons | GOETTL | HRCU-A-CB (Split System: Heat Pump with Remote Outdoor Unit-Air-Source) | ASZV903610A* |  |  | CA*F3743*6D*+TXV | A*VC800804C*A* | 33600 | 19 | 8.2 | 34000 | 24400 | 71.76% | 1.8 | 0 | 12 |  |  |  | No | R-410A | 2.8 | Residential & Commercial | Ducted CEE Tier 1
212362578 | Central HP <5.4 tons | GOETTL | HRCU-A-CB (Split System: Heat Pump with Remote Outdoor Unit-Air-Source) | ASZV903610A* |  |  | CHPF3642C6C*+MBVC1601**-1A*+TXV |  | 33400 | 18 | 8.2 | 34000 | 24400 | 71.76% | 1.8 | 0 | 11 |  |  |  | No | R-410A | 2.7833 | Residential & Commercial | Ducted CEE Tier 1
212362549 | Central HP <5.4 tons | GOETTL | HRCU-A-CB (Split System: Heat Pump with Remote Outdoor Unit-Air-Source) | ASZV903610A* |  |  | CA*F3137*6A*+TXV | A*VS800604BUA* | 33600 | 18.5 | 8.2 | 34000 | 24400 | 71.76% | 1.8 | 0 | 12 |  |  |  | No | R-410A | 2.8 | Residential & Commercial | Ducted CEE Tier 1
212362564 | Central HP <5.4 tons | GOETTL | HRCU-A-CB (Split System: Heat Pump with Remote Outdoor Unit-Air-Source) | ASZV903610A* |  |  | CA*F3743*6D*+TXV | A*VC960403BNB* | 33600 | 18.5 | 8.2 | 34000 | 24400 | 71.76% | 1.8 | 0 | 11.5 |  |  |  | No | R-410A | 2.8 | Residential & Commercial | Ducted CEE Tier 1
212362583 | Central HP <5.4 tons | GOETTL | HRCU-A-CB (Split System: Heat Pump with Remote Outdoor Unit-Air-Source) | ASZV903610A* |  |  | CHPF3642C6C*+TXV | A*VC800805C*A* | 33400 | 18 | 8.2 | 34000 | 24400 | 71.76% | 1.8 | 0 | 11 |  |  |  | No | R-410A | 2.7833 | Residential & Commercial | Ducted CEE Tier 1
212362584 | Central HP <5.4 tons | GOETTL | HRCU-A-CB (Split System: Heat Pump with Remote Outdoor Unit-Air-Source) | ASZV903610A* |  |  | CHPF3642C6C*+TXV | A*VC801005C*A* | 33400 | 18 | 8.2 | 34000 | 24400 | 71.76% | 1.8 | 0 | 11 |  |  |  | No | R-410A | 2.7833 | Residential & Commercial | Ducted CEE Tier 1
212362616 | Central HP <5.4 tons | GOETTL | HRCU-A-CB (Split System: Heat Pump with Remote Outdoor Unit-Air-Source) | ASZV903610A* |  |  | CSCF3642N6D*+MBVC1601**-1A*+TXV |  | 33800 | 18.5 | 8.2 | 34000 | 24400 | 71.76% | 1.8 | 0 | 11.5 |  |  |  | No | R-410A | 2.8167 | Residential & Commercial | Ducted CEE Tier 1
210595956 | Central HP <5.4 tons | CARRIER | HRCU-A-CB (Split System: Heat Pump with Remote Outdoor Unit-Air-Source) | 25VNA825A*031* |  |  | CAP**4224AL*+UI | 59MN7B100C21**22 | 23800 | 16.5 | 8.1 | 21400 | 16600 | 77.57% | 1.96 | 0 | 11 |  |  |  | No | R-410A | 1.9833 | Residential & Commercial | Ducted CEE Tier 1
210596058 | Central HP <5.4 tons | CARRIER | HRCU-A-CB (Split System: Heat Pump with Remote Outdoor Unit-Air-Source) | 25VNA825A*031* |  |  | CSPH*4212AL*+UI | 58TN*A070C17**16 | 24200 | 16 | 8.1 | 21400 | 16600 | 77.57% | 2 | 0 | 10.5 |  |  |  | No | R-410A | 2.0167 | Residential & Commercial | Ducted CEE Tier 1
210596092 | Central HP <5.4 tons | CARRIER | HRCU-A-CB (Split System: Heat Pump with Remote Outdoor Unit-Air-Source) | 25VNA825A*031* |  |  | CSPH*4812AL*+UI | 59TN6B120C24**22 | 24200 | 16.5 | 8.1 | 21200 | 16600 | 78.3% | 2.02 | 0 | 11 |  |  |  | No | R-410A | 2.0167 | Residential & Commercial | Ducted CEE Tier 1
204300379 | Central HP <5.4 tons | CARRIER | HRCU-A-CB (Split System: Heat Pump with Remote Outdoor Unit-Air-Source) | 25VNA837A*030* |  |  | CSPH*4212AL*+UI | 58TN*A070C14**12 | 32400 | 17 | 8.1 | 33200 | 25000 | 75.3% | 1.94 | 11.5 | 11 |  |  |  | No | R-410A | 2.7 | Residential & Commercial | Ducted CEE Tier 1
211263068 | Central HP <5.4 tons | BRYANT HEATING AND COOLING SYSTEMS | HRCU-A-CB (Split System: Heat Pump with Remote Outdoor Unit-Air-Source) | 38MURAQ18AB3* |  |  | CNPV*2417AL* | 82*TA36070V14*** | 17700 | 16 | 8.5 | 18500 | 18800 | 101.6% | 2.26 | 0 | 11 |  |  |  | No | R-410A | 1.475 | Residential & Commercial | Ducted CEE Tier 1
211263136 | Central HP <5.4 tons | BRYANT HEATING AND COOLING SYSTEMS | HRCU-A-CB (Split System: Heat Pump with Remote Outdoor Unit-Air-Source) | 38MURAQ18AB3* |  |  | CNPV*2417AL* | 915SB30040E14*** | 17800 | 15.5 | 8.5 | 18700 | 18800 | 100.5% | 2.26 | 0 | 10.5 |  |  |  | No | R-410A | 1.4833 | Residential & Commercial | Ducted CEE Tier 1
211262695 | Central HP <5.4 tons | BRYANT HEATING AND COOLING SYSTEMS | HRCU-A-CB (Split System: Heat Pump with Remote Outdoor Unit-Air-Source) | 38MURAQ18AB3* |  |  | CNPV*2414AL* | 8(0,1)*SA36045E14*** | 18000 | 16 | 8.5 | 18900 | 18700 | 98.94% | 2.26 | 0 | 11 |  |  |  | No | R-410A | 1.5 | Residential & Commercial | Ducted CEE Tier 1
211263528 | Central HP <5.4 tons | BRYANT HEATING AND COOLING SYSTEMS | HRCU-A-CB (Split System: Heat Pump with Remote Outdoor Unit-Air-Source) | 38MURAQ18AB3* |  |  | CNPV*2417AL* | OVMAAB036098 | 18300 | 15.5 | 8.5 | 19300 | 18600 | 96.37% | 2.24 | 0 | 11 |  |  |  | No | R-410A | 1.525 | Residential & Commercial | Ducted CEE Tier 1
214609022 | Central HP <5.4 tons | YORK | HRCU-A-CB (Split System: Heat Pump with Remote Outdoor Unit-Air-Source) | HH860E2S11 |  |  | CTF60C5CGS1 | Y91E080C20SMPS1 | 44500 | 18 | 9 | 45500 | 33400 | 73.41% | 2 | 0 | 11.7 |  |  |  | No | R-454B | 3.7083 | Residential & Commercial | Ducted CEE Tier 1
214395637 | Central HP <5.4 tons | YORK | HRCU-A-CB (Split System: Heat Pump with Remote Outdoor Unit-Air-Source) | HH860E2S11 |  |  | CTF60C5CGS1 | TM8E100C16MP11 | 44500 | 18 | 9 | 45500 | 34200 | 75.16% | 2 | 0 | 11 |  |  |  | No | R-454B | 3.7083 | Residential & Commercial | Ducted CEE Tier 1
214395754 | Central HP <5.4 tons | YORK | HRCU-A-CB (Split System: Heat Pump with Remote Outdoor Unit-Air-Source) | HH860E2S11 |  |  | CTM60C5CGS1 | TPLC120C20MP13 | 44000 | 18 | 9 | 44500 | 33600 | 75.51% | 2 | 0 | 11.7 |  |  |  | No | R-454B | 3.6667 | Residential & Commercial | Ducted CEE Tier 1
214395636 | Central HP <5.4 tons | YORK | HRCU-A-CB (Split System: Heat Pump with Remote Outdoor Unit-Air-Source) | HH860E2S11 |  |  | CTF60D5CGS1 | YP9C120D20MP13 | 44000 | 18 | 9 | 44500 | 33400 | 75.06% | 2 | 0 | 11.7 |  |  |  | No | R-454B | 3.6667 | Residential & Commercial | Ducted CEE Tier 1
214395654 | Central HP <5.4 tons | YORK | HRCU-A-CB (Split System: Heat Pump with Remote Outdoor Unit-Air-Source) | HH860E2S11 |  |  | CTF60C5CGS1 | TP9C080C16MP13 | 43500 | 17 | 9 | 44000 | 33600 | 76.36% | 2 | 0 | 11 |  |  |  | No | R-454B | 3.625 | Residential & Commercial | Ducted CEE Tier 1
214396121 | Central HP <5.4 tons | YORK | HRCU-A-CB (Split System: Heat Pump with Remote Outdoor Unit-Air-Source) | HH836E2S11 |  |  | CTM36C5CDS1 | TMLE100C20MP11 | 34600 | 17 | 8.5 | 32600 | 26800 | 82.21% | 2 | 0 | 11 |  |  |  | No | R-454B | 2.8833 | Residential & Commercial | Ducted CEE Tier 1
214396139 | Central HP <5.4 tons | YORK | HRCU-A-CB (Split System: Heat Pump with Remote Outdoor Unit-Air-Source) | HH836E2S11 |  |  | CTF48C5CFS1 | TPLC080C16MP13 | 33400 | 18 | 9 | 31600 | 25400 | 80.38% | 2 | 0 | 11 |  |  |  | No | R-454B | 2.7833 | Residential & Commercial | Ducted CEE Tier 1
214396140 | Central HP <5.4 tons | YORK | HRCU-A-CB (Split System: Heat Pump with Remote Outdoor Unit-Air-Source) | HH836E2S11 |  |  | CTF48C5CFS1 | TPLC100C16MP13 | 33400 | 18 | 9 | 31600 | 25400 | 80.38% | 2 | 0 | 11 |  |  |  | No | R-454B | 2.7833 | Residential & Commercial | Ducted CEE Tier 1
214395689 | Central HP <5.4 tons | YORK | HRCU-A-CB (Split System: Heat Pump with Remote Outdoor Unit-Air-Source) | HH836E2S11 |  |  | CTF48C5CFS1+JMET12CS2N1 |  | 34000 | 19 | 9 | 31800 | 25200 | 79.25% | 2 | 0 | 11.7 |  |  |  | No | R-454B | 2.8333 | Residential & Commercial | Ducted CEE Tier 1
214395819 | Central HP <5.4 tons | YORK | HRCU-A-CB (Split System: Heat Pump with Remote Outdoor Unit-Air-Source) | HH836E2S11 |  |  | CTM36C5CDS1 | TM9V100C16MP12 | 33800 | 18 | 8.5 | 31400 | 25800 | 82.17% | 2 | 0 | 11 |  |  |  | No | R-454B | 2.8167 | Residential & Commercial | Ducted CEE Tier 1
214395903 | Central HP <5.4 tons | YORK | HRCU-A-CB (Split System: Heat Pump with Remote Outdoor Unit-Air-Source) | HH836E2S11 |  |  | CTF36C5CDS1 | TL8E100C20UH11 | 33800 | 17 | 8.5 | 31200 | 25400 | 81.41% | 2 | 0 | 11.7 |  |  |  | No | R-454B | 2.8167 | Residential & Commercial | Ducted CEE Tier 1
214395904 | Central HP <5.4 tons | YORK | HRCU-A-CB (Split System: Heat Pump with Remote Outdoor Unit-Air-Source) | HH836E2S11 |  |  | CTM36B5CDS1 | TM9V080B12MP12 | 33000 | 17 | 8.5 | 30600 | 25000 | 81.7% | 2 | 0 | 11 |  |  |  | No | R-454B | 2.75 | Residential & Commercial | Ducted CEE Tier 1
214396004 | Central HP <5.4 tons | YORK | HRCU-A-CB (Split System: Heat Pump with Remote Outdoor Unit-Air-Source) | HH836E2S11 |  |  | CTF36C5CDS1 | TP9C100C20MP13 | 34600 | 18 | 8.5 | 33000 | 27200 | 82.42% | 2 | 0 | 10 |  |  |  | No | R-454B | 2.8833 | Residential & Commercial | Ducted CEE Tier 1
206788688 | Central HP <5.4 tons | CARRIER | HRCU-A-CB (Split System: Heat Pump with Remote Outdoor Unit-Air-Source) | 25VNA436A*031* |  |  | CNPV*4217AL*+UI | 59TN6B060C17**14 | 33200 | 18.5 | 9 | 35600 | 26600 | 74.72% | 1.98 | 12 | 11.7 |  |  |  | No | R-410A | 2.7667 | Residential & Commercial | Ducted CEE Tier 1
206788695 | Central HP <5.4 tons | CARRIER | HRCU-A-CB (Split System: Heat Pump with Remote Outdoor Unit-Air-Source) | 25VNA436A*031* |  |  | CNPV*4221AL*+UI | 59TN6B060C17**14 | 32800 | 18.5 | 9 | 35800 | 26800 | 74.86% | 1.96 | 12 | 11 |  |  |  | No | R-410A | 2.7333 | Residential & Commercial | Ducted CEE Tier 1
206788743 | Central HP <5.4 tons | CARRIER | HRCU-A-CB (Split System: Heat Pump with Remote Outdoor Unit-Air-Source) | 25VNA436A*031* |  |  | CSPH*3612AL*+UI | 58TN*A135C24**22 | 33800 | 18.5 | 9 | 35200 | 26200 | 74.43% | 2.02 | 12.5 | 11.7 |  |  |  | No | R-410A | 2.8167 | Residential & Commercial | Ducted CEE Tier 1
206788777 | Central HP <5.4 tons | CARRIER | HRCU-A-CB (Split System: Heat Pump with Remote Outdoor Unit-Air-Source) | 25VNA436A*031* |  |  | CSPH*4812AL*+UI | 59TN6B080C17**14 | 33800 | 18.5 | 9 | 35200 | 26000 | 73.86% | 2.02 | 12 | 11.5 |  |  |  | No | R-410A | 2.8167 | Residential & Commercial | Ducted CEE Tier 1
206788788 | Central HP <5.4 tons | CARRIER | HRCU-A-CB (Split System: Heat Pump with Remote Outdoor Unit-Air-Source) | 25VNA436A*031* |  |  | CSPH*6012AL*+UI | 58TN*A070C17**16 | 34400 | 19 | 9 | 34800 | 25400 | 72.99% | 2.02 | 12.5 | 12 |  |  |  | No | R-410A | 2.8667 | Residential & Commercial | Ducted CEE Tier 1
206788793 | Central HP <5.4 tons | CARRIER | HRCU-A-CB (Split System: Heat Pump with Remote Outdoor Unit-Air-Source) | 25VNA436A*031* |  |  | CSPH*6012AL*+UI | 59TN6B080C17**14 | 34200 | 18.5 | 9 | 35000 | 25400 | 72.57% | 2.02 | 12.5 | 11.7 |  |  |  | No | R-410A | 2.85 | Residential & Commercial | Ducted CEE Tier 1
206788877 | Central HP <5.4 tons | CARRIER | HRCU-A-CB (Split System: Heat Pump with Remote Outdoor Unit-Air-Source) | 25VNA436A*031* |  |  | CNPV*4221AL*+UI | 58TN*A045C17**12 | 32800 | 18 | 9 | 35600 | 27000 | 75.84% | 1.96 | 12 | 11 |  |  |  | No | R-410A | 2.7333 | Residential & Commercial | Ducted CEE Tier 1
212362764 | Central HP <5.4 tons | GOETTL | HRCU-A-CB (Split System: Heat Pump with Remote Outdoor Unit-Air-Source) | GSZV903610A* |  |  | CA*F3137*6A*+TXV | G*VC960803BNB* | 33600 | 18.5 | 8.2 | 34000 | 24400 | 71.76% | 1.8 | 0 | 11.5 |  |  |  | No | R-410A | 2.8 | Residential & Commercial | Ducted CEE Tier 1
212362783 | Central HP <5.4 tons | GOETTL | HRCU-A-CB (Split System: Heat Pump with Remote Outdoor Unit-Air-Source) | GSZV903610A* |  |  | CA*F3743*6D*+TXV | G*VM970803BNB* | 33600 | 18.5 | 8.2 | 34000 | 24400 | 71.76% | 1.8 | 0 | 12 |  |  |  | No | R-410A | 2.8 | Residential & Commercial | Ducted CEE Tier 1
212362801 | Central HP <5.4 tons | GOETTL | HRCU-A-CB (Split System: Heat Pump with Remote Outdoor Unit-Air-Source) | GSZV903610A* |  |  | CHPF3642C6C*+TXV | G*VC961005CNB* | 33400 | 18 | 8.2 | 34000 | 24400 | 71.76% | 1.8 | 0 | 11 |  |  |  | No | R-410A | 2.7833 | Residential & Commercial | Ducted CEE Tier 1
212650646 | Central HP <5.4 tons | EVERREST | HRCU-A-CB (Split System: Heat Pump with Remote Outdoor Unit-Air-Source) | GSZV903610A* |  |  | CHPF3743C6B*+TXV | G*VC801005C*A* | 33400 | 18 | 8.2 | 34000 | 24400 | 71.76% | 1.8 | 0 | 11 |  |  |  | No | R-410A | 2.7833 | Residential & Commercial | Ducted CEE Tier 1
212651315 | Central HP <5.4 tons | EVERREST | HRCU-A-CB (Split System: Heat Pump with Remote Outdoor Unit-Air-Source) | GSZV903610A* |  |  | CA*F3137*6A*+TXV | G*VM970803BNB* | 33600 | 18.5 | 8.2 | 34000 | 24400 | 71.76% | 1.8 | 0 | 11.5 |  |  |  | No | R-410A | 2.8 | Residential & Commercial | Ducted CEE Tier 1
212362773 | Central HP <5.4 tons | GOETTL | HRCU-A-CB (Split System: Heat Pump with Remote Outdoor Unit-Air-Source) | GSZV903610A* |  |  | CA*F3743*6D*+TXV | G*VC801005C*A* | 33600 | 19 | 8.2 | 34000 | 24400 | 71.76% | 1.8 | 0 | 12 |  |  |  | No | R-410A | 2.8 | Residential & Commercial | Ducted CEE Tier 1
212362633 | Central HP <5.4 tons | GOETTL | HRCU-A-CB (Split System: Heat Pump with Remote Outdoor Unit-Air-Source) | ASZV903610A* |  |  | CSCF3642N6D*+TXV | A*VM970804CNB* | 33800 | 18.5 | 8.2 | 34000 | 24400 | 71.76% | 1.8 | 0 | 11.5 |  |  |  | No | R-410A | 2.8167 | Residential & Commercial | Ducted CEE Tier 1
212362634 | Central HP <5.4 tons | GOETTL | HRCU-A-CB (Split System: Heat Pump with Remote Outdoor Unit-Air-Source) | ASZV903610A* |  |  | CSCF3642N6D*+TXV | A*VM971005CNB* | 33800 | 18.5 | 8.2 | 34000 | 24400 | 71.76% | 1.8 | 0 | 11.5 |  |  |  | No | R-410A | 2.8167 | Residential & Commercial | Ducted CEE Tier 1
212362603 | Central HP <5.4 tons | GOETTL | HRCU-A-CB (Split System: Heat Pump with Remote Outdoor Unit-Air-Source) | ASZV903610A* |  |  | CHPF3743C6B*+TXV | A*VC801005C*A* | 33400 | 18 | 8.2 | 34000 | 24400 | 71.76% | 1.8 | 0 | 11 |  |  |  | No | R-410A | 2.7833 | Residential & Commercial | Ducted CEE Tier 1
212362628 | Central HP <5.4 tons | GOETTL | HRCU-A-CB (Split System: Heat Pump with Remote Outdoor Unit-Air-Source) | ASZV903610A* |  |  | CSCF3642N6D*+TXV | A*VS960805CUA* | 33800 | 18.5 | 8.2 | 34000 | 24400 | 71.76% | 1.8 | 0 | 11.5 |  |  |  | No | R-410A | 2.8167 | Residential & Commercial | Ducted CEE Tier 1
212362546 | Central HP <5.4 tons | GOETTL | HRCU-A-CB (Split System: Heat Pump with Remote Outdoor Unit-Air-Source) | ASZV903610A* |  |  | AMVE36CP1400A* |  | 33600 | 18.5 | 8.2 | 34000 | 24400 | 71.76% | 1.8 | 0 | 11.5 |  |  |  | No | R-410A | 2.8 | Residential & Commercial | Ducted CEE Tier 1
216453190 | Central HP <5.4 tons | AMERICAN STANDARD | HRCU-A-CB (Split System: Heat Pump with Remote Outdoor Unit-Air-Source) | 5A6V0X48A1 |  |  | 5TXCB006AS3 | S8V2B060M4PDB | 43500 | 19.2 | 9.7 | 47000 | 33600 | 71.49% | 2.1 | 0 | 11.7 |  |  |  | No | R-454B | 3.625 | Residential & Commercial | Ducted CEE Tier 1
212362596 | Central HP <5.4 tons | GOETTL | HRCU-A-CB (Split System: Heat Pump with Remote Outdoor Unit-Air-Source) | ASZV903610A* |  |  | CHPF3743C6B*+MBVC1201**-1A*+TXV |  | 33400 | 18 | 8.2 | 34000 | 24400 | 71.76% | 1.8 | 0 | 11 |  |  |  | No | R-410A | 2.7833 | Residential & Commercial | Ducted CEE Tier 1
213781300 | Central HP <5.4 tons | COMFORTMAKER | HRCU-A-CB (Split System: Heat Pump with Remote Outdoor Unit-Air-Source) | CVH837GKA2* |  |  | EA*4X48L21A*+WALLCON | *80CTL0901716B* | 32400 | 17 | 8.1 | 32600 | 25000 | 76.69% | 1.96 | 0 | 11 |  |  |  | No | R-410A | 2.7 | Residential & Commercial | Ducted CEE Tier 1
211264297 | Central HP <5.4 tons | BRYANT HEATING AND COOLING SYSTEMS | HRCU-A-CB (Split System: Heat Pump with Remote Outdoor Unit-Air-Source) | 38MURAQ18AB3* |  |  | CNPV*3017AL* | 915SB36060E14*** | 18000 | 16 | 8.5 | 18500 | 18400 | 99.46% | 2.22 | 0 | 11 |  |  |  | No | R-410A | 1.5 | Residential & Commercial | Ducted CEE Tier 1
211264800 | Central HP <5.4 tons | BRYANT HEATING AND COOLING SYSTEMS | HRCU-A-CB (Split System: Heat Pump with Remote Outdoor Unit-Air-Source) | 38MURAQ18AB3* |  |  | FB4CNP018L |  | 17400 | 16 | 8.5 | 18300 | 19400 | 106% | 2.34 | 0 | 10.5 |  |  |  | No | R-410A | 1.45 | Residential & Commercial | Ducted CEE Tier 1
211264899 | Central HP <5.4 tons | BRYANT HEATING AND COOLING SYSTEMS | HRCU-A-CB (Split System: Heat Pump with Remote Outdoor Unit-Air-Source) | 38MURAQ18AB3* |  |  | FX4DNF031L |  | 18100 | 16 | 8.5 | 18400 | 18200 | 98.91% | 2.18 | 0 | 10.5 |  |  |  | No | R-410A | 1.5083 | Residential & Commercial | Ducted CEE Tier 1
211262609 | Central HP <5.4 tons | BRYANT HEATING AND COOLING SYSTEMS | HRCU-A-CB (Split System: Heat Pump with Remote Outdoor Unit-Air-Source) | 38MURAQ18AB3* |  |  | CNPV*2414AL* | 915SB36060E14*** | 17800 | 16 | 8.5 | 18700 | 18800 | 100.5% | 2.26 | 0 | 11 |  |  |  | No | R-410A | 1.4833 | Residential & Commercial | Ducted CEE Tier 1
211262860 | Central HP <5.4 tons | BRYANT HEATING AND COOLING SYSTEMS | HRCU-A-CB (Split System: Heat Pump with Remote Outdoor Unit-Air-Source) | 38MURAQ18AB3* |  |  | CNPV*2417AL* | 926SA36040V17*** | 17700 | 15.5 | 8.5 | 18700 | 18800 | 100.5% | 2.26 | 0 | 10.5 |  |  |  | No | R-410A | 1.475 | Residential & Commercial | Ducted CEE Tier 1
211262912 | Central HP <5.4 tons | BRYANT HEATING AND COOLING SYSTEMS | HRCU-A-CB (Split System: Heat Pump with Remote Outdoor Unit-Air-Source) | 38MURAQ18AB3* |  |  | CNPV*2417AL* | 935SA36040E17*** | 17600 | 16 | 8.5 | 18500 | 18800 | 101.6% | 2.26 | 0 | 11 |  |  |  | No | R-410A | 1.4667 | Residential & Commercial | Ducted CEE Tier 1
215669607 | Central HP <5.4 tons | COMFORTMAKER | HRCU-A-CB (Split System: Heat Pump with Remote Outdoor Unit-Air-Source) | C5H0V36*K*AAA* |  |  | EA*5X61M21A*+WALLCON | *96CTN1002122B* | 34800 | 18.5 | 9 | 34400 | 24800 | 72.09% | 1.92 | 0 | 10.5 |  |  |  | No | R-454B | 2.9 | Residential & Commercial | Ducted CEE Tier 1
206788907 | Central HP <5.4 tons | CARRIER | HRCU-A-CB (Split System: Heat Pump with Remote Outdoor Unit-Air-Source) | 25VNA448A*031* |  |  | CAP**6124AL*+UI | 58TN*A135C24**22 | 45500 | 21.5 | 9.5 | 46000 | 36000 | 78.26% | 2.38 | 12.5 | 12.5 |  |  |  | No | R-410A | 3.7917 | Residential & Commercial | Ducted CEE Tier 1
212925587 | Central HP <5.4 tons | TEMP SHIFT | HRCU-A-CB (Split System: Heat Pump with Remote Outdoor Unit-Air-Source) | TSMOX430U24HFN1MR0 |  |  | TSMVC24HWFN1M |  | 24000 | 17 | 9.2 | 26000 | 19400 | 74.62% | 2.1 | 11.3 | 10.5 |  |  |  | No | R-410A | 2 | Residential & Commercial | Ducted CEE Tier 1
204456549 | Central HP <5.4 tons | DAY & NIGHT | HRCU-A-CB (Split System: Heat Pump with Remote Outdoor Unit-Air-Source) | CVH825GKA2* |  |  | EA*4X30L17A*+WALLCON | *96CTN0801714A* | 23400 | 16.5 | 8.1 | 21600 | 16800 | 77.78% | 1.9 | 11 | 10.5 |  |  |  | No | R-410A | 1.95 | Residential & Commercial | Ducted CEE Tier 1
213782000 | Central HP <5.4 tons | COMFORTMAKER | HRCU-A-CB (Split System: Heat Pump with Remote Outdoor Unit-Air-Source) | CVH837GKA2* |  |  | EHD4X42AAL+WALLCON | *97CMN1202422B* | 32400 | 16.5 | 8.1 | 32800 | 24800 | 75.61% | 1.94 | 0 | 11 |  |  |  | No | R-410A | 2.7 | Residential & Commercial | Ducted CEE Tier 1
213782070 | Central HP <5.4 tons | COMFORTMAKER | HRCU-A-CB (Split System: Heat Pump with Remote Outdoor Unit-Air-Source) | CVH837GKA2* |  |  | EHD4X48AAL+WALLCON | *80CTL0701716B* | 32600 | 16.5 | 8.1 | 33200 | 25000 | 75.3% | 1.94 | 0 | 11 |  |  |  | No | R-410A | 2.7167 | Residential & Commercial | Ducted CEE Tier 1
213781490 | Central HP <5.4 tons | COMFORTMAKER | HRCU-A-CB (Split System: Heat Pump with Remote Outdoor Unit-Air-Source) | CVH837GKA2* |  |  | EA*4X60L24A*+WALLCON | *80CTL1352422B* | 32800 | 17.5 | 8.1 | 31800 | 24600 | 77.36% | 1.98 | 0 | 11.5 |  |  |  | No | R-410A | 2.7333 | Residential & Commercial | Ducted CEE Tier 1
213781660 | Central HP <5.4 tons | COMFORTMAKER | HRCU-A-CB (Split System: Heat Pump with Remote Outdoor Unit-Air-Source) | CVH837GKA2* |  |  | EA*4X61L24A*+WALLCON | *80CTL0902120B* | 33200 | 17.5 | 8.5 | 32000 | 24800 | 77.5% | 2 | 0 | 11.7 |  |  |  | No | R-410A | 2.7667 | Residential & Commercial | Ducted CEE Tier 1
216571104 | Central HP <5.4 tons | TRANE | HRCU-A-CB (Split System: Heat Pump with Remote Outdoor Unit-Air-Source) | 5TWV0X48A1 |  |  | 5PX*D010AS3 | S8V2C080M5PCB | 45500 | 20 | 9.7 | 47000 | 33600 | 71.49% | 2.1 | 0 | 12 |  |  |  | No | R-454B | 3.7917 | Residential & Commercial | Ducted CEE Tier 1
212362554 | Central HP <5.4 tons | GOETTL | HRCU-A-CB (Split System: Heat Pump with Remote Outdoor Unit-Air-Source) | ASZV903610A* |  |  | CA*F3137*6A*+TXV | A*VC960803BNB* | 33600 | 18.5 | 8.2 | 34000 | 24400 | 71.76% | 1.8 | 0 | 11.5 |  |  |  | No | R-410A | 2.8 | Residential & Commercial | Ducted CEE Tier 1
212362561 | Central HP <5.4 tons | GOETTL | HRCU-A-CB (Split System: Heat Pump with Remote Outdoor Unit-Air-Source) | ASZV903610A* |  |  | CA*F3743*6D*+TXV | A*VS800805CUA* | 33600 | 19 | 8.2 | 34000 | 24400 | 71.76% | 1.8 | 0 | 12 |  |  |  | No | R-410A | 2.8 | Residential & Commercial | Ducted CEE Tier 1
215679490 | Central HP <5.4 tons | KEEPRITE | HRCU-A-CB (Split System: Heat Pump with Remote Outdoor Unit-Air-Source) | C5H0V36*K*AAA* |  |  | EA*5X48M21A*+WALLCON | *96CTN0802120B* | 33800 | 18 | 9 | 35000 | 25000 | 71.43% | 1.88 | 0 | 10 |  |  |  | No | R-454B | 2.8167 | Residential & Commercial | Ducted CEE Tier 1
215669427 | Central HP <5.4 tons | COMFORTMAKER | HRCU-A-CB (Split System: Heat Pump with Remote Outdoor Unit-Air-Source) | C5H0V36*K*AAA* |  |  | EA*5X61M21A*+WALLCON | *80CSU0401712A* | 34800 | 18.5 | 9 | 34400 | 24800 | 72.09% | 1.92 | 0 | 10 |  |  |  | No | R-454B | 2.9 | Residential & Commercial | Ducted CEE Tier 1
215669527 | Central HP <5.4 tons | COMFORTMAKER | HRCU-A-CB (Split System: Heat Pump with Remote Outdoor Unit-Air-Source) | C5H0V36*K*AAA* |  |  | EA*5X61M21A*+WALLCON | *95CSU1002122B* | 35000 | 18 | 9 | 34400 | 24800 | 72.09% | 1.92 | 0 | 10 |  |  |  | No | R-454B | 2.9167 | Residential & Commercial | Ducted CEE Tier 1
211262544 | Central HP <5.4 tons | BRYANT HEATING AND COOLING SYSTEMS | HRCU-A-CB (Split System: Heat Pump with Remote Outdoor Unit-Air-Source) | 38MURAQ18AB3* |  |  | CNPV*2414AL* | 926SA36060V14*** | 17900 | 15.5 | 8.5 | 18800 | 18700 | 99.47% | 2.26 | 0 | 11 |  |  |  | No | R-410A | 1.4917 | Residential & Commercial | Ducted CEE Tier 1
211262877 | Central HP <5.4 tons | BRYANT HEATING AND COOLING SYSTEMS | HRCU-A-CB (Split System: Heat Pump with Remote Outdoor Unit-Air-Source) | 38MURAQ18AB3* |  |  | CNPV*2417AL* | 926SA36060V14*** | 17900 | 15.5 | 8.5 | 18800 | 18700 | 99.47% | 2.26 | 0 | 11 |  |  |  | No | R-410A | 1.4917 | Residential & Commercial | Ducted CEE Tier 1
211263027 | Central HP <5.4 tons | BRYANT HEATING AND COOLING SYSTEMS | HRCU-A-CB (Split System: Heat Pump with Remote Outdoor Unit-Air-Source) | 38MURAQ18AB3* |  |  | CNPV*2417AL* | 83*SA36040E17*** | 18400 | 16 | 8.5 | 19200 | 18500 | 96.35% | 2.24 | 0 | 11 |  |  |  | No | R-410A | 1.5333 | Residential & Commercial | Ducted CEE Tier 1
211263547 | Central HP <5.4 tons | BRYANT HEATING AND COOLING SYSTEMS | HRCU-A-CB (Split System: Heat Pump with Remote Outdoor Unit-Air-Source) | 38MURAQ18AB3* |  |  | CNPV*2417AL* | OVLAAB036098 | 18100 | 15.5 | 8.5 | 19100 | 18700 | 97.91% | 2.24 | 0 | 10.5 |  |  |  | No | R-410A | 1.5083 | Residential & Commercial | Ducted CEE Tier 1
212362771 | Central HP <5.4 tons | GOETTL | HRCU-A-CB (Split System: Heat Pump with Remote Outdoor Unit-Air-Source) | GSZV903610A* |  |  | CA*F3743*6D*+TXV | G*VS800805CUA* | 33600 | 19 | 8.2 | 34000 | 24400 | 71.76% | 1.8 | 0 | 12 |  |  |  | No | R-410A | 2.8 | Residential & Commercial | Ducted CEE Tier 1
212362787 | Central HP <5.4 tons | GOETTL | HRCU-A-CB (Split System: Heat Pump with Remote Outdoor Unit-Air-Source) | GSZV903610A* |  |  | CHPF3642C6C*+MBVC1201**-1A*+TXV |  | 33400 | 18 | 8.2 | 34000 | 24400 | 71.76% | 1.8 | 0 | 11 |  |  |  | No | R-410A | 2.7833 | Residential & Commercial | Ducted CEE Tier 1
212362794 | Central HP <5.4 tons | GOETTL | HRCU-A-CB (Split System: Heat Pump with Remote Outdoor Unit-Air-Source) | GSZV903610A* |  |  | CHPF3642C6C*+TXV | G*VC801005C*A* | 33400 | 18 | 8.2 | 34000 | 24400 | 71.76% | 1.8 | 0 | 11 |  |  |  | No | R-410A | 2.7833 | Residential & Commercial | Ducted CEE Tier 1
212362770 | Central HP <5.4 tons | GOETTL | HRCU-A-CB (Split System: Heat Pump with Remote Outdoor Unit-Air-Source) | GSZV903610A* |  |  | CA*F3743*6D*+TXV | G*VC800804C*A* | 33600 | 19 | 8.2 | 34000 | 24400 | 71.76% | 1.8 | 0 | 12 |  |  |  | No | R-410A | 2.8 | Residential & Commercial | Ducted CEE Tier 1
212362772 | Central HP <5.4 tons | GOETTL | HRCU-A-CB (Split System: Heat Pump with Remote Outdoor Unit-Air-Source) | GSZV903610A* |  |  | CA*F3743*6D*+TXV | G*VC800805C*A* | 33600 | 19 | 8.2 | 34000 | 24400 | 71.76% | 1.8 | 0 | 12 |  |  |  | No | R-410A | 2.8 | Residential & Commercial | Ducted CEE Tier 1
210599868 | Central HP <5.4 tons | TEMPSTAR | HRCU-A-CB (Split System: Heat Pump with Remote Outdoor Unit-Air-Source) | TVH825GKA2* |  |  | EA*4X42L21A*+WALLCON | *97CMN0801714A* | 23600 | 16.5 | 8.1 | 21400 | 16700 | 78.04% | 1.96 | 0 | 11 |  |  |  | No | R-410A | 1.9667 | Residential & Commercial | Ducted CEE Tier 1
210599869 | Central HP <5.4 tons | TEMPSTAR | HRCU-A-CB (Split System: Heat Pump with Remote Outdoor Unit-Air-Source) | TVH825GKA2* |  |  | EA*4X42L21A*+WALLCON | *97CMN1002122A* | 23800 | 16.5 | 8.1 | 21400 | 16600 | 77.57% | 1.96 | 0 | 11 |  |  |  | No | R-410A | 1.9833 | Residential & Commercial | Ducted CEE Tier 1
210599883 | Central HP <5.4 tons | TEMPSTAR | HRCU-A-CB (Split System: Heat Pump with Remote Outdoor Unit-Air-Source) | TVH825GKA2* |  |  | EA*4X43L21A*+WALLCON | *80CTL0701716A* | 24400 | 17 | 8.5 | 21200 | 16600 | 78.3% | 2.02 | 0 | 11 |  |  |  | No | R-410A | 2.0333 | Residential & Commercial | Ducted CEE Tier 1
210599884 | Central HP <5.4 tons | TEMPSTAR | HRCU-A-CB (Split System: Heat Pump with Remote Outdoor Unit-Air-Source) | TVH825GKA2* |  |  | EA*4X43L21A*+WALLCON | *80CTL0901716A* | 24600 | 17.5 | 8.5 | 21000 | 16500 | 78.57% | 2.04 | 0 | 11.7 |  |  |  | No | R-410A | 2.05 | Residential & Commercial | Ducted CEE Tier 1
216453235 | Central HP <5.4 tons | TRANE | HRCU-A-CB (Split System: Heat Pump with Remote Outdoor Unit-Air-Source) | 5TWV0X60A1 |  |  | 5PX*D008AS3 | S8V2D120M5PCB | 52000 | 18.6 | 9 | 54500 | 38500 | 70.64% | 2 | 0 | 10 |  |  |  | No | R-454B | 4.3333 | Residential & Commercial | Ducted CEE Tier 1
206765501 | Central HP <5.4 tons | BRYANT HEATING AND COOLING SYSTEMS | HRCU-A-CB (Split System: Heat Pump with Remote Outdoor Unit-Air-Source) | 288BNV025*0**C* |  |  | CAP**2517AL*+UI | 88*TA48070C17*** | 24400 | 16.5 | 8.1 | 21200 | 16600 | 78.3% | 2.02 | 11 | 11 |  |  |  | No | R-410A | 2.0333 | Residential & Commercial | Ducted CEE Tier 1
206765537 | Central HP <5.4 tons | BRYANT HEATING AND COOLING SYSTEMS | HRCU-A-CB (Split System: Heat Pump with Remote Outdoor Unit-Air-Source) | 288BNV025*0**C* |  |  | CAP**2517AL*+UI | 987MB42080C17*** | 24200 | 16.5 | 8.1 | 21400 | 16700 | 78.04% | 2 | 11 | 11 |  |  |  | No | R-410A | 2.0167 | Residential & Commercial | Ducted CEE Tier 1
213194315 | Central HP <5.4 tons | LENNOX | HRCU-A-CB (Split System: Heat Pump with Remote Outdoor Unit-Air-Source) | SL25XPV-048-230A** |  |  | CHX35-51/61C-**-*+TDR | EL297UH110XV60C* | 45000 | 20 | 9.2 | 45500 | 37400 | 82.2% | 1.82 | 0 | 12 |  |  |  | No | R-410A | 3.75 | Residential & Commercial | Ducted CEE Tier 1
213194317 | Central HP <5.4 tons | LENNOX | HRCU-A-CB (Split System: Heat Pump with Remote Outdoor Unit-Air-Source) | SL25XPV-048-230A** |  |  | CX35-49C+TDR | EL297UH090XV48C* | 45000 | 20 | 8.9 | 44000 | 36000 | 81.82% | 1.76 | 0 | 11.7 |  |  |  | No | R-410A | 3.75 | Residential & Commercial | Ducted CEE Tier 1
211694663 | Central HP <5.4 tons | LENNOX | HRCU-A-CB (Split System: Heat Pump with Remote Outdoor Unit-Air-Source) | EL22XPV-024-230A** |  |  | CBA38MV-030-230*+TDR |  | 24000 | 21 | 9 | 22400 | 16100 | 71.88% | 2.32 | 0 | 13.5 |  |  |  | No | R-410A | 2 | Residential & Commercial | Ducted CEE Tier 1
215940267 | Central HP <5.4 tons | AIRQUEST | HRCU-A-CB (Split System: Heat Pump with Remote Outdoor Unit-Air-Source) | H5H3V36*K*AAA* |  |  | EVM5X44M21A*+WALLCON | *80CSU0401712B* | 35600 | 22 | 8.5 | 38000 | 28600 | 75.26% | 2.02 | 0 | 12.5 |  |  |  | No | R-454B | 2.9667 | Residential & Commercial | Ducted CEE Tier 1
215940317 | Central HP <5.4 tons | AIRQUEST | HRCU-A-CB (Split System: Heat Pump with Remote Outdoor Unit-Air-Source) | H5H3V36*K*AAA* |  |  | EVM5X44M21A*+WALLCON | *97CTN1002122A* | 35600 | 22 | 8.5 | 38000 | 28600 | 75.26% | 2.02 | 0 | 12.5 |  |  |  | No | R-454B | 2.9667 | Residential & Commercial | Ducted CEE Tier 1
215940767 | Central HP <5.4 tons | AIRQUEST | HRCU-A-CB (Split System: Heat Pump with Remote Outdoor Unit-Air-Source) | H5H3V36*K*AAA* |  |  | EVD5X49M24A*+WALLCON | *96CTN0802120B* | 35400 | 21.5 | 8.5 | 38000 | 28600 | 75.26% | 2.04 | 0 | 12 |  |  |  | No | R-454B | 2.95 | Residential & Commercial | Ducted CEE Tier 1
210597528 | Central HP <5.4 tons | DAY & NIGHT | HRCU-A-CB (Split System: Heat Pump with Remote Outdoor Unit-Air-Source) | CVH837GKA** |  |  | EHD4X60AAL+WALLCON | *95CSU1002122A* | 33000 | 17 | 8.1 | 32200 | 24800 | 77.02% | 2.02 | 0 | 11.5 |  |  |  | No | R-410A | 2.75 | Residential & Commercial | Ducted CEE Tier 1
210597579 | Central HP <5.4 tons | DAY & NIGHT | HRCU-A-CB (Split System: Heat Pump with Remote Outdoor Unit-Air-Source) | CVH837GKA** |  |  | EN(A,D)4X48L24**+WALLCON | *95CSU0802120A* | 32400 | 17.5 | 8.1 | 32800 | 24800 | 75.61% | 1.96 | 0 | 11.7 |  |  |  | No | R-410A | 2.7 | Residential & Commercial | Ducted CEE Tier 1
210597627 | Central HP <5.4 tons | DAY & NIGHT | HRCU-A-CB (Split System: Heat Pump with Remote Outdoor Unit-Air-Source) | CVH837GKA** |  |  | EN(A,D,W)4X60L24**+WALLCON | *96CTN1202422A* | 32800 | 18 | 8.1 | 32200 | 24600 | 76.4% | 1.98 | 0 | 12 |  |  |  | No | R-410A | 2.7333 | Residential & Commercial | Ducted CEE Tier 1
213779180 | Central HP <5.4 tons | COMFORTMAKER | HRCU-A-CB (Split System: Heat Pump with Remote Outdoor Unit-Air-Source) | CVH837GKA** |  |  | EA*4X42L24A*+WALLCON | *80CTL0902120B* | 31800 | 17 | 8.1 | 32800 | 24200 | 73.78% | 1.88 | 0 | 11 |  |  |  | No | R-410A | 2.65 | Residential & Commercial | Ducted CEE Tier 1
211245629 | Central HP <5.4 tons | TEMPSTAR | HRCU-A-CB (Split System: Heat Pump with Remote Outdoor Unit-Air-Source) | DLCURAH24ABK |  |  | EN(A,D)4X36L21** | *80ES(N,L)0901714A* | 24600 | 16.5 | 8.5 | 26400 | 22400 | 84.85% | 1.86 | 0 | 10.5 |  |  |  | No | R-410A | 2.05 | Residential & Commercial | Ducted CEE Tier 1
211245698 | Central HP <5.4 tons | TEMPSTAR | HRCU-A-CB (Split System: Heat Pump with Remote Outdoor Unit-Air-Source) | DLCURAH24ABK |  |  | EN(A,D)4X36L21** | *92ESN1002120A* | 24800 | 16.5 | 8.5 | 26800 | 22200 | 82.84% | 1.84 | 0 | 10.5 |  |  |  | No | R-410A | 2.0667 | Residential & Commercial | Ducted CEE Tier 1
216570939 | Central HP <5.4 tons | AMERICAN STANDARD | HRCU-A-CB (Split System: Heat Pump with Remote Outdoor Unit-Air-Source) | 5A6V0X36A1 |  |  | 5PX*B004AS3 | *DHMB080CCV3+LRP | 32200 | 17.2 | 9.4 | 31200 | 24600 | 78.85% | 2.1 | 0 | 11.2 |  |  |  | No | R-454B | 2.6833 | Residential & Commercial | Ducted CEE Tier 1
212362588 | Central HP <5.4 tons | GOETTL | HRCU-A-CB (Split System: Heat Pump with Remote Outdoor Unit-Air-Source) | ASZV903610A* |  |  | CHPF3642C6C*+TXV | A*VC960803BNB* | 33400 | 18 | 8.2 | 34000 | 24400 | 71.76% | 1.8 | 0 | 11 |  |  |  | No | R-410A | 2.7833 | Residential & Commercial | Ducted CEE Tier 1
212362604 | Central HP <5.4 tons | GOETTL | HRCU-A-CB (Split System: Heat Pump with Remote Outdoor Unit-Air-Source) | ASZV903610A* |  |  | CHPF3743C6B*+TXV | A*VC960403BNB* | 33400 | 18 | 8.2 | 34000 | 24400 | 71.76% | 1.8 | 0 | 11 |  |  |  | No | R-410A | 2.7833 | Residential & Commercial | Ducted CEE Tier 1
212362618 | Central HP <5.4 tons | GOETTL | HRCU-A-CB (Split System: Heat Pump with Remote Outdoor Unit-Air-Source) | ASZV903610A* |  |  | CSCF3642N6D*+TXV | A*VC800604B*A* | 33800 | 18.5 | 8.2 | 34000 | 24400 | 71.76% | 1.8 | 0 | 11.5 |  |  |  | No | R-410A | 2.8167 | Residential & Commercial | Ducted CEE Tier 1
216453183 | Central HP <5.4 tons | TRANE | HRCU-A-CB (Split System: Heat Pump with Remote Outdoor Unit-Air-Source) | 5TWV0X48A1 |  |  | 5PX*DD10AS3 | S8V2D120M5PCB | 45000 | 20 | 9.7 | 47000 | 33800 | 71.91% | 2.1 | 0 | 11.7 |  |  |  | No | R-454B | 3.75 | Residential & Commercial | Ducted CEE Tier 1
216453201 | Central HP <5.4 tons | TRANE | HRCU-A-CB (Split System: Heat Pump with Remote Outdoor Unit-Air-Source) | 5TWV0X48A1 |  |  | 5TXCD008AS3 | S8V2D120M5PCB | 45000 | 20.2 | 10 | 47500 | 34000 | 71.58% | 2.1 | 0 | 12 |  |  |  | No | R-454B | 3.75 | Residential & Commercial | Ducted CEE Tier 1
216453200 | Central HP <5.4 tons | AMERICAN STANDARD | HRCU-A-CB (Split System: Heat Pump with Remote Outdoor Unit-Air-Source) | 5A6V0X48A1 |  |  | 5TXCC009AS3 | S8V2C100M5PDB | 45500 | 20 | 9.7 | 47000 | 33800 | 71.91% | 2.1 | 0 | 12 |  |  |  | No | R-454B | 3.7917 | Residential & Commercial | Ducted CEE Tier 1
216571089 | Central HP <5.4 tons | AMERICAN STANDARD | HRCU-A-CB (Split System: Heat Pump with Remote Outdoor Unit-Air-Source) | 5A6V0X48A1 |  |  | 5PX*C009AS3 | *UHMC100CCV4+LRP | 45000 | 20 | 9.7 | 46500 | 33600 | 72.26% | 2.1 | 0 | 12 |  |  |  | No | R-454B | 3.75 | Residential & Commercial | Ducted CEE Tier 1
213782100 | Central HP <5.4 tons | COMFORTMAKER | HRCU-A-CB (Split System: Heat Pump with Remote Outdoor Unit-Air-Source) | CVH837GKA2* |  |  | EHD4X48AAL+WALLCON | *80CTL1102120B* | 32600 | 16.5 | 8.1 | 32800 | 24800 | 75.61% | 1.96 | 0 | 11 |  |  |  | No | R-410A | 2.7167 | Residential & Commercial | Ducted CEE Tier 1
213772280 | Central HP <5.4 tons | COMFORTMAKER | HRCU-A-CB (Split System: Heat Pump with Remote Outdoor Unit-Air-Source) | CVH825GKA2* |  |  | EHD4X42AAL+WALLCON | *80CTL0701716B* | 24200 | 16 | 8.1 | 21400 | 16600 | 77.57% | 2 | 0 | 10.5 |  |  |  | No | R-410A | 2.0167 | Residential & Commercial | Ducted CEE Tier 1
213772430 | Central HP <5.4 tons | COMFORTMAKER | HRCU-A-CB (Split System: Heat Pump with Remote Outdoor Unit-Air-Source) | CVH825GKA2* |  |  | EHD4X48AAL+WALLCON | *80CTL0451712B* | 24200 | 16 | 8.1 | 21400 | 16700 | 78.04% | 2 | 0 | 10.5 |  |  |  | No | R-410A | 2.0167 | Residential & Commercial | Ducted CEE Tier 1
213782120 | Central HP <5.4 tons | COMFORTMAKER | HRCU-A-CB (Split System: Heat Pump with Remote Outdoor Unit-Air-Source) | CVH837GKA2* |  |  | EHD4X48AAL+WALLCON | *95CSU0601716B* | 32400 | 16 | 8.1 | 33000 | 25000 | 75.76% | 1.94 | 0 | 11 |  |  |  | No | R-410A | 2.7 | Residential & Commercial | Ducted CEE Tier 1
213782250 | Central HP <5.4 tons | COMFORTMAKER | HRCU-A-CB (Split System: Heat Pump with Remote Outdoor Unit-Air-Source) | CVH837GKA2* |  |  | EHD4X60AAL+WALLCON | *80CTL0902120B* | 33000 | 16.5 | 8.1 | 32200 | 24800 | 77.02% | 2 | 0 | 11.5 |  |  |  | No | R-410A | 2.75 | Residential & Commercial | Ducted CEE Tier 1
213782320 | Central HP <5.4 tons | COMFORTMAKER | HRCU-A-CB (Split System: Heat Pump with Remote Outdoor Unit-Air-Source) | CVH837GKA2* |  |  | EHD4X60AAL+WALLCON | *97CMN1202422B* | 33000 | 16.5 | 8.1 | 32200 | 24800 | 77.02% | 2 | 0 | 11 |  |  |  | No | R-410A | 2.75 | Residential & Commercial | Ducted CEE Tier 1
216571109 | Central HP <5.4 tons | AMERICAN STANDARD | HRCU-A-CB (Split System: Heat Pump with Remote Outdoor Unit-Air-Source) | 5A6V0X48A1 |  |  | 5PX*D010AS3 | *UHMC100CCV4+LRP | 45000 | 20.2 | 10 | 46500 | 34000 | 73.12% | 2.1 | 0 | 12 |  |  |  | No | R-454B | 3.75 | Residential & Commercial | Ducted CEE Tier 1
216571123 | Central HP <5.4 tons | AMERICAN STANDARD | HRCU-A-CB (Split System: Heat Pump with Remote Outdoor Unit-Air-Source) | 5A6V0X48A1 |  |  | 5TXCC007AS3 | *UHMC100CCV4+LRP | 44500 | 20 | 9.7 | 47500 | 34000 | 71.58% | 2.1 | 0 | 11.7 |  |  |  | No | R-454B | 3.7083 | Residential & Commercial | Ducted CEE Tier 1
216571139 | Central HP <5.4 tons | AMERICAN STANDARD | HRCU-A-CB (Split System: Heat Pump with Remote Outdoor Unit-Air-Source) | 5A6V0X48A1 |  |  | 5TXCD010AS3 | S8V2C080M5PDB | 45000 | 20 | 9.7 | 47000 | 33600 | 71.49% | 2.1 | 0 | 12 |  |  |  | No | R-454B | 3.75 | Residential & Commercial | Ducted CEE Tier 1
216571141 | Central HP <5.4 tons | AMERICAN STANDARD | HRCU-A-CB (Split System: Heat Pump with Remote Outdoor Unit-Air-Source) | 5A6V0X48A1 |  |  | 5TXCD010AS3 | S8V2C080M5PCB | 45000 | 20 | 9.7 | 47000 | 33600 | 71.49% | 2.1 | 0 | 12 |  |  |  | No | R-454B | 3.75 | Residential & Commercial | Ducted CEE Tier 1
215940967 | Central HP <5.4 tons | AIRQUEST | HRCU-A-CB (Split System: Heat Pump with Remote Outdoor Unit-Air-Source) | H5H3V48*K*AAA* |  |  | EA*5X48M21A*+WALLCON | *97CTN0801716A* | 43000 | 20 | 9.5 | 48500 | 37400 | 77.11% | 2 | 0 | 10.5 |  |  |  | No | R-454B | 3.5833 | Residential & Commercial | Ducted CEE Tier 1
216571157 | Central HP <5.4 tons | AMERICAN STANDARD | HRCU-A-CB (Split System: Heat Pump with Remote Outdoor Unit-Air-Source) | 5A6V0X60A1 |  |  | 5PX*D010AS3 | *UHMD120CCV5+LRP | 53000 | 18.6 | 9 | 53000 | 38000 | 71.7% | 2 | 0 | 10 |  |  |  | No | R-454B | 4.4167 | Residential & Commercial | Ducted CEE Tier 1
212290951 | Central HP <5.4 tons | GOETTL | HRCU-A-CB (Split System: Heat Pump with Remote Outdoor Unit-Air-Source) | ASZS601810A* |  |  | CA*EA1818*4A* | A*VC800603B*A* | 16600 | 17.5 | 8.5 | 17400 | 13000 | 74.71% | 2.1 | 0 | 10.9 |  |  |  | No | R-410A | 1.3833 | Residential & Commercial | Ducted CEE Tier 1
212290952 | Central HP <5.4 tons | GOETTL | HRCU-A-CB (Split System: Heat Pump with Remote Outdoor Unit-Air-Source) | ASZS601810A* |  |  | CA*EA1818*4A* | A*VC800604B*A* | 16600 | 17.5 | 8.5 | 17400 | 13000 | 74.71% | 2.1 | 0 | 10.9 |  |  |  | No | R-410A | 1.3833 | Residential & Commercial | Ducted CEE Tier 1
216571075 | Central HP <5.4 tons | AMERICAN STANDARD | HRCU-A-CB (Split System: Heat Pump with Remote Outdoor Unit-Air-Source) | 5A6V0X36A1 |  |  | 5TXCC009AS3 | *UHMC100CCV4+LRP | 35600 | 20.6 | 9.7 | 32400 | 24400 | 75.31% | 2.2 | 0 | 13 |  |  |  | No | R-454B | 2.9667 | Residential & Commercial | Ducted CEE Tier 1
213779280 | Central HP <5.4 tons | COMFORTMAKER | HRCU-A-CB (Split System: Heat Pump with Remote Outdoor Unit-Air-Source) | CVH837GKA** |  |  | EA*4X43L21A*+WALLCON | *80CTL0902120B* | 32800 | 17 | 8.5 | 32600 | 25000 | 76.69% | 1.98 | 0 | 11.5 |  |  |  | No | R-410A | 2.7333 | Residential & Commercial | Ducted CEE Tier 1
213779430 | Central HP <5.4 tons | COMFORTMAKER | HRCU-A-CB (Split System: Heat Pump with Remote Outdoor Unit-Air-Source) | CVH837GKA** |  |  | EA*4X48L21A*+WALLCON | *97CMN0601714B* | 32000 | 16.5 | 8.1 | 32800 | 25200 | 76.83% | 1.94 | 0 | 10.5 |  |  |  | No | R-410A | 2.6667 | Residential & Commercial | Ducted CEE Tier 1
213779750 | Central HP <5.4 tons | COMFORTMAKER | HRCU-A-CB (Split System: Heat Pump with Remote Outdoor Unit-Air-Source) | CVH837GKA** |  |  | EA*4X61L24A*+WALLCON | *80CTL0902120B* | 33200 | 17.5 | 8.5 | 32000 | 24800 | 77.5% | 2 | 0 | 11.7 |  |  |  | No | R-410A | 2.7667 | Residential & Commercial | Ducted CEE Tier 1
213780350 | Central HP <5.4 tons | COMFORTMAKER | HRCU-A-CB (Split System: Heat Pump with Remote Outdoor Unit-Air-Source) | CVH837GKA** |  |  | EHD4X60AAL+WALLCON | *80CTL1102120B* | 33000 | 16.5 | 8.1 | 32200 | 25400 | 78.88% | 2.04 | 0 | 11.5 |  |  |  | No | R-410A | 2.75 | Residential & Commercial | Ducted CEE Tier 1
212989133 | Central HP <5.4 tons | ARCOAIRE | HRCU-A-CB (Split System: Heat Pump with Remote Outdoor Unit-Air-Source) | DLCURAH24ABK |  |  | EA*4X24L17A* | *95MSU0601716A* | 23400 | 17 | 9 | 26800 | 26400 | 98.51% | 2.24 | 0 | 10 |  |  |  | No | R-410A | 1.95 | Residential & Commercial | Ducted CEE Tier 1
204456635 | Central HP <5.4 tons | HEIL | HRCU-A-CB (Split System: Heat Pump with Remote Outdoor Unit-Air-Source) | HVH825GKA2* |  |  | EA*4X36L17A*+WALLCON | *97CMN0801714A* | 23400 | 16.5 | 8.1 | 21600 | 16700 | 77.31% | 1.92 | 11 | 10.5 |  |  |  | No | R-410A | 1.95 | Residential & Commercial | Ducted CEE Tier 1
204456644 | Central HP <5.4 tons | HEIL | HRCU-A-CB (Split System: Heat Pump with Remote Outdoor Unit-Air-Source) | HVH825GKA2* |  |  | EA*4X36L17A*+WALLCON | *80CTL0701412A* | 23600 | 17 | 8.1 | 21400 | 16600 | 77.57% | 1.94 | 11 | 11 |  |  |  | No | R-410A | 1.9667 | Residential & Commercial | Ducted CEE Tier 1
204456789 | Central HP <5.4 tons | HEIL | HRCU-A-CB (Split System: Heat Pump with Remote Outdoor Unit-Air-Source) | HVH825GKA2* |  |  | EA*4X36L21A*+WALLCON | *80CTL0901716A* | 23600 | 17.5 | 8.1 | 21400 | 16600 | 77.57% | 1.96 | 11 | 11 |  |  |  | No | R-410A | 1.9667 | Residential & Commercial | Ducted CEE Tier 1
214810252 | Central HP <5.4 tons | YORK | HRCU-A-CB (Split System: Heat Pump with Remote Outdoor Unit-Air-Source) | HH824E2S11 |  |  | CTM36B5ADS1 | TM8E100B12MP11 | 23000 | 18 | 9.5 | 23000 | 18800 | 81.74% | 2 | 0 | 12 |  |  |  | No | R-454B | 1.9167 | Residential & Commercial | Ducted CEE Tier 1
204456383 | Central HP <5.4 tons | HEIL | HRCU-A-CB (Split System: Heat Pump with Remote Outdoor Unit-Air-Source) | HVH825GKA2* |  |  | EA*4X24L17A*+WALLCON | *96CTN0601714A* | 23200 | 16 | 8.1 | 22000 | 16900 | 76.82% | 1.88 | 11 | 10.5 |  |  |  | No | R-410A | 1.9333 | Residential & Commercial | Ducted CEE Tier 1
204456464 | Central HP <5.4 tons | HEIL | HRCU-A-CB (Split System: Heat Pump with Remote Outdoor Unit-Air-Source) | HVH825GKA2* |  |  | EA*4X25L17A*+WALLCON | *96CTN0801714A* | 24200 | 16.5 | 8.1 | 21400 | 16700 | 78.04% | 2 | 11 | 11 |  |  |  | No | R-410A | 2.0167 | Residential & Commercial | Ducted CEE Tier 1
215669577 | Central HP <5.4 tons | COMFORTMAKER | HRCU-A-CB (Split System: Heat Pump with Remote Outdoor Unit-Air-Source) | C5H0V36*K*AAA* |  |  | EA*5X61M21A*+WALLCON | *97CMN1002122B* | 34800 | 18.5 | 9 | 34400 | 24800 | 72.09% | 1.92 | 0 | 10.5 |  |  |  | No | R-454B | 2.9 | Residential & Commercial | Ducted CEE Tier 1
206788895 | Central HP <5.4 tons | CARRIER | HRCU-A-CB (Split System: Heat Pump with Remote Outdoor Unit-Air-Source) | 25VNA436A*031* |  |  | CSPH*3612AL*+UI | 58TN*A070C14**12 | 33600 | 19 | 9 | 35400 | 26200 | 74.01% | 2.02 | 12 | 11.7 |  |  |  | No | R-410A | 2.8 | Residential & Commercial | Ducted CEE Tier 1
214396138 | Central HP <5.4 tons | YORK | HRCU-A-CB (Split System: Heat Pump with Remote Outdoor Unit-Air-Source) | HH836E2S11 |  |  | CTF48C5CFS1 | TMLV100C16MP12 | 33400 | 18 | 9 | 31600 | 25400 | 80.38% | 2 | 0 | 11 |  |  |  | No | R-454B | 2.7833 | Residential & Commercial | Ducted CEE Tier 1
214396204 | Central HP <5.4 tons | YORK | HRCU-A-CB (Split System: Heat Pump with Remote Outdoor Unit-Air-Source) | HH836E2S11 |  |  | CTF36C5CDS1 | TM9Y100C16MP11 | 33400 | 18 | 9 | 31000 | 25200 | 81.29% | 2 | 0 | 11 |  |  |  | No | R-454B | 2.7833 | Residential & Commercial | Ducted CEE Tier 1
214396206 | Central HP <5.4 tons | YORK | HRCU-A-CB (Split System: Heat Pump with Remote Outdoor Unit-Air-Source) | HH836E2S11 |  |  | CTF36C5CDS1 | TP9C080C16MP13 | 33800 | 18 | 8.5 | 31800 | 26000 | 81.76% | 2 | 0 | 11 |  |  |  | No | R-454B | 2.8167 | Residential & Commercial | Ducted CEE Tier 1
214396207 | Central HP <5.4 tons | YORK | HRCU-A-CB (Split System: Heat Pump with Remote Outdoor Unit-Air-Source) | HH836E2S11 |  |  | CTF36C5CDS1 | YP9C080C16MP13 | 33800 | 18 | 8.5 | 31800 | 26000 | 81.76% | 2 | 0 | 11 |  |  |  | No | R-454B | 2.8167 | Residential & Commercial | Ducted CEE Tier 1
214719725 | Central HP <5.4 tons | YORK | HRCU-A-CB (Split System: Heat Pump with Remote Outdoor Unit-Air-Source) | HH836E2S11 |  |  | CTU36B5XDS1+TXV | TP9C080B12MP13 | 33000 | 18 | 8.5 | 30800 | 25000 | 81.17% | 2 | 0 | 11 |  |  |  | No | R-454B | 2.75 | Residential & Commercial | Ducted CEE Tier 1
214719726 | Central HP <5.4 tons | YORK | HRCU-A-CB (Split System: Heat Pump with Remote Outdoor Unit-Air-Source) | HH836E2S11 |  |  | CTU36B5XDS1+TXV | YP9C080B12MP13 | 33000 | 18 | 8.5 | 30800 | 25000 | 81.17% | 2 | 0 | 11 |  |  |  | No | R-454B | 2.75 | Residential & Commercial | Ducted CEE Tier 1
214719758 | Central HP <5.4 tons | YORK | HRCU-A-CB (Split System: Heat Pump with Remote Outdoor Unit-Air-Source) | HH836E2S11 |  |  | CTU48C5XFS1+TXV | YP9C100C20MP13 | 34200 | 18 | 9 | 32600 | 25800 | 79.14% | 2 | 0 | 11 |  |  |  | No | R-454B | 2.85 | Residential & Commercial | Ducted CEE Tier 1
211263039 | Central HP <5.4 tons | HEIL | HRCU-A-CB (Split System: Heat Pump with Remote Outdoor Unit-Air-Source) | DLCURAH18ABK |  |  | EN(A,D)4X24L17** | *80ESU0401712A* | 18400 | 16 | 8.5 | 19200 | 18500 | 96.35% | 2.24 | 0 | 11 |  |  |  | No | R-410A | 1.5333 | Residential & Commercial | Ducted CEE Tier 1
211262707 | Central HP <5.4 tons | HEIL | HRCU-A-CB (Split System: Heat Pump with Remote Outdoor Unit-Air-Source) | DLCURAH18ABK |  |  | EN(A,D)4X24L14** | *80ES(N,L)0451412A* | 18000 | 16 | 8.5 | 18900 | 18700 | 98.94% | 2.26 | 0 | 11 |  |  |  | No | R-410A | 1.5 | Residential & Commercial | Ducted CEE Tier 1
211262621 | Central HP <5.4 tons | HEIL | HRCU-A-CB (Split System: Heat Pump with Remote Outdoor Unit-Air-Source) | DLCURAH18ABK |  |  | EN(A,D)4X24L14** | *95ESN0601412A* | 17800 | 16 | 8.5 | 18700 | 18800 | 100.5% | 2.26 | 0 | 11 |  |  |  | No | R-410A | 1.4833 | Residential & Commercial | Ducted CEE Tier 1
211264954 | Central HP <5.4 tons | HEIL | HRCU-A-CB (Split System: Heat Pump with Remote Outdoor Unit-Air-Source) | DLCURAH18ABK |  |  | FMA4X24**AL* |  | 17400 | 16 | 8.5 | 18500 | 20000 | 108.1% | 2.44 | 0 | 10.5 |  |  |  | No | R-410A | 1.45 | Residential & Commercial | Ducted CEE Tier 1
211263517 | Central HP <5.4 tons | HEIL | HRCU-A-CB (Split System: Heat Pump with Remote Outdoor Unit-Air-Source) | DLCURAH18ABK |  |  | EN(A,D)4X24L17** | *80ESU0601716A | 18500 | 16 | 8.5 | 19400 | 18500 | 95.36% | 2.24 | 0 | 11 |  |  |  | No | R-410A | 1.5417 | Residential & Commercial | Ducted CEE Tier 1
211262386 | Central HP <5.4 tons | HEIL | HRCU-A-CB (Split System: Heat Pump with Remote Outdoor Unit-Air-Source) | DLCURAH18ABK |  |  | EN(A,D)4X18L14** | *96VTN0601412A* | 17600 | 15.5 | 8.5 | 18700 | 19300 | 103.2% | 2.32 | 0 | 10.5 |  |  |  | No | R-410A | 1.4667 | Residential & Commercial | Ducted CEE Tier 1
206788927 | Central HP <5.4 tons | CARRIER | HRCU-A-CB (Split System: Heat Pump with Remote Outdoor Unit-Air-Source) | 25VNA448A*031* |  |  | CSPH*6012AL*+UI | 59MN7B120C24**22 | 45000 | 20 | 9 | 46000 | 36400 | 79.13% | 2.34 | 12.5 | 11.7 |  |  |  | No | R-410A | 3.75 | Residential & Commercial | Ducted CEE Tier 1
206788961 | Central HP <5.4 tons | CARRIER | HRCU-A-CB (Split System: Heat Pump with Remote Outdoor Unit-Air-Source) | 25VNA448A*031* |  |  | CAP**6024AL*+UI | 59CU5A100C21**22 | 45000 | 21.5 | 9.5 | 45500 | 36000 | 79.12% | 2.36 | 12.5 | 12 |  |  |  | No | R-410A | 3.75 | Residential & Commercial | Ducted CEE Tier 1
206788963 | Central HP <5.4 tons | CARRIER | HRCU-A-CB (Split System: Heat Pump with Remote Outdoor Unit-Air-Source) | 25VNA448A*031* |  |  | CAP**6121AL*+UI | 59CU5A100C21**22 | 45500 | 21.5 | 9.5 | 46000 | 36200 | 78.7% | 2.38 | 12.5 | 12 |  |  |  | No | R-410A | 3.7917 | Residential & Commercial | Ducted CEE Tier 1
211262429 | Central HP <5.4 tons | HEIL | HRCU-A-CB (Split System: Heat Pump with Remote Outdoor Unit-Air-Source) | DLCURAH18ABK |  |  | EN(A,D)4X18L14** | *80ES(N,L)0451412A* | 17800 | 15.5 | 8.5 | 18900 | 19200 | 101.6% | 2.3 | 0 | 10.5 |  |  |  | No | R-410A | 1.4833 | Residential & Commercial | Ducted CEE Tier 1
211265019 | Central HP <5.4 tons | HEIL | HRCU-A-CB (Split System: Heat Pump with Remote Outdoor Unit-Air-Source) | DLCURAH18ABK |  |  | FM(C,U)4Z30**AL* |  | 18000 | 17.5 | 8.5 | 18500 | 18900 | 102.2% | 2.3 | 0 | 11 |  |  |  | No | R-410A | 1.5 | Residential & Commercial | Ducted CEE Tier 1
206767088 | Central HP <5.4 tons | HEIL | HRCU-A-CB (Split System: Heat Pump with Remote Outdoor Unit-Air-Source) | HVH825GKA3* |  |  | EA*4X25L17A*+WALLCON | *80CSU0401712A* | 24400 | 17 | 8.1 | 21200 | 16600 | 78.3% | 2.02 | 11.5 | 11 |  |  |  | No | R-410A | 2.0333 | Residential & Commercial | Ducted CEE Tier 1
206767525 | Central HP <5.4 tons | HEIL | HRCU-A-CB (Split System: Heat Pump with Remote Outdoor Unit-Air-Source) | HVH825GKA3* |  |  | EA*4X37L17A*+WALLCON | *95CSU0601716A* | 24200 | 16.5 | 8.1 | 21400 | 16800 | 78.5% | 1.98 | 11 | 10.5 |  |  |  | No | R-410A | 2.0167 | Residential & Commercial | Ducted CEE Tier 1
211262224 | Central HP <5.4 tons | HEIL | HRCU-A-CB (Split System: Heat Pump with Remote Outdoor Unit-Air-Source) | DLCURAH18ABK |  |  | EA*4X30L17A* | OMV112K14A | 18200 | 15.5 | 8.5 | 18900 | 18400 | 97.35% | 2.2 | 0 | 10.5 |  |  |  | No | R-410A | 1.5167 | Residential & Commercial | Ducted CEE Tier 1
211262342 | Central HP <5.4 tons | HEIL | HRCU-A-CB (Split System: Heat Pump with Remote Outdoor Unit-Air-Source) | DLCURAH18ABK |  |  | EN(A,D)4X18L14** | *95ESN0601412A* | 17600 | 15.5 | 8.5 | 18700 | 19300 | 103.2% | 2.32 | 0 | 10.5 |  |  |  | No | R-410A | 1.4667 | Residential & Commercial | Ducted CEE Tier 1
212987484 | Central HP <5.4 tons | BRYANT HEATING AND COOLING SYSTEMS | HRCU-A-CB (Split System: Heat Pump with Remote Outdoor Unit-Air-Source) | 38MURAQ24AB3* |  |  | CNPV*3621AL* | 916SA48080M17*** | 23800 | 17 | 8.5 | 26400 | 24000 | 90.91% | 1.98 | 0 | 10.5 |  |  |  | No | R-410A | 1.9833 | Residential & Commercial | Ducted CEE Tier 1
215669547 | Central HP <5.4 tons | COMFORTMAKER | HRCU-A-CB (Split System: Heat Pump with Remote Outdoor Unit-Air-Source) | C5H0V36*K*AAA* |  |  | EA*5X61M21A*+WALLCON | *97CMN0602120B* | 34600 | 18 | 9 | 34600 | 25000 | 72.25% | 1.9 | 0 | 10 |  |  |  | No | R-454B | 2.8833 | Residential & Commercial | Ducted CEE Tier 1
206771046 | Central HP <5.4 tons | BRYANT HEATING AND COOLING SYSTEMS | HRCU-A-CB (Split System: Heat Pump with Remote Outdoor Unit-Air-Source) | 288BNV037*0**B* |  |  | CAP**3621AL*+UI | 88*TA48070C17*** | 31400 | 17 | 8.1 | 33400 | 24400 | 73.05% | 1.84 | 11.5 | 11 |  |  |  | No | R-410A | 2.6167 | Residential & Commercial | Ducted CEE Tier 1
204299425 | Central HP <5.4 tons | CARRIER | HRCU-A-CB (Split System: Heat Pump with Remote Outdoor Unit-Air-Source) | 25VNA837A*030* |  |  | CAP**4824AL*+UI | 59TN6B100C21**22 | 32400 | 17.5 | 8.5 | 32600 | 24800 | 76.07% | 2 | 12 | 11.7 |  |  |  | No | R-410A | 2.7 | Residential & Commercial | Ducted CEE Tier 1
204300079 | Central HP <5.4 tons | CARRIER | HRCU-A-CB (Split System: Heat Pump with Remote Outdoor Unit-Air-Source) | 25VNA837A*030* |  |  | CSPH*3612AL*+UI | 58TN*A135C24**22 | 32200 | 16.5 | 8.1 | 33200 | 24600 | 74.1% | 1.94 | 11 | 11 |  |  |  | No | R-410A | 2.6833 | Residential & Commercial | Ducted CEE Tier 1
206136144 | Central HP <5.4 tons | CARRIER | HRCU-A-CB (Split System: Heat Pump with Remote Outdoor Unit-Air-Source) | 25VNA837A*030* |  |  | CAP**4321AL*+UI | 59CU5A100C21**22 | 33000 | 17.5 | 8.5 | 32800 | 25000 | 76.22% | 2 | 12 | 11.5 |  |  |  | No | R-410A | 2.75 | Residential & Commercial | Ducted CEE Tier 1
206771064 | Central HP <5.4 tons | BRYANT HEATING AND COOLING SYSTEMS | HRCU-A-CB (Split System: Heat Pump with Remote Outdoor Unit-Air-Source) | 288BNV037*0**B* |  |  | CAP**3621AL*+UI | 88*TA60090C21*** | 31600 | 17 | 8.1 | 33200 | 24200 | 72.89% | 1.86 | 11 | 11 |  |  |  | No | R-410A | 2.6333 | Residential & Commercial | Ducted CEE Tier 1
206771532 | Central HP <5.4 tons | BRYANT HEATING AND COOLING SYSTEMS | HRCU-A-CB (Split System: Heat Pump with Remote Outdoor Unit-Air-Source) | 288BNV037*0**B* |  |  | CAP**4224AL*+UI | 88*TA66135C24*** | 31800 | 17.5 | 8.1 | 33000 | 24400 | 73.94% | 1.9 | 12 | 11.5 |  |  |  | No | R-410A | 2.65 | Residential & Commercial | Ducted CEE Tier 1
212988734 | Central HP <5.4 tons | BRYANT HEATING AND COOLING SYSTEMS | HRCU-A-CB (Split System: Heat Pump with Remote Outdoor Unit-Air-Source) | 38MURAQ24AB3* |  |  | CNPV*3017AL* | 935SB36040M17*** | 23600 | 16.5 | 8.1 | 26400 | 24200 | 91.67% | 2.02 | 0 | 10 |  |  |  | No | R-410A | 1.9667 | Residential & Commercial | Ducted CEE Tier 1
211263088 | Central HP <5.4 tons | HEIL | HRCU-A-CB (Split System: Heat Pump with Remote Outdoor Unit-Air-Source) | DLCURAH18ABK |  |  | EN(A,D)4X24L17** | *96VTN0401712A* | 17700 | 15.5 | 8.5 | 18700 | 18800 | 100.5% | 2.26 | 0 | 10.5 |  |  |  | No | R-410A | 1.475 | Residential & Commercial | Ducted CEE Tier 1
211263401 | Central HP <5.4 tons | HEIL | HRCU-A-CB (Split System: Heat Pump with Remote Outdoor Unit-Air-Source) | DLCURAH18ABK |  |  | EN(A,D)4X24L17** | *92ESN0601714A* | 17700 | 16 | 8.5 | 18500 | 18800 | 101.6% | 2.26 | 0 | 11 |  |  |  | No | R-410A | 1.475 | Residential & Commercial | Ducted CEE Tier 1
211246022 | Central HP <5.4 tons | CARRIER | HRCU-A-CB (Split System: Heat Pump with Remote Outdoor Unit-Air-Source) | 38MURAQ24AB3* |  |  | CNPV*3617AL* | GG96VTAA30040A | 23400 | 16 | 8.1 | 25800 | 24000 | 93.02% | 2 | 0 | 10 |  |  |  | No | R-410A | 1.95 | Residential & Commercial | Ducted CEE Tier 1
211262834 | Central HP <5.4 tons | HEIL | HRCU-A-CB (Split System: Heat Pump with Remote Outdoor Unit-Air-Source) | DLCURAH18ABK |  |  | EN(A,D)4X24L17** | *96VSN0601714A* | 17600 | 15.5 | 8.5 | 18500 | 18800 | 101.6% | 2.26 | 0 | 10.5 |  |  |  | No | R-410A | 1.4667 | Residential & Commercial | Ducted CEE Tier 1
211262870 | Central HP <5.4 tons | HEIL | HRCU-A-CB (Split System: Heat Pump with Remote Outdoor Unit-Air-Source) | DLCURAH18ABK |  |  | EN(A,D)4X24L17** | *96VSN0401712A* | 17700 | 15.5 | 8.5 | 18700 | 18800 | 100.5% | 2.26 | 0 | 10.5 |  |  |  | No | R-410A | 1.475 | Residential & Commercial | Ducted CEE Tier 1
211263236 | Central HP <5.4 tons | HEIL | HRCU-A-CB (Split System: Heat Pump with Remote Outdoor Unit-Air-Source) | DLCURAH18ABK |  |  | EN(A,D)4X24L17** | *96VTN0601412A* | 17900 | 15.5 | 8.5 | 18800 | 18700 | 99.47% | 2.26 | 0 | 11 |  |  |  | No | R-410A | 1.4917 | Residential & Commercial | Ducted CEE Tier 1
206771019 | Central HP <5.4 tons | BRYANT HEATING AND COOLING SYSTEMS | HRCU-A-CB (Split System: Heat Pump with Remote Outdoor Unit-Air-Source) | 288BNV037*0**B* |  |  | CAP**3617AL*+UI | 88*TA36070C14*** | 31400 | 17.5 | 8.1 | 33400 | 24400 | 73.05% | 1.84 | 11.5 | 11 |  |  |  | No | R-410A | 2.6167 | Residential & Commercial | Ducted CEE Tier 1
206772621 | Central HP <5.4 tons | TEMPSTAR | HRCU-A-CB (Split System: Heat Pump with Remote Outdoor Unit-Air-Source) | TVH837GKA2* |  |  | EHD4X36AAL+WALLCON | *97CMN1002122A* | 32200 | 16.5 | 8.1 | 33200 | 24800 | 74.7% | 1.94 | 11.5 | 11 |  |  |  | No | R-410A | 2.6833 | Residential & Commercial | Ducted CEE Tier 1
206772720 | Central HP <5.4 tons | TEMPSTAR | HRCU-A-CB (Split System: Heat Pump with Remote Outdoor Unit-Air-Source) | TVH837GKA2* |  |  | EHD4X42AAL+WALLCON | *80CTL0902120A* | 32400 | 16.5 | 8.1 | 33200 | 24800 | 74.7% | 1.96 | 12 | 11 |  |  |  | No | R-410A | 2.7 | Residential & Commercial | Ducted CEE Tier 1
206772972 | Central HP <5.4 tons | TEMPSTAR | HRCU-A-CB (Split System: Heat Pump with Remote Outdoor Unit-Air-Source) | TVH837GKA2* |  |  | EHD4X48AAL+WALLCON | *97CMN1202422A* | 32600 | 16.5 | 8.1 | 33000 | 25000 | 75.76% | 1.96 | 11.5 | 11 |  |  |  | No | R-410A | 2.7167 | Residential & Commercial | Ducted CEE Tier 1
206765753 | Central HP <5.4 tons | BRYANT HEATING AND COOLING SYSTEMS | HRCU-A-CB (Split System: Heat Pump with Remote Outdoor Unit-Air-Source) | 288BNV025*0**C* |  |  | CAP**3621AL*+UI | 986TC42060C17*** | 23400 | 16.5 | 8.1 | 21600 | 16700 | 77.31% | 1.92 | 11 | 10.5 |  |  |  | No | R-410A | 1.95 | Residential & Commercial | Ducted CEE Tier 1
206765510 | Central HP <5.4 tons | BRYANT HEATING AND COOLING SYSTEMS | HRCU-A-CB (Split System: Heat Pump with Remote Outdoor Unit-Air-Source) | 288BNV025*0**C* |  |  | CAP**2517AL*+UI | 986TC42060C17*** | 24200 | 16.5 | 8.1 | 21400 | 16700 | 78.04% | 2 | 11 | 11 |  |  |  | No | R-410A | 2.0167 | Residential & Commercial | Ducted CEE Tier 1
206765861 | Central HP <5.4 tons | BRYANT HEATING AND COOLING SYSTEMS | HRCU-A-CB (Split System: Heat Pump with Remote Outdoor Unit-Air-Source) | 288BNV025*0**C* |  |  | CAP**3717AL*+UI | 88*TA48070C17*** | 24200 | 16.5 | 8.1 | 21400 | 16700 | 78.04% | 2 | 11 | 11 |  |  |  | No | R-410A | 2.0167 | Residential & Commercial | Ducted CEE Tier 1
211245742 | Central HP <5.4 tons | TEMPSTAR | HRCU-A-CB (Split System: Heat Pump with Remote Outdoor Unit-Air-Source) | DLCURAH24ABK |  |  | EN(A,D)4X36L21** | *80ESU0802120A | 24400 | 17 | 8.5 | 26200 | 22800 | 87.02% | 1.88 | 0 | 10.5 |  |  |  | No | R-410A | 2.0333 | Residential & Commercial | Ducted CEE Tier 1
206135738 | Central HP <5.4 tons | DAY & NIGHT | HRCU-A-CB (Split System: Heat Pump with Remote Outdoor Unit-Air-Source) | CVH837GKA** |  |  | EA*4X43L21A*+WALLCON | *80CSU0601716A* | 32800 | 17 | 8.5 | 33000 | 25200 | 76.36% | 1.96 | 12 | 11 |  |  |  | No | R-410A | 2.7333 | Residential & Commercial | Ducted CEE Tier 1
216570935 | Central HP <5.4 tons | AMERICAN STANDARD | HRCU-A-CB (Split System: Heat Pump with Remote Outdoor Unit-Air-Source) | 5A6V0X36A1 |  |  | 5PX*B004AS3 | L8V1A040U3VSB+LRP | 33800 | 18.6 | 9.7 | 31800 | 25000 | 78.62% | 2.1 | 0 | 11.7 |  |  |  | No | R-454B | 2.8167 | Residential & Commercial | Ducted CEE Tier 1
216570987 | Central HP <5.4 tons | AMERICAN STANDARD | HRCU-A-CB (Split System: Heat Pump with Remote Outdoor Unit-Air-Source) | 5A6V0X36A1 |  |  | 5PX*C007AS3 | S8V2C100M5PCB | 35400 | 20 | 10 | 32200 | 25000 | 77.64% | 2.1 | 0 | 12.7 |  |  |  | No | R-454B | 2.95 | Residential & Commercial | Ducted CEE Tier 1
210600087 | Central HP <5.4 tons | TEMPSTAR | HRCU-A-CB (Split System: Heat Pump with Remote Outdoor Unit-Air-Source) | TVH837GKA** |  |  | EA*4X60L24A*+WALLCON | *95CSU1002122A* | 32800 | 18 | 8.5 | 31800 | 24800 | 77.99% | 2 | 0 | 11.5 |  |  |  | No | R-410A | 2.7333 | Residential & Commercial | Ducted CEE Tier 1
210600102 | Central HP <5.4 tons | TEMPSTAR | HRCU-A-CB (Split System: Heat Pump with Remote Outdoor Unit-Air-Source) | TVH837GKA** |  |  | EA*4X61L21A*+WALLCON | *95CSU0802120A* | 33200 | 18 | 8.5 | 32000 | 24800 | 77.5% | 2 | 0 | 11.5 |  |  |  | No | R-410A | 2.7667 | Residential & Commercial | Ducted CEE Tier 1
210600120 | Central HP <5.4 tons | TEMPSTAR | HRCU-A-CB (Split System: Heat Pump with Remote Outdoor Unit-Air-Source) | TVH837GKA** |  |  | EA*4X61L24A*+WALLCON | *97CMN1202422A* | 33200 | 17.5 | 8.5 | 32000 | 25000 | 78.12% | 2 | 0 | 11.7 |  |  |  | No | R-410A | 2.7667 | Residential & Commercial | Ducted CEE Tier 1
210600136 | Central HP <5.4 tons | TEMPSTAR | HRCU-A-CB (Split System: Heat Pump with Remote Outdoor Unit-Air-Source) | TVH837GKA** |  |  | EHD4X60AAL+WALLCON | *96CTN0801714A* | 32800 | 16.5 | 8.1 | 32600 | 25200 | 77.3% | 1.98 | 0 | 11 |  |  |  | No | R-410A | 2.7333 | Residential & Commercial | Ducted CEE Tier 1
210600098 | Central HP <5.4 tons | TEMPSTAR | HRCU-A-CB (Split System: Heat Pump with Remote Outdoor Unit-Air-Source) | TVH837GKA** |  |  | EA*4X61L21A*+WALLCON | *80CTL0701716A* | 33200 | 17.5 | 8.5 | 32200 | 25000 | 77.64% | 1.98 | 0 | 11.7 |  |  |  | No | R-410A | 2.7667 | Residential & Commercial | Ducted CEE Tier 1
210600105 | Central HP <5.4 tons | TEMPSTAR | HRCU-A-CB (Split System: Heat Pump with Remote Outdoor Unit-Air-Source) | TVH837GKA** |  |  | EA*4X61L21A*+WALLCON | *96CTN1002122A* | 33200 | 17.5 | 8.5 | 32000 | 24800 | 77.5% | 2 | 0 | 12 |  |  |  | No | R-410A | 2.7667 | Residential & Commercial | Ducted CEE Tier 1
216453270 | Central HP <5.4 tons | AMERICAN STANDARD | HRCU-A-CB (Split System: Heat Pump with Remote Outdoor Unit-Air-Source) | 5A6V0X60A1 |  |  | 5TXCD010AS3 | S8V2C100M5PDB | 53000 | 18.4 | 9 | 54000 | 38000 | 70.37% | 2 | 0 | 10.5 |  |  |  | No | R-454B | 4.4167 | Residential & Commercial | Ducted CEE Tier 1
206771442 | Central HP <5.4 tons | BRYANT HEATING AND COOLING SYSTEMS | HRCU-A-CB (Split System: Heat Pump with Remote Outdoor Unit-Air-Source) | 288BNV037*0**B* |  |  | CAP**4221AL*+UI | 987MB42080C17*** | 31600 | 17 | 8.1 | 33400 | 24800 | 74.25% | 1.86 | 11.5 | 11 |  |  |  | No | R-410A | 2.6333 | Residential & Commercial | Ducted CEE Tier 1
206771460 | Central HP <5.4 tons | BRYANT HEATING AND COOLING SYSTEMS | HRCU-A-CB (Split System: Heat Pump with Remote Outdoor Unit-Air-Source) | 288BNV037*0**B* |  |  | CAP**4221AL*+UI | 987MB66100C21*** | 31800 | 17 | 8.1 | 33000 | 24400 | 73.94% | 1.9 | 11.5 | 11.5 |  |  |  | No | R-410A | 2.65 | Residential & Commercial | Ducted CEE Tier 1
206771928 | Central HP <5.4 tons | BRYANT HEATING AND COOLING SYSTEMS | HRCU-A-CB (Split System: Heat Pump with Remote Outdoor Unit-Air-Source) | 288BNV037*0**B* |  |  | CAP**4824AL*+UI | 987MB66100C21*** | 32400 | 17.5 | 8.5 | 32600 | 24800 | 76.07% | 2 | 12 | 11.7 |  |  |  | No | R-410A | 2.7 | Residential & Commercial | Ducted CEE Tier 1
206772829 | Central HP <5.4 tons | BRYANT HEATING AND COOLING SYSTEMS | HRCU-A-CB (Split System: Heat Pump with Remote Outdoor Unit-Air-Source) | 288BNV037*0**B* |  |  | CSPH*4212AL*+UI | 88*TA48090C17*** | 32600 | 17 | 8.1 | 33000 | 24800 | 75.15% | 1.96 | 12 | 11 |  |  |  | No | R-410A | 2.7167 | Residential & Commercial | Ducted CEE Tier 1
212987424 | Central HP <5.4 tons | BRYANT HEATING AND COOLING SYSTEMS | HRCU-A-CB (Split System: Heat Pump with Remote Outdoor Unit-Air-Source) | 38MURAQ24AB3* |  |  | CAP**3717AL* | 916SA48080M17*** | 24200 | 17 | 8.5 | 25200 | 22000 | 87.3% | 1.84 | 0 | 10 |  |  |  | No | R-410A | 2.0167 | Residential & Commercial | Ducted CEE Tier 1
212989178 | Central HP <5.4 tons | BRYANT HEATING AND COOLING SYSTEMS | HRCU-A-CB (Split System: Heat Pump with Remote Outdoor Unit-Air-Source) | 38MURAQ24AB3* |  |  | CAP**3621AL* | 935SB48060M17*** | 23800 | 17.5 | 8.5 | 26200 | 23800 | 90.84% | 1.98 | 0 | 10 |  |  |  | No | R-410A | 1.9833 | Residential & Commercial | Ducted CEE Tier 1
211262296 | Central HP <5.4 tons | HEIL | HRCU-A-CB (Split System: Heat Pump with Remote Outdoor Unit-Air-Source) | DLCURAH18ABK |  |  | EN(A,D)4X18L14** | *80VTL0451412A* | 17400 | 16 | 8.5 | 18400 | 19400 | 105.4% | 2.34 | 0 | 10.5 |  |  |  | No | R-410A | 1.45 | Residential & Commercial | Ducted CEE Tier 1
211264718 | Central HP <5.4 tons | HEIL | HRCU-A-CB (Split System: Heat Pump with Remote Outdoor Unit-Air-Source) | DLCURAH18ABK |  |  | EN(A,D)4X30L17** | OMV112K14A | 18200 | 15.5 | 8.5 | 18900 | 18400 | 97.35% | 2.2 | 0 | 11 |  |  |  | No | R-410A | 1.5167 | Residential & Commercial | Ducted CEE Tier 1
216571185 | Central HP <5.4 tons | AMERICAN STANDARD | HRCU-A-CB (Split System: Heat Pump with Remote Outdoor Unit-Air-Source) | 5A6V8X24A1 |  |  | 5PX*B003AS3 | S8V2B060M4PCB | 21400 | 18.1 | 8.5 | 24400 | 18900 | 77.46% | 2.2 | 0 | 11.5 |  |  |  | No | R-454B | 1.7833 | Residential & Commercial | Ducted CEE Tier 1
216571221 | Central HP <5.4 tons | AMERICAN STANDARD | HRCU-A-CB (Split System: Heat Pump with Remote Outdoor Unit-Air-Source) | 5A6V8X24A1 |  |  | 5PX*BD06AS3 | S8V2A040M3PCB | 21800 | 18.1 | 8.5 | 23800 | 18600 | 78.15% | 2.2 | 0 | 11.5 |  |  |  | No | R-454B | 1.8167 | Residential & Commercial | Ducted CEE Tier 1
216571235 | Central HP <5.4 tons | AMERICAN STANDARD | HRCU-A-CB (Split System: Heat Pump with Remote Outdoor Unit-Air-Source) | 5A6V8X24A1 |  |  | 5TXCB003AS3 | L8V1A040U3VSB+LRP | 21400 | 18.1 | 8.5 | 24600 | 19000 | 77.24% | 2.1 | 0 | 11 |  |  |  | No | R-454B | 1.7833 | Residential & Commercial | Ducted CEE Tier 1
215678190 | Central HP <5.4 tons | KEEPRITE | HRCU-A-CB (Split System: Heat Pump with Remote Outdoor Unit-Air-Source) | C5H0V24*K*AAA* |  |  | EA*5X24M17A*+WALLCON | *80CSU0401712B* | 23000 | 16.5 | 8.5 | 24000 | 16800 | 70% | 1.98 | 0 | 10 |  |  |  | No | R-454B | 1.9167 | Residential & Commercial | Ducted CEE Tier 1
210599855 | Central HP <5.4 tons | TEMPSTAR | HRCU-A-CB (Split System: Heat Pump with Remote Outdoor Unit-Air-Source) | TVH825GKA2* |  |  | EA*4X42L21A*+WALLCON | *80CSU0601716A* | 23800 | 16.5 | 8.1 | 21400 | 16600 | 77.57% | 1.96 | 0 | 10.5 |  |  |  | No | R-410A | 1.9833 | Residential & Commercial | Ducted CEE Tier 1
210599862 | Central HP <5.4 tons | TEMPSTAR | HRCU-A-CB (Split System: Heat Pump with Remote Outdoor Unit-Air-Source) | TVH825GKA2* |  |  | EA*4X42L21A*+WALLCON | *95CSU1002122A* | 23800 | 16.5 | 8.1 | 21400 | 16600 | 77.57% | 1.96 | 0 | 11 |  |  |  | No | R-410A | 1.9833 | Residential & Commercial | Ducted CEE Tier 1
210599866 | Central HP <5.4 tons | TEMPSTAR | HRCU-A-CB (Split System: Heat Pump with Remote Outdoor Unit-Air-Source) | TVH825GKA2* |  |  | EA*4X42L21A*+WALLCON | *97CMN0601714A* | 23600 | 16 | 8.1 | 21600 | 16800 | 77.78% | 1.94 | 0 | 10.5 |  |  |  | No | R-410A | 1.9667 | Residential & Commercial | Ducted CEE Tier 1
210599880 | Central HP <5.4 tons | TEMPSTAR | HRCU-A-CB (Split System: Heat Pump with Remote Outdoor Unit-Air-Source) | TVH825GKA2* |  |  | EA*4X43L21A*+WALLCON | *80CSU0601716A* | 24400 | 17 | 8.5 | 21200 | 16600 | 78.3% | 2.02 | 0 | 11 |  |  |  | No | R-410A | 2.0333 | Residential & Commercial | Ducted CEE Tier 1
210599957 | Central HP <5.4 tons | TEMPSTAR | HRCU-A-CB (Split System: Heat Pump with Remote Outdoor Unit-Air-Source) | TVH825GKA2* |  |  | EHD4X48AAL+WALLCON | *97CMN0801714A* | 24200 | 16 | 8.1 | 21400 | 16700 | 78.04% | 2 | 0 | 10.5 |  |  |  | No | R-410A | 2.0167 | Residential & Commercial | Ducted CEE Tier 1
210599964 | Central HP <5.4 tons | TEMPSTAR | HRCU-A-CB (Split System: Heat Pump with Remote Outdoor Unit-Air-Source) | TVH825GKA2* |  |  | EN(A,D)4X48L24**+WALLCON | *96CTN1002122A* | 24200 | 17 | 8.1 | 21400 | 16600 | 77.57% | 2.02 | 0 | 11.5 |  |  |  | No | R-410A | 2.0167 | Residential & Commercial | Ducted CEE Tier 1
206788926 | Central HP <5.4 tons | CARRIER | HRCU-A-CB (Split System: Heat Pump with Remote Outdoor Unit-Air-Source) | 25VNA448A*031* |  |  | CSPH*6012AL*+UI | 59MN7B100C21**22 | 45000 | 20.5 | 9 | 46000 | 36200 | 78.7% | 2.36 | 12.5 | 11.7 |  |  |  | No | R-410A | 3.75 | Residential & Commercial | Ducted CEE Tier 1
216571003 | Central HP <5.4 tons | AMERICAN STANDARD | HRCU-A-CB (Split System: Heat Pump with Remote Outdoor Unit-Air-Source) | 5A6V0X36A1 |  |  | 5PX*CD07AS3 | *DHMC100CCV4+LRP | 35000 | 19.4 | 10 | 33800 | 25000 | 73.96% | 2.1 | 0 | 12.5 |  |  |  | No | R-454B | 2.9167 | Residential & Commercial | Ducted CEE Tier 1
216571021 | Central HP <5.4 tons | AMERICAN STANDARD | HRCU-A-CB (Split System: Heat Pump with Remote Outdoor Unit-Air-Source) | 5A6V0X36A1 |  |  | 5TXCB004AS3 | *DHMB080CCV3+LRP | 32200 | 17.2 | 9.4 | 31200 | 24600 | 78.85% | 2.1 | 0 | 11.2 |  |  |  | No | R-454B | 2.6833 | Residential & Commercial | Ducted CEE Tier 1
211245501 | Central HP <5.4 tons | TEMPSTAR | HRCU-A-CB (Split System: Heat Pump with Remote Outdoor Unit-Air-Source) | DLCURAH24ABK |  |  | EN(A,D)4X36L21** | *96VTN0401712A* | 23400 | 16 | 8.1 | 25800 | 24000 | 93.02% | 1.98 | 0 | 10 |  |  |  | No | R-410A | 1.95 | Residential & Commercial | Ducted CEE Tier 1
211245617 | Central HP <5.4 tons | TEMPSTAR | HRCU-A-CB (Split System: Heat Pump with Remote Outdoor Unit-Air-Source) | DLCURAH24ABK |  |  | EN(A,D)4X36L21** | *80ES(N,L)0702116A* | 24200 | 17 | 8.1 | 26200 | 22800 | 87.02% | 1.9 | 0 | 10.5 |  |  |  | No | R-410A | 2.0167 | Residential & Commercial | Ducted CEE Tier 1
206136040 | Central HP <5.4 tons | DAY & NIGHT | HRCU-A-CB (Split System: Heat Pump with Remote Outdoor Unit-Air-Source) | CVH837GKA** |  |  | EHD4X48AAL+WALLCON | *80CSU1002120A* | 32600 | 16.5 | 8.1 | 33000 | 25000 | 75.76% | 1.96 | 11.5 | 11 |  |  |  | No | R-410A | 2.7167 | Residential & Commercial | Ducted CEE Tier 1
206765458 | Central HP <5.4 tons | BRYANT HEATING AND COOLING SYSTEMS | HRCU-A-CB (Split System: Heat Pump with Remote Outdoor Unit-Air-Source) | 288BNV025*0**C* |  |  | CAP**2417AL*+UI | 987MB42080C17*** | 23200 | 16 | 8.1 | 22000 | 16900 | 76.82% | 1.88 | 11 | 10.5 |  |  |  | No | R-410A | 1.9333 | Residential & Commercial | Ducted CEE Tier 1
210599933 | Central HP <5.4 tons | TEMPSTAR | HRCU-A-CB (Split System: Heat Pump with Remote Outdoor Unit-Air-Source) | TVH825GKA2* |  |  | EHD4X42AAL+WALLCON | *96CTN1002122A* | 24200 | 16 | 8.1 | 21400 | 16600 | 77.57% | 2 | 0 | 10.5 |  |  |  | No | R-410A | 2.0167 | Residential & Commercial | Ducted CEE Tier 1
210599968 | Central HP <5.4 tons | TEMPSTAR | HRCU-A-CB (Split System: Heat Pump with Remote Outdoor Unit-Air-Source) | TVH825GKA2* |  |  | EN(A,D)4X48L24**+WALLCON | *97CMN1202422A* | 24200 | 16.5 | 8.1 | 21400 | 16600 | 77.57% | 2 | 0 | 11 |  |  |  | No | R-410A | 2.0167 | Residential & Commercial | Ducted CEE Tier 1
206765476 | Central HP <5.4 tons | BRYANT HEATING AND COOLING SYSTEMS | HRCU-A-CB (Split System: Heat Pump with Remote Outdoor Unit-Air-Source) | 288BNV025*0**C* |  |  | CAP**2417AL*+UI | 88*TA48090C17*** | 23400 | 17 | 8.1 | 21800 | 16700 | 76.61% | 1.9 | 11.5 | 11 |  |  |  | No | R-410A | 1.95 | Residential & Commercial | Ducted CEE Tier 1
206765960 | Central HP <5.4 tons | BRYANT HEATING AND COOLING SYSTEMS | HRCU-A-CB (Split System: Heat Pump with Remote Outdoor Unit-Air-Source) | 288BNV025*0**C* |  |  | CAP**3721AL*+UI | 986TC42060C17*** | 24400 | 16.5 | 8.1 | 21200 | 16700 | 78.77% | 2.02 | 11 | 11 |  |  |  | No | R-410A | 2.0333 | Residential & Commercial | Ducted CEE Tier 1
215669467 | Central HP <5.4 tons | COMFORTMAKER | HRCU-A-CB (Split System: Heat Pump with Remote Outdoor Unit-Air-Source) | C5H0V36*K*AAA* |  |  | EA*5X61M21A*+WALLCON | *80CTL0701716B* | 34600 | 18 | 9 | 34600 | 25000 | 72.25% | 1.9 | 0 | 10 |  |  |  | No | R-454B | 2.8833 | Residential & Commercial | Ducted CEE Tier 1
215669667 | Central HP <5.4 tons | COMFORTMAKER | HRCU-A-CB (Split System: Heat Pump with Remote Outdoor Unit-Air-Source) | C5H0V36*K*AAA* |  |  | EA*5X61M24A*+WALLCON | *95CSU0802120B* | 34800 | 18 | 9 | 34400 | 24800 | 72.09% | 1.92 | 0 | 10 |  |  |  | No | R-454B | 2.9 | Residential & Commercial | Ducted CEE Tier 1
215669597 | Central HP <5.4 tons | COMFORTMAKER | HRCU-A-CB (Split System: Heat Pump with Remote Outdoor Unit-Air-Source) | C5H0V36*K*AAA* |  |  | EA*5X61M21A*+WALLCON | *96CTN0801714B* | 34600 | 18 | 9 | 34600 | 25000 | 72.25% | 1.9 | 0 | 10 |  |  |  | No | R-454B | 2.8833 | Residential & Commercial | Ducted CEE Tier 1
215678241 | Central HP <5.4 tons | KENMORE | HRCU-A-CB (Split System: Heat Pump with Remote Outdoor Unit-Air-Source) | (C,H,T)5H0V24*K*AAA* |  |  | EA*5X25M17A*+WALLCON | *80CSU0601716B* | 24000 | 17 | 9 | 23200 | 16300 | 70.26% | 2.02 | 0 | 10.5 |  |  |  | No | R-454B | 2 | Residential & Commercial | Ducted CEE Tier 1
216570871 | Central HP <5.4 tons | AMERICAN STANDARD | HRCU-A-CB (Split System: Heat Pump with Remote Outdoor Unit-Air-Source) | 5A6V0X24A1 |  |  | 5PX*B003AS3 | *DHMB060CCV3+LRP | 20000 | 18.2 | 9.4 | 23000 | 17800 | 77.39% | 2 | 0 | 10.5 |  |  |  | No | R-454B | 1.6667 | Residential & Commercial | Ducted CEE Tier 1
214719827 | Central HP <5.4 tons | YORK | HRCU-A-CB (Split System: Heat Pump with Remote Outdoor Unit-Air-Source) | HH836E2S11 |  |  | CTU48C5XFS1+TXV | Y81E100C16SMPS1 | 34000 | 19 | 9 | 31600 | 25200 | 79.75% | 2 | 0 | 11 |  |  |  | No | R-454B | 2.8333 | Residential & Commercial | Ducted CEE Tier 1
206788806 | Central HP <5.4 tons | CARRIER | HRCU-A-CB (Split System: Heat Pump with Remote Outdoor Unit-Air-Source) | 25VNA436A*031* |  |  | CAP**3721AL*+UI | 58CU*A040C17**12 | 34400 | 19.5 | 9.5 | 35000 | 25800 | 73.71% | 2.04 | 12.5 | 12 |  |  |  | No | R-410A | 2.8667 | Residential & Commercial | Ducted CEE Tier 1
206788859 | Central HP <5.4 tons | CARRIER | HRCU-A-CB (Split System: Heat Pump with Remote Outdoor Unit-Air-Source) | 25VNA436A*031* |  |  | CNPV*4217AL*+UI | 59CU5A060C17**16 | 33200 | 19 | 9 | 35600 | 26600 | 74.72% | 1.98 | 12 | 11.7 |  |  |  | No | R-410A | 2.7667 | Residential & Commercial | Ducted CEE Tier 1
214728350 | Central HP <5.4 tons | YORK | HRCU-A-CB (Split System: Heat Pump with Remote Outdoor Unit-Air-Source) | HH836E2S11 |  |  | CTU36B5XDS1+TXV | TM9E060B12MP12 | 33200 | 17 | 8.5 | 31600 | 25400 | 80.38% | 2 | 0 | 11 |  |  |  | No | R-454B | 2.7667 | Residential & Commercial | Ducted CEE Tier 1
216571237 | Central HP <5.4 tons | AMERICAN STANDARD | HRCU-A-CB (Split System: Heat Pump with Remote Outdoor Unit-Air-Source) | 5A6V8X24A1 |  |  | 5TXCB003AS3 | L8V1B080U4VSB+LRP | 21400 | 18.1 | 8.5 | 24400 | 18900 | 77.46% | 2.1 | 0 | 11.2 |  |  |  | No | R-454B | 1.7833 | Residential & Commercial | Ducted CEE Tier 1
211263017 | Central HP <5.4 tons | HEIL | HRCU-A-CB (Split System: Heat Pump with Remote Outdoor Unit-Air-Source) | DLCURAH18ABK |  |  | EN(A,D)4X24L17** | *95ESU0601716A* | 18500 | 15.5 | 8.5 | 19500 | 18400 | 94.36% | 2.24 | 0 | 11 |  |  |  | No | R-410A | 1.5417 | Residential & Commercial | Ducted CEE Tier 1
211263789 | Central HP <5.4 tons | HEIL | HRCU-A-CB (Split System: Heat Pump with Remote Outdoor Unit-Air-Source) | DLCURAH18ABK |  |  | EN(A,D)4X30L14** | *80ES(N,L)0451412A* | 18200 | 16 | 8.5 | 18600 | 18400 | 98.92% | 2.22 | 0 | 11 |  |  |  | No | R-410A | 1.5167 | Residential & Commercial | Ducted CEE Tier 1
211263972 | Central HP <5.4 tons | HEIL | HRCU-A-CB (Split System: Heat Pump with Remote Outdoor Unit-Air-Source) | DLCURAH18ABK |  |  | EN(A,D)4X30L17** | *96VSN0601412A* | 18000 | 16 | 8.5 | 18600 | 18400 | 98.92% | 2.22 | 0 | 11 |  |  |  | No | R-410A | 1.5 | Residential & Commercial | Ducted CEE Tier 1
211263257 | Central HP <5.4 tons | HEIL | HRCU-A-CB (Split System: Heat Pump with Remote Outdoor Unit-Air-Source) | DLCURAH18ABK |  |  | EN(A,D)4X24L17** | *95ESN0261410A* | 18000 | 15.5 | 8.5 | 19000 | 18700 | 98.42% | 2.24 | 0 | 10.5 |  |  |  | No | R-410A | 1.5 | Residential & Commercial | Ducted CEE Tier 1
211263282 | Central HP <5.4 tons | HEIL | HRCU-A-CB (Split System: Heat Pump with Remote Outdoor Unit-Air-Source) | DLCURAH18ABK |  |  | EN(A,D)4X24L17** | *96VTN0601714A* | 17600 | 15.5 | 8.5 | 18600 | 18900 | 101.6% | 2.26 | 0 | 10.5 |  |  |  | No | R-410A | 1.4667 | Residential & Commercial | Ducted CEE Tier 1
211264911 | Central HP <5.4 tons | HEIL | HRCU-A-CB (Split System: Heat Pump with Remote Outdoor Unit-Air-Source) | DLCURAH18ABK |  |  | FXM4X30**AL |  | 18100 | 16 | 8.5 | 18400 | 18200 | 98.91% | 2.18 | 0 | 10.5 |  |  |  | No | R-410A | 1.5083 | Residential & Commercial | Ducted CEE Tier 1
211264322 | Central HP <5.4 tons | HEIL | HRCU-A-CB (Split System: Heat Pump with Remote Outdoor Unit-Air-Source) | DLCURAH18ABK |  |  | EN(A,D)4X30L17** | *95ESN0601412A* | 18000 | 16 | 8.5 | 18500 | 18400 | 99.46% | 2.22 | 0 | 11 |  |  |  | No | R-410A | 1.5 | Residential & Commercial | Ducted CEE Tier 1
211264525 | Central HP <5.4 tons | HEIL | HRCU-A-CB (Split System: Heat Pump with Remote Outdoor Unit-Air-Source) | DLCURAH18ABK |  |  | EN(A,D)4X30L17** | *80ES(N,L)0701712A* | 18200 | 16.5 | 8.5 | 18700 | 18300 | 97.86% | 2.22 | 0 | 11 |  |  |  | No | R-410A | 1.5167 | Residential & Commercial | Ducted CEE Tier 1
216571217 | Central HP <5.4 tons | AMERICAN STANDARD | HRCU-A-CB (Split System: Heat Pump with Remote Outdoor Unit-Air-Source) | 5A6V8X24A1 |  |  | 5PX*BD06AS3 | S8V2B060M4PCB | 21800 | 18.1 | 8.5 | 23800 | 18700 | 78.57% | 2.2 | 0 | 11.5 |  |  |  | No | R-454B | 1.8167 | Residential & Commercial | Ducted CEE Tier 1
216571349 | Central HP <5.4 tons | AMERICAN STANDARD | HRCU-A-CB (Split System: Heat Pump with Remote Outdoor Unit-Air-Source) | 5A6V8X24A1 |  |  | 5TXCB003AS3 | S8V2B080M4PDB | 21400 | 18.1 | 8.5 | 24400 | 18900 | 77.46% | 2.1 | 0 | 11.2 |  |  |  | No | R-454B | 1.7833 | Residential & Commercial | Ducted CEE Tier 1
211264956 | Central HP <5.4 tons | KEEPRITE | HRCU-A-CB (Split System: Heat Pump with Remote Outdoor Unit-Air-Source) | DLCURAH18ABK |  |  | FMA4X24**AL* |  | 17400 | 16 | 8.5 | 18500 | 20000 | 108.1% | 2.44 | 0 | 10.5 |  |  |  | No | R-410A | 1.45 | Residential & Commercial | Ducted CEE Tier 1
215669647 | Central HP <5.4 tons | COMFORTMAKER | HRCU-A-CB (Split System: Heat Pump with Remote Outdoor Unit-Air-Source) | C5H0V36*K*AAA* |  |  | EA*5X61M24A*+WALLCON | *80CTL1102120B* | 35000 | 18.5 | 9 | 34400 | 24600 | 71.51% | 1.92 | 0 | 10.5 |  |  |  | No | R-454B | 2.9167 | Residential & Commercial | Ducted CEE Tier 1
215669697 | Central HP <5.4 tons | COMFORTMAKER | HRCU-A-CB (Split System: Heat Pump with Remote Outdoor Unit-Air-Source) | C5H0V36*K*AAA* |  |  | EA*5X61M24A*+WALLCON | *97CMN0802120B* | 34800 | 18 | 9 | 34400 | 24800 | 72.09% | 1.92 | 0 | 10.5 |  |  |  | No | R-454B | 2.9 | Residential & Commercial | Ducted CEE Tier 1
206771325 | Central HP <5.4 tons | BRYANT HEATING AND COOLING SYSTEMS | HRCU-A-CB (Split System: Heat Pump with Remote Outdoor Unit-Air-Source) | 288BNV037*0**B* |  |  | CAP**3721AL*+UI | 987MB66100C21*** | 33000 | 17.5 | 8.5 | 33000 | 25200 | 76.36% | 2 | 12 | 11.7 |  |  |  | No | R-410A | 2.75 | Residential & Commercial | Ducted CEE Tier 1
206765636 | Central HP <5.4 tons | BRYANT HEATING AND COOLING SYSTEMS | HRCU-A-CB (Split System: Heat Pump with Remote Outdoor Unit-Air-Source) | 288BNV025*0**C* |  |  | CAP**3017AL*+UI | 88*TA48090C17*** | 23600 | 17 | 8.1 | 21400 | 16600 | 77.57% | 1.92 | 11 | 11 |  |  |  | No | R-410A | 1.9667 | Residential & Commercial | Ducted CEE Tier 1
204456372 | Central HP <5.4 tons | TEMPSTAR | HRCU-A-CB (Split System: Heat Pump with Remote Outdoor Unit-Air-Source) | TVH825GKA2* |  |  | EA*4X24L17A*+WALLCON | *80CTL0451712A* | 23200 | 16 | 8.1 | 22000 | 16900 | 76.82% | 1.88 | 11 | 10.5 |  |  |  | No | R-410A | 1.9333 | Residential & Commercial | Ducted CEE Tier 1
204456390 | Central HP <5.4 tons | TEMPSTAR | HRCU-A-CB (Split System: Heat Pump with Remote Outdoor Unit-Air-Source) | TVH825GKA2* |  |  | EA*4X24L17A*+WALLCON | *96CTN0601714A* | 23200 | 16 | 8.1 | 22000 | 16900 | 76.82% | 1.88 | 11 | 10.5 |  |  |  | No | R-410A | 1.9333 | Residential & Commercial | Ducted CEE Tier 1
204456642 | Central HP <5.4 tons | TEMPSTAR | HRCU-A-CB (Split System: Heat Pump with Remote Outdoor Unit-Air-Source) | TVH825GKA2* |  |  | EA*4X36L17A*+WALLCON | *97CMN0801714A* | 23400 | 16.5 | 8.1 | 21600 | 16700 | 77.31% | 1.92 | 11 | 10.5 |  |  |  | No | R-410A | 1.95 | Residential & Commercial | Ducted CEE Tier 1
215939751 | Central HP <5.4 tons | KEEPRITE | HRCU-A-CB (Split System: Heat Pump with Remote Outdoor Unit-Air-Source) | C5H3V36*K*AAA* |  |  | EA*5X48M21A*+WALLCON | *97CTN0601716A* | 33000 | 19 | 9 | 35400 | 27000 | 76.27% | 1.9 | 0 | 11 |  |  |  | No | R-454B | 2.75 | Residential & Commercial | Ducted CEE Tier 1
215939801 | Central HP <5.4 tons | KEEPRITE | HRCU-A-CB (Split System: Heat Pump with Remote Outdoor Unit-Air-Source) | C5H3V36*K*AAA* |  |  | EA*5X60M24A*+WALLCON | *97CTN0802120A* | 34000 | 20 | 9.5 | 34200 | 26000 | 76.02% | 2.06 | 0 | 11.7 |  |  |  | No | R-454B | 2.8333 | Residential & Commercial | Ducted CEE Tier 1
215675580 | Central HP <5.4 tons | KEEPRITE | HRCU-A-CB (Split System: Heat Pump with Remote Outdoor Unit-Air-Source) | C5H0V48*K*AAA* |  |  | EVM5X49M21A*+WALLCON | *80CTL1102120B* | 48000 | 19 | 9 | 50000 | 36600 | 73.2% | 2 | 0 | 10.5 |  |  |  | No | R-454B | 4 | Residential & Commercial | Ducted CEE Tier 1
215675660 | Central HP <5.4 tons | KEEPRITE | HRCU-A-CB (Split System: Heat Pump with Remote Outdoor Unit-Air-Source) | C5H0V48*K*AAA* |  |  | EVM5X49M21A*+WALLCON | *96CTN1002122B* | 48000 | 19 | 9 | 50000 | 36800 | 73.6% | 2 | 0 | 10.5 |  |  |  | No | R-454B | 4 | Residential & Commercial | Ducted CEE Tier 1
211263754 | Central HP <5.4 tons | BRYANT HEATING AND COOLING SYSTEMS | HRCU-A-CB (Split System: Heat Pump with Remote Outdoor Unit-Air-Source) | 38MURAQ18AB3* |  |  | CNPV*3014AL* | 915SB30026E14*** | 18100 | 15.5 | 8.5 | 18800 | 18400 | 97.87% | 2.2 | 0 | 11 |  |  |  | No | R-410A | 1.5083 | Residential & Commercial | Ducted CEE Tier 1
211263290 | Central HP <5.4 tons | BRYANT HEATING AND COOLING SYSTEMS | HRCU-A-CB (Split System: Heat Pump with Remote Outdoor Unit-Air-Source) | 38MURAQ18AB3* |  |  | CNPV*2417AL* | 8(0,1)*SA36045E14*** | 18000 | 16 | 8.5 | 18900 | 18700 | 98.94% | 2.26 | 0 | 11 |  |  |  | No | R-410A | 1.5 | Residential & Commercial | Ducted CEE Tier 1
211263340 | Central HP <5.4 tons | BRYANT HEATING AND COOLING SYSTEMS | HRCU-A-CB (Split System: Heat Pump with Remote Outdoor Unit-Air-Source) | 38MURAQ18AB3* |  |  | CNPV*2417AL* | 8(0,1)*SA36070E17*** | 18000 | 16 | 8.5 | 18900 | 18700 | 98.94% | 2.26 | 0 | 11 |  |  |  | No | R-410A | 1.5 | Residential & Commercial | Ducted CEE Tier 1
206772613 | Central HP <5.4 tons | BRYANT HEATING AND COOLING SYSTEMS | HRCU-A-CB (Split System: Heat Pump with Remote Outdoor Unit-Air-Source) | 288BNV037*0**B* |  |  | CSPH*3612AL*+UI | 987MB66100C21*** | 32200 | 16.5 | 8.1 | 33200 | 24800 | 74.7% | 1.94 | 11.5 | 11 |  |  |  | No | R-410A | 2.6833 | Residential & Commercial | Ducted CEE Tier 1
206772712 | Central HP <5.4 tons | BRYANT HEATING AND COOLING SYSTEMS | HRCU-A-CB (Split System: Heat Pump with Remote Outdoor Unit-Air-Source) | 288BNV037*0**B* |  |  | CSPH*4212AL*+UI | 88*TA60090C21*** | 32400 | 16.5 | 8.1 | 33200 | 24800 | 74.7% | 1.96 | 12 | 11 |  |  |  | No | R-410A | 2.7 | Residential & Commercial | Ducted CEE Tier 1
206773180 | Central HP <5.4 tons | BRYANT HEATING AND COOLING SYSTEMS | HRCU-A-CB (Split System: Heat Pump with Remote Outdoor Unit-Air-Source) | 288BNV037*0**B* |  |  | CAP**4824AL*+UI | 83*CA60100C21*** | 32200 | 17 | 8.1 | 32600 | 25000 | 76.69% | 1.96 | 12 | 11 |  |  |  | No | R-410A | 2.6833 | Residential & Commercial | Ducted CEE Tier 1
206136190 | Central HP <5.4 tons | DAY & NIGHT | HRCU-A-CB (Split System: Heat Pump with Remote Outdoor Unit-Air-Source) | CVH837GKA** |  |  | EA*4X48L24A*+WALLCON | *95CSU0802120A* | 32400 | 17.5 | 8.5 | 32400 | 24800 | 76.54% | 2 | 12 | 11.5 |  |  |  | No | R-410A | 2.7 | Residential & Commercial | Ducted CEE Tier 1
216570963 | Central HP <5.4 tons | AMERICAN STANDARD | HRCU-A-CB (Split System: Heat Pump with Remote Outdoor Unit-Air-Source) | 5A6V0X36A1 |  |  | 5PX*BD06AS3 | *DHMB080CCV3+LRP | 35000 | 19.4 | 9.4 | 33800 | 25200 | 74.56% | 2.1 | 0 | 12 |  |  |  | No | R-454B | 2.9167 | Residential & Commercial | Ducted CEE Tier 1
216570977 | Central HP <5.4 tons | AMERICAN STANDARD | HRCU-A-CB (Split System: Heat Pump with Remote Outdoor Unit-Air-Source) | 5A6V0X36A1 |  |  | 5PX*C005AS3 | *UHMC100CCV4+LRP | 34000 | 19.4 | 10 | 31800 | 24600 | 77.36% | 2.1 | 0 | 12 |  |  |  | No | R-454B | 2.8333 | Residential & Commercial | Ducted CEE Tier 1
213782098 | Central HP <5.4 tons | AIRQUEST | HRCU-A-CB (Split System: Heat Pump with Remote Outdoor Unit-Air-Source) | HVH837GKA2* |  |  | EHD4X48AAL+WALLCON | *80CTL1102120B* | 32600 | 16.5 | 8.1 | 32800 | 24800 | 75.61% | 1.96 | 0 | 11 |  |  |  | No | R-410A | 2.7167 | Residential & Commercial | Ducted CEE Tier 1
213782148 | Central HP <5.4 tons | AIRQUEST | HRCU-A-CB (Split System: Heat Pump with Remote Outdoor Unit-Air-Source) | HVH837GKA2* |  |  | EHD4X48AAL+WALLCON | *97CMN1002122B* | 32600 | 16.5 | 8.1 | 33000 | 24800 | 75.15% | 1.96 | 0 | 11 |  |  |  | No | R-410A | 2.7167 | Residential & Commercial | Ducted CEE Tier 1
211263365 | Central HP <5.4 tons | BRYANT HEATING AND COOLING SYSTEMS | HRCU-A-CB (Split System: Heat Pump with Remote Outdoor Unit-Air-Source) | 38MURAQ18AB3* |  |  | CNPV*2417AL* | 912SD36060E14*** | 18100 | 16 | 8.5 | 19000 | 18600 | 97.89% | 2.24 | 0 | 11 |  |  |  | No | R-410A | 1.5083 | Residential & Commercial | Ducted CEE Tier 1
215674169 | Central HP <5.4 tons | COMFORTMAKER | HRCU-A-CB (Split System: Heat Pump with Remote Outdoor Unit-Air-Source) | C5H0V48*K*AAA* |  |  | EA*5X60M24A*+WALLCON | *80CSU1002120A* | 45000 | 17.5 | 9 | 47500 | 33600 | 70.74% | 2.06 | 0 | 10 |  |  |  | No | R-454B | 3.75 | Residential & Commercial | Ducted CEE Tier 1
212988794 | Central HP <5.4 tons | BRYANT HEATING AND COOLING SYSTEMS | HRCU-A-CB (Split System: Heat Pump with Remote Outdoor Unit-Air-Source) | 38MURAQ18AB3* |  |  | CAP**2517AL* | 935SB36040M17*** | 17700 | 16.5 | 8.1 | 17700 | 17800 | 100.6% | 2.14 | 0 | 10.5 |  |  |  | No | R-410A | 1.475 | Residential & Commercial | Ducted CEE Tier 1
212989262 | Central HP <5.4 tons | BRYANT HEATING AND COOLING SYSTEMS | HRCU-A-CB (Split System: Heat Pump with Remote Outdoor Unit-Air-Source) | 38MURAQ18AB3* |  |  | CAP**1917AL* | 935SB48060M17*** | 17800 | 16.5 | 8.1 | 17800 | 17900 | 100.6% | 2.16 | 0 | 10.5 |  |  |  | No | R-410A | 1.4833 | Residential & Commercial | Ducted CEE Tier 1
211262764 | Central HP <5.4 tons | BRYANT HEATING AND COOLING SYSTEMS | HRCU-A-CB (Split System: Heat Pump with Remote Outdoor Unit-Air-Source) | 38MURAQ18AB3* |  |  | CNPV*2414AL* | 8(0,1)*SA36070E14*** | 17500 | 16 | 8.5 | 18400 | 18800 | 102.2% | 2.26 | 0 | 11 |  |  |  | No | R-410A | 1.4583 | Residential & Commercial | Ducted CEE Tier 1
213772620 | Central HP <5.4 tons | COMFORTMAKER | HRCU-A-CB (Split System: Heat Pump with Remote Outdoor Unit-Air-Source) | CVH825GKA3* |  |  | EA*4X24L17A*+WALLCON | *80CTL0451712B* | 23200 | 16 | 8.1 | 22000 | 16900 | 76.82% | 1.88 | 0 | 10 |  |  |  | No | R-410A | 1.9333 | Residential & Commercial | Ducted CEE Tier 1
213772770 | Central HP <5.4 tons | COMFORTMAKER | HRCU-A-CB (Split System: Heat Pump with Remote Outdoor Unit-Air-Source) | CVH825GKA3* |  |  | EA*4X25L17A*+WALLCON | *97CMN0601714B* | 24200 | 15.5 | 8.1 | 20000 | 16700 | 83.5% | 2 | 0 | 10.5 |  |  |  | No | R-410A | 2.0167 | Residential & Commercial | Ducted CEE Tier 1
213773390 | Central HP <5.4 tons | COMFORTMAKER | HRCU-A-CB (Split System: Heat Pump with Remote Outdoor Unit-Air-Source) | CVH825GKA3* |  |  | EA*4X42L21A*+WALLCON | *80CTL0701716B* | 23800 | 16.5 | 8.1 | 21400 | 16600 | 77.57% | 1.94 | 0 | 10.5 |  |  |  | No | R-410A | 1.9833 | Residential & Commercial | Ducted CEE Tier 1
213772630 | Central HP <5.4 tons | COMFORTMAKER | HRCU-A-CB (Split System: Heat Pump with Remote Outdoor Unit-Air-Source) | CVH825GKA3* |  |  | EA*4X24L17A*+WALLCON | *80CTL0701412B* | 23400 | 16.5 | 8.1 | 22000 | 16800 | 76.36% | 1.88 | 0 | 10.5 |  |  |  | No | R-410A | 1.95 | Residential & Commercial | Ducted CEE Tier 1
213773280 | Central HP <5.4 tons | COMFORTMAKER | HRCU-A-CB (Split System: Heat Pump with Remote Outdoor Unit-Air-Source) | CVH825GKA3* |  |  | EA*4X37L21A*+WALLCON | *80CTL0901716B* | 24200 | 17 | 8.1 | 21000 | 16600 | 79.05% | 2.02 | 0 | 11 |  |  |  | No | R-410A | 2.0167 | Residential & Commercial | Ducted CEE Tier 1
213773400 | Central HP <5.4 tons | COMFORTMAKER | HRCU-A-CB (Split System: Heat Pump with Remote Outdoor Unit-Air-Source) | CVH825GKA3* |  |  | EA*4X42L21A*+WALLCON | *80CTL0901716B* | 23800 | 16.5 | 8.1 | 21400 | 16600 | 77.57% | 1.96 | 0 | 10.5 |  |  |  | No | R-410A | 1.9833 | Residential & Commercial | Ducted CEE Tier 1
213774670 | Central HP <5.4 tons | COMFORTMAKER | HRCU-A-CB (Split System: Heat Pump with Remote Outdoor Unit-Air-Source) | CVH825GKA3* |  |  | EHD4X48AAL+WALLCON | *97CMN1202422B* | 24200 | 16 | 8.1 | 21200 | 16600 | 78.3% | 2 | 0 | 10.5 |  |  |  | No | R-410A | 2.0167 | Residential & Commercial | Ducted CEE Tier 1
214395655 | Central HP <5.4 tons | YORK | HRCU-A-CB (Split System: Heat Pump with Remote Outdoor Unit-Air-Source) | HH860E2S11 |  |  | CTF60C5CGS1 | YP9C080C16MP13 | 43500 | 17 | 9 | 44000 | 33600 | 76.36% | 2 | 0 | 11 |  |  |  | No | R-454B | 3.625 | Residential & Commercial | Ducted CEE Tier 1
214395953 | Central HP <5.4 tons | YORK | HRCU-A-CB (Split System: Heat Pump with Remote Outdoor Unit-Air-Source) | HH860E2S11 |  |  | CTF60C5CGS1 | YP9C100C20MP13 | 44000 | 18 | 9 | 45000 | 33800 | 75.11% | 2 | 0 | 11 |  |  |  | No | R-454B | 3.6667 | Residential & Commercial | Ducted CEE Tier 1
214395954 | Central HP <5.4 tons | YORK | HRCU-A-CB (Split System: Heat Pump with Remote Outdoor Unit-Air-Source) | HH860E2S11 |  |  | CTF60C5CGS1 | Y81E100C20SMPS1 | 44500 | 18 | 9 | 44500 | 33400 | 75.06% | 2 | 0 | 12 |  |  |  | No | R-454B | 3.7083 | Residential & Commercial | Ducted CEE Tier 1
214395955 | Central HP <5.4 tons | YORK | HRCU-A-CB (Split System: Heat Pump with Remote Outdoor Unit-Air-Source) | HH860E2S11 |  |  | CTF60D5CGS1 | TM9Y120D20MP11 | 44000 | 18 | 9 | 44000 | 33400 | 75.91% | 2 | 0 | 11.7 |  |  |  | No | R-454B | 3.6667 | Residential & Commercial | Ducted CEE Tier 1
214395988 | Central HP <5.4 tons | YORK | HRCU-A-CB (Split System: Heat Pump with Remote Outdoor Unit-Air-Source) | HH860E2S11 |  |  | CTM60C5CHS1 | TM9V100C20MP12 | 53000 | 19 | 8.5 | 53500 | 38500 | 71.96% | 2 | 0 | 11 |  |  |  | No | R-454B | 4.4167 | Residential & Commercial | Ducted CEE Tier 1
214396054 | Central HP <5.4 tons | YORK | HRCU-A-CB (Split System: Heat Pump with Remote Outdoor Unit-Air-Source) | HH860E2S11 |  |  | CTF60C5CGS1 | TL9E080C16UH11 | 44500 | 18 | 9 | 45500 | 33800 | 74.29% | 2 | 0 | 11 |  |  |  | No | R-454B | 3.7083 | Residential & Commercial | Ducted CEE Tier 1
214650034 | Central HP <5.4 tons | YORK | HRCU-A-CB (Split System: Heat Pump with Remote Outdoor Unit-Air-Source) | HH860E2S11 |  |  | CTU60D5XGS1+TXV | TP9C120D20MP13 | 44000 | 18 | 9 | 44500 | 33400 | 75.06% | 2 | 0 | 11.7 |  |  |  | No | R-454B | 3.6667 | Residential & Commercial | Ducted CEE Tier 1
214650133 | Central HP <5.4 tons | YORK | HRCU-A-CB (Split System: Heat Pump with Remote Outdoor Unit-Air-Source) | HH860E2S11 |  |  | CTU60D5XGS1+TXV | Y91E120D20SMPS1 | 46000 | 18 | 9 | 47000 | 34200 | 72.77% | 2 | 0 | 11.7 |  |  |  | No | R-454B | 3.8333 | Residential & Commercial | Ducted CEE Tier 1
212290969 | Central HP <5.4 tons | GOETTL | HRCU-A-CB (Split System: Heat Pump with Remote Outdoor Unit-Air-Source) | ASZS601810A* |  |  | CA*EA2422*4A* | A*VM970603BNB* | 16600 | 17.5 | 8.5 | 17400 | 13000 | 74.71% | 2.1 | 0 | 10.9 |  |  |  | No | R-410A | 1.3833 | Residential & Commercial | Ducted CEE Tier 1
214572616 | Central HP <5.4 tons | KENMORE | HRCU-A-CB (Split System: Heat Pump with Remote Outdoor Unit-Air-Source) | (C,H,T)VH837GKA** |  |  | EA*4X42L21A*+WALLCON | *95CSU1002122B* | 31800 | 17.5 | 8.5 | 32800 | 24400 | 74.39% | 1.9 | 0 | 11 |  |  |  | No | R-410A | 2.65 | Residential & Commercial | Ducted CEE Tier 1
214570746 | Central HP <5.4 tons | KENMORE | HRCU-A-CB (Split System: Heat Pump with Remote Outdoor Unit-Air-Source) | (C,H,T)VH825GKA3* |  |  | EA*4X48L24A*+WALLCON | *95CSU0802120B* | 24000 | 16.5 | 8.5 | 21000 | 16600 | 79.05% | 2.02 | 0 | 11 |  |  |  | No | R-410A | 2 | Residential & Commercial | Ducted CEE Tier 1
206765609 | Central HP <5.4 tons | BRYANT HEATING AND COOLING SYSTEMS | HRCU-A-CB (Split System: Heat Pump with Remote Outdoor Unit-Air-Source) | 288BNV025*0**C* |  |  | CAP**3017AL*+UI | 987MB42060C17*** | 23200 | 16 | 8.1 | 21600 | 16900 | 78.24% | 1.9 | 11 | 10.5 |  |  |  | No | R-410A | 1.9333 | Residential & Commercial | Ducted CEE Tier 1
206765528 | Central HP <5.4 tons | BRYANT HEATING AND COOLING SYSTEMS | HRCU-A-CB (Split System: Heat Pump with Remote Outdoor Unit-Air-Source) | 288BNV025*0**C* |  |  | CAP**2517AL*+UI | 987MB42060C17*** | 24200 | 15.5 | 8.1 | 20000 | 16000 | 80% | 1.94 | 11.5 | 10.5 |  |  |  | No | R-410A | 2.0167 | Residential & Commercial | Ducted CEE Tier 1
206765645 | Central HP <5.4 tons | BRYANT HEATING AND COOLING SYSTEMS | HRCU-A-CB (Split System: Heat Pump with Remote Outdoor Unit-Air-Source) | 288BNV025*0**C* |  |  | CAP**3617AL*+UI | 88*TA36045C17*** | 23400 | 16 | 8.1 | 21600 | 16800 | 77.78% | 1.92 | 11 | 10.5 |  |  |  | No | R-410A | 1.95 | Residential & Commercial | Ducted CEE Tier 1
206765726 | Central HP <5.4 tons | BRYANT HEATING AND COOLING SYSTEMS | HRCU-A-CB (Split System: Heat Pump with Remote Outdoor Unit-Air-Source) | 288BNV025*0**C* |  |  | CAP**3621AL*+UI | 88*TA48070C17*** | 23600 | 16.5 | 8.1 | 21400 | 16600 | 77.57% | 1.94 | 11 | 11 |  |  |  | No | R-410A | 1.9667 | Residential & Commercial | Ducted CEE Tier 1
206765879 | Central HP <5.4 tons | BRYANT HEATING AND COOLING SYSTEMS | HRCU-A-CB (Split System: Heat Pump with Remote Outdoor Unit-Air-Source) | 288BNV025*0**C* |  |  | CAP**3717AL*+UI | 986TC42080C17*** | 24200 | 16.5 | 8.1 | 21400 | 16700 | 78.04% | 1.98 | 11.5 | 11 |  |  |  | No | R-410A | 2.0167 | Residential & Commercial | Ducted CEE Tier 1
206765422 | Central HP <5.4 tons | BRYANT HEATING AND COOLING SYSTEMS | HRCU-A-CB (Split System: Heat Pump with Remote Outdoor Unit-Air-Source) | 288BNV025*0**C* |  |  | CAP**2417AL*+UI | 88*TA48070C17*** | 23200 | 16.5 | 8.1 | 22000 | 16800 | 76.36% | 1.9 | 11 | 10.5 |  |  |  | No | R-410A | 1.9333 | Residential & Commercial | Ducted CEE Tier 1
216453220 | Central HP <5.4 tons | AMERICAN STANDARD | HRCU-A-CB (Split System: Heat Pump with Remote Outdoor Unit-Air-Source) | 5A6V0X60A1 |  |  | 5PX*C007AS3 | S8V2C100M5PCB | 51500 | 18.2 | 9 | 54500 | 38500 | 70.64% | 2 | 0 | 10 |  |  |  | No | R-454B | 4.2917 | Residential & Commercial | Ducted CEE Tier 1
216453238 | Central HP <5.4 tons | AMERICAN STANDARD | HRCU-A-CB (Split System: Heat Pump with Remote Outdoor Unit-Air-Source) | 5A6V0X60A1 |  |  | 5PX*D010AS3 | S8V2C100M5PDB | 52500 | 18.4 | 9 | 54000 | 38000 | 70.37% | 2 | 0 | 10.5 |  |  |  | No | R-454B | 4.375 | Residential & Commercial | Ducted CEE Tier 1
216571149 | Central HP <5.4 tons | AMERICAN STANDARD | HRCU-A-CB (Split System: Heat Pump with Remote Outdoor Unit-Air-Source) | 5A6V0X60A1 |  |  | 5PX*D008AS3 | S8V2C080M5PDB | 52000 | 18.6 | 9 | 54000 | 38500 | 71.3% | 2 | 0 | 10 |  |  |  | No | R-454B | 4.3333 | Residential & Commercial | Ducted CEE Tier 1
215670551 | Central HP <5.4 tons | COMFORTMAKER | HRCU-A-CB (Split System: Heat Pump with Remote Outdoor Unit-Air-Source) | C5H0V36*K*AAA* |  |  | ESH5X60M12A*+WALLCON | *97CMN1202422B* | 34600 | 17 | 8.5 | 34600 | 24800 | 71.68% | 1.8 | 0 | 10 |  |  |  | No | R-454B | 2.8833 | Residential & Commercial | Ducted CEE Tier 1
206765431 | Central HP <5.4 tons | BRYANT HEATING AND COOLING SYSTEMS | HRCU-A-CB (Split System: Heat Pump with Remote Outdoor Unit-Air-Source) | 288BNV025*0**C* |  |  | CAP**2417AL*+UI | 986TC42060C17*** | 23200 | 16 | 8.1 | 22000 | 16900 | 76.82% | 1.88 | 11 | 10.5 |  |  |  | No | R-410A | 1.9333 | Residential & Commercial | Ducted CEE Tier 1
206765708 | Central HP <5.4 tons | BRYANT HEATING AND COOLING SYSTEMS | HRCU-A-CB (Split System: Heat Pump with Remote Outdoor Unit-Air-Source) | 288BNV025*0**C* |  |  | CAP**3617AL*+UI | 88*TA48090C17*** | 23600 | 17 | 8.1 | 21400 | 16600 | 77.57% | 1.94 | 11.5 | 11 |  |  |  | No | R-410A | 1.9667 | Residential & Commercial | Ducted CEE Tier 1
206765717 | Central HP <5.4 tons | BRYANT HEATING AND COOLING SYSTEMS | HRCU-A-CB (Split System: Heat Pump with Remote Outdoor Unit-Air-Source) | 288BNV025*0**C* |  |  | CAP**3621AL*+UI | 88*TA36045C17*** | 23400 | 16 | 8.1 | 21600 | 16800 | 77.78% | 1.92 | 11 | 10.5 |  |  |  | No | R-410A | 1.95 | Residential & Commercial | Ducted CEE Tier 1
206133353 | Central HP <5.4 tons | TEMPSTAR | HRCU-A-CB (Split System: Heat Pump with Remote Outdoor Unit-Air-Source) | TVH825GKA2* |  |  | EA*4X30L17A*+WALLCON | *80CSU0601716A* | 23400 | 16.5 | 8.1 | 21600 | 16700 | 77.31% | 1.92 | 11 | 10.5 |  |  |  | No | R-410A | 1.95 | Residential & Commercial | Ducted CEE Tier 1
211263403 | Central HP <5.4 tons | KEEPRITE | HRCU-A-CB (Split System: Heat Pump with Remote Outdoor Unit-Air-Source) | DLCURAH18ABK |  |  | EN(A,D)4X24L17** | *92ESN0601714A* | 17700 | 16 | 8.5 | 18500 | 18800 | 101.6% | 2.26 | 0 | 11 |  |  |  | No | R-410A | 1.475 | Residential & Commercial | Ducted CEE Tier 1
211262452 | Central HP <5.4 tons | HEIL | HRCU-A-CB (Split System: Heat Pump with Remote Outdoor Unit-Air-Source) | DLCURAH18ABK |  |  | EN(A,D)4X18L14** | *92ESN0601412A* | 17800 | 15.5 | 8.5 | 18900 | 19200 | 101.6% | 2.3 | 0 | 10.5 |  |  |  | No | R-410A | 1.4833 | Residential & Commercial | Ducted CEE Tier 1
212986928 | Central HP <5.4 tons | BRYANT HEATING AND COOLING SYSTEMS | HRCU-A-CB (Split System: Heat Pump with Remote Outdoor Unit-Air-Source) | 38MURAQ24AB3* |  |  | CNPV*2414AL* | 916SA36060M14*** | 23200 | 16.5 | 8.5 | 27000 | 25200 | 93.33% | 2.1 | 0 | 10 |  |  |  | No | R-410A | 1.9333 | Residential & Commercial | Ducted CEE Tier 1
212987460 | Central HP <5.4 tons | BRYANT HEATING AND COOLING SYSTEMS | HRCU-A-CB (Split System: Heat Pump with Remote Outdoor Unit-Air-Source) | 38MURAQ24AB3* |  |  | CNPV*3017AL* | 916SA48080M17*** | 23800 | 17 | 8.5 | 26400 | 24000 | 90.91% | 2 | 0 | 10.5 |  |  |  | No | R-410A | 1.9833 | Residential & Commercial | Ducted CEE Tier 1
211262518 | Central HP <5.4 tons | HEIL | HRCU-A-CB (Split System: Heat Pump with Remote Outdoor Unit-Air-Source) | DLCURAH18ABK |  |  | EN(A,D)4X24L14** | *80VSL0451412A* | 17700 | 16 | 8.5 | 18600 | 18800 | 101.1% | 2.26 | 0 | 10.5 |  |  |  | No | R-410A | 1.475 | Residential & Commercial | Ducted CEE Tier 1
205751089 | Central HP <5.4 tons | HEIL | HRCU-A-CB (Split System: Heat Pump with Remote Outdoor Unit-Air-Source) | HVH837GKA** |  |  | EA*4X37L21A*+WALLCON | *80CTL0901716A* | 33000 | 18 | 8.5 | 32800 | 25000 | 76.22% | 2 | 12 | 11.7 |  |  |  | No | R-410A | 2.75 | Residential & Commercial | Ducted CEE Tier 1
205751137 | Central HP <5.4 tons | HEIL | HRCU-A-CB (Split System: Heat Pump with Remote Outdoor Unit-Air-Source) | HVH837GKA** |  |  | EA*4X43L21A*+WALLCON | *80CTL0902120A* | 32800 | 17.5 | 8.5 | 33000 | 25200 | 76.36% | 2 | 12 | 11.7 |  |  |  | No | R-410A | 2.7333 | Residential & Commercial | Ducted CEE Tier 1
211262241 | Central HP <5.4 tons | HEIL | HRCU-A-CB (Split System: Heat Pump with Remote Outdoor Unit-Air-Source) | DLCURAH18ABK |  |  | EN(A,D)4X18L14** | *80VSL0451412A* | 17400 | 15.5 | 8.5 | 18600 | 19400 | 104.3% | 2.32 | 0 | 10.5 |  |  |  | No | R-410A | 1.45 | Residential & Commercial | Ducted CEE Tier 1
211262776 | Central HP <5.4 tons | HEIL | HRCU-A-CB (Split System: Heat Pump with Remote Outdoor Unit-Air-Source) | DLCURAH18ABK |  |  | EN(A,D)4X24L14** | *80ES(N,L)0701412A* | 17500 | 16 | 8.5 | 18400 | 18800 | 102.2% | 2.26 | 0 | 11 |  |  |  | No | R-410A | 1.4583 | Residential & Commercial | Ducted CEE Tier 1
215669147 | Central HP <5.4 tons | COMFORTMAKER | HRCU-A-CB (Split System: Heat Pump with Remote Outdoor Unit-Air-Source) | C5H0V36*K*AAA* |  |  | EA*5X48M21A*+WALLCON | *80CTL0702120B* | 33800 | 18 | 9 | 35000 | 25000 | 71.43% | 1.88 | 0 | 10 |  |  |  | No | R-454B | 2.8167 | Residential & Commercial | Ducted CEE Tier 1
215669367 | Central HP <5.4 tons | COMFORTMAKER | HRCU-A-CB (Split System: Heat Pump with Remote Outdoor Unit-Air-Source) | C5H0V36*K*AAA* |  |  | EA*5X60M24A*+WALLCON | *97CMN0602120B* | 34200 | 18 | 9 | 34400 | 25000 | 72.67% | 1.9 | 0 | 10 |  |  |  | No | R-454B | 2.85 | Residential & Commercial | Ducted CEE Tier 1
210599999 | Central HP <5.4 tons | TEMPSTAR | HRCU-A-CB (Split System: Heat Pump with Remote Outdoor Unit-Air-Source) | TVH825GKA2* |  |  | EN(A,D,W)4X48L21**+WALLCON | *97CMN0801714A* | 24000 | 16.5 | 8.1 | 21400 | 16700 | 78.04% | 2 | 0 | 11 |  |  |  | No | R-410A | 2 | Residential & Commercial | Ducted CEE Tier 1
206765555 | Central HP <5.4 tons | BRYANT HEATING AND COOLING SYSTEMS | HRCU-A-CB (Split System: Heat Pump with Remote Outdoor Unit-Air-Source) | 288BNV025*0**C* |  |  | CAP**2517AL*+UI | 88*TA48090C17*** | 24400 | 17.5 | 8.5 | 21200 | 16600 | 78.3% | 2.04 | 12 | 11.5 |  |  |  | No | R-410A | 2.0333 | Residential & Commercial | Ducted CEE Tier 1
206765564 | Central HP <5.4 tons | BRYANT HEATING AND COOLING SYSTEMS | HRCU-A-CB (Split System: Heat Pump with Remote Outdoor Unit-Air-Source) | 288BNV025*0**C* |  |  | CAP**3014AL*+UI | 88*TA36070C14*** | 23400 | 17 | 8.1 | 21600 | 16700 | 77.31% | 1.92 | 11 | 11 |  |  |  | No | R-410A | 1.95 | Residential & Commercial | Ducted CEE Tier 1
206765816 | Central HP <5.4 tons | BRYANT HEATING AND COOLING SYSTEMS | HRCU-A-CB (Split System: Heat Pump with Remote Outdoor Unit-Air-Source) | 288BNV025*0**C* |  |  | CAP**3621AL*+UI | 986TC66100C21*** | 23600 | 16.5 | 8.1 | 21400 | 16600 | 77.57% | 1.94 | 11 | 11 |  |  |  | No | R-410A | 1.9667 | Residential & Commercial | Ducted CEE Tier 1
206765600 | Central HP <5.4 tons | BRYANT HEATING AND COOLING SYSTEMS | HRCU-A-CB (Split System: Heat Pump with Remote Outdoor Unit-Air-Source) | 288BNV025*0**C* |  |  | CAP**3017AL*+UI | 986TC42080C17*** | 23400 | 16.5 | 8.1 | 21600 | 16800 | 77.78% | 1.9 | 11 | 10.5 |  |  |  | No | R-410A | 1.95 | Residential & Commercial | Ducted CEE Tier 1
206765780 | Central HP <5.4 tons | BRYANT HEATING AND COOLING SYSTEMS | HRCU-A-CB (Split System: Heat Pump with Remote Outdoor Unit-Air-Source) | 288BNV025*0**C* |  |  | CAP**3621AL*+UI | 987MB42080C17*** | 23600 | 16.5 | 8.1 | 21600 | 16700 | 77.31% | 1.92 | 11.5 | 11 |  |  |  | No | R-410A | 1.9667 | Residential & Commercial | Ducted CEE Tier 1
204300541 | Central HP <5.4 tons | HEIL | HRCU-A-CB (Split System: Heat Pump with Remote Outdoor Unit-Air-Source) | HVH837GKA** |  |  | EHD4X48AAL+WALLCON | *97CMN1202422A* | 32600 | 16.5 | 8.1 | 33000 | 25000 | 75.76% | 1.96 | 11.5 | 11 |  |  |  | No | R-410A | 2.7167 | Residential & Commercial | Ducted CEE Tier 1
211262798 | Central HP <5.4 tons | HEIL | HRCU-A-CB (Split System: Heat Pump with Remote Outdoor Unit-Air-Source) | DLCURAH18ABK |  |  | EN(A,D)4X24L17** | *80VSL0451412A* | 17700 | 16 | 8.5 | 18600 | 18800 | 101.1% | 2.26 | 0 | 10.5 |  |  |  | No | R-410A | 1.475 | Residential & Commercial | Ducted CEE Tier 1
211262555 | Central HP <5.4 tons | HEIL | HRCU-A-CB (Split System: Heat Pump with Remote Outdoor Unit-Air-Source) | DLCURAH18ABK |  |  | EN(A,D)4X24L14** | *96VSN0601412A* | 17900 | 15.5 | 8.5 | 18800 | 18700 | 99.47% | 2.26 | 0 | 11 |  |  |  | No | R-410A | 1.4917 | Residential & Commercial | Ducted CEE Tier 1
211262598 | Central HP <5.4 tons | HEIL | HRCU-A-CB (Split System: Heat Pump with Remote Outdoor Unit-Air-Source) | DLCURAH18ABK |  |  | EN(A,D)4X24L14** | *95ESN0401410A* | 17800 | 15.5 | 8.5 | 18700 | 18800 | 100.5% | 2.26 | 0 | 10.5 |  |  |  | No | R-410A | 1.4833 | Residential & Commercial | Ducted CEE Tier 1
204300151 | Central HP <5.4 tons | HEIL | HRCU-A-CB (Split System: Heat Pump with Remote Outdoor Unit-Air-Source) | HVH837GKA** |  |  | EHD4X36AAL+WALLCON | *97CMN1002122A* | 32200 | 16.5 | 8.1 | 33200 | 24800 | 74.7% | 1.94 | 11.5 | 11 |  |  |  | No | R-410A | 2.6833 | Residential & Commercial | Ducted CEE Tier 1
216571177 | Central HP <5.4 tons | AMERICAN STANDARD | HRCU-A-CB (Split System: Heat Pump with Remote Outdoor Unit-Air-Source) | 5A6V8X24A1 |  |  | 5PX*B003AS3 | L8V1A040U3VSB+LRP | 21400 | 18.1 | 8.5 | 24600 | 19000 | 77.24% | 2.1 | 0 | 11 |  |  |  | No | R-454B | 1.7833 | Residential & Commercial | Ducted CEE Tier 1
216571211 | Central HP <5.4 tons | AMERICAN STANDARD | HRCU-A-CB (Split System: Heat Pump with Remote Outdoor Unit-Air-Source) | 5A6V8X24A1 |  |  | 5PX*BD06AS3 | S8V2B080M4PDB | 22000 | 18.1 | 8.5 | 23800 | 18600 | 78.15% | 2.2 | 0 | 11.5 |  |  |  | No | R-454B | 1.8333 | Residential & Commercial | Ducted CEE Tier 1
215669447 | Central HP <5.4 tons | COMFORTMAKER | HRCU-A-CB (Split System: Heat Pump with Remote Outdoor Unit-Air-Source) | C5H0V36*K*AAA* |  |  | EA*5X61M21A*+WALLCON | *80CSU1002120A* | 34800 | 18 | 9 | 34400 | 24800 | 72.09% | 1.9 | 0 | 10 |  |  |  | No | R-454B | 2.9 | Residential & Commercial | Ducted CEE Tier 1
206770974 | Central HP <5.4 tons | BRYANT HEATING AND COOLING SYSTEMS | HRCU-A-CB (Split System: Heat Pump with Remote Outdoor Unit-Air-Source) | 288BNV037*0**B* |  |  | CAP**3617AL*+UI | 88*TA48070C17*** | 31400 | 17 | 8.1 | 33400 | 24400 | 73.05% | 1.84 | 11 | 11 |  |  |  | No | R-410A | 2.6167 | Residential & Commercial | Ducted CEE Tier 1
213780650 | Central HP <5.4 tons | COMFORTMAKER | HRCU-A-CB (Split System: Heat Pump with Remote Outdoor Unit-Air-Source) | CVH837GKA2* |  |  | EA*4X36L17A*+WALLCON | *80CTL0701412B* | 31400 | 16.5 | 8.1 | 33400 | 24400 | 73.05% | 1.82 | 0 | 10.5 |  |  |  | No | R-410A | 2.6167 | Residential & Commercial | Ducted CEE Tier 1
213781220 | Central HP <5.4 tons | COMFORTMAKER | HRCU-A-CB (Split System: Heat Pump with Remote Outdoor Unit-Air-Source) | CVH837GKA2* |  |  | EA*4X43L21A*+WALLCON | *97CMN0601714B* | 32600 | 16.5 | 8.1 | 33000 | 25400 | 76.97% | 1.94 | 0 | 11 |  |  |  | No | R-410A | 2.7167 | Residential & Commercial | Ducted CEE Tier 1
213781370 | Central HP <5.4 tons | COMFORTMAKER | HRCU-A-CB (Split System: Heat Pump with Remote Outdoor Unit-Air-Source) | CVH837GKA2* |  |  | EA*4X48L21A*+WALLCON | *96CTN0601714B* | 32200 | 17 | 8.1 | 32600 | 25200 | 77.3% | 1.94 | 0 | 11 |  |  |  | No | R-410A | 2.6833 | Residential & Commercial | Ducted CEE Tier 1
216571227 | Central HP <5.4 tons | AMERICAN STANDARD | HRCU-A-CB (Split System: Heat Pump with Remote Outdoor Unit-Air-Source) | 5A6V8X24A1 |  |  | 5TXCB003AS3 | S8V2B080M4PCB | 21400 | 18.1 | 8.5 | 24400 | 18900 | 77.46% | 2.1 | 0 | 11.2 |  |  |  | No | R-454B | 1.7833 | Residential & Commercial | Ducted CEE Tier 1
211262574 | Central HP <5.4 tons | HEIL | HRCU-A-CB (Split System: Heat Pump with Remote Outdoor Unit-Air-Source) | DLCURAH18ABK |  |  | EN(A,D)4X24L14** | *80VTL0451412A* | 17600 | 16 | 8.5 | 18500 | 18800 | 101.6% | 2.26 | 0 | 11 |  |  |  | No | R-410A | 1.4667 | Residential & Commercial | Ducted CEE Tier 1
211263145 | Central HP <5.4 tons | HEIL | HRCU-A-CB (Split System: Heat Pump with Remote Outdoor Unit-Air-Source) | DLCURAH18ABK |  |  | EN(A,D)4X24L17** | *95ESN0401410A* | 17800 | 15.5 | 8.5 | 18700 | 18800 | 100.5% | 2.26 | 0 | 10.5 |  |  |  | No | R-410A | 1.4833 | Residential & Commercial | Ducted CEE Tier 1
211264814 | Central HP <5.4 tons | HEIL | HRCU-A-CB (Split System: Heat Pump with Remote Outdoor Unit-Air-Source) | DLCURAH18ABK |  |  | FEM4X18**BL |  | 17400 | 16 | 8.5 | 18300 | 19400 | 106% | 2.34 | 0 | 10.5 |  |  |  | No | R-410A | 1.45 | Residential & Commercial | Ducted CEE Tier 1
211264867 | Central HP <5.4 tons | HEIL | HRCU-A-CB (Split System: Heat Pump with Remote Outdoor Unit-Air-Source) | DLCURAH18ABK |  |  | FXM4X18**AL |  | 17800 | 16.5 | 8.5 | 18300 | 18500 | 101.1% | 2.22 | 0 | 10.5 |  |  |  | No | R-410A | 1.4833 | Residential & Commercial | Ducted CEE Tier 1
211263060 | Central HP <5.4 tons | HEIL | HRCU-A-CB (Split System: Heat Pump with Remote Outdoor Unit-Air-Source) | DLCURAH18ABK |  |  | EN(A,D)4X24L17** | *80VTL0451412A* | 17600 | 16 | 8.5 | 18500 | 18800 | 101.6% | 2.26 | 0 | 11 |  |  |  | No | R-410A | 1.4667 | Residential & Commercial | Ducted CEE Tier 1
211263814 | Central HP <5.4 tons | HEIL | HRCU-A-CB (Split System: Heat Pump with Remote Outdoor Unit-Air-Source) | DLCURAH18ABK |  |  | EN(A,D)4X30L14** | *92ESN0601412A* | 18200 | 16 | 8.5 | 18700 | 18300 | 97.86% | 2.22 | 0 | 11 |  |  |  | No | R-410A | 1.5167 | Residential & Commercial | Ducted CEE Tier 1
211264433 | Central HP <5.4 tons | HEIL | HRCU-A-CB (Split System: Heat Pump with Remote Outdoor Unit-Air-Source) | DLCURAH18ABK |  |  | EN(A,D)4X30L17** | *95ESN0261410A* | 18200 | 15.5 | 8.5 | 18800 | 18400 | 97.87% | 2.2 | 0 | 11 |  |  |  | No | R-410A | 1.5167 | Residential & Commercial | Ducted CEE Tier 1
206771541 | Central HP <5.4 tons | BRYANT HEATING AND COOLING SYSTEMS | HRCU-A-CB (Split System: Heat Pump with Remote Outdoor Unit-Air-Source) | 288BNV037*0**B* |  |  | CAP**4224AL*+UI | 986TC66120C24*** | 31800 | 17.5 | 8.1 | 33000 | 24400 | 73.94% | 1.9 | 11 | 11.5 |  |  |  | No | R-410A | 2.65 | Residential & Commercial | Ducted CEE Tier 1
206772225 | Central HP <5.4 tons | BRYANT HEATING AND COOLING SYSTEMS | HRCU-A-CB (Split System: Heat Pump with Remote Outdoor Unit-Air-Source) | 288BNV037*0**B* |  |  | CNPV*4821AL*+UI | 88*TA48070C17*** | 32400 | 17.5 | 8.1 | 33000 | 25000 | 75.76% | 1.94 | 12 | 11.5 |  |  |  | No | R-410A | 2.7 | Residential & Commercial | Ducted CEE Tier 1
206772541 | Central HP <5.4 tons | BRYANT HEATING AND COOLING SYSTEMS | HRCU-A-CB (Split System: Heat Pump with Remote Outdoor Unit-Air-Source) | 288BNV037*0**B* |  |  | CSPH*3612AL*+UI | 88*TA60090C21*** | 32200 | 16.5 | 8.1 | 33200 | 24800 | 74.7% | 1.92 | 11.5 | 11 |  |  |  | No | R-410A | 2.6833 | Residential & Commercial | Ducted CEE Tier 1
206773000 | Central HP <5.4 tons | BRYANT HEATING AND COOLING SYSTEMS | HRCU-A-CB (Split System: Heat Pump with Remote Outdoor Unit-Air-Source) | 288BNV037*0**B* |  |  | CSPH*4812AL*+UI | 88*TA48090C17*** | 32800 | 17.5 | 8.1 | 33000 | 24800 | 75.15% | 1.98 | 12 | 11.5 |  |  |  | No | R-410A | 2.7333 | Residential & Commercial | Ducted CEE Tier 1
215936225 | Central HP <5.4 tons | BRYANT HEATING AND COOLING SYSTEMS | HRCU-A-CB (Split System: Heat Pump with Remote Outdoor Unit-Air-Source) | 293VAN036**AA* |  |  | CVAVA4224XMA*+UI | 987MC60080C21*** | 35400 | 21.5 | 8.5 | 38000 | 28400 | 74.74% | 2.04 | 0 | 12 |  |  |  | No | R-454B | 2.95 | Residential & Commercial | Ducted CEE Tier 1
212988216 | Central HP <5.4 tons | BRYANT HEATING AND COOLING SYSTEMS | HRCU-A-CB (Split System: Heat Pump with Remote Outdoor Unit-Air-Source) | 38MURAQ36AB3* |  |  | CAP**4821AL* | 916SA66100M21*** | 35600 | 16 | 8.5 | 37800 | 34600 | 91.53% | 2.04 | 0 | 10 |  |  |  | No | R-410A | 2.9667 | Residential & Commercial | Ducted CEE Tier 1
216571346 | Central HP <5.4 tons | TRANE | HRCU-A-CB (Split System: Heat Pump with Remote Outdoor Unit-Air-Source) | 5TWV8X24A1 |  |  | 5PX*B003AS3 | S8V2B080M4PDB | 21400 | 18.1 | 8.5 | 24400 | 18900 | 77.46% | 2.1 | 0 | 11.2 |  |  |  | No | R-454B | 1.7833 | Residential & Commercial | Ducted CEE Tier 1
206765798 | Central HP <5.4 tons | BRYANT HEATING AND COOLING SYSTEMS | HRCU-A-CB (Split System: Heat Pump with Remote Outdoor Unit-Air-Source) | 288BNV025*0**C* |  |  | CAP**3621AL*+UI | 987MB66100C21*** | 23600 | 16.5 | 8.1 | 21400 | 16600 | 77.57% | 1.94 | 11 | 11 |  |  |  | No | R-410A | 1.9667 | Residential & Commercial | Ducted CEE Tier 1
215940559 | Central HP <5.4 tons | COMFORTMAKER | HRCU-A-CB (Split System: Heat Pump with Remote Outdoor Unit-Air-Source) | C5H3V36*K*AAA* |  |  | EVD5X36M21A*+WALLCON | *97CTN0802120A* | 34400 | 20.5 | 8.5 | 38500 | 28200 | 73.25% | 2.04 | 0 | 11.7 |  |  |  | No | R-454B | 2.8667 | Residential & Commercial | Ducted CEE Tier 1
215940609 | Central HP <5.4 tons | COMFORTMAKER | HRCU-A-CB (Split System: Heat Pump with Remote Outdoor Unit-Air-Source) | C5H3V36*K*AAA* |  |  | EVD5X38M17A*+WALLCON | *97CTN0801716A* | 35200 | 21 | 8.5 | 38500 | 29200 | 75.84% | 2.06 | 0 | 11.7 |  |  |  | No | R-454B | 2.9333 | Residential & Commercial | Ducted CEE Tier 1
215940709 | Central HP <5.4 tons | COMFORTMAKER | HRCU-A-CB (Split System: Heat Pump with Remote Outdoor Unit-Air-Source) | C5H3V36*K*AAA* |  |  | EVD5X42M24A*+WALLCON | *97CTN1002122A* | 35600 | 22 | 8.5 | 38000 | 28400 | 74.74% | 2.04 | 0 | 12.5 |  |  |  | No | R-454B | 2.9667 | Residential & Commercial | Ducted CEE Tier 1
206767168 | Central HP <5.4 tons | BRYANT HEATING AND COOLING SYSTEMS | HRCU-A-CB (Split System: Heat Pump with Remote Outdoor Unit-Air-Source) | 288BNV025*0**C* |  |  | CAP**3621AL*+UI | 83*CA60100C21*** | 23600 | 16.5 | 8.1 | 21400 | 16700 | 78.04% | 1.92 | 11.5 | 10.5 |  |  |  | No | R-410A | 1.9667 | Residential & Commercial | Ducted CEE Tier 1
206767177 | Central HP <5.4 tons | BRYANT HEATING AND COOLING SYSTEMS | HRCU-A-CB (Split System: Heat Pump with Remote Outdoor Unit-Air-Source) | 288BNV025*0**C* |  |  | CAP**3717AL*+UI | 83*CA36040C17*** | 24200 | 17 | 8.1 | 21400 | 16600 | 77.57% | 2 | 11.5 | 11 |  |  |  | No | R-410A | 2.0167 | Residential & Commercial | Ducted CEE Tier 1
206771163 | Central HP <5.4 tons | BRYANT HEATING AND COOLING SYSTEMS | HRCU-A-CB (Split System: Heat Pump with Remote Outdoor Unit-Air-Source) | 288BNV037*0**B* |  |  | CAP**3621AL*+UI | 987MB60060C21*** | 31400 | 17 | 8.1 | 33600 | 24600 | 73.21% | 1.84 | 11 | 11 |  |  |  | No | R-410A | 2.6167 | Residential & Commercial | Ducted CEE Tier 1
206771424 | Central HP <5.4 tons | BRYANT HEATING AND COOLING SYSTEMS | HRCU-A-CB (Split System: Heat Pump with Remote Outdoor Unit-Air-Source) | 288BNV037*0**B* |  |  | CAP**4221AL*+UI | 986TC42080C17*** | 31600 | 17 | 8.1 | 33400 | 24800 | 74.25% | 1.86 | 11.5 | 11 |  |  |  | No | R-410A | 2.6333 | Residential & Commercial | Ducted CEE Tier 1
206771847 | Central HP <5.4 tons | BRYANT HEATING AND COOLING SYSTEMS | HRCU-A-CB (Split System: Heat Pump with Remote Outdoor Unit-Air-Source) | 288BNV037*0**B* |  |  | CAP**4821AL*+UI | 986TC66100C21*** | 32400 | 17.5 | 8.5 | 32600 | 25000 | 76.69% | 1.98 | 12 | 11.7 |  |  |  | No | R-410A | 2.7 | Residential & Commercial | Ducted CEE Tier 1
211264700 | Central HP <5.4 tons | HEIL | HRCU-A-CB (Split System: Heat Pump with Remote Outdoor Unit-Air-Source) | DLCURAH18ABK |  |  | EN(A,D)4X30L17** | OLV098A12* | 18200 | 15.5 | 8.5 | 18800 | 18400 | 97.87% | 2.2 | 0 | 11 |  |  |  | No | R-410A | 1.5167 | Residential & Commercial | Ducted CEE Tier 1
212970958 | Central HP <5.4 tons | ARCOAIRE | HRCU-A-CB (Split System: Heat Pump with Remote Outdoor Unit-Air-Source) | DLCURAH18ABK |  |  | EN(A,D)4X30L17** | *80VTL0451412B* | 17400 | 16.5 | 8.1 | 17900 | 18600 | 103.9% | 2.24 | 0 | 11 |  |  |  | No | R-410A | 1.45 | Residential & Commercial | Ducted CEE Tier 1
211262277 | Central HP <5.4 tons | HEIL | HRCU-A-CB (Split System: Heat Pump with Remote Outdoor Unit-Air-Source) | DLCURAH18ABK |  |  | EN(A,D)4X18L14** | *96VSN0601412A* | 17600 | 15.5 | 8.5 | 18700 | 19300 | 103.2% | 2.32 | 0 | 10.5 |  |  |  | No | R-410A | 1.4667 | Residential & Commercial | Ducted CEE Tier 1
211264549 | Central HP <5.4 tons | HEIL | HRCU-A-CB (Split System: Heat Pump with Remote Outdoor Unit-Air-Source) | DLCURAH18ABK |  |  | EN(A,D)4X30L17** | *92ESN0601412A* | 18300 | 16 | 8.5 | 18800 | 18300 | 97.34% | 2.22 | 0 | 11 |  |  |  | No | R-410A | 1.525 | Residential & Commercial | Ducted CEE Tier 1
211264889 | Central HP <5.4 tons | HEIL | HRCU-A-CB (Split System: Heat Pump with Remote Outdoor Unit-Air-Source) | DLCURAH18ABK |  |  | FXM4X24**AL |  | 18100 | 16 | 8.5 | 18600 | 18500 | 99.46% | 2.22 | 0 | 10.5 |  |  |  | No | R-410A | 1.5083 | Residential & Commercial | Ducted CEE Tier 1
206765529 | Central HP <5.4 tons | HEIL | HRCU-A-CB (Split System: Heat Pump with Remote Outdoor Unit-Air-Source) | HVH825GKA3* |  |  | EA*4X25L17A*+WALLCON | *97CMN0601714A* | 24200 | 15.5 | 8.1 | 20000 | 16000 | 80% | 1.94 | 11.5 | 10.5 |  |  |  | No | R-410A | 2.0167 | Residential & Commercial | Ducted CEE Tier 1
206765592 | Central HP <5.4 tons | HEIL | HRCU-A-CB (Split System: Heat Pump with Remote Outdoor Unit-Air-Source) | HVH825GKA3* |  |  | EA*4X30L17A*+WALLCON | *96CTN0601714A* | 23400 | 16 | 8.1 | 21600 | 16800 | 77.78% | 1.9 | 11 | 10.5 |  |  |  | No | R-410A | 1.95 | Residential & Commercial | Ducted CEE Tier 1
206765468 | Central HP <5.4 tons | HEIL | HRCU-A-CB (Split System: Heat Pump with Remote Outdoor Unit-Air-Source) | HVH825GKA3* |  |  | EA*4X24L17A*+WALLCON | *80CTL0701412A* | 23400 | 17 | 8.1 | 22000 | 16700 | 75.91% | 1.9 | 11 | 11 |  |  |  | No | R-410A | 1.95 | Residential & Commercial | Ducted CEE Tier 1
206765619 | Central HP <5.4 tons | HEIL | HRCU-A-CB (Split System: Heat Pump with Remote Outdoor Unit-Air-Source) | HVH825GKA3* |  |  | EA*4X30L17A*+WALLCON | *97CMN0801714A* | 23400 | 16 | 8.1 | 21600 | 16800 | 77.78% | 1.9 | 11 | 10.5 |  |  |  | No | R-410A | 1.95 | Residential & Commercial | Ducted CEE Tier 1
206765754 | Central HP <5.4 tons | HEIL | HRCU-A-CB (Split System: Heat Pump with Remote Outdoor Unit-Air-Source) | HVH825GKA3* |  |  | EA*4X36L21A*+WALLCON | *96CTN0601714A* | 23400 | 16.5 | 8.1 | 21600 | 16700 | 77.31% | 1.92 | 11 | 10.5 |  |  |  | No | R-410A | 1.95 | Residential & Commercial | Ducted CEE Tier 1
206767489 | Central HP <5.4 tons | HEIL | HRCU-A-CB (Split System: Heat Pump with Remote Outdoor Unit-Air-Source) | HVH825GKA3* |  |  | EA*4X36L17A*+WALLCON | *95CSU0601716A* | 23400 | 16.5 | 8.1 | 21600 | 16800 | 77.78% | 1.92 | 11 | 10.5 |  |  |  | No | R-410A | 1.95 | Residential & Commercial | Ducted CEE Tier 1
211262731 | Central HP <5.4 tons | HEIL | HRCU-A-CB (Split System: Heat Pump with Remote Outdoor Unit-Air-Source) | DLCURAH18ABK |  |  | EN(A,D)4X24L14** | *92ESN0601412A* | 18100 | 16 | 8.5 | 19000 | 18600 | 97.89% | 2.24 | 0 | 11 |  |  |  | No | R-410A | 1.5083 | Residential & Commercial | Ducted CEE Tier 1
211262924 | Central HP <5.4 tons | HEIL | HRCU-A-CB (Split System: Heat Pump with Remote Outdoor Unit-Air-Source) | DLCURAH18ABK |  |  | EN(A,D)4X24L17** | *95ESU0401712A* | 17600 | 16 | 8.5 | 18500 | 18800 | 101.6% | 2.26 | 0 | 11 |  |  |  | No | R-410A | 1.4667 | Residential & Commercial | Ducted CEE Tier 1
206772072 | Central HP <5.4 tons | BRYANT HEATING AND COOLING SYSTEMS | HRCU-A-CB (Split System: Heat Pump with Remote Outdoor Unit-Air-Source) | 288BNV037*0**B* |  |  | CNPV*4217AL*+UI | 88*TA48090C17*** | 32200 | 17.5 | 8.1 | 33000 | 24600 | 74.55% | 1.92 | 11 | 11.7 |  |  |  | No | R-410A | 2.6833 | Residential & Commercial | Ducted CEE Tier 1
215679608 | Central HP <5.4 tons | COMFORTMAKER | HRCU-A-CB (Split System: Heat Pump with Remote Outdoor Unit-Air-Source) | C5H0V36*K*AAA* |  |  | EA*5X61M21A*+WALLCON | *80CSU0401712B* | 35000 | 18 | 9 | 34400 | 24800 | 72.09% | 1.92 | 0 | 10 |  |  |  | No | R-454B | 2.9167 | Residential & Commercial | Ducted CEE Tier 1
210600139 | Central HP <5.4 tons | TEMPSTAR | HRCU-A-CB (Split System: Heat Pump with Remote Outdoor Unit-Air-Source) | TVH837GKA** |  |  | EHD4X60AAL+WALLCON | *96CTN1202422A* | 33000 | 17 | 8.1 | 32200 | 24800 | 77.02% | 2.02 | 0 | 11.5 |  |  |  | No | R-410A | 2.75 | Residential & Commercial | Ducted CEE Tier 1
206135741 | Central HP <5.4 tons | TEMPSTAR | HRCU-A-CB (Split System: Heat Pump with Remote Outdoor Unit-Air-Source) | TVH837GKA** |  |  | EA*4X43L21A*+WALLCON | *80CSU0601716A* | 32800 | 17 | 8.5 | 33000 | 25200 | 76.36% | 1.96 | 12 | 11 |  |  |  | No | R-410A | 2.7333 | Residential & Commercial | Ducted CEE Tier 1
206136093 | Central HP <5.4 tons | TEMPSTAR | HRCU-A-CB (Split System: Heat Pump with Remote Outdoor Unit-Air-Source) | TVH837GKA** |  |  | EA*4X37L21A*+WALLCON | *95CSU1002122A* | 33000 | 17.5 | 8.5 | 32800 | 25000 | 76.22% | 2 | 12 | 11.5 |  |  |  | No | R-410A | 2.75 | Residential & Commercial | Ducted CEE Tier 1
206767186 | Central HP <5.4 tons | BRYANT HEATING AND COOLING SYSTEMS | HRCU-A-CB (Split System: Heat Pump with Remote Outdoor Unit-Air-Source) | 288BNV025*0**C* |  |  | CAP**3717AL*+UI | 83*CA48060C17*** | 24200 | 16.5 | 8.1 | 21400 | 16700 | 78.04% | 1.98 | 11.5 | 10.5 |  |  |  | No | R-410A | 2.0167 | Residential & Commercial | Ducted CEE Tier 1
206765627 | Central HP <5.4 tons | BRYANT HEATING AND COOLING SYSTEMS | HRCU-A-CB (Split System: Heat Pump with Remote Outdoor Unit-Air-Source) | 288BNV025*0**C* |  |  | CAP**3017AL*+UI | 88*TA36070C14*** | 23600 | 17 | 8.1 | 21600 | 16600 | 76.85% | 1.92 | 11.5 | 11 |  |  |  | No | R-410A | 1.9667 | Residential & Commercial | Ducted CEE Tier 1
204456860 | Central HP <5.4 tons | TEMPSTAR | HRCU-A-CB (Split System: Heat Pump with Remote Outdoor Unit-Air-Source) | TVH825GKA2* |  |  | EA*4X37L17A*+WALLCON | *97CMN0601714A* | 24000 | 16 | 8.1 | 21600 | 16900 | 78.24% | 1.98 | 11 | 10.5 |  |  |  | No | R-410A | 2 | Residential & Commercial | Ducted CEE Tier 1
214395871 | Central HP <5.4 tons | YORK | HRCU-A-CB (Split System: Heat Pump with Remote Outdoor Unit-Air-Source) | HH824E2S11 |  |  | CTF36B5ADS1 | TP9C080B12MP13 | 23000 | 18 | 9.5 | 23000 | 18400 | 80% | 2 | 0 | 12 |  |  |  | No | R-454B | 1.9167 | Residential & Commercial | Ducted CEE Tier 1
214396172 | Central HP <5.4 tons | YORK | HRCU-A-CB (Split System: Heat Pump with Remote Outdoor Unit-Air-Source) | HH824E2S11 |  |  | CTF30B5ACS1 | TM9E060B12MP12 | 23000 | 17 | 9.5 | 23000 | 18900 | 82.17% | 2 | 0 | 11.7 |  |  |  | No | R-454B | 1.9167 | Residential & Commercial | Ducted CEE Tier 1
214650169 | Central HP <5.4 tons | YORK | HRCU-A-CB (Split System: Heat Pump with Remote Outdoor Unit-Air-Source) | HH824E2S11 |  |  | CTU36B5XDS1+TXV | TPLC080B12MP13 | 23000 | 18 | 9 | 23000 | 18500 | 80.43% | 2 | 0 | 12 |  |  |  | No | R-454B | 1.9167 | Residential & Commercial | Ducted CEE Tier 1
204459249 | Central HP <5.4 tons | TEMPSTAR | HRCU-A-CB (Split System: Heat Pump with Remote Outdoor Unit-Air-Source) | TVH825GKA2* |  |  | EHD4X30AAL+WALLCON | *80CTL0901716A* | 23800 | 16 | 8.1 | 21800 | 16700 | 76.61% | 1.98 | 11 | 10.5 |  |  |  | No | R-410A | 1.9833 | Residential & Commercial | Ducted CEE Tier 1
207805738 | Central HP <5.4 tons | TRANE | HRCU-A-CB (Split System: Heat Pump with Remote Outdoor Unit-Air-Source) | 4TWA7048A3 |  |  | 4PX*CU60BS3+P0V0C000M50SC |  | 48000 | 17 | 8.1 | 48000 | 48500 | 101% | 3.6 | 13 | 12.5 |  |  |  | No | R-410A | 4 | Residential & Commercial | Ducted CEE Tier 1
216453237 | Central HP <5.4 tons | TRANE | HRCU-A-CB (Split System: Heat Pump with Remote Outdoor Unit-Air-Source) | 5TWV0X60A1 |  |  | 5PX*D010AS3 | S8V2C100M5PDB | 52500 | 18.4 | 9 | 54000 | 38000 | 70.37% | 2 | 0 | 10.5 |  |  |  | No | R-454B | 4.375 | Residential & Commercial | Ducted CEE Tier 1
216453239 | Central HP <5.4 tons | TRANE | HRCU-A-CB (Split System: Heat Pump with Remote Outdoor Unit-Air-Source) | 5TWV0X60A1 |  |  | 5PX*D010AS3 | S8V2D120M5PDB | 53000 | 18.8 | 9.4 | 54000 | 38000 | 70.37% | 2 | 0 | 10.5 |  |  |  | No | R-454B | 4.4167 | Residential & Commercial | Ducted CEE Tier 1
206767195 | Central HP <5.4 tons | BRYANT HEATING AND COOLING SYSTEMS | HRCU-A-CB (Split System: Heat Pump with Remote Outdoor Unit-Air-Source) | 288BNV025*0**C* |  |  | CAP**3721AL*+UI | 83*CA36040C17*** | 24400 | 17 | 8.5 | 21200 | 16600 | 78.3% | 2.02 | 11.5 | 11 |  |  |  | No | R-410A | 2.0333 | Residential & Commercial | Ducted CEE Tier 1
206766023 | Central HP <5.4 tons | BRYANT HEATING AND COOLING SYSTEMS | HRCU-A-CB (Split System: Heat Pump with Remote Outdoor Unit-Air-Source) | 288BNV025*0**C* |  |  | CAP**3721AL*+UI | 986TC66100C21*** | 24400 | 16.5 | 8.5 | 21200 | 16600 | 78.3% | 2.04 | 11 | 11 |  |  |  | No | R-410A | 2.0333 | Residential & Commercial | Ducted CEE Tier 1
204298576 | Central HP <5.4 tons | BRYANT HEATING AND COOLING SYSTEMS | HRCU-A-CB (Split System: Heat Pump with Remote Outdoor Unit-Air-Source) | 288BNV037*0**A* |  |  | CAP**3617AL*+UI | 88*TA48070C17*** | 31400 | 17 | 8.1 | 33400 | 24400 | 73.05% | 1.84 | 11 | 11 |  |  |  | No | R-410A | 2.6167 | Residential & Commercial | Ducted CEE Tier 1
206788500 | Central HP <5.4 tons | CARRIER | HRCU-A-CB (Split System: Heat Pump with Remote Outdoor Unit-Air-Source) | 25VNA424A*031* |  |  | CNPV*4221AL*+UI | 59TN6B080C17**14 | 23400 | 20 | 10 | 26600 | 19900 | 74.81% | 2.44 | 14 | 13 |  |  |  | No | R-410A | 1.95 | Residential & Commercial | Ducted CEE Tier 1
206788565 | Central HP <5.4 tons | CARRIER | HRCU-A-CB (Split System: Heat Pump with Remote Outdoor Unit-Air-Source) | 25VNA424A*031* |  |  | CAP**3621AL*+UI | 59CU5A080C21**20 | 23400 | 20.5 | 10.5 | 26600 | 19700 | 74.06% | 2.44 | 14 | 13.5 |  |  |  | No | R-410A | 1.95 | Residential & Commercial | Ducted CEE Tier 1
211245957 | Central HP <5.4 tons | TEMPSTAR | HRCU-A-CB (Split System: Heat Pump with Remote Outdoor Unit-Air-Source) | DLCURAH24ABK |  |  | FM(C,U)4Z30**AL* |  | 24200 | 18 | 9 | 26600 | 23000 | 86.47% | 1.92 | 0 | 10.5 |  |  |  | No | R-410A | 2.0167 | Residential & Commercial | Ducted CEE Tier 1
206770975 | Central HP <5.4 tons | HEIL | HRCU-A-CB (Split System: Heat Pump with Remote Outdoor Unit-Air-Source) | HVH837GKA2* |  |  | EA*4X36L17A*+WALLCON | *80CTL0701716A* | 31400 | 17 | 8.1 | 33400 | 24400 | 73.05% | 1.84 | 11 | 11 |  |  |  | No | R-410A | 2.6167 | Residential & Commercial | Ducted CEE Tier 1
206771344 | Central HP <5.4 tons | HEIL | HRCU-A-CB (Split System: Heat Pump with Remote Outdoor Unit-Air-Source) | HVH837GKA2* |  |  | EA*4X37L21A*+WALLCON | *96CTN1002122A* | 33000 | 17.5 | 8.5 | 33000 | 25200 | 76.36% | 2 | 12 | 11.7 |  |  |  | No | R-410A | 2.75 | Residential & Commercial | Ducted CEE Tier 1
206771911 | Central HP <5.4 tons | HEIL | HRCU-A-CB (Split System: Heat Pump with Remote Outdoor Unit-Air-Source) | HVH837GKA2* |  |  | EA*4X48L24A*+WALLCON | *96CTN1202422A* | 32400 | 17.5 | 8.5 | 32400 | 24800 | 76.54% | 2 | 12 | 11.7 |  |  |  | No | R-410A | 2.7 | Residential & Commercial | Ducted CEE Tier 1
205751088 | Central HP <5.4 tons | TEMPSTAR | HRCU-A-CB (Split System: Heat Pump with Remote Outdoor Unit-Air-Source) | TVH837GKA** |  |  | EA*4X37L21A*+WALLCON | *96CTN1002122A* | 33000 | 17.5 | 8.5 | 33000 | 25200 | 76.36% | 2 | 12 | 11.7 |  |  |  | No | R-410A | 2.75 | Residential & Commercial | Ducted CEE Tier 1
206790262 | Central HP <5.4 tons | BRYANT HEATING AND COOLING SYSTEMS | HRCU-A-CB (Split System: Heat Pump with Remote Outdoor Unit-Air-Source) | 284ANV036*0**B* |  |  | FE4AN(B,F)005L+UI |  | 34400 | 21 | 9 | 35800 | 25200 | 70.39% | 2.04 | 13.5 | 13 |  |  |  | No | R-410A | 2.8667 | Residential & Commercial | Ducted CEE Tier 1
206790447 | Central HP <5.4 tons | BRYANT HEATING AND COOLING SYSTEMS | HRCU-A-CB (Split System: Heat Pump with Remote Outdoor Unit-Air-Source) | 284ANV036*0**B* |  |  | CSPH*4212AL*+UI | 88*TA66135C24*** | 34000 | 18.5 | 9 | 35000 | 26000 | 74.29% | 2.04 | 12.5 | 12 |  |  |  | No | R-410A | 2.8333 | Residential & Commercial | Ducted CEE Tier 1
206790464 | Central HP <5.4 tons | BRYANT HEATING AND COOLING SYSTEMS | HRCU-A-CB (Split System: Heat Pump with Remote Outdoor Unit-Air-Source) | 284ANV036*0**B* |  |  | CSPH*4812AL*+UI | 986TC42060C17*** | 33800 | 18 | 9 | 35400 | 26200 | 74.01% | 2.02 | 12 | 11.5 |  |  |  | No | R-410A | 2.8167 | Residential & Commercial | Ducted CEE Tier 1
206790496 | Central HP <5.4 tons | BRYANT HEATING AND COOLING SYSTEMS | HRCU-A-CB (Split System: Heat Pump with Remote Outdoor Unit-Air-Source) | 284ANV036*0**B* |  |  | CAP**3721AL*+UI | 83*CA60100C21*** | 34000 | 19 | 9.5 | 35200 | 25800 | 73.3% | 2.02 | 12.5 | 11.7 |  |  |  | No | R-410A | 2.8333 | Residential & Commercial | Ducted CEE Tier 1
206790512 | Central HP <5.4 tons | BRYANT HEATING AND COOLING SYSTEMS | HRCU-A-CB (Split System: Heat Pump with Remote Outdoor Unit-Air-Source) | 284ANV036*0**B* |  |  | CAP**4824AL*+UI | 83*CA60100C21*** | 33400 | 19 | 9 | 34800 | 25800 | 74.14% | 2.02 | 12.5 | 11.7 |  |  |  | No | R-410A | 2.7833 | Residential & Commercial | Ducted CEE Tier 1
206790513 | Central HP <5.4 tons | BRYANT HEATING AND COOLING SYSTEMS | HRCU-A-CB (Split System: Heat Pump with Remote Outdoor Unit-Air-Source) | 284ANV036*0**B* |  |  | CNPV*4217AL*+UI | 83*CA36040C17*** | 33400 | 19.5 | 9 | 35200 | 26400 | 75% | 2 | 13 | 12 |  |  |  | No | R-410A | 2.7833 | Residential & Commercial | Ducted CEE Tier 1
206790563 | Central HP <5.4 tons | BRYANT HEATING AND COOLING SYSTEMS | HRCU-A-CB (Split System: Heat Pump with Remote Outdoor Unit-Air-Source) | 284ANV036*0**B* |  |  | CAP**6121AL*+UI | 88*TA36045C17*** | 34400 | 19 | 9 | 35000 | 25400 | 72.57% | 1.98 | 12.5 | 11.7 |  |  |  | No | R-410A | 2.8667 | Residential & Commercial | Ducted CEE Tier 1
206790026 | Central HP <5.4 tons | BRYANT HEATING AND COOLING SYSTEMS | HRCU-A-CB (Split System: Heat Pump with Remote Outdoor Unit-Air-Source) | 284ANV024*0**B* |  |  | CAP**3621AL*+UI | 987MB60060C21*** | 23200 | 20 | 10 | 26600 | 19900 | 74.81% | 2.4 | 13 | 13 |  |  |  | No | R-410A | 1.9333 | Residential & Commercial | Ducted CEE Tier 1
206790029 | Central HP <5.4 tons | BRYANT HEATING AND COOLING SYSTEMS | HRCU-A-CB (Split System: Heat Pump with Remote Outdoor Unit-Air-Source) | 284ANV024*0**B* |  |  | CAP**3621AL*+UI | 88*TA48090C17*** | 23400 | 21.5 | 10.5 | 26600 | 19700 | 74.06% | 2.46 | 14 | 13.5 |  |  |  | No | R-410A | 1.95 | Residential & Commercial | Ducted CEE Tier 1
206790061 | Central HP <5.4 tons | BRYANT HEATING AND COOLING SYSTEMS | HRCU-A-CB (Split System: Heat Pump with Remote Outdoor Unit-Air-Source) | 284ANV024*0**B* |  |  | CNPV*3617AL*+UI | 987MB42080C17*** | 23200 | 20 | 9.5 | 26800 | 20000 | 74.63% | 2.36 | 13 | 13 |  |  |  | No | R-410A | 1.9333 | Residential & Commercial | Ducted CEE Tier 1
206790077 | Central HP <5.4 tons | BRYANT HEATING AND COOLING SYSTEMS | HRCU-A-CB (Split System: Heat Pump with Remote Outdoor Unit-Air-Source) | 284ANV024*0**B* |  |  | CNPV*4221AL*+UI | 987MB60060C21*** | 23400 | 19.5 | 10 | 26800 | 20000 | 74.63% | 2.42 | 13 | 13 |  |  |  | No | R-410A | 1.95 | Residential & Commercial | Ducted CEE Tier 1
206790143 | Central HP <5.4 tons | BRYANT HEATING AND COOLING SYSTEMS | HRCU-A-CB (Split System: Heat Pump with Remote Outdoor Unit-Air-Source) | 284ANV024*0**B* |  |  | CAP**3621AL*+UI | 986TC42060C17*** | 23200 | 20 | 10 | 26600 | 20000 | 75.19% | 2.4 | 14 | 13 |  |  |  | No | R-410A | 1.9333 | Residential & Commercial | Ducted CEE Tier 1
206790145 | Central HP <5.4 tons | BRYANT HEATING AND COOLING SYSTEMS | HRCU-A-CB (Split System: Heat Pump with Remote Outdoor Unit-Air-Source) | 284ANV024*0**B* |  |  | CAP**4221AL*+UI | 88*TA36045C17*** | 23400 | 20 | 10.5 | 26600 | 20000 | 75.19% | 2.42 | 14 | 13 |  |  |  | No | R-410A | 1.95 | Residential & Commercial | Ducted CEE Tier 1
206788632 | Central HP <5.4 tons | CARRIER | HRCU-A-CB (Split System: Heat Pump with Remote Outdoor Unit-Air-Source) | 25VNA436A*031* |  |  | CAP**4821AL*+UI | 59TN6B080C17**14 | 33600 | 19 | 9 | 35200 | 26000 | 73.86% | 2.02 | 12 | 11.7 |  |  |  | No | R-410A | 2.8 | Residential & Commercial | Ducted CEE Tier 1
211263424 | Central HP <5.4 tons | HEIL | HRCU-A-CB (Split System: Heat Pump with Remote Outdoor Unit-Air-Source) | DLCURAH18ABK |  |  | EN(A,D)4X24L17** | *92ESN0801716A* | 18500 | 16 | 8.5 | 19500 | 18400 | 94.36% | 2.24 | 0 | 11 |  |  |  | No | R-410A | 1.5417 | Residential & Commercial | Ducted CEE Tier 1
206765610 | Central HP <5.4 tons | HEIL | HRCU-A-CB (Split System: Heat Pump with Remote Outdoor Unit-Air-Source) | HVH825GKA3* |  |  | EA*4X30L17A*+WALLCON | *97CMN0601714A* | 23200 | 16 | 8.1 | 21600 | 16900 | 78.24% | 1.9 | 11 | 10.5 |  |  |  | No | R-410A | 1.9333 | Residential & Commercial | Ducted CEE Tier 1
206765961 | Central HP <5.4 tons | HEIL | HRCU-A-CB (Split System: Heat Pump with Remote Outdoor Unit-Air-Source) | HVH825GKA3* |  |  | EA*4X37L21A*+WALLCON | *96CTN0601714A* | 24400 | 16.5 | 8.1 | 21200 | 16700 | 78.77% | 2.02 | 11 | 11 |  |  |  | No | R-410A | 2.0333 | Residential & Commercial | Ducted CEE Tier 1
206767097 | Central HP <5.4 tons | HEIL | HRCU-A-CB (Split System: Heat Pump with Remote Outdoor Unit-Air-Source) | HVH825GKA3* |  |  | EA*4X25L17A*+WALLCON | *80CSU0601716A* | 24400 | 16.5 | 8.1 | 21200 | 16600 | 78.3% | 2 | 11.5 | 11 |  |  |  | No | R-410A | 2.0333 | Residential & Commercial | Ducted CEE Tier 1
206767133 | Central HP <5.4 tons | HEIL | HRCU-A-CB (Split System: Heat Pump with Remote Outdoor Unit-Air-Source) | HVH825GKA3* |  |  | EA*4X36L17A*+WALLCON | *80CSU0601716A* | 23600 | 16.5 | 8.1 | 21400 | 16700 | 78.04% | 1.92 | 11 | 10.5 |  |  |  | No | R-410A | 1.9667 | Residential & Commercial | Ducted CEE Tier 1
206765405 | Central HP <5.4 tons | HEIL | HRCU-A-CB (Split System: Heat Pump with Remote Outdoor Unit-Air-Source) | HVH825GKA3* |  |  | EA*4X24L14A*+WALLCON | *80CTL0701412A* | 23400 | 17 | 8.1 | 22000 | 16800 | 76.36% | 1.9 | 11 | 10.5 |  |  |  | No | R-410A | 1.95 | Residential & Commercial | Ducted CEE Tier 1
206765414 | Central HP <5.4 tons | HEIL | HRCU-A-CB (Split System: Heat Pump with Remote Outdoor Unit-Air-Source) | HVH825GKA3* |  |  | EA*4X24L17A*+WALLCON | *80CTL0451712A* | 23200 | 16 | 8.1 | 22000 | 16900 | 76.82% | 1.88 | 11 | 10.5 |  |  |  | No | R-410A | 1.9333 | Residential & Commercial | Ducted CEE Tier 1
206765691 | Central HP <5.4 tons | HEIL | HRCU-A-CB (Split System: Heat Pump with Remote Outdoor Unit-Air-Source) | HVH825GKA3* |  |  | EA*4X36L17A*+WALLCON | *97CMN0801714A* | 23400 | 16.5 | 8.1 | 21600 | 16700 | 77.31% | 1.92 | 11 | 10.5 |  |  |  | No | R-410A | 1.95 | Residential & Commercial | Ducted CEE Tier 1
211262685 | Central HP <5.4 tons | HEIL | HRCU-A-CB (Split System: Heat Pump with Remote Outdoor Unit-Air-Source) | DLCURAH18ABK |  |  | EN(A,D)4X24L14** | *95ESN0261410A* | 18000 | 15.5 | 8.5 | 19000 | 18700 | 98.42% | 2.24 | 0 | 10.5 |  |  |  | No | R-410A | 1.5 | Residential & Commercial | Ducted CEE Tier 1
211262887 | Central HP <5.4 tons | HEIL | HRCU-A-CB (Split System: Heat Pump with Remote Outdoor Unit-Air-Source) | DLCURAH18ABK |  |  | EN(A,D)4X24L17** | *96VSN0601412A* | 17900 | 15.5 | 8.5 | 18800 | 18700 | 99.47% | 2.26 | 0 | 11 |  |  |  | No | R-410A | 1.4917 | Residential & Commercial | Ducted CEE Tier 1
211263538 | Central HP <5.4 tons | HEIL | HRCU-A-CB (Split System: Heat Pump with Remote Outdoor Unit-Air-Source) | DLCURAH18ABK |  |  | EN(A,D)4X24L17** | OMV098J12* | 18300 | 15.5 | 8.5 | 19300 | 18600 | 96.37% | 2.24 | 0 | 11 |  |  |  | No | R-410A | 1.525 | Residential & Commercial | Ducted CEE Tier 1
206765477 | Central HP <5.4 tons | HEIL | HRCU-A-CB (Split System: Heat Pump with Remote Outdoor Unit-Air-Source) | HVH825GKA3* |  |  | EA*4X24L17A*+WALLCON | *80CTL0901716A* | 23400 | 17 | 8.1 | 21800 | 16700 | 76.61% | 1.9 | 11.5 | 11 |  |  |  | No | R-410A | 1.95 | Residential & Commercial | Ducted CEE Tier 1
216453226 | Central HP <5.4 tons | AMERICAN STANDARD | HRCU-A-CB (Split System: Heat Pump with Remote Outdoor Unit-Air-Source) | 5A6V0X60A1 |  |  | 5PX*CD09AS3 | S8V2C100M5PDB | 53000 | 18.4 | 9 | 54000 | 38000 | 70.37% | 2 | 0 | 10 |  |  |  | No | R-454B | 4.4167 | Residential & Commercial | Ducted CEE Tier 1
216453244 | Central HP <5.4 tons | AMERICAN STANDARD | HRCU-A-CB (Split System: Heat Pump with Remote Outdoor Unit-Air-Source) | 5A6V0X60A1 |  |  | 5PX*D010AS3 | S8V2D120M5PCB | 53000 | 18.8 | 9.4 | 54000 | 38000 | 70.37% | 2 | 0 | 10.5 |  |  |  | No | R-454B | 4.4167 | Residential & Commercial | Ducted CEE Tier 1
204456848 | Central HP <5.4 tons | DAY & NIGHT | HRCU-A-CB (Split System: Heat Pump with Remote Outdoor Unit-Air-Source) | CVH825GKA2* |  |  | EA*4X37L17A*+WALLCON | *96CTN0801714A* | 24200 | 16.5 | 8.1 | 21400 | 16700 | 78.04% | 1.98 | 11.5 | 11 |  |  |  | No | R-410A | 2.0167 | Residential & Commercial | Ducted CEE Tier 1
204456884 | Central HP <5.4 tons | DAY & NIGHT | HRCU-A-CB (Split System: Heat Pump with Remote Outdoor Unit-Air-Source) | CVH825GKA2* |  |  | EA*4X37L17A*+WALLCON | *80CTL0901716A* | 24200 | 17 | 8.1 | 21400 | 16600 | 77.57% | 2.02 | 11 | 11 |  |  |  | No | R-410A | 2.0167 | Residential & Commercial | Ducted CEE Tier 1
206133300 | Central HP <5.4 tons | DAY & NIGHT | HRCU-A-CB (Split System: Heat Pump with Remote Outdoor Unit-Air-Source) | CVH825GKA2* |  |  | EA*4X24L17A*+WALLCON | *80CSU0401712A* | 23200 | 16.5 | 8.1 | 22000 | 16800 | 76.36% | 1.9 | 11 | 10.5 |  |  |  | No | R-410A | 1.9333 | Residential & Commercial | Ducted CEE Tier 1
206788482 | Central HP <5.4 tons | CARRIER | HRCU-A-CB (Split System: Heat Pump with Remote Outdoor Unit-Air-Source) | 25VNA424A*031* |  |  | CNPV*3617AL*+UI | 58TN*A070C17**16 | 23200 | 20.5 | 10 | 26800 | 19900 | 74.25% | 2.38 | 14 | 13 |  |  |  | No | R-410A | 1.9333 | Residential & Commercial | Ducted CEE Tier 1
206788547 | Central HP <5.4 tons | CARRIER | HRCU-A-CB (Split System: Heat Pump with Remote Outdoor Unit-Air-Source) | 25VNA424A*031* |  |  | CAP**3617AL*+UI | 58CU*A040C17**12 | 23000 | 20.5 | 10 | 26600 | 19800 | 74.44% | 2.4 | 13.5 | 13 |  |  |  | No | R-410A | 1.9167 | Residential & Commercial | Ducted CEE Tier 1
206788564 | Central HP <5.4 tons | CARRIER | HRCU-A-CB (Split System: Heat Pump with Remote Outdoor Unit-Air-Source) | 25VNA424A*031* |  |  | CAP**3621AL*+UI | 59CU5A060C17**16 | 23200 | 20 | 10 | 26600 | 19900 | 74.81% | 2.4 | 13.5 | 13 |  |  |  | No | R-410A | 1.9333 | Residential & Commercial | Ducted CEE Tier 1
206788573 | Central HP <5.4 tons | CARRIER | HRCU-A-CB (Split System: Heat Pump with Remote Outdoor Unit-Air-Source) | 25VNA424A*031* |  |  | CSPH*3612AL*+UI | 59CU5A100C21**22 | 23800 | 19.5 | 9.5 | 26600 | 19700 | 74.06% | 2.52 | 13.5 | 13 |  |  |  | No | R-410A | 1.9833 | Residential & Commercial | Ducted CEE Tier 1
204298878 | Central HP <5.4 tons | BRYANT HEATING AND COOLING SYSTEMS | HRCU-A-CB (Split System: Heat Pump with Remote Outdoor Unit-Air-Source) | 288BNV037*0**A* |  |  | CAP**3721AL*+UI | 88*TA48070C17*** | 32800 | 17.5 | 8.5 | 33000 | 25200 | 76.36% | 1.98 | 11 | 11.5 |  |  |  | No | R-410A | 2.7333 | Residential & Commercial | Ducted CEE Tier 1
204298996 | Central HP <5.4 tons | BRYANT HEATING AND COOLING SYSTEMS | HRCU-A-CB (Split System: Heat Pump with Remote Outdoor Unit-Air-Source) | 288BNV037*0**A* |  |  | CAP**4221AL*+UI | 987MB66100C21*** | 31800 | 17 | 8.1 | 33000 | 24400 | 73.94% | 1.9 | 11.5 | 11.5 |  |  |  | No | R-410A | 2.65 | Residential & Commercial | Ducted CEE Tier 1
206765978 | Central HP <5.4 tons | BRYANT HEATING AND COOLING SYSTEMS | HRCU-A-CB (Split System: Heat Pump with Remote Outdoor Unit-Air-Source) | 288BNV025*0**C* |  |  | CAP**3721AL*+UI | 987MB42060C17*** | 24200 | 16 | 8.1 | 21200 | 16800 | 79.25% | 2 | 11 | 11 |  |  |  | No | R-410A | 2.0167 | Residential & Commercial | Ducted CEE Tier 1
206767533 | Central HP <5.4 tons | BRYANT HEATING AND COOLING SYSTEMS | HRCU-A-CB (Split System: Heat Pump with Remote Outdoor Unit-Air-Source) | 288BNV025*0**C* |  |  | CAP**3721AL*+UI | 935CA48060C17*** | 24400 | 16.5 | 8.1 | 21400 | 16700 | 78.04% | 2.02 | 11.5 | 10.5 |  |  |  | No | R-410A | 2.0333 | Residential & Commercial | Ducted CEE Tier 1
206767666 | Central HP <5.4 tons | BRYANT HEATING AND COOLING SYSTEMS | HRCU-A-CB (Split System: Heat Pump with Remote Outdoor Unit-Air-Source) | 288BNV025*0**C* |  |  | CSPH*3012AL*+UI | 935CA60080C21*** | 23800 | 16 | 8.1 | 21800 | 16700 | 76.61% | 1.98 | 11 | 10.5 |  |  |  | No | R-410A | 1.9833 | Residential & Commercial | Ducted CEE Tier 1
206772244 | Central HP <5.4 tons | HEIL | HRCU-A-CB (Split System: Heat Pump with Remote Outdoor Unit-Air-Source) | HVH837GKA2* |  |  | EN(A,D,W)4X48L21**+WALLCON | *80CTL0902120A* | 32400 | 17.5 | 8.1 | 33000 | 24800 | 75.15% | 1.96 | 12 | 11.7 |  |  |  | No | R-410A | 2.7 | Residential & Commercial | Ducted CEE Tier 1
206771542 | Central HP <5.4 tons | HEIL | HRCU-A-CB (Split System: Heat Pump with Remote Outdoor Unit-Air-Source) | HVH837GKA2* |  |  | EA*4X42L24A*+WALLCON | *96CTN1202422A* | 31800 | 17.5 | 8.1 | 33000 | 24400 | 73.94% | 1.9 | 11 | 11.5 |  |  |  | No | R-410A | 2.65 | Residential & Commercial | Ducted CEE Tier 1
206771695 | Central HP <5.4 tons | HEIL | HRCU-A-CB (Split System: Heat Pump with Remote Outdoor Unit-Air-Source) | HVH837GKA2* |  |  | EA*4X43L21A*+WALLCON | *97CMN1002122A* | 33000 | 17.5 | 8.5 | 33000 | 25200 | 76.36% | 2 | 12 | 11.7 |  |  |  | No | R-410A | 2.75 | Residential & Commercial | Ducted CEE Tier 1
206771929 | Central HP <5.4 tons | HEIL | HRCU-A-CB (Split System: Heat Pump with Remote Outdoor Unit-Air-Source) | HVH837GKA2* |  |  | EA*4X48L24A*+WALLCON | *97CMN1002122A* | 32400 | 17.5 | 8.5 | 32600 | 24800 | 76.07% | 2 | 12 | 11.7 |  |  |  | No | R-410A | 2.7 | Residential & Commercial | Ducted CEE Tier 1
206788633 | Central HP <5.4 tons | CARRIER | HRCU-A-CB (Split System: Heat Pump with Remote Outdoor Unit-Air-Source) | 25VNA436A*031* |  |  | CAP**4821AL*+UI | 59MN7B080C17**14 | 33400 | 19 | 9 | 35200 | 26000 | 73.86% | 2.02 | 12 | 11.7 |  |  |  | No | R-410A | 2.7833 | Residential & Commercial | Ducted CEE Tier 1
206788647 | Central HP <5.4 tons | CARRIER | HRCU-A-CB (Split System: Heat Pump with Remote Outdoor Unit-Air-Source) | 25VNA436A*031* |  |  | CAP**4824AL*+UI | 59MN7B120C24**22 | 33800 | 19.5 | 9.5 | 34800 | 25800 | 74.14% | 2.04 | 12 | 12 |  |  |  | No | R-410A | 2.8167 | Residential & Commercial | Ducted CEE Tier 1
206788666 | Central HP <5.4 tons | CARRIER | HRCU-A-CB (Split System: Heat Pump with Remote Outdoor Unit-Air-Source) | 25VNA436A*031* |  |  | CAP**6121AL*+UI | 59TN6B060C17**14 | 34600 | 19 | 9 | 33600 | 25400 | 75.6% | 1.98 | 12.5 | 11.7 |  |  |  | No | R-410A | 2.8833 | Residential & Commercial | Ducted CEE Tier 1
206790146 | Central HP <5.4 tons | BRYANT HEATING AND COOLING SYSTEMS | HRCU-A-CB (Split System: Heat Pump with Remote Outdoor Unit-Air-Source) | 284ANV024*0**B* |  |  | CAP**4221AL*+UI | 88*TA48070C17*** | 23400 | 20.5 | 10.5 | 26600 | 19800 | 74.44% | 2.46 | 14 | 13.5 |  |  |  | No | R-410A | 1.95 | Residential & Commercial | Ducted CEE Tier 1
206790177 | Central HP <5.4 tons | BRYANT HEATING AND COOLING SYSTEMS | HRCU-A-CB (Split System: Heat Pump with Remote Outdoor Unit-Air-Source) | 284ANV024*0**B* |  |  | CNPV*3621AL*+UI | 986TC42060C17*** | 23200 | 19.5 | 9.5 | 26800 | 20000 | 74.63% | 2.36 | 14 | 13 |  |  |  | No | R-410A | 1.9333 | Residential & Commercial | Ducted CEE Tier 1
206790211 | Central HP <5.4 tons | BRYANT HEATING AND COOLING SYSTEMS | HRCU-A-CB (Split System: Heat Pump with Remote Outdoor Unit-Air-Source) | 284ANV024*0**B* |  |  | CSPH*4212AL*+UI | 88*TA36045C17*** | 23800 | 19 | 9 | 26600 | 19900 | 74.81% | 2.48 | 14 | 12.5 |  |  |  | No | R-410A | 1.9833 | Residential & Commercial | Ducted CEE Tier 1
216453246 | Central HP <5.4 tons | AMERICAN STANDARD | HRCU-A-CB (Split System: Heat Pump with Remote Outdoor Unit-Air-Source) | 5A6V0X60A1 |  |  | 5PX*DD10AS3 | S8V2D120M5PCB | 52000 | 18.2 | 9 | 54000 | 38000 | 70.37% | 2 | 0 | 10 |  |  |  | No | R-454B | 4.3333 | Residential & Commercial | Ducted CEE Tier 1
216453250 | Central HP <5.4 tons | AMERICAN STANDARD | HRCU-A-CB (Split System: Heat Pump with Remote Outdoor Unit-Air-Source) | 5A6V0X60A1 |  |  | 5PX*DD10AS3 | S8V2C100M5PDB | 51500 | 18.2 | 9 | 53500 | 38000 | 71.03% | 2 | 0 | 10 |  |  |  | No | R-454B | 4.2917 | Residential & Commercial | Ducted CEE Tier 1
206772695 | Central HP <5.4 tons | HEIL | HRCU-A-CB (Split System: Heat Pump with Remote Outdoor Unit-Air-Source) | HVH837GKA2* |  |  | EHD4X42AAL+WALLCON | *80CTL0701716A* | 32400 | 16.5 | 8.1 | 33200 | 25000 | 75.3% | 1.94 | 11.5 | 11 |  |  |  | No | R-410A | 2.7 | Residential & Commercial | Ducted CEE Tier 1
206772830 | Central HP <5.4 tons | HEIL | HRCU-A-CB (Split System: Heat Pump with Remote Outdoor Unit-Air-Source) | HVH837GKA2* |  |  | EHD4X42AAL+WALLCON | *80CTL0901716A* | 32600 | 17 | 8.1 | 33000 | 24800 | 75.15% | 1.96 | 12 | 11 |  |  |  | No | R-410A | 2.7167 | Residential & Commercial | Ducted CEE Tier 1
206773064 | Central HP <5.4 tons | HEIL | HRCU-A-CB (Split System: Heat Pump with Remote Outdoor Unit-Air-Source) | HVH837GKA2* |  |  | EA*4X42L21A*+WALLCON | *80CSU0601716A* | 31800 | 17 | 8.1 | 33200 | 24400 | 73.49% | 1.86 | 11.5 | 11 |  |  |  | No | R-410A | 2.65 | Residential & Commercial | Ducted CEE Tier 1
206773181 | Central HP <5.4 tons | HEIL | HRCU-A-CB (Split System: Heat Pump with Remote Outdoor Unit-Air-Source) | HVH837GKA2* |  |  | EA*4X48L24A*+WALLCON | *80CSU1002120A* | 32200 | 17 | 8.1 | 32600 | 25000 | 76.69% | 1.96 | 12 | 11 |  |  |  | No | R-410A | 2.6833 | Residential & Commercial | Ducted CEE Tier 1
206772397 | Central HP <5.4 tons | HEIL | HRCU-A-CB (Split System: Heat Pump with Remote Outdoor Unit-Air-Source) | HVH837GKA2* |  |  | EN(A,D)4X48L24**+WALLCON | *97CMN1002122A* | 32400 | 17.5 | 8.1 | 33000 | 24800 | 75.15% | 1.96 | 12 | 11.7 |  |  |  | No | R-410A | 2.7 | Residential & Commercial | Ducted CEE Tier 1
206772578 | Central HP <5.4 tons | HEIL | HRCU-A-CB (Split System: Heat Pump with Remote Outdoor Unit-Air-Source) | HVH837GKA2* |  |  | EHD4X36AAL+WALLCON | *96CTN1202422A* | 32200 | 16.5 | 8.1 | 33200 | 24600 | 74.1% | 1.94 | 11 | 11 |  |  |  | No | R-410A | 2.6833 | Residential & Commercial | Ducted CEE Tier 1
206772379 | Central HP <5.4 tons | HEIL | HRCU-A-CB (Split System: Heat Pump with Remote Outdoor Unit-Air-Source) | HVH837GKA2* |  |  | EN(A,D)4X48L24**+WALLCON | *96CTN1202422A* | 32400 | 17.5 | 8.1 | 32800 | 24800 | 75.61% | 1.96 | 12 | 11.7 |  |  |  | No | R-410A | 2.7 | Residential & Commercial | Ducted CEE Tier 1
206788899 | Central HP <5.4 tons | CARRIER | HRCU-A-CB (Split System: Heat Pump with Remote Outdoor Unit-Air-Source) | 25VNA448A*031* |  |  | FE4ANB006L+UI |  | 46000 | 22 | 9.5 | 45500 | 35600 | 78.24% | 2.44 | 13.5 | 13 |  |  |  | No | R-410A | 3.8333 | Residential & Commercial | Ducted CEE Tier 1
206788933 | Central HP <5.4 tons | CARRIER | HRCU-A-CB (Split System: Heat Pump with Remote Outdoor Unit-Air-Source) | 25VNA448A*031* |  |  | CAP**6121AL*+UI | 59TN6B100C21**22 | 45500 | 21 | 9.5 | 46000 | 36400 | 79.13% | 2.36 | 12.5 | 12 |  |  |  | No | R-410A | 3.7917 | Residential & Commercial | Ducted CEE Tier 1
206788966 | Central HP <5.4 tons | CARRIER | HRCU-A-CB (Split System: Heat Pump with Remote Outdoor Unit-Air-Source) | 25VNA448A*031* |  |  | CSPH*6012AL*+UI | 59CU5A080C21**20 | 45000 | 20.5 | 9 | 46000 | 36200 | 78.7% | 2.34 | 12 | 11.7 |  |  |  | No | R-410A | 3.75 | Residential & Commercial | Ducted CEE Tier 1
206788667 | Central HP <5.4 tons | CARRIER | HRCU-A-CB (Split System: Heat Pump with Remote Outdoor Unit-Air-Source) | 25VNA436A*031* |  |  | CAP**6121AL*+UI | 59TN6B080C17**14 | 34600 | 19.5 | 9 | 34800 | 25200 | 72.41% | 2 | 12.5 | 12 |  |  |  | No | R-410A | 2.8833 | Residential & Commercial | Ducted CEE Tier 1
206788682 | Central HP <5.4 tons | CARRIER | HRCU-A-CB (Split System: Heat Pump with Remote Outdoor Unit-Air-Source) | 25VNA436A*031* |  |  | CAP**6124AL*+UI | 59MN7B120C24**22 | 34800 | 19.5 | 9 | 34600 | 25200 | 72.83% | 2.02 | 13 | 12.5 |  |  |  | No | R-410A | 2.9 | Residential & Commercial | Ducted CEE Tier 1
206788750 | Central HP <5.4 tons | CARRIER | HRCU-A-CB (Split System: Heat Pump with Remote Outdoor Unit-Air-Source) | 25VNA436A*031* |  |  | CSPH*3612AL*+UI | 59MN7B120C24**22 | 33600 | 18 | 9 | 35200 | 26200 | 74.43% | 2.02 | 12.5 | 11.7 |  |  |  | No | R-410A | 2.8 | Residential & Commercial | Ducted CEE Tier 1
206788801 | Central HP <5.4 tons | CARRIER | HRCU-A-CB (Split System: Heat Pump with Remote Outdoor Unit-Air-Source) | 25VNA436A*031* |  |  | CSPH*6012AL*+UI | 58TN*A090C17**16 | 34600 | 19.5 | 9 | 34600 | 25200 | 72.83% | 2.04 | 13 | 12 |  |  |  | No | R-410A | 2.8833 | Residential & Commercial | Ducted CEE Tier 1
214395925 | Central HP <5.4 tons | YORK | HRCU-A-CB (Split System: Heat Pump with Remote Outdoor Unit-Air-Source) | HH836E2S11 |  |  | CTF48C5CFS1 | TM8Y120C20MP11 | 34400 | 19 | 9 | 32600 | 25800 | 79.14% | 2 | 0 | 11 |  |  |  | No | R-454B | 2.8667 | Residential & Commercial | Ducted CEE Tier 1
206788668 | Central HP <5.4 tons | CARRIER | HRCU-A-CB (Split System: Heat Pump with Remote Outdoor Unit-Air-Source) | 25VNA436A*031* |  |  | CAP**6121AL*+UI | 59MN7B080C17**14 | 34600 | 19.5 | 9 | 34800 | 25400 | 72.99% | 2 | 12.5 | 12 |  |  |  | No | R-410A | 2.8833 | Residential & Commercial | Ducted CEE Tier 1
206788702 | Central HP <5.4 tons | CARRIER | HRCU-A-CB (Split System: Heat Pump with Remote Outdoor Unit-Air-Source) | 25VNA436A*031* |  |  | CNPV*4221AL*+UI | 58TN*A090C17**16 | 33200 | 19.5 | 9 | 35200 | 26600 | 75.57% | 2 | 12.5 | 12 |  |  |  | No | R-410A | 2.7667 | Residential & Commercial | Ducted CEE Tier 1
206772812 | Central HP <5.4 tons | HEIL | HRCU-A-CB (Split System: Heat Pump with Remote Outdoor Unit-Air-Source) | HVH837GKA2* |  |  | EHD4X42AAL+WALLCON | *96CTN1002122A* | 32600 | 16.5 | 8.1 | 33000 | 24800 | 75.15% | 1.96 | 12 | 11 |  |  |  | No | R-410A | 2.7167 | Residential & Commercial | Ducted CEE Tier 1
206772965 | Central HP <5.4 tons | HEIL | HRCU-A-CB (Split System: Heat Pump with Remote Outdoor Unit-Air-Source) | HVH837GKA2* |  |  | EHD4X48AAL+WALLCON | *97CMN1202422A* | 32600 | 16.5 | 8.1 | 33000 | 25000 | 75.76% | 1.96 | 11.5 | 11 |  |  |  | No | R-410A | 2.7167 | Residential & Commercial | Ducted CEE Tier 1
206773046 | Central HP <5.4 tons | HEIL | HRCU-A-CB (Split System: Heat Pump with Remote Outdoor Unit-Air-Source) | HVH837GKA2* |  |  | EA*4X37L21A*+WALLCON | *80CSU0601716A* | 32800 | 17 | 8.5 | 33000 | 25200 | 76.36% | 1.96 | 12 | 11 |  |  |  | No | R-410A | 2.7333 | Residential & Commercial | Ducted CEE Tier 1
206773280 | Central HP <5.4 tons | HEIL | HRCU-A-CB (Split System: Heat Pump with Remote Outdoor Unit-Air-Source) | HVH837GKA2* |  |  | EN(A,D,W)4X48L21**+WALLCON | *80CSU1002120A* | 32400 | 17 | 8.1 | 33000 | 24800 | 75.15% | 1.94 | 12.2 | 11.5 |  |  |  | No | R-410A | 2.7 | Residential & Commercial | Ducted CEE Tier 1
206773330 | Central HP <5.4 tons | HEIL | HRCU-A-CB (Split System: Heat Pump with Remote Outdoor Unit-Air-Source) | HVH837GKA2* |  |  | EHD4X42AAL+WALLCON | *80CSU0601716A* | 32400 | 16.5 | 8.1 | 33200 | 24800 | 74.7% | 1.94 | 11.5 | 11 |  |  |  | No | R-410A | 2.7 | Residential & Commercial | Ducted CEE Tier 1
206773483 | Central HP <5.4 tons | HEIL | HRCU-A-CB (Split System: Heat Pump with Remote Outdoor Unit-Air-Source) | HVH837GKA2* |  |  | EA*4X43L21A*+WALLCON | *95CSU1002122A* | 33000 | 17.5 | 8.5 | 32800 | 25000 | 76.22% | 2 | 12 | 11.5 |  |  |  | No | R-410A | 2.75 | Residential & Commercial | Ducted CEE Tier 1
216571133 | Central HP <5.4 tons | AMERICAN STANDARD | HRCU-A-CB (Split System: Heat Pump with Remote Outdoor Unit-Air-Source) | 5A6V0X48A1 |  |  | 5TXCD008AS3 | S8V2C080M5PDB | 44500 | 20 | 9.7 | 47000 | 34000 | 72.34% | 2.1 | 0 | 12 |  |  |  | No | R-454B | 3.7083 | Residential & Commercial | Ducted CEE Tier 1
212362565 | Central HP <5.4 tons | GOETTL | HRCU-A-CB (Split System: Heat Pump with Remote Outdoor Unit-Air-Source) | ASZV903610A* |  |  | CA*F3743*6D*+TXV | A*VS960603BUA* | 33600 | 18.5 | 8.2 | 34000 | 24400 | 71.76% | 1.8 | 0 | 11.5 |  |  |  | No | R-410A | 2.8 | Residential & Commercial | Ducted CEE Tier 1
212362566 | Central HP <5.4 tons | GOETTL | HRCU-A-CB (Split System: Heat Pump with Remote Outdoor Unit-Air-Source) | ASZV903610A* |  |  | CA*F3743*6D*+TXV | A*VC960603BNB* | 33600 | 18.5 | 8.2 | 34000 | 24400 | 71.76% | 1.8 | 0 | 11.5 |  |  |  | No | R-410A | 2.8 | Residential & Commercial | Ducted CEE Tier 1
212362600 | Central HP <5.4 tons | GOETTL | HRCU-A-CB (Split System: Heat Pump with Remote Outdoor Unit-Air-Source) | ASZV903610A* |  |  | CHPF3743C6B*+TXV | A*VC800804C*A* | 33400 | 18 | 8.2 | 34000 | 24400 | 71.76% | 1.8 | 0 | 11 |  |  |  | No | R-410A | 2.7833 | Residential & Commercial | Ducted CEE Tier 1
213782040 | Central HP <5.4 tons | COMFORTMAKER | HRCU-A-CB (Split System: Heat Pump with Remote Outdoor Unit-Air-Source) | CVH837GKA2* |  |  | EHD4X42AAL+WALLCON | *96CTN1202422B* | 32600 | 16.5 | 8.1 | 33000 | 24600 | 74.55% | 1.94 | 0 | 11 |  |  |  | No | R-410A | 2.7167 | Residential & Commercial | Ducted CEE Tier 1
212362598 | Central HP <5.4 tons | GOETTL | HRCU-A-CB (Split System: Heat Pump with Remote Outdoor Unit-Air-Source) | ASZV903610A* |  |  | CHPF3743C6B*+TXV | A*VS800604BUA* | 33400 | 18 | 8.2 | 34000 | 24400 | 71.76% | 1.8 | 0 | 11 |  |  |  | No | R-410A | 2.7833 | Residential & Commercial | Ducted CEE Tier 1
212362614 | Central HP <5.4 tons | GOETTL | HRCU-A-CB (Split System: Heat Pump with Remote Outdoor Unit-Air-Source) | ASZV903610A* |  |  | CHPF3743C6B*+TXV | A*VM971005CNB* | 33400 | 18 | 8.2 | 34000 | 24400 | 71.76% | 1.8 | 0 | 11 |  |  |  | No | R-410A | 2.7833 | Residential & Commercial | Ducted CEE Tier 1
206788704 | Central HP <5.4 tons | CARRIER | HRCU-A-CB (Split System: Heat Pump with Remote Outdoor Unit-Air-Source) | 25VNA436A*031* |  |  | CNPV*4221AL*+UI | 59MN7B060C21**20 | 32800 | 18.5 | 9 | 35600 | 26800 | 75.28% | 1.96 | 12 | 11.7 |  |  |  | No | R-410A | 2.7333 | Residential & Commercial | Ducted CEE Tier 1
206788678 | Central HP <5.4 tons | CARRIER | HRCU-A-CB (Split System: Heat Pump with Remote Outdoor Unit-Air-Source) | 25VNA436A*031* |  |  | CAP**6124AL*+UI | 58TN*A135C24**22 | 34800 | 20 | 9 | 34400 | 25000 | 72.67% | 2.02 | 13 | 12.5 |  |  |  | No | R-410A | 2.9 | Residential & Commercial | Ducted CEE Tier 1
206788705 | Central HP <5.4 tons | CARRIER | HRCU-A-CB (Split System: Heat Pump with Remote Outdoor Unit-Air-Source) | 25VNA436A*031* |  |  | CNPV*4821AL*+UI | 58TN*A070C17**16 | 33800 | 19.5 | 9 | 35200 | 26000 | 73.86% | 2.04 | 12.5 | 12 |  |  |  | No | R-410A | 2.8167 | Residential & Commercial | Ducted CEE Tier 1
206788710 | Central HP <5.4 tons | CARRIER | HRCU-A-CB (Split System: Heat Pump with Remote Outdoor Unit-Air-Source) | 25VNA436A*031* |  |  | CNPV*4821AL*+UI | 59MN7B080C17**14 | 33600 | 19 | 9 | 35400 | 26200 | 74.01% | 2.02 | 12.5 | 12 |  |  |  | No | R-410A | 2.8 | Residential & Commercial | Ducted CEE Tier 1
206788787 | Central HP <5.4 tons | CARRIER | HRCU-A-CB (Split System: Heat Pump with Remote Outdoor Unit-Air-Source) | 25VNA436A*031* |  |  | CSPH*4812AL*+UI | 59MN7B060C21**20 | 34000 | 18 | 9 | 35200 | 26000 | 73.86% | 2.02 | 12 | 11.7 |  |  |  | No | R-410A | 2.8333 | Residential & Commercial | Ducted CEE Tier 1
206788803 | Central HP <5.4 tons | CARRIER | HRCU-A-CB (Split System: Heat Pump with Remote Outdoor Unit-Air-Source) | 25VNA436A*031* |  |  | CSPH*6012AL*+UI | 59MN7B060C21**20 | 34400 | 18 | 9 | 34800 | 25400 | 72.99% | 2.02 | 12.5 | 11.7 |  |  |  | No | R-410A | 2.8667 | Residential & Commercial | Ducted CEE Tier 1
206788805 | Central HP <5.4 tons | CARRIER | HRCU-A-CB (Split System: Heat Pump with Remote Outdoor Unit-Air-Source) | 25VNA436A*031* |  |  | CAP**3717AL*+UI | 58CU*A060C17**16 | 33800 | 19 | 9.5 | 35400 | 26200 | 74.01% | 2 | 12 | 11.5 |  |  |  | No | R-410A | 2.8167 | Residential & Commercial | Ducted CEE Tier 1
206788941 | Central HP <5.4 tons | CARRIER | HRCU-A-CB (Split System: Heat Pump with Remote Outdoor Unit-Air-Source) | 25VNA448A*031* |  |  | CSPH*6012AL*+UI | 59TN6B100C21**22 | 45000 | 20.5 | 9 | 46000 | 36200 | 78.7% | 2.36 | 12.5 | 11.7 |  |  |  | No | R-410A | 3.75 | Residential & Commercial | Ducted CEE Tier 1
206788957 | Central HP <5.4 tons | CARRIER | HRCU-A-CB (Split System: Heat Pump with Remote Outdoor Unit-Air-Source) | 25VNA448A*031* |  |  | CAP**4821AL*+UI | 59CU5A100C21**22 | 44000 | 21 | 9.5 | 46500 | 36200 | 77.85% | 2.28 | 12 | 12 |  |  |  | No | R-410A | 3.6667 | Residential & Commercial | Ducted CEE Tier 1
205751065 | Central HP <5.4 tons | HEIL | HRCU-A-CB (Split System: Heat Pump with Remote Outdoor Unit-Air-Source) | HVH837GKA** |  |  | EA*4X37L21A*+WALLCON | *97CMN1002122A* | 33000 | 17.5 | 8.5 | 33000 | 25200 | 76.36% | 2 | 12 | 11.7 |  |  |  | No | R-410A | 2.75 | Residential & Commercial | Ducted CEE Tier 1
211264790 | Central HP <5.4 tons | HEIL | HRCU-A-CB (Split System: Heat Pump with Remote Outdoor Unit-Air-Source) | DLCURAH18ABK |  |  | FEM4P24**AL |  | 17300 | 16 | 8.5 | 18200 | 19400 | 106.6% | 2.34 | 0 | 10.5 |  |  |  | No | R-410A | 1.4417 | Residential & Commercial | Ducted CEE Tier 1
211264976 | Central HP <5.4 tons | HEIL | HRCU-A-CB (Split System: Heat Pump with Remote Outdoor Unit-Air-Source) | DLCURAH18ABK |  |  | FM(C,U)4Z18**AL* |  | 17800 | 17 | 9 | 18700 | 19800 | 105.9% | 2.4 | 0 | 11 |  |  |  | No | R-410A | 1.4833 | Residential & Commercial | Ducted CEE Tier 1
206765646 | Central HP <5.4 tons | HEIL | HRCU-A-CB (Split System: Heat Pump with Remote Outdoor Unit-Air-Source) | HVH825GKA3* |  |  | EA*4X36L17A*+WALLCON | *80CTL0451712A* | 23400 | 16 | 8.1 | 21600 | 16800 | 77.78% | 1.92 | 11 | 10.5 |  |  |  | No | R-410A | 1.95 | Residential & Commercial | Ducted CEE Tier 1
206765423 | Central HP <5.4 tons | HEIL | HRCU-A-CB (Split System: Heat Pump with Remote Outdoor Unit-Air-Source) | HVH825GKA3* |  |  | EA*4X24L17A*+WALLCON | *80CTL0701716A* | 23200 | 16.5 | 8.1 | 22000 | 16800 | 76.36% | 1.9 | 11 | 10.5 |  |  |  | No | R-410A | 1.9333 | Residential & Commercial | Ducted CEE Tier 1
206765432 | Central HP <5.4 tons | HEIL | HRCU-A-CB (Split System: Heat Pump with Remote Outdoor Unit-Air-Source) | HVH825GKA3* |  |  | EA*4X24L17A*+WALLCON | *96CTN0601714A* | 23200 | 16 | 8.1 | 22000 | 16900 | 76.82% | 1.88 | 11 | 10.5 |  |  |  | No | R-410A | 1.9333 | Residential & Commercial | Ducted CEE Tier 1
210597023 | Central HP <5.4 tons | DAY & NIGHT | HRCU-A-CB (Split System: Heat Pump with Remote Outdoor Unit-Air-Source) | CVH825GKA2* |  |  | EN(A,D)4X48L24**+WALLCON | *97CMN1002122A* | 24200 | 17 | 8.1 | 21400 | 16600 | 77.57% | 2.02 | 0 | 11.5 |  |  |  | No | R-410A | 2.0167 | Residential & Commercial | Ducted CEE Tier 1
210597080 | Central HP <5.4 tons | DAY & NIGHT | HRCU-A-CB (Split System: Heat Pump with Remote Outdoor Unit-Air-Source) | CVH825GKA2* |  |  | EN(A,D,W)4X48L21**+WALLCON | *80CSU0601716A* | 24200 | 17 | 8.1 | 21400 | 16600 | 77.57% | 2.02 | 0 | 11 |  |  |  | No | R-410A | 2.0167 | Residential & Commercial | Ducted CEE Tier 1
215934291 | Central HP <5.4 tons | KEEPRITE | HRCU-A-CB (Split System: Heat Pump with Remote Outdoor Unit-Air-Source) | C5H3V48*K*AAA* |  |  | EA*5X61M21A*+WALLCON | *96CTN1002122B* | 45500 | 21 | 9.5 | 48500 | 36800 | 75.88% | 2 | 0 | 11 |  |  |  | No | R-454B | 3.7917 | Residential & Commercial | Ducted CEE Tier 1
215940959 | Central HP <5.4 tons | COMFORTMAKER | HRCU-A-CB (Split System: Heat Pump with Remote Outdoor Unit-Air-Source) | C5H3V48*K*AAA* |  |  | EA*5X48M21A*+WALLCON | *80CSU0601716B* | 43500 | 21 | 9.5 | 48000 | 36600 | 76.25% | 1.9 | 0 | 11 |  |  |  | No | R-454B | 3.625 | Residential & Commercial | Ducted CEE Tier 1
215678210 | Central HP <5.4 tons | KEEPRITE | HRCU-A-CB (Split System: Heat Pump with Remote Outdoor Unit-Air-Source) | C5H0V24*K*AAA* |  |  | EA*5X24M17A*+WALLCON | *97CTN0601716A* | 22800 | 16.5 | 9 | 24000 | 16900 | 70.42% | 1.94 | 0 | 10 |  |  |  | No | R-454B | 1.9 | Residential & Commercial | Ducted CEE Tier 1
210595938 | Central HP <5.4 tons | CARRIER | HRCU-A-CB (Split System: Heat Pump with Remote Outdoor Unit-Air-Source) | 25VNA825A*031* |  |  | CAP**4221AL*+UI | 58TN*A045C17**12 | 23600 | 16.5 | 8.1 | 21600 | 16800 | 77.78% | 1.94 | 0 | 10.5 |  |  |  | No | R-410A | 1.9667 | Residential & Commercial | Ducted CEE Tier 1
210595945 | Central HP <5.4 tons | CARRIER | HRCU-A-CB (Split System: Heat Pump with Remote Outdoor Unit-Air-Source) | 25VNA825A*031* |  |  | CAP**4221AL*+UI | 59MN7B060C21**20 | 23600 | 16 | 8.1 | 21400 | 16700 | 78.04% | 1.94 | 0 | 11 |  |  |  | No | R-410A | 1.9667 | Residential & Commercial | Ducted CEE Tier 1
210596063 | Central HP <5.4 tons | CARRIER | HRCU-A-CB (Split System: Heat Pump with Remote Outdoor Unit-Air-Source) | 25VNA825A*031* |  |  | CSPH*4212AL*+UI | 59CU5A100C21**22 | 24200 | 16 | 8.1 | 21400 | 16600 | 77.57% | 2 | 0 | 11 |  |  |  | No | R-410A | 2.0167 | Residential & Commercial | Ducted CEE Tier 1
210596172 | Central HP <5.4 tons | CARRIER | HRCU-A-CB (Split System: Heat Pump with Remote Outdoor Unit-Air-Source) | 25VNA837A*030* |  |  | CAP**6024AL*+UI | 59CU5A080C21**20 | 32800 | 17.5 | 8.5 | 31800 | 24800 | 77.99% | 2 | 0 | 11.5 |  |  |  | No | R-410A | 2.7333 | Residential & Commercial | Ducted CEE Tier 1
210596181 | Central HP <5.4 tons | CARRIER | HRCU-A-CB (Split System: Heat Pump with Remote Outdoor Unit-Air-Source) | 25VNA837A*030* |  |  | CAP**6121AL*+UI | 58CU*A040C17**12 | 33200 | 17.5 | 8.1 | 32000 | 24800 | 77.5% | 1.98 | 0 | 11.5 |  |  |  | No | R-410A | 2.7667 | Residential & Commercial | Ducted CEE Tier 1
210596186 | Central HP <5.4 tons | CARRIER | HRCU-A-CB (Split System: Heat Pump with Remote Outdoor Unit-Air-Source) | 25VNA837A*030* |  |  | CAP**6121AL*+UI | 58TN*A090C21**20 | 33200 | 18 | 8.5 | 32000 | 25000 | 78.12% | 2 | 0 | 11.7 |  |  |  | No | R-410A | 2.7667 | Residential & Commercial | Ducted CEE Tier 1
210596238 | Central HP <5.4 tons | CARRIER | HRCU-A-CB (Split System: Heat Pump with Remote Outdoor Unit-Air-Source) | 25VNA837A*030* |  |  | CSPH*6012AL*+UI | 58CU*A040C17**12 | 33000 | 17 | 8.1 | 32200 | 24800 | 77.02% | 1.98 | 0 | 11 |  |  |  | No | R-410A | 2.75 | Residential & Commercial | Ducted CEE Tier 1
206788919 | Central HP <5.4 tons | CARRIER | HRCU-A-CB (Split System: Heat Pump with Remote Outdoor Unit-Air-Source) | 25VNA448A*031* |  |  | CAP**6121AL*+UI | 59MN7B100C21**22 | 45500 | 21 | 9.5 | 46000 | 36400 | 79.13% | 2.36 | 12.5 | 12 |  |  |  | No | R-410A | 3.7917 | Residential & Commercial | Ducted CEE Tier 1
206788969 | Central HP <5.4 tons | CARRIER | HRCU-A-CB (Split System: Heat Pump with Remote Outdoor Unit-Air-Source) | 25VNA448A*031* |  |  | CAP**6024AL*+UI | 59TN6B100C21**22 | 44500 | 21 | 9.5 | 46000 | 36200 | 78.7% | 2.34 | 12.5 | 12 |  |  |  | No | R-410A | 3.7083 | Residential & Commercial | Ducted CEE Tier 1
215939757 | Central HP <5.4 tons | AIRQUEST | HRCU-A-CB (Split System: Heat Pump with Remote Outdoor Unit-Air-Source) | H5H3V36*K*AAA* |  |  | EA*5X48M21A*+WALLCON | *97CTN0801716A* | 33200 | 19.5 | 9.5 | 35000 | 26800 | 76.57% | 2.02 | 0 | 11 |  |  |  | No | R-454B | 2.7667 | Residential & Commercial | Ducted CEE Tier 1
215940007 | Central HP <5.4 tons | AIRQUEST | HRCU-A-CB (Split System: Heat Pump with Remote Outdoor Unit-Air-Source) | H5H3V36*K*AAA* |  |  | ESH5X36M12A*+WALLCON | *97CTN1202422A* | 33400 | 19 | 9 | 34800 | 26600 | 76.44% | 1.92 | 0 | 11 |  |  |  | No | R-454B | 2.7833 | Residential & Commercial | Ducted CEE Tier 1
212362632 | Central HP <5.4 tons | GOETTL | HRCU-A-CB (Split System: Heat Pump with Remote Outdoor Unit-Air-Source) | ASZV903610A* |  |  | CSCF3642N6D*+TXV | A*VM970803BNB* | 33800 | 18.5 | 8.2 | 34000 | 24400 | 71.76% | 1.8 | 0 | 11.5 |  |  |  | No | R-410A | 2.8167 | Residential & Commercial | Ducted CEE Tier 1
212362550 | Central HP <5.4 tons | GOETTL | HRCU-A-CB (Split System: Heat Pump with Remote Outdoor Unit-Air-Source) | ASZV903610A* |  |  | CA*F3137*6A*+TXV | A*VC800604B*A* | 33600 | 18.5 | 8.2 | 34000 | 24400 | 71.76% | 1.8 | 0 | 12 |  |  |  | No | R-410A | 2.8 | Residential & Commercial | Ducted CEE Tier 1
212362581 | Central HP <5.4 tons | GOETTL | HRCU-A-CB (Split System: Heat Pump with Remote Outdoor Unit-Air-Source) | ASZV903610A* |  |  | CHPF3642C6C*+TXV | A*VC800804C*A* | 33400 | 18 | 8.2 | 34000 | 24400 | 71.76% | 1.8 | 0 | 11 |  |  |  | No | R-410A | 2.7833 | Residential & Commercial | Ducted CEE Tier 1
212362582 | Central HP <5.4 tons | GOETTL | HRCU-A-CB (Split System: Heat Pump with Remote Outdoor Unit-Air-Source) | ASZV903610A* |  |  | CHPF3642C6C*+TXV | A*VS800805CUA* | 33400 | 18 | 8.2 | 34000 | 24400 | 71.76% | 1.8 | 0 | 11 |  |  |  | No | R-410A | 2.7833 | Residential & Commercial | Ducted CEE Tier 1
212362548 | Central HP <5.4 tons | GOETTL | HRCU-A-CB (Split System: Heat Pump with Remote Outdoor Unit-Air-Source) | ASZV903610A* |  |  | CA*F3137*6A*+MBVC1201**-1A*+TXV |  | 34000 | 18.5 | 8.2 | 34000 | 24400 | 71.76% | 1.8 | 0 | 12 |  |  |  | No | R-410A | 2.8333 | Residential & Commercial | Ducted CEE Tier 1
212362599 | Central HP <5.4 tons | GOETTL | HRCU-A-CB (Split System: Heat Pump with Remote Outdoor Unit-Air-Source) | ASZV903610A* |  |  | CHPF3743C6B*+TXV | A*VC800604B*A* | 33400 | 18 | 8.2 | 34000 | 24400 | 71.76% | 1.8 | 0 | 11 |  |  |  | No | R-410A | 2.7833 | Residential & Commercial | Ducted CEE Tier 1
212362601 | Central HP <5.4 tons | GOETTL | HRCU-A-CB (Split System: Heat Pump with Remote Outdoor Unit-Air-Source) | ASZV903610A* |  |  | CHPF3743C6B*+TXV | A*VS800805CUA* | 33400 | 18 | 8.2 | 34000 | 24400 | 71.76% | 1.8 | 0 | 11 |  |  |  | No | R-410A | 2.7833 | Residential & Commercial | Ducted CEE Tier 1
215940827 | Central HP <5.4 tons | AIRQUEST | HRCU-A-CB (Split System: Heat Pump with Remote Outdoor Unit-Air-Source) | H5H3V36*K*AAA* |  |  | EVD5X60M21A*+WALLCON | *80CSU0601716B* | 35600 | 22 | 8.5 | 38000 | 28600 | 75.26% | 2.02 | 0 | 12.5 |  |  |  | No | R-454B | 2.9667 | Residential & Commercial | Ducted CEE Tier 1
215939727 | Central HP <5.4 tons | AIRQUEST | HRCU-A-CB (Split System: Heat Pump with Remote Outdoor Unit-Air-Source) | H5H3V36*K*AAA* |  |  | EA*5X48M21A*+WALLCON | *80CSU0401712B* | 33400 | 20.5 | 9.5 | 34400 | 26200 | 76.16% | 2.04 | 0 | 11.7 |  |  |  | No | R-454B | 2.7833 | Residential & Commercial | Ducted CEE Tier 1
215939777 | Central HP <5.4 tons | AIRQUEST | HRCU-A-CB (Split System: Heat Pump with Remote Outdoor Unit-Air-Source) | H5H3V36*K*AAA* |  |  | EA*5X48M21A*+WALLCON | *97CTN1002122A* | 33400 | 20 | 9.5 | 34400 | 26200 | 76.16% | 2.04 | 0 | 11.7 |  |  |  | No | R-454B | 2.7833 | Residential & Commercial | Ducted CEE Tier 1
215940177 | Central HP <5.4 tons | AIRQUEST | HRCU-A-CB (Split System: Heat Pump with Remote Outdoor Unit-Air-Source) | H5H3V36*K*AAA* |  |  | ESH5X60M12A*+WALLCON | *96CTN0802120B* | 34200 | 19.5 | 9 | 34200 | 26000 | 76.02% | 1.96 | 0 | 11.7 |  |  |  | No | R-454B | 2.85 | Residential & Commercial | Ducted CEE Tier 1
206771623 | Central HP <5.4 tons | HEIL | HRCU-A-CB (Split System: Heat Pump with Remote Outdoor Unit-Air-Source) | HVH837GKA2* |  |  | EA*4X43L21A*+WALLCON | *80CTL0701716A* | 32800 | 17.5 | 8.5 | 33000 | 25200 | 76.36% | 1.98 | 11 | 11.7 |  |  |  | No | R-410A | 2.7333 | Residential & Commercial | Ducted CEE Tier 1
206771830 | Central HP <5.4 tons | HEIL | HRCU-A-CB (Split System: Heat Pump with Remote Outdoor Unit-Air-Source) | HVH837GKA2* |  |  | EA*4X48L21A*+WALLCON | *97CMN1002122A* | 32400 | 17.5 | 8.5 | 32600 | 25000 | 76.69% | 1.98 | 12 | 11.7 |  |  |  | No | R-410A | 2.7 | Residential & Commercial | Ducted CEE Tier 1
216570937 | Central HP <5.4 tons | AMERICAN STANDARD | HRCU-A-CB (Split System: Heat Pump with Remote Outdoor Unit-Air-Source) | 5A6V0X36A1 |  |  | 5PX*B004AS3 | S8V2A040M3PCB | 33800 | 19 | 9.7 | 31600 | 24800 | 78.48% | 2.1 | 0 | 12 |  |  |  | No | R-454B | 2.8167 | Residential & Commercial | Ducted CEE Tier 1
216570969 | Central HP <5.4 tons | AMERICAN STANDARD | HRCU-A-CB (Split System: Heat Pump with Remote Outdoor Unit-Air-Source) | 5A6V0X36A1 |  |  | 5PX*C005AS3 | S8V2C080M5PDB | 34000 | 19.2 | 9.4 | 31000 | 25000 | 80.65% | 2.1 | 0 | 12 |  |  |  | No | R-454B | 2.8333 | Residential & Commercial | Ducted CEE Tier 1
214239638 | Central HP <5.4 tons | COMFORTMAKER | HRCU-A-CB (Split System: Heat Pump with Remote Outdoor Unit-Air-Source) | CVH837GKA** |  |  | END4X42L17**+WALLCON | *80CTL0451712B* | 31800 | 16.5 | 8.1 | 33400 | 25000 | 74.85% | 1.86 | 0 | 11 |  |  |  | No | R-410A | 2.65 | Residential & Commercial | Ducted CEE Tier 1
206788343 | Central HP <5.4 tons | CARRIER | HRCU-A-CB (Split System: Heat Pump with Remote Outdoor Unit-Air-Source) | 25VNA424A*031* |  |  | CAP**4221AL*+UI | 59MN7B060C17**14 | 23200 | 19.5 | 10.5 | 26800 | 20000 | 74.63% | 2.42 | 13 | 13 |  |  |  | No | R-410A | 1.9333 | Residential & Commercial | Ducted CEE Tier 1
214396083 | Central HP <5.4 tons | YORK | HRCU-A-CB (Split System: Heat Pump with Remote Outdoor Unit-Air-Source) | HH860E2S11 |  |  | CTF60D5CHS1+JMVT20DC2N1 |  | 54500 | 19 | 9 | 53500 | 38500 | 71.96% | 2 | 0 | 12 |  |  |  | No | R-454B | 4.5417 | Residential & Commercial | Ducted CEE Tier 1
216570921 | Central HP <5.4 tons | AMERICAN STANDARD | HRCU-A-CB (Split System: Heat Pump with Remote Outdoor Unit-Air-Source) | 5A6V0X24A1 |  |  | 5TXCB003AS3 | *UHMB080CCV3+LRP | 21600 | 21.2 | 10 | 24000 | 18100 | 75.42% | 2.2 | 0 | 11.7 |  |  |  | No | R-454B | 1.8 | Residential & Commercial | Ducted CEE Tier 1
206765673 | Central HP <5.4 tons | HEIL | HRCU-A-CB (Split System: Heat Pump with Remote Outdoor Unit-Air-Source) | HVH825GKA3* |  |  | EA*4X36L17A*+WALLCON | *96CTN0801714A* | 23600 | 16.5 | 8.1 | 21600 | 16700 | 77.31% | 1.92 | 11.5 | 10.5 |  |  |  | No | R-410A | 1.9667 | Residential & Commercial | Ducted CEE Tier 1
206765556 | Central HP <5.4 tons | HEIL | HRCU-A-CB (Split System: Heat Pump with Remote Outdoor Unit-Air-Source) | HVH825GKA3* |  |  | EA*4X25L17A*+WALLCON | *80CTL0901716A* | 24400 | 17.5 | 8.5 | 21200 | 16600 | 78.3% | 2.04 | 12 | 11.5 |  |  |  | No | R-410A | 2.0333 | Residential & Commercial | Ducted CEE Tier 1
206765574 | Central HP <5.4 tons | HEIL | HRCU-A-CB (Split System: Heat Pump with Remote Outdoor Unit-Air-Source) | HVH825GKA3* |  |  | EA*4X30L17A*+WALLCON | *80CTL0451712A* | 23400 | 16 | 8.1 | 21600 | 16800 | 77.78% | 1.9 | 11 | 10.5 |  |  |  | No | R-410A | 1.95 | Residential & Commercial | Ducted CEE Tier 1
206765583 | Central HP <5.4 tons | HEIL | HRCU-A-CB (Split System: Heat Pump with Remote Outdoor Unit-Air-Source) | HVH825GKA3* |  |  | EA*4X30L17A*+WALLCON | *80CTL0701716A* | 23400 | 16.5 | 8.1 | 21600 | 16700 | 77.31% | 1.92 | 11 | 11 |  |  |  | No | R-410A | 1.95 | Residential & Commercial | Ducted CEE Tier 1
206765772 | Central HP <5.4 tons | HEIL | HRCU-A-CB (Split System: Heat Pump with Remote Outdoor Unit-Air-Source) | HVH825GKA3* |  |  | EA*4X36L21A*+WALLCON | *97CMN0601714A* | 23400 | 16 | 8.1 | 21600 | 16800 | 77.78% | 1.92 | 11 | 10.5 |  |  |  | No | R-410A | 1.95 | Residential & Commercial | Ducted CEE Tier 1
211263328 | Central HP <5.4 tons | HEIL | HRCU-A-CB (Split System: Heat Pump with Remote Outdoor Unit-Air-Source) | DLCURAH18ABK |  |  | EN(A,D)4X24L17** | *80ES(N,L)0451712A* | 18400 | 15.5 | 8.5 | 19400 | 18500 | 95.36% | 2.24 | 0 | 11 |  |  |  | No | R-410A | 1.5333 | Residential & Commercial | Ducted CEE Tier 1
211264683 | Central HP <5.4 tons | HEIL | HRCU-A-CB (Split System: Heat Pump with Remote Outdoor Unit-Air-Source) | DLCURAH18ABK |  |  | EN(A,D)4X30L17** | OMV098J12* | 18400 | 16 | 8.5 | 18900 | 18300 | 96.83% | 2.2 | 0 | 11 |  |  |  | No | R-410A | 1.5333 | Residential & Commercial | Ducted CEE Tier 1
212362786 | Central HP <5.4 tons | GOETTL | HRCU-A-CB (Split System: Heat Pump with Remote Outdoor Unit-Air-Source) | GSZV903610A* |  |  | CA*F3743*6D*+TXV | G*VM971205DNB* | 33200 | 19 | 8.2 | 33600 | 24400 | 72.62% | 1.8 | 0 | 12 |  |  |  | No | R-410A | 2.7667 | Residential & Commercial | Ducted CEE Tier 1
212362788 | Central HP <5.4 tons | GOETTL | HRCU-A-CB (Split System: Heat Pump with Remote Outdoor Unit-Air-Source) | GSZV903610A* |  |  | CHPF3642C6C*+MBVC1601**-1A*+TXV |  | 33400 | 18 | 8.2 | 34000 | 24400 | 71.76% | 1.8 | 0 | 11 |  |  |  | No | R-410A | 2.7833 | Residential & Commercial | Ducted CEE Tier 1
212362827 | Central HP <5.4 tons | GOETTL | HRCU-A-CB (Split System: Heat Pump with Remote Outdoor Unit-Air-Source) | GSZV903610A* |  |  | CSCF3642N6D*+TXV | G*VS800604BUA* | 33800 | 18.5 | 8.2 | 34000 | 24400 | 71.76% | 1.8 | 0 | 11.5 |  |  |  | No | R-410A | 2.8167 | Residential & Commercial | Ducted CEE Tier 1
212362838 | Central HP <5.4 tons | GOETTL | HRCU-A-CB (Split System: Heat Pump with Remote Outdoor Unit-Air-Source) | GSZV903610A* |  |  | CSCF3642N6D*+TXV | G*VS960805CUA* | 33800 | 18.5 | 8.2 | 34000 | 24400 | 71.76% | 1.8 | 0 | 11.5 |  |  |  | No | R-410A | 2.8167 | Residential & Commercial | Ducted CEE Tier 1
212362775 | Central HP <5.4 tons | GOETTL | HRCU-A-CB (Split System: Heat Pump with Remote Outdoor Unit-Air-Source) | GSZV903610A* |  |  | CA*F3743*6D*+TXV | G*VS960603BUA* | 33600 | 18.5 | 8.2 | 34000 | 24400 | 71.76% | 1.8 | 0 | 11.5 |  |  |  | No | R-410A | 2.8 | Residential & Commercial | Ducted CEE Tier 1
212362806 | Central HP <5.4 tons | GOETTL | HRCU-A-CB (Split System: Heat Pump with Remote Outdoor Unit-Air-Source) | GSZV903610A* |  |  | CHPF3743C6B*+MBVC1201**-1A*+TXV |  | 33400 | 18 | 8.2 | 34000 | 24400 | 71.76% | 1.8 | 0 | 11 |  |  |  | No | R-410A | 2.7833 | Residential & Commercial | Ducted CEE Tier 1
212362807 | Central HP <5.4 tons | GOETTL | HRCU-A-CB (Split System: Heat Pump with Remote Outdoor Unit-Air-Source) | GSZV903610A* |  |  | CHPF3743C6B*+MBVC1601**-1A*+TXV |  | 33400 | 18 | 8.2 | 34000 | 24400 | 71.76% | 1.8 | 0 | 11 |  |  |  | No | R-410A | 2.7833 | Residential & Commercial | Ducted CEE Tier 1
206788819 | Central HP <5.4 tons | CARRIER | HRCU-A-CB (Split System: Heat Pump with Remote Outdoor Unit-Air-Source) | 25VNA436A*031* |  |  | CAP**4821AL*+UI | 58CU*A040C17**12 | 33400 | 19.5 | 9.5 | 34800 | 25800 | 74.14% | 2.02 | 12.5 | 12 |  |  |  | No | R-410A | 2.7833 | Residential & Commercial | Ducted CEE Tier 1
206788846 | Central HP <5.4 tons | CARRIER | HRCU-A-CB (Split System: Heat Pump with Remote Outdoor Unit-Air-Source) | 25VNA436A*031* |  |  | CAP**4221AL*+UI | 59CU5A060C17**16 | 32800 | 19 | 9 | 35800 | 26800 | 74.86% | 1.96 | 12 | 11 |  |  |  | No | R-410A | 2.7333 | Residential & Commercial | Ducted CEE Tier 1
214719810 | Central HP <5.4 tons | YORK | HRCU-A-CB (Split System: Heat Pump with Remote Outdoor Unit-Air-Source) | HH836E2S11 |  |  | CTU48C5XFS1+TXV | TMLE100C20MP11 | 34400 | 17 | 8.5 | 32600 | 25800 | 79.14% | 2 | 0 | 11 |  |  |  | No | R-454B | 2.8667 | Residential & Commercial | Ducted CEE Tier 1
214807381 | Central HP <5.4 tons | YORK | HRCU-A-CB (Split System: Heat Pump with Remote Outdoor Unit-Air-Source) | HH836E2S11 |  |  | CTU48C5XFS1+JME16C2SN1+TXV |  | 34200 | 19 | 9 | 31600 | 25200 | 79.75% | 2 | 0 | 11.7 |  |  |  | No | R-454B | 2.85 | Residential & Commercial | Ducted CEE Tier 1
210720631 | Central HP <5.4 tons | CARRIER | HRCU-A-CB (Split System: Heat Pump with Remote Outdoor Unit-Air-Source) | 25VNA436A*031* |  |  | CAP**3717AL*+UI | 59TN6B060C17**14 | 33800 | 18.5 | 9 | 35600 | 26400 | 74.16% | 2 | 0 | 11.7 |  |  |  | No | R-410A | 2.8167 | Residential & Commercial | Ducted CEE Tier 1
212362797 | Central HP <5.4 tons | GOETTL | HRCU-A-CB (Split System: Heat Pump with Remote Outdoor Unit-Air-Source) | GSZV903610A* |  |  | CHPF3642C6C*+TXV | G*VC960603BNB* | 33400 | 18 | 8.2 | 34000 | 24400 | 71.76% | 1.8 | 0 | 11 |  |  |  | No | R-410A | 2.7833 | Residential & Commercial | Ducted CEE Tier 1
212362811 | Central HP <5.4 tons | GOETTL | HRCU-A-CB (Split System: Heat Pump with Remote Outdoor Unit-Air-Source) | GSZV903610A* |  |  | CHPF3743C6B*+TXV | G*VS800805CUA* | 33400 | 18 | 8.2 | 34000 | 24400 | 71.76% | 1.8 | 0 | 11 |  |  |  | No | R-410A | 2.7833 | Residential & Commercial | Ducted CEE Tier 1
212362839 | Central HP <5.4 tons | GOETTL | HRCU-A-CB (Split System: Heat Pump with Remote Outdoor Unit-Air-Source) | GSZV903610A* |  |  | CSCF3642N6D*+TXV | G*VC961005CNB* | 33800 | 18.5 | 8.2 | 34000 | 24400 | 71.76% | 1.8 | 0 | 11.5 |  |  |  | No | R-410A | 2.8167 | Residential & Commercial | Ducted CEE Tier 1
216571305 | Central HP <5.4 tons | AMERICAN STANDARD | HRCU-A-CB (Split System: Heat Pump with Remote Outdoor Unit-Air-Source) | 5A6V8X36A1 |  |  | 5TXCC007AS3 | S8V2C080M5PDB | 32800 | 18.1 | 8.5 | 33200 | 25400 | 76.51% | 2.1 | 0 | 10.5 |  |  |  | No | R-454B | 2.7333 | Residential & Commercial | Ducted CEE Tier 1
216571335 | Central HP <5.4 tons | AMERICAN STANDARD | HRCU-A-CB (Split System: Heat Pump with Remote Outdoor Unit-Air-Source) | 5A6V8X60A1 |  |  | 5PX*D010AS3 | S8V2C080M5PCB | 54000 | 18.1 | 8.5 | 55000 | 39500 | 71.82% | 2 | 0 | 10 |  |  |  | No | R-454B | 4.5 | Residential & Commercial | Ducted CEE Tier 1
206773071 | Central HP <5.4 tons | TEMPSTAR | HRCU-A-CB (Split System: Heat Pump with Remote Outdoor Unit-Air-Source) | TVH837GKA2* |  |  | EA*4X42L21A*+WALLCON | *80CSU0601716A* | 31800 | 17 | 8.1 | 33200 | 24400 | 73.49% | 1.86 | 11.5 | 11 |  |  |  | No | R-410A | 2.65 | Residential & Commercial | Ducted CEE Tier 1
214239078 | Central HP <5.4 tons | COMFORTMAKER | HRCU-A-CB (Split System: Heat Pump with Remote Outdoor Unit-Air-Source) | CVH837GKA2* |  |  | EN(A,D,W)4X42L21**+WALLCON | *80CTL0902120B* | 31800 | 17 | 8.1 | 33000 | 24400 | 73.94% | 1.88 | 0 | 11 |  |  |  | No | R-410A | 2.65 | Residential & Commercial | Ducted CEE Tier 1
212362552 | Central HP <5.4 tons | GOETTL | HRCU-A-CB (Split System: Heat Pump with Remote Outdoor Unit-Air-Source) | ASZV903610A* |  |  | CA*F3137*6A*+TXV | A*VS960603BUA* | 33600 | 18.5 | 8.2 | 34000 | 24400 | 71.76% | 1.8 | 0 | 11.5 |  |  |  | No | R-410A | 2.8 | Residential & Commercial | Ducted CEE Tier 1
212362568 | Central HP <5.4 tons | GOETTL | HRCU-A-CB (Split System: Heat Pump with Remote Outdoor Unit-Air-Source) | ASZV903610A* |  |  | CA*F3743*6D*+TXV | A*VC960804CNB* | 33600 | 19 | 8.2 | 34000 | 24400 | 71.76% | 1.8 | 0 | 12 |  |  |  | No | R-410A | 2.8 | Residential & Commercial | Ducted CEE Tier 1
212362577 | Central HP <5.4 tons | GOETTL | HRCU-A-CB (Split System: Heat Pump with Remote Outdoor Unit-Air-Source) | ASZV903610A* |  |  | CHPF3642C6C*+MBVC1201**-1A*+TXV |  | 33400 | 18 | 8.2 | 34000 | 24400 | 71.76% | 1.8 | 0 | 11 |  |  |  | No | R-410A | 2.7833 | Residential & Commercial | Ducted CEE Tier 1
212362579 | Central HP <5.4 tons | GOETTL | HRCU-A-CB (Split System: Heat Pump with Remote Outdoor Unit-Air-Source) | ASZV903610A* |  |  | CHPF3642C6C*+TXV | A*VS800604BUA* | 33400 | 18 | 8.2 | 34000 | 24400 | 71.76% | 1.8 | 0 | 11 |  |  |  | No | R-410A | 2.7833 | Residential & Commercial | Ducted CEE Tier 1
212362586 | Central HP <5.4 tons | GOETTL | HRCU-A-CB (Split System: Heat Pump with Remote Outdoor Unit-Air-Source) | ASZV903610A* |  |  | CHPF3642C6C*+TXV | A*VS960603BUA* | 33400 | 18 | 8.2 | 34000 | 24400 | 71.76% | 1.8 | 0 | 11 |  |  |  | No | R-410A | 2.7833 | Residential & Commercial | Ducted CEE Tier 1
212362593 | Central HP <5.4 tons | GOETTL | HRCU-A-CB (Split System: Heat Pump with Remote Outdoor Unit-Air-Source) | ASZV903610A* |  |  | CHPF3642C6C*+TXV | A*VM970803BNB* | 33400 | 18 | 8.2 | 34000 | 24400 | 71.76% | 1.8 | 0 | 11 |  |  |  | No | R-410A | 2.7833 | Residential & Commercial | Ducted CEE Tier 1
212362602 | Central HP <5.4 tons | GOETTL | HRCU-A-CB (Split System: Heat Pump with Remote Outdoor Unit-Air-Source) | ASZV903610A* |  |  | CHPF3743C6B*+TXV | A*VC800805C*A* | 33400 | 18 | 8.2 | 34000 | 24400 | 71.76% | 1.8 | 0 | 11 |  |  |  | No | R-410A | 2.7833 | Residential & Commercial | Ducted CEE Tier 1
212984218 | Central HP <5.4 tons | BRYANT HEATING AND COOLING SYSTEMS | HRCU-A-CB (Split System: Heat Pump with Remote Outdoor Unit-Air-Source) | 38MURAQ18AB3* |  |  | CNPV*3017AL* | 912SE42060M17*** | 17700 | 16.5 | 8.1 | 18300 | 18600 | 101.6% | 2.24 | 0 | 11 |  |  |  | No | R-410A | 1.475 | Residential & Commercial | Ducted CEE Tier 1
211262719 | Central HP <5.4 tons | BRYANT HEATING AND COOLING SYSTEMS | HRCU-A-CB (Split System: Heat Pump with Remote Outdoor Unit-Air-Source) | 38MURAQ18AB3* |  |  | CNPV*2414AL* | 912SD36060E14*** | 18100 | 16 | 8.5 | 19000 | 18600 | 97.89% | 2.24 | 0 | 11 |  |  |  | No | R-410A | 1.5083 | Residential & Commercial | Ducted CEE Tier 1
211263270 | Central HP <5.4 tons | BRYANT HEATING AND COOLING SYSTEMS | HRCU-A-CB (Split System: Heat Pump with Remote Outdoor Unit-Air-Source) | 38MURAQ18AB3* |  |  | CNPV*2417AL* | 926TB42060V17*** | 17600 | 15.5 | 8.5 | 18600 | 18900 | 101.6% | 2.26 | 0 | 10.5 |  |  |  | No | R-410A | 1.4667 | Residential & Commercial | Ducted CEE Tier 1
211264855 | Central HP <5.4 tons | BRYANT HEATING AND COOLING SYSTEMS | HRCU-A-CB (Split System: Heat Pump with Remote Outdoor Unit-Air-Source) | 38MURAQ18AB3* |  |  | FX4DNF019L |  | 17800 | 16.5 | 8.5 | 18300 | 18500 | 101.1% | 2.22 | 0 | 10.5 |  |  |  | No | R-410A | 1.4833 | Residential & Commercial | Ducted CEE Tier 1
212362768 | Central HP <5.4 tons | GOETTL | HRCU-A-CB (Split System: Heat Pump with Remote Outdoor Unit-Air-Source) | GSZV903610A* |  |  | CA*F3743*6D*+TXV | G*VS800604BUA* | 33600 | 18.5 | 8.2 | 34000 | 24400 | 71.76% | 1.8 | 0 | 12 |  |  |  | No | R-410A | 2.8 | Residential & Commercial | Ducted CEE Tier 1
212362781 | Central HP <5.4 tons | GOETTL | HRCU-A-CB (Split System: Heat Pump with Remote Outdoor Unit-Air-Source) | GSZV903610A* |  |  | CA*F3743*6D*+TXV | G*VC961205DNB* | 33600 | 19 | 8.2 | 34000 | 24400 | 71.76% | 1.8 | 0 | 12 |  |  |  | No | R-410A | 2.8 | Residential & Commercial | Ducted CEE Tier 1
212362833 | Central HP <5.4 tons | GOETTL | HRCU-A-CB (Split System: Heat Pump with Remote Outdoor Unit-Air-Source) | GSZV903610A* |  |  | CSCF3642N6D*+TXV | G*VC960403BNB* | 33800 | 18.5 | 8.2 | 34000 | 24400 | 71.76% | 1.8 | 0 | 11.5 |  |  |  | No | R-410A | 2.8167 | Residential & Commercial | Ducted CEE Tier 1
212362816 | Central HP <5.4 tons | GOETTL | HRCU-A-CB (Split System: Heat Pump with Remote Outdoor Unit-Air-Source) | GSZV903610A* |  |  | CHPF3743C6B*+TXV | G*VC960603BNB* | 33400 | 18 | 8.2 | 34000 | 24400 | 71.76% | 1.8 | 0 | 11 |  |  |  | No | R-410A | 2.7833 | Residential & Commercial | Ducted CEE Tier 1
212362817 | Central HP <5.4 tons | GOETTL | HRCU-A-CB (Split System: Heat Pump with Remote Outdoor Unit-Air-Source) | GSZV903610A* |  |  | CHPF3743C6B*+TXV | G*VC960803BNB* | 33400 | 18 | 8.2 | 34000 | 24400 | 71.76% | 1.8 | 0 | 11 |  |  |  | No | R-410A | 2.7833 | Residential & Commercial | Ducted CEE Tier 1
215940197 | Central HP <5.4 tons | AIRQUEST | HRCU-A-CB (Split System: Heat Pump with Remote Outdoor Unit-Air-Source) | H5H3V36*K*AAA* |  |  | ESH5X60M12A*+WALLCON | *80CSU0601716B* | 34200 | 19.5 | 9 | 34200 | 26000 | 76.02% | 1.94 | 0 | 11.7 |  |  |  | No | R-454B | 2.85 | Residential & Commercial | Ducted CEE Tier 1
215940247 | Central HP <5.4 tons | AIRQUEST | HRCU-A-CB (Split System: Heat Pump with Remote Outdoor Unit-Air-Source) | H5H3V36*K*AAA* |  |  | ESH5X60M12A*+WALLCON | *97CTN1202422A* | 34200 | 19.5 | 9 | 34200 | 26000 | 76.02% | 1.94 | 0 | 11.7 |  |  |  | No | R-454B | 2.85 | Residential & Commercial | Ducted CEE Tier 1
215940297 | Central HP <5.4 tons | AIRQUEST | HRCU-A-CB (Split System: Heat Pump with Remote Outdoor Unit-Air-Source) | H5H3V36*K*AAA* |  |  | EVM5X44M21A*+WALLCON | *97CTN0801716A* | 35400 | 21 | 8.5 | 38500 | 29000 | 75.32% | 2.02 | 0 | 12 |  |  |  | No | R-454B | 2.95 | Residential & Commercial | Ducted CEE Tier 1
215940347 | Central HP <5.4 tons | AIRQUEST | HRCU-A-CB (Split System: Heat Pump with Remote Outdoor Unit-Air-Source) | H5H3V36*K*AAA* |  |  | EVM5X49M21A*+WALLCON | *80CSU0601716B* | 35600 | 22 | 8.5 | 38000 | 28600 | 75.26% | 2.02 | 0 | 12.5 |  |  |  | No | R-454B | 2.9667 | Residential & Commercial | Ducted CEE Tier 1
215940447 | Central HP <5.4 tons | AIRQUEST | HRCU-A-CB (Split System: Heat Pump with Remote Outdoor Unit-Air-Source) | H5H3V36*K*AAA* |  |  | EVM5X60M21A*+WALLCON | *97CTN0802120A* | 35600 | 21.5 | 8.5 | 38000 | 28600 | 75.26% | 2.04 | 0 | 12 |  |  |  | No | R-454B | 2.9667 | Residential & Commercial | Ducted CEE Tier 1
215941109 | Central HP <5.4 tons | COMFORTMAKER | HRCU-A-CB (Split System: Heat Pump with Remote Outdoor Unit-Air-Source) | C5H3V48*K*AAA* |  |  | EA*5X61M24A*+WALLCON | *97CTN0802120A* | 45500 | 21 | 9.5 | 48500 | 37000 | 76.29% | 2 | 0 | 11 |  |  |  | No | R-454B | 3.7917 | Residential & Commercial | Ducted CEE Tier 1
212652943 | Central HP <5.4 tons | EVERREST | HRCU-A-CB (Split System: Heat Pump with Remote Outdoor Unit-Air-Source) | GSZV903610A* |  |  | CA*F3743*6D*+TXV | G*VM970603BNB* | 33600 | 18.5 | 8.2 | 34000 | 24400 | 71.76% | 1.8 | 0 | 12 |  |  |  | No | R-410A | 2.8 | Residential & Commercial | Ducted CEE Tier 1
212652945 | Central HP <5.4 tons | EVERREST | HRCU-A-CB (Split System: Heat Pump with Remote Outdoor Unit-Air-Source) | GSZV903610A* |  |  | CHPF3642C6C*+TXV | G*VM970603BNB* | 33400 | 18 | 8.2 | 34000 | 24400 | 71.76% | 1.8 | 0 | 11 |  |  |  | No | R-410A | 2.7833 | Residential & Commercial | Ducted CEE Tier 1
212362782 | Central HP <5.4 tons | GOETTL | HRCU-A-CB (Split System: Heat Pump with Remote Outdoor Unit-Air-Source) | GSZV903610A* |  |  | CA*F3743*6D*+TXV | G*VM970603BNB* | 33600 | 18.5 | 8.2 | 34000 | 24400 | 71.76% | 1.8 | 0 | 12 |  |  |  | No | R-410A | 2.8 | Residential & Commercial | Ducted CEE Tier 1
212362798 | Central HP <5.4 tons | GOETTL | HRCU-A-CB (Split System: Heat Pump with Remote Outdoor Unit-Air-Source) | GSZV903610A* |  |  | CHPF3642C6C*+TXV | G*VC960803BNB* | 33400 | 18 | 8.2 | 34000 | 24400 | 71.76% | 1.8 | 0 | 11 |  |  |  | No | R-410A | 2.7833 | Residential & Commercial | Ducted CEE Tier 1
212362795 | Central HP <5.4 tons | GOETTL | HRCU-A-CB (Split System: Heat Pump with Remote Outdoor Unit-Air-Source) | GSZV903610A* |  |  | CHPF3642C6C*+TXV | G*VC960403BNB* | 33400 | 18 | 8.2 | 34000 | 24400 | 71.76% | 1.8 | 0 | 11 |  |  |  | No | R-410A | 2.7833 | Residential & Commercial | Ducted CEE Tier 1
215940997 | Central HP <5.4 tons | AIRQUEST | HRCU-A-CB (Split System: Heat Pump with Remote Outdoor Unit-Air-Source) | H5H3V48*K*AAA* |  |  | EA*5X60M24A*+WALLCON | *96CTN0802120B* | 44500 | 21 | 9.5 | 48500 | 36600 | 75.46% | 2 | 0 | 11 |  |  |  | No | R-454B | 3.7083 | Residential & Commercial | Ducted CEE Tier 1
215941047 | Central HP <5.4 tons | AIRQUEST | HRCU-A-CB (Split System: Heat Pump with Remote Outdoor Unit-Air-Source) | H5H3V48*K*AAA* |  |  | EA*5X61M21A*+WALLCON | *80CSU0401712B* | 45500 | 21.5 | 9.5 | 48500 | 36800 | 75.88% | 2 | 0 | 11.5 |  |  |  | No | R-454B | 3.7917 | Residential & Commercial | Ducted CEE Tier 1
206771271 | Central HP <5.4 tons | BRYANT HEATING AND COOLING SYSTEMS | HRCU-A-CB (Split System: Heat Pump with Remote Outdoor Unit-Air-Source) | 288BNV037*0**B* |  |  | CAP**3721AL*+UI | 88*TA60090C21*** | 32800 | 17.5 | 8.5 | 33000 | 25200 | 76.36% | 1.98 | 12 | 11.7 |  |  |  | No | R-410A | 2.7333 | Residential & Commercial | Ducted CEE Tier 1
206771523 | Central HP <5.4 tons | BRYANT HEATING AND COOLING SYSTEMS | HRCU-A-CB (Split System: Heat Pump with Remote Outdoor Unit-Air-Source) | 288BNV037*0**B* |  |  | CAP**4224AL*+UI | 88*TA60090C21*** | 31800 | 17.5 | 8.1 | 33200 | 24400 | 73.49% | 1.9 | 11 | 11.5 |  |  |  | No | R-410A | 2.65 | Residential & Commercial | Ducted CEE Tier 1
206771757 | Central HP <5.4 tons | BRYANT HEATING AND COOLING SYSTEMS | HRCU-A-CB (Split System: Heat Pump with Remote Outdoor Unit-Air-Source) | 288BNV037*0**B* |  |  | CAP**4821AL*+UI | 88*TA48070C17*** | 32200 | 17.5 | 8.1 | 32600 | 25000 | 76.69% | 1.96 | 11 | 11.5 |  |  |  | No | R-410A | 2.6833 | Residential & Commercial | Ducted CEE Tier 1
206771955 | Central HP <5.4 tons | BRYANT HEATING AND COOLING SYSTEMS | HRCU-A-CB (Split System: Heat Pump with Remote Outdoor Unit-Air-Source) | 288BNV037*0**B* |  |  | CAP**4824AL*+UI | 986TC66100C21*** | 32400 | 17.5 | 8.5 | 32600 | 24800 | 76.07% | 2 | 12 | 11.7 |  |  |  | No | R-410A | 2.7 | Residential & Commercial | Ducted CEE Tier 1
206771721 | Central HP <5.4 tons | BRYANT HEATING AND COOLING SYSTEMS | HRCU-A-CB (Split System: Heat Pump with Remote Outdoor Unit-Air-Source) | 288BNV037*0**B* |  |  | CAP**4321AL*+UI | 88*TA48090C17*** | 33000 | 18 | 8.5 | 32800 | 25000 | 76.22% | 2 | 12 | 11.7 |  |  |  | No | R-410A | 2.75 | Residential & Commercial | Ducted CEE Tier 1
206772577 | Central HP <5.4 tons | BRYANT HEATING AND COOLING SYSTEMS | HRCU-A-CB (Split System: Heat Pump with Remote Outdoor Unit-Air-Source) | 288BNV037*0**B* |  |  | CSPH*3612AL*+UI | 986TC66120C24*** | 32200 | 16.5 | 8.1 | 33200 | 24600 | 74.1% | 1.94 | 11 | 11 |  |  |  | No | R-410A | 2.6833 | Residential & Commercial | Ducted CEE Tier 1
206772793 | Central HP <5.4 tons | BRYANT HEATING AND COOLING SYSTEMS | HRCU-A-CB (Split System: Heat Pump with Remote Outdoor Unit-Air-Source) | 288BNV037*0**B* |  |  | CSPH*4212AL*+UI | 987MB66120C24*** | 32400 | 16.5 | 8.1 | 33200 | 25000 | 75.3% | 1.96 | 11.5 | 11 |  |  |  | No | R-410A | 2.7 | Residential & Commercial | Ducted CEE Tier 1
210720663 | Central HP <5.4 tons | CARRIER | HRCU-A-CB (Split System: Heat Pump with Remote Outdoor Unit-Air-Source) | 25VNA436A*031* |  |  | CAP**6124AL*+UI | 59CU5A100C21**22 | 34800 | 20 | 9 | 34400 | 25000 | 72.67% | 2.02 | 0 | 12.5 |  |  |  | No | R-410A | 2.9 | Residential & Commercial | Ducted CEE Tier 1
206790114 | Central HP <5.4 tons | BRYANT HEATING AND COOLING SYSTEMS | HRCU-A-CB (Split System: Heat Pump with Remote Outdoor Unit-Air-Source) | 284ANV024*0**B* |  |  | CSPH*4212AL*+UI | 88*TA36070C14*** | 24000 | 20.5 | 9.5 | 26400 | 19700 | 74.62% | 2.52 | 14 | 13 |  |  |  | No | R-410A | 2 | Residential & Commercial | Ducted CEE Tier 1
204299106 | Central HP <5.4 tons | BRYANT HEATING AND COOLING SYSTEMS | HRCU-A-CB (Split System: Heat Pump with Remote Outdoor Unit-Air-Source) | 288BNV037*0**A* |  |  | CAP**4224AL*+UI | 987MB66100C21*** | 31800 | 17.5 | 8.1 | 33000 | 24400 | 73.94% | 1.9 | 12 | 11.5 |  |  |  | No | R-410A | 2.65 | Residential & Commercial | Ducted CEE Tier 1
215912268 | Central HP <5.4 tons | YORK | HRCU-A-CB (Split System: Heat Pump with Remote Outdoor Unit-Air-Source) | HH824E2S11 |  |  | CTM36B5ADS1 | TM9Y060B12MP11 | 23000 | 17 | 9 | 23000 | 18000 | 78.26% | 2 | 0 | 12 |  |  |  | No | R-454B | 1.9167 | Residential & Commercial | Ducted CEE Tier 1
211264998 | Central HP <5.4 tons | HEIL | HRCU-A-CB (Split System: Heat Pump with Remote Outdoor Unit-Air-Source) | DLCURAH18ABK |  |  | FM(C,U)4Z24**AL* |  | 17800 | 17 | 9 | 18700 | 19800 | 105.9% | 2.4 | 0 | 11 |  |  |  | No | R-410A | 1.4833 | Residential & Commercial | Ducted CEE Tier 1
206135724 | Central HP <5.4 tons | HEIL | HRCU-A-CB (Split System: Heat Pump with Remote Outdoor Unit-Air-Source) | HVH837GKA** |  |  | EA*4X43L21A*+WALLCON | *80CSU0401712A* | 33000 | 17.5 | 8.5 | 33000 | 25000 | 75.76% | 1.98 | 12 | 11 |  |  |  | No | R-410A | 2.75 | Residential & Commercial | Ducted CEE Tier 1
211263378 | Central HP <5.4 tons | HEIL | HRCU-A-CB (Split System: Heat Pump with Remote Outdoor Unit-Air-Source) | DLCURAH18ABK |  |  | EN(A,D)4X24L17** | *92ESN0601412A* | 18100 | 16 | 8.5 | 19000 | 18600 | 97.89% | 2.24 | 0 | 11 |  |  |  | No | R-410A | 1.5083 | Residential & Commercial | Ducted CEE Tier 1
211264932 | Central HP <5.4 tons | HEIL | HRCU-A-CB (Split System: Heat Pump with Remote Outdoor Unit-Air-Source) | DLCURAH18ABK |  |  | FMA4X18**AL* |  | 17400 | 16 | 8.5 | 18500 | 20000 | 108.1% | 2.44 | 0 | 10.5 |  |  |  | No | R-410A | 1.45 | Residential & Commercial | Ducted CEE Tier 1
216571207 | Central HP <5.4 tons | AMERICAN STANDARD | HRCU-A-CB (Split System: Heat Pump with Remote Outdoor Unit-Air-Source) | 5A6V8X24A1 |  |  | 5PX*B006AS3 | S8V2B060M4PCB | 22000 | 18.1 | 8.5 | 23000 | 18700 | 81.3% | 2.2 | 0 | 11.5 |  |  |  | No | R-454B | 1.8333 | Residential & Commercial | Ducted CEE Tier 1
211263190 | Central HP <5.4 tons | HEIL | HRCU-A-CB (Split System: Heat Pump with Remote Outdoor Unit-Air-Source) | DLCURAH18ABK |  |  | EN(A,D)4X24L17** | *95ESN0601412A* | 17800 | 16 | 8.5 | 18700 | 18800 | 100.5% | 2.26 | 0 | 11 |  |  |  | No | R-410A | 1.4833 | Residential & Commercial | Ducted CEE Tier 1
211264412 | Central HP <5.4 tons | HEIL | HRCU-A-CB (Split System: Heat Pump with Remote Outdoor Unit-Air-Source) | DLCURAH18ABK |  |  | EN(A,D)4X30L17** | *96VTN0601412A* | 18000 | 16 | 8.5 | 18600 | 18400 | 98.92% | 2.22 | 0 | 11 |  |  |  | No | R-410A | 1.5 | Residential & Commercial | Ducted CEE Tier 1
212290979 | Central HP <5.4 tons | GOETTL | HRCU-A-CB (Split System: Heat Pump with Remote Outdoor Unit-Air-Source) | ASZS601810A* |  |  | CA*EA2422*4A*+MBVC1600**-1A* |  | 16600 | 17.5 | 8.5 | 17400 | 13000 | 74.71% | 2.1 | 0 | 10.9 |  |  |  | No | R-410A | 1.3833 | Residential & Commercial | Ducted CEE Tier 1
205751201 | Central HP <5.4 tons | TEMPSTAR | HRCU-A-CB (Split System: Heat Pump with Remote Outdoor Unit-Air-Source) | TVH837GKA** |  |  | EA*4X43L21A*+WALLCON | *97CMN1002122A* | 33000 | 17.5 | 8.5 | 33000 | 25200 | 76.36% | 2 | 12 | 11.7 |  |  |  | No | R-410A | 2.75 | Residential & Commercial | Ducted CEE Tier 1
206136193 | Central HP <5.4 tons | TEMPSTAR | HRCU-A-CB (Split System: Heat Pump with Remote Outdoor Unit-Air-Source) | TVH837GKA** |  |  | EA*4X48L24A*+WALLCON | *95CSU0802120A* | 32400 | 17.5 | 8.5 | 32400 | 24800 | 76.54% | 2 | 12 | 11.5 |  |  |  | No | R-410A | 2.7 | Residential & Commercial | Ducted CEE Tier 1
206136329 | Central HP <5.4 tons | TEMPSTAR | HRCU-A-CB (Split System: Heat Pump with Remote Outdoor Unit-Air-Source) | TVH837GKA** |  |  | EHD4X36AAL+WALLCON | *95CSU1002122A* | 32200 | 16.5 | 8.1 | 33200 | 24600 | 74.1% | 1.94 | 11.5 | 11 |  |  |  | No | R-410A | 2.6833 | Residential & Commercial | Ducted CEE Tier 1
211262206 | Central HP <5.4 tons | HEIL | HRCU-A-CB (Split System: Heat Pump with Remote Outdoor Unit-Air-Source) | DLCURAH18ABK |  |  | EA*4X30L17A* | OLV098A12* | 18200 | 15.5 | 8.5 | 18800 | 18400 | 97.87% | 2.22 | 0 | 10.5 |  |  |  | No | R-410A | 1.5167 | Residential & Commercial | Ducted CEE Tier 1
206765700 | Central HP <5.4 tons | HEIL | HRCU-A-CB (Split System: Heat Pump with Remote Outdoor Unit-Air-Source) | HVH825GKA3* |  |  | EA*4X36L17A*+WALLCON | *80CTL0701412A* | 23600 | 17 | 8.1 | 21400 | 16600 | 77.57% | 1.94 | 11 | 11 |  |  |  | No | R-410A | 1.9667 | Residential & Commercial | Ducted CEE Tier 1
213779370 | Central HP <5.4 tons | COMFORTMAKER | HRCU-A-CB (Split System: Heat Pump with Remote Outdoor Unit-Air-Source) | CVH837GKA** |  |  | EA*4X48L21A*+WALLCON | *80CTL0451712B* | 32000 | 16.5 | 8.1 | 32800 | 25200 | 76.83% | 1.92 | 0 | 10.5 |  |  |  | No | R-410A | 2.6667 | Residential & Commercial | Ducted CEE Tier 1
206771389 | Central HP <5.4 tons | HEIL | HRCU-A-CB (Split System: Heat Pump with Remote Outdoor Unit-Air-Source) | HVH837GKA2* |  |  | EA*4X42L21A*+WALLCON | *80CTL0701716A* | 31800 | 17 | 8.1 | 33200 | 24600 | 74.1% | 1.88 | 11 | 11 |  |  |  | No | R-410A | 2.65 | Residential & Commercial | Ducted CEE Tier 1
206771605 | Central HP <5.4 tons | HEIL | HRCU-A-CB (Split System: Heat Pump with Remote Outdoor Unit-Air-Source) | HVH837GKA2* |  |  | EA*4X42L24A*+WALLCON | *97CMN0602120A* | 31600 | 17 | 8.1 | 33400 | 24600 | 73.65% | 1.88 | 11.5 | 11 |  |  |  | No | R-410A | 2.6333 | Residential & Commercial | Ducted CEE Tier 1
206772316 | Central HP <5.4 tons | HEIL | HRCU-A-CB (Split System: Heat Pump with Remote Outdoor Unit-Air-Source) | HVH837GKA2* |  |  | EN(A,D,W)4X48L21**+WALLCON | *96CTN1002122A* | 32400 | 17.5 | 8.1 | 33000 | 24800 | 75.15% | 1.96 | 11.5 | 11.7 |  |  |  | No | R-410A | 2.7 | Residential & Commercial | Ducted CEE Tier 1
206772920 | Central HP <5.4 tons | HEIL | HRCU-A-CB (Split System: Heat Pump with Remote Outdoor Unit-Air-Source) | HVH837GKA2* |  |  | EHD4X48AAL+WALLCON | *96CTN1202422A* | 32600 | 17 | 8.1 | 33000 | 24800 | 75.15% | 1.98 | 11 | 11 |  |  |  | No | R-410A | 2.7167 | Residential & Commercial | Ducted CEE Tier 1
206773109 | Central HP <5.4 tons | HEIL | HRCU-A-CB (Split System: Heat Pump with Remote Outdoor Unit-Air-Source) | HVH837GKA2* |  |  | EA*4X43L21A*+WALLCON | *80CSU0601716A* | 32800 | 17 | 8.5 | 33000 | 25200 | 76.36% | 1.96 | 12 | 11 |  |  |  | No | R-410A | 2.7333 | Residential & Commercial | Ducted CEE Tier 1
204299172 | Central HP <5.4 tons | BRYANT HEATING AND COOLING SYSTEMS | HRCU-A-CB (Split System: Heat Pump with Remote Outdoor Unit-Air-Source) | 288BNV037*0**A* |  |  | CAP**4321AL*+UI | 88*TA60090C21*** | 32800 | 17.5 | 8.5 | 33000 | 25200 | 76.36% | 2 | 12 | 11.7 |  |  |  | No | R-410A | 2.7333 | Residential & Commercial | Ducted CEE Tier 1
204299926 | Central HP <5.4 tons | BRYANT HEATING AND COOLING SYSTEMS | HRCU-A-CB (Split System: Heat Pump with Remote Outdoor Unit-Air-Source) | 288BNV037*0**A* |  |  | CNPV*4824AL*+UI | 987MB66120C24*** | 32400 | 17.5 | 8.1 | 33000 | 24800 | 75.15% | 1.96 | 12 | 11.5 |  |  |  | No | R-410A | 2.7 | Residential & Commercial | Ducted CEE Tier 1
204300260 | Central HP <5.4 tons | BRYANT HEATING AND COOLING SYSTEMS | HRCU-A-CB (Split System: Heat Pump with Remote Outdoor Unit-Air-Source) | 288BNV037*0**A* |  |  | CSPH*4212AL*+UI | 88*TA60090C21*** | 32400 | 16.5 | 8.1 | 33200 | 24800 | 74.7% | 1.96 | 12 | 11 |  |  |  | No | R-410A | 2.7 | Residential & Commercial | Ducted CEE Tier 1
204298736 | Central HP <5.4 tons | BRYANT HEATING AND COOLING SYSTEMS | HRCU-A-CB (Split System: Heat Pump with Remote Outdoor Unit-Air-Source) | 288BNV037*0**A* |  |  | CAP**3621AL*+UI | 987MB66100C21*** | 31600 | 17 | 8.1 | 33200 | 24200 | 72.89% | 1.86 | 11.5 | 11 |  |  |  | No | R-410A | 2.6333 | Residential & Commercial | Ducted CEE Tier 1
204298756 | Central HP <5.4 tons | BRYANT HEATING AND COOLING SYSTEMS | HRCU-A-CB (Split System: Heat Pump with Remote Outdoor Unit-Air-Source) | 288BNV037*0**A* |  |  | CAP**3621AL*+UI | 986TC66100C21*** | 31600 | 17 | 8.1 | 33200 | 24200 | 72.89% | 1.86 | 11 | 11 |  |  |  | No | R-410A | 2.6333 | Residential & Commercial | Ducted CEE Tier 1
204451191 | Central HP <5.4 tons | CARRIER | HRCU-A-CB (Split System: Heat Pump with Remote Outdoor Unit-Air-Source) | 25VNA825A*031* |  |  | CAP**2414AL*+UI | 58TN*A070C14**12 | 23400 | 17 | 8.1 | 22000 | 16800 | 76.36% | 1.9 | 11 | 10.5 |  |  |  | No | R-410A | 1.95 | Residential & Commercial | Ducted CEE Tier 1
204451225 | Central HP <5.4 tons | CARRIER | HRCU-A-CB (Split System: Heat Pump with Remote Outdoor Unit-Air-Source) | 25VNA825A*031* |  |  | CAP**3621AL*+UI | 58TN*A045C17**12 | 23400 | 16 | 8.1 | 21600 | 16800 | 77.78% | 1.92 | 11 | 10.5 |  |  |  | No | R-410A | 1.95 | Residential & Commercial | Ducted CEE Tier 1
204299046 | Central HP <5.4 tons | BRYANT HEATING AND COOLING SYSTEMS | HRCU-A-CB (Split System: Heat Pump with Remote Outdoor Unit-Air-Source) | 288BNV037*0**A* |  |  | CAP**4221AL*+UI | 987MB60060C21*** | 31600 | 17 | 8.1 | 33400 | 24800 | 74.25% | 1.86 | 11 | 11 |  |  |  | No | R-410A | 2.6333 | Residential & Commercial | Ducted CEE Tier 1
204299316 | Central HP <5.4 tons | BRYANT HEATING AND COOLING SYSTEMS | HRCU-A-CB (Split System: Heat Pump with Remote Outdoor Unit-Air-Source) | 288BNV037*0**A* |  |  | CAP**4821AL*+UI | 88*TA48090C17*** | 32400 | 18 | 8.5 | 32600 | 24800 | 76.07% | 2 | 12 | 11.7 |  |  |  | No | R-410A | 2.7 | Residential & Commercial | Ducted CEE Tier 1
206135713 | Central HP <5.4 tons | BRYANT HEATING AND COOLING SYSTEMS | HRCU-A-CB (Split System: Heat Pump with Remote Outdoor Unit-Air-Source) | 288BNV037*0**A* |  |  | CAP**4224AL*+UI | 83*CA60100C21*** | 31800 | 17 | 8.1 | 33200 | 24400 | 73.49% | 1.88 | 11.5 | 11 |  |  |  | No | R-410A | 2.65 | Residential & Commercial | Ducted CEE Tier 1
206135813 | Central HP <5.4 tons | BRYANT HEATING AND COOLING SYSTEMS | HRCU-A-CB (Split System: Heat Pump with Remote Outdoor Unit-Air-Source) | 288BNV037*0**A* |  |  | CAP**4824AL*+UI | 83*CA60100C21*** | 32200 | 17 | 8.1 | 32600 | 25000 | 76.69% | 1.96 | 12 | 11 |  |  |  | No | R-410A | 2.6833 | Residential & Commercial | Ducted CEE Tier 1
215674674 | Central HP <5.4 tons | KENMORE | HRCU-A-CB (Split System: Heat Pump with Remote Outdoor Unit-Air-Source) | (C,H,T)5H0V48*K*AAA* |  |  | EA*5X61M24A*+WALLCON | *96CTN1202422B* | 46000 | 18.5 | 9 | 47500 | 33600 | 70.74% | 2.06 | 0 | 10 |  |  |  | No | R-454B | 3.8333 | Residential & Commercial | Ducted CEE Tier 1
206135663 | Central HP <5.4 tons | BRYANT HEATING AND COOLING SYSTEMS | HRCU-A-CB (Split System: Heat Pump with Remote Outdoor Unit-Air-Source) | 288BNV037*0**A* |  |  | CAP**3721AL*+UI | 83*CA48060C17*** | 32800 | 17 | 8.5 | 33000 | 25200 | 76.36% | 1.96 | 12 | 11 |  |  |  | No | R-410A | 2.7333 | Residential & Commercial | Ducted CEE Tier 1
206136115 | Central HP <5.4 tons | BRYANT HEATING AND COOLING SYSTEMS | HRCU-A-CB (Split System: Heat Pump with Remote Outdoor Unit-Air-Source) | 288BNV037*0**A* |  |  | CAP**4224AL*+UI | 935CA60080C21*** | 31800 | 17.5 | 8.1 | 33000 | 24400 | 73.94% | 1.9 | 11.5 | 11 |  |  |  | No | R-410A | 2.65 | Residential & Commercial | Ducted CEE Tier 1
216453273 | Central HP <5.4 tons | TRANE | HRCU-A-CB (Split System: Heat Pump with Remote Outdoor Unit-Air-Source) | 5TWV0X60A1 |  |  | 5TXCD010AS3 | S8V2C100M5PCB | 53000 | 18.4 | 9 | 54000 | 38000 | 70.37% | 2 | 0 | 10.5 |  |  |  | No | R-454B | 4.4167 | Residential & Commercial | Ducted CEE Tier 1
206765582 | Central HP <5.4 tons | BRYANT HEATING AND COOLING SYSTEMS | HRCU-A-CB (Split System: Heat Pump with Remote Outdoor Unit-Air-Source) | 288BNV025*0**C* |  |  | CAP**3017AL*+UI | 88*TA48070C17*** | 23400 | 16.5 | 8.1 | 21600 | 16700 | 77.31% | 1.92 | 11 | 11 |  |  |  | No | R-410A | 1.95 | Residential & Commercial | Ducted CEE Tier 1
206765591 | Central HP <5.4 tons | BRYANT HEATING AND COOLING SYSTEMS | HRCU-A-CB (Split System: Heat Pump with Remote Outdoor Unit-Air-Source) | 288BNV025*0**C* |  |  | CAP**3017AL*+UI | 986TC42060C17*** | 23400 | 16 | 8.1 | 21600 | 16800 | 77.78% | 1.9 | 11 | 10.5 |  |  |  | No | R-410A | 1.95 | Residential & Commercial | Ducted CEE Tier 1
206790139 | Central HP <5.4 tons | BRYANT HEATING AND COOLING SYSTEMS | HRCU-A-CB (Split System: Heat Pump with Remote Outdoor Unit-Air-Source) | 284ANV024*0**B* |  |  | CAP**3621AL*+UI | 88*TA36045C17*** | 23200 | 20 | 10 | 26800 | 20000 | 74.63% | 2.4 | 14 | 13 |  |  |  | No | R-410A | 1.9333 | Residential & Commercial | Ducted CEE Tier 1
206790150 | Central HP <5.4 tons | BRYANT HEATING AND COOLING SYSTEMS | HRCU-A-CB (Split System: Heat Pump with Remote Outdoor Unit-Air-Source) | 284ANV024*0**B* |  |  | CAP**4221AL*+UI | 986TC42080C17*** | 23400 | 20 | 10.5 | 26600 | 19900 | 74.81% | 2.44 | 14 | 13 |  |  |  | No | R-410A | 1.95 | Residential & Commercial | Ducted CEE Tier 1
206790184 | Central HP <5.4 tons | BRYANT HEATING AND COOLING SYSTEMS | HRCU-A-CB (Split System: Heat Pump with Remote Outdoor Unit-Air-Source) | 284ANV024*0**B* |  |  | CNPV*4221AL*+UI | 88*TA48070C17*** | 23400 | 20.5 | 10 | 26600 | 19800 | 74.44% | 2.46 | 14 | 13 |  |  |  | No | R-410A | 1.95 | Residential & Commercial | Ducted CEE Tier 1
211263767 | Central HP <5.4 tons | HEIL | HRCU-A-CB (Split System: Heat Pump with Remote Outdoor Unit-Air-Source) | DLCURAH18ABK |  |  | EN(A,D)4X30L14** | *95ESN0261410A* | 18100 | 15.5 | 8.5 | 18800 | 18400 | 97.87% | 2.2 | 0 | 11 |  |  |  | No | R-410A | 1.5083 | Residential & Commercial | Ducted CEE Tier 1
211264662 | Central HP <5.4 tons | HEIL | HRCU-A-CB (Split System: Heat Pump with Remote Outdoor Unit-Air-Source) | DLCURAH18ABK |  |  | EN(A,D)4X30L17** | *80ESU0601716A | 18700 | 16.5 | 8.5 | 19200 | 18200 | 94.79% | 2.2 | 0 | 11 |  |  |  | No | R-410A | 1.5583 | Residential & Commercial | Ducted CEE Tier 1
206765655 | Central HP <5.4 tons | HEIL | HRCU-A-CB (Split System: Heat Pump with Remote Outdoor Unit-Air-Source) | HVH825GKA3* |  |  | EA*4X36L17A*+WALLCON | *80CTL0701716A* | 23600 | 16.5 | 8.1 | 21400 | 16700 | 78.04% | 1.94 | 11.5 | 11 |  |  |  | No | R-410A | 1.9667 | Residential & Commercial | Ducted CEE Tier 1
206765934 | Central HP <5.4 tons | HEIL | HRCU-A-CB (Split System: Heat Pump with Remote Outdoor Unit-Air-Source) | HVH825GKA3* |  |  | EA*4X37L21A*+WALLCON | *80CTL0701716A* | 24400 | 17 | 8.5 | 21200 | 16600 | 78.3% | 2.02 | 11 | 11 |  |  |  | No | R-410A | 2.0333 | Residential & Commercial | Ducted CEE Tier 1
206773279 | Central HP <5.4 tons | BRYANT HEATING AND COOLING SYSTEMS | HRCU-A-CB (Split System: Heat Pump with Remote Outdoor Unit-Air-Source) | 288BNV037*0**B* |  |  | CNPV*4821AL*+UI | 83*CA60100C21*** | 32400 | 17 | 8.1 | 33000 | 24800 | 75.15% | 1.94 | 12.2 | 11.5 |  |  |  | No | R-410A | 2.7 | Residential & Commercial | Ducted CEE Tier 1
206773320 | Central HP <5.4 tons | BRYANT HEATING AND COOLING SYSTEMS | HRCU-A-CB (Split System: Heat Pump with Remote Outdoor Unit-Air-Source) | 288BNV037*0**B* |  |  | CSPH*4212AL*+UI | 83*CA36040C17*** | 32400 | 16.5 | 8.1 | 33200 | 24800 | 74.7% | 1.94 | 11.5 | 11 |  |  |  | No | R-410A | 2.7 | Residential & Commercial | Ducted CEE Tier 1
206771973 | Central HP <5.4 tons | BRYANT HEATING AND COOLING SYSTEMS | HRCU-A-CB (Split System: Heat Pump with Remote Outdoor Unit-Air-Source) | 288BNV037*0**B* |  |  | CAP**4824AL*+UI | 987MB60060C21*** | 32200 | 17 | 8.1 | 32800 | 25200 | 76.83% | 1.96 | 11.5 | 11 |  |  |  | No | R-410A | 2.6833 | Residential & Commercial | Ducted CEE Tier 1
206772811 | Central HP <5.4 tons | BRYANT HEATING AND COOLING SYSTEMS | HRCU-A-CB (Split System: Heat Pump with Remote Outdoor Unit-Air-Source) | 288BNV037*0**B* |  |  | CSPH*4212AL*+UI | 986TC66100C21*** | 32600 | 16.5 | 8.1 | 33000 | 24800 | 75.15% | 1.96 | 12 | 11 |  |  |  | No | R-410A | 2.7167 | Residential & Commercial | Ducted CEE Tier 1
206773045 | Central HP <5.4 tons | BRYANT HEATING AND COOLING SYSTEMS | HRCU-A-CB (Split System: Heat Pump with Remote Outdoor Unit-Air-Source) | 288BNV037*0**B* |  |  | CAP**3721AL*+UI | 83*CA48060C17*** | 32800 | 17 | 8.5 | 33000 | 25200 | 76.36% | 1.96 | 12 | 11 |  |  |  | No | R-410A | 2.7333 | Residential & Commercial | Ducted CEE Tier 1
215940597 | Central HP <5.4 tons | AIRQUEST | HRCU-A-CB (Split System: Heat Pump with Remote Outdoor Unit-Air-Source) | H5H3V36*K*AAA* |  |  | EVD5X38M17A*+WALLCON | *97CTN0601716A* | 35200 | 20.5 | 8.5 | 39000 | 29400 | 75.38% | 2 | 0 | 11.5 |  |  |  | No | R-454B | 2.9333 | Residential & Commercial | Ducted CEE Tier 1
215940647 | Central HP <5.4 tons | AIRQUEST | HRCU-A-CB (Split System: Heat Pump with Remote Outdoor Unit-Air-Source) | H5H3V36*K*AAA* |  |  | EVD5X42M21A*+WALLCON | *97CTN0601716A* | 34000 | 20 | 8.5 | 39500 | 28800 | 72.91% | 2.02 | 0 | 11 |  |  |  | No | R-454B | 2.8333 | Residential & Commercial | Ducted CEE Tier 1
215940747 | Central HP <5.4 tons | AIRQUEST | HRCU-A-CB (Split System: Heat Pump with Remote Outdoor Unit-Air-Source) | H5H3V36*K*AAA* |  |  | EVD5X48M24A*+WALLCON | *97CTN1002122A* | 35000 | 21.5 | 8.5 | 38000 | 28200 | 74.21% | 2.02 | 0 | 12 |  |  |  | No | R-454B | 2.9167 | Residential & Commercial | Ducted CEE Tier 1
215939697 | Central HP <5.4 tons | AIRQUEST | HRCU-A-CB (Split System: Heat Pump with Remote Outdoor Unit-Air-Source) | H5H3V36*K*AAA* |  |  | EA*5X42M21A*+WALLCON | *97CTN0802120A* | 32600 | 19.5 | 9.5 | 34800 | 26800 | 77.01% | 2.02 | 0 | 11.7 |  |  |  | No | R-454B | 2.7167 | Residential & Commercial | Ducted CEE Tier 1
215940667 | Central HP <5.4 tons | AIRQUEST | HRCU-A-CB (Split System: Heat Pump with Remote Outdoor Unit-Air-Source) | H5H3V36*K*AAA* |  |  | EVD5X42M21A*+WALLCON | *97CTN0802120A* | 34400 | 20.5 | 8.5 | 38500 | 28200 | 73.25% | 2.04 | 0 | 11.7 |  |  |  | No | R-454B | 2.8667 | Residential & Commercial | Ducted CEE Tier 1
210474404 | Central HP <5.4 tons | CARRIER | HRCU-A-CB (Split System: Heat Pump with Remote Outdoor Unit-Air-Source) | 25VNA825A*032* |  |  | CSPH*4212AL*+UI | 58TN*A070C14**12 | 24200 | 16.5 | 8.1 | 21200 | 16600 | 78.3% | 2.02 | 0 | 11 |  |  |  | No | R-410A | 2.0167 | Residential & Commercial | Ducted CEE Tier 1
212523827 | Central HP <5.4 tons | LENNOX | HRCU-A-CB (Split System: Heat Pump with Remote Outdoor Unit-Air-Source) | SL25XPV-036-230A** |  |  | C35-50/60C+TDR+TXV | SLP98UH090XV48C* | 33600 | 22.2 | 8.7 | 34400 | 26800 | 77.91% | 1.82 | 0 | 13.3 |  |  |  | No | R-410A | 2.8 | Residential & Commercial | Ducted CEE Tier 1
210599948 | Central HP <5.4 tons | TEMPSTAR | HRCU-A-CB (Split System: Heat Pump with Remote Outdoor Unit-Air-Source) | TVH825GKA2* |  |  | EHD4X48AAL+WALLCON | *95CSU0601716A* | 24200 | 16 | 8.1 | 21400 | 16700 | 78.04% | 2 | 0 | 10.5 |  |  |  | No | R-410A | 2.0167 | Residential & Commercial | Ducted CEE Tier 1
210599996 | Central HP <5.4 tons | TEMPSTAR | HRCU-A-CB (Split System: Heat Pump with Remote Outdoor Unit-Air-Source) | TVH825GKA2* |  |  | EN(A,D,W)4X48L21**+WALLCON | *96CTN1002122A* | 24200 | 17 | 8.1 | 21400 | 16600 | 77.57% | 2.02 | 0 | 11.5 |  |  |  | No | R-410A | 2.0167 | Residential & Commercial | Ducted CEE Tier 1
206765449 | Central HP <5.4 tons | BRYANT HEATING AND COOLING SYSTEMS | HRCU-A-CB (Split System: Heat Pump with Remote Outdoor Unit-Air-Source) | 288BNV025*0**C* |  |  | CAP**2417AL*+UI | 987MB42060C17*** | 23000 | 16 | 8.1 | 22000 | 17000 | 77.27% | 1.88 | 11 | 10.5 |  |  |  | No | R-410A | 1.9167 | Residential & Commercial | Ducted CEE Tier 1
206765672 | Central HP <5.4 tons | BRYANT HEATING AND COOLING SYSTEMS | HRCU-A-CB (Split System: Heat Pump with Remote Outdoor Unit-Air-Source) | 288BNV025*0**C* |  |  | CAP**3617AL*+UI | 986TC42080C17*** | 23600 | 16.5 | 8.1 | 21600 | 16700 | 77.31% | 1.92 | 11.5 | 10.5 |  |  |  | No | R-410A | 1.9667 | Residential & Commercial | Ducted CEE Tier 1
206767543 | Central HP <5.4 tons | HEIL | HRCU-A-CB (Split System: Heat Pump with Remote Outdoor Unit-Air-Source) | HVH825GKA3* |  |  | EA*4X37L21A*+WALLCON | *95CSU0802120A* | 24400 | 17 | 8.5 | 21200 | 16600 | 78.3% | 2.04 | 11.5 | 11 |  |  |  | No | R-410A | 2.0333 | Residential & Commercial | Ducted CEE Tier 1
206767552 | Central HP <5.4 tons | HEIL | HRCU-A-CB (Split System: Heat Pump with Remote Outdoor Unit-Air-Source) | HVH825GKA3* |  |  | EA*4X37L21A*+WALLCON | *95CSU1002122A* | 24400 | 17 | 8.5 | 21200 | 16600 | 78.3% | 2.04 | 11.5 | 11 |  |  |  | No | R-410A | 2.0333 | Residential & Commercial | Ducted CEE Tier 1
204298997 | Central HP <5.4 tons | HEIL | HRCU-A-CB (Split System: Heat Pump with Remote Outdoor Unit-Air-Source) | HVH837GKA** |  |  | EA*4X42L21A*+WALLCON | *97CMN1002122A* | 31800 | 17 | 8.1 | 33000 | 24400 | 73.94% | 1.9 | 11.5 | 11.5 |  |  |  | No | R-410A | 2.65 | Residential & Commercial | Ducted CEE Tier 1
204299047 | Central HP <5.4 tons | HEIL | HRCU-A-CB (Split System: Heat Pump with Remote Outdoor Unit-Air-Source) | HVH837GKA** |  |  | EA*4X42L21A*+WALLCON | *97CMN0602120A* | 31600 | 17 | 8.1 | 33400 | 24800 | 74.25% | 1.86 | 11 | 11 |  |  |  | No | R-410A | 2.6333 | Residential & Commercial | Ducted CEE Tier 1
204299917 | Central HP <5.4 tons | HEIL | HRCU-A-CB (Split System: Heat Pump with Remote Outdoor Unit-Air-Source) | HVH837GKA** |  |  | EN(A,D)4X48L24**+WALLCON | *97CMN1002122A* | 32400 | 17.5 | 8.1 | 33000 | 24800 | 75.15% | 1.96 | 12 | 11.7 |  |  |  | No | R-410A | 2.7 | Residential & Commercial | Ducted CEE Tier 1
204300081 | Central HP <5.4 tons | HEIL | HRCU-A-CB (Split System: Heat Pump with Remote Outdoor Unit-Air-Source) | HVH837GKA** |  |  | EHD4X36AAL+WALLCON | *80CTL1352422A* | 32200 | 16.5 | 8.1 | 33200 | 24600 | 74.1% | 1.94 | 11 | 11 |  |  |  | No | R-410A | 2.6833 | Residential & Commercial | Ducted CEE Tier 1
204300201 | Central HP <5.4 tons | HEIL | HRCU-A-CB (Split System: Heat Pump with Remote Outdoor Unit-Air-Source) | HVH837GKA** |  |  | EHD4X36AAL+WALLCON | *80CTL0901716A* | 32400 | 17 | 8.1 | 33200 | 24600 | 74.1% | 1.94 | 12 | 11 |  |  |  | No | R-410A | 2.7 | Residential & Commercial | Ducted CEE Tier 1
206773420 | Central HP <5.4 tons | HEIL | HRCU-A-CB (Split System: Heat Pump with Remote Outdoor Unit-Air-Source) | HVH837GKA2* |  |  | EA*4X37L21A*+WALLCON | *95CSU0802120A* | 33000 | 17.5 | 8.5 | 32800 | 25000 | 76.22% | 2 | 12 | 11.5 |  |  |  | No | R-410A | 2.75 | Residential & Commercial | Ducted CEE Tier 1
206771533 | Central HP <5.4 tons | HEIL | HRCU-A-CB (Split System: Heat Pump with Remote Outdoor Unit-Air-Source) | HVH837GKA2* |  |  | EA*4X42L24A*+WALLCON | *80CTL1352422A* | 31800 | 17.5 | 8.1 | 33000 | 24400 | 73.94% | 1.9 | 12 | 11.5 |  |  |  | No | R-410A | 2.65 | Residential & Commercial | Ducted CEE Tier 1
206772406 | Central HP <5.4 tons | HEIL | HRCU-A-CB (Split System: Heat Pump with Remote Outdoor Unit-Air-Source) | HVH837GKA2* |  |  | EN(A,D)4X48L24**+WALLCON | *97CMN1202422A* | 32400 | 17.5 | 8.1 | 33000 | 24800 | 75.15% | 1.96 | 12 | 11.5 |  |  |  | No | R-410A | 2.7 | Residential & Commercial | Ducted CEE Tier 1
211245327 | Central HP <5.4 tons | TEMPSTAR | HRCU-A-CB (Split System: Heat Pump with Remote Outdoor Unit-Air-Source) | DLCURAH24ABK |  |  | EN(A,D)4X36L21** | *96VSN0802120A* | 24000 | 17 | 8.1 | 26000 | 23200 | 89.23% | 1.92 | 0 | 10.5 |  |  |  | No | R-410A | 2 | Residential & Commercial | Ducted CEE Tier 1
211245282 | Central HP <5.4 tons | TEMPSTAR | HRCU-A-CB (Split System: Heat Pump with Remote Outdoor Unit-Air-Source) | DLCURAH24ABK |  |  | EN(A,D,W)4X36L17** | OMV112K14A | 24000 | 16 | 8.1 | 26400 | 23000 | 87.12% | 1.88 | 0 | 10 |  |  |  | No | R-410A | 2 | Residential & Commercial | Ducted CEE Tier 1
215666973 | Central HP <5.4 tons | KEEPRITE | HRCU-A-CB (Split System: Heat Pump with Remote Outdoor Unit-Air-Source) | C5H0V24*K*AAA* |  |  | EA*5X24M17A*+WALLCON | *80CSU0401712A* | 22800 | 16.5 | 9 | 24000 | 16800 | 70% | 1.96 | 0 | 10 |  |  |  | No | R-454B | 1.9 | Residential & Commercial | Ducted CEE Tier 1
206133334 | Central HP <5.4 tons | CARRIER | HRCU-A-CB (Split System: Heat Pump with Remote Outdoor Unit-Air-Source) | 25VNA825A*031* |  |  | CAP**3017AL*+UI | 58CU*A040C17**12 | 23400 | 16.5 | 8.1 | 21600 | 16700 | 77.31% | 1.92 | 11 | 10.5 |  |  |  | No | R-410A | 1.95 | Residential & Commercial | Ducted CEE Tier 1
212384680 | Central HP <5.4 tons | DAY & NIGHT | HRCU-A-CB (Split System: Heat Pump with Remote Outdoor Unit-Air-Source) | DLCURAH36ABK |  |  | EN(A,D,W)4X42L21** | *92ESN0802120A* | 36400 | 15.5 | 8.1 | 39500 | 35200 | 89.11% | 1.92 | 0 | 10 |  |  |  | No | R-410A | 3.0333 | Residential & Commercial | Ducted CEE Tier 1
214238978 | Central HP <5.4 tons | COMFORTMAKER | HRCU-A-CB (Split System: Heat Pump with Remote Outdoor Unit-Air-Source) | CVH837GKA2* |  |  | END4X42L17**+WALLCON | *80CTL0701716B* | 32000 | 16.5 | 8.1 | 33000 | 24800 | 75.15% | 1.9 | 0 | 11 |  |  |  | No | R-410A | 2.6667 | Residential & Commercial | Ducted CEE Tier 1
214239178 | Central HP <5.4 tons | COMFORTMAKER | HRCU-A-CB (Split System: Heat Pump with Remote Outdoor Unit-Air-Source) | CVH837GKA2* |  |  | EN(A,D,W)4X48L21**+WALLCON | *80CTL0701716B* | 32200 | 17 | 8.1 | 32800 | 24800 | 75.61% | 1.94 | 0 | 11.5 |  |  |  | No | R-410A | 2.6833 | Residential & Commercial | Ducted CEE Tier 1
214239398 | Central HP <5.4 tons | COMFORTMAKER | HRCU-A-CB (Split System: Heat Pump with Remote Outdoor Unit-Air-Source) | CVH837GKA2* |  |  | EN(A,D,W)4X60L24**+WALLCON | *97CMN1202422B* | 32800 | 17.5 | 8.1 | 32200 | 24600 | 76.4% | 1.96 | 0 | 11.7 |  |  |  | No | R-410A | 2.7333 | Residential & Commercial | Ducted CEE Tier 1
214239338 | Central HP <5.4 tons | COMFORTMAKER | HRCU-A-CB (Split System: Heat Pump with Remote Outdoor Unit-Air-Source) | CVH837GKA2* |  |  | EN(A,D)4X48L24**+WALLCON | *96CTN1002122B* | 32400 | 17 | 8.1 | 32600 | 24600 | 75.46% | 1.96 | 0 | 11.7 |  |  |  | No | R-410A | 2.7 | Residential & Commercial | Ducted CEE Tier 1
211227375 | Central HP <5.4 tons | TEMPSTAR | HRCU-A-CB (Split System: Heat Pump with Remote Outdoor Unit-Air-Source) | DLCURAH36ABK |  |  | EA*4X42L21A* | *80ES(N,L)1102120A* | 35400 | 16 | 8.1 | 38500 | 35000 | 90.91% | 1.88 | 0 | 10 |  |  |  | No | R-410A | 2.95 | Residential & Commercial | Ducted CEE Tier 1
211227434 | Central HP <5.4 tons | TEMPSTAR | HRCU-A-CB (Split System: Heat Pump with Remote Outdoor Unit-Air-Source) | DLCURAH36ABK |  |  | EA*4X42L21A* | *80ESU0601716A | 35000 | 16.5 | 8.1 | 38500 | 35000 | 90.91% | 1.86 | 0 | 10 |  |  |  | No | R-410A | 2.9167 | Residential & Commercial | Ducted CEE Tier 1
211245375 | Central HP <5.4 tons | TEMPSTAR | HRCU-A-CB (Split System: Heat Pump with Remote Outdoor Unit-Air-Source) | DLCURAH24ABK |  |  | EN(A,D)4X36L21** | *80ES(N,L)0701716A* | 24800 | 16 | 8.1 | 26800 | 22200 | 82.84% | 1.82 | 0 | 10.5 |  |  |  | No | R-410A | 2.0667 | Residential & Commercial | Ducted CEE Tier 1
211245836 | Central HP <5.4 tons | TEMPSTAR | HRCU-A-CB (Split System: Heat Pump with Remote Outdoor Unit-Air-Source) | DLCURAH24ABK |  |  | FXM4X24**AL |  | 24000 | 17 | 8.5 | 26200 | 23400 | 89.31% | 1.94 | 0 | 10 |  |  |  | No | R-410A | 2 | Residential & Commercial | Ducted CEE Tier 1
214239838 | Central HP <5.4 tons | COMFORTMAKER | HRCU-A-CB (Split System: Heat Pump with Remote Outdoor Unit-Air-Source) | CVH837GKA** |  |  | EN(A,D,W)4X42L21**+WALLCON | *96CTN1002122B* | 31800 | 16.5 | 8.1 | 33000 | 24400 | 73.94% | 1.88 | 0 | 11 |  |  |  | No | R-410A | 2.65 | Residential & Commercial | Ducted CEE Tier 1
214239888 | Central HP <5.4 tons | COMFORTMAKER | HRCU-A-CB (Split System: Heat Pump with Remote Outdoor Unit-Air-Source) | CVH837GKA** |  |  | EN(A,D,W)4X48L21**+WALLCON | *80CTL1102120B* | 32400 | 17 | 8.1 | 32600 | 24600 | 75.46% | 1.96 | 0 | 11.5 |  |  |  | No | R-410A | 2.7 | Residential & Commercial | Ducted CEE Tier 1
214239958 | Central HP <5.4 tons | COMFORTMAKER | HRCU-A-CB (Split System: Heat Pump with Remote Outdoor Unit-Air-Source) | CVH837GKA** |  |  | EN(A,D,W)4X48L21**+WALLCON | *96CTN1002122B* | 32400 | 17 | 8.1 | 32600 | 24600 | 75.46% | 1.96 | 0 | 11.7 |  |  |  | No | R-410A | 2.7 | Residential & Commercial | Ducted CEE Tier 1
214239988 | Central HP <5.4 tons | COMFORTMAKER | HRCU-A-CB (Split System: Heat Pump with Remote Outdoor Unit-Air-Source) | CVH837GKA** |  |  | EN(A,D)4X48L24**+WALLCON | *80CTL1352422B* | 32400 | 17 | 8.1 | 32600 | 24600 | 75.46% | 1.96 | 0 | 11.7 |  |  |  | No | R-410A | 2.7 | Residential & Commercial | Ducted CEE Tier 1
206773643 | Central HP <5.4 tons | HEIL | HRCU-A-CB (Split System: Heat Pump with Remote Outdoor Unit-Air-Source) | HVH837GKA2* |  |  | EHD4X36AAL+WALLCON | *95CSU1002122A* | 32200 | 16.5 | 8.1 | 33200 | 24600 | 74.1% | 1.94 | 11.5 | 11 |  |  |  | No | R-410A | 2.6833 | Residential & Commercial | Ducted CEE Tier 1
206765690 | Central HP <5.4 tons | BRYANT HEATING AND COOLING SYSTEMS | HRCU-A-CB (Split System: Heat Pump with Remote Outdoor Unit-Air-Source) | 288BNV025*0**C* |  |  | CAP**3617AL*+UI | 987MB42080C17*** | 23400 | 16.5 | 8.1 | 21600 | 16700 | 77.31% | 1.92 | 11 | 10.5 |  |  |  | No | R-410A | 1.95 | Residential & Commercial | Ducted CEE Tier 1
206765897 | Central HP <5.4 tons | BRYANT HEATING AND COOLING SYSTEMS | HRCU-A-CB (Split System: Heat Pump with Remote Outdoor Unit-Air-Source) | 288BNV025*0**C* |  |  | CAP**3717AL*+UI | 987MB42080C17*** | 24200 | 16 | 8.1 | 21400 | 16800 | 78.5% | 1.98 | 11 | 11 |  |  |  | No | R-410A | 2.0167 | Residential & Commercial | Ducted CEE Tier 1
206765924 | Central HP <5.4 tons | BRYANT HEATING AND COOLING SYSTEMS | HRCU-A-CB (Split System: Heat Pump with Remote Outdoor Unit-Air-Source) | 288BNV025*0**C* |  |  | CAP**3721AL*+UI | 88*TA36045C17*** | 24200 | 16.5 | 8.1 | 21200 | 16700 | 78.77% | 2 | 11 | 11 |  |  |  | No | R-410A | 2.0167 | Residential & Commercial | Ducted CEE Tier 1
206767042 | Central HP <5.4 tons | BRYANT HEATING AND COOLING SYSTEMS | HRCU-A-CB (Split System: Heat Pump with Remote Outdoor Unit-Air-Source) | 288BNV025*0**C* |  |  | CSPH*3612AL*+UI | 88*TA48090C17*** | 24200 | 16.5 | 8.1 | 21400 | 16600 | 77.57% | 2 | 11 | 11 |  |  |  | No | R-410A | 2.0167 | Residential & Commercial | Ducted CEE Tier 1
210471028 | Central HP <5.4 tons | TEMPSTAR | HRCU-A-CB (Split System: Heat Pump with Remote Outdoor Unit-Air-Source) | TVH837GKA2* |  |  | EHD4X36AAL+WALLCON | *95CSU0802120A* | 32200 | 16.5 | 8.1 | 33200 | 24600 | 74.1% | 1.94 | 0 | 11 |  |  |  | No | R-410A | 2.6833 | Residential & Commercial | Ducted CEE Tier 1
210471253 | Central HP <5.4 tons | TEMPSTAR | HRCU-A-CB (Split System: Heat Pump with Remote Outdoor Unit-Air-Source) | TVH837GKA2* |  |  | EHD4X60AAL+WALLCON | *97CMN1002122A* | 33000 | 17 | 8.1 | 32200 | 24800 | 77.02% | 2.02 | 0 | 11.5 |  |  |  | No | R-410A | 2.75 | Residential & Commercial | Ducted CEE Tier 1
210471330 | Central HP <5.4 tons | TEMPSTAR | HRCU-A-CB (Split System: Heat Pump with Remote Outdoor Unit-Air-Source) | TVH837GKA2* |  |  | EHD4X60AAL+WALLCON | *97CMN0602120A* | 32800 | 16.5 | 8.1 | 32400 | 25200 | 77.78% | 1.98 | 0 | 11 |  |  |  | No | R-410A | 2.7333 | Residential & Commercial | Ducted CEE Tier 1
206133305 | Central HP <5.4 tons | BRYANT HEATING AND COOLING SYSTEMS | HRCU-A-CB (Split System: Heat Pump with Remote Outdoor Unit-Air-Source) | 288BNV025*0**B* |  |  | CAP**2417AL*+UI | 83*CA48060C17*** | 23200 | 16.5 | 8.1 | 22000 | 16800 | 76.36% | 1.9 | 11 | 10.5 |  |  |  | No | R-410A | 1.9333 | Residential & Commercial | Ducted CEE Tier 1
206133325 | Central HP <5.4 tons | BRYANT HEATING AND COOLING SYSTEMS | HRCU-A-CB (Split System: Heat Pump with Remote Outdoor Unit-Air-Source) | 288BNV025*0**B* |  |  | CAP**2517AL*+UI | 83*CA48060C17*** | 24400 | 16.5 | 8.1 | 21200 | 16700 | 78.77% | 2.02 | 11.5 | 11 |  |  |  | No | R-410A | 2.0333 | Residential & Commercial | Ducted CEE Tier 1
212653968 | Central HP <5.4 tons | EVERREST | HRCU-A-CB (Split System: Heat Pump with Remote Outdoor Unit-Air-Source) | GSZV903610A* |  |  | CA*F3743*6D*+TXV | G*VS800805CUA* | 33600 | 19 | 8.2 | 34000 | 24400 | 71.76% | 1.8 | 0 | 12 |  |  |  | No | R-410A | 2.8 | Residential & Commercial | Ducted CEE Tier 1
214239698 | Central HP <5.4 tons | COMFORTMAKER | HRCU-A-CB (Split System: Heat Pump with Remote Outdoor Unit-Air-Source) | CVH837GKA** |  |  | END4X42L17**+WALLCON | *97CMN0801714B* | 32000 | 16.5 | 8.1 | 33200 | 24800 | 74.7% | 1.88 | 0 | 11 |  |  |  | No | R-410A | 2.6667 | Residential & Commercial | Ducted CEE Tier 1
214239848 | Central HP <5.4 tons | COMFORTMAKER | HRCU-A-CB (Split System: Heat Pump with Remote Outdoor Unit-Air-Source) | CVH837GKA** |  |  | EN(A,D,W)4X48L21**+WALLCON | *80CTL0451712B* | 32200 | 16.5 | 8.1 | 33200 | 25000 | 75.3% | 1.9 | 0 | 11 |  |  |  | No | R-410A | 2.6833 | Residential & Commercial | Ducted CEE Tier 1
206771875 | Central HP <5.4 tons | HEIL | HRCU-A-CB (Split System: Heat Pump with Remote Outdoor Unit-Air-Source) | HVH837GKA2* |  |  | EA*4X48L21A*+WALLCON | *97CMN0602120A* | 32200 | 17 | 8.1 | 32800 | 25200 | 76.83% | 1.96 | 11.5 | 11 |  |  |  | No | R-410A | 2.6833 | Residential & Commercial | Ducted CEE Tier 1
206772325 | Central HP <5.4 tons | HEIL | HRCU-A-CB (Split System: Heat Pump with Remote Outdoor Unit-Air-Source) | HVH837GKA2* |  |  | EN(A,D,W)4X48L21**+WALLCON | *80CTL0901716A* | 32400 | 18 | 8.1 | 32800 | 24800 | 75.61% | 1.98 | 12.5 | 11.7 |  |  |  | No | R-410A | 2.7 | Residential & Commercial | Ducted CEE Tier 1
206772641 | Central HP <5.4 tons | HEIL | HRCU-A-CB (Split System: Heat Pump with Remote Outdoor Unit-Air-Source) | HVH837GKA2* |  |  | EHD4X36AAL+WALLCON | *96CTN1002122A* | 32200 | 16.5 | 8.1 | 33200 | 24800 | 74.7% | 1.94 | 11.5 | 11 |  |  |  | No | R-410A | 2.6833 | Residential & Commercial | Ducted CEE Tier 1
212984599 | Central HP <5.4 tons | TEMPSTAR | HRCU-A-CB (Split System: Heat Pump with Remote Outdoor Unit-Air-Source) | DLCURAH24ABK |  |  | EA*4X30L17A* | *92MSN0801716A* | 23400 | 17.5 | 8.5 | 26200 | 24800 | 94.66% | 2.08 | 0 | 10 |  |  |  | No | R-410A | 1.95 | Residential & Commercial | Ducted CEE Tier 1
206133807 | Central HP <5.4 tons | BRYANT HEATING AND COOLING SYSTEMS | HRCU-A-CB (Split System: Heat Pump with Remote Outdoor Unit-Air-Source) | 288BNV025*0**B* |  |  | CAP**3721AL*+UI | 935CA48060C17*** | 24400 | 16.5 | 8.1 | 21400 | 16700 | 78.04% | 2.02 | 11.5 | 10.5 |  |  |  | No | R-410A | 2.0333 | Residential & Commercial | Ducted CEE Tier 1
206788947 | Central HP <5.4 tons | CARRIER | HRCU-A-CB (Split System: Heat Pump with Remote Outdoor Unit-Air-Source) | 25VNA448A*031* |  |  | CAP**6024AL*+UI | 58CU*A100C21**20 | 44500 | 21 | 9 | 46000 | 36200 | 78.7% | 2.32 | 12.5 | 11.7 |  |  |  | No | R-410A | 3.7083 | Residential & Commercial | Ducted CEE Tier 1
210720629 | Central HP <5.4 tons | CARRIER | HRCU-A-CB (Split System: Heat Pump with Remote Outdoor Unit-Air-Source) | 25VNA436A*031* |  |  | CAP**3717AL*+UI | 59MN7B080C17**14 | 33800 | 18.5 | 9.5 | 35600 | 26200 | 73.6% | 2 | 0 | 11.7 |  |  |  | No | R-410A | 2.8167 | Residential & Commercial | Ducted CEE Tier 1
206788720 | Central HP <5.4 tons | CARRIER | HRCU-A-CB (Split System: Heat Pump with Remote Outdoor Unit-Air-Source) | 25VNA436A*031* |  |  | CNPV*4824AL*+UI | 58TN*A135C24**22 | 34000 | 19.5 | 9 | 35000 | 26000 | 74.29% | 2.04 | 13 | 12.5 |  |  |  | No | R-410A | 2.8333 | Residential & Commercial | Ducted CEE Tier 1
206788745 | Central HP <5.4 tons | CARRIER | HRCU-A-CB (Split System: Heat Pump with Remote Outdoor Unit-Air-Source) | 25VNA436A*031* |  |  | CSPH*3612AL*+UI | 59TN6B080C17**14 | 33400 | 18 | 9 | 35400 | 26400 | 74.58% | 2 | 12 | 11 |  |  |  | No | R-410A | 2.7833 | Residential & Commercial | Ducted CEE Tier 1
211245354 | Central HP <5.4 tons | TEMPSTAR | HRCU-A-CB (Split System: Heat Pump with Remote Outdoor Unit-Air-Source) | DLCURAH24ABK |  |  | EN(A,D)4X36L21** | *96VSN0801716A* | 24200 | 16.5 | 8.1 | 26200 | 23000 | 87.79% | 1.9 | 0 | 10.5 |  |  |  | No | R-410A | 2.0167 | Residential & Commercial | Ducted CEE Tier 1
211245553 | Central HP <5.4 tons | TEMPSTAR | HRCU-A-CB (Split System: Heat Pump with Remote Outdoor Unit-Air-Source) | DLCURAH24ABK |  |  | EN(A,D)4X36L21** | *96VTN0601714A* | 24000 | 16.5 | 8.1 | 26200 | 23200 | 88.55% | 1.92 | 0 | 10 |  |  |  | No | R-410A | 2 | Residential & Commercial | Ducted CEE Tier 1
213778950 | Central HP <5.4 tons | COMFORTMAKER | HRCU-A-CB (Split System: Heat Pump with Remote Outdoor Unit-Air-Source) | CVH837GKA** |  |  | EA*4X37L21A*+WALLCON | *80CTL0701716B* | 32800 | 17 | 8.5 | 33000 | 25200 | 76.36% | 1.96 | 0 | 11 |  |  |  | No | R-410A | 2.7333 | Residential & Commercial | Ducted CEE Tier 1
214239998 | Central HP <5.4 tons | COMFORTMAKER | HRCU-A-CB (Split System: Heat Pump with Remote Outdoor Unit-Air-Source) | CVH837GKA** |  |  | EN(A,D)4X48L24**+WALLCON | *97CMN1002122B* | 32400 | 17 | 8.1 | 32600 | 24600 | 75.46% | 1.96 | 0 | 11.7 |  |  |  | No | R-410A | 2.7 | Residential & Commercial | Ducted CEE Tier 1
214240098 | Central HP <5.4 tons | COMFORTMAKER | HRCU-A-CB (Split System: Heat Pump with Remote Outdoor Unit-Air-Source) | CVH837GKA** |  |  | EN(A,D,W)4X60L24**+WALLCON | *96CTN1202422B* | 32800 | 17.5 | 8.1 | 32200 | 24600 | 76.4% | 1.96 | 0 | 11.7 |  |  |  | No | R-410A | 2.7333 | Residential & Commercial | Ducted CEE Tier 1
211264921 | Central HP <5.4 tons | BRYANT HEATING AND COOLING SYSTEMS | HRCU-A-CB (Split System: Heat Pump with Remote Outdoor Unit-Air-Source) | 38MURAQ18AB3* |  |  | FMA4X18**AL* |  | 17400 | 16 | 8.5 | 18500 | 20000 | 108.1% | 2.44 | 0 | 10.5 |  |  |  | No | R-410A | 1.45 | Residential & Commercial | Ducted CEE Tier 1
211265030 | Central HP <5.4 tons | BRYANT HEATING AND COOLING SYSTEMS | HRCU-A-CB (Split System: Heat Pump with Remote Outdoor Unit-Air-Source) | 38MURAQ18AB3* |  |  | FV4CNF002L |  | 18100 | 16.5 | 8.5 | 18500 | 18000 | 97.3% | 2.18 | 0 | 11 |  |  |  | No | R-410A | 1.5083 | Residential & Commercial | Ducted CEE Tier 1
211263048 | Central HP <5.4 tons | BRYANT HEATING AND COOLING SYSTEMS | HRCU-A-CB (Split System: Heat Pump with Remote Outdoor Unit-Air-Source) | 38MURAQ18AB3* |  |  | CNPV*2417AL* | 82*TA36045V14*** | 17600 | 16 | 8.5 | 18500 | 18800 | 101.6% | 2.26 | 0 | 11 |  |  |  | No | R-410A | 1.4667 | Residential & Commercial | Ducted CEE Tier 1
211263802 | Central HP <5.4 tons | BRYANT HEATING AND COOLING SYSTEMS | HRCU-A-CB (Split System: Heat Pump with Remote Outdoor Unit-Air-Source) | 38MURAQ18AB3* |  |  | CNPV*3014AL* | 912SD36060E14*** | 18200 | 16 | 8.5 | 18700 | 18300 | 97.86% | 2.22 | 0 | 11 |  |  |  | No | R-410A | 1.5167 | Residential & Commercial | Ducted CEE Tier 1
211264420 | Central HP <5.4 tons | BRYANT HEATING AND COOLING SYSTEMS | HRCU-A-CB (Split System: Heat Pump with Remote Outdoor Unit-Air-Source) | 38MURAQ18AB3* |  |  | CNPV*3017AL* | 915SB30026E14*** | 18200 | 15.5 | 8.5 | 18800 | 18400 | 97.87% | 2.2 | 0 | 11 |  |  |  | No | R-410A | 1.5167 | Residential & Commercial | Ducted CEE Tier 1
215936313 | Central HP <5.4 tons | TEMPSTAR | HRCU-A-CB (Split System: Heat Pump with Remote Outdoor Unit-Air-Source) | T5H3V36*K*AAA* |  |  | EVD5X48M24A*+WALLCON | *80CTL0702120B* | 35000 | 21.5 | 8.5 | 38500 | 28400 | 73.77% | 2.04 | 0 | 12 |  |  |  | No | R-454B | 2.9167 | Residential & Commercial | Ducted CEE Tier 1
216453232 | Central HP <5.4 tons | AMERICAN STANDARD | HRCU-A-CB (Split System: Heat Pump with Remote Outdoor Unit-Air-Source) | 5A6V0X60A1 |  |  | 5PX*D008AS3 | S8V2C100M5PCB | 51500 | 18.4 | 9 | 54500 | 38500 | 70.64% | 2 | 0 | 10 |  |  |  | No | R-454B | 4.2917 | Residential & Commercial | Ducted CEE Tier 1
210597140 | Central HP <5.4 tons | DAY & NIGHT | HRCU-A-CB (Split System: Heat Pump with Remote Outdoor Unit-Air-Source) | CVH825GKA2* |  |  | END4X42L17**+WALLCON | *80CTL0901716A* | 24000 | 17 | 8.1 | 21400 | 16600 | 77.57% | 2 | 0 | 11.5 |  |  |  | No | R-410A | 2 | Residential & Commercial | Ducted CEE Tier 1
206773527 | Central HP <5.4 tons | BRYANT HEATING AND COOLING SYSTEMS | HRCU-A-CB (Split System: Heat Pump with Remote Outdoor Unit-Air-Source) | 288BNV037*0**B* |  |  | CAP**4824AL*+UI | 935CA66100C21*** | 32400 | 17.5 | 8.5 | 32400 | 24800 | 76.54% | 2 | 12 | 11.5 |  |  |  | No | R-410A | 2.7 | Residential & Commercial | Ducted CEE Tier 1
214396158 | Central HP <5.4 tons | YORK | HRCU-A-CB (Split System: Heat Pump with Remote Outdoor Unit-Air-Source) | HH860E2S11 |  |  | CTM60C5CGS1 | TM9E080C16MP12 | 44500 | 18 | 9 | 45500 | 34400 | 75.6% | 2 | 0 | 11 |  |  |  | No | R-454B | 3.7083 | Residential & Commercial | Ducted CEE Tier 1
214807388 | Central HP <5.4 tons | YORK | HRCU-A-CB (Split System: Heat Pump with Remote Outdoor Unit-Air-Source) | HH860E2S11 |  |  | CTU60D5XHS1+JMET18DS2N1+TXV |  | 54000 | 19 | 9 | 53500 | 38500 | 71.96% | 2 | 0 | 12 |  |  |  | No | R-454B | 4.5 | Residential & Commercial | Ducted CEE Tier 1
214807622 | Central HP <5.4 tons | YORK | HRCU-A-CB (Split System: Heat Pump with Remote Outdoor Unit-Air-Source) | HH860E2S11 |  |  | CTU60C5XGS1+TXV | TMLV100C16MP12 | 43500 | 18 | 9 | 44000 | 33400 | 75.91% | 2 | 0 | 11.7 |  |  |  | No | R-454B | 3.625 | Residential & Commercial | Ducted CEE Tier 1
206788377 | Central HP <5.4 tons | CARRIER | HRCU-A-CB (Split System: Heat Pump with Remote Outdoor Unit-Air-Source) | 25VNA424A*031* |  |  | CNPV*3621AL*+UI | 59MN7B080C17**14 | 23200 | 20 | 9.5 | 26800 | 20000 | 74.63% | 2.36 | 13 | 13 |  |  |  | No | R-410A | 1.9333 | Residential & Commercial | Ducted CEE Tier 1
206788386 | Central HP <5.4 tons | CARRIER | HRCU-A-CB (Split System: Heat Pump with Remote Outdoor Unit-Air-Source) | 25VNA424A*031* |  |  | CNPV*4217AL*+UI | 58TN*A090C17**16 | 23800 | 21.5 | 10 | 26400 | 19700 | 74.62% | 2.52 | 14 | 13.5 |  |  |  | No | R-410A | 1.9833 | Residential & Commercial | Ducted CEE Tier 1
210532964 | Central HP <5.4 tons | CARRIER | HRCU-A-CB (Split System: Heat Pump with Remote Outdoor Unit-Air-Source) | 25VNA424A*031* |  |  | CAP**2517AL*+UI | 58TN*A070C14**12 | 24200 | 21.5 | 10.5 | 26400 | 19700 | 74.62% | 2.54 | 0 | 13.5 |  |  |  | No | R-410A | 2.0167 | Residential & Commercial | Ducted CEE Tier 1
210532966 | Central HP <5.4 tons | CARRIER | HRCU-A-CB (Split System: Heat Pump with Remote Outdoor Unit-Air-Source) | 25VNA424A*031* |  |  | CAP**2517AL*+UI | 58TN*A090C17**16 | 24200 | 21.5 | 10.5 | 26400 | 19600 | 74.24% | 2.56 | 0 | 13.5 |  |  |  | No | R-410A | 2.0167 | Residential & Commercial | Ducted CEE Tier 1
210532982 | Central HP <5.4 tons | CARRIER | HRCU-A-CB (Split System: Heat Pump with Remote Outdoor Unit-Air-Source) | 25VNA424A*031* |  |  | CAP**3017AL*+UI | 59TN6B080C17**14 | 23200 | 20 | 10 | 26800 | 20000 | 74.63% | 2.36 | 0 | 13 |  |  |  | No | R-410A | 1.9333 | Residential & Commercial | Ducted CEE Tier 1
210532996 | Central HP <5.4 tons | CARRIER | HRCU-A-CB (Split System: Heat Pump with Remote Outdoor Unit-Air-Source) | 25VNA424A*031* |  |  | CAP**3721AL*+UI | 58CU*A040C17**12 | 24200 | 20.5 | 10.5 | 26400 | 19700 | 74.62% | 2.54 | 0 | 13 |  |  |  | No | R-410A | 2.0167 | Residential & Commercial | Ducted CEE Tier 1
210533046 | Central HP <5.4 tons | CARRIER | HRCU-A-CB (Split System: Heat Pump with Remote Outdoor Unit-Air-Source) | 25VNA424A*031* |  |  | CAP**4321AL*+UI | 59MN7B060C21**20 | 24000 | 20 | 10.5 | 26400 | 19800 | 75% | 2.52 | 0 | 13.5 |  |  |  | No | R-410A | 2 | Residential & Commercial | Ducted CEE Tier 1
210533048 | Central HP <5.4 tons | CARRIER | HRCU-A-CB (Split System: Heat Pump with Remote Outdoor Unit-Air-Source) | 25VNA424A*031* |  |  | CNPV*3017AL*+UI | 59CU5A060C17**16 | 23200 | 20 | 9.5 | 26800 | 20000 | 74.63% | 2.36 | 0 | 13 |  |  |  | No | R-410A | 1.9333 | Residential & Commercial | Ducted CEE Tier 1
210532880 | Central HP <5.4 tons | CARRIER | HRCU-A-CB (Split System: Heat Pump with Remote Outdoor Unit-Air-Source) | 25VNA448A*031* |  |  | CAP**6124AL*+UI | 58TN*A090C21**20 | 45500 | 21.5 | 9.5 | 46000 | 36200 | 78.7% | 2.36 | 0 | 12 |  |  |  | No | R-410A | 3.7917 | Residential & Commercial | Ducted CEE Tier 1
210532954 | Central HP <5.4 tons | CARRIER | HRCU-A-CB (Split System: Heat Pump with Remote Outdoor Unit-Air-Source) | 25VNA424A*031* |  |  | CAP**2517AL*+UI | 58CU*A060C17**16 | 24000 | 20 | 10.5 | 26600 | 19800 | 74.44% | 2.52 | 0 | 13 |  |  |  | No | R-410A | 2 | Residential & Commercial | Ducted CEE Tier 1
210532956 | Central HP <5.4 tons | CARRIER | HRCU-A-CB (Split System: Heat Pump with Remote Outdoor Unit-Air-Source) | 25VNA424A*031* |  |  | CAP**2517AL*+UI | 58TN*A070C17**16 | 24000 | 20.5 | 10.5 | 26400 | 19800 | 75% | 2.52 | 0 | 13.5 |  |  |  | No | R-410A | 2 | Residential & Commercial | Ducted CEE Tier 1
210533040 | Central HP <5.4 tons | CARRIER | HRCU-A-CB (Split System: Heat Pump with Remote Outdoor Unit-Air-Source) | 25VNA424A*031* |  |  | CAP**4321AL*+UI | 59TN6B080C17**14 | 24000 | 20 | 10.5 | 26400 | 19800 | 75% | 2.54 | 0 | 13.5 |  |  |  | No | R-410A | 2 | Residential & Commercial | Ducted CEE Tier 1
211227591 | Central HP <5.4 tons | TEMPSTAR | HRCU-A-CB (Split System: Heat Pump with Remote Outdoor Unit-Air-Source) | DLCURAH36ABK |  |  | EA*4X42L21A* | *95ESN1002122A* | 36600 | 15.2 | 8.5 | 40000 | 35200 | 88% | 1.94 | 0 | 10 |  |  |  | No | R-410A | 3.05 | Residential & Commercial | Ducted CEE Tier 1
212362590 | Central HP <5.4 tons | GOETTL | HRCU-A-CB (Split System: Heat Pump with Remote Outdoor Unit-Air-Source) | ASZV903610A* |  |  | CHPF3642C6C*+TXV | A*VS960805CUA* | 33400 | 18 | 8.2 | 34000 | 24400 | 71.76% | 1.8 | 0 | 11 |  |  |  | No | R-410A | 2.7833 | Residential & Commercial | Ducted CEE Tier 1
212362625 | Central HP <5.4 tons | GOETTL | HRCU-A-CB (Split System: Heat Pump with Remote Outdoor Unit-Air-Source) | ASZV903610A* |  |  | CSCF3642N6D*+TXV | A*VC960603BNB* | 33800 | 18.5 | 8.2 | 34000 | 24400 | 71.76% | 1.8 | 0 | 11.5 |  |  |  | No | R-410A | 2.8167 | Residential & Commercial | Ducted CEE Tier 1
212362626 | Central HP <5.4 tons | GOETTL | HRCU-A-CB (Split System: Heat Pump with Remote Outdoor Unit-Air-Source) | ASZV903610A* |  |  | CSCF3642N6D*+TXV | A*VC960803BNB* | 33800 | 18.5 | 8.2 | 34000 | 24400 | 71.76% | 1.8 | 0 | 11.5 |  |  |  | No | R-410A | 2.8167 | Residential & Commercial | Ducted CEE Tier 1
214238948 | Central HP <5.4 tons | COMFORTMAKER | HRCU-A-CB (Split System: Heat Pump with Remote Outdoor Unit-Air-Source) | CVH837GKA2* |  |  | EN(A,D)4X36L21**+WALLCON | *96CTN1002122B* | 31400 | 16.5 | 8.1 | 33000 | 24000 | 72.73% | 1.82 | 0 | 11 |  |  |  | No | R-410A | 2.6167 | Residential & Commercial | Ducted CEE Tier 1
211226918 | Central HP <5.4 tons | TEMPSTAR | HRCU-A-CB (Split System: Heat Pump with Remote Outdoor Unit-Air-Source) | DLCURAH36ABK |  |  | EA*4X37L21A* | *80ESU0601716A | 37000 | 16 | 8.5 | 38500 | 34800 | 90.39% | 2.12 | 0 | 10 |  |  |  | No | R-410A | 3.0833 | Residential & Commercial | Ducted CEE Tier 1
211227022 | Central HP <5.4 tons | TEMPSTAR | HRCU-A-CB (Split System: Heat Pump with Remote Outdoor Unit-Air-Source) | DLCURAH36ABK |  |  | EA*4X37L21A* | *92ESN0802120A* | 37400 | 16 | 8.5 | 38500 | 34800 | 90.39% | 2.14 | 0 | 10 |  |  |  | No | R-410A | 3.1167 | Residential & Commercial | Ducted CEE Tier 1
212362567 | Central HP <5.4 tons | GOETTL | HRCU-A-CB (Split System: Heat Pump with Remote Outdoor Unit-Air-Source) | ASZV903610A* |  |  | CA*F3743*6D*+TXV | A*VC960803BNB* | 33600 | 18.5 | 8.2 | 34000 | 24400 | 71.76% | 1.8 | 0 | 11.5 |  |  |  | No | R-410A | 2.8 | Residential & Commercial | Ducted CEE Tier 1
212362802 | Central HP <5.4 tons | GOETTL | HRCU-A-CB (Split System: Heat Pump with Remote Outdoor Unit-Air-Source) | GSZV903610A* |  |  | CHPF3642C6C*+TXV | G*VM970603BNB* | 33400 | 18 | 8.2 | 34000 | 24400 | 71.76% | 1.8 | 0 | 11 |  |  |  | No | R-410A | 2.7833 | Residential & Commercial | Ducted CEE Tier 1
212362804 | Central HP <5.4 tons | GOETTL | HRCU-A-CB (Split System: Heat Pump with Remote Outdoor Unit-Air-Source) | GSZV903610A* |  |  | CHPF3642C6C*+TXV | G*VM970804CNB* | 33400 | 18 | 8.2 | 34000 | 24400 | 71.76% | 1.8 | 0 | 11 |  |  |  | No | R-410A | 2.7833 | Residential & Commercial | Ducted CEE Tier 1
212362813 | Central HP <5.4 tons | GOETTL | HRCU-A-CB (Split System: Heat Pump with Remote Outdoor Unit-Air-Source) | GSZV903610A* |  |  | CHPF3743C6B*+TXV | G*VC801005C*A* | 33400 | 18 | 8.2 | 34000 | 24400 | 71.76% | 1.8 | 0 | 11 |  |  |  | No | R-410A | 2.7833 | Residential & Commercial | Ducted CEE Tier 1
212362836 | Central HP <5.4 tons | GOETTL | HRCU-A-CB (Split System: Heat Pump with Remote Outdoor Unit-Air-Source) | GSZV903610A* |  |  | CSCF3642N6D*+TXV | G*VC960803BNB* | 33800 | 18.5 | 8.2 | 34000 | 24400 | 71.76% | 1.8 | 0 | 11.5 |  |  |  | No | R-410A | 2.8167 | Residential & Commercial | Ducted CEE Tier 1
215942607 | Central HP <5.4 tons | KEEPRITE | HRCU-A-CB (Split System: Heat Pump with Remote Outdoor Unit-Air-Source) | C5H3V36*K*AAA* |  |  | EVM5X61M24A*+WALLCON | *96CTN0802120B* | 36000 | 22 | 8.5 | 37400 | 28200 | 75.4% | 2.04 | 0 | 12.5 |  |  |  | No | R-454B | 3 | Residential & Commercial | Ducted CEE Tier 1
206765546 | Central HP <5.4 tons | BRYANT HEATING AND COOLING SYSTEMS | HRCU-A-CB (Split System: Heat Pump with Remote Outdoor Unit-Air-Source) | 288BNV025*0**C* |  |  | CAP**2517AL*+UI | 88*TA36070C14*** | 24400 | 17.5 | 8.5 | 21200 | 16600 | 78.3% | 2.02 | 11 | 11.5 |  |  |  | No | R-410A | 2.0333 | Residential & Commercial | Ducted CEE Tier 1
206765573 | Central HP <5.4 tons | BRYANT HEATING AND COOLING SYSTEMS | HRCU-A-CB (Split System: Heat Pump with Remote Outdoor Unit-Air-Source) | 288BNV025*0**C* |  |  | CAP**3017AL*+UI | 88*TA36045C17*** | 23400 | 16 | 8.1 | 21600 | 16800 | 77.78% | 1.9 | 11 | 10.5 |  |  |  | No | R-410A | 1.95 | Residential & Commercial | Ducted CEE Tier 1
206767033 | Central HP <5.4 tons | BRYANT HEATING AND COOLING SYSTEMS | HRCU-A-CB (Split System: Heat Pump with Remote Outdoor Unit-Air-Source) | 288BNV025*0**C* |  |  | CSPH*3612AL*+UI | 88*TA36070C14*** | 24000 | 16.5 | 8.1 | 21400 | 16600 | 77.57% | 2 | 11.5 | 11 |  |  |  | No | R-410A | 2 | Residential & Commercial | Ducted CEE Tier 1
206767114 | Central HP <5.4 tons | BRYANT HEATING AND COOLING SYSTEMS | HRCU-A-CB (Split System: Heat Pump with Remote Outdoor Unit-Air-Source) | 288BNV025*0**C* |  |  | CAP**3017AL*+UI | 83*CA48060C17*** | 23400 | 16.5 | 8.1 | 21600 | 16700 | 77.31% | 1.9 | 11 | 10.5 |  |  |  | No | R-410A | 1.95 | Residential & Commercial | Ducted CEE Tier 1
206767551 | Central HP <5.4 tons | BRYANT HEATING AND COOLING SYSTEMS | HRCU-A-CB (Split System: Heat Pump with Remote Outdoor Unit-Air-Source) | 288BNV025*0**C* |  |  | CAP**3721AL*+UI | 935CA66100C21*** | 24400 | 17 | 8.5 | 21200 | 16600 | 78.3% | 2.04 | 11.5 | 11 |  |  |  | No | R-410A | 2.0333 | Residential & Commercial | Ducted CEE Tier 1
206765898 | Central HP <5.4 tons | HEIL | HRCU-A-CB (Split System: Heat Pump with Remote Outdoor Unit-Air-Source) | HVH825GKA3* |  |  | EA*4X37L17A*+WALLCON | *97CMN0801714A* | 24200 | 16 | 8.1 | 21400 | 16800 | 78.5% | 1.98 | 11 | 11 |  |  |  | No | R-410A | 2.0167 | Residential & Commercial | Ducted CEE Tier 1
206765916 | Central HP <5.4 tons | HEIL | HRCU-A-CB (Split System: Heat Pump with Remote Outdoor Unit-Air-Source) | HVH825GKA3* |  |  | EA*4X37L17A*+WALLCON | *80CTL0901716A* | 24200 | 17 | 8.1 | 21400 | 16600 | 77.57% | 2.02 | 11 | 11 |  |  |  | No | R-410A | 2.0167 | Residential & Commercial | Ducted CEE Tier 1
206765925 | Central HP <5.4 tons | HEIL | HRCU-A-CB (Split System: Heat Pump with Remote Outdoor Unit-Air-Source) | HVH825GKA3* |  |  | EA*4X37L21A*+WALLCON | *80CTL0451712A* | 24200 | 16.5 | 8.1 | 21200 | 16700 | 78.77% | 2 | 11 | 11 |  |  |  | No | R-410A | 2.0167 | Residential & Commercial | Ducted CEE Tier 1
212984767 | Central HP <5.4 tons | TEMPSTAR | HRCU-A-CB (Split System: Heat Pump with Remote Outdoor Unit-Air-Source) | DLCURAH18ABK |  |  | EN(A,D)4X30L17** | *92MSN0801716A* | 17400 | 16.5 | 8.1 | 17900 | 18600 | 103.9% | 2.24 | 0 | 11 |  |  |  | No | R-410A | 1.45 | Residential & Commercial | Ducted CEE Tier 1
211263303 | Central HP <5.4 tons | HEIL | HRCU-A-CB (Split System: Heat Pump with Remote Outdoor Unit-Air-Source) | DLCURAH18ABK |  |  | EN(A,D)4X24L17** | *80ES(N,L)0451412A* | 18000 | 16 | 8.5 | 18900 | 18700 | 98.94% | 2.26 | 0 | 11 |  |  |  | No | R-410A | 1.5 | Residential & Commercial | Ducted CEE Tier 1
211263353 | Central HP <5.4 tons | HEIL | HRCU-A-CB (Split System: Heat Pump with Remote Outdoor Unit-Air-Source) | DLCURAH18ABK |  |  | EN(A,D)4X24L17** | *80ES(N,L)0701712A* | 18000 | 16 | 8.5 | 18900 | 18700 | 98.94% | 2.26 | 0 | 11 |  |  |  | No | R-410A | 1.5 | Residential & Commercial | Ducted CEE Tier 1
211265042 | Central HP <5.4 tons | HEIL | HRCU-A-CB (Split System: Heat Pump with Remote Outdoor Unit-Air-Source) | DLCURAH18ABK |  |  | FVM4X24***L |  | 18100 | 16.5 | 8.5 | 18500 | 18000 | 97.3% | 2.18 | 0 | 11 |  |  |  | No | R-410A | 1.5083 | Residential & Commercial | Ducted CEE Tier 1
210532900 | Central HP <5.4 tons | CARRIER | HRCU-A-CB (Split System: Heat Pump with Remote Outdoor Unit-Air-Source) | 25VNA448A*031* |  |  | CNPV*4824AL*+UI | 58CU*A100C21**20 | 44000 | 21 | 8.5 | 46500 | 36600 | 78.71% | 2.14 | 0 | 11.7 |  |  |  | No | R-410A | 3.6667 | Residential & Commercial | Ducted CEE Tier 1
206788822 | Central HP <5.4 tons | CARRIER | HRCU-A-CB (Split System: Heat Pump with Remote Outdoor Unit-Air-Source) | 25VNA436A*031* |  |  | CAP**4821AL*+UI | 58CU*A100C21**20 | 33600 | 19 | 9 | 35000 | 25800 | 73.71% | 2.02 | 12.5 | 11.7 |  |  |  | No | R-410A | 2.8 | Residential & Commercial | Ducted CEE Tier 1
210720685 | Central HP <5.4 tons | CARRIER | HRCU-A-CB (Split System: Heat Pump with Remote Outdoor Unit-Air-Source) | 25VNA436A*031* |  |  | CNPV*6024AL*+UI | 59CU5A080C21**20 | 34200 | 20 | 9 | 34800 | 25400 | 72.99% | 2.02 | 0 | 12.5 |  |  |  | No | R-410A | 2.85 | Residential & Commercial | Ducted CEE Tier 1
206788782 | Central HP <5.4 tons | CARRIER | HRCU-A-CB (Split System: Heat Pump with Remote Outdoor Unit-Air-Source) | 25VNA436A*031* |  |  | CSPH*4812AL*+UI | 59MN7B120C24**22 | 34000 | 18.5 | 9 | 35000 | 25800 | 73.71% | 2.04 | 12.5 | 11.7 |  |  |  | No | R-410A | 2.8333 | Residential & Commercial | Ducted CEE Tier 1
210720639 | Central HP <5.4 tons | CARRIER | HRCU-A-CB (Split System: Heat Pump with Remote Outdoor Unit-Air-Source) | 25VNA436A*031* |  |  | CAP**4321AL*+UI | 58TN*A045C17**12 | 34000 | 19 | 9.5 | 35600 | 26000 | 73.03% | 2.02 | 0 | 11 |  |  |  | No | R-410A | 2.8333 | Residential & Commercial | Ducted CEE Tier 1
206788857 | Central HP <5.4 tons | CARRIER | HRCU-A-CB (Split System: Heat Pump with Remote Outdoor Unit-Air-Source) | 25VNA436A*031* |  |  | CAP**4824AL*+UI | 59CU5A080C21**20 | 33800 | 19.5 | 9.5 | 34800 | 25800 | 74.14% | 2.04 | 12.5 | 12 |  |  |  | No | R-410A | 2.8167 | Residential & Commercial | Ducted CEE Tier 1
210533074 | Central HP <5.4 tons | CARRIER | HRCU-A-CB (Split System: Heat Pump with Remote Outdoor Unit-Air-Source) | 25VNA424A*031* |  |  | CNPV*4221AL*+UI | 59CU5A080C21**20 | 23600 | 20.5 | 10 | 26600 | 19700 | 74.06% | 2.46 | 0 | 13.5 |  |  |  | No | R-410A | 1.9667 | Residential & Commercial | Ducted CEE Tier 1
210533002 | Central HP <5.4 tons | CARRIER | HRCU-A-CB (Split System: Heat Pump with Remote Outdoor Unit-Air-Source) | 25VNA424A*031* |  |  | CAP**3721AL*+UI | 59TN6B060C17**14 | 24000 | 20 | 10.5 | 26600 | 19900 | 74.81% | 2.52 | 0 | 13 |  |  |  | No | R-410A | 2 | Residential & Commercial | Ducted CEE Tier 1
210533052 | Central HP <5.4 tons | CARRIER | HRCU-A-CB (Split System: Heat Pump with Remote Outdoor Unit-Air-Source) | 25VNA424A*031* |  |  | CNPV*3017AL*+UI | 58CU*A060C17**16 | 23200 | 20 | 9.5 | 26800 | 20000 | 74.63% | 2.38 | 0 | 13 |  |  |  | No | R-410A | 1.9333 | Residential & Commercial | Ducted CEE Tier 1
215939997 | Central HP <5.4 tons | AIRQUEST | HRCU-A-CB (Split System: Heat Pump with Remote Outdoor Unit-Air-Source) | H5H3V36*K*AAA* |  |  | ESH5X36M12A*+WALLCON | *97CTN1002122A* | 33400 | 19 | 9 | 34800 | 26600 | 76.44% | 1.92 | 0 | 11 |  |  |  | No | R-454B | 2.7833 | Residential & Commercial | Ducted CEE Tier 1
215940517 | Central HP <5.4 tons | AIRQUEST | HRCU-A-CB (Split System: Heat Pump with Remote Outdoor Unit-Air-Source) | H5H3V36*K*AAA* |  |  | EVD5X36M21A*+WALLCON | *80CSU0401712B* | 34600 | 21 | 8.5 | 38500 | 28000 | 72.73% | 2.06 | 0 | 12 |  |  |  | No | R-454B | 2.8833 | Residential & Commercial | Ducted CEE Tier 1
215940617 | Central HP <5.4 tons | AIRQUEST | HRCU-A-CB (Split System: Heat Pump with Remote Outdoor Unit-Air-Source) | H5H3V36*K*AAA* |  |  | EVD5X42M21A*+WALLCON | *96CTN0802120B* | 34400 | 20.5 | 8.5 | 38500 | 28200 | 73.25% | 2.04 | 0 | 11.7 |  |  |  | No | R-454B | 2.8667 | Residential & Commercial | Ducted CEE Tier 1
206135965 | Central HP <5.4 tons | BRYANT HEATING AND COOLING SYSTEMS | HRCU-A-CB (Split System: Heat Pump with Remote Outdoor Unit-Air-Source) | 288BNV037*0**A* |  |  | CSPH*4212AL*+UI | 83*CA36040C17*** | 32400 | 16.5 | 8.1 | 33200 | 24800 | 74.7% | 1.94 | 11.5 | 11 |  |  |  | No | R-410A | 2.7 | Residential & Commercial | Ducted CEE Tier 1
206136165 | Central HP <5.4 tons | BRYANT HEATING AND COOLING SYSTEMS | HRCU-A-CB (Split System: Heat Pump with Remote Outdoor Unit-Air-Source) | 288BNV037*0**A* |  |  | CAP**4821AL*+UI | 935CA60080C21*** | 32400 | 17.5 | 8.5 | 32600 | 25000 | 76.69% | 1.98 | 12 | 11.5 |  |  |  | No | R-410A | 2.7 | Residential & Commercial | Ducted CEE Tier 1
206136331 | Central HP <5.4 tons | BRYANT HEATING AND COOLING SYSTEMS | HRCU-A-CB (Split System: Heat Pump with Remote Outdoor Unit-Air-Source) | 288BNV037*0**A* |  |  | CSPH*4212AL*+UI | 935CA60080C21*** | 32600 | 17 | 8.1 | 33000 | 24800 | 75.15% | 1.96 | 11.5 | 11 |  |  |  | No | R-410A | 2.7167 | Residential & Commercial | Ducted CEE Tier 1
212984683 | Central HP <5.4 tons | TEMPSTAR | HRCU-A-CB (Split System: Heat Pump with Remote Outdoor Unit-Air-Source) | DLCURAH24ABK |  |  | EN(A,D,W)4X36L17** | *92MSN0801716A* | 23600 | 17.5 | 8.5 | 26200 | 24600 | 93.89% | 2.04 | 0 | 10.5 |  |  |  | No | R-410A | 1.9667 | Residential & Commercial | Ducted CEE Tier 1
212985058 | Central HP <5.4 tons | TEMPSTAR | HRCU-A-CB (Split System: Heat Pump with Remote Outdoor Unit-Air-Source) | DLCURAH24ABK |  |  | EN(A,D)4X36L21** | *92MSN0802120A* | 23400 | 17 | 8.5 | 26200 | 28600 | 109.2% | 1.96 | 0 | 10.5 |  |  |  | No | R-410A | 1.95 | Residential & Commercial | Ducted CEE Tier 1
212986185 | Central HP <5.4 tons | TEMPSTAR | HRCU-A-CB (Split System: Heat Pump with Remote Outdoor Unit-Air-Source) | DLCURAH24ABK |  |  | EA*4X30L17A* | *96MSN0401410A* | 23400 | 16 | 8.5 | 26400 | 24600 | 93.18% | 2.04 | 0 | 10 |  |  |  | No | R-410A | 1.95 | Residential & Commercial | Ducted CEE Tier 1
210597462 | Central HP <5.4 tons | DAY & NIGHT | HRCU-A-CB (Split System: Heat Pump with Remote Outdoor Unit-Air-Source) | CVH837GKA** |  |  | EA*4X61L24A*+WALLCON | *95CSU1002122A* | 33200 | 18 | 8.5 | 32000 | 24800 | 77.5% | 2.02 | 0 | 11.5 |  |  |  | No | R-410A | 2.7667 | Residential & Commercial | Ducted CEE Tier 1
211245439 | Central HP <5.4 tons | TEMPSTAR | HRCU-A-CB (Split System: Heat Pump with Remote Outdoor Unit-Air-Source) | DLCURAH24ABK |  |  | EN(A,D)4X36L21** | *80VSL0701716A* | 23800 | 16.5 | 8.1 | 26000 | 23200 | 89.23% | 1.92 | 0 | 10.5 |  |  |  | No | R-410A | 1.9833 | Residential & Commercial | Ducted CEE Tier 1
206771145 | Central HP <5.4 tons | BRYANT HEATING AND COOLING SYSTEMS | HRCU-A-CB (Split System: Heat Pump with Remote Outdoor Unit-Air-Source) | 288BNV037*0**B* |  |  | CAP**3621AL*+UI | 88*TA48090C17*** | 31600 | 17.5 | 8.1 | 33000 | 24200 | 73.33% | 1.86 | 11.5 | 11.5 |  |  |  | No | R-410A | 2.6333 | Residential & Commercial | Ducted CEE Tier 1
206771937 | Central HP <5.4 tons | BRYANT HEATING AND COOLING SYSTEMS | HRCU-A-CB (Split System: Heat Pump with Remote Outdoor Unit-Air-Source) | 288BNV037*0**B* |  |  | CAP**4824AL*+UI | 987MB66120C24*** | 32200 | 17.5 | 8.5 | 32600 | 25000 | 76.69% | 1.98 | 12 | 11.7 |  |  |  | No | R-410A | 2.6833 | Residential & Commercial | Ducted CEE Tier 1
212362765 | Central HP <5.4 tons | GOETTL | HRCU-A-CB (Split System: Heat Pump with Remote Outdoor Unit-Air-Source) | GSZV903610A* |  |  | CA*F3137*6A*+TXV | G*VM970603BNB* | 33600 | 18.5 | 8.2 | 34000 | 24400 | 71.76% | 1.8 | 0 | 11.5 |  |  |  | No | R-410A | 2.8 | Residential & Commercial | Ducted CEE Tier 1
212362767 | Central HP <5.4 tons | GOETTL | HRCU-A-CB (Split System: Heat Pump with Remote Outdoor Unit-Air-Source) | GSZV903610A* |  |  | CA*F3743*6D*+MBVC1201**-1A*+TXV |  | 34000 | 19 | 8.2 | 34000 | 24400 | 71.76% | 1.8 | 0 | 12 |  |  |  | No | R-410A | 2.8333 | Residential & Commercial | Ducted CEE Tier 1
212362784 | Central HP <5.4 tons | GOETTL | HRCU-A-CB (Split System: Heat Pump with Remote Outdoor Unit-Air-Source) | GSZV903610A* |  |  | CA*F3743*6D*+TXV | G*VM970804CNB* | 33200 | 19 | 8.2 | 33600 | 24400 | 72.62% | 1.8 | 0 | 12 |  |  |  | No | R-410A | 2.7667 | Residential & Commercial | Ducted CEE Tier 1
212362757 | Central HP <5.4 tons | GOETTL | HRCU-A-CB (Split System: Heat Pump with Remote Outdoor Unit-Air-Source) | GSZV903610A* |  |  | AMVE48DP1400A* |  | 33600 | 19 | 8.2 | 33600 | 24400 | 72.62% | 1.8 | 0 | 12 |  |  |  | No | R-410A | 2.8 | Residential & Commercial | Ducted CEE Tier 1
210596681 | Central HP <5.4 tons | DAY & NIGHT | HRCU-A-CB (Split System: Heat Pump with Remote Outdoor Unit-Air-Source) | CVH825GKA2* |  |  | EA*4X42L21A*+WALLCON | *95CSU1002122A* | 23800 | 16.5 | 8.1 | 21400 | 16600 | 77.57% | 1.96 | 0 | 11 |  |  |  | No | R-410A | 1.9833 | Residential & Commercial | Ducted CEE Tier 1
215939747 | Central HP <5.4 tons | AIRQUEST | HRCU-A-CB (Split System: Heat Pump with Remote Outdoor Unit-Air-Source) | H5H3V36*K*AAA* |  |  | EA*5X48M21A*+WALLCON | *97CTN0601716A* | 33000 | 19 | 9 | 35400 | 27000 | 76.27% | 1.9 | 0 | 11 |  |  |  | No | R-454B | 2.75 | Residential & Commercial | Ducted CEE Tier 1
215939947 | Central HP <5.4 tons | AIRQUEST | HRCU-A-CB (Split System: Heat Pump with Remote Outdoor Unit-Air-Source) | H5H3V36*K*AAA* |  |  | ESH5X36M12A*+WALLCON | *80CSU0401712B* | 33400 | 19 | 9 | 34800 | 26600 | 76.44% | 1.92 | 0 | 11.5 |  |  |  | No | R-454B | 2.7833 | Residential & Commercial | Ducted CEE Tier 1
215939967 | Central HP <5.4 tons | AIRQUEST | HRCU-A-CB (Split System: Heat Pump with Remote Outdoor Unit-Air-Source) | H5H3V36*K*AAA* |  |  | ESH5X36M12A*+WALLCON | *97CTN0601716A* | 33000 | 18 | 9 | 35600 | 27400 | 76.97% | 1.9 | 0 | 10.5 |  |  |  | No | R-454B | 2.75 | Residential & Commercial | Ducted CEE Tier 1
212985240 | Central HP <5.4 tons | BRYANT HEATING AND COOLING SYSTEMS | HRCU-A-CB (Split System: Heat Pump with Remote Outdoor Unit-Air-Source) | 38MURAQ36AB3* |  |  | CAP**4824AL* | 912SE60100M21*** | 35800 | 16.5 | 8.5 | 37800 | 34600 | 91.53% | 2.02 | 0 | 10 |  |  |  | No | R-410A | 2.9833 | Residential & Commercial | Ducted CEE Tier 1
212985228 | Central HP <5.4 tons | BRYANT HEATING AND COOLING SYSTEMS | HRCU-A-CB (Split System: Heat Pump with Remote Outdoor Unit-Air-Source) | 38MURAQ36AB3* |  |  | CAP**4821AL* | 912SE60100M21*** | 35800 | 16.5 | 8.5 | 37800 | 34600 | 91.53% | 2.02 | 0 | 10 |  |  |  | No | R-410A | 2.9833 | Residential & Commercial | Ducted CEE Tier 1
212988000 | Central HP <5.4 tons | BRYANT HEATING AND COOLING SYSTEMS | HRCU-A-CB (Split System: Heat Pump with Remote Outdoor Unit-Air-Source) | 38MURAQ36AB3* |  |  | CAP**4821AL* | 916SA60100M21*** | 35800 | 16.5 | 8.5 | 37800 | 34600 | 91.53% | 2.04 | 0 | 10 |  |  |  | No | R-410A | 2.9833 | Residential & Commercial | Ducted CEE Tier 1
212988318 | Central HP <5.4 tons | BRYANT HEATING AND COOLING SYSTEMS | HRCU-A-CB (Split System: Heat Pump with Remote Outdoor Unit-Air-Source) | 38MURAQ36AB3* |  |  | CAP**4824AL* | 916SA66120M24*** | 35600 | 16.5 | 8.5 | 37800 | 34600 | 91.53% | 2.02 | 0 | 10 |  |  |  | No | R-410A | 2.9667 | Residential & Commercial | Ducted CEE Tier 1
212362615 | Central HP <5.4 tons | GOETTL | HRCU-A-CB (Split System: Heat Pump with Remote Outdoor Unit-Air-Source) | ASZV903610A* |  |  | CSCF3642N6D*+MBVC1201**-1A*+TXV |  | 33800 | 18.5 | 8.2 | 34000 | 24400 | 71.76% | 1.8 | 0 | 11.5 |  |  |  | No | R-410A | 2.8167 | Residential & Commercial | Ducted CEE Tier 1
212362623 | Central HP <5.4 tons | GOETTL | HRCU-A-CB (Split System: Heat Pump with Remote Outdoor Unit-Air-Source) | ASZV903610A* |  |  | CSCF3642N6D*+TXV | A*VC960403BNB* | 33800 | 18.5 | 8.2 | 34000 | 24400 | 71.76% | 1.8 | 0 | 11.5 |  |  |  | No | R-410A | 2.8167 | Residential & Commercial | Ducted CEE Tier 1
211226963 | Central HP <5.4 tons | TEMPSTAR | HRCU-A-CB (Split System: Heat Pump with Remote Outdoor Unit-Air-Source) | DLCURAH36ABK |  |  | EA*4X37L21A* | *80VTL1102122A* | 37000 | 15.5 | 8.5 | 38500 | 34800 | 90.39% | 2.12 | 0 | 10 |  |  |  | No | R-410A | 3.0833 | Residential & Commercial | Ducted CEE Tier 1
211227011 | Central HP <5.4 tons | TEMPSTAR | HRCU-A-CB (Split System: Heat Pump with Remote Outdoor Unit-Air-Source) | DLCURAH36ABK |  |  | EA*4X37L21A* | *92ESN0801716A* | 36200 | 16 | 8.5 | 38500 | 34800 | 90.39% | 2.08 | 0 | 10 |  |  |  | No | R-410A | 3.0167 | Residential & Commercial | Ducted CEE Tier 1
211227112 | Central HP <5.4 tons | TEMPSTAR | HRCU-A-CB (Split System: Heat Pump with Remote Outdoor Unit-Air-Source) | DLCURAH36ABK |  |  | EA*4X37L21A* | *96VSN0801716A* | 36800 | 15.2 | 8.5 | 38500 | 35000 | 90.91% | 2.1 | 0 | 10 |  |  |  | No | R-410A | 3.0667 | Residential & Commercial | Ducted CEE Tier 1
212362558 | Central HP <5.4 tons | GOETTL | HRCU-A-CB (Split System: Heat Pump with Remote Outdoor Unit-Air-Source) | ASZV903610A* |  |  | CA*F3743*6D*+TXV | A*VS800604BUA* | 33600 | 18.5 | 8.2 | 34000 | 24400 | 71.76% | 1.8 | 0 | 12 |  |  |  | No | R-410A | 2.8 | Residential & Commercial | Ducted CEE Tier 1
212362559 | Central HP <5.4 tons | GOETTL | HRCU-A-CB (Split System: Heat Pump with Remote Outdoor Unit-Air-Source) | ASZV903610A* |  |  | CA*F3743*6D*+TXV | A*VC800604B*A* | 33600 | 19 | 8.2 | 34000 | 24400 | 71.76% | 1.8 | 0 | 12 |  |  |  | No | R-410A | 2.8 | Residential & Commercial | Ducted CEE Tier 1
210532878 | Central HP <5.4 tons | CARRIER | HRCU-A-CB (Split System: Heat Pump with Remote Outdoor Unit-Air-Source) | 25VNA448A*031* |  |  | CAP**6024AL*+UI | 59MN7B100C21**22 | 44500 | 21 | 9.5 | 46000 | 36200 | 78.7% | 2.34 | 0 | 12 |  |  |  | No | R-410A | 3.7083 | Residential & Commercial | Ducted CEE Tier 1
210532910 | Central HP <5.4 tons | CARRIER | HRCU-A-CB (Split System: Heat Pump with Remote Outdoor Unit-Air-Source) | 25VNA448A*031* |  |  | CNPV*4824AL*+UI | 59MN7B120C24**22 | 43500 | 20.5 | 8.5 | 46500 | 36600 | 78.71% | 2.16 | 0 | 11.7 |  |  |  | No | R-410A | 3.625 | Residential & Commercial | Ducted CEE Tier 1
206765699 | Central HP <5.4 tons | BRYANT HEATING AND COOLING SYSTEMS | HRCU-A-CB (Split System: Heat Pump with Remote Outdoor Unit-Air-Source) | 288BNV025*0**C* |  |  | CAP**3617AL*+UI | 88*TA36070C14*** | 23600 | 17 | 8.1 | 21400 | 16600 | 77.57% | 1.94 | 11 | 11 |  |  |  | No | R-410A | 1.9667 | Residential & Commercial | Ducted CEE Tier 1
206765404 | Central HP <5.4 tons | BRYANT HEATING AND COOLING SYSTEMS | HRCU-A-CB (Split System: Heat Pump with Remote Outdoor Unit-Air-Source) | 288BNV025*0**C* |  |  | CAP**2414AL*+UI | 88*TA36070C14*** | 23400 | 17 | 8.1 | 22000 | 16800 | 76.36% | 1.9 | 11 | 10.5 |  |  |  | No | R-410A | 1.95 | Residential & Commercial | Ducted CEE Tier 1
206788890 | Central HP <5.4 tons | CARRIER | HRCU-A-CB (Split System: Heat Pump with Remote Outdoor Unit-Air-Source) | 25VNA436A*031* |  |  | CSPH*4212AL*+UI | 59MN7B060C17**14 | 33600 | 17.5 | 9 | 35600 | 26400 | 74.16% | 2 | 12 | 11 |  |  |  | No | R-410A | 2.8 | Residential & Commercial | Ducted CEE Tier 1
206788892 | Central HP <5.4 tons | CARRIER | HRCU-A-CB (Split System: Heat Pump with Remote Outdoor Unit-Air-Source) | 25VNA436A*031* |  |  | CSPH*6012AL*+UI | 59MN7B060C17**14 | 34000 | 18 | 9 | 35200 | 25600 | 72.73% | 2 | 12 | 11.5 |  |  |  | No | R-410A | 2.8333 | Residential & Commercial | Ducted CEE Tier 1
210720649 | Central HP <5.4 tons | CARRIER | HRCU-A-CB (Split System: Heat Pump with Remote Outdoor Unit-Air-Source) | 25VNA436A*031* |  |  | CAP**6121AL*+UI | 58CU*A060C17**16 | 34400 | 20 | 9 | 34600 | 25200 | 72.83% | 2 | 0 | 12 |  |  |  | No | R-410A | 2.8667 | Residential & Commercial | Ducted CEE Tier 1
206772640 | Central HP <5.4 tons | BRYANT HEATING AND COOLING SYSTEMS | HRCU-A-CB (Split System: Heat Pump with Remote Outdoor Unit-Air-Source) | 288BNV037*0**B* |  |  | CSPH*3612AL*+UI | 986TC66100C21*** | 32200 | 16.5 | 8.1 | 33200 | 24800 | 74.7% | 1.94 | 11.5 | 11 |  |  |  | No | R-410A | 2.6833 | Residential & Commercial | Ducted CEE Tier 1
206773090 | Central HP <5.4 tons | BRYANT HEATING AND COOLING SYSTEMS | HRCU-A-CB (Split System: Heat Pump with Remote Outdoor Unit-Air-Source) | 288BNV037*0**B* |  |  | CAP**4224AL*+UI | 83*CA60100C21*** | 31800 | 17 | 8.1 | 33200 | 24400 | 73.49% | 1.88 | 11.5 | 11 |  |  |  | No | R-410A | 2.65 | Residential & Commercial | Ducted CEE Tier 1
206771028 | Central HP <5.4 tons | BRYANT HEATING AND COOLING SYSTEMS | HRCU-A-CB (Split System: Heat Pump with Remote Outdoor Unit-Air-Source) | 288BNV037*0**B* |  |  | CAP**3617AL*+UI | 88*TA48090C17*** | 31600 | 17.5 | 8.1 | 33200 | 24200 | 72.89% | 1.86 | 11 | 11 |  |  |  | No | R-410A | 2.6333 | Residential & Commercial | Ducted CEE Tier 1
206771775 | Central HP <5.4 tons | BRYANT HEATING AND COOLING SYSTEMS | HRCU-A-CB (Split System: Heat Pump with Remote Outdoor Unit-Air-Source) | 288BNV037*0**B* |  |  | CAP**4821AL*+UI | 88*TA60090C21*** | 32200 | 17.5 | 8.5 | 32600 | 25000 | 76.69% | 1.98 | 12 | 11.7 |  |  |  | No | R-410A | 2.6833 | Residential & Commercial | Ducted CEE Tier 1
206765459 | Central HP <5.4 tons | HEIL | HRCU-A-CB (Split System: Heat Pump with Remote Outdoor Unit-Air-Source) | HVH825GKA3* |  |  | EA*4X24L17A*+WALLCON | *97CMN0801714A* | 23200 | 16 | 8.1 | 22000 | 16900 | 76.82% | 1.88 | 11 | 10.5 |  |  |  | No | R-410A | 1.9333 | Residential & Commercial | Ducted CEE Tier 1
206765492 | Central HP <5.4 tons | HEIL | HRCU-A-CB (Split System: Heat Pump with Remote Outdoor Unit-Air-Source) | HVH825GKA3* |  |  | EA*4X25L17A*+WALLCON | *80CTL0451712A* | 24200 | 16.5 | 8.1 | 21400 | 16800 | 78.5% | 2 | 11 | 11 |  |  |  | No | R-410A | 2.0167 | Residential & Commercial | Ducted CEE Tier 1
206765862 | Central HP <5.4 tons | HEIL | HRCU-A-CB (Split System: Heat Pump with Remote Outdoor Unit-Air-Source) | HVH825GKA3* |  |  | EA*4X37L17A*+WALLCON | *80CTL0701716A* | 24200 | 16.5 | 8.1 | 21400 | 16700 | 78.04% | 2 | 11 | 11 |  |  |  | No | R-410A | 2.0167 | Residential & Commercial | Ducted CEE Tier 1
206765979 | Central HP <5.4 tons | HEIL | HRCU-A-CB (Split System: Heat Pump with Remote Outdoor Unit-Air-Source) | HVH825GKA3* |  |  | EA*4X37L21A*+WALLCON | *97CMN0601714A* | 24200 | 16 | 8.1 | 21200 | 16800 | 79.25% | 2 | 11 | 11 |  |  |  | No | R-410A | 2.0167 | Residential & Commercial | Ducted CEE Tier 1
206765628 | Central HP <5.4 tons | HEIL | HRCU-A-CB (Split System: Heat Pump with Remote Outdoor Unit-Air-Source) | HVH825GKA3* |  |  | EA*4X30L17A*+WALLCON | *80CTL0701412A* | 23600 | 17 | 8.1 | 21600 | 16600 | 76.85% | 1.92 | 11.5 | 11 |  |  |  | No | R-410A | 1.9667 | Residential & Commercial | Ducted CEE Tier 1
206133767 | Central HP <5.4 tons | BRYANT HEATING AND COOLING SYSTEMS | HRCU-A-CB (Split System: Heat Pump with Remote Outdoor Unit-Air-Source) | 288BNV025*0**B* |  |  | CAP**3621AL*+UI | 935CA48060C17*** | 23600 | 16.5 | 8.1 | 21600 | 16700 | 77.31% | 1.92 | 11 | 10.5 |  |  |  | No | R-410A | 1.9667 | Residential & Commercial | Ducted CEE Tier 1
206133983 | Central HP <5.4 tons | BRYANT HEATING AND COOLING SYSTEMS | HRCU-A-CB (Split System: Heat Pump with Remote Outdoor Unit-Air-Source) | 288BNV025*0**B* |  |  | CSPH*3612AL*+UI | 935CA60080C21*** | 24000 | 16 | 8.1 | 21400 | 16600 | 77.57% | 1.98 | 11 | 10.5 |  |  |  | No | R-410A | 2 | Residential & Commercial | Ducted CEE Tier 1
210596756 | Central HP <5.4 tons | DAY & NIGHT | HRCU-A-CB (Split System: Heat Pump with Remote Outdoor Unit-Air-Source) | CVH825GKA2* |  |  | EA*4X43L21A*+WALLCON | *80CSU0601716A* | 24400 | 17 | 8.5 | 21200 | 16600 | 78.3% | 2.02 | 0 | 11 |  |  |  | No | R-410A | 2.0333 | Residential & Commercial | Ducted CEE Tier 1
214242680 | Central HP <5.4 tons | COMFORTMAKER | HRCU-A-CB (Split System: Heat Pump with Remote Outdoor Unit-Air-Source) | CVH825GKA2* |  |  | EN(A,D,W)4X36L17**+WALLCON | *95CSU0601716B* | 23400 | 16.5 | 8.1 | 21600 | 16700 | 77.31% | 1.92 | 0 | 10.5 |  |  |  | No | R-410A | 1.95 | Residential & Commercial | Ducted CEE Tier 1
210596879 | Central HP <5.4 tons | DAY & NIGHT | HRCU-A-CB (Split System: Heat Pump with Remote Outdoor Unit-Air-Source) | CVH825GKA2* |  |  | EA*4X48L24A*+WALLCON | *97CMN1202422A* | 24000 | 16.5 | 8.1 | 21000 | 16600 | 79.05% | 2.02 | 0 | 11 |  |  |  | No | R-410A | 2 | Residential & Commercial | Ducted CEE Tier 1
210596999 | Central HP <5.4 tons | DAY & NIGHT | HRCU-A-CB (Split System: Heat Pump with Remote Outdoor Unit-Air-Source) | CVH825GKA2* |  |  | EHD4X48AAL+WALLCON | *97CMN1202422A* | 24200 | 16 | 8.1 | 21200 | 16600 | 78.3% | 2.02 | 0 | 10.5 |  |  |  | No | R-410A | 2.0167 | Residential & Commercial | Ducted CEE Tier 1
210596660 | Central HP <5.4 tons | DAY & NIGHT | HRCU-A-CB (Split System: Heat Pump with Remote Outdoor Unit-Air-Source) | CVH825GKA2* |  |  | EA*4X42L21A*+WALLCON | *80CTL0451712A* | 23600 | 16.5 | 8.1 | 21600 | 16800 | 77.78% | 1.94 | 0 | 10.5 |  |  |  | No | R-410A | 1.9667 | Residential & Commercial | Ducted CEE Tier 1
210596810 | Central HP <5.4 tons | DAY & NIGHT | HRCU-A-CB (Split System: Heat Pump with Remote Outdoor Unit-Air-Source) | CVH825GKA2* |  |  | EA*4X48L21A*+WALLCON | *80CSU0601716A* | 24000 | 17 | 8.1 | 21000 | 16600 | 79.05% | 2.02 | 0 | 11 |  |  |  | No | R-410A | 2 | Residential & Commercial | Ducted CEE Tier 1
206790578 | Central HP <5.4 tons | BRYANT HEATING AND COOLING SYSTEMS | HRCU-A-CB (Split System: Heat Pump with Remote Outdoor Unit-Air-Source) | 284ANV036*0**B* |  |  | CSPH*4212AL*+UI | 987MB42060C17*** | 33600 | 17.5 | 9 | 35600 | 26400 | 74.16% | 2 | 12 | 11 |  |  |  | No | R-410A | 2.8 | Residential & Commercial | Ducted CEE Tier 1
206790579 | Central HP <5.4 tons | BRYANT HEATING AND COOLING SYSTEMS | HRCU-A-CB (Split System: Heat Pump with Remote Outdoor Unit-Air-Source) | 284ANV036*0**B* |  |  | CSPH*4812AL*+UI | 987MB42060C17*** | 33600 | 18 | 9 | 35400 | 26200 | 74.01% | 2 | 12 | 11 |  |  |  | No | R-410A | 2.8 | Residential & Commercial | Ducted CEE Tier 1
212362573 | Central HP <5.4 tons | GOETTL | HRCU-A-CB (Split System: Heat Pump with Remote Outdoor Unit-Air-Source) | ASZV903610A* |  |  | CA*F3743*6D*+TXV | A*VM970803BNB* | 33600 | 18.5 | 8.2 | 34000 | 24400 | 71.76% | 1.8 | 0 | 12 |  |  |  | No | R-410A | 2.8 | Residential & Commercial | Ducted CEE Tier 1
212362574 | Central HP <5.4 tons | GOETTL | HRCU-A-CB (Split System: Heat Pump with Remote Outdoor Unit-Air-Source) | ASZV903610A* |  |  | CA*F3743*6D*+TXV | A*VM970804CNB* | 33200 | 19 | 8.2 | 33600 | 24400 | 72.62% | 1.8 | 0 | 12 |  |  |  | No | R-410A | 2.7667 | Residential & Commercial | Ducted CEE Tier 1
212362575 | Central HP <5.4 tons | GOETTL | HRCU-A-CB (Split System: Heat Pump with Remote Outdoor Unit-Air-Source) | ASZV903610A* |  |  | CA*F3743*6D*+TXV | A*VM971005CNB* | 33200 | 19 | 8.2 | 33600 | 24400 | 72.62% | 1.8 | 0 | 12 |  |  |  | No | R-410A | 2.7667 | Residential & Commercial | Ducted CEE Tier 1
212362622 | Central HP <5.4 tons | GOETTL | HRCU-A-CB (Split System: Heat Pump with Remote Outdoor Unit-Air-Source) | ASZV903610A* |  |  | CSCF3642N6D*+TXV | A*VC801005C*A* | 33800 | 18.5 | 8.2 | 34000 | 24400 | 71.76% | 1.8 | 0 | 11.5 |  |  |  | No | R-410A | 2.8167 | Residential & Commercial | Ducted CEE Tier 1
212362624 | Central HP <5.4 tons | GOETTL | HRCU-A-CB (Split System: Heat Pump with Remote Outdoor Unit-Air-Source) | ASZV903610A* |  |  | CSCF3642N6D*+TXV | A*VS960603BUA* | 33800 | 18.5 | 8.2 | 34000 | 24400 | 71.76% | 1.8 | 0 | 11.5 |  |  |  | No | R-410A | 2.8167 | Residential & Commercial | Ducted CEE Tier 1
216453170 | Central HP <5.4 tons | AMERICAN STANDARD | HRCU-A-CB (Split System: Heat Pump with Remote Outdoor Unit-Air-Source) | 5A6V0X48A1 |  |  | 5PX*D010AS3 | S8V2C100M5PDB | 45500 | 20 | 9.7 | 47000 | 33800 | 71.91% | 2.1 | 0 | 12 |  |  |  | No | R-454B | 3.7917 | Residential & Commercial | Ducted CEE Tier 1
216453204 | Central HP <5.4 tons | AMERICAN STANDARD | HRCU-A-CB (Split System: Heat Pump with Remote Outdoor Unit-Air-Source) | 5A6V0X48A1 |  |  | 5TXCD008AS3 | S8V2C100M5PCB | 45000 | 20 | 9.7 | 47500 | 34000 | 71.58% | 2.1 | 0 | 11.7 |  |  |  | No | R-454B | 3.75 | Residential & Commercial | Ducted CEE Tier 1
214238868 | Central HP <5.4 tons | COMFORTMAKER | HRCU-A-CB (Split System: Heat Pump with Remote Outdoor Unit-Air-Source) | CVH837GKA2* |  |  | EN(A,D)4X36L21**+WALLCON | *80CTL0902120B* | 31400 | 16.5 | 8.1 | 33000 | 24000 | 72.73% | 1.82 | 0 | 11 |  |  |  | No | R-410A | 2.6167 | Residential & Commercial | Ducted CEE Tier 1
210596828 | Central HP <5.4 tons | DAY & NIGHT | HRCU-A-CB (Split System: Heat Pump with Remote Outdoor Unit-Air-Source) | CVH825GKA2* |  |  | EA*4X48L21A*+WALLCON | *95CSU0802120A* | 24200 | 17 | 8.1 | 21000 | 16500 | 78.57% | 2.02 | 0 | 11 |  |  |  | No | R-410A | 2.0167 | Residential & Commercial | Ducted CEE Tier 1
210596822 | Central HP <5.4 tons | DAY & NIGHT | HRCU-A-CB (Split System: Heat Pump with Remote Outdoor Unit-Air-Source) | CVH825GKA2* |  |  | EA*4X48L21A*+WALLCON | *80CTL0901716A* | 24200 | 17.5 | 8.1 | 20800 | 16500 | 79.33% | 2.04 | 0 | 11.5 |  |  |  | No | R-410A | 2.0167 | Residential & Commercial | Ducted CEE Tier 1
205750743 | Central HP <5.4 tons | HEIL | HRCU-A-CB (Split System: Heat Pump with Remote Outdoor Unit-Air-Source) | HVH825GKA2* |  |  | EA*4X37L21A*+WALLCON | *97CMN0602120A* | 24400 | 16.5 | 8.1 | 21200 | 16700 | 78.77% | 2.02 | 11 | 11 |  |  |  | No | R-410A | 2.0333 | Residential & Commercial | Ducted CEE Tier 1
204456807 | Central HP <5.4 tons | HEIL | HRCU-A-CB (Split System: Heat Pump with Remote Outdoor Unit-Air-Source) | HVH825GKA2* |  |  | EA*4X36L21A*+WALLCON | *97CMN0602120A* | 23600 | 16 | 8.1 | 21600 | 16700 | 77.31% | 1.92 | 11 | 10.5 |  |  |  | No | R-410A | 1.9667 | Residential & Commercial | Ducted CEE Tier 1
204300150 | Central HP <5.4 tons | BRYANT HEATING AND COOLING SYSTEMS | HRCU-A-CB (Split System: Heat Pump with Remote Outdoor Unit-Air-Source) | 288BNV037*0**A* |  |  | CSPH*3612AL*+UI | 987MB66100C21*** | 32200 | 16.5 | 8.1 | 33200 | 24800 | 74.7% | 1.94 | 11.5 | 11 |  |  |  | No | R-410A | 2.6833 | Residential & Commercial | Ducted CEE Tier 1
204300350 | Central HP <5.4 tons | BRYANT HEATING AND COOLING SYSTEMS | HRCU-A-CB (Split System: Heat Pump with Remote Outdoor Unit-Air-Source) | 288BNV037*0**A* |  |  | CSPH*4212AL*+UI | 987MB66120C24*** | 32400 | 16.5 | 8.1 | 33200 | 25000 | 75.3% | 1.96 | 11.5 | 11 |  |  |  | No | R-410A | 2.7 | Residential & Commercial | Ducted CEE Tier 1
206135923 | Central HP <5.4 tons | BRYANT HEATING AND COOLING SYSTEMS | HRCU-A-CB (Split System: Heat Pump with Remote Outdoor Unit-Air-Source) | 288BNV037*0**A* |  |  | CNPV*4821AL*+UI | 83*CA60100C21*** | 32400 | 17 | 8.1 | 33000 | 24800 | 75.15% | 1.94 | 12.2 | 11.5 |  |  |  | No | R-410A | 2.7 | Residential & Commercial | Ducted CEE Tier 1
204298766 | Central HP <5.4 tons | BRYANT HEATING AND COOLING SYSTEMS | HRCU-A-CB (Split System: Heat Pump with Remote Outdoor Unit-Air-Source) | 288BNV037*0**A* |  |  | CAP**3621AL*+UI | 88*TA48090C17*** | 31600 | 17.5 | 8.1 | 33000 | 24200 | 73.33% | 1.86 | 11.5 | 11.5 |  |  |  | No | R-410A | 2.6333 | Residential & Commercial | Ducted CEE Tier 1
204299116 | Central HP <5.4 tons | BRYANT HEATING AND COOLING SYSTEMS | HRCU-A-CB (Split System: Heat Pump with Remote Outdoor Unit-Air-Source) | 288BNV037*0**A* |  |  | CAP**4224AL*+UI | 987MB66120C24*** | 31800 | 17 | 8.1 | 33200 | 24400 | 73.49% | 1.88 | 11.5 | 11 |  |  |  | No | R-410A | 2.65 | Residential & Commercial | Ducted CEE Tier 1
216571273 | Central HP <5.4 tons | AMERICAN STANDARD | HRCU-A-CB (Split System: Heat Pump with Remote Outdoor Unit-Air-Source) | 5A6V8X36A1 |  |  | 5PX*C009AS3 | *UHMC100CCV4+LRP | 33200 | 18.1 | 8.5 | 32800 | 25200 | 76.83% | 2.1 | 0 | 10.5 |  |  |  | No | R-454B | 2.7667 | Residential & Commercial | Ducted CEE Tier 1
212362776 | Central HP <5.4 tons | GOETTL | HRCU-A-CB (Split System: Heat Pump with Remote Outdoor Unit-Air-Source) | GSZV903610A* |  |  | CA*F3743*6D*+TXV | G*VC960603BNB* | 33600 | 18.5 | 8.2 | 34000 | 24400 | 71.76% | 1.8 | 0 | 11.5 |  |  |  | No | R-410A | 2.8 | Residential & Commercial | Ducted CEE Tier 1
212362790 | Central HP <5.4 tons | GOETTL | HRCU-A-CB (Split System: Heat Pump with Remote Outdoor Unit-Air-Source) | GSZV903610A* |  |  | CHPF3642C6C*+TXV | G*VC800604B*A* | 33400 | 18 | 8.2 | 34000 | 24400 | 71.76% | 1.8 | 0 | 11 |  |  |  | No | R-410A | 2.7833 | Residential & Commercial | Ducted CEE Tier 1
212362793 | Central HP <5.4 tons | GOETTL | HRCU-A-CB (Split System: Heat Pump with Remote Outdoor Unit-Air-Source) | GSZV903610A* |  |  | CHPF3642C6C*+TXV | G*VC800805C*A* | 33400 | 18 | 8.2 | 34000 | 24400 | 71.76% | 1.8 | 0 | 11 |  |  |  | No | R-410A | 2.7833 | Residential & Commercial | Ducted CEE Tier 1
214239628 | Central HP <5.4 tons | COMFORTMAKER | HRCU-A-CB (Split System: Heat Pump with Remote Outdoor Unit-Air-Source) | CVH837GKA** |  |  | EN(A,D)4X36L21**+WALLCON | *96CTN1002122B* | 31400 | 16.5 | 8.1 | 33000 | 24000 | 72.73% | 1.82 | 0 | 11 |  |  |  | No | R-410A | 2.6167 | Residential & Commercial | Ducted CEE Tier 1
214239718 | Central HP <5.4 tons | COMFORTMAKER | HRCU-A-CB (Split System: Heat Pump with Remote Outdoor Unit-Air-Source) | CVH837GKA** |  |  | END4X42L17**+WALLCON | *96CTN0801714B* | 32000 | 16.5 | 8.1 | 33000 | 24800 | 75.15% | 1.9 | 0 | 11 |  |  |  | No | R-410A | 2.6667 | Residential & Commercial | Ducted CEE Tier 1
214239768 | Central HP <5.4 tons | COMFORTMAKER | HRCU-A-CB (Split System: Heat Pump with Remote Outdoor Unit-Air-Source) | CVH837GKA** |  |  | EN(A,D,W)4X42L21**+WALLCON | *80CTL1102120B* | 31800 | 17 | 8.1 | 33000 | 24400 | 73.94% | 1.88 | 0 | 11 |  |  |  | No | R-410A | 2.65 | Residential & Commercial | Ducted CEE Tier 1
214240008 | Central HP <5.4 tons | COMFORTMAKER | HRCU-A-CB (Split System: Heat Pump with Remote Outdoor Unit-Air-Source) | CVH837GKA** |  |  | EN(A,D)4X48L24**+WALLCON | *97CMN1202422B* | 32400 | 17 | 8.1 | 32800 | 24600 | 75% | 1.94 | 0 | 11.5 |  |  |  | No | R-410A | 2.7 | Residential & Commercial | Ducted CEE Tier 1
210597474 | Central HP <5.4 tons | DAY & NIGHT | HRCU-A-CB (Split System: Heat Pump with Remote Outdoor Unit-Air-Source) | CVH837GKA** |  |  | EA*4X61L24A*+WALLCON | *97CMN0602120A* | 33000 | 17.5 | 8.5 | 32400 | 25200 | 77.78% | 1.98 | 0 | 11.7 |  |  |  | No | R-410A | 2.75 | Residential & Commercial | Ducted CEE Tier 1
210533104 | Central HP <5.4 tons | CARRIER | HRCU-A-CB (Split System: Heat Pump with Remote Outdoor Unit-Air-Source) | 25VNA424A*031* |  |  | CSPH*3012AL*+UI | 59MN7B060C21**20 | 23400 | 18.5 | 10 | 27200 | 20000 | 73.53% | 2.42 | 0 | 12.5 |  |  |  | No | R-410A | 1.95 | Residential & Commercial | Ducted CEE Tier 1
210533106 | Central HP <5.4 tons | CARRIER | HRCU-A-CB (Split System: Heat Pump with Remote Outdoor Unit-Air-Source) | 25VNA424A*031* |  |  | CSPH*4212AL*+UI | 59CU5A060C17**16 | 23800 | 19.5 | 9.5 | 26600 | 19800 | 74.44% | 2.5 | 0 | 12.5 |  |  |  | No | R-410A | 1.9833 | Residential & Commercial | Ducted CEE Tier 1
214242440 | Central HP <5.4 tons | COMFORTMAKER | HRCU-A-CB (Split System: Heat Pump with Remote Outdoor Unit-Air-Source) | CVH825GKA2* |  |  | EN(A,D)4X24L17**+WALLCON | *80CTL0701716B* | 23200 | 16 | 8.1 | 22000 | 16900 | 76.82% | 1.92 | 0 | 10.5 |  |  |  | No | R-410A | 1.9333 | Residential & Commercial | Ducted CEE Tier 1
214242990 | Central HP <5.4 tons | COMFORTMAKER | HRCU-A-CB (Split System: Heat Pump with Remote Outdoor Unit-Air-Source) | CVH825GKA2* |  |  | EN(A,D,W)4X42L21**+WALLCON | *80CTL0902120B* | 23800 | 16.5 | 8.1 | 21400 | 16700 | 78.04% | 1.96 | 0 | 11 |  |  |  | No | R-410A | 1.9833 | Residential & Commercial | Ducted CEE Tier 1
210596735 | Central HP <5.4 tons | DAY & NIGHT | HRCU-A-CB (Split System: Heat Pump with Remote Outdoor Unit-Air-Source) | CVH825GKA2* |  |  | EA*4X42L24A*+WALLCON | *96CTN1202422A* | 23800 | 17 | 8.1 | 21400 | 16600 | 77.57% | 1.96 | 0 | 11 |  |  |  | No | R-410A | 1.9833 | Residential & Commercial | Ducted CEE Tier 1
215936413 | Central HP <5.4 tons | TEMPSTAR | HRCU-A-CB (Split System: Heat Pump with Remote Outdoor Unit-Air-Source) | T5H3V36*K*AAA* |  |  | EVD5X48M24A*+WALLCON | *96CTN1002122B* | 35000 | 21.5 | 8.5 | 38000 | 28200 | 74.21% | 2.02 | 0 | 12 |  |  |  | No | R-454B | 2.9167 | Residential & Commercial | Ducted CEE Tier 1
215936713 | Central HP <5.4 tons | TEMPSTAR | HRCU-A-CB (Split System: Heat Pump with Remote Outdoor Unit-Air-Source) | T5H3V36*K*AAA* |  |  | EVD5X60M21A*+WALLCON | *97CMN1002122B* | 35600 | 22 | 8.5 | 38000 | 28600 | 75.26% | 2.02 | 0 | 12.5 |  |  |  | No | R-454B | 2.9667 | Residential & Commercial | Ducted CEE Tier 1
215936733 | Central HP <5.4 tons | TEMPSTAR | HRCU-A-CB (Split System: Heat Pump with Remote Outdoor Unit-Air-Source) | T5H3V36*K*AAA* |  |  | EVD5X60M21A*+WALLCON | *96CTN1002122B* | 35600 | 22 | 8.5 | 38000 | 28600 | 75.26% | 2.02 | 0 | 12.5 |  |  |  | No | R-454B | 2.9667 | Residential & Commercial | Ducted CEE Tier 1
215936783 | Central HP <5.4 tons | TEMPSTAR | HRCU-A-CB (Split System: Heat Pump with Remote Outdoor Unit-Air-Source) | T5H3V36*K*AAA* |  |  | EVD5X60M24A*+WALLCON | *80CTL1352422B* | 35600 | 22 | 8.5 | 38000 | 28400 | 74.74% | 2.04 | 0 | 12.5 |  |  |  | No | R-454B | 2.9667 | Residential & Commercial | Ducted CEE Tier 1
215681558 | Central HP <5.4 tons | COMFORTMAKER | HRCU-A-CB (Split System: Heat Pump with Remote Outdoor Unit-Air-Source) | C5H0V48*K*AAA* |  |  | EA*5X61M24A*+WALLCON | *97CTN1002122A* | 46000 | 18.5 | 9 | 47500 | 33600 | 70.74% | 2.06 | 0 | 10 |  |  |  | No | R-454B | 3.8333 | Residential & Commercial | Ducted CEE Tier 1
211262330 | Central HP <5.4 tons | BRYANT HEATING AND COOLING SYSTEMS | HRCU-A-CB (Split System: Heat Pump with Remote Outdoor Unit-Air-Source) | 38MURAQ18AB3* |  |  | CNPV*1814AL* | 915SB36060E14*** | 17600 | 15.5 | 8.5 | 18700 | 19300 | 103.2% | 2.32 | 0 | 10.5 |  |  |  | No | R-410A | 1.4667 | Residential & Commercial | Ducted CEE Tier 1
212362823 | Central HP <5.4 tons | GOETTL | HRCU-A-CB (Split System: Heat Pump with Remote Outdoor Unit-Air-Source) | GSZV903610A* |  |  | CHPF3743C6B*+TXV | G*VM970804CNB* | 33400 | 18 | 8.2 | 34000 | 24400 | 71.76% | 1.8 | 0 | 11 |  |  |  | No | R-410A | 2.7833 | Residential & Commercial | Ducted CEE Tier 1
212362818 | Central HP <5.4 tons | GOETTL | HRCU-A-CB (Split System: Heat Pump with Remote Outdoor Unit-Air-Source) | GSZV903610A* |  |  | CHPF3743C6B*+TXV | G*VC960804CNB* | 33400 | 18 | 8.2 | 34000 | 24400 | 71.76% | 1.8 | 0 | 11 |  |  |  | No | R-410A | 2.7833 | Residential & Commercial | Ducted CEE Tier 1
212362831 | Central HP <5.4 tons | GOETTL | HRCU-A-CB (Split System: Heat Pump with Remote Outdoor Unit-Air-Source) | GSZV903610A* |  |  | CSCF3642N6D*+TXV | G*VC800805C*A* | 33800 | 18.5 | 8.2 | 34000 | 24400 | 71.76% | 1.8 | 0 | 11.5 |  |  |  | No | R-410A | 2.8167 | Residential & Commercial | Ducted CEE Tier 1
212362834 | Central HP <5.4 tons | GOETTL | HRCU-A-CB (Split System: Heat Pump with Remote Outdoor Unit-Air-Source) | GSZV903610A* |  |  | CSCF3642N6D*+TXV | G*VS960603BUA* | 33800 | 18.5 | 8.2 | 34000 | 24400 | 71.76% | 1.8 | 0 | 11.5 |  |  |  | No | R-410A | 2.8167 | Residential & Commercial | Ducted CEE Tier 1
212651309 | Central HP <5.4 tons | EVERREST | HRCU-A-CB (Split System: Heat Pump with Remote Outdoor Unit-Air-Source) | GSZV903610A* |  |  | CA*F3743*6D*+TXV | G*VC800805C*A* | 33600 | 19 | 8.2 | 34000 | 24400 | 71.76% | 1.8 | 0 | 12 |  |  |  | No | R-410A | 2.8 | Residential & Commercial | Ducted CEE Tier 1
212651311 | Central HP <5.4 tons | EVERREST | HRCU-A-CB (Split System: Heat Pump with Remote Outdoor Unit-Air-Source) | GSZV903610A* |  |  | CHPF3642C6C*+TXV | G*VS800805CUA* | 33400 | 18 | 8.2 | 34000 | 24400 | 71.76% | 1.8 | 0 | 11 |  |  |  | No | R-410A | 2.7833 | Residential & Commercial | Ducted CEE Tier 1
206771388 | Central HP <5.4 tons | BRYANT HEATING AND COOLING SYSTEMS | HRCU-A-CB (Split System: Heat Pump with Remote Outdoor Unit-Air-Source) | 288BNV037*0**B* |  |  | CAP**4221AL*+UI | 88*TA48070C17*** | 31800 | 17 | 8.1 | 33200 | 24600 | 74.1% | 1.88 | 11 | 11 |  |  |  | No | R-410A | 2.65 | Residential & Commercial | Ducted CEE Tier 1
206771406 | Central HP <5.4 tons | BRYANT HEATING AND COOLING SYSTEMS | HRCU-A-CB (Split System: Heat Pump with Remote Outdoor Unit-Air-Source) | 288BNV037*0**B* |  |  | CAP**4221AL*+UI | 88*TA60090C21*** | 31800 | 17.5 | 8.1 | 33200 | 24400 | 73.49% | 1.9 | 11 | 11.5 |  |  |  | No | R-410A | 2.65 | Residential & Commercial | Ducted CEE Tier 1
206771622 | Central HP <5.4 tons | BRYANT HEATING AND COOLING SYSTEMS | HRCU-A-CB (Split System: Heat Pump with Remote Outdoor Unit-Air-Source) | 288BNV037*0**B* |  |  | CAP**4321AL*+UI | 88*TA48070C17*** | 32800 | 17.5 | 8.5 | 33000 | 25200 | 76.36% | 1.98 | 11 | 11.7 |  |  |  | No | R-410A | 2.7333 | Residential & Commercial | Ducted CEE Tier 1
206771874 | Central HP <5.4 tons | BRYANT HEATING AND COOLING SYSTEMS | HRCU-A-CB (Split System: Heat Pump with Remote Outdoor Unit-Air-Source) | 288BNV037*0**B* |  |  | CAP**4821AL*+UI | 987MB60060C21*** | 32200 | 17 | 8.1 | 32800 | 25200 | 76.83% | 1.96 | 11.5 | 11 |  |  |  | No | R-410A | 2.6833 | Residential & Commercial | Ducted CEE Tier 1
206772892 | Central HP <5.4 tons | BRYANT HEATING AND COOLING SYSTEMS | HRCU-A-CB (Split System: Heat Pump with Remote Outdoor Unit-Air-Source) | 288BNV037*0**B* |  |  | CSPH*4812AL*+UI | 88*TA66135C24*** | 32600 | 17 | 8.1 | 33000 | 24800 | 75.15% | 1.98 | 11 | 11 |  |  |  | No | R-410A | 2.7167 | Residential & Commercial | Ducted CEE Tier 1
206773446 | Central HP <5.4 tons | BRYANT HEATING AND COOLING SYSTEMS | HRCU-A-CB (Split System: Heat Pump with Remote Outdoor Unit-Air-Source) | 288BNV037*0**B* |  |  | CAP**4221AL*+UI | 935CA66100C21*** | 31800 | 17.5 | 8.1 | 33000 | 24400 | 73.94% | 1.9 | 11.5 | 11 |  |  |  | No | R-410A | 2.65 | Residential & Commercial | Ducted CEE Tier 1
215941017 | Central HP <5.4 tons | AIRQUEST | HRCU-A-CB (Split System: Heat Pump with Remote Outdoor Unit-Air-Source) | H5H3V48*K*AAA* |  |  | EA*5X60M24A*+WALLCON | *97CTN1002122A* | 44500 | 21 | 9.5 | 48000 | 36400 | 75.83% | 2 | 0 | 11 |  |  |  | No | R-454B | 3.7083 | Residential & Commercial | Ducted CEE Tier 1
206790581 | Central HP <5.4 tons | BRYANT HEATING AND COOLING SYSTEMS | HRCU-A-CB (Split System: Heat Pump with Remote Outdoor Unit-Air-Source) | 284ANV036*0**B* |  |  | CAP**3717AL*+UI | 88*TA36070C14*** | 34000 | 19.5 | 9.5 | 35400 | 26200 | 74.01% | 2.02 | 12 | 11.7 |  |  |  | No | R-410A | 2.8333 | Residential & Commercial | Ducted CEE Tier 1
206790266 | Central HP <5.4 tons | BRYANT HEATING AND COOLING SYSTEMS | HRCU-A-CB (Split System: Heat Pump with Remote Outdoor Unit-Air-Source) | 284ANV036*0**B* |  |  | CAP**3717AL*+UI | 88*TA48090C17*** | 34000 | 19.5 | 9.5 | 35200 | 26000 | 73.86% | 2.04 | 12.5 | 12 |  |  |  | No | R-410A | 2.8333 | Residential & Commercial | Ducted CEE Tier 1
206790298 | Central HP <5.4 tons | BRYANT HEATING AND COOLING SYSTEMS | HRCU-A-CB (Split System: Heat Pump with Remote Outdoor Unit-Air-Source) | 284ANV036*0**B* |  |  | CAP**4224AL*+UI | 987MB66120C24*** | 33000 | 19 | 9.5 | 35400 | 26600 | 75.14% | 1.98 | 12 | 12 |  |  |  | No | R-410A | 2.75 | Residential & Commercial | Ducted CEE Tier 1
207252268 | Central HP <5.4 tons | TRANE | HRCU-A-CB (Split System: Heat Pump with Remote Outdoor Unit-Air-Source) | 4TWA7048A4 |  |  | 4PX*CU60BS3 | L8V1C100U5VSA | 48000 | 17 | 8.1 | 48500 | 48000 | 98.97% | 3.6 | 12.5 | 12 |  |  |  | No | R-410A | 4 | Residential & Commercial | Ducted CEE Tier 1
206765663 | Central HP <5.4 tons | BRYANT HEATING AND COOLING SYSTEMS | HRCU-A-CB (Split System: Heat Pump with Remote Outdoor Unit-Air-Source) | 288BNV025*0**C* |  |  | CAP**3617AL*+UI | 986TC42060C17*** | 23400 | 16 | 8.1 | 21600 | 16800 | 77.78% | 1.92 | 11 | 10.5 |  |  |  | No | R-410A | 1.95 | Residential & Commercial | Ducted CEE Tier 1
206765681 | Central HP <5.4 tons | BRYANT HEATING AND COOLING SYSTEMS | HRCU-A-CB (Split System: Heat Pump with Remote Outdoor Unit-Air-Source) | 288BNV025*0**C* |  |  | CAP**3617AL*+UI | 987MB42060C17*** | 23400 | 16 | 8.1 | 21600 | 16800 | 77.78% | 1.92 | 11 | 10.5 |  |  |  | No | R-410A | 1.95 | Residential & Commercial | Ducted CEE Tier 1
206765906 | Central HP <5.4 tons | BRYANT HEATING AND COOLING SYSTEMS | HRCU-A-CB (Split System: Heat Pump with Remote Outdoor Unit-Air-Source) | 288BNV025*0**C* |  |  | CAP**3717AL*+UI | 88*TA36070C14*** | 24200 | 17 | 8.1 | 21400 | 16600 | 77.57% | 2 | 11 | 11 |  |  |  | No | R-410A | 2.0167 | Residential & Commercial | Ducted CEE Tier 1
206767069 | Central HP <5.4 tons | BRYANT HEATING AND COOLING SYSTEMS | HRCU-A-CB (Split System: Heat Pump with Remote Outdoor Unit-Air-Source) | 288BNV025*0**C* |  |  | CAP**2417AL*+UI | 83*CA36040C17*** | 23200 | 16.5 | 8.1 | 22000 | 16700 | 75.91% | 1.9 | 11 | 10.5 |  |  |  | No | R-410A | 1.9333 | Residential & Commercial | Ducted CEE Tier 1
204456356 | Central HP <5.4 tons | HEIL | HRCU-A-CB (Split System: Heat Pump with Remote Outdoor Unit-Air-Source) | HVH825GKA2* |  |  | EA*4X24L14A*+WALLCON | *80CTL0701412A* | 23400 | 17 | 8.1 | 22000 | 16800 | 76.36% | 1.9 | 11 | 10.5 |  |  |  | No | R-410A | 1.95 | Residential & Commercial | Ducted CEE Tier 1
204456626 | Central HP <5.4 tons | HEIL | HRCU-A-CB (Split System: Heat Pump with Remote Outdoor Unit-Air-Source) | HVH825GKA2* |  |  | EA*4X36L17A*+WALLCON | *97CMN0601714A* | 23400 | 16 | 8.1 | 21600 | 16800 | 77.78% | 1.92 | 11 | 10.5 |  |  |  | No | R-410A | 1.95 | Residential & Commercial | Ducted CEE Tier 1
204456491 | Central HP <5.4 tons | HEIL | HRCU-A-CB (Split System: Heat Pump with Remote Outdoor Unit-Air-Source) | HVH825GKA2* |  |  | EA*4X25L17A*+WALLCON | *80CTL0701412A* | 24400 | 17.5 | 8.5 | 21200 | 16600 | 78.3% | 2.02 | 11 | 11.5 |  |  |  | No | R-410A | 2.0333 | Residential & Commercial | Ducted CEE Tier 1
204459233 | Central HP <5.4 tons | HEIL | HRCU-A-CB (Split System: Heat Pump with Remote Outdoor Unit-Air-Source) | HVH825GKA2* |  |  | EHD4X30AAL+WALLCON | *80CTL0701412A* | 23800 | 16 | 8.1 | 21800 | 16700 | 76.61% | 1.98 | 11 | 10.5 |  |  |  | No | R-410A | 1.9833 | Residential & Commercial | Ducted CEE Tier 1
214807357 | Central HP <5.4 tons | YORK | HRCU-A-CB (Split System: Heat Pump with Remote Outdoor Unit-Air-Source) | HH824E2S11 |  |  | CTM36B5ADS1 | TMLE080B12MP11 | 23000 | 18 | 9.5 | 23000 | 18600 | 80.87% | 2 | 0 | 12 |  |  |  | No | R-454B | 1.9167 | Residential & Commercial | Ducted CEE Tier 1
206773018 | Central HP <5.4 tons | BRYANT HEATING AND COOLING SYSTEMS | HRCU-A-CB (Split System: Heat Pump with Remote Outdoor Unit-Air-Source) | 288BNV037*0**B* |  |  | CSPH*4812AL*+UI | 987MB60060C21*** | 32400 | 16.5 | 8.1 | 33200 | 25200 | 75.9% | 1.94 | 11.5 | 11 |  |  |  | No | R-410A | 2.7 | Residential & Commercial | Ducted CEE Tier 1
206773036 | Central HP <5.4 tons | BRYANT HEATING AND COOLING SYSTEMS | HRCU-A-CB (Split System: Heat Pump with Remote Outdoor Unit-Air-Source) | 288BNV037*0**B* |  |  | CAP**3721AL*+UI | 83*CA36040C17*** | 32800 | 17.5 | 8.5 | 33000 | 25200 | 76.36% | 1.98 | 12 | 11 |  |  |  | No | R-410A | 2.7333 | Residential & Commercial | Ducted CEE Tier 1
206773518 | Central HP <5.4 tons | BRYANT HEATING AND COOLING SYSTEMS | HRCU-A-CB (Split System: Heat Pump with Remote Outdoor Unit-Air-Source) | 288BNV037*0**B* |  |  | CAP**4824AL*+UI | 935CA60080C21*** | 32400 | 17.5 | 8.5 | 32400 | 24800 | 76.54% | 2 | 12 | 11.5 |  |  |  | No | R-410A | 2.7 | Residential & Commercial | Ducted CEE Tier 1
210720659 | Central HP <5.4 tons | CARRIER | HRCU-A-CB (Split System: Heat Pump with Remote Outdoor Unit-Air-Source) | 25VNA436A*031* |  |  | CAP**6124AL*+UI | 58CU*A100C21**20 | 34400 | 19.5 | 9 | 34600 | 25200 | 72.83% | 2 | 0 | 12 |  |  |  | No | R-410A | 2.8667 | Residential & Commercial | Ducted CEE Tier 1
210720675 | Central HP <5.4 tons | CARRIER | HRCU-A-CB (Split System: Heat Pump with Remote Outdoor Unit-Air-Source) | 25VNA436A*031* |  |  | CNPV*4821AL*+UI | 59CU5A060C17**16 | 33600 | 19 | 9 | 35400 | 26200 | 74.01% | 2.02 | 0 | 12 |  |  |  | No | R-410A | 2.8 | Residential & Commercial | Ducted CEE Tier 1
210720691 | Central HP <5.4 tons | CARRIER | HRCU-A-CB (Split System: Heat Pump with Remote Outdoor Unit-Air-Source) | 25VNA436A*031* |  |  | CSPH*6012AL*+UI | 58CU*A060C17**16 | 34400 | 19 | 9 | 34800 | 25400 | 72.99% | 2.02 | 0 | 12 |  |  |  | No | R-410A | 2.8667 | Residential & Commercial | Ducted CEE Tier 1
206133404 | Central HP <5.4 tons | CARRIER | HRCU-A-CB (Split System: Heat Pump with Remote Outdoor Unit-Air-Source) | 25VNA825A*031* |  |  | CAP**3621AL*+UI | 58CU*A100C21**20 | 23600 | 16.5 | 8.1 | 21400 | 16700 | 78.04% | 1.94 | 11.5 | 10.5 |  |  |  | No | R-410A | 1.9667 | Residential & Commercial | Ducted CEE Tier 1
206133786 | Central HP <5.4 tons | CARRIER | HRCU-A-CB (Split System: Heat Pump with Remote Outdoor Unit-Air-Source) | 25VNA825A*031* |  |  | CAP**3621AL*+UI | 59CU5A100C21**22 | 23600 | 16.5 | 8.1 | 21400 | 16600 | 77.57% | 1.94 | 11.5 | 10.5 |  |  |  | No | R-410A | 1.9667 | Residential & Commercial | Ducted CEE Tier 1
210596768 | Central HP <5.4 tons | DAY & NIGHT | HRCU-A-CB (Split System: Heat Pump with Remote Outdoor Unit-Air-Source) | CVH825GKA2* |  |  | EA*4X43L21A*+WALLCON | *80CTL0701716A* | 24400 | 17 | 8.5 | 21200 | 16600 | 78.3% | 2.02 | 0 | 11 |  |  |  | No | R-410A | 2.0333 | Residential & Commercial | Ducted CEE Tier 1
210596834 | Central HP <5.4 tons | DAY & NIGHT | HRCU-A-CB (Split System: Heat Pump with Remote Outdoor Unit-Air-Source) | CVH825GKA2* |  |  | EA*4X48L21A*+WALLCON | *96CTN0601714A* | 24000 | 16.5 | 8.1 | 21000 | 16600 | 79.05% | 2 | 0 | 11 |  |  |  | No | R-410A | 2 | Residential & Commercial | Ducted CEE Tier 1
210596867 | Central HP <5.4 tons | DAY & NIGHT | HRCU-A-CB (Split System: Heat Pump with Remote Outdoor Unit-Air-Source) | CVH825GKA2* |  |  | EA*4X48L24A*+WALLCON | *96CTN1002122A* | 24200 | 16.5 | 8.1 | 21000 | 16500 | 78.57% | 2.02 | 0 | 11 |  |  |  | No | R-410A | 2.0167 | Residential & Commercial | Ducted CEE Tier 1
210596870 | Central HP <5.4 tons | DAY & NIGHT | HRCU-A-CB (Split System: Heat Pump with Remote Outdoor Unit-Air-Source) | CVH825GKA2* |  |  | EA*4X48L24A*+WALLCON | *96CTN1202422A* | 24200 | 17 | 8.1 | 21000 | 16500 | 78.57% | 2.02 | 0 | 11 |  |  |  | No | R-410A | 2.0167 | Residential & Commercial | Ducted CEE Tier 1
210597008 | Central HP <5.4 tons | DAY & NIGHT | HRCU-A-CB (Split System: Heat Pump with Remote Outdoor Unit-Air-Source) | CVH825GKA2* |  |  | EN(A,D)4X48L24**+WALLCON | *95CSU0802120A* | 24200 | 17 | 8.1 | 21200 | 16600 | 78.3% | 2.02 | 0 | 11.5 |  |  |  | No | R-410A | 2.0167 | Residential & Commercial | Ducted CEE Tier 1
210597483 | Central HP <5.4 tons | DAY & NIGHT | HRCU-A-CB (Split System: Heat Pump with Remote Outdoor Unit-Air-Source) | CVH837GKA** |  |  | EA*4X61L24A*+WALLCON | *97CMN1202422A* | 33200 | 17.5 | 8.5 | 32000 | 25000 | 78.12% | 2 | 0 | 11.7 |  |  |  | No | R-410A | 2.7667 | Residential & Commercial | Ducted CEE Tier 1
211245593 | Central HP <5.4 tons | TEMPSTAR | HRCU-A-CB (Split System: Heat Pump with Remote Outdoor Unit-Air-Source) | DLCURAH24ABK |  |  | EN(A,D)4X36L21** | *80ES(N,L)0451712A* | 24000 | 16.5 | 8.1 | 26200 | 23000 | 87.79% | 1.9 | 0 | 10.5 |  |  |  | No | R-410A | 2 | Residential & Commercial | Ducted CEE Tier 1
211245364 | Central HP <5.4 tons | TEMPSTAR | HRCU-A-CB (Split System: Heat Pump with Remote Outdoor Unit-Air-Source) | DLCURAH24ABK |  |  | EN(A,D)4X36L21** | *95ESU0401712A* | 23600 | 16.5 | 8.1 | 26000 | 23600 | 90.77% | 1.96 | 0 | 10.5 |  |  |  | No | R-410A | 1.9667 | Residential & Commercial | Ducted CEE Tier 1
211245781 | Central HP <5.4 tons | TEMPSTAR | HRCU-A-CB (Split System: Heat Pump with Remote Outdoor Unit-Air-Source) | DLCURAH24ABK |  |  | EN(A,D)4X36L21** | OMV112K14A | 24200 | 16 | 8.1 | 26400 | 23000 | 87.12% | 1.88 | 0 | 10 |  |  |  | No | R-410A | 2.0167 | Residential & Commercial | Ducted CEE Tier 1
211245913 | Central HP <5.4 tons | TEMPSTAR | HRCU-A-CB (Split System: Heat Pump with Remote Outdoor Unit-Air-Source) | DLCURAH24ABK |  |  | FMA4X36**AL* |  | 25800 | 18 | 9 | 27600 | 21000 | 76.09% | 1.8 | 0 | 10.5 |  |  |  | No | R-410A | 2.15 | Residential & Commercial | Ducted CEE Tier 1
212523824 | Central HP <5.4 tons | LENNOX | HRCU-A-CB (Split System: Heat Pump with Remote Outdoor Unit-Air-Source) | SL25XPV-036-230A** |  |  | C35-48C+TDR+TXV | SLP98UH090XV48C* | 34000 | 22 | 8.8 | 35600 | 27400 | 76.97% | 1.82 | 0 | 13.4 |  |  |  | No | R-410A | 2.8333 | Residential & Commercial | Ducted CEE Tier 1
213194274 | Central HP <5.4 tons | LENNOX | HRCU-A-CB (Split System: Heat Pump with Remote Outdoor Unit-Air-Source) | SL25XPV-036-230A** |  |  | C35-50/60C+TDR+TXV | EL297UH110XV48C* | 33600 | 22 | 8.7 | 34400 | 26800 | 77.91% | 1.82 | 0 | 13.3 |  |  |  | No | R-410A | 2.8 | Residential & Commercial | Ducted CEE Tier 1
213194299 | Central HP <5.4 tons | LENNOX | HRCU-A-CB (Split System: Heat Pump with Remote Outdoor Unit-Air-Source) | SL25XPV-036-230A** |  |  | CX35-50/60C+TDR | EL297UH090XV36C* | 33600 | 22.2 | 8.7 | 34400 | 26800 | 77.91% | 1.8 | 0 | 13.3 |  |  |  | No | R-410A | 2.8 | Residential & Commercial | Ducted CEE Tier 1
204300270 | Central HP <5.4 tons | BRYANT HEATING AND COOLING SYSTEMS | HRCU-A-CB (Split System: Heat Pump with Remote Outdoor Unit-Air-Source) | 288BNV037*0**A* |  |  | CSPH*4212AL*+UI | 88*TA66135C24*** | 32600 | 17 | 8.1 | 33000 | 24800 | 75.15% | 1.96 | 11 | 11 |  |  |  | No | R-410A | 2.7167 | Residential & Commercial | Ducted CEE Tier 1
204300370 | Central HP <5.4 tons | BRYANT HEATING AND COOLING SYSTEMS | HRCU-A-CB (Split System: Heat Pump with Remote Outdoor Unit-Air-Source) | 288BNV037*0**A* |  |  | CSPH*4212AL*+UI | 986TC66100C21*** | 32600 | 16.5 | 8.1 | 33000 | 24800 | 75.15% | 1.96 | 12 | 11 |  |  |  | No | R-410A | 2.7167 | Residential & Commercial | Ducted CEE Tier 1
215937883 | Central HP <5.4 tons | TEMPSTAR | HRCU-A-CB (Split System: Heat Pump with Remote Outdoor Unit-Air-Source) | T5H3V48*K*AAA* |  |  | EVD5X48M24A*+WALLCON | *80CTL0702120B* | 44500 | 20 | 8.1 | 52500 | 38500 | 73.33% | 1.9 | 0 | 11 |  |  |  | No | R-454B | 3.7083 | Residential & Commercial | Ducted CEE Tier 1
215937983 | Central HP <5.4 tons | TEMPSTAR | HRCU-A-CB (Split System: Heat Pump with Remote Outdoor Unit-Air-Source) | T5H3V48*K*AAA* |  |  | EVD5X48M24A*+WALLCON | *96CTN1002122B* | 44500 | 20 | 8.1 | 52000 | 38000 | 73.08% | 1.9 | 0 | 11 |  |  |  | No | R-454B | 3.7083 | Residential & Commercial | Ducted CEE Tier 1
204299396 | Central HP <5.4 tons | BRYANT HEATING AND COOLING SYSTEMS | HRCU-A-CB (Split System: Heat Pump with Remote Outdoor Unit-Air-Source) | 288BNV037*0**A* |  |  | CAP**4824AL*+UI | 987MB66100C21*** | 32400 | 17.5 | 8.5 | 32600 | 24800 | 76.07% | 2 | 12 | 11.7 |  |  |  | No | R-410A | 2.7 | Residential & Commercial | Ducted CEE Tier 1
214239088 | Central HP <5.4 tons | COMFORTMAKER | HRCU-A-CB (Split System: Heat Pump with Remote Outdoor Unit-Air-Source) | CVH837GKA2* |  |  | EN(A,D,W)4X42L21**+WALLCON | *80CTL1102120B* | 31800 | 17 | 8.1 | 33000 | 24400 | 73.94% | 1.88 | 0 | 11 |  |  |  | No | R-410A | 2.65 | Residential & Commercial | Ducted CEE Tier 1
212362571 | Central HP <5.4 tons | GOETTL | HRCU-A-CB (Split System: Heat Pump with Remote Outdoor Unit-Air-Source) | ASZV903610A* |  |  | CA*F3743*6D*+TXV | A*VC961205DNB* | 33600 | 19 | 8.2 | 34000 | 24400 | 71.76% | 1.8 | 0 | 12 |  |  |  | No | R-410A | 2.8 | Residential & Commercial | Ducted CEE Tier 1
212362585 | Central HP <5.4 tons | GOETTL | HRCU-A-CB (Split System: Heat Pump with Remote Outdoor Unit-Air-Source) | ASZV903610A* |  |  | CHPF3642C6C*+TXV | A*VC960403BNB* | 33400 | 18 | 8.2 | 34000 | 24400 | 71.76% | 1.8 | 0 | 11 |  |  |  | No | R-410A | 2.7833 | Residential & Commercial | Ducted CEE Tier 1
212362605 | Central HP <5.4 tons | GOETTL | HRCU-A-CB (Split System: Heat Pump with Remote Outdoor Unit-Air-Source) | ASZV903610A* |  |  | CHPF3743C6B*+TXV | A*VS960603BUA* | 33400 | 18 | 8.2 | 34000 | 24400 | 71.76% | 1.8 | 0 | 11 |  |  |  | No | R-410A | 2.7833 | Residential & Commercial | Ducted CEE Tier 1
212362610 | Central HP <5.4 tons | GOETTL | HRCU-A-CB (Split System: Heat Pump with Remote Outdoor Unit-Air-Source) | ASZV903610A* |  |  | CHPF3743C6B*+TXV | A*VC961005CNB* | 33400 | 18 | 8.2 | 34000 | 24400 | 71.76% | 1.8 | 0 | 11 |  |  |  | No | R-410A | 2.7833 | Residential & Commercial | Ducted CEE Tier 1
212362627 | Central HP <5.4 tons | GOETTL | HRCU-A-CB (Split System: Heat Pump with Remote Outdoor Unit-Air-Source) | ASZV903610A* |  |  | CSCF3642N6D*+TXV | A*VC960804CNB* | 33800 | 18.5 | 8.2 | 34000 | 24400 | 71.76% | 1.8 | 0 | 11.5 |  |  |  | No | R-410A | 2.8167 | Residential & Commercial | Ducted CEE Tier 1
216571143 | Central HP <5.4 tons | AMERICAN STANDARD | HRCU-A-CB (Split System: Heat Pump with Remote Outdoor Unit-Air-Source) | 5A6V0X48A1 |  |  | 5TXCD010AS3 | *UHMC100CCV4+LRP | 45000 | 20 | 9.7 | 46500 | 33600 | 72.26% | 2.1 | 0 | 12 |  |  |  | No | R-454B | 3.75 | Residential & Commercial | Ducted CEE Tier 1
211264768 | Central HP <5.4 tons | HEIL | HRCU-A-CB (Split System: Heat Pump with Remote Outdoor Unit-Air-Source) | DLCURAH18ABK |  |  | FEM4P18**AL |  | 17400 | 16 | 8.5 | 18300 | 19400 | 106% | 2.34 | 0 | 10.5 |  |  |  | No | R-410A | 1.45 | Residential & Commercial | Ducted CEE Tier 1
211263493 | Central HP <5.4 tons | HEIL | HRCU-A-CB (Split System: Heat Pump with Remote Outdoor Unit-Air-Source) | DLCURAH18ABK |  |  | EN(A,D)4X24L17** | *80ES(N,L)0701412A* | 17500 | 16 | 8.5 | 18400 | 18800 | 102.2% | 2.26 | 0 | 11 |  |  |  | No | R-410A | 1.4583 | Residential & Commercial | Ducted CEE Tier 1
210597122 | Central HP <5.4 tons | DAY & NIGHT | HRCU-A-CB (Split System: Heat Pump with Remote Outdoor Unit-Air-Source) | CVH825GKA2* |  |  | EN(A,D,W)4X48L21**+WALLCON | *97CMN1002122A* | 24200 | 17 | 8.1 | 21400 | 16600 | 77.57% | 2.02 | 0 | 11.5 |  |  |  | No | R-410A | 2.0167 | Residential & Commercial | Ducted CEE Tier 1
214243030 | Central HP <5.4 tons | COMFORTMAKER | HRCU-A-CB (Split System: Heat Pump with Remote Outdoor Unit-Air-Source) | CVH825GKA2* |  |  | EN(A,D,W)4X42L21**+WALLCON | *97CMN0801714B* | 23600 | 16.5 | 8.1 | 21400 | 16700 | 78.04% | 1.96 | 0 | 11 |  |  |  | No | R-410A | 1.9667 | Residential & Commercial | Ducted CEE Tier 1
214243100 | Central HP <5.4 tons | COMFORTMAKER | HRCU-A-CB (Split System: Heat Pump with Remote Outdoor Unit-Air-Source) | CVH825GKA2* |  |  | EN(A,D,W)4X48L21**+WALLCON | *80CTL0901716B* | 24200 | 17 | 8.1 | 21200 | 16600 | 78.3% | 2.02 | 0 | 11 |  |  |  | No | R-410A | 2.0167 | Residential & Commercial | Ducted CEE Tier 1
210596900 | Central HP <5.4 tons | DAY & NIGHT | HRCU-A-CB (Split System: Heat Pump with Remote Outdoor Unit-Air-Source) | CVH825GKA2* |  |  | EHD4X42AAL+WALLCON | *80CTL0901716A* | 24200 | 16.5 | 8.1 | 21200 | 16500 | 77.83% | 2.02 | 0 | 11 |  |  |  | No | R-410A | 2.0167 | Residential & Commercial | Ducted CEE Tier 1
210596903 | Central HP <5.4 tons | DAY & NIGHT | HRCU-A-CB (Split System: Heat Pump with Remote Outdoor Unit-Air-Source) | CVH825GKA2* |  |  | EHD4X42AAL+WALLCON | *80CTL1352422A* | 24200 | 16 | 8.1 | 21400 | 16600 | 77.57% | 2 | 0 | 10.5 |  |  |  | No | R-410A | 2.0167 | Residential & Commercial | Ducted CEE Tier 1
215667102 | Central HP <5.4 tons | KEEPRITE | HRCU-A-CB (Split System: Heat Pump with Remote Outdoor Unit-Air-Source) | C5H0V24*K*AAA* |  |  | EA*5X24M17A*+WALLCON | *97CMN0801714B* | 22800 | 16.5 | 9 | 24000 | 16900 | 70.42% | 1.94 | 0 | 10 |  |  |  | No | R-454B | 1.9 | Residential & Commercial | Ducted CEE Tier 1
216571069 | Central HP <5.4 tons | AMERICAN STANDARD | HRCU-A-CB (Split System: Heat Pump with Remote Outdoor Unit-Air-Source) | 5A6V0X36A1 |  |  | 5TXCC009AS3 | S8V2C080M5PDB | 35600 | 20 | 9.4 | 31600 | 24600 | 77.85% | 2.2 | 0 | 12.7 |  |  |  | No | R-454B | 2.9667 | Residential & Commercial | Ducted CEE Tier 1
206771713 | Central HP <5.4 tons | HEIL | HRCU-A-CB (Split System: Heat Pump with Remote Outdoor Unit-Air-Source) | HVH837GKA2* |  |  | EA*4X43L21A*+WALLCON | *96CTN1002122A* | 33000 | 17.5 | 8.5 | 33000 | 25200 | 76.36% | 2 | 12 | 11.7 |  |  |  | No | R-410A | 2.75 | Residential & Commercial | Ducted CEE Tier 1
206772983 | Central HP <5.4 tons | HEIL | HRCU-A-CB (Split System: Heat Pump with Remote Outdoor Unit-Air-Source) | HVH837GKA2* |  |  | EHD4X48AAL+WALLCON | *96CTN1002122A* | 32600 | 17 | 8.1 | 33000 | 24800 | 75.15% | 1.98 | 12 | 11 |  |  |  | No | R-410A | 2.7167 | Residential & Commercial | Ducted CEE Tier 1
216571045 | Central HP <5.4 tons | AMERICAN STANDARD | HRCU-A-CB (Split System: Heat Pump with Remote Outdoor Unit-Air-Source) | 5A6V0X36A1 |  |  | 5TXCC005AS3 | *DHMC100CCV4+LRP | 32200 | 17.2 | 9.7 | 31200 | 24200 | 77.56% | 2.1 | 0 | 11.5 |  |  |  | No | R-454B | 2.6833 | Residential & Commercial | Ducted CEE Tier 1
215669707 | Central HP <5.4 tons | COMFORTMAKER | HRCU-A-CB (Split System: Heat Pump with Remote Outdoor Unit-Air-Source) | C5H0V36*K*AAA* |  |  | EA*5X61M24A*+WALLCON | *97CMN1002122B* | 35000 | 18.5 | 9 | 34400 | 24800 | 72.09% | 1.92 | 0 | 10.5 |  |  |  | No | R-454B | 2.9167 | Residential & Commercial | Ducted CEE Tier 1
215669079 | Central HP <5.4 tons | COMFORTMAKER | HRCU-A-CB (Split System: Heat Pump with Remote Outdoor Unit-Air-Source) | C5H0V36*K*AAA* |  |  | EA*5X43M21A*+WALLCON | *96CTN0801714B* | 34400 | 18 | 8.1 | 35400 | 25200 | 71.19% | 1.9 | 0 | 10 |  |  |  | No | R-454B | 2.8667 | Residential & Commercial | Ducted CEE Tier 1
210472841 | Central HP <5.4 tons | CARRIER | HRCU-A-CB (Split System: Heat Pump with Remote Outdoor Unit-Air-Source) | 25VNA825A*032* |  |  | CAP**4221AL*+UI | 58CU*A040C17**12 | 23800 | 17 | 8.1 | 21400 | 16600 | 77.57% | 1.96 | 0 | 11 |  |  |  | No | R-410A | 1.9833 | Residential & Commercial | Ducted CEE Tier 1
212362570 | Central HP <5.4 tons | GOETTL | HRCU-A-CB (Split System: Heat Pump with Remote Outdoor Unit-Air-Source) | ASZV903610A* |  |  | CA*F3743*6D*+TXV | A*VC961005CNB* | 33600 | 19 | 8.2 | 34000 | 24400 | 71.76% | 1.8 | 0 | 12 |  |  |  | No | R-410A | 2.8 | Residential & Commercial | Ducted CEE Tier 1
212362611 | Central HP <5.4 tons | GOETTL | HRCU-A-CB (Split System: Heat Pump with Remote Outdoor Unit-Air-Source) | ASZV903610A* |  |  | CHPF3743C6B*+TXV | A*VM970603BNB* | 33400 | 18 | 8.2 | 34000 | 24400 | 71.76% | 1.8 | 0 | 11 |  |  |  | No | R-410A | 2.7833 | Residential & Commercial | Ducted CEE Tier 1
212362613 | Central HP <5.4 tons | GOETTL | HRCU-A-CB (Split System: Heat Pump with Remote Outdoor Unit-Air-Source) | ASZV903610A* |  |  | CHPF3743C6B*+TXV | A*VM970804CNB* | 33400 | 18 | 8.2 | 34000 | 24400 | 71.76% | 1.8 | 0 | 11 |  |  |  | No | R-410A | 2.7833 | Residential & Commercial | Ducted CEE Tier 1
213075956 | Central HP <5.4 tons | TEMPSTAR | HRCU-A-CB (Split System: Heat Pump with Remote Outdoor Unit-Air-Source) | DLCURAH36ABK |  |  | EA*4X48L24A* | *95MSU1002120A* | 36000 | 16.5 | 8.5 | 38000 | 34800 | 91.58% | 2.04 | 0 | 10 |  |  |  | No | R-410A | 3 | Residential & Commercial | Ducted CEE Tier 1
212362563 | Central HP <5.4 tons | GOETTL | HRCU-A-CB (Split System: Heat Pump with Remote Outdoor Unit-Air-Source) | ASZV903610A* |  |  | CA*F3743*6D*+TXV | A*VC801005C*A* | 33600 | 19 | 8.2 | 34000 | 24400 | 71.76% | 1.8 | 0 | 12 |  |  |  | No | R-410A | 2.8 | Residential & Commercial | Ducted CEE Tier 1
212362629 | Central HP <5.4 tons | GOETTL | HRCU-A-CB (Split System: Heat Pump with Remote Outdoor Unit-Air-Source) | ASZV903610A* |  |  | CSCF3642N6D*+TXV | A*VC961005CNB* | 33800 | 18.5 | 8.2 | 34000 | 24400 | 71.76% | 1.8 | 0 | 11.5 |  |  |  | No | R-410A | 2.8167 | Residential & Commercial | Ducted CEE Tier 1
206773509 | Central HP <5.4 tons | BRYANT HEATING AND COOLING SYSTEMS | HRCU-A-CB (Split System: Heat Pump with Remote Outdoor Unit-Air-Source) | 288BNV037*0**B* |  |  | CAP**4821AL*+UI | 935CA66100C21*** | 32400 | 17.5 | 8.5 | 32600 | 24800 | 76.07% | 2 | 12 | 11.5 |  |  |  | No | R-410A | 2.7 | Residential & Commercial | Ducted CEE Tier 1
210472984 | Central HP <5.4 tons | CARRIER | HRCU-A-CB (Split System: Heat Pump with Remote Outdoor Unit-Air-Source) | 25VNA825A*032* |  |  | CAP**4224AL*+UI | 59CU5A080C21**20 | 23800 | 17 | 8.1 | 21400 | 16600 | 77.57% | 1.96 | 0 | 11 |  |  |  | No | R-410A | 1.9833 | Residential & Commercial | Ducted CEE Tier 1
210473050 | Central HP <5.4 tons | CARRIER | HRCU-A-CB (Split System: Heat Pump with Remote Outdoor Unit-Air-Source) | 25VNA825A*032* |  |  | CAP**4224AL*+UI | 59MN7B120C24**22 | 23800 | 16.5 | 8.1 | 21400 | 16700 | 78.04% | 1.96 | 0 | 11 |  |  |  | No | R-410A | 1.9833 | Residential & Commercial | Ducted CEE Tier 1
210473193 | Central HP <5.4 tons | CARRIER | HRCU-A-CB (Split System: Heat Pump with Remote Outdoor Unit-Air-Source) | 25VNA825A*032* |  |  | CAP**4321AL*+UI | 59MN7B060C17**14 | 24200 | 16.5 | 8.1 | 21200 | 16800 | 79.25% | 2 | 0 | 11 |  |  |  | No | R-410A | 2.0167 | Residential & Commercial | Ducted CEE Tier 1
210473336 | Central HP <5.4 tons | CARRIER | HRCU-A-CB (Split System: Heat Pump with Remote Outdoor Unit-Air-Source) | 25VNA825A*032* |  |  | CAP**4821AL*+UI | 58TN*A070C17**16 | 24000 | 17 | 8.1 | 21000 | 16600 | 79.05% | 2.02 | 0 | 11 |  |  |  | No | R-410A | 2 | Residential & Commercial | Ducted CEE Tier 1
215940017 | Central HP <5.4 tons | AIRQUEST | HRCU-A-CB (Split System: Heat Pump with Remote Outdoor Unit-Air-Source) | H5H3V36*K*AAA* |  |  | ESH5X42M12A*+WALLCON | *96CTN0802120B* | 33600 | 19 | 9 | 34800 | 26600 | 76.44% | 1.92 | 0 | 11.5 |  |  |  | No | R-454B | 2.8 | Residential & Commercial | Ducted CEE Tier 1
215940047 | Central HP <5.4 tons | AIRQUEST | HRCU-A-CB (Split System: Heat Pump with Remote Outdoor Unit-Air-Source) | H5H3V36*K*AAA* |  |  | ESH5X42M12A*+WALLCON | *97CTN0601716A* | 33200 | 18.5 | 9 | 35600 | 27200 | 76.4% | 1.92 | 0 | 10.5 |  |  |  | No | R-454B | 2.7667 | Residential & Commercial | Ducted CEE Tier 1
215940067 | Central HP <5.4 tons | AIRQUEST | HRCU-A-CB (Split System: Heat Pump with Remote Outdoor Unit-Air-Source) | H5H3V36*K*AAA* |  |  | ESH5X42M12A*+WALLCON | *97CTN0802120A* | 33600 | 19 | 9 | 34800 | 26600 | 76.44% | 1.92 | 0 | 11.5 |  |  |  | No | R-454B | 2.8 | Residential & Commercial | Ducted CEE Tier 1
215940117 | Central HP <5.4 tons | AIRQUEST | HRCU-A-CB (Split System: Heat Pump with Remote Outdoor Unit-Air-Source) | H5H3V36*K*AAA* |  |  | ESH5X48M12A*+WALLCON | *80CSU0601716B* | 33800 | 19.5 | 9 | 34600 | 26400 | 76.3% | 1.92 | 0 | 11.7 |  |  |  | No | R-454B | 2.8167 | Residential & Commercial | Ducted CEE Tier 1
212362785 | Central HP <5.4 tons | GOETTL | HRCU-A-CB (Split System: Heat Pump with Remote Outdoor Unit-Air-Source) | GSZV903610A* |  |  | CA*F3743*6D*+TXV | G*VM971005CNB* | 33200 | 19 | 8.2 | 33600 | 24400 | 72.62% | 1.8 | 0 | 12 |  |  |  | No | R-410A | 2.7667 | Residential & Commercial | Ducted CEE Tier 1
212362796 | Central HP <5.4 tons | GOETTL | HRCU-A-CB (Split System: Heat Pump with Remote Outdoor Unit-Air-Source) | GSZV903610A* |  |  | CHPF3642C6C*+TXV | G*VS960603BUA* | 33400 | 18 | 8.2 | 34000 | 24400 | 71.76% | 1.8 | 0 | 11 |  |  |  | No | R-410A | 2.7833 | Residential & Commercial | Ducted CEE Tier 1
212362805 | Central HP <5.4 tons | GOETTL | HRCU-A-CB (Split System: Heat Pump with Remote Outdoor Unit-Air-Source) | GSZV903610A* |  |  | CHPF3642C6C*+TXV | G*VM971005CNB* | 33400 | 18 | 8.2 | 34000 | 24400 | 71.76% | 1.8 | 0 | 11 |  |  |  | No | R-410A | 2.7833 | Residential & Commercial | Ducted CEE Tier 1
216571247 | Central HP <5.4 tons | AMERICAN STANDARD | HRCU-A-CB (Split System: Heat Pump with Remote Outdoor Unit-Air-Source) | 5A6V8X36A1 |  |  | 5PX*B006AS3 | S8V2B080M4PCB | 32800 | 18.1 | 8.5 | 33400 | 25800 | 77.25% | 2.1 | 0 | 10 |  |  |  | No | R-454B | 2.7333 | Residential & Commercial | Ducted CEE Tier 1
216571261 | Central HP <5.4 tons | AMERICAN STANDARD | HRCU-A-CB (Split System: Heat Pump with Remote Outdoor Unit-Air-Source) | 5A6V8X36A1 |  |  | 5PX*B006AS3 | L8V1A040U3VSB+LRP | 32400 | 18.1 | 8.5 | 33400 | 25800 | 77.25% | 2 | 0 | 10 |  |  |  | No | R-454B | 2.7 | Residential & Commercial | Ducted CEE Tier 1
211264093 | Central HP <5.4 tons | HEIL | HRCU-A-CB (Split System: Heat Pump with Remote Outdoor Unit-Air-Source) | DLCURAH18ABK |  |  | EN(A,D)4X30L17** | *80ESU0401712A* | 18600 | 16.5 | 8.5 | 19000 | 18200 | 95.79% | 2.2 | 0 | 11 |  |  |  | No | R-410A | 1.55 | Residential & Commercial | Ducted CEE Tier 1
204299107 | Central HP <5.4 tons | HEIL | HRCU-A-CB (Split System: Heat Pump with Remote Outdoor Unit-Air-Source) | HVH837GKA** |  |  | EA*4X42L24A*+WALLCON | *97CMN1002122A* | 31800 | 17.5 | 8.1 | 33000 | 24400 | 73.94% | 1.9 | 12 | 11.5 |  |  |  | No | R-410A | 2.65 | Residential & Commercial | Ducted CEE Tier 1
216571229 | Central HP <5.4 tons | AMERICAN STANDARD | HRCU-A-CB (Split System: Heat Pump with Remote Outdoor Unit-Air-Source) | 5A6V8X24A1 |  |  | 5TXCB003AS3 | S8V2B060M4PCB | 21400 | 18.1 | 8.5 | 24400 | 18900 | 77.46% | 2.2 | 0 | 11.5 |  |  |  | No | R-454B | 1.7833 | Residential & Commercial | Ducted CEE Tier 1
206767034 | Central HP <5.4 tons | HEIL | HRCU-A-CB (Split System: Heat Pump with Remote Outdoor Unit-Air-Source) | HVH825GKA3* |  |  | EHD4X36AAL+WALLCON | *80CTL0701412A* | 24000 | 16.5 | 8.1 | 21400 | 16600 | 77.57% | 2 | 11.5 | 11 |  |  |  | No | R-410A | 2 | Residential & Commercial | Ducted CEE Tier 1
206767079 | Central HP <5.4 tons | HEIL | HRCU-A-CB (Split System: Heat Pump with Remote Outdoor Unit-Air-Source) | HVH825GKA3* |  |  | EA*4X24L17A*+WALLCON | *80CSU0601716A* | 23200 | 16.5 | 8.1 | 22000 | 16800 | 76.36% | 1.88 | 11 | 10.5 |  |  |  | No | R-410A | 1.9333 | Residential & Commercial | Ducted CEE Tier 1
206765889 | Central HP <5.4 tons | HEIL | HRCU-A-CB (Split System: Heat Pump with Remote Outdoor Unit-Air-Source) | HVH825GKA3* |  |  | EA*4X37L17A*+WALLCON | *97CMN0601714A* | 24000 | 16 | 8.1 | 21600 | 16900 | 78.24% | 1.98 | 11 | 10.5 |  |  |  | No | R-410A | 2 | Residential & Commercial | Ducted CEE Tier 1
204300301 | Central HP <5.4 tons | HEIL | HRCU-A-CB (Split System: Heat Pump with Remote Outdoor Unit-Air-Source) | HVH837GKA** |  |  | EHD4X42AAL+WALLCON | *96CTN1202422A* | 32600 | 17 | 8.1 | 33000 | 24800 | 75.15% | 1.96 | 11 | 11 |  |  |  | No | R-410A | 2.7167 | Residential & Commercial | Ducted CEE Tier 1
204300351 | Central HP <5.4 tons | HEIL | HRCU-A-CB (Split System: Heat Pump with Remote Outdoor Unit-Air-Source) | HVH837GKA** |  |  | EHD4X42AAL+WALLCON | *97CMN1202422A* | 32400 | 16.5 | 8.1 | 33200 | 25000 | 75.3% | 1.96 | 11.5 | 11 |  |  |  | No | R-410A | 2.7 | Residential & Commercial | Ducted CEE Tier 1
206135754 | Central HP <5.4 tons | HEIL | HRCU-A-CB (Split System: Heat Pump with Remote Outdoor Unit-Air-Source) | HVH837GKA** |  |  | EA*4X43L21A*+WALLCON | *80CSU1002120A* | 32800 | 17 | 8.5 | 33000 | 25200 | 76.36% | 1.98 | 12 | 11 |  |  |  | No | R-410A | 2.7333 | Residential & Commercial | Ducted CEE Tier 1
206135924 | Central HP <5.4 tons | HEIL | HRCU-A-CB (Split System: Heat Pump with Remote Outdoor Unit-Air-Source) | HVH837GKA** |  |  | EN(A,D,W)4X48L21**+WALLCON | *80CSU1002120A* | 32400 | 17 | 8.1 | 33000 | 24800 | 75.15% | 1.94 | 12.2 | 11.5 |  |  |  | No | R-410A | 2.7 | Residential & Commercial | Ducted CEE Tier 1
204299807 | Central HP <5.4 tons | HEIL | HRCU-A-CB (Split System: Heat Pump with Remote Outdoor Unit-Air-Source) | HVH837GKA** |  |  | EN(A,D,W)4X48L21**+WALLCON | *97CMN1002122A* | 32400 | 17.5 | 8.1 | 33000 | 24800 | 75.15% | 1.96 | 12 | 11.7 |  |  |  | No | R-410A | 2.7 | Residential & Commercial | Ducted CEE Tier 1
204299287 | Central HP <5.4 tons | HEIL | HRCU-A-CB (Split System: Heat Pump with Remote Outdoor Unit-Air-Source) | HVH837GKA** |  |  | EA*4X48L21A*+WALLCON | *97CMN1002122A* | 32400 | 17.5 | 8.5 | 32600 | 25000 | 76.69% | 1.98 | 12 | 11.7 |  |  |  | No | R-410A | 2.7 | Residential & Commercial | Ducted CEE Tier 1
204300491 | Central HP <5.4 tons | HEIL | HRCU-A-CB (Split System: Heat Pump with Remote Outdoor Unit-Air-Source) | HVH837GKA** |  |  | EHD4X48AAL+WALLCON | *96CTN1202422A* | 32600 | 17 | 8.1 | 33000 | 24800 | 75.15% | 1.98 | 11 | 11 |  |  |  | No | R-410A | 2.7167 | Residential & Commercial | Ducted CEE Tier 1
204300300 | Central HP <5.4 tons | BRYANT HEATING AND COOLING SYSTEMS | HRCU-A-CB (Split System: Heat Pump with Remote Outdoor Unit-Air-Source) | 288BNV037*0**A* |  |  | CSPH*4212AL*+UI | 986TC66120C24*** | 32600 | 17 | 8.1 | 33000 | 24800 | 75.15% | 1.96 | 11 | 11 |  |  |  | No | R-410A | 2.7167 | Residential & Commercial | Ducted CEE Tier 1
207252269 | Central HP <5.4 tons | TRANE | HRCU-A-CB (Split System: Heat Pump with Remote Outdoor Unit-Air-Source) | 4TWA7048A4 |  |  | 4PX*DU48BS3 | L8V1C100U5VSA | 45500 | 17 | 8.1 | 47500 | 45500 | 95.79% | 3.4 | 12.5 | 12 |  |  |  | No | R-410A | 3.7917 | Residential & Commercial | Ducted CEE Tier 1
211264964 | Central HP <5.4 tons | BRYANT HEATING AND COOLING SYSTEMS | HRCU-A-CB (Split System: Heat Pump with Remote Outdoor Unit-Air-Source) | 38MURAQ18AB3* |  |  | FM(C,U)4Z18**AL* |  | 17800 | 17 | 9 | 18700 | 19800 | 105.9% | 2.4 | 0 | 11 |  |  |  | No | R-410A | 1.4833 | Residential & Commercial | Ducted CEE Tier 1
211264650 | Central HP <5.4 tons | BRYANT HEATING AND COOLING SYSTEMS | HRCU-A-CB (Split System: Heat Pump with Remote Outdoor Unit-Air-Source) | 38MURAQ18AB3* |  |  | CNPV*3017AL* | 83*SA48060E17*** | 18700 | 16.5 | 8.5 | 19200 | 18200 | 94.79% | 2.2 | 0 | 11 |  |  |  | No | R-410A | 1.5583 | Residential & Commercial | Ducted CEE Tier 1
215670471 | Central HP <5.4 tons | COMFORTMAKER | HRCU-A-CB (Split System: Heat Pump with Remote Outdoor Unit-Air-Source) | C5H0V36*K*AAA* |  |  | ESH5X60M12A*+WALLCON | *80CTL1352422B* | 34600 | 17 | 8.5 | 34600 | 24800 | 71.68% | 1.92 | 0 | 10 |  |  |  | No | R-454B | 2.8833 | Residential & Commercial | Ducted CEE Tier 1
205751008 | Central HP <5.4 tons | TEMPSTAR | HRCU-A-CB (Split System: Heat Pump with Remote Outdoor Unit-Air-Source) | TVH837GKA** |  |  | EA*4X37L21A*+WALLCON | *80CTL0701716A* | 32800 | 17.5 | 8.5 | 33000 | 25200 | 76.36% | 1.98 | 11 | 11.5 |  |  |  | No | R-410A | 2.7333 | Residential & Commercial | Ducted CEE Tier 1
205751144 | Central HP <5.4 tons | TEMPSTAR | HRCU-A-CB (Split System: Heat Pump with Remote Outdoor Unit-Air-Source) | TVH837GKA** |  |  | EA*4X43L21A*+WALLCON | *80CTL0902120A* | 32800 | 17.5 | 8.5 | 33000 | 25200 | 76.36% | 2 | 12 | 11.7 |  |  |  | No | R-410A | 2.7333 | Residential & Commercial | Ducted CEE Tier 1
206765880 | Central HP <5.4 tons | HEIL | HRCU-A-CB (Split System: Heat Pump with Remote Outdoor Unit-Air-Source) | HVH825GKA3* |  |  | EA*4X37L17A*+WALLCON | *96CTN0801714A* | 24200 | 16.5 | 8.1 | 21400 | 16700 | 78.04% | 1.98 | 11.5 | 11 |  |  |  | No | R-410A | 2.0167 | Residential & Commercial | Ducted CEE Tier 1
206767043 | Central HP <5.4 tons | HEIL | HRCU-A-CB (Split System: Heat Pump with Remote Outdoor Unit-Air-Source) | HVH825GKA3* |  |  | EHD4X36AAL+WALLCON | *80CTL0901716A* | 24200 | 16.5 | 8.1 | 21400 | 16600 | 77.57% | 2 | 11 | 11 |  |  |  | No | R-410A | 2.0167 | Residential & Commercial | Ducted CEE Tier 1
212984215 | Central HP <5.4 tons | TEMPSTAR | HRCU-A-CB (Split System: Heat Pump with Remote Outdoor Unit-Air-Source) | DLCURAH18ABK |  |  | EN(A,D)4X24L17** | *92MSN0601714A* | 17500 | 16 | 8.5 | 18500 | 19200 | 103.8% | 2.3 | 0 | 10.5 |  |  |  | No | R-410A | 1.4583 | Residential & Commercial | Ducted CEE Tier 1
206765511 | Central HP <5.4 tons | HEIL | HRCU-A-CB (Split System: Heat Pump with Remote Outdoor Unit-Air-Source) | HVH825GKA3* |  |  | EA*4X25L17A*+WALLCON | *96CTN0601714A* | 24200 | 16.5 | 8.1 | 21400 | 16700 | 78.04% | 2 | 11 | 11 |  |  |  | No | R-410A | 2.0167 | Residential & Commercial | Ducted CEE Tier 1
206771137 | Central HP <5.4 tons | HEIL | HRCU-A-CB (Split System: Heat Pump with Remote Outdoor Unit-Air-Source) | HVH837GKA2* |  |  | EA*4X36L21A*+WALLCON | *96CTN1002122A* | 31600 | 17 | 8.1 | 33200 | 24200 | 72.89% | 1.86 | 11 | 11 |  |  |  | No | R-410A | 2.6333 | Residential & Commercial | Ducted CEE Tier 1
206771164 | Central HP <5.4 tons | HEIL | HRCU-A-CB (Split System: Heat Pump with Remote Outdoor Unit-Air-Source) | HVH837GKA2* |  |  | EA*4X36L21A*+WALLCON | *97CMN0602120A* | 31400 | 17 | 8.1 | 33600 | 24600 | 73.21% | 1.84 | 11 | 11 |  |  |  | No | R-410A | 2.6167 | Residential & Commercial | Ducted CEE Tier 1
206771407 | Central HP <5.4 tons | HEIL | HRCU-A-CB (Split System: Heat Pump with Remote Outdoor Unit-Air-Source) | HVH837GKA2* |  |  | EA*4X42L21A*+WALLCON | *80CTL0902120A* | 31800 | 17.5 | 8.1 | 33200 | 24400 | 73.49% | 1.9 | 11 | 11.5 |  |  |  | No | R-410A | 2.65 | Residential & Commercial | Ducted CEE Tier 1
206772893 | Central HP <5.4 tons | HEIL | HRCU-A-CB (Split System: Heat Pump with Remote Outdoor Unit-Air-Source) | HVH837GKA2* |  |  | EHD4X48AAL+WALLCON | *80CTL1352422A* | 32600 | 17 | 8.1 | 33000 | 24800 | 75.15% | 1.98 | 11 | 11 |  |  |  | No | R-410A | 2.7167 | Residential & Commercial | Ducted CEE Tier 1
206773661 | Central HP <5.4 tons | HEIL | HRCU-A-CB (Split System: Heat Pump with Remote Outdoor Unit-Air-Source) | HVH837GKA2* |  |  | EHD4X42AAL+WALLCON | *95CSU1002122A* | 32600 | 17 | 8.1 | 33000 | 24800 | 75.15% | 1.96 | 11.5 | 11 |  |  |  | No | R-410A | 2.7167 | Residential & Commercial | Ducted CEE Tier 1
213076124 | Central HP <5.4 tons | TEMPSTAR | HRCU-A-CB (Split System: Heat Pump with Remote Outdoor Unit-Air-Source) | DLCURAH24ABK |  |  | EN(A,D)4X36L21** | *95MSU1002120A* | 23800 | 17 | 8.5 | 26400 | 24000 | 90.91% | 2 | 0 | 10.5 |  |  |  | No | R-410A | 1.9833 | Residential & Commercial | Ducted CEE Tier 1
210471155 | Central HP <5.4 tons | CARRIER | HRCU-A-CB (Split System: Heat Pump with Remote Outdoor Unit-Air-Source) | 25VNA837A*031* |  |  | CSPH*6012AL*+UI | 58CU*A100C21**20 | 32800 | 16.5 | 8.1 | 32200 | 24800 | 77.02% | 1.98 | 0 | 11 |  |  |  | No | R-410A | 2.7333 | Residential & Commercial | Ducted CEE Tier 1
206767497 | Central HP <5.4 tons | BRYANT HEATING AND COOLING SYSTEMS | HRCU-A-CB (Split System: Heat Pump with Remote Outdoor Unit-Air-Source) | 288BNV025*0**C* |  |  | CAP**3621AL*+UI | 935CA48060C17*** | 23600 | 16.5 | 8.1 | 21600 | 16700 | 77.31% | 1.92 | 11 | 10.5 |  |  |  | No | R-410A | 1.9667 | Residential & Commercial | Ducted CEE Tier 1
210470363 | Central HP <5.4 tons | CARRIER | HRCU-A-CB (Split System: Heat Pump with Remote Outdoor Unit-Air-Source) | 25VNA837A*031* |  |  | CAP**6024AL*+UI | 59MN7B060C21**20 | 32600 | 17 | 8.1 | 32200 | 25000 | 77.64% | 1.96 | 0 | 11.5 |  |  |  | No | R-410A | 2.7167 | Residential & Commercial | Ducted CEE Tier 1
210470462 | Central HP <5.4 tons | CARRIER | HRCU-A-CB (Split System: Heat Pump with Remote Outdoor Unit-Air-Source) | 25VNA837A*031* |  |  | CAP**6121AL*+UI | 59MN7B100C21**22 | 33200 | 17.5 | 8.5 | 32000 | 24800 | 77.5% | 2 | 0 | 12 |  |  |  | No | R-410A | 2.7667 | Residential & Commercial | Ducted CEE Tier 1
215939687 | Central HP <5.4 tons | AIRQUEST | HRCU-A-CB (Split System: Heat Pump with Remote Outdoor Unit-Air-Source) | H5H3V36*K*AAA* |  |  | EA*5X42M21A*+WALLCON | *97CTN0801716A* | 32400 | 19.5 | 9.5 | 35200 | 27200 | 77.27% | 2 | 0 | 11 |  |  |  | No | R-454B | 2.7 | Residential & Commercial | Ducted CEE Tier 1
215939717 | Central HP <5.4 tons | AIRQUEST | HRCU-A-CB (Split System: Heat Pump with Remote Outdoor Unit-Air-Source) | H5H3V36*K*AAA* |  |  | EA*5X48M21A*+WALLCON | *96CTN0802120B* | 33400 | 20 | 9.5 | 34600 | 26400 | 76.3% | 2.04 | 0 | 11.5 |  |  |  | No | R-454B | 2.7833 | Residential & Commercial | Ducted CEE Tier 1
206788860 | Central HP <5.4 tons | CARRIER | HRCU-A-CB (Split System: Heat Pump with Remote Outdoor Unit-Air-Source) | 25VNA436A*031* |  |  | CNPV*4221AL*+UI | 59CU5A080C21**20 | 33200 | 19 | 9 | 35200 | 26600 | 75.57% | 2 | 12.5 | 12 |  |  |  | No | R-410A | 2.7667 | Residential & Commercial | Ducted CEE Tier 1
210720647 | Central HP <5.4 tons | CARRIER | HRCU-A-CB (Split System: Heat Pump with Remote Outdoor Unit-Air-Source) | 25VNA436A*031* |  |  | CAP**6121AL*+UI | 58CU*A040C17**12 | 34400 | 20 | 9 | 34600 | 25200 | 72.83% | 2 | 0 | 12 |  |  |  | No | R-410A | 2.8667 | Residential & Commercial | Ducted CEE Tier 1
206771118 | Central HP <5.4 tons | BRYANT HEATING AND COOLING SYSTEMS | HRCU-A-CB (Split System: Heat Pump with Remote Outdoor Unit-Air-Source) | 288BNV037*0**B* |  |  | CAP**3621AL*+UI | 987MB66100C21*** | 31600 | 17 | 8.1 | 33200 | 24200 | 72.89% | 1.86 | 11.5 | 11 |  |  |  | No | R-410A | 2.6333 | Residential & Commercial | Ducted CEE Tier 1
206773669 | Central HP <5.4 tons | BRYANT HEATING AND COOLING SYSTEMS | HRCU-A-CB (Split System: Heat Pump with Remote Outdoor Unit-Air-Source) | 288BNV037*0**B* |  |  | CSPH*4812AL*+UI | 935CA60080C21*** | 32600 | 17 | 8.1 | 33000 | 24800 | 75.15% | 1.98 | 11.5 | 11 |  |  |  | No | R-410A | 2.7167 | Residential & Commercial | Ducted CEE Tier 1
210720695 | Central HP <5.4 tons | CARRIER | HRCU-A-CB (Split System: Heat Pump with Remote Outdoor Unit-Air-Source) | 25VNA436A*031* |  |  | CSPH*6012AL*+UI | 59CU5A060C17**16 | 34200 | 18.5 | 9 | 35000 | 25600 | 73.14% | 2.02 | 0 | 11.7 |  |  |  | No | R-410A | 2.85 | Residential & Commercial | Ducted CEE Tier 1
210720667 | Central HP <5.4 tons | CARRIER | HRCU-A-CB (Split System: Heat Pump with Remote Outdoor Unit-Air-Source) | 25VNA436A*031* |  |  | CNPV*4221AL*+UI | 58CU*A060C17**16 | 33000 | 19 | 9 | 35400 | 26600 | 75.14% | 1.96 | 0 | 11.7 |  |  |  | No | R-410A | 2.75 | Residential & Commercial | Ducted CEE Tier 1
215939817 | Central HP <5.4 tons | AIRQUEST | HRCU-A-CB (Split System: Heat Pump with Remote Outdoor Unit-Air-Source) | H5H3V36*K*AAA* |  |  | EA*5X60M24A*+WALLCON | *97CTN1202422A* | 34000 | 20.5 | 9.5 | 34000 | 26000 | 76.47% | 2.06 | 0 | 12 |  |  |  | No | R-454B | 2.8333 | Residential & Commercial | Ducted CEE Tier 1
215939887 | Central HP <5.4 tons | AIRQUEST | HRCU-A-CB (Split System: Heat Pump with Remote Outdoor Unit-Air-Source) | H5H3V36*K*AAA* |  |  | EA*5X61M21A*+WALLCON | *97CTN1002122A* | 34400 | 20.5 | 9.5 | 34200 | 26000 | 76.02% | 2.06 | 0 | 12 |  |  |  | No | R-454B | 2.8667 | Residential & Commercial | Ducted CEE Tier 1
215940237 | Central HP <5.4 tons | AIRQUEST | HRCU-A-CB (Split System: Heat Pump with Remote Outdoor Unit-Air-Source) | H5H3V36*K*AAA* |  |  | ESH5X60M12A*+WALLCON | *97CTN1002122A* | 34200 | 19.5 | 9 | 34200 | 26000 | 76.02% | 1.94 | 0 | 11.7 |  |  |  | No | R-454B | 2.85 | Residential & Commercial | Ducted CEE Tier 1
215940437 | Central HP <5.4 tons | AIRQUEST | HRCU-A-CB (Split System: Heat Pump with Remote Outdoor Unit-Air-Source) | H5H3V36*K*AAA* |  |  | EVM5X60M21A*+WALLCON | *97CTN0801716A* | 35400 | 21 | 8.5 | 38500 | 29000 | 75.32% | 2.02 | 0 | 12 |  |  |  | No | R-454B | 2.95 | Residential & Commercial | Ducted CEE Tier 1
215940487 | Central HP <5.4 tons | AIRQUEST | HRCU-A-CB (Split System: Heat Pump with Remote Outdoor Unit-Air-Source) | H5H3V36*K*AAA* |  |  | EVM5X60M24A*+WALLCON | *97CTN1002122A* | 35600 | 22 | 8.5 | 38000 | 28400 | 74.74% | 2.04 | 0 | 12.5 |  |  |  | No | R-454B | 2.9667 | Residential & Commercial | Ducted CEE Tier 1
214242790 | Central HP <5.4 tons | COMFORTMAKER | HRCU-A-CB (Split System: Heat Pump with Remote Outdoor Unit-Air-Source) | CVH825GKA2* |  |  | EN(A,D)4X36L21**+WALLCON | *95CSU0601716B* | 23400 | 16.5 | 8.1 | 21600 | 16700 | 77.31% | 1.92 | 0 | 10.5 |  |  |  | No | R-410A | 1.95 | Residential & Commercial | Ducted CEE Tier 1
214242940 | Central HP <5.4 tons | COMFORTMAKER | HRCU-A-CB (Split System: Heat Pump with Remote Outdoor Unit-Air-Source) | CVH825GKA2* |  |  | END4X42L17**+WALLCON | *96CTN0601714B* | 23800 | 16.5 | 8.1 | 21400 | 16700 | 78.04% | 1.98 | 0 | 11 |  |  |  | No | R-410A | 1.9833 | Residential & Commercial | Ducted CEE Tier 1
214243140 | Central HP <5.4 tons | COMFORTMAKER | HRCU-A-CB (Split System: Heat Pump with Remote Outdoor Unit-Air-Source) | CVH825GKA2* |  |  | EN(A,D,W)4X48L21**+WALLCON | *97CMN0601714B* | 24000 | 16.5 | 8.1 | 21400 | 16700 | 78.04% | 2 | 0 | 11 |  |  |  | No | R-410A | 2 | Residential & Commercial | Ducted CEE Tier 1
212989511 | Central HP <5.4 tons | TEMPSTAR | HRCU-A-CB (Split System: Heat Pump with Remote Outdoor Unit-Air-Source) | DLCURAH36ABK |  |  | EA*4X48L24A* | *95MSU0802120A* | 35600 | 16.5 | 8.5 | 37800 | 34600 | 91.53% | 2.02 | 0 | 10 |  |  |  | No | R-410A | 2.9667 | Residential & Commercial | Ducted CEE Tier 1
216453210 | Central HP <5.4 tons | AMERICAN STANDARD | HRCU-A-CB (Split System: Heat Pump with Remote Outdoor Unit-Air-Source) | 5A6V0X48A1 |  |  | 5TXCD010AS3 | S8V2C100M5PDB | 45500 | 20 | 9.7 | 47000 | 33800 | 71.91% | 2.1 | 0 | 12 |  |  |  | No | R-454B | 3.7917 | Residential & Commercial | Ducted CEE Tier 1
214238958 | Central HP <5.4 tons | COMFORTMAKER | HRCU-A-CB (Split System: Heat Pump with Remote Outdoor Unit-Air-Source) | CVH837GKA2* |  |  | END4X42L17**+WALLCON | *80CTL0451712B* | 31800 | 16.5 | 8.1 | 33400 | 25000 | 74.85% | 1.86 | 0 | 11 |  |  |  | No | R-410A | 2.65 | Residential & Commercial | Ducted CEE Tier 1
214239158 | Central HP <5.4 tons | COMFORTMAKER | HRCU-A-CB (Split System: Heat Pump with Remote Outdoor Unit-Air-Source) | CVH837GKA2* |  |  | EN(A,D,W)4X42L21**+WALLCON | *96CTN1002122B* | 31800 | 16.5 | 8.1 | 33000 | 24400 | 73.94% | 1.88 | 0 | 11 |  |  |  | No | R-410A | 2.65 | Residential & Commercial | Ducted CEE Tier 1
214239208 | Central HP <5.4 tons | COMFORTMAKER | HRCU-A-CB (Split System: Heat Pump with Remote Outdoor Unit-Air-Source) | CVH837GKA2* |  |  | EN(A,D,W)4X48L21**+WALLCON | *80CTL1102120B* | 32400 | 17 | 8.1 | 32600 | 24600 | 75.46% | 1.96 | 0 | 11.5 |  |  |  | No | R-410A | 2.7 | Residential & Commercial | Ducted CEE Tier 1
212362595 | Central HP <5.4 tons | GOETTL | HRCU-A-CB (Split System: Heat Pump with Remote Outdoor Unit-Air-Source) | ASZV903610A* |  |  | CHPF3642C6C*+TXV | A*VM971005CNB* | 33400 | 18 | 8.2 | 34000 | 24400 | 71.76% | 1.8 | 0 | 11 |  |  |  | No | R-410A | 2.7833 | Residential & Commercial | Ducted CEE Tier 1
206790593 | Central HP <5.4 tons | BRYANT HEATING AND COOLING SYSTEMS | HRCU-A-CB (Split System: Heat Pump with Remote Outdoor Unit-Air-Source) | 284ANV048*0**B* |  |  | CAP**6121AL*+UI | 88*TA60090C21*** | 45500 | 21.5 | 9.5 | 46000 | 36400 | 79.13% | 2.36 | 12.5 | 12 |  |  |  | No | R-410A | 3.7917 | Residential & Commercial | Ducted CEE Tier 1
212290975 | Central HP <5.4 tons | GOETTL | HRCU-A-CB (Split System: Heat Pump with Remote Outdoor Unit-Air-Source) | ASZS601810A* |  |  | CA*EA2422*4A* | A*VM970804CNB* | 16600 | 17.5 | 8.5 | 17400 | 13000 | 74.71% | 2.1 | 0 | 10.9 |  |  |  | No | R-410A | 1.3833 | Residential & Commercial | Ducted CEE Tier 1
212290977 | Central HP <5.4 tons | GOETTL | HRCU-A-CB (Split System: Heat Pump with Remote Outdoor Unit-Air-Source) | ASZS601810A* |  |  | CA*EA1818*4A*+MBVC1600**-1A* |  | 16600 | 17.5 | 8.5 | 17400 | 13000 | 74.71% | 2.1 | 0 | 10.9 |  |  |  | No | R-410A | 1.3833 | Residential & Commercial | Ducted CEE Tier 1
210470808 | Central HP <5.4 tons | TEMPSTAR | HRCU-A-CB (Split System: Heat Pump with Remote Outdoor Unit-Air-Source) | TVH837GKA2* |  |  | EN(A,D,W)4X48L21**+WALLCON | *80CSU0401712A* | 32400 | 17.5 | 8.1 | 33000 | 24800 | 75.15% | 1.94 | 0 | 11.7 |  |  |  | No | R-410A | 2.7 | Residential & Commercial | Ducted CEE Tier 1
210720699 | Central HP <5.4 tons | CARRIER | HRCU-A-CB (Split System: Heat Pump with Remote Outdoor Unit-Air-Source) | 25VNA436A*031* |  |  | CSPH*6012AL*+UI | 59CU5A100C21**22 | 34600 | 19 | 9 | 34600 | 25200 | 72.83% | 2.04 | 0 | 12 |  |  |  | No | R-410A | 2.8833 | Residential & Commercial | Ducted CEE Tier 1
206788897 | Central HP <5.4 tons | CARRIER | HRCU-A-CB (Split System: Heat Pump with Remote Outdoor Unit-Air-Source) | 25VNA436A*031* |  |  | CSPH*4812AL*+UI | 58TN*A070C14**12 | 34000 | 19 | 9 | 35200 | 26000 | 73.86% | 2.04 | 12 | 11.7 |  |  |  | No | R-410A | 2.8333 | Residential & Commercial | Ducted CEE Tier 1
210720653 | Central HP <5.4 tons | CARRIER | HRCU-A-CB (Split System: Heat Pump with Remote Outdoor Unit-Air-Source) | 25VNA436A*031* |  |  | CAP**6121AL*+UI | 59CU5A060C17**16 | 34600 | 19.5 | 9 | 34800 | 25400 | 72.99% | 2 | 0 | 11.7 |  |  |  | No | R-410A | 2.8833 | Residential & Commercial | Ducted CEE Tier 1
210720687 | Central HP <5.4 tons | CARRIER | HRCU-A-CB (Split System: Heat Pump with Remote Outdoor Unit-Air-Source) | 25VNA436A*031* |  |  | CNPV*6024AL*+UI | 59CU5A100C21**22 | 34400 | 20.5 | 9 | 34800 | 25400 | 72.99% | 2.04 | 0 | 12.5 |  |  |  | No | R-410A | 2.8667 | Residential & Commercial | Ducted CEE Tier 1
215939977 | Central HP <5.4 tons | AIRQUEST | HRCU-A-CB (Split System: Heat Pump with Remote Outdoor Unit-Air-Source) | H5H3V36*K*AAA* |  |  | ESH5X36M12A*+WALLCON | *97CTN0801716A* | 33000 | 18.5 | 9 | 35400 | 27200 | 76.84% | 1.92 | 0 | 10.5 |  |  |  | No | R-454B | 2.75 | Residential & Commercial | Ducted CEE Tier 1
206766862 | Central HP <5.4 tons | BRYANT HEATING AND COOLING SYSTEMS | HRCU-A-CB (Split System: Heat Pump with Remote Outdoor Unit-Air-Source) | 288BNV025*0**C* |  |  | CSPH*3012AL*+UI | 88*TA36070C14*** | 23800 | 16 | 8.1 | 21800 | 16700 | 76.61% | 1.98 | 11 | 10.5 |  |  |  | No | R-410A | 1.9833 | Residential & Commercial | Ducted CEE Tier 1
206767150 | Central HP <5.4 tons | BRYANT HEATING AND COOLING SYSTEMS | HRCU-A-CB (Split System: Heat Pump with Remote Outdoor Unit-Air-Source) | 288BNV025*0**C* |  |  | CAP**3621AL*+UI | 83*CA48060C17*** | 23600 | 16.5 | 8.1 | 21400 | 16600 | 77.57% | 1.94 | 11.5 | 10.5 |  |  |  | No | R-410A | 1.9667 | Residential & Commercial | Ducted CEE Tier 1
215942373 | Central HP <5.4 tons | AIRQUEST | HRCU-A-CB (Split System: Heat Pump with Remote Outdoor Unit-Air-Source) | H5H3V36*K*AAA* |  |  | EVM5X44M21A*+WALLCON | *96CTN0601714B* | 35200 | 21 | 8.5 | 37400 | 28000 | 74.87% | 2.06 | 0 | 11.7 |  |  |  | No | R-454B | 2.9333 | Residential & Commercial | Ducted CEE Tier 1
210470973 | Central HP <5.4 tons | TEMPSTAR | HRCU-A-CB (Split System: Heat Pump with Remote Outdoor Unit-Air-Source) | TVH837GKA2* |  |  | EN(A,D,W)4X60L24**+WALLCON | *97CMN1202422A* | 32800 | 17.5 | 8.1 | 32200 | 24800 | 77.02% | 1.96 | 0 | 11.7 |  |  |  | No | R-410A | 2.7333 | Residential & Commercial | Ducted CEE Tier 1
210720643 | Central HP <5.4 tons | CARRIER | HRCU-A-CB (Split System: Heat Pump with Remote Outdoor Unit-Air-Source) | 25VNA436A*031* |  |  | CAP**6024AL*+UI | 59CU5A080C21**20 | 34400 | 19.5 | 9 | 34400 | 25200 | 73.26% | 2.02 | 0 | 12 |  |  |  | No | R-410A | 2.8667 | Residential & Commercial | Ducted CEE Tier 1
210720677 | Central HP <5.4 tons | CARRIER | HRCU-A-CB (Split System: Heat Pump with Remote Outdoor Unit-Air-Source) | 25VNA436A*031* |  |  | CNPV*4824AL*+UI | 58CU*A100C21**20 | 33800 | 19 | 9 | 35200 | 26000 | 73.86% | 2.02 | 0 | 12 |  |  |  | No | R-410A | 2.8167 | Residential & Commercial | Ducted CEE Tier 1
214728354 | Central HP <5.4 tons | YORK | HRCU-A-CB (Split System: Heat Pump with Remote Outdoor Unit-Air-Source) | HH836E2S11 |  |  | CTU36B5XDS1+TXV | TM9E080B12MP12 | 33600 | 18 | 8.5 | 31800 | 26000 | 81.76% | 2 | 0 | 11 |  |  |  | No | R-454B | 2.8 | Residential & Commercial | Ducted CEE Tier 1
211377565 | Central HP <5.4 tons | YORK | HRCU-A-CB (Split System: Heat Pump with Remote Outdoor Unit-Air-Source) | HMH72B341 |  |  | XAFC36DXXN1+TXV | TP9C080C16MP13 | 34000 | 17.5 | 8.1 | 33800 | 23800 | 70.41% | 2.08 | 0 | 10 |  |  |  | No | R-410A | 2.8333 | Residential & Commercial | Ducted CEE Tier 1
207252288 | Central HP <5.4 tons | AMERICAN STANDARD | HRCU-A-CB (Split System: Heat Pump with Remote Outdoor Unit-Air-Source) | 4A6C7048A3 |  |  | 4TXCC009DS3 | L8V1C100U5VSA | 48000 | 17 | 8.1 | 48500 | 48000 | 98.97% | 3.6 | 12.5 | 12 |  |  |  | No | R-410A | 4 | Residential & Commercial | Ducted CEE Tier 1
211263076 | Central HP <5.4 tons | BRYANT HEATING AND COOLING SYSTEMS | HRCU-A-CB (Split System: Heat Pump with Remote Outdoor Unit-Air-Source) | 38MURAQ18AB3* |  |  | CNPV*2417AL* | 926TB36040V17*** | 17700 | 15.5 | 8.5 | 18700 | 18800 | 100.5% | 2.26 | 0 | 10.5 |  |  |  | No | R-410A | 1.475 | Residential & Commercial | Ducted CEE Tier 1
206788864 | Central HP <5.4 tons | CARRIER | HRCU-A-CB (Split System: Heat Pump with Remote Outdoor Unit-Air-Source) | 25VNA436A*031* |  |  | CSPH*3612AL*+UI | 59CU5A060C17**16 | 33400 | 18 | 9 | 35600 | 26400 | 74.16% | 2 | 11.5 | 11 |  |  |  | No | R-410A | 2.7833 | Residential & Commercial | Ducted CEE Tier 1
206788866 | Central HP <5.4 tons | CARRIER | HRCU-A-CB (Split System: Heat Pump with Remote Outdoor Unit-Air-Source) | 25VNA436A*031* |  |  | CSPH*3612AL*+UI | 59CU5A100C21**22 | 33800 | 18.5 | 9 | 35200 | 26200 | 74.43% | 2.02 | 12 | 11.7 |  |  |  | No | R-410A | 2.8167 | Residential & Commercial | Ducted CEE Tier 1
206788867 | Central HP <5.4 tons | CARRIER | HRCU-A-CB (Split System: Heat Pump with Remote Outdoor Unit-Air-Source) | 25VNA436A*031* |  |  | CSPH*4212AL*+UI | 59CU5A060C17**16 | 33600 | 18 | 9 | 35400 | 26200 | 74.01% | 2.02 | 12 | 11.5 |  |  |  | No | R-410A | 2.8 | Residential & Commercial | Ducted CEE Tier 1
212362780 | Central HP <5.4 tons | GOETTL | HRCU-A-CB (Split System: Heat Pump with Remote Outdoor Unit-Air-Source) | GSZV903610A* |  |  | CA*F3743*6D*+TXV | G*VC961005CNB* | 33600 | 19 | 8.2 | 34000 | 24400 | 71.76% | 1.8 | 0 | 12 |  |  |  | No | R-410A | 2.8 | Residential & Commercial | Ducted CEE Tier 1
212362812 | Central HP <5.4 tons | GOETTL | HRCU-A-CB (Split System: Heat Pump with Remote Outdoor Unit-Air-Source) | GSZV903610A* |  |  | CHPF3743C6B*+TXV | G*VC800805C*A* | 33400 | 18 | 8.2 | 34000 | 24400 | 71.76% | 1.8 | 0 | 11 |  |  |  | No | R-410A | 2.7833 | Residential & Commercial | Ducted CEE Tier 1
214728358 | Central HP <5.4 tons | YORK | HRCU-A-CB (Split System: Heat Pump with Remote Outdoor Unit-Air-Source) | HH836E2S11 |  |  | CTU36B5XDS1+TXV | YPLC080B12MP13 | 33000 | 17 | 8.5 | 31000 | 25200 | 81.29% | 2 | 0 | 11 |  |  |  | No | R-454B | 2.75 | Residential & Commercial | Ducted CEE Tier 1
206771487 | Central HP <5.4 tons | BRYANT HEATING AND COOLING SYSTEMS | HRCU-A-CB (Split System: Heat Pump with Remote Outdoor Unit-Air-Source) | 288BNV037*0**B* |  |  | CAP**4221AL*+UI | 88*TA48090C17*** | 31800 | 17.5 | 8.5 | 33000 | 24400 | 73.94% | 1.9 | 12 | 11.7 |  |  |  | No | R-410A | 2.65 | Residential & Commercial | Ducted CEE Tier 1
206771568 | Central HP <5.4 tons | BRYANT HEATING AND COOLING SYSTEMS | HRCU-A-CB (Split System: Heat Pump with Remote Outdoor Unit-Air-Source) | 288BNV037*0**B* |  |  | CAP**4224AL*+UI | 987MB66120C24*** | 31800 | 17 | 8.1 | 33200 | 24400 | 73.49% | 1.88 | 11.5 | 11 |  |  |  | No | R-410A | 2.65 | Residential & Commercial | Ducted CEE Tier 1
206771586 | Central HP <5.4 tons | BRYANT HEATING AND COOLING SYSTEMS | HRCU-A-CB (Split System: Heat Pump with Remote Outdoor Unit-Air-Source) | 288BNV037*0**B* |  |  | CAP**4224AL*+UI | 986TC66100C21*** | 31800 | 17.5 | 8.1 | 33000 | 24400 | 73.94% | 1.9 | 12 | 11.5 |  |  |  | No | R-410A | 2.65 | Residential & Commercial | Ducted CEE Tier 1
206771604 | Central HP <5.4 tons | BRYANT HEATING AND COOLING SYSTEMS | HRCU-A-CB (Split System: Heat Pump with Remote Outdoor Unit-Air-Source) | 288BNV037*0**B* |  |  | CAP**4224AL*+UI | 987MB60060C21*** | 31600 | 17 | 8.1 | 33400 | 24600 | 73.65% | 1.88 | 11.5 | 11 |  |  |  | No | R-410A | 2.6333 | Residential & Commercial | Ducted CEE Tier 1
211377900 | Central HP <5.4 tons | YORK | HRCU-A-CB (Split System: Heat Pump with Remote Outdoor Unit-Air-Source) | HMH72B341 |  |  | XAUB36DXXN1+TXV | TM9E080B12MP12 | 34000 | 17.5 | 8.1 | 33800 | 24000 | 71.01% | 2.06 | 0 | 10 |  |  |  | No | R-410A | 2.8333 | Residential & Commercial | Ducted CEE Tier 1
214395855 | Central HP <5.4 tons | YORK | HRCU-A-CB (Split System: Heat Pump with Remote Outdoor Unit-Air-Source) | HH860E2S11 |  |  | CTF60C5CGS1 | TM8E080C20MP11 | 44500 | 17 | 9 | 45000 | 33800 | 75.11% | 2 | 0 | 11.7 |  |  |  | No | R-454B | 3.7083 | Residential & Commercial | Ducted CEE Tier 1
214395939 | Central HP <5.4 tons | YORK | HRCU-A-CB (Split System: Heat Pump with Remote Outdoor Unit-Air-Source) | HH860E2S11 |  |  | CTF60C5CGS1 | TPLC100C16MP13 | 43500 | 18 | 9 | 44000 | 33400 | 75.91% | 2 | 0 | 11.7 |  |  |  | No | R-454B | 3.625 | Residential & Commercial | Ducted CEE Tier 1
214396157 | Central HP <5.4 tons | YORK | HRCU-A-CB (Split System: Heat Pump with Remote Outdoor Unit-Air-Source) | HH860E2S11 |  |  | CTM60C5CGS1 | TM9E100C16MP12 | 44500 | 18 | 9 | 46000 | 34400 | 74.78% | 2 | 0 | 11 |  |  |  | No | R-454B | 3.7083 | Residential & Commercial | Ducted CEE Tier 1
214807638 | Central HP <5.4 tons | YORK | HRCU-A-CB (Split System: Heat Pump with Remote Outdoor Unit-Air-Source) | HH860E2S11 |  |  | CTU60C5XGS1+JMVT16CC2N1+TXV |  | 45000 | 19 | 9 | 45000 | 33600 | 74.67% | 2 | 0 | 12 |  |  |  | No | R-454B | 3.75 | Residential & Commercial | Ducted CEE Tier 1
206790066 | Central HP <5.4 tons | BRYANT HEATING AND COOLING SYSTEMS | HRCU-A-CB (Split System: Heat Pump with Remote Outdoor Unit-Air-Source) | 284ANV024*0**B* |  |  | CNPV*3621AL*+UI | 987MB60060C21*** | 23200 | 19.5 | 9.5 | 26800 | 20000 | 74.63% | 2.36 | 13 | 13 |  |  |  | No | R-410A | 1.9333 | Residential & Commercial | Ducted CEE Tier 1
206790180 | Central HP <5.4 tons | BRYANT HEATING AND COOLING SYSTEMS | HRCU-A-CB (Split System: Heat Pump with Remote Outdoor Unit-Air-Source) | 284ANV024*0**B* |  |  | CNPV*4217AL*+UI | 88*TA48070C17*** | 23600 | 20.5 | 10 | 26600 | 19800 | 74.44% | 2.48 | 14 | 13.5 |  |  |  | No | R-410A | 1.9667 | Residential & Commercial | Ducted CEE Tier 1
210532906 | Central HP <5.4 tons | CARRIER | HRCU-A-CB (Split System: Heat Pump with Remote Outdoor Unit-Air-Source) | 25VNA448A*031* |  |  | CNPV*4824AL*+UI | 59TN6B120C24**22 | 44000 | 21 | 8.5 | 46500 | 36400 | 78.28% | 2.18 | 0 | 12 |  |  |  | No | R-410A | 3.6667 | Residential & Commercial | Ducted CEE Tier 1
210532922 | Central HP <5.4 tons | CARRIER | HRCU-A-CB (Split System: Heat Pump with Remote Outdoor Unit-Air-Source) | 25VNA448A*031* |  |  | CSPH*4812AL*+UI | 58TN*A135C24**22 | 44500 | 20.5 | 9 | 46500 | 36400 | 78.28% | 2.24 | 0 | 11.7 |  |  |  | No | R-410A | 3.7083 | Residential & Commercial | Ducted CEE Tier 1
206790339 | Central HP <5.4 tons | BRYANT HEATING AND COOLING SYSTEMS | HRCU-A-CB (Split System: Heat Pump with Remote Outdoor Unit-Air-Source) | 284ANV036*0**B* |  |  | CAP**4824AL*+UI | 987MB60060C21*** | 33600 | 19 | 9 | 35000 | 26000 | 74.29% | 2.02 | 12.5 | 11.7 |  |  |  | No | R-410A | 2.8 | Residential & Commercial | Ducted CEE Tier 1
206790398 | Central HP <5.4 tons | BRYANT HEATING AND COOLING SYSTEMS | HRCU-A-CB (Split System: Heat Pump with Remote Outdoor Unit-Air-Source) | 284ANV036*0**B* |  |  | CNPV*4821AL*+UI | 987MB42080C17*** | 33600 | 19 | 9 | 35400 | 26200 | 74.01% | 2.02 | 12.5 | 12 |  |  |  | No | R-410A | 2.8 | Residential & Commercial | Ducted CEE Tier 1
206790409 | Central HP <5.4 tons | BRYANT HEATING AND COOLING SYSTEMS | HRCU-A-CB (Split System: Heat Pump with Remote Outdoor Unit-Air-Source) | 284ANV036*0**B* |  |  | CNPV*4824AL*+UI | 986TC66120C24*** | 33800 | 19.5 | 9 | 35000 | 26000 | 74.29% | 2.04 | 13 | 12.5 |  |  |  | No | R-410A | 2.8167 | Residential & Commercial | Ducted CEE Tier 1
210532972 | Central HP <5.4 tons | CARRIER | HRCU-A-CB (Split System: Heat Pump with Remote Outdoor Unit-Air-Source) | 25VNA424A*031* |  |  | CAP**3017AL*+UI | 58CU*A040C17**12 | 23200 | 20 | 10 | 26600 | 19900 | 74.81% | 2.38 | 0 | 12.5 |  |  |  | No | R-410A | 1.9333 | Residential & Commercial | Ducted CEE Tier 1
210532974 | Central HP <5.4 tons | CARRIER | HRCU-A-CB (Split System: Heat Pump with Remote Outdoor Unit-Air-Source) | 25VNA424A*031* |  |  | CAP**3017AL*+UI | 58CU*A060C17**16 | 23200 | 20 | 10 | 26600 | 19900 | 74.81% | 2.36 | 0 | 12.5 |  |  |  | No | R-410A | 1.9333 | Residential & Commercial | Ducted CEE Tier 1
210533024 | Central HP <5.4 tons | CARRIER | HRCU-A-CB (Split System: Heat Pump with Remote Outdoor Unit-Air-Source) | 25VNA424A*031* |  |  | CAP**4224AL*+UI | 59CU5A100C21**22 | 23600 | 20.5 | 10.5 | 26600 | 19700 | 74.06% | 2.48 | 0 | 13.5 |  |  |  | No | R-410A | 1.9667 | Residential & Commercial | Ducted CEE Tier 1
210533038 | Central HP <5.4 tons | CARRIER | HRCU-A-CB (Split System: Heat Pump with Remote Outdoor Unit-Air-Source) | 25VNA424A*031* |  |  | CAP**4321AL*+UI | 59TN6B060C17**14 | 24000 | 20 | 10.5 | 26600 | 19900 | 74.81% | 2.52 | 0 | 13 |  |  |  | No | R-410A | 2 | Residential & Commercial | Ducted CEE Tier 1
205750638 | Central HP <5.4 tons | TEMPSTAR | HRCU-A-CB (Split System: Heat Pump with Remote Outdoor Unit-Air-Source) | TVH825GKA2* |  |  | EA*4X37L21A*+WALLCON | *80CTL0451712A* | 24200 | 16.5 | 8.1 | 21200 | 16700 | 78.77% | 2 | 11 | 11 |  |  |  | No | R-410A | 2.0167 | Residential & Commercial | Ducted CEE Tier 1
205750670 | Central HP <5.4 tons | TEMPSTAR | HRCU-A-CB (Split System: Heat Pump with Remote Outdoor Unit-Air-Source) | TVH825GKA2* |  |  | EA*4X37L21A*+WALLCON | *96CTN0601714A* | 24400 | 16.5 | 8.1 | 21200 | 16700 | 78.77% | 2.02 | 11 | 11 |  |  |  | No | R-410A | 2.0333 | Residential & Commercial | Ducted CEE Tier 1
206765762 | Central HP <5.4 tons | BRYANT HEATING AND COOLING SYSTEMS | HRCU-A-CB (Split System: Heat Pump with Remote Outdoor Unit-Air-Source) | 288BNV025*0**C* |  |  | CAP**3621AL*+UI | 986TC42080C17*** | 23600 | 16.5 | 8.1 | 21400 | 16700 | 78.04% | 1.94 | 11 | 11 |  |  |  | No | R-410A | 1.9667 | Residential & Commercial | Ducted CEE Tier 1
206765843 | Central HP <5.4 tons | BRYANT HEATING AND COOLING SYSTEMS | HRCU-A-CB (Split System: Heat Pump with Remote Outdoor Unit-Air-Source) | 288BNV025*0**C* |  |  | CAP**3621AL*+UI | 987MB60060C21*** | 23600 | 16 | 8.1 | 21600 | 16700 | 77.31% | 1.92 | 11 | 10.5 |  |  |  | No | R-410A | 1.9667 | Residential & Commercial | Ducted CEE Tier 1
210532872 | Central HP <5.4 tons | CARRIER | HRCU-A-CB (Split System: Heat Pump with Remote Outdoor Unit-Air-Source) | 25VNA448A*031* |  |  | CAP**4824AL*+UI | 59MN7B100C21**22 | 44000 | 21 | 9.5 | 46500 | 36400 | 78.28% | 2.28 | 0 | 12 |  |  |  | No | R-410A | 3.6667 | Residential & Commercial | Ducted CEE Tier 1
210532874 | Central HP <5.4 tons | CARRIER | HRCU-A-CB (Split System: Heat Pump with Remote Outdoor Unit-Air-Source) | 25VNA448A*031* |  |  | CAP**4824AL*+UI | 59TN6B100C21**22 | 44000 | 21 | 9.5 | 46500 | 36400 | 78.28% | 2.28 | 0 | 12 |  |  |  | No | R-410A | 3.6667 | Residential & Commercial | Ducted CEE Tier 1
210532888 | Central HP <5.4 tons | CARRIER | HRCU-A-CB (Split System: Heat Pump with Remote Outdoor Unit-Air-Source) | 25VNA448A*031* |  |  | CNPV*4821AL*+UI | 59CU5A100C21**22 | 44000 | 21 | 8.5 | 46500 | 36400 | 78.28% | 2.18 | 0 | 12 |  |  |  | No | R-410A | 3.6667 | Residential & Commercial | Ducted CEE Tier 1
210532890 | Central HP <5.4 tons | CARRIER | HRCU-A-CB (Split System: Heat Pump with Remote Outdoor Unit-Air-Source) | 25VNA448A*031* |  |  | CNPV*4821AL*+UI | 58CU*A100C21**20 | 44000 | 21 | 8.5 | 46500 | 36600 | 78.71% | 2.14 | 0 | 11.7 |  |  |  | No | R-410A | 3.6667 | Residential & Commercial | Ducted CEE Tier 1
204298882 | Central HP <5.4 tons | BRYANT HEATING AND COOLING SYSTEMS | HRCU-A-CB (Split System: Heat Pump with Remote Outdoor Unit-Air-Source) | 288BNV037*0**A* |  |  | CAP**3721AL*+UI | 88*TA60090C21*** | 32800 | 17.5 | 8.5 | 33000 | 25200 | 76.36% | 1.98 | 12 | 11.7 |  |  |  | No | R-410A | 2.7333 | Residential & Commercial | Ducted CEE Tier 1
204299136 | Central HP <5.4 tons | BRYANT HEATING AND COOLING SYSTEMS | HRCU-A-CB (Split System: Heat Pump with Remote Outdoor Unit-Air-Source) | 288BNV037*0**A* |  |  | CAP**4224AL*+UI | 986TC66100C21*** | 31800 | 17.5 | 8.1 | 33000 | 24400 | 73.94% | 1.9 | 12 | 11.5 |  |  |  | No | R-410A | 2.65 | Residential & Commercial | Ducted CEE Tier 1
204299168 | Central HP <5.4 tons | BRYANT HEATING AND COOLING SYSTEMS | HRCU-A-CB (Split System: Heat Pump with Remote Outdoor Unit-Air-Source) | 288BNV037*0**A* |  |  | CAP**4321AL*+UI | 88*TA48070C17*** | 32800 | 17.5 | 8.5 | 33000 | 25200 | 76.36% | 1.98 | 11 | 11.7 |  |  |  | No | R-410A | 2.7333 | Residential & Commercial | Ducted CEE Tier 1
204300540 | Central HP <5.4 tons | BRYANT HEATING AND COOLING SYSTEMS | HRCU-A-CB (Split System: Heat Pump with Remote Outdoor Unit-Air-Source) | 288BNV037*0**A* |  |  | CSPH*4812AL*+UI | 987MB66120C24*** | 32600 | 16.5 | 8.1 | 33000 | 25000 | 75.76% | 1.96 | 11.5 | 11 |  |  |  | No | R-410A | 2.7167 | Residential & Commercial | Ducted CEE Tier 1
206135683 | Central HP <5.4 tons | BRYANT HEATING AND COOLING SYSTEMS | HRCU-A-CB (Split System: Heat Pump with Remote Outdoor Unit-Air-Source) | 288BNV037*0**A* |  |  | CAP**4221AL*+UI | 83*CA48060C17*** | 31800 | 17 | 8.1 | 33200 | 24400 | 73.49% | 1.86 | 11.5 | 11 |  |  |  | No | R-410A | 2.65 | Residential & Commercial | Ducted CEE Tier 1
206135733 | Central HP <5.4 tons | BRYANT HEATING AND COOLING SYSTEMS | HRCU-A-CB (Split System: Heat Pump with Remote Outdoor Unit-Air-Source) | 288BNV037*0**A* |  |  | CAP**4321AL*+UI | 83*CA48060C17*** | 32800 | 17 | 8.5 | 33000 | 25200 | 76.36% | 1.96 | 12 | 11 |  |  |  | No | R-410A | 2.7333 | Residential & Commercial | Ducted CEE Tier 1
206790209 | Central HP <5.4 tons | BRYANT HEATING AND COOLING SYSTEMS | HRCU-A-CB (Split System: Heat Pump with Remote Outdoor Unit-Air-Source) | 284ANV024*0**B* |  |  | CSPH*3612AL*+UI | 986TC42080C17*** | 23600 | 19.5 | 9 | 26600 | 19800 | 74.44% | 2.48 | 14 | 12.5 |  |  |  | No | R-410A | 1.9667 | Residential & Commercial | Ducted CEE Tier 1
214728352 | Central HP <5.4 tons | YORK | HRCU-A-CB (Split System: Heat Pump with Remote Outdoor Unit-Air-Source) | HH836E2S11 |  |  | CTU36B5XDS1+TXV | TP9C060B12MP13 | 33000 | 17 | 8.5 | 31000 | 25200 | 81.29% | 2 | 0 | 11 |  |  |  | No | R-454B | 2.75 | Residential & Commercial | Ducted CEE Tier 1
210720641 | Central HP <5.4 tons | CARRIER | HRCU-A-CB (Split System: Heat Pump with Remote Outdoor Unit-Air-Source) | 25VNA436A*031* |  |  | CAP**6024AL*+UI | 58CU*A100C21**20 | 34200 | 19.5 | 9 | 34400 | 25200 | 73.26% | 2 | 0 | 12 |  |  |  | No | R-410A | 2.85 | Residential & Commercial | Ducted CEE Tier 1
210720655 | Central HP <5.4 tons | CARRIER | HRCU-A-CB (Split System: Heat Pump with Remote Outdoor Unit-Air-Source) | 25VNA436A*031* |  |  | CAP**6121AL*+UI | 59CU5A080C21**20 | 34800 | 20 | 9 | 34400 | 25000 | 72.67% | 2.02 | 0 | 12.5 |  |  |  | No | R-410A | 2.9 | Residential & Commercial | Ducted CEE Tier 1
206133355 | Central HP <5.4 tons | BRYANT HEATING AND COOLING SYSTEMS | HRCU-A-CB (Split System: Heat Pump with Remote Outdoor Unit-Air-Source) | 288BNV025*0**B* |  |  | CAP**3617AL*+UI | 83*CA36040C17*** | 23600 | 16.5 | 8.1 | 21400 | 16600 | 77.57% | 1.94 | 11 | 10.5 |  |  |  | No | R-410A | 1.9667 | Residential & Commercial | Ducted CEE Tier 1
206133375 | Central HP <5.4 tons | BRYANT HEATING AND COOLING SYSTEMS | HRCU-A-CB (Split System: Heat Pump with Remote Outdoor Unit-Air-Source) | 288BNV025*0**B* |  |  | CAP**3621AL*+UI | 83*CA36040C17*** | 23600 | 17 | 8.1 | 21400 | 16600 | 77.57% | 1.94 | 11.5 | 11 |  |  |  | No | R-410A | 1.9667 | Residential & Commercial | Ducted CEE Tier 1
206133757 | Central HP <5.4 tons | BRYANT HEATING AND COOLING SYSTEMS | HRCU-A-CB (Split System: Heat Pump with Remote Outdoor Unit-Air-Source) | 288BNV025*0**B* |  |  | CAP**3617AL*+UI | 935CA48060C17*** | 23400 | 16.5 | 8.1 | 21600 | 16800 | 77.78% | 1.92 | 11 | 10.5 |  |  |  | No | R-410A | 1.95 | Residential & Commercial | Ducted CEE Tier 1
204456861 | Central HP <5.4 tons | BRYANT HEATING AND COOLING SYSTEMS | HRCU-A-CB (Split System: Heat Pump with Remote Outdoor Unit-Air-Source) | 288BNV025*0**B* |  |  | CAP**3717AL*+UI | 987MB42080C17*** | 24200 | 16 | 8.1 | 21400 | 16800 | 78.5% | 1.98 | 11 | 11 |  |  |  | No | R-410A | 2.0167 | Residential & Commercial | Ducted CEE Tier 1
206767142 | Central HP <5.4 tons | HEIL | HRCU-A-CB (Split System: Heat Pump with Remote Outdoor Unit-Air-Source) | HVH825GKA3* |  |  | EA*4X36L21A*+WALLCON | *80CSU0401712A* | 23600 | 17 | 8.1 | 21400 | 16600 | 77.57% | 1.94 | 11.5 | 10.5 |  |  |  | No | R-410A | 1.9667 | Residential & Commercial | Ducted CEE Tier 1
204298937 | Central HP <5.4 tons | HEIL | HRCU-A-CB (Split System: Heat Pump with Remote Outdoor Unit-Air-Source) | HVH837GKA** |  |  | EA*4X42L21A*+WALLCON | *80CTL0902120A* | 31800 | 17.5 | 8.1 | 33200 | 24400 | 73.49% | 1.9 | 11 | 11.5 |  |  |  | No | R-410A | 2.65 | Residential & Commercial | Ducted CEE Tier 1
204299157 | Central HP <5.4 tons | HEIL | HRCU-A-CB (Split System: Heat Pump with Remote Outdoor Unit-Air-Source) | HVH837GKA** |  |  | EA*4X42L24A*+WALLCON | *97CMN0602120A* | 31600 | 17 | 8.1 | 33400 | 24600 | 73.65% | 1.88 | 11.5 | 11 |  |  |  | No | R-410A | 2.6333 | Residential & Commercial | Ducted CEE Tier 1
204299357 | Central HP <5.4 tons | HEIL | HRCU-A-CB (Split System: Heat Pump with Remote Outdoor Unit-Air-Source) | HVH837GKA** |  |  | EA*4X48L24A*+WALLCON | *80CTL0902120A* | 32400 | 17.5 | 8.5 | 32600 | 25000 | 76.69% | 1.98 | 12 | 11.7 |  |  |  | No | R-410A | 2.7 | Residential & Commercial | Ducted CEE Tier 1
210533056 | Central HP <5.4 tons | CARRIER | HRCU-A-CB (Split System: Heat Pump with Remote Outdoor Unit-Air-Source) | 25VNA424A*031* |  |  | CNPV*3017AL*+UI | 59TN6B060C17**14 | 23200 | 19.5 | 9.5 | 26800 | 20000 | 74.63% | 2.36 | 0 | 13 |  |  |  | No | R-410A | 1.9333 | Residential & Commercial | Ducted CEE Tier 1
214421504 | Central HP <5.4 tons | YORK | HRCU-A-CB (Split System: Heat Pump with Remote Outdoor Unit-Air-Source) | HH860E2S11 |  |  | CTM60C5CHS1+JMET16CS2N1 |  | 53000 | 19 | 8.5 | 53500 | 38500 | 71.96% | 2 | 0 | 11.7 |  |  |  | No | R-454B | 4.4167 | Residential & Commercial | Ducted CEE Tier 1
210532946 | Central HP <5.4 tons | CARRIER | HRCU-A-CB (Split System: Heat Pump with Remote Outdoor Unit-Air-Source) | 25VNA424A*031* |  |  | CAP**2417AL*+UI | 58TN*A070C14**12 | 23000 | 21 | 10 | 27000 | 20000 | 74.07% | 2.32 | 0 | 13 |  |  |  | No | R-410A | 1.9167 | Residential & Commercial | Ducted CEE Tier 1
210532980 | Central HP <5.4 tons | CARRIER | HRCU-A-CB (Split System: Heat Pump with Remote Outdoor Unit-Air-Source) | 25VNA424A*031* |  |  | CAP**3017AL*+UI | 59TN6B060C17**14 | 23000 | 19.5 | 10 | 26800 | 20000 | 74.63% | 2.36 | 0 | 12.5 |  |  |  | No | R-410A | 1.9167 | Residential & Commercial | Ducted CEE Tier 1
210532998 | Central HP <5.4 tons | CARRIER | HRCU-A-CB (Split System: Heat Pump with Remote Outdoor Unit-Air-Source) | 25VNA424A*031* |  |  | CAP**3721AL*+UI | 58CU*A060C17**16 | 23800 | 20 | 10.5 | 26400 | 19700 | 74.62% | 2.54 | 0 | 13 |  |  |  | No | R-410A | 1.9833 | Residential & Commercial | Ducted CEE Tier 1
206997925 | Central HP <5.4 tons | KENMORE | HRCU-A-CB (Split System: Heat Pump with Remote Outdoor Unit-Air-Source) | (C,H,T)VH837GKA2* |  |  | EHD4X42AAL+WALLCON | *95CSU0802120A* | 32600 | 17 | 8.1 | 33000 | 24800 | 75.15% | 1.96 | 11.5 | 11 |  |  |  | No | R-410A | 2.7167 | Residential & Commercial | Ducted CEE Tier 1
203120331 | Central HP <5.4 tons | AMERICAN STANDARD | HRCU-A-CB (Split System: Heat Pump with Remote Outdoor Unit-Air-Source) | 4A6C7048A4 |  |  | 4TXFH064AZ3 | S8X2D120M5PTA | 47500 | 16.5 | 8.1 | 48000 | 48000 | 100% | 3.6 | 13 | 12 |  |  |  | No | R-410A | 3.9583 | Residential & Commercial | Ducted CEE Tier 1
214396166 | Central HP <5.4 tons | YORK | HRCU-A-CB (Split System: Heat Pump with Remote Outdoor Unit-Air-Source) | HH824E2S11 |  |  | CTF36B5ADS1+JME08B2SN1 |  | 23000 | 19 | 9.5 | 23000 | 18000 | 78.26% | 2 | 0 | 12 |  |  |  | No | R-454B | 1.9167 | Residential & Commercial | Ducted CEE Tier 1
214396168 | Central HP <5.4 tons | YORK | HRCU-A-CB (Split System: Heat Pump with Remote Outdoor Unit-Air-Source) | HH824E2S11 |  |  | CTF36B5ADS1 | TM9E080B12MP12 | 23000 | 18 | 9.5 | 23000 | 18800 | 81.74% | 2 | 0 | 12 |  |  |  | No | R-454B | 1.9167 | Residential & Commercial | Ducted CEE Tier 1
215942473 | Central HP <5.4 tons | AIRQUEST | HRCU-A-CB (Split System: Heat Pump with Remote Outdoor Unit-Air-Source) | H5H3V36*K*AAA* |  |  | EVD5X61M21A*+WALLCON | *80CSU0601716A* | 35800 | 22 | 8.5 | 37400 | 28400 | 75.94% | 2.04 | 0 | 12 |  |  |  | No | R-454B | 2.9833 | Residential & Commercial | Ducted CEE Tier 1
206771640 | Central HP <5.4 tons | BRYANT HEATING AND COOLING SYSTEMS | HRCU-A-CB (Split System: Heat Pump with Remote Outdoor Unit-Air-Source) | 288BNV037*0**B* |  |  | CAP**4321AL*+UI | 88*TA60090C21*** | 32800 | 17.5 | 8.5 | 33000 | 25200 | 76.36% | 2 | 12 | 11.7 |  |  |  | No | R-410A | 2.7333 | Residential & Commercial | Ducted CEE Tier 1
206771856 | Central HP <5.4 tons | BRYANT HEATING AND COOLING SYSTEMS | HRCU-A-CB (Split System: Heat Pump with Remote Outdoor Unit-Air-Source) | 288BNV037*0**B* |  |  | CAP**4821AL*+UI | 88*TA48090C17*** | 32400 | 18 | 8.5 | 32600 | 24800 | 76.07% | 2 | 12 | 11.7 |  |  |  | No | R-410A | 2.7 | Residential & Commercial | Ducted CEE Tier 1
211263178 | Central HP <5.4 tons | BRYANT HEATING AND COOLING SYSTEMS | HRCU-A-CB (Split System: Heat Pump with Remote Outdoor Unit-Air-Source) | 38MURAQ18AB3* |  |  | CNPV*2417AL* | 915SB36060E14*** | 17800 | 16 | 8.5 | 18700 | 18800 | 100.5% | 2.26 | 0 | 11 |  |  |  | No | R-410A | 1.4833 | Residential & Commercial | Ducted CEE Tier 1
211263244 | Central HP <5.4 tons | BRYANT HEATING AND COOLING SYSTEMS | HRCU-A-CB (Split System: Heat Pump with Remote Outdoor Unit-Air-Source) | 38MURAQ18AB3* |  |  | CNPV*2417AL* | 915SB30026E14*** | 18000 | 15.5 | 8.5 | 19000 | 18700 | 98.42% | 2.24 | 0 | 10.5 |  |  |  | No | R-410A | 1.5 | Residential & Commercial | Ducted CEE Tier 1
215674369 | Central HP <5.4 tons | COMFORTMAKER | HRCU-A-CB (Split System: Heat Pump with Remote Outdoor Unit-Air-Source) | C5H0V48*K*AAA* |  |  | EA*5X61M21A*+WALLCON | *80CTL0902120B* | 46000 | 18.5 | 9 | 47500 | 33600 | 70.74% | 2.06 | 0 | 10 |  |  |  | No | R-454B | 3.8333 | Residential & Commercial | Ducted CEE Tier 1
215935703 | Central HP <5.4 tons | TEMPSTAR | HRCU-A-CB (Split System: Heat Pump with Remote Outdoor Unit-Air-Source) | T5H3V36*K*AAA* |  |  | EVD5X36M21A*+WALLCON | *95CSU1002122B* | 34400 | 21 | 8.5 | 38500 | 28000 | 72.73% | 2.04 | 0 | 12 |  |  |  | No | R-454B | 2.8667 | Residential & Commercial | Ducted CEE Tier 1
214833515 | Central HP <5.4 tons | YORK | HRCU-A-CB (Split System: Heat Pump with Remote Outdoor Unit-Air-Source) | HH860E2S11 |  |  | JSC60D5CJ2SS1 |  | 54500 | 19 | 9 | 56500 | 40000 | 70.8% | 2 | 0 | 11 |  |  |  | No | R-454B | 4.5417 | Residential & Commercial | Ducted CEE Tier 1
210532938 | Central HP <5.4 tons | CARRIER | HRCU-A-CB (Split System: Heat Pump with Remote Outdoor Unit-Air-Source) | 25VNA424A*031* |  |  | CAP**2417AL*+UI | 58TN*A070C17**16 | 23000 | 20 | 10 | 27000 | 20200 | 74.81% | 2.3 | 0 | 13 |  |  |  | No | R-410A | 1.9167 | Residential & Commercial | Ducted CEE Tier 1
210533030 | Central HP <5.4 tons | CARRIER | HRCU-A-CB (Split System: Heat Pump with Remote Outdoor Unit-Air-Source) | 25VNA424A*031* |  |  | CAP**4321AL*+UI | 59CU5A100C21**22 | 24200 | 20.5 | 10.5 | 26400 | 19600 | 74.24% | 2.56 | 0 | 13.5 |  |  |  | No | R-410A | 2.0167 | Residential & Commercial | Ducted CEE Tier 1
210533064 | Central HP <5.4 tons | CARRIER | HRCU-A-CB (Split System: Heat Pump with Remote Outdoor Unit-Air-Source) | 25VNA424A*031* |  |  | CNPV*3017AL*+UI | 58TN*A090C17**16 | 23400 | 21 | 10 | 26600 | 19800 | 74.44% | 2.4 | 0 | 13.5 |  |  |  | No | R-410A | 1.95 | Residential & Commercial | Ducted CEE Tier 1
210533082 | Central HP <5.4 tons | CARRIER | HRCU-A-CB (Split System: Heat Pump with Remote Outdoor Unit-Air-Source) | 25VNA424A*031* |  |  | CSPH*3012AL*+UI | 59CU5A060C17**16 | 23400 | 19 | 10 | 27200 | 20000 | 73.53% | 2.42 | 0 | 12.5 |  |  |  | No | R-410A | 1.95 | Residential & Commercial | Ducted CEE Tier 1
210533096 | Central HP <5.4 tons | CARRIER | HRCU-A-CB (Split System: Heat Pump with Remote Outdoor Unit-Air-Source) | 25VNA424A*031* |  |  | CSPH*3012AL*+UI | 59TN6B080C17**14 | 23400 | 19 | 9 | 27000 | 20000 | 74.07% | 2.44 | 0 | 12.5 |  |  |  | No | R-410A | 1.95 | Residential & Commercial | Ducted CEE Tier 1
210720671 | Central HP <5.4 tons | CARRIER | HRCU-A-CB (Split System: Heat Pump with Remote Outdoor Unit-Air-Source) | 25VNA436A*031* |  |  | CNPV*4821AL*+UI | 58CU*A040C17**12 | 33800 | 19.5 | 9 | 35200 | 26000 | 73.86% | 2.02 | 0 | 12 |  |  |  | No | R-410A | 2.8167 | Residential & Commercial | Ducted CEE Tier 1
214728351 | Central HP <5.4 tons | YORK | HRCU-A-CB (Split System: Heat Pump with Remote Outdoor Unit-Air-Source) | HH836E2S11 |  |  | CTU36B5XDS1+TXV | TM9V060B12MP12 | 33000 | 17 | 8.5 | 31000 | 25200 | 81.29% | 2 | 0 | 11 |  |  |  | No | R-454B | 2.75 | Residential & Commercial | Ducted CEE Tier 1
211378085 | Central HP <5.4 tons | YORK | HRCU-A-CB (Split System: Heat Pump with Remote Outdoor Unit-Air-Source) | HMH72B341 |  |  | XAFB30CXXN1+TXV | TM8Y080B12MP11 | 32800 | 17.5 | 8.1 | 33000 | 23200 | 70.3% | 2.02 | 0 | 10 |  |  |  | No | R-410A | 2.7333 | Residential & Commercial | Ducted CEE Tier 1
211378099 | Central HP <5.4 tons | YORK | HRCU-A-CB (Split System: Heat Pump with Remote Outdoor Unit-Air-Source) | HMH72B341 |  |  | XAFB36DXXN1+TXV | TM8Y060A12MP11 | 33800 | 18 | 8.1 | 33400 | 23400 | 70.06% | 2.04 | 0 | 10 |  |  |  | No | R-410A | 2.8167 | Residential & Commercial | Ducted CEE Tier 1
211378185 | Central HP <5.4 tons | YORK | HRCU-A-CB (Split System: Heat Pump with Remote Outdoor Unit-Air-Source) | HMH72B341 |  |  | XAFC36DXXN1+TXV | YPLC080C16MP13 | 34000 | 17.5 | 8.5 | 33800 | 23800 | 70.41% | 2.08 | 0 | 10 |  |  |  | No | R-410A | 2.8333 | Residential & Commercial | Ducted CEE Tier 1
213353767 | Central HP <5.4 tons | CARRIER | HRCU-A-CB (Split System: Heat Pump with Remote Outdoor Unit-Air-Source) | 38MURAQ24AB3* |  |  | F54AA*B24L* |  | 24400 | 17 | 9.5 | 26600 | 22800 | 85.71% | 1.9 | 0 | 10 |  |  |  | No | R-410A | 2.0333 | Residential & Commercial | Ducted CEE Tier 1
206772324 | Central HP <5.4 tons | BRYANT HEATING AND COOLING SYSTEMS | HRCU-A-CB (Split System: Heat Pump with Remote Outdoor Unit-Air-Source) | 288BNV037*0**B* |  |  | CNPV*4821AL*+UI | 88*TA48090C17*** | 32400 | 18 | 8.1 | 32800 | 24800 | 75.61% | 1.98 | 12.5 | 11.7 |  |  |  | No | R-410A | 2.7 | Residential & Commercial | Ducted CEE Tier 1
206773428 | Central HP <5.4 tons | BRYANT HEATING AND COOLING SYSTEMS | HRCU-A-CB (Split System: Heat Pump with Remote Outdoor Unit-Air-Source) | 288BNV037*0**B* |  |  | CAP**3721AL*+UI | 935CA66100C21*** | 33000 | 17.5 | 8.5 | 32800 | 25000 | 76.22% | 2 | 12 | 11.5 |  |  |  | No | R-410A | 2.75 | Residential & Commercial | Ducted CEE Tier 1
206772315 | Central HP <5.4 tons | BRYANT HEATING AND COOLING SYSTEMS | HRCU-A-CB (Split System: Heat Pump with Remote Outdoor Unit-Air-Source) | 288BNV037*0**B* |  |  | CNPV*4821AL*+UI | 986TC66100C21*** | 32400 | 17.5 | 8.1 | 33000 | 24800 | 75.15% | 1.96 | 11.5 | 11.7 |  |  |  | No | R-410A | 2.7 | Residential & Commercial | Ducted CEE Tier 1
210720651 | Central HP <5.4 tons | CARRIER | HRCU-A-CB (Split System: Heat Pump with Remote Outdoor Unit-Air-Source) | 25VNA436A*031* |  |  | CAP**6121AL*+UI | 58CU*A100C21**20 | 34400 | 19.5 | 9 | 34600 | 25200 | 72.83% | 2 | 0 | 12 |  |  |  | No | R-410A | 2.8667 | Residential & Commercial | Ducted CEE Tier 1
214242460 | Central HP <5.4 tons | COMFORTMAKER | HRCU-A-CB (Split System: Heat Pump with Remote Outdoor Unit-Air-Source) | CVH825GKA2* |  |  | EN(A,D)4X24L17**+WALLCON | *95CSU0601716B* | 23200 | 15.5 | 8.1 | 22000 | 16900 | 76.82% | 1.92 | 0 | 10.5 |  |  |  | No | R-410A | 1.9333 | Residential & Commercial | Ducted CEE Tier 1
214242810 | Central HP <5.4 tons | COMFORTMAKER | HRCU-A-CB (Split System: Heat Pump with Remote Outdoor Unit-Air-Source) | CVH825GKA2* |  |  | EN(A,D)4X36L21**+WALLCON | *97CMN0801714B* | 23400 | 16.5 | 8.1 | 21600 | 16700 | 77.31% | 1.92 | 0 | 10.5 |  |  |  | No | R-410A | 1.95 | Residential & Commercial | Ducted CEE Tier 1
210533000 | Central HP <5.4 tons | CARRIER | HRCU-A-CB (Split System: Heat Pump with Remote Outdoor Unit-Air-Source) | 25VNA424A*031* |  |  | CAP**3721AL*+UI | 58TN*A070C17**16 | 24200 | 20.5 | 10.5 | 26400 | 19700 | 74.62% | 2.54 | 0 | 13.5 |  |  |  | No | R-410A | 2.0167 | Residential & Commercial | Ducted CEE Tier 1
210533068 | Central HP <5.4 tons | CARRIER | HRCU-A-CB (Split System: Heat Pump with Remote Outdoor Unit-Air-Source) | 25VNA424A*031* |  |  | CNPV*4217AL*+UI | 58CU*A040C17**12 | 23600 | 20.5 | 10 | 26600 | 19800 | 74.44% | 2.48 | 0 | 13.5 |  |  |  | No | R-410A | 1.9667 | Residential & Commercial | Ducted CEE Tier 1
210533070 | Central HP <5.4 tons | CARRIER | HRCU-A-CB (Split System: Heat Pump with Remote Outdoor Unit-Air-Source) | 25VNA424A*031* |  |  | CNPV*4217AL*+UI | 58CU*A060C17**16 | 23600 | 20 | 10 | 26600 | 19800 | 74.44% | 2.48 | 0 | 13.5 |  |  |  | No | R-410A | 1.9667 | Residential & Commercial | Ducted CEE Tier 1
214807610 | Central HP <5.4 tons | YORK | HRCU-A-CB (Split System: Heat Pump with Remote Outdoor Unit-Air-Source) | HH860E2S11 |  |  | CTU60C5XGS1+JMET16CS2N1+TXV |  | 45500 | 19 | 9 | 45500 | 34200 | 75.16% | 2 | 0 | 11.7 |  |  |  | No | R-454B | 3.7917 | Residential & Commercial | Ducted CEE Tier 1
210532930 | Central HP <5.4 tons | CARRIER | HRCU-A-CB (Split System: Heat Pump with Remote Outdoor Unit-Air-Source) | 25VNA424A*031* |  |  | CAP**2414AL*+UI | 58TN*A070C14**12 | 23000 | 20.5 | 10 | 27000 | 20200 | 74.81% | 2.3 | 0 | 13 |  |  |  | No | R-410A | 1.9167 | Residential & Commercial | Ducted CEE Tier 1
210533014 | Central HP <5.4 tons | CARRIER | HRCU-A-CB (Split System: Heat Pump with Remote Outdoor Unit-Air-Source) | 25VNA424A*031* |  |  | CAP**4221AL*+UI | 59CU5A080C21**20 | 23600 | 20.5 | 10.5 | 26600 | 19700 | 74.06% | 2.48 | 0 | 13.5 |  |  |  | No | R-410A | 1.9667 | Residential & Commercial | Ducted CEE Tier 1
206767096 | Central HP <5.4 tons | BRYANT HEATING AND COOLING SYSTEMS | HRCU-A-CB (Split System: Heat Pump with Remote Outdoor Unit-Air-Source) | 288BNV025*0**C* |  |  | CAP**2517AL*+UI | 83*CA48060C17*** | 24400 | 16.5 | 8.1 | 21200 | 16600 | 78.3% | 2 | 11.5 | 11 |  |  |  | No | R-410A | 2.0333 | Residential & Commercial | Ducted CEE Tier 1
206767132 | Central HP <5.4 tons | BRYANT HEATING AND COOLING SYSTEMS | HRCU-A-CB (Split System: Heat Pump with Remote Outdoor Unit-Air-Source) | 288BNV025*0**C* |  |  | CAP**3617AL*+UI | 83*CA48060C17*** | 23600 | 16.5 | 8.1 | 21400 | 16700 | 78.04% | 1.92 | 11 | 10.5 |  |  |  | No | R-410A | 1.9667 | Residential & Commercial | Ducted CEE Tier 1
206766050 | Central HP <5.4 tons | BRYANT HEATING AND COOLING SYSTEMS | HRCU-A-CB (Split System: Heat Pump with Remote Outdoor Unit-Air-Source) | 288BNV025*0**C* |  |  | CAP**3721AL*+UI | 987MB60060C21*** | 24400 | 16.5 | 8.1 | 21200 | 16700 | 78.77% | 2.02 | 11 | 11 |  |  |  | No | R-410A | 2.0333 | Residential & Commercial | Ducted CEE Tier 1
206773144 | Central HP <5.4 tons | BRYANT HEATING AND COOLING SYSTEMS | HRCU-A-CB (Split System: Heat Pump with Remote Outdoor Unit-Air-Source) | 288BNV037*0**B* |  |  | CAP**4821AL*+UI | 83*CA48060C17*** | 32200 | 17 | 8.1 | 32600 | 25000 | 76.69% | 1.96 | 12 | 11 |  |  |  | No | R-410A | 2.6833 | Residential & Commercial | Ducted CEE Tier 1
206773419 | Central HP <5.4 tons | BRYANT HEATING AND COOLING SYSTEMS | HRCU-A-CB (Split System: Heat Pump with Remote Outdoor Unit-Air-Source) | 288BNV037*0**B* |  |  | CAP**3721AL*+UI | 935CA60080C21*** | 33000 | 17.5 | 8.5 | 32800 | 25000 | 76.22% | 2 | 12 | 11.5 |  |  |  | No | R-410A | 2.75 | Residential & Commercial | Ducted CEE Tier 1
206772405 | Central HP <5.4 tons | BRYANT HEATING AND COOLING SYSTEMS | HRCU-A-CB (Split System: Heat Pump with Remote Outdoor Unit-Air-Source) | 288BNV037*0**B* |  |  | CNPV*4824AL*+UI | 987MB66120C24*** | 32400 | 17.5 | 8.1 | 33000 | 24800 | 75.15% | 1.96 | 12 | 11.5 |  |  |  | No | R-410A | 2.7 | Residential & Commercial | Ducted CEE Tier 1
206772820 | Central HP <5.4 tons | BRYANT HEATING AND COOLING SYSTEMS | HRCU-A-CB (Split System: Heat Pump with Remote Outdoor Unit-Air-Source) | 288BNV037*0**B* |  |  | CSPH*4212AL*+UI | 88*TA36070C14*** | 32400 | 17 | 8.1 | 33200 | 25000 | 75.3% | 1.94 | 11.5 | 11 |  |  |  | No | R-410A | 2.7 | Residential & Commercial | Ducted CEE Tier 1
206773455 | Central HP <5.4 tons | BRYANT HEATING AND COOLING SYSTEMS | HRCU-A-CB (Split System: Heat Pump with Remote Outdoor Unit-Air-Source) | 288BNV037*0**B* |  |  | CAP**4224AL*+UI | 935CA60080C21*** | 31800 | 17.5 | 8.1 | 33000 | 24400 | 73.94% | 1.9 | 11.5 | 11 |  |  |  | No | R-410A | 2.65 | Residential & Commercial | Ducted CEE Tier 1
204299077 | Central HP <5.4 tons | HEIL | HRCU-A-CB (Split System: Heat Pump with Remote Outdoor Unit-Air-Source) | HVH837GKA** |  |  | EA*4X42L24A*+WALLCON | *80CTL1352422A* | 31800 | 17.5 | 8.1 | 33000 | 24400 | 73.94% | 1.9 | 12 | 11.5 |  |  |  | No | R-410A | 2.65 | Residential & Commercial | Ducted CEE Tier 1
215940027 | Central HP <5.4 tons | AIRQUEST | HRCU-A-CB (Split System: Heat Pump with Remote Outdoor Unit-Air-Source) | H5H3V36*K*AAA* |  |  | ESH5X42M12A*+WALLCON | *80CSU0401712B* | 33600 | 19.5 | 9 | 34600 | 26600 | 76.88% | 1.92 | 0 | 11.7 |  |  |  | No | R-454B | 2.8 | Residential & Commercial | Ducted CEE Tier 1
215940127 | Central HP <5.4 tons | AIRQUEST | HRCU-A-CB (Split System: Heat Pump with Remote Outdoor Unit-Air-Source) | H5H3V36*K*AAA* |  |  | ESH5X48M12A*+WALLCON | *97CTN0601716A* | 33400 | 18.5 | 9 | 35400 | 27200 | 76.84% | 1.92 | 0 | 10.5 |  |  |  | No | R-454B | 2.7833 | Residential & Commercial | Ducted CEE Tier 1
215940497 | Central HP <5.4 tons | AIRQUEST | HRCU-A-CB (Split System: Heat Pump with Remote Outdoor Unit-Air-Source) | H5H3V36*K*AAA* |  |  | EVM5X60M24A*+WALLCON | *97CTN1202422A* | 35600 | 22 | 8.5 | 38000 | 28400 | 74.74% | 2.04 | 0 | 12.5 |  |  |  | No | R-454B | 2.9667 | Residential & Commercial | Ducted CEE Tier 1
214239558 | Central HP <5.4 tons | COMFORTMAKER | HRCU-A-CB (Split System: Heat Pump with Remote Outdoor Unit-Air-Source) | CVH837GKA** |  |  | EN(A,D)4X36L21**+WALLCON | *80CTL1102120B* | 31400 | 16.5 | 8.1 | 33000 | 24000 | 72.73% | 1.82 | 0 | 11 |  |  |  | No | R-410A | 2.6167 | Residential & Commercial | Ducted CEE Tier 1
214239808 | Central HP <5.4 tons | COMFORTMAKER | HRCU-A-CB (Split System: Heat Pump with Remote Outdoor Unit-Air-Source) | CVH837GKA** |  |  | EN(A,D,W)4X42L21**+WALLCON | *97CMN1002122B* | 31800 | 16.5 | 8.1 | 33000 | 24400 | 73.94% | 1.88 | 0 | 11 |  |  |  | No | R-410A | 2.65 | Residential & Commercial | Ducted CEE Tier 1
214239878 | Central HP <5.4 tons | COMFORTMAKER | HRCU-A-CB (Split System: Heat Pump with Remote Outdoor Unit-Air-Source) | CVH837GKA** |  |  | EN(A,D,W)4X48L21**+WALLCON | *80CTL0902120B* | 32400 | 17 | 8.1 | 32600 | 24600 | 75.46% | 1.96 | 0 | 11.7 |  |  |  | No | R-410A | 2.7 | Residential & Commercial | Ducted CEE Tier 1
214239978 | Central HP <5.4 tons | COMFORTMAKER | HRCU-A-CB (Split System: Heat Pump with Remote Outdoor Unit-Air-Source) | CVH837GKA** |  |  | EN(A,D)4X48L24**+WALLCON | *80CTL1102120B* | 32400 | 17 | 8.1 | 32600 | 24600 | 75.46% | 1.96 | 0 | 11.5 |  |  |  | No | R-410A | 2.7 | Residential & Commercial | Ducted CEE Tier 1
214239868 | Central HP <5.4 tons | COMFORTMAKER | HRCU-A-CB (Split System: Heat Pump with Remote Outdoor Unit-Air-Source) | CVH837GKA** |  |  | EN(A,D,W)4X48L21**+WALLCON | *80CTL0901716B* | 32400 | 17 | 8.1 | 32800 | 24800 | 75.61% | 1.94 | 0 | 11.7 |  |  |  | No | R-410A | 2.7 | Residential & Commercial | Ducted CEE Tier 1
214239968 | Central HP <5.4 tons | COMFORTMAKER | HRCU-A-CB (Split System: Heat Pump with Remote Outdoor Unit-Air-Source) | CVH837GKA** |  |  | EN(A,D)4X48L24**+WALLCON | *80CTL0902120B* | 32400 | 17 | 8.1 | 32600 | 24600 | 75.46% | 1.96 | 0 | 11.7 |  |  |  | No | R-410A | 2.7 | Residential & Commercial | Ducted CEE Tier 1
206771559 | Central HP <5.4 tons | BRYANT HEATING AND COOLING SYSTEMS | HRCU-A-CB (Split System: Heat Pump with Remote Outdoor Unit-Air-Source) | 288BNV037*0**B* |  |  | CAP**4224AL*+UI | 987MB66100C21*** | 31800 | 17.5 | 8.1 | 33000 | 24400 | 73.94% | 1.9 | 12 | 11.5 |  |  |  | No | R-410A | 2.65 | Residential & Commercial | Ducted CEE Tier 1
206771910 | Central HP <5.4 tons | BRYANT HEATING AND COOLING SYSTEMS | HRCU-A-CB (Split System: Heat Pump with Remote Outdoor Unit-Air-Source) | 288BNV037*0**B* |  |  | CAP**4824AL*+UI | 986TC66120C24*** | 32400 | 17.5 | 8.5 | 32400 | 24800 | 76.54% | 2 | 12 | 11.7 |  |  |  | No | R-410A | 2.7 | Residential & Commercial | Ducted CEE Tier 1
206772378 | Central HP <5.4 tons | BRYANT HEATING AND COOLING SYSTEMS | HRCU-A-CB (Split System: Heat Pump with Remote Outdoor Unit-Air-Source) | 288BNV037*0**B* |  |  | CNPV*4824AL*+UI | 986TC66120C24*** | 32400 | 17.5 | 8.1 | 32800 | 24800 | 75.61% | 1.96 | 12 | 11.7 |  |  |  | No | R-410A | 2.7 | Residential & Commercial | Ducted CEE Tier 1
210600119 | Central HP <5.4 tons | TEMPSTAR | HRCU-A-CB (Split System: Heat Pump with Remote Outdoor Unit-Air-Source) | TVH837GKA** |  |  | EA*4X61L24A*+WALLCON | *97CMN1002122A* | 33200 | 18 | 8.5 | 32000 | 24800 | 77.5% | 2 | 0 | 12 |  |  |  | No | R-410A | 2.7667 | Residential & Commercial | Ducted CEE Tier 1
204298676 | Central HP <5.4 tons | BRYANT HEATING AND COOLING SYSTEMS | HRCU-A-CB (Split System: Heat Pump with Remote Outdoor Unit-Air-Source) | 288BNV037*0**A* |  |  | CAP**3621AL*+UI | 88*TA60090C21*** | 31600 | 17 | 8.1 | 33200 | 24200 | 72.89% | 1.86 | 11 | 11 |  |  |  | No | R-410A | 2.6333 | Residential & Commercial | Ducted CEE Tier 1
204298976 | Central HP <5.4 tons | BRYANT HEATING AND COOLING SYSTEMS | HRCU-A-CB (Split System: Heat Pump with Remote Outdoor Unit-Air-Source) | 288BNV037*0**A* |  |  | CAP**4221AL*+UI | 987MB42080C17*** | 31600 | 17 | 8.1 | 33400 | 24800 | 74.25% | 1.86 | 11.5 | 11 |  |  |  | No | R-410A | 2.6333 | Residential & Commercial | Ducted CEE Tier 1
204299076 | Central HP <5.4 tons | BRYANT HEATING AND COOLING SYSTEMS | HRCU-A-CB (Split System: Heat Pump with Remote Outdoor Unit-Air-Source) | 288BNV037*0**A* |  |  | CAP**4224AL*+UI | 88*TA66135C24*** | 31800 | 17.5 | 8.1 | 33000 | 24400 | 73.94% | 1.9 | 12 | 11.5 |  |  |  | No | R-410A | 2.65 | Residential & Commercial | Ducted CEE Tier 1
204299826 | Central HP <5.4 tons | BRYANT HEATING AND COOLING SYSTEMS | HRCU-A-CB (Split System: Heat Pump with Remote Outdoor Unit-Air-Source) | 288BNV037*0**A* |  |  | CNPV*4821AL*+UI | 986TC66100C21*** | 32400 | 17.5 | 8.1 | 33000 | 24800 | 75.15% | 1.96 | 11.5 | 11.7 |  |  |  | No | R-410A | 2.7 | Residential & Commercial | Ducted CEE Tier 1
214242450 | Central HP <5.4 tons | COMFORTMAKER | HRCU-A-CB (Split System: Heat Pump with Remote Outdoor Unit-Air-Source) | CVH825GKA2* |  |  | EN(A,D)4X24L17**+WALLCON | *80CTL0901716B* | 23200 | 16 | 8.1 | 22000 | 16900 | 76.82% | 1.92 | 0 | 10.5 |  |  |  | No | R-410A | 1.9333 | Residential & Commercial | Ducted CEE Tier 1
216571173 | Central HP <5.4 tons | AMERICAN STANDARD | HRCU-A-CB (Split System: Heat Pump with Remote Outdoor Unit-Air-Source) | 5A6V0X60A1 |  |  | 5TXCD010AS3 | S8V2C080M5PCB | 53500 | 19 | 9 | 53500 | 38500 | 71.96% | 2 | 0 | 10 |  |  |  | No | R-454B | 4.4583 | Residential & Commercial | Ducted CEE Tier 1
214242910 | Central HP <5.4 tons | COMFORTMAKER | HRCU-A-CB (Split System: Heat Pump with Remote Outdoor Unit-Air-Source) | CVH825GKA2* |  |  | END4X42L17**+WALLCON | *97CMN0601714B* | 23800 | 16 | 8.1 | 21400 | 16700 | 78.04% | 1.98 | 0 | 11 |  |  |  | No | R-410A | 1.9833 | Residential & Commercial | Ducted CEE Tier 1
215936915 | Central HP <5.4 tons | BRYANT HEATING AND COOLING SYSTEMS | HRCU-A-CB (Split System: Heat Pump with Remote Outdoor Unit-Air-Source) | 293VAN036**AA* |  |  | CVAVA6121XMA*+UI | 986TD42060C17*** | 35600 | 21.5 | 8.5 | 37600 | 28200 | 75% | 2 | 0 | 12 |  |  |  | No | R-454B | 2.9667 | Residential & Commercial | Ducted CEE Tier 1
204456374 | Central HP <5.4 tons | HEIL | HRCU-A-CB (Split System: Heat Pump with Remote Outdoor Unit-Air-Source) | HVH825GKA2* |  |  | EA*4X24L17A*+WALLCON | *80CTL0701716A* | 23200 | 16.5 | 8.1 | 22000 | 16800 | 76.36% | 1.9 | 11 | 10.5 |  |  |  | No | R-410A | 1.9333 | Residential & Commercial | Ducted CEE Tier 1
210473468 | Central HP <5.4 tons | CARRIER | HRCU-A-CB (Split System: Heat Pump with Remote Outdoor Unit-Air-Source) | 25VNA825A*032* |  |  | CAP**4824AL*+UI | 58TN*A135C24**22 | 24200 | 17 | 8.1 | 21000 | 16500 | 78.57% | 2.02 | 0 | 11 |  |  |  | No | R-410A | 2.0167 | Residential & Commercial | Ducted CEE Tier 1
210474261 | Central HP <5.4 tons | CARRIER | HRCU-A-CB (Split System: Heat Pump with Remote Outdoor Unit-Air-Source) | 25VNA825A*032* |  |  | CSPH*4212AL*+UI | 58CU*A060C17**16 | 24200 | 16 | 8.1 | 21400 | 16600 | 77.57% | 2 | 0 | 10.5 |  |  |  | No | R-410A | 2.0167 | Residential & Commercial | Ducted CEE Tier 1
206773329 | Central HP <5.4 tons | BRYANT HEATING AND COOLING SYSTEMS | HRCU-A-CB (Split System: Heat Pump with Remote Outdoor Unit-Air-Source) | 288BNV037*0**B* |  |  | CSPH*4212AL*+UI | 83*CA48060C17*** | 32400 | 16.5 | 8.1 | 33200 | 24800 | 74.7% | 1.94 | 11.5 | 11 |  |  |  | No | R-410A | 2.7 | Residential & Commercial | Ducted CEE Tier 1
206772360 | Central HP <5.4 tons | BRYANT HEATING AND COOLING SYSTEMS | HRCU-A-CB (Split System: Heat Pump with Remote Outdoor Unit-Air-Source) | 288BNV037*0**B* |  |  | CNPV*4824AL*+UI | 88*TA60090C21*** | 32400 | 17.5 | 8.1 | 33000 | 24800 | 75.15% | 1.96 | 12 | 11.7 |  |  |  | No | R-410A | 2.7 | Residential & Commercial | Ducted CEE Tier 1
206772658 | Central HP <5.4 tons | BRYANT HEATING AND COOLING SYSTEMS | HRCU-A-CB (Split System: Heat Pump with Remote Outdoor Unit-Air-Source) | 288BNV037*0**B* |  |  | CSPH*3612AL*+UI | 88*TA48090C17*** | 32400 | 17 | 8.1 | 33200 | 24600 | 74.1% | 1.94 | 12 | 11 |  |  |  | No | R-410A | 2.7 | Residential & Commercial | Ducted CEE Tier 1
206765933 | Central HP <5.4 tons | BRYANT HEATING AND COOLING SYSTEMS | HRCU-A-CB (Split System: Heat Pump with Remote Outdoor Unit-Air-Source) | 288BNV025*0**C* |  |  | CAP**3721AL*+UI | 88*TA48070C17*** | 24400 | 17 | 8.5 | 21200 | 16600 | 78.3% | 2.02 | 11 | 11 |  |  |  | No | R-410A | 2.0333 | Residential & Commercial | Ducted CEE Tier 1
206767087 | Central HP <5.4 tons | BRYANT HEATING AND COOLING SYSTEMS | HRCU-A-CB (Split System: Heat Pump with Remote Outdoor Unit-Air-Source) | 288BNV025*0**C* |  |  | CAP**2517AL*+UI | 83*CA36040C17*** | 24400 | 17 | 8.1 | 21200 | 16600 | 78.3% | 2.02 | 11.5 | 11 |  |  |  | No | R-410A | 2.0333 | Residential & Commercial | Ducted CEE Tier 1
206765825 | Central HP <5.4 tons | BRYANT HEATING AND COOLING SYSTEMS | HRCU-A-CB (Split System: Heat Pump with Remote Outdoor Unit-Air-Source) | 288BNV025*0**C* |  |  | CAP**3621AL*+UI | 88*TA48090C17*** | 23600 | 17.5 | 8.1 | 21400 | 16600 | 77.57% | 1.96 | 11 | 11 |  |  |  | No | R-410A | 1.9667 | Residential & Commercial | Ducted CEE Tier 1
214241860 | Central HP <5.4 tons | COMFORTMAKER | HRCU-A-CB (Split System: Heat Pump with Remote Outdoor Unit-Air-Source) | CVH825GKA3* |  |  | EN(A,D,W)4X36L17**+WALLCON | *96CTN0801714B* | 23400 | 16.5 | 8.1 | 21600 | 16700 | 77.31% | 1.9 | 0 | 10.5 |  |  |  | No | R-410A | 1.95 | Residential & Commercial | Ducted CEE Tier 1
214242180 | Central HP <5.4 tons | COMFORTMAKER | HRCU-A-CB (Split System: Heat Pump with Remote Outdoor Unit-Air-Source) | CVH825GKA3* |  |  | EN(A,D,W)4X42L21**+WALLCON | *96CTN0601714B* | 23600 | 16 | 8.1 | 21600 | 16700 | 77.31% | 1.94 | 0 | 11 |  |  |  | No | R-410A | 1.9667 | Residential & Commercial | Ducted CEE Tier 1
213773780 | Central HP <5.4 tons | COMFORTMAKER | HRCU-A-CB (Split System: Heat Pump with Remote Outdoor Unit-Air-Source) | CVH825GKA3* |  |  | EA*4X48L21A*+WALLCON | *96CTN0601714B* | 24000 | 16.5 | 8.1 | 21000 | 16600 | 79.05% | 2 | 0 | 10.5 |  |  |  | No | R-410A | 2 | Residential & Commercial | Ducted CEE Tier 1
213774430 | Central HP <5.4 tons | COMFORTMAKER | HRCU-A-CB (Split System: Heat Pump with Remote Outdoor Unit-Air-Source) | CVH825GKA3* |  |  | EHD4X42AAL+WALLCON | *80CTL0902120B* | 24200 | 16 | 8.1 | 21400 | 16600 | 77.57% | 2 | 0 | 10.5 |  |  |  | No | R-410A | 2.0167 | Residential & Commercial | Ducted CEE Tier 1
213774530 | Central HP <5.4 tons | COMFORTMAKER | HRCU-A-CB (Split System: Heat Pump with Remote Outdoor Unit-Air-Source) | CVH825GKA3* |  |  | EHD4X42AAL+WALLCON | *96CTN0801714B* | 24000 | 16 | 8.1 | 21400 | 16600 | 77.57% | 2 | 0 | 10.5 |  |  |  | No | R-410A | 2 | Residential & Commercial | Ducted CEE Tier 1
213773440 | Central HP <5.4 tons | COMFORTMAKER | HRCU-A-CB (Split System: Heat Pump with Remote Outdoor Unit-Air-Source) | CVH825GKA3* |  |  | EA*4X42L21A*+WALLCON | *97CMN0601714B* | 23600 | 16 | 8.1 | 21600 | 16700 | 77.31% | 1.94 | 0 | 10.5 |  |  |  | No | R-410A | 1.9667 | Residential & Commercial | Ducted CEE Tier 1
207590050 | Central HP <5.4 tons | AMERICAN STANDARD | HRCU-A-CB (Split System: Heat Pump with Remote Outdoor Unit-Air-Source) | 4A6V8X60A1 |  |  | TAM9A0C60V51 |  | 53000 | 18 | 8.2 | 50000 | 39500 | 79% | 1.76 | 12.5 | 12 |  |  |  | No | R-410A | 4.4167 | Residential & Commercial | Ducted CEE Tier 1
214241610 | Central HP <5.4 tons | COMFORTMAKER | HRCU-A-CB (Split System: Heat Pump with Remote Outdoor Unit-Air-Source) | CVH825GKA3* |  |  | EN(A,D)4X24L17**+WALLCON | *97CMN0801714B* | 23200 | 16 | 8.1 | 22000 | 16900 | 76.82% | 1.92 | 0 | 10.5 |  |  |  | No | R-410A | 1.9333 | Residential & Commercial | Ducted CEE Tier 1
210692143 | Central HP <5.4 tons | AMERICAN STANDARD | HRCU-A-CB (Split System: Heat Pump with Remote Outdoor Unit-Air-Source) | 4A6V8X60A1 |  |  | 4TXCD010DS3 | S8V2D120M5PCA | 54000 | 18 | 8.2 | 52000 | 39500 | 75.96% | 1.83 | 12 | 11.7 |  |  |  | No | R-410A | 4.5 | Residential & Commercial | Ducted CEE Tier 1
214242310 | Central HP <5.4 tons | COMFORTMAKER | HRCU-A-CB (Split System: Heat Pump with Remote Outdoor Unit-Air-Source) | CVH825GKA3* |  |  | EN(A,D,W)4X48L21**+WALLCON | *96CTN0801714B* | 24000 | 17 | 8.1 | 21400 | 16600 | 77.57% | 2 | 0 | 11 |  |  |  | No | R-410A | 2 | Residential & Commercial | Ducted CEE Tier 1
214242340 | Central HP <5.4 tons | COMFORTMAKER | HRCU-A-CB (Split System: Heat Pump with Remote Outdoor Unit-Air-Source) | CVH825GKA3* |  |  | EN(A,D)4X48L24**+WALLCON | *80CTL1102120B* | 24200 | 17 | 8.1 | 21200 | 16500 | 77.83% | 2 | 0 | 11 |  |  |  | No | R-410A | 2.0167 | Residential & Commercial | Ducted CEE Tier 1
214242320 | Central HP <5.4 tons | COMFORTMAKER | HRCU-A-CB (Split System: Heat Pump with Remote Outdoor Unit-Air-Source) | CVH825GKA3* |  |  | EN(A,D,W)4X48L21**+WALLCON | *96CTN1002122B* | 24200 | 17 | 8.1 | 21200 | 16500 | 77.83% | 2 | 0 | 11.5 |  |  |  | No | R-410A | 2.0167 | Residential & Commercial | Ducted CEE Tier 1
214242370 | Central HP <5.4 tons | COMFORTMAKER | HRCU-A-CB (Split System: Heat Pump with Remote Outdoor Unit-Air-Source) | CVH825GKA3* |  |  | EN(A,D)4X48L24**+WALLCON | *97CMN1202422B* | 24200 | 17 | 8.1 | 21200 | 16600 | 78.3% | 2 | 0 | 11 |  |  |  | No | R-410A | 2.0167 | Residential & Commercial | Ducted CEE Tier 1
214242390 | Central HP <5.4 tons | COMFORTMAKER | HRCU-A-CB (Split System: Heat Pump with Remote Outdoor Unit-Air-Source) | CVH825GKA3* |  |  | EN(A,D)4X48L24**+WALLCON | *96CTN1202422B* | 24200 | 17 | 8.1 | 21200 | 16600 | 78.3% | 2 | 0 | 11 |  |  |  | No | R-410A | 2.0167 | Residential & Commercial | Ducted CEE Tier 1
214242190 | Central HP <5.4 tons | COMFORTMAKER | HRCU-A-CB (Split System: Heat Pump with Remote Outdoor Unit-Air-Source) | CVH825GKA3* |  |  | EN(A,D,W)4X42L21**+WALLCON | *96CTN0801714B* | 23800 | 16.5 | 8.1 | 21400 | 16700 | 78.04% | 1.94 | 0 | 11 |  |  |  | No | R-410A | 1.9833 | Residential & Commercial | Ducted CEE Tier 1
213774720 | Central HP <5.4 tons | COMFORTMAKER | HRCU-A-CB (Split System: Heat Pump with Remote Outdoor Unit-Air-Source) | CVH825GKA3* |  |  | EHD4X48AAL+WALLCON | *96CTN1202422B* | 24200 | 16.5 | 8.1 | 21200 | 16600 | 78.3% | 2.02 | 0 | 11 |  |  |  | No | R-410A | 2.0167 | Residential & Commercial | Ducted CEE Tier 1
214241730 | Central HP <5.4 tons | COMFORTMAKER | HRCU-A-CB (Split System: Heat Pump with Remote Outdoor Unit-Air-Source) | CVH825GKA3* |  |  | EN(A,D)4X30L17**+WALLCON | *97CMN0801714B* | 23400 | 16.5 | 8.1 | 21600 | 16700 | 77.31% | 1.9 | 0 | 10.5 |  |  |  | No | R-410A | 1.95 | Residential & Commercial | Ducted CEE Tier 1
213773320 | Central HP <5.4 tons | COMFORTMAKER | HRCU-A-CB (Split System: Heat Pump with Remote Outdoor Unit-Air-Source) | CVH825GKA3* |  |  | EA*4X37L21A*+WALLCON | *97CMN0601714B* | 24200 | 16 | 8.1 | 21200 | 16700 | 78.77% | 2 | 0 | 10.5 |  |  |  | No | R-410A | 2.0167 | Residential & Commercial | Ducted CEE Tier 1
214241830 | Central HP <5.4 tons | COMFORTMAKER | HRCU-A-CB (Split System: Heat Pump with Remote Outdoor Unit-Air-Source) | CVH825GKA3* |  |  | EN(A,D,W)4X36L17**+WALLCON | *97CMN0801714B* | 23400 | 16.5 | 8.1 | 21600 | 16700 | 77.31% | 1.9 | 0 | 10.5 |  |  |  | No | R-410A | 1.95 | Residential & Commercial | Ducted CEE Tier 1
210929586 | Central HP <5.4 tons | AMERICAN STANDARD | HRCU-A-CB (Split System: Heat Pump with Remote Outdoor Unit-Air-Source) | 4A6V8X60A1 |  |  | TAMXB0C60V51 |  | 53000 | 18 | 8.2 | 50000 | 39500 | 79% | 1.76 | 12 | 12 |  |  |  | No | R-410A | 4.4167 | Residential & Commercial | Ducted CEE Tier 1
214421497 | Central HP <5.4 tons | YORK | HRCU-A-CB (Split System: Heat Pump with Remote Outdoor Unit-Air-Source) | HH860E2S11 |  |  | CTF60D5CJS1+JMVT20DC2N1 |  | 53000 | 19 | 9 | 54000 | 39000 | 72.22% | 2 | 0 | 11 |  |  |  | No | R-454B | 4.4167 | Residential & Commercial | Ducted CEE Tier 1
210532948 | Central HP <5.4 tons | CARRIER | HRCU-A-CB (Split System: Heat Pump with Remote Outdoor Unit-Air-Source) | 25VNA424A*031* |  |  | CAP**2417AL*+UI | 58TN*A090C17**16 | 23000 | 21 | 10 | 27000 | 20000 | 74.07% | 2.32 | 0 | 13 |  |  |  | No | R-410A | 1.9167 | Residential & Commercial | Ducted CEE Tier 1
210533016 | Central HP <5.4 tons | CARRIER | HRCU-A-CB (Split System: Heat Pump with Remote Outdoor Unit-Air-Source) | 25VNA424A*031* |  |  | CAP**4221AL*+UI | 59CU5A100C21**22 | 23400 | 20.5 | 10.5 | 26600 | 19700 | 74.06% | 2.48 | 0 | 13.5 |  |  |  | No | R-410A | 1.95 | Residential & Commercial | Ducted CEE Tier 1
210532934 | Central HP <5.4 tons | CARRIER | HRCU-A-CB (Split System: Heat Pump with Remote Outdoor Unit-Air-Source) | 25VNA424A*031* |  |  | CAP**2417AL*+UI | 58CU*A040C17**12 | 23000 | 20 | 10 | 27000 | 20000 | 74.07% | 2.3 | 0 | 12.5 |  |  |  | No | R-410A | 1.9167 | Residential & Commercial | Ducted CEE Tier 1
210532936 | Central HP <5.4 tons | CARRIER | HRCU-A-CB (Split System: Heat Pump with Remote Outdoor Unit-Air-Source) | 25VNA424A*031* |  |  | CAP**2417AL*+UI | 58CU*A060C17**16 | 23000 | 20 | 10 | 27000 | 20200 | 74.81% | 2.3 | 0 | 12.5 |  |  |  | No | R-410A | 1.9167 | Residential & Commercial | Ducted CEE Tier 1
210533020 | Central HP <5.4 tons | CARRIER | HRCU-A-CB (Split System: Heat Pump with Remote Outdoor Unit-Air-Source) | 25VNA424A*031* |  |  | CAP**4221AL*+UI | 58CU*A060C17**16 | 23400 | 20.5 | 10 | 26600 | 19800 | 74.44% | 2.44 | 0 | 13 |  |  |  | No | R-410A | 1.95 | Residential & Commercial | Ducted CEE Tier 1
214243010 | Central HP <5.4 tons | COMFORTMAKER | HRCU-A-CB (Split System: Heat Pump with Remote Outdoor Unit-Air-Source) | CVH825GKA2* |  |  | EN(A,D,W)4X42L21**+WALLCON | *95CSU0601716B* | 23600 | 16.5 | 8.1 | 21400 | 16700 | 78.04% | 1.96 | 0 | 11 |  |  |  | No | R-410A | 1.9667 | Residential & Commercial | Ducted CEE Tier 1
214243080 | Central HP <5.4 tons | COMFORTMAKER | HRCU-A-CB (Split System: Heat Pump with Remote Outdoor Unit-Air-Source) | CVH825GKA2* |  |  | EN(A,D,W)4X48L21**+WALLCON | *80CTL0451712B* | 24000 | 16.5 | 8.1 | 21400 | 16700 | 78.04% | 2 | 0 | 11 |  |  |  | No | R-410A | 2 | Residential & Commercial | Ducted CEE Tier 1
210596849 | Central HP <5.4 tons | DAY & NIGHT | HRCU-A-CB (Split System: Heat Pump with Remote Outdoor Unit-Air-Source) | CVH825GKA2* |  |  | EA*4X48L21A*+WALLCON | *97CMN0801714A* | 24000 | 16.5 | 8.1 | 21000 | 16600 | 79.05% | 2 | 0 | 11 |  |  |  | No | R-410A | 2 | Residential & Commercial | Ducted CEE Tier 1
210596954 | Central HP <5.4 tons | DAY & NIGHT | HRCU-A-CB (Split System: Heat Pump with Remote Outdoor Unit-Air-Source) | CVH825GKA2* |  |  | EHD4X48AAL+WALLCON | *80CTL0701412A* | 24400 | 17 | 8.1 | 21200 | 16500 | 77.83% | 2.02 | 0 | 11 |  |  |  | No | R-410A | 2.0333 | Residential & Commercial | Ducted CEE Tier 1
206773136 | Central HP <5.4 tons | HEIL | HRCU-A-CB (Split System: Heat Pump with Remote Outdoor Unit-Air-Source) | HVH837GKA2* |  |  | EA*4X48L21A*+WALLCON | *80CSU0401712A* | 32400 | 17.5 | 8.1 | 32600 | 25000 | 76.69% | 1.96 | 12 | 11 |  |  |  | No | R-410A | 2.7 | Residential & Commercial | Ducted CEE Tier 1
206773429 | Central HP <5.4 tons | HEIL | HRCU-A-CB (Split System: Heat Pump with Remote Outdoor Unit-Air-Source) | HVH837GKA2* |  |  | EA*4X37L21A*+WALLCON | *95CSU1002122A* | 33000 | 17.5 | 8.5 | 32800 | 25000 | 76.22% | 2 | 12 | 11.5 |  |  |  | No | R-410A | 2.75 | Residential & Commercial | Ducted CEE Tier 1
206773652 | Central HP <5.4 tons | HEIL | HRCU-A-CB (Split System: Heat Pump with Remote Outdoor Unit-Air-Source) | HVH837GKA2* |  |  | EHD4X42AAL+WALLCON | *95CSU0802120A* | 32600 | 17 | 8.1 | 33000 | 24800 | 75.15% | 1.96 | 11.5 | 11 |  |  |  | No | R-410A | 2.7167 | Residential & Commercial | Ducted CEE Tier 1
214239658 | Central HP <5.4 tons | COMFORTMAKER | HRCU-A-CB (Split System: Heat Pump with Remote Outdoor Unit-Air-Source) | CVH837GKA** |  |  | END4X42L17**+WALLCON | *80CTL0701716B* | 32000 | 16.5 | 8.1 | 33000 | 24800 | 75.15% | 1.9 | 0 | 11 |  |  |  | No | R-410A | 2.6667 | Residential & Commercial | Ducted CEE Tier 1
214239758 | Central HP <5.4 tons | COMFORTMAKER | HRCU-A-CB (Split System: Heat Pump with Remote Outdoor Unit-Air-Source) | CVH837GKA** |  |  | EN(A,D,W)4X42L21**+WALLCON | *80CTL0902120B* | 31800 | 17 | 8.1 | 33000 | 24400 | 73.94% | 1.88 | 0 | 11 |  |  |  | No | R-410A | 2.65 | Residential & Commercial | Ducted CEE Tier 1
215936793 | Central HP <5.4 tons | TEMPSTAR | HRCU-A-CB (Split System: Heat Pump with Remote Outdoor Unit-Air-Source) | T5H3V36*K*AAA* |  |  | EVD5X60M24A*+WALLCON | *95CSU0802120B* | 35400 | 21.5 | 8.5 | 38000 | 28600 | 75.26% | 2.04 | 0 | 12 |  |  |  | No | R-454B | 2.95 | Residential & Commercial | Ducted CEE Tier 1
215936293 | Central HP <5.4 tons | TEMPSTAR | HRCU-A-CB (Split System: Heat Pump with Remote Outdoor Unit-Air-Source) | T5H3V36*K*AAA* |  |  | EVD5X48M21A*+WALLCON | *96CTN0601714B* | 34600 | 20.5 | 8.5 | 38000 | 27600 | 72.63% | 2 | 0 | 11.5 |  |  |  | No | R-454B | 2.8833 | Residential & Commercial | Ducted CEE Tier 1
215936393 | Central HP <5.4 tons | TEMPSTAR | HRCU-A-CB (Split System: Heat Pump with Remote Outdoor Unit-Air-Source) | T5H3V36*K*AAA* |  |  | EVD5X48M24A*+WALLCON | *97CMN1002122B* | 35000 | 21.5 | 8.5 | 38000 | 28200 | 74.21% | 2.02 | 0 | 12 |  |  |  | No | R-454B | 2.9167 | Residential & Commercial | Ducted CEE Tier 1
215936913 | Central HP <5.4 tons | TEMPSTAR | HRCU-A-CB (Split System: Heat Pump with Remote Outdoor Unit-Air-Source) | T5H3V36*K*AAA* |  |  | EVD5X61M21A*+WALLCON | *97CMN0801714B* | 35600 | 21.5 | 8.5 | 38000 | 28800 | 75.79% | 2.04 | 0 | 12 |  |  |  | No | R-454B | 2.9667 | Residential & Commercial | Ducted CEE Tier 1
211264756 | Central HP <5.4 tons | BRYANT HEATING AND COOLING SYSTEMS | HRCU-A-CB (Split System: Heat Pump with Remote Outdoor Unit-Air-Source) | 38MURAQ18AB3* |  |  | FB4CNF018L |  | 17400 | 16 | 8.5 | 18300 | 19400 | 106% | 2.34 | 0 | 10.5 |  |  |  | No | R-410A | 1.45 | Residential & Commercial | Ducted CEE Tier 1
211264824 | Central HP <5.4 tons | BRYANT HEATING AND COOLING SYSTEMS | HRCU-A-CB (Split System: Heat Pump with Remote Outdoor Unit-Air-Source) | 38MURAQ18AB3* |  |  | FB4CNP024L |  | 17300 | 16 | 8.5 | 18200 | 19400 | 106.6% | 2.34 | 0 | 10.5 |  |  |  | No | R-410A | 1.4417 | Residential & Commercial | Ducted CEE Tier 1
215935743 | Central HP <5.4 tons | TEMPSTAR | HRCU-A-CB (Split System: Heat Pump with Remote Outdoor Unit-Air-Source) | T5H3V36*K*AAA* |  |  | EVD5X36M21A*+WALLCON | *97CMN0802120B* | 34400 | 20.5 | 8.5 | 38500 | 28200 | 73.25% | 2.04 | 0 | 11.7 |  |  |  | No | R-454B | 2.8667 | Residential & Commercial | Ducted CEE Tier 1
204456870 | Central HP <5.4 tons | BRYANT HEATING AND COOLING SYSTEMS | HRCU-A-CB (Split System: Heat Pump with Remote Outdoor Unit-Air-Source) | 288BNV025*0**B* |  |  | CAP**3717AL*+UI | 88*TA36070C14*** | 24200 | 17 | 8.1 | 21400 | 16600 | 77.57% | 2 | 11 | 11 |  |  |  | No | R-410A | 2.0167 | Residential & Commercial | Ducted CEE Tier 1
216570909 | Central HP <5.4 tons | AMERICAN STANDARD | HRCU-A-CB (Split System: Heat Pump with Remote Outdoor Unit-Air-Source) | 5A6V0X24A1 |  |  | 5TXCB003AS3 | S8V2B060M4PCB | 21600 | 20.6 | 10 | 24000 | 18400 | 76.67% | 2.2 | 0 | 11.5 |  |  |  | No | R-454B | 1.8 | Residential & Commercial | Ducted CEE Tier 1
216570911 | Central HP <5.4 tons | AMERICAN STANDARD | HRCU-A-CB (Split System: Heat Pump with Remote Outdoor Unit-Air-Source) | 5A6V0X24A1 |  |  | 5TXCB003AS3 | S8V2A040M3PDB | 21400 | 20.4 | 10 | 24000 | 18300 | 76.25% | 2.2 | 0 | 11.5 |  |  |  | No | R-454B | 1.7833 | Residential & Commercial | Ducted CEE Tier 1
216437867 | Central HP <5.4 tons | OUTES | HRCU-A-CB (Split System: Heat Pump with Remote Outdoor Unit-Air-Source) | OTD-H60DMR3-C01/SE180 |  |  | OAH-C48DMR3-B02/SE180 |  | 47000 | 18.5 | 9.2 | 47500 | 34000 | 71.58% | 2.3 | 0 | 11.5 |  |  |  | No | R-32 | 3.9167 | Residential & Commercial | Ducted CEE Tier 1
206767204 | Central HP <5.4 tons | BRYANT HEATING AND COOLING SYSTEMS | HRCU-A-CB (Split System: Heat Pump with Remote Outdoor Unit-Air-Source) | 288BNV025*0**C* |  |  | CAP**3721AL*+UI | 83*CA48060C17*** | 24400 | 17 | 8.1 | 21200 | 16600 | 78.3% | 2.02 | 11.5 | 11 |  |  |  | No | R-410A | 2.0333 | Residential & Commercial | Ducted CEE Tier 1
206766863 | Central HP <5.4 tons | HEIL | HRCU-A-CB (Split System: Heat Pump with Remote Outdoor Unit-Air-Source) | HVH825GKA3* |  |  | EHD4X30AAL+WALLCON | *80CTL0701412A* | 23800 | 16 | 8.1 | 21800 | 16700 | 76.61% | 1.98 | 11 | 10.5 |  |  |  | No | R-410A | 1.9833 | Residential & Commercial | Ducted CEE Tier 1
206767115 | Central HP <5.4 tons | HEIL | HRCU-A-CB (Split System: Heat Pump with Remote Outdoor Unit-Air-Source) | HVH825GKA3* |  |  | EA*4X30L17A*+WALLCON | *80CSU0601716A* | 23400 | 16.5 | 8.1 | 21600 | 16700 | 77.31% | 1.9 | 11 | 10.5 |  |  |  | No | R-410A | 1.95 | Residential & Commercial | Ducted CEE Tier 1
211264477 | Central HP <5.4 tons | HEIL | HRCU-A-CB (Split System: Heat Pump with Remote Outdoor Unit-Air-Source) | DLCURAH18ABK |  |  | EN(A,D)4X30L17** | *80ES(N,L)0451412A* | 18200 | 16.5 | 8.5 | 18700 | 18300 | 97.86% | 2.22 | 0 | 11 |  |  |  | No | R-410A | 1.5167 | Residential & Commercial | Ducted CEE Tier 1
211378787 | Central HP <5.4 tons | YORK | HRCU-A-CB (Split System: Heat Pump with Remote Outdoor Unit-Air-Source) | HMH72B341 |  |  | XAFB36DXXN1+TXV | TMLE040A12MP11 | 34000 | 18 | 8.1 | 33600 | 23800 | 70.83% | 2.06 | 0 | 10 |  |  |  | No | R-410A | 2.8333 | Residential & Commercial | Ducted CEE Tier 1
214242900 | Central HP <5.4 tons | COMFORTMAKER | HRCU-A-CB (Split System: Heat Pump with Remote Outdoor Unit-Air-Source) | CVH825GKA2* |  |  | END4X42L17**+WALLCON | *95CSU0601716B* | 23800 | 16.5 | 8.1 | 21400 | 16700 | 78.04% | 1.98 | 0 | 11 |  |  |  | No | R-410A | 1.9833 | Residential & Commercial | Ducted CEE Tier 1
214242970 | Central HP <5.4 tons | COMFORTMAKER | HRCU-A-CB (Split System: Heat Pump with Remote Outdoor Unit-Air-Source) | CVH825GKA2* |  |  | EN(A,D,W)4X42L21**+WALLCON | *80CTL0701716B* | 23600 | 16.5 | 8.1 | 21400 | 16700 | 78.04% | 1.96 | 0 | 11 |  |  |  | No | R-410A | 1.9667 | Residential & Commercial | Ducted CEE Tier 1
214243170 | Central HP <5.4 tons | COMFORTMAKER | HRCU-A-CB (Split System: Heat Pump with Remote Outdoor Unit-Air-Source) | CVH825GKA2* |  |  | EN(A,D,W)4X48L21**+WALLCON | *96CTN0601714B* | 24000 | 16.5 | 8.1 | 21400 | 16700 | 78.04% | 2 | 0 | 11 |  |  |  | No | R-410A | 2 | Residential & Commercial | Ducted CEE Tier 1
214243220 | Central HP <5.4 tons | COMFORTMAKER | HRCU-A-CB (Split System: Heat Pump with Remote Outdoor Unit-Air-Source) | CVH825GKA2* |  |  | EN(A,D)4X48L24**+WALLCON | *80CTL1352422B* | 24200 | 17 | 8.1 | 21200 | 16600 | 78.3% | 2.02 | 0 | 11.5 |  |  |  | No | R-410A | 2.0167 | Residential & Commercial | Ducted CEE Tier 1
214242600 | Central HP <5.4 tons | COMFORTMAKER | HRCU-A-CB (Split System: Heat Pump with Remote Outdoor Unit-Air-Source) | CVH825GKA2* |  |  | EN(A,D)4X30L17**+WALLCON | *97CMN0801714B* | 23400 | 16.5 | 8.1 | 21600 | 16700 | 77.31% | 1.92 | 0 | 10.5 |  |  |  | No | R-410A | 1.95 | Residential & Commercial | Ducted CEE Tier 1
211378887 | Central HP <5.4 tons | YORK | HRCU-A-CB (Split System: Heat Pump with Remote Outdoor Unit-Air-Source) | HMH72B341 |  |  | XAFC36DXXN1+TXV | TL8E100C20UH11 | 34000 | 17.5 | 8.5 | 34000 | 24000 | 70.59% | 2.12 | 0 | 10 |  |  |  | No | R-410A | 2.8333 | Residential & Commercial | Ducted CEE Tier 1
211378486 | Central HP <5.4 tons | YORK | HRCU-A-CB (Split System: Heat Pump with Remote Outdoor Unit-Air-Source) | HMH72B341 |  |  | XAFC30CXXN1+TXV | TM8E120C16MP11 | 33200 | 18 | 8.5 | 33000 | 23200 | 70.3% | 2.06 | 0 | 10 |  |  |  | No | R-410A | 2.7667 | Residential & Commercial | Ducted CEE Tier 1
215937763 | Central HP <5.4 tons | TEMPSTAR | HRCU-A-CB (Split System: Heat Pump with Remote Outdoor Unit-Air-Source) | T5H3V48*K*AAA* |  |  | EVD5X48M21A*+WALLCON | *80CTL0902120B* | 44500 | 20 | 8.1 | 52000 | 38000 | 73.08% | 1.9 | 0 | 11 |  |  |  | No | R-454B | 3.7083 | Residential & Commercial | Ducted CEE Tier 1
211378636 | Central HP <5.4 tons | YORK | HRCU-A-CB (Split System: Heat Pump with Remote Outdoor Unit-Air-Source) | HMH72B341 |  |  | XAFC36DBCN1 | TMLE080C16MP11 | 34000 | 17 | 8.5 | 33600 | 23600 | 70.24% | 2.08 | 0 | 10 |  |  |  | No | R-410A | 2.8333 | Residential & Commercial | Ducted CEE Tier 1
211378920 | Central HP <5.4 tons | YORK | HRCU-A-CB (Split System: Heat Pump with Remote Outdoor Unit-Air-Source) | HMH72B341 |  |  | XAFB36DXXN1+TXV | TL8E060A12UH11 | 34000 | 18 | 8.1 | 33800 | 23800 | 70.41% | 2.06 | 0 | 10 |  |  |  | No | R-410A | 2.8333 | Residential & Commercial | Ducted CEE Tier 1
207252285 | Central HP <5.4 tons | AMERICAN STANDARD | HRCU-A-CB (Split System: Heat Pump with Remote Outdoor Unit-Air-Source) | 4A6C7048A3 |  |  | 4PX*DU48BS3 | L8V1C100U5VSA | 45500 | 17 | 8.1 | 47500 | 45500 | 95.79% | 3.4 | 12.5 | 12 |  |  |  | No | R-410A | 3.7917 | Residential & Commercial | Ducted CEE Tier 1
204299886 | Central HP <5.4 tons | BRYANT HEATING AND COOLING SYSTEMS | HRCU-A-CB (Split System: Heat Pump with Remote Outdoor Unit-Air-Source) | 288BNV037*0**A* |  |  | CNPV*4824AL*+UI | 88*TA66135C24*** | 32400 | 17.5 | 8.1 | 32800 | 24800 | 75.61% | 1.98 | 12 | 11.7 |  |  |  | No | R-410A | 2.7 | Residential & Commercial | Ducted CEE Tier 1
204300490 | Central HP <5.4 tons | BRYANT HEATING AND COOLING SYSTEMS | HRCU-A-CB (Split System: Heat Pump with Remote Outdoor Unit-Air-Source) | 288BNV037*0**A* |  |  | CSPH*4812AL*+UI | 986TC66120C24*** | 32600 | 17 | 8.1 | 33000 | 24800 | 75.15% | 1.98 | 11 | 11 |  |  |  | No | R-410A | 2.7167 | Residential & Commercial | Ducted CEE Tier 1
206772694 | Central HP <5.4 tons | BRYANT HEATING AND COOLING SYSTEMS | HRCU-A-CB (Split System: Heat Pump with Remote Outdoor Unit-Air-Source) | 288BNV037*0**B* |  |  | CSPH*4212AL*+UI | 88*TA48070C17*** | 32400 | 16.5 | 8.1 | 33200 | 25000 | 75.3% | 1.94 | 11.5 | 11 |  |  |  | No | R-410A | 2.7 | Residential & Commercial | Ducted CEE Tier 1
206772919 | Central HP <5.4 tons | BRYANT HEATING AND COOLING SYSTEMS | HRCU-A-CB (Split System: Heat Pump with Remote Outdoor Unit-Air-Source) | 288BNV037*0**B* |  |  | CSPH*4812AL*+UI | 986TC66120C24*** | 32600 | 17 | 8.1 | 33000 | 24800 | 75.15% | 1.98 | 11 | 11 |  |  |  | No | R-410A | 2.7167 | Residential & Commercial | Ducted CEE Tier 1
206772423 | Central HP <5.4 tons | BRYANT HEATING AND COOLING SYSTEMS | HRCU-A-CB (Split System: Heat Pump with Remote Outdoor Unit-Air-Source) | 288BNV037*0**B* |  |  | CNPV*4824AL*+UI | 986TC66100C21*** | 32400 | 17.5 | 8.1 | 33000 | 24800 | 75.15% | 1.96 | 12 | 11.7 |  |  |  | No | R-410A | 2.7 | Residential & Commercial | Ducted CEE Tier 1
206772550 | Central HP <5.4 tons | BRYANT HEATING AND COOLING SYSTEMS | HRCU-A-CB (Split System: Heat Pump with Remote Outdoor Unit-Air-Source) | 288BNV037*0**B* |  |  | CSPH*3612AL*+UI | 88*TA66135C24*** | 32200 | 16.5 | 8.1 | 33200 | 24600 | 74.1% | 1.94 | 11 | 11 |  |  |  | No | R-410A | 2.6833 | Residential & Commercial | Ducted CEE Tier 1
206772784 | Central HP <5.4 tons | BRYANT HEATING AND COOLING SYSTEMS | HRCU-A-CB (Split System: Heat Pump with Remote Outdoor Unit-Air-Source) | 288BNV037*0**B* |  |  | CSPH*4212AL*+UI | 987MB66100C21*** | 32600 | 16.5 | 8.1 | 33000 | 24800 | 75.15% | 1.96 | 12 | 11 |  |  |  | No | R-410A | 2.7167 | Residential & Commercial | Ducted CEE Tier 1
212290956 | Central HP <5.4 tons | GOETTL | HRCU-A-CB (Split System: Heat Pump with Remote Outdoor Unit-Air-Source) | ASZS601810A* |  |  | CA*EA1818*4A* | A*VM970603BNB* | 16600 | 17.5 | 8.5 | 17400 | 13000 | 74.71% | 2.1 | 0 | 10.9 |  |  |  | No | R-410A | 1.3833 | Residential & Commercial | Ducted CEE Tier 1
215941217 | Central HP <5.4 tons | AIRQUEST | HRCU-A-CB (Split System: Heat Pump with Remote Outdoor Unit-Air-Source) | H5H3V48*K*AAA* |  |  | ESH5X60M12A*+WALLCON | *80CSU0601716B* | 45000 | 20.5 | 9 | 48500 | 36600 | 75.46% | 1.82 | 0 | 11.5 |  |  |  | No | R-454B | 3.75 | Residential & Commercial | Ducted CEE Tier 1
215941387 | Central HP <5.4 tons | AIRQUEST | HRCU-A-CB (Split System: Heat Pump with Remote Outdoor Unit-Air-Source) | H5H3V48*K*AAA* |  |  | EVM5X60M21A*+WALLCON | *96CTN0802120B* | 45500 | 20.5 | 8.1 | 53000 | 38500 | 72.64% | 1.95 | 0 | 11 |  |  |  | No | R-454B | 3.7917 | Residential & Commercial | Ducted CEE Tier 1
214239928 | Central HP <5.4 tons | COMFORTMAKER | HRCU-A-CB (Split System: Heat Pump with Remote Outdoor Unit-Air-Source) | CVH837GKA** |  |  | EN(A,D,W)4X48L21**+WALLCON | *97CMN1002122B* | 32400 | 17 | 8.1 | 32600 | 24600 | 75.46% | 1.96 | 0 | 11.7 |  |  |  | No | R-410A | 2.7 | Residential & Commercial | Ducted CEE Tier 1
212988683 | Central HP <5.4 tons | TEMPSTAR | HRCU-A-CB (Split System: Heat Pump with Remote Outdoor Unit-Air-Source) | DLCURAH24ABK |  |  | EA*4X36L17A* | *95MSU0401712A* | 23600 | 16.5 | 8.5 | 26200 | 23800 | 90.84% | 1.96 | 0 | 10 |  |  |  | No | R-410A | 1.9667 | Residential & Commercial | Ducted CEE Tier 1
210597354 | Central HP <5.4 tons | DAY & NIGHT | HRCU-A-CB (Split System: Heat Pump with Remote Outdoor Unit-Air-Source) | CVH837GKA** |  |  | EA*4X36L21A*+WALLCON | *95CSU0802120A* | 31600 | 17 | 8.1 | 33200 | 24200 | 72.89% | 1.86 | 0 | 11 |  |  |  | No | R-410A | 2.6333 | Residential & Commercial | Ducted CEE Tier 1
210597402 | Central HP <5.4 tons | DAY & NIGHT | HRCU-A-CB (Split System: Heat Pump with Remote Outdoor Unit-Air-Source) | CVH837GKA** |  |  | EA*4X60L24A*+WALLCON | *97CMN1002122A* | 32800 | 17.5 | 8.5 | 31800 | 24800 | 77.99% | 2 | 0 | 11.7 |  |  |  | No | R-410A | 2.7333 | Residential & Commercial | Ducted CEE Tier 1
210597405 | Central HP <5.4 tons | DAY & NIGHT | HRCU-A-CB (Split System: Heat Pump with Remote Outdoor Unit-Air-Source) | CVH837GKA** |  |  | EA*4X60L24A*+WALLCON | *97CMN1202422A* | 32800 | 17.5 | 8.5 | 32000 | 24800 | 77.5% | 1.98 | 0 | 11.7 |  |  |  | No | R-410A | 2.7333 | Residential & Commercial | Ducted CEE Tier 1
206765467 | Central HP <5.4 tons | BRYANT HEATING AND COOLING SYSTEMS | HRCU-A-CB (Split System: Heat Pump with Remote Outdoor Unit-Air-Source) | 288BNV025*0**C* |  |  | CAP**2417AL*+UI | 88*TA36070C14*** | 23400 | 17 | 8.1 | 22000 | 16700 | 75.91% | 1.9 | 11 | 11 |  |  |  | No | R-410A | 1.95 | Residential & Commercial | Ducted CEE Tier 1
206765618 | Central HP <5.4 tons | BRYANT HEATING AND COOLING SYSTEMS | HRCU-A-CB (Split System: Heat Pump with Remote Outdoor Unit-Air-Source) | 288BNV025*0**C* |  |  | CAP**3017AL*+UI | 987MB42080C17*** | 23400 | 16 | 8.1 | 21600 | 16800 | 77.78% | 1.9 | 11 | 10.5 |  |  |  | No | R-410A | 1.95 | Residential & Commercial | Ducted CEE Tier 1
206765654 | Central HP <5.4 tons | BRYANT HEATING AND COOLING SYSTEMS | HRCU-A-CB (Split System: Heat Pump with Remote Outdoor Unit-Air-Source) | 288BNV025*0**C* |  |  | CAP**3617AL*+UI | 88*TA48070C17*** | 23600 | 16.5 | 8.1 | 21400 | 16700 | 78.04% | 1.94 | 11.5 | 11 |  |  |  | No | R-410A | 1.9667 | Residential & Commercial | Ducted CEE Tier 1
206765888 | Central HP <5.4 tons | BRYANT HEATING AND COOLING SYSTEMS | HRCU-A-CB (Split System: Heat Pump with Remote Outdoor Unit-Air-Source) | 288BNV025*0**C* |  |  | CAP**3717AL*+UI | 987MB42060C17*** | 24000 | 16 | 8.1 | 21600 | 16900 | 78.24% | 1.98 | 11 | 10.5 |  |  |  | No | R-410A | 2 | Residential & Commercial | Ducted CEE Tier 1
215933019 | Central HP <5.4 tons | COMFORTMAKER | HRCU-A-CB (Split System: Heat Pump with Remote Outdoor Unit-Air-Source) | C5H3V36*K*AAA* |  |  | ESH5X30M12A*+WALLCON | *96CTN0601714B* | 32400 | 18 | 9 | 34800 | 26600 | 76.44% | 1.92 | 0 | 10 |  |  |  | No | R-454B | 2.7 | Residential & Commercial | Ducted CEE Tier 1
206771343 | Central HP <5.4 tons | BRYANT HEATING AND COOLING SYSTEMS | HRCU-A-CB (Split System: Heat Pump with Remote Outdoor Unit-Air-Source) | 288BNV037*0**B* |  |  | CAP**3721AL*+UI | 986TC66100C21*** | 33000 | 17.5 | 8.5 | 33000 | 25200 | 76.36% | 2 | 12 | 11.7 |  |  |  | No | R-410A | 2.75 | Residential & Commercial | Ducted CEE Tier 1
206771478 | Central HP <5.4 tons | BRYANT HEATING AND COOLING SYSTEMS | HRCU-A-CB (Split System: Heat Pump with Remote Outdoor Unit-Air-Source) | 288BNV037*0**B* |  |  | CAP**4221AL*+UI | 986TC66100C21*** | 31800 | 17 | 8.1 | 33000 | 24400 | 73.94% | 1.9 | 11 | 11.5 |  |  |  | No | R-410A | 2.65 | Residential & Commercial | Ducted CEE Tier 1
206771793 | Central HP <5.4 tons | BRYANT HEATING AND COOLING SYSTEMS | HRCU-A-CB (Split System: Heat Pump with Remote Outdoor Unit-Air-Source) | 288BNV037*0**B* |  |  | CAP**4821AL*+UI | 986TC42080C17*** | 32200 | 17 | 8.1 | 32800 | 25200 | 76.83% | 1.96 | 11.5 | 11 |  |  |  | No | R-410A | 2.6833 | Residential & Commercial | Ducted CEE Tier 1
206773063 | Central HP <5.4 tons | BRYANT HEATING AND COOLING SYSTEMS | HRCU-A-CB (Split System: Heat Pump with Remote Outdoor Unit-Air-Source) | 288BNV037*0**B* |  |  | CAP**4221AL*+UI | 83*CA48060C17*** | 31800 | 17 | 8.1 | 33200 | 24400 | 73.49% | 1.86 | 11.5 | 11 |  |  |  | No | R-410A | 2.65 | Residential & Commercial | Ducted CEE Tier 1
214239858 | Central HP <5.4 tons | COMFORTMAKER | HRCU-A-CB (Split System: Heat Pump with Remote Outdoor Unit-Air-Source) | CVH837GKA** |  |  | EN(A,D,W)4X48L21**+WALLCON | *80CTL0701716B* | 32200 | 17 | 8.1 | 32800 | 24800 | 75.61% | 1.94 | 0 | 11.5 |  |  |  | No | R-410A | 2.6833 | Residential & Commercial | Ducted CEE Tier 1
211245323 | Central HP <5.4 tons | DAY & NIGHT | HRCU-A-CB (Split System: Heat Pump with Remote Outdoor Unit-Air-Source) | DLCURAH24ABK |  |  | EN(A,D)4X36L21** | *96VSN0802120A* | 24000 | 17 | 8.1 | 26000 | 23200 | 89.23% | 1.92 | 0 | 10.5 |  |  |  | No | R-410A | 2 | Residential & Commercial | Ducted CEE Tier 1
205751125 | Central HP <5.4 tons | DAY & NIGHT | HRCU-A-CB (Split System: Heat Pump with Remote Outdoor Unit-Air-Source) | CVH837GKA** |  |  | EA*4X43L21A*+WALLCON | *80CTL0701716A* | 32800 | 17.5 | 8.5 | 33000 | 25200 | 76.36% | 1.98 | 11 | 11.7 |  |  |  | No | R-410A | 2.7333 | Residential & Commercial | Ducted CEE Tier 1
210600153 | Central HP <5.4 tons | TEMPSTAR | HRCU-A-CB (Split System: Heat Pump with Remote Outdoor Unit-Air-Source) | TVH837GKA** |  |  | EN(A,D)4X48L24**+WALLCON | *95CSU1002122A* | 32400 | 17.5 | 8.1 | 32800 | 24600 | 75% | 1.98 | 0 | 11.7 |  |  |  | No | R-410A | 2.7 | Residential & Commercial | Ducted CEE Tier 1
210600167 | Central HP <5.4 tons | TEMPSTAR | HRCU-A-CB (Split System: Heat Pump with Remote Outdoor Unit-Air-Source) | TVH837GKA** |  |  | EN(A,D,W)4X60L24**+WALLCON | *96CTN1002122A* | 32800 | 18 | 8.1 | 32200 | 24600 | 76.4% | 1.98 | 0 | 12 |  |  |  | No | R-410A | 2.7333 | Residential & Commercial | Ducted CEE Tier 1
210600168 | Central HP <5.4 tons | TEMPSTAR | HRCU-A-CB (Split System: Heat Pump with Remote Outdoor Unit-Air-Source) | TVH837GKA** |  |  | EN(A,D,W)4X60L24**+WALLCON | *96CTN1202422A* | 32800 | 18 | 8.1 | 32200 | 24600 | 76.4% | 1.98 | 0 | 12 |  |  |  | No | R-410A | 2.7333 | Residential & Commercial | Ducted CEE Tier 1
210533084 | Central HP <5.4 tons | CARRIER | HRCU-A-CB (Split System: Heat Pump with Remote Outdoor Unit-Air-Source) | 25VNA424A*031* |  |  | CSPH*3012AL*+UI | 59CU5A080C21**20 | 23400 | 19.5 | 9 | 27000 | 19800 | 73.33% | 2.46 | 0 | 12.5 |  |  |  | No | R-410A | 1.95 | Residential & Commercial | Ducted CEE Tier 1
214807624 | Central HP <5.4 tons | YORK | HRCU-A-CB (Split System: Heat Pump with Remote Outdoor Unit-Air-Source) | HH860E2S11 |  |  | CTU60C5XGS1+TXV | TPLC100C16MP13 | 43500 | 18 | 9 | 44000 | 33400 | 75.91% | 2 | 0 | 11.7 |  |  |  | No | R-454B | 3.625 | Residential & Commercial | Ducted CEE Tier 1
214807626 | Central HP <5.4 tons | YORK | HRCU-A-CB (Split System: Heat Pump with Remote Outdoor Unit-Air-Source) | HH860E2S11 |  |  | CTU60C5XGS1+TXV | YPLC100C16MP13 | 43500 | 18 | 9 | 44000 | 33400 | 75.91% | 2 | 0 | 11.7 |  |  |  | No | R-454B | 3.625 | Residential & Commercial | Ducted CEE Tier 1
210533026 | Central HP <5.4 tons | CARRIER | HRCU-A-CB (Split System: Heat Pump with Remote Outdoor Unit-Air-Source) | 25VNA424A*031* |  |  | CAP**4321AL*+UI | 59CU5A060C17**16 | 24000 | 20 | 10.5 | 26400 | 19800 | 75% | 2.52 | 0 | 13 |  |  |  | No | R-410A | 2 | Residential & Commercial | Ducted CEE Tier 1
210533042 | Central HP <5.4 tons | CARRIER | HRCU-A-CB (Split System: Heat Pump with Remote Outdoor Unit-Air-Source) | 25VNA424A*031* |  |  | CAP**4321AL*+UI | 59MN7B080C17**14 | 24000 | 20 | 10.5 | 26400 | 19800 | 75% | 2.52 | 0 | 13.5 |  |  |  | No | R-410A | 2 | Residential & Commercial | Ducted CEE Tier 1
214807643 | Central HP <5.4 tons | YORK | HRCU-A-CB (Split System: Heat Pump with Remote Outdoor Unit-Air-Source) | HH860E2S11 |  |  | CTU60C5XGS1+TXV | TM8Y120C20MP11 | 44500 | 18 | 9 | 45000 | 33800 | 75.11% | 2 | 0 | 11.7 |  |  |  | No | R-454B | 3.7083 | Residential & Commercial | Ducted CEE Tier 1
206765538 | Central HP <5.4 tons | HEIL | HRCU-A-CB (Split System: Heat Pump with Remote Outdoor Unit-Air-Source) | HVH825GKA3* |  |  | EA*4X25L17A*+WALLCON | *97CMN0801714A* | 24200 | 16.5 | 8.1 | 21400 | 16700 | 78.04% | 2 | 11 | 11 |  |  |  | No | R-410A | 2.0167 | Residential & Commercial | Ducted CEE Tier 1
206765763 | Central HP <5.4 tons | HEIL | HRCU-A-CB (Split System: Heat Pump with Remote Outdoor Unit-Air-Source) | HVH825GKA3* |  |  | EA*4X36L21A*+WALLCON | *96CTN0801714A* | 23600 | 16.5 | 8.1 | 21400 | 16700 | 78.04% | 1.94 | 11 | 11 |  |  |  | No | R-410A | 1.9667 | Residential & Commercial | Ducted CEE Tier 1
206765799 | Central HP <5.4 tons | HEIL | HRCU-A-CB (Split System: Heat Pump with Remote Outdoor Unit-Air-Source) | HVH825GKA3* |  |  | EA*4X36L21A*+WALLCON | *97CMN1002122A* | 23600 | 16.5 | 8.1 | 21400 | 16600 | 77.57% | 1.94 | 11 | 11 |  |  |  | No | R-410A | 1.9667 | Residential & Commercial | Ducted CEE Tier 1
204299407 | Central HP <5.4 tons | HEIL | HRCU-A-CB (Split System: Heat Pump with Remote Outdoor Unit-Air-Source) | HVH837GKA** |  |  | EA*4X48L24A*+WALLCON | *97CMN1202422A* | 32200 | 17.5 | 8.5 | 32600 | 25000 | 76.69% | 1.98 | 12 | 11.7 |  |  |  | No | R-410A | 2.6833 | Residential & Commercial | Ducted CEE Tier 1
204299557 | Central HP <5.4 tons | HEIL | HRCU-A-CB (Split System: Heat Pump with Remote Outdoor Unit-Air-Source) | HVH837GKA** |  |  | END4X42L17**+WALLCON | *80CTL0901716A* | 32200 | 17.5 | 8.1 | 33000 | 24600 | 74.55% | 1.92 | 11 | 11.7 |  |  |  | No | R-410A | 2.6833 | Residential & Commercial | Ducted CEE Tier 1
204300391 | Central HP <5.4 tons | HEIL | HRCU-A-CB (Split System: Heat Pump with Remote Outdoor Unit-Air-Source) | HVH837GKA** |  |  | EHD4X42AAL+WALLCON | *80CTL0901716A* | 32600 | 17 | 8.1 | 33000 | 24800 | 75.15% | 1.96 | 12 | 11 |  |  |  | No | R-410A | 2.7167 | Residential & Commercial | Ducted CEE Tier 1
204300561 | Central HP <5.4 tons | HEIL | HRCU-A-CB (Split System: Heat Pump with Remote Outdoor Unit-Air-Source) | HVH837GKA** |  |  | EHD4X48AAL+WALLCON | *96CTN1002122A* | 32600 | 17 | 8.1 | 33000 | 24800 | 75.15% | 1.98 | 12 | 11 |  |  |  | No | R-410A | 2.7167 | Residential & Commercial | Ducted CEE Tier 1
206771829 | Central HP <5.4 tons | BRYANT HEATING AND COOLING SYSTEMS | HRCU-A-CB (Split System: Heat Pump with Remote Outdoor Unit-Air-Source) | 288BNV037*0**B* |  |  | CAP**4821AL*+UI | 987MB66100C21*** | 32400 | 17.5 | 8.5 | 32600 | 25000 | 76.69% | 1.98 | 12 | 11.7 |  |  |  | No | R-410A | 2.7 | Residential & Commercial | Ducted CEE Tier 1
206772297 | Central HP <5.4 tons | BRYANT HEATING AND COOLING SYSTEMS | HRCU-A-CB (Split System: Heat Pump with Remote Outdoor Unit-Air-Source) | 288BNV037*0**B* |  |  | CNPV*4821AL*+UI | 987MB66100C21*** | 32400 | 17.5 | 8.1 | 33000 | 24800 | 75.15% | 1.96 | 12 | 11.7 |  |  |  | No | R-410A | 2.7 | Residential & Commercial | Ducted CEE Tier 1
206772748 | Central HP <5.4 tons | BRYANT HEATING AND COOLING SYSTEMS | HRCU-A-CB (Split System: Heat Pump with Remote Outdoor Unit-Air-Source) | 288BNV037*0**B* |  |  | CSPH*4212AL*+UI | 986TC66120C24*** | 32600 | 17 | 8.1 | 33000 | 24800 | 75.15% | 1.96 | 11 | 11 |  |  |  | No | R-410A | 2.7167 | Residential & Commercial | Ducted CEE Tier 1
206772865 | Central HP <5.4 tons | BRYANT HEATING AND COOLING SYSTEMS | HRCU-A-CB (Split System: Heat Pump with Remote Outdoor Unit-Air-Source) | 288BNV037*0**B* |  |  | CSPH*4812AL*+UI | 88*TA48070C17*** | 32600 | 17 | 8.1 | 33200 | 25000 | 75.3% | 1.96 | 11.5 | 11 |  |  |  | No | R-410A | 2.7167 | Residential & Commercial | Ducted CEE Tier 1
214242820 | Central HP <5.4 tons | COMFORTMAKER | HRCU-A-CB (Split System: Heat Pump with Remote Outdoor Unit-Air-Source) | CVH825GKA2* |  |  | EN(A,D)4X36L21**+WALLCON | *97CMN1002122B* | 23600 | 16.5 | 8.1 | 21400 | 16700 | 78.04% | 1.92 | 0 | 11 |  |  |  | No | R-410A | 1.9667 | Residential & Commercial | Ducted CEE Tier 1
214242850 | Central HP <5.4 tons | COMFORTMAKER | HRCU-A-CB (Split System: Heat Pump with Remote Outdoor Unit-Air-Source) | CVH825GKA2* |  |  | EN(A,D)4X36L21**+WALLCON | *96CTN1002122B* | 23600 | 16.5 | 8.1 | 21400 | 16700 | 78.04% | 1.92 | 0 | 11 |  |  |  | No | R-410A | 1.9667 | Residential & Commercial | Ducted CEE Tier 1
214242870 | Central HP <5.4 tons | COMFORTMAKER | HRCU-A-CB (Split System: Heat Pump with Remote Outdoor Unit-Air-Source) | CVH825GKA2* |  |  | END4X42L17**+WALLCON | *80CTL0701412B* | 24000 | 17 | 8.1 | 21400 | 16600 | 77.57% | 1.98 | 0 | 11 |  |  |  | No | R-410A | 2 | Residential & Commercial | Ducted CEE Tier 1
215935793 | Central HP <5.4 tons | TEMPSTAR | HRCU-A-CB (Split System: Heat Pump with Remote Outdoor Unit-Air-Source) | T5H3V36*K*AAA* |  |  | EVD5X37M21A*+WALLCON | *97CMN0601714B* | 34400 | 20.5 | 8.5 | 38000 | 27600 | 72.63% | 2.08 | 0 | 11 |  |  |  | No | R-454B | 2.8667 | Residential & Commercial | Ducted CEE Tier 1
215935843 | Central HP <5.4 tons | TEMPSTAR | HRCU-A-CB (Split System: Heat Pump with Remote Outdoor Unit-Air-Source) | T5H3V36*K*AAA* |  |  | EVD5X38M17A*+WALLCON | *80CTL0701412B* | 35200 | 21.5 | 8.5 | 38500 | 29000 | 75.32% | 2.02 | 0 | 11.7 |  |  |  | No | R-454B | 2.9333 | Residential & Commercial | Ducted CEE Tier 1
215935923 | Central HP <5.4 tons | TEMPSTAR | HRCU-A-CB (Split System: Heat Pump with Remote Outdoor Unit-Air-Source) | T5H3V36*K*AAA* |  |  | EVD5X42M17A*+WALLCON | *97CMN0601714B* | 34200 | 20 | 8.5 | 38000 | 27400 | 72.11% | 2.08 | 0 | 11 |  |  |  | No | R-454B | 2.85 | Residential & Commercial | Ducted CEE Tier 1
215936493 | Central HP <5.4 tons | TEMPSTAR | HRCU-A-CB (Split System: Heat Pump with Remote Outdoor Unit-Air-Source) | T5H3V36*K*AAA* |  |  | EVD5X49M24A*+WALLCON | *95CSU1002122B* | 35600 | 22 | 8.5 | 38000 | 28400 | 74.74% | 2.06 | 0 | 12.5 |  |  |  | No | R-454B | 2.9667 | Residential & Commercial | Ducted CEE Tier 1
215936543 | Central HP <5.4 tons | TEMPSTAR | HRCU-A-CB (Split System: Heat Pump with Remote Outdoor Unit-Air-Source) | T5H3V36*K*AAA* |  |  | EVD5X49M24A*+WALLCON | *96CTN1002122B* | 35400 | 22 | 8.5 | 38000 | 28400 | 74.74% | 2.04 | 0 | 12.5 |  |  |  | No | R-454B | 2.95 | Residential & Commercial | Ducted CEE Tier 1
211264986 | Central HP <5.4 tons | BRYANT HEATING AND COOLING SYSTEMS | HRCU-A-CB (Split System: Heat Pump with Remote Outdoor Unit-Air-Source) | 38MURAQ18AB3* |  |  | FM(C,U)4Z24**AL* |  | 17800 | 17 | 9 | 18700 | 19800 | 105.9% | 2.4 | 0 | 11 |  |  |  | No | R-410A | 1.4833 | Residential & Commercial | Ducted CEE Tier 1
212290964 | Central HP <5.4 tons | GOETTL | HRCU-A-CB (Split System: Heat Pump with Remote Outdoor Unit-Air-Source) | ASZS601810A* |  |  | CA*EA2422*4A* | A*VC800603B*A* | 16600 | 17.5 | 8.5 | 17400 | 13000 | 74.71% | 2.1 | 0 | 10.9 |  |  |  | No | R-410A | 1.3833 | Residential & Commercial | Ducted CEE Tier 1
215941097 | Central HP <5.4 tons | AIRQUEST | HRCU-A-CB (Split System: Heat Pump with Remote Outdoor Unit-Air-Source) | H5H3V48*K*AAA* |  |  | EA*5X61M24A*+WALLCON | *96CTN0802120B* | 45500 | 21 | 9.5 | 48500 | 37000 | 76.29% | 2 | 0 | 11 |  |  |  | No | R-454B | 3.7917 | Residential & Commercial | Ducted CEE Tier 1
212290960 | Central HP <5.4 tons | GOETTL | HRCU-A-CB (Split System: Heat Pump with Remote Outdoor Unit-Air-Source) | ASZS601810A* |  |  | CA*EA1818*4A* | A*VS960805CUA* | 16600 | 17.5 | 8.5 | 17400 | 13000 | 74.71% | 2.1 | 0 | 10.9 |  |  |  | No | R-410A | 1.3833 | Residential & Commercial | Ducted CEE Tier 1
215941137 | Central HP <5.4 tons | AIRQUEST | HRCU-A-CB (Split System: Heat Pump with Remote Outdoor Unit-Air-Source) | H5H3V48*K*AAA* |  |  | ESH5X48M12A*+WALLCON | *96CTN0802120B* | 44000 | 20 | 9 | 48500 | 36600 | 75.46% | 1.8 | 0 | 10.5 |  |  |  | No | R-454B | 3.6667 | Residential & Commercial | Ducted CEE Tier 1
206790607 | Central HP <5.4 tons | BRYANT HEATING AND COOLING SYSTEMS | HRCU-A-CB (Split System: Heat Pump with Remote Outdoor Unit-Air-Source) | 284ANV048*0**B* |  |  | CAP**6121AL*+UI | 987MB66100C21*** | 45500 | 21 | 9.5 | 46000 | 36400 | 79.13% | 2.36 | 12.5 | 12 |  |  |  | No | R-410A | 3.7917 | Residential & Commercial | Ducted CEE Tier 1
206790609 | Central HP <5.4 tons | BRYANT HEATING AND COOLING SYSTEMS | HRCU-A-CB (Split System: Heat Pump with Remote Outdoor Unit-Air-Source) | 284ANV048*0**B* |  |  | CAP**6124AL*+UI | 987MB66120C24*** | 45500 | 21 | 9.5 | 46000 | 36400 | 79.13% | 2.36 | 12.5 | 12 |  |  |  | No | R-410A | 3.7917 | Residential & Commercial | Ducted CEE Tier 1
206790650 | Central HP <5.4 tons | BRYANT HEATING AND COOLING SYSTEMS | HRCU-A-CB (Split System: Heat Pump with Remote Outdoor Unit-Air-Source) | 284ANV048*0**B* |  |  | CAP**6121AL*+UI | 935CA60080C21*** | 45500 | 21 | 9.5 | 46000 | 36400 | 79.13% | 2.36 | 12.5 | 12 |  |  |  | No | R-410A | 3.7917 | Residential & Commercial | Ducted CEE Tier 1
214239128 | Central HP <5.4 tons | COMFORTMAKER | HRCU-A-CB (Split System: Heat Pump with Remote Outdoor Unit-Air-Source) | CVH837GKA2* |  |  | EN(A,D,W)4X42L21**+WALLCON | *97CMN1002122B* | 31800 | 16.5 | 8.1 | 33000 | 24400 | 73.94% | 1.88 | 0 | 11 |  |  |  | No | R-410A | 2.65 | Residential & Commercial | Ducted CEE Tier 1
206773660 | Central HP <5.4 tons | BRYANT HEATING AND COOLING SYSTEMS | HRCU-A-CB (Split System: Heat Pump with Remote Outdoor Unit-Air-Source) | 288BNV037*0**B* |  |  | CSPH*4212AL*+UI | 935CA66100C21*** | 32600 | 17 | 8.1 | 33000 | 24800 | 75.15% | 1.96 | 11.5 | 11 |  |  |  | No | R-410A | 2.7167 | Residential & Commercial | Ducted CEE Tier 1
206773678 | Central HP <5.4 tons | BRYANT HEATING AND COOLING SYSTEMS | HRCU-A-CB (Split System: Heat Pump with Remote Outdoor Unit-Air-Source) | 288BNV037*0**B* |  |  | CSPH*4812AL*+UI | 935CA66100C21*** | 32600 | 17 | 8.1 | 32800 | 24800 | 75.61% | 1.98 | 11.5 | 11 |  |  |  | No | R-410A | 2.7167 | Residential & Commercial | Ducted CEE Tier 1
210532884 | Central HP <5.4 tons | CARRIER | HRCU-A-CB (Split System: Heat Pump with Remote Outdoor Unit-Air-Source) | 25VNA448A*031* |  |  | CAP**6124AL*+UI | 59TN6B100C21**22 | 45500 | 21.5 | 9.5 | 46000 | 36200 | 78.7% | 2.36 | 0 | 12 |  |  |  | No | R-410A | 3.7917 | Residential & Commercial | Ducted CEE Tier 1
210532898 | Central HP <5.4 tons | CARRIER | HRCU-A-CB (Split System: Heat Pump with Remote Outdoor Unit-Air-Source) | 25VNA448A*031* |  |  | CNPV*4824AL*+UI | 59CU5A100C21**22 | 44000 | 21 | 8.5 | 46500 | 36400 | 78.28% | 2.18 | 0 | 12 |  |  |  | No | R-410A | 3.6667 | Residential & Commercial | Ducted CEE Tier 1
210720637 | Central HP <5.4 tons | CARRIER | HRCU-A-CB (Split System: Heat Pump with Remote Outdoor Unit-Air-Source) | 25VNA436A*031* |  |  | CAP**4221AL*+UI | 59TN6B080C17**14 | 32800 | 19 | 9 | 35600 | 26800 | 75.28% | 1.98 | 0 | 11 |  |  |  | No | R-410A | 2.7333 | Residential & Commercial | Ducted CEE Tier 1
210720633 | Central HP <5.4 tons | CARRIER | HRCU-A-CB (Split System: Heat Pump with Remote Outdoor Unit-Air-Source) | 25VNA436A*031* |  |  | CAP**3717AL*+UI | 59TN6B080C17**14 | 33800 | 18.5 | 9.5 | 35600 | 26200 | 73.6% | 2 | 0 | 11.7 |  |  |  | No | R-410A | 2.8167 | Residential & Commercial | Ducted CEE Tier 1
210720665 | Central HP <5.4 tons | CARRIER | HRCU-A-CB (Split System: Heat Pump with Remote Outdoor Unit-Air-Source) | 25VNA436A*031* |  |  | CNPV*4221AL*+UI | 58CU*A040C17**12 | 33000 | 19 | 9 | 35400 | 26600 | 75.14% | 1.98 | 0 | 12 |  |  |  | No | R-410A | 2.75 | Residential & Commercial | Ducted CEE Tier 1
214395836 | Central HP <5.4 tons | YORK | HRCU-A-CB (Split System: Heat Pump with Remote Outdoor Unit-Air-Source) | HH836E2S11 |  |  | CTF48C5CFS1 | TMLE120C16MP11 | 33600 | 19 | 9 | 31400 | 25400 | 80.89% | 2 | 0 | 11 |  |  |  | No | R-454B | 2.8 | Residential & Commercial | Ducted CEE Tier 1
211264744 | Central HP <5.4 tons | HEIL | HRCU-A-CB (Split System: Heat Pump with Remote Outdoor Unit-Air-Source) | DLCURAH18ABK |  |  | FJMA4*18L*A* |  | 18000 | 15.5 | 8.5 | 19000 | 19100 | 100.5% | 2.28 | 0 | 10.5 |  |  |  | No | R-410A | 1.5 | Residential & Commercial | Ducted CEE Tier 1
206765664 | Central HP <5.4 tons | HEIL | HRCU-A-CB (Split System: Heat Pump with Remote Outdoor Unit-Air-Source) | HVH825GKA3* |  |  | EA*4X36L17A*+WALLCON | *96CTN0601714A* | 23400 | 16 | 8.1 | 21600 | 16800 | 77.78% | 1.92 | 11 | 10.5 |  |  |  | No | R-410A | 1.95 | Residential & Commercial | Ducted CEE Tier 1
206765682 | Central HP <5.4 tons | HEIL | HRCU-A-CB (Split System: Heat Pump with Remote Outdoor Unit-Air-Source) | HVH825GKA3* |  |  | EA*4X36L17A*+WALLCON | *97CMN0601714A* | 23400 | 16 | 8.1 | 21600 | 16800 | 77.78% | 1.92 | 11 | 10.5 |  |  |  | No | R-410A | 1.95 | Residential & Commercial | Ducted CEE Tier 1
210532944 | Central HP <5.4 tons | CARRIER | HRCU-A-CB (Split System: Heat Pump with Remote Outdoor Unit-Air-Source) | 25VNA424A*031* |  |  | CAP**2417AL*+UI | 59MN7B080C17**14 | 22800 | 19.5 | 10 | 27200 | 20200 | 74.26% | 2.28 | 0 | 12.5 |  |  |  | No | R-410A | 1.9 | Residential & Commercial | Ducted CEE Tier 1
210533008 | Central HP <5.4 tons | CARRIER | HRCU-A-CB (Split System: Heat Pump with Remote Outdoor Unit-Air-Source) | 25VNA424A*031* |  |  | CAP**3721AL*+UI | 58TN*A090C17**16 | 24200 | 21.5 | 11 | 26400 | 19600 | 74.24% | 2.58 | 0 | 14 |  |  |  | No | R-410A | 2.0167 | Residential & Commercial | Ducted CEE Tier 1
210533010 | Central HP <5.4 tons | CARRIER | HRCU-A-CB (Split System: Heat Pump with Remote Outdoor Unit-Air-Source) | 25VNA424A*031* |  |  | CAP**3721AL*+UI | 59MN7B060C21**20 | 24000 | 19.5 | 10.5 | 26400 | 19800 | 75% | 2.52 | 0 | 13.5 |  |  |  | No | R-410A | 2 | Residential & Commercial | Ducted CEE Tier 1
210533012 | Central HP <5.4 tons | CARRIER | HRCU-A-CB (Split System: Heat Pump with Remote Outdoor Unit-Air-Source) | 25VNA424A*031* |  |  | CAP**4221AL*+UI | 59CU5A060C17**16 | 23400 | 20 | 10.5 | 26600 | 19900 | 74.81% | 2.44 | 0 | 13 |  |  |  | No | R-410A | 1.95 | Residential & Commercial | Ducted CEE Tier 1
210533060 | Central HP <5.4 tons | CARRIER | HRCU-A-CB (Split System: Heat Pump with Remote Outdoor Unit-Air-Source) | 25VNA424A*031* |  |  | CNPV*3017AL*+UI | 59MN7B080C17**14 | 23200 | 20 | 9.5 | 26800 | 20000 | 74.63% | 2.36 | 0 | 13 |  |  |  | No | R-410A | 1.9333 | Residential & Commercial | Ducted CEE Tier 1
210533062 | Central HP <5.4 tons | CARRIER | HRCU-A-CB (Split System: Heat Pump with Remote Outdoor Unit-Air-Source) | 25VNA424A*031* |  |  | CNPV*3017AL*+UI | 58TN*A070C14**12 | 23200 | 21 | 10 | 26600 | 19900 | 74.81% | 2.4 | 0 | 13 |  |  |  | No | R-410A | 1.9333 | Residential & Commercial | Ducted CEE Tier 1
215933049 | Central HP <5.4 tons | COMFORTMAKER | HRCU-A-CB (Split System: Heat Pump with Remote Outdoor Unit-Air-Source) | C5H3V36*K*AAA* |  |  | ESH5X36M12A*+WALLCON | *80CSU1002120A* | 33200 | 18.5 | 9 | 35000 | 26800 | 76.57% | 1.92 | 0 | 11 |  |  |  | No | R-454B | 2.7667 | Residential & Commercial | Ducted CEE Tier 1
215933199 | Central HP <5.4 tons | COMFORTMAKER | HRCU-A-CB (Split System: Heat Pump with Remote Outdoor Unit-Air-Source) | C5H3V36*K*AAA* |  |  | ESH5X36M12A*+WALLCON | *97CMN0802120B* | 33200 | 19 | 9 | 34800 | 26800 | 77.01% | 1.92 | 0 | 11 |  |  |  | No | R-454B | 2.7667 | Residential & Commercial | Ducted CEE Tier 1
215933219 | Central HP <5.4 tons | COMFORTMAKER | HRCU-A-CB (Split System: Heat Pump with Remote Outdoor Unit-Air-Source) | C5H3V36*K*AAA* |  |  | ESH5X36M12A*+WALLCON | *97CMN1202422B* | 33200 | 19 | 9 | 35000 | 26800 | 76.57% | 1.92 | 0 | 11 |  |  |  | No | R-454B | 2.7667 | Residential & Commercial | Ducted CEE Tier 1
215933469 | Central HP <5.4 tons | COMFORTMAKER | HRCU-A-CB (Split System: Heat Pump with Remote Outdoor Unit-Air-Source) | C5H3V36*K*AAA* |  |  | ESH5X42M12A*+WALLCON | *96CTN0601714B* | 33200 | 18.5 | 9 | 34200 | 26200 | 76.61% | 1.94 | 0 | 10.5 |  |  |  | No | R-454B | 2.7667 | Residential & Commercial | Ducted CEE Tier 1
215933819 | Central HP <5.4 tons | COMFORTMAKER | HRCU-A-CB (Split System: Heat Pump with Remote Outdoor Unit-Air-Source) | C5H3V36*K*AAA* |  |  | ESH5X60M12A*+WALLCON | *80CTL1352422B* | 34200 | 19.5 | 9 | 34400 | 26000 | 75.58% | 1.96 | 0 | 11.7 |  |  |  | No | R-454B | 2.85 | Residential & Commercial | Ducted CEE Tier 1
206766871 | Central HP <5.4 tons | BRYANT HEATING AND COOLING SYSTEMS | HRCU-A-CB (Split System: Heat Pump with Remote Outdoor Unit-Air-Source) | 288BNV025*0**C* |  |  | CSPH*3012AL*+UI | 88*TA48090C17*** | 23800 | 16 | 8.1 | 21800 | 16700 | 76.61% | 1.98 | 11 | 10.5 |  |  |  | No | R-410A | 1.9833 | Residential & Commercial | Ducted CEE Tier 1
206767105 | Central HP <5.4 tons | BRYANT HEATING AND COOLING SYSTEMS | HRCU-A-CB (Split System: Heat Pump with Remote Outdoor Unit-Air-Source) | 288BNV025*0**C* |  |  | CAP**3017AL*+UI | 83*CA36040C17*** | 23400 | 16.5 | 8.1 | 21600 | 16700 | 77.31% | 1.9 | 11 | 10.5 |  |  |  | No | R-410A | 1.95 | Residential & Commercial | Ducted CEE Tier 1
210532914 | Central HP <5.4 tons | CARRIER | HRCU-A-CB (Split System: Heat Pump with Remote Outdoor Unit-Air-Source) | 25VNA448A*031* |  |  | CSPH*4812AL*+UI | 59CU5A080C21**20 | 44500 | 20 | 9 | 46500 | 36600 | 78.71% | 2.22 | 0 | 11.7 |  |  |  | No | R-410A | 3.7083 | Residential & Commercial | Ducted CEE Tier 1
210532940 | Central HP <5.4 tons | CARRIER | HRCU-A-CB (Split System: Heat Pump with Remote Outdoor Unit-Air-Source) | 25VNA424A*031* |  |  | CAP**2417AL*+UI | 59TN6B060C17**14 | 22800 | 19.5 | 10 | 27200 | 20200 | 74.26% | 2.28 | 0 | 12.5 |  |  |  | No | R-410A | 1.9 | Residential & Commercial | Ducted CEE Tier 1
210532988 | Central HP <5.4 tons | CARRIER | HRCU-A-CB (Split System: Heat Pump with Remote Outdoor Unit-Air-Source) | 25VNA424A*031* |  |  | CAP**3017AL*+UI | 58TN*A090C17**16 | 23200 | 21 | 10 | 26600 | 19800 | 74.44% | 2.4 | 0 | 13.5 |  |  |  | No | R-410A | 1.9333 | Residential & Commercial | Ducted CEE Tier 1
210533044 | Central HP <5.4 tons | CARRIER | HRCU-A-CB (Split System: Heat Pump with Remote Outdoor Unit-Air-Source) | 25VNA424A*031* |  |  | CAP**4321AL*+UI | 58TN*A090C17**16 | 24200 | 21.5 | 11 | 26400 | 19600 | 74.24% | 2.58 | 0 | 14 |  |  |  | No | R-410A | 2.0167 | Residential & Commercial | Ducted CEE Tier 1
210533078 | Central HP <5.4 tons | CARRIER | HRCU-A-CB (Split System: Heat Pump with Remote Outdoor Unit-Air-Source) | 25VNA424A*031* |  |  | CNPV*4221AL*+UI | 58CU*A040C17**12 | 23200 | 20.5 | 10 | 26600 | 19800 | 74.44% | 2.44 | 0 | 13.5 |  |  |  | No | R-410A | 1.9333 | Residential & Commercial | Ducted CEE Tier 1
210533094 | Central HP <5.4 tons | CARRIER | HRCU-A-CB (Split System: Heat Pump with Remote Outdoor Unit-Air-Source) | 25VNA424A*031* |  |  | CSPH*3012AL*+UI | 59TN6B060C17**14 | 23400 | 19 | 10 | 27200 | 20000 | 73.53% | 2.42 | 0 | 12.5 |  |  |  | No | R-410A | 1.95 | Residential & Commercial | Ducted CEE Tier 1
210533112 | Central HP <5.4 tons | CARRIER | HRCU-A-CB (Split System: Heat Pump with Remote Outdoor Unit-Air-Source) | 25VNA424A*031* |  |  | CSPH*4212AL*+UI | 58CU*A040C17**12 | 23600 | 19.5 | 9.5 | 26400 | 19700 | 74.62% | 2.52 | 0 | 13 |  |  |  | No | R-410A | 1.9667 | Residential & Commercial | Ducted CEE Tier 1
206773347 | Central HP <5.4 tons | BRYANT HEATING AND COOLING SYSTEMS | HRCU-A-CB (Split System: Heat Pump with Remote Outdoor Unit-Air-Source) | 288BNV037*0**B* |  |  | CSPH*4212AL*+UI | 83*CA60100C21*** | 32400 | 16 | 8.1 | 33200 | 24800 | 74.7% | 1.94 | 11.5 | 11 |  |  |  | No | R-410A | 2.7 | Residential & Commercial | Ducted CEE Tier 1
206773365 | Central HP <5.4 tons | BRYANT HEATING AND COOLING SYSTEMS | HRCU-A-CB (Split System: Heat Pump with Remote Outdoor Unit-Air-Source) | 288BNV037*0**B* |  |  | CSPH*4812AL*+UI | 83*CA48060C17*** | 32600 | 16.5 | 8.1 | 33200 | 25000 | 75.3% | 1.96 | 11.5 | 11 |  |  |  | No | R-410A | 2.7167 | Residential & Commercial | Ducted CEE Tier 1
206773482 | Central HP <5.4 tons | BRYANT HEATING AND COOLING SYSTEMS | HRCU-A-CB (Split System: Heat Pump with Remote Outdoor Unit-Air-Source) | 288BNV037*0**B* |  |  | CAP**4321AL*+UI | 935CA66100C21*** | 33000 | 17.5 | 8.5 | 32800 | 25000 | 76.22% | 2 | 12 | 11.5 |  |  |  | No | R-410A | 2.75 | Residential & Commercial | Ducted CEE Tier 1
206773651 | Central HP <5.4 tons | BRYANT HEATING AND COOLING SYSTEMS | HRCU-A-CB (Split System: Heat Pump with Remote Outdoor Unit-Air-Source) | 288BNV037*0**B* |  |  | CSPH*4212AL*+UI | 935CA60080C21*** | 32600 | 17 | 8.1 | 33000 | 24800 | 75.15% | 1.96 | 11.5 | 11 |  |  |  | No | R-410A | 2.7167 | Residential & Commercial | Ducted CEE Tier 1
206773464 | Central HP <5.4 tons | BRYANT HEATING AND COOLING SYSTEMS | HRCU-A-CB (Split System: Heat Pump with Remote Outdoor Unit-Air-Source) | 288BNV037*0**B* |  |  | CAP**4224AL*+UI | 935CA66100C21*** | 31800 | 17.5 | 8.1 | 33000 | 24400 | 73.94% | 1.9 | 11.5 | 11 |  |  |  | No | R-410A | 2.65 | Residential & Commercial | Ducted CEE Tier 1
214242500 | Central HP <5.4 tons | COMFORTMAKER | HRCU-A-CB (Split System: Heat Pump with Remote Outdoor Unit-Air-Source) | CVH825GKA2* |  |  | EN(A,D)4X24L17**+WALLCON | *96CTN0601714B* | 23200 | 15.5 | 8.1 | 22200 | 16900 | 76.13% | 1.92 | 0 | 10.5 |  |  |  | No | R-410A | 1.9333 | Residential & Commercial | Ducted CEE Tier 1
206773500 | Central HP <5.4 tons | BRYANT HEATING AND COOLING SYSTEMS | HRCU-A-CB (Split System: Heat Pump with Remote Outdoor Unit-Air-Source) | 288BNV037*0**B* |  |  | CAP**4821AL*+UI | 935CA60080C21*** | 32400 | 17.5 | 8.5 | 32600 | 25000 | 76.69% | 1.98 | 12 | 11.5 |  |  |  | No | R-410A | 2.7 | Residential & Commercial | Ducted CEE Tier 1
206773599 | Central HP <5.4 tons | BRYANT HEATING AND COOLING SYSTEMS | HRCU-A-CB (Split System: Heat Pump with Remote Outdoor Unit-Air-Source) | 288BNV037*0**B* |  |  | CNPV*4821AL*+UI | 935CA60080C21*** | 32400 | 17.5 | 8.1 | 32800 | 24800 | 75.61% | 1.96 | 12 | 11.7 |  |  |  | No | R-410A | 2.7 | Residential & Commercial | Ducted CEE Tier 1
206771505 | Central HP <5.4 tons | BRYANT HEATING AND COOLING SYSTEMS | HRCU-A-CB (Split System: Heat Pump with Remote Outdoor Unit-Air-Source) | 288BNV037*0**B* |  |  | CAP**4221AL*+UI | 987MB60060C21*** | 31600 | 17 | 8.1 | 33400 | 24800 | 74.25% | 1.86 | 11 | 11 |  |  |  | No | R-410A | 2.6333 | Residential & Commercial | Ducted CEE Tier 1
210597372 | Central HP <5.4 tons | DAY & NIGHT | HRCU-A-CB (Split System: Heat Pump with Remote Outdoor Unit-Air-Source) | CVH837GKA** |  |  | EA*4X60L24A*+WALLCON | *80CTL0902120A* | 32800 | 17.5 | 8.5 | 31800 | 24800 | 77.99% | 1.98 | 0 | 11.7 |  |  |  | No | R-410A | 2.7333 | Residential & Commercial | Ducted CEE Tier 1
210597390 | Central HP <5.4 tons | DAY & NIGHT | HRCU-A-CB (Split System: Heat Pump with Remote Outdoor Unit-Air-Source) | CVH837GKA** |  |  | EA*4X60L24A*+WALLCON | *96CTN1002122A* | 32800 | 17.5 | 8.5 | 31800 | 24800 | 77.99% | 2 | 0 | 11.7 |  |  |  | No | R-410A | 2.7333 | Residential & Commercial | Ducted CEE Tier 1
214239948 | Central HP <5.4 tons | COMFORTMAKER | HRCU-A-CB (Split System: Heat Pump with Remote Outdoor Unit-Air-Source) | CVH837GKA** |  |  | EN(A,D,W)4X48L21**+WALLCON | *96CTN0801714B* | 32200 | 17 | 8.1 | 32800 | 24800 | 75.61% | 1.94 | 0 | 11.5 |  |  |  | No | R-410A | 2.6833 | Residential & Commercial | Ducted CEE Tier 1
212984131 | Central HP <5.4 tons | TEMPSTAR | HRCU-A-CB (Split System: Heat Pump with Remote Outdoor Unit-Air-Source) | DLCURAH24ABK |  |  | EN(A,D)4X30L17** | *92MSN0601714A* | 23600 | 17 | 8.5 | 26400 | 24400 | 92.42% | 2.02 | 0 | 10.5 |  |  |  | No | R-410A | 1.9667 | Residential & Commercial | Ducted CEE Tier 1
214239548 | Central HP <5.4 tons | COMFORTMAKER | HRCU-A-CB (Split System: Heat Pump with Remote Outdoor Unit-Air-Source) | CVH837GKA** |  |  | EN(A,D)4X36L21**+WALLCON | *80CTL0902120B* | 31400 | 16.5 | 8.1 | 33000 | 24000 | 72.73% | 1.82 | 0 | 11 |  |  |  | No | R-410A | 2.6167 | Residential & Commercial | Ducted CEE Tier 1
210720693 | Central HP <5.4 tons | CARRIER | HRCU-A-CB (Split System: Heat Pump with Remote Outdoor Unit-Air-Source) | 25VNA436A*031* |  |  | CSPH*6012AL*+UI | 58CU*A100C21**20 | 34400 | 18.5 | 9 | 34800 | 25400 | 72.99% | 2.02 | 0 | 12 |  |  |  | No | R-410A | 2.8667 | Residential & Commercial | Ducted CEE Tier 1
214719749 | Central HP <5.4 tons | YORK | HRCU-A-CB (Split System: Heat Pump with Remote Outdoor Unit-Air-Source) | HH836E2S11 |  |  | CTU48C5XFS1+TXV | TM8V100C16MP12 | 33400 | 18 | 9 | 31600 | 25400 | 80.38% | 2 | 0 | 11 |  |  |  | No | R-454B | 2.7833 | Residential & Commercial | Ducted CEE Tier 1
214239598 | Central HP <5.4 tons | COMFORTMAKER | HRCU-A-CB (Split System: Heat Pump with Remote Outdoor Unit-Air-Source) | CVH837GKA** |  |  | EN(A,D)4X36L21**+WALLCON | *97CMN1002122B* | 31400 | 16.5 | 8.1 | 33000 | 24000 | 72.73% | 1.82 | 0 | 11 |  |  |  | No | R-410A | 2.6167 | Residential & Commercial | Ducted CEE Tier 1
214239898 | Central HP <5.4 tons | COMFORTMAKER | HRCU-A-CB (Split System: Heat Pump with Remote Outdoor Unit-Air-Source) | CVH837GKA** |  |  | EN(A,D,W)4X48L21**+WALLCON | *95CSU0601716B* | 32200 | 17 | 8.1 | 33000 | 24800 | 75.15% | 1.92 | 0 | 11.5 |  |  |  | No | R-410A | 2.6833 | Residential & Commercial | Ducted CEE Tier 1
214240048 | Central HP <5.4 tons | COMFORTMAKER | HRCU-A-CB (Split System: Heat Pump with Remote Outdoor Unit-Air-Source) | CVH837GKA** |  |  | EN(A,D,W)4X60L24**+WALLCON | *80CTL1102120B* | 32800 | 17.5 | 8.1 | 32200 | 24600 | 76.4% | 1.96 | 0 | 12 |  |  |  | No | R-410A | 2.7333 | Residential & Commercial | Ducted CEE Tier 1
215940167 | Central HP <5.4 tons | AIRQUEST | HRCU-A-CB (Split System: Heat Pump with Remote Outdoor Unit-Air-Source) | H5H3V36*K*AAA* |  |  | ESH5X48M12A*+WALLCON | *97CTN1202422A* | 33800 | 19.5 | 9 | 34600 | 26400 | 76.3% | 1.92 | 0 | 11.7 |  |  |  | No | R-454B | 2.8167 | Residential & Commercial | Ducted CEE Tier 1
215940817 | Central HP <5.4 tons | AIRQUEST | HRCU-A-CB (Split System: Heat Pump with Remote Outdoor Unit-Air-Source) | H5H3V36*K*AAA* |  |  | EVD5X60M21A*+WALLCON | *80CSU0401712B* | 35800 | 22 | 8.5 | 38000 | 28400 | 74.74% | 2.02 | 0 | 12.5 |  |  |  | No | R-454B | 2.9833 | Residential & Commercial | Ducted CEE Tier 1
215937433 | Central HP <5.4 tons | TEMPSTAR | HRCU-A-CB (Split System: Heat Pump with Remote Outdoor Unit-Air-Source) | T5H3V48*K*AAA* |  |  | EVM5X60M21A*+WALLCON | *96CTN0801714B* | 44000 | 20 | 8.1 | 53500 | 37600 | 70.28% | 2 | 0 | 11.5 |  |  |  | No | R-454B | 3.6667 | Residential & Commercial | Ducted CEE Tier 1
215937953 | Central HP <5.4 tons | TEMPSTAR | HRCU-A-CB (Split System: Heat Pump with Remote Outdoor Unit-Air-Source) | T5H3V48*K*AAA* |  |  | EVD5X48M24A*+WALLCON | *97CMN0802120B* | 44500 | 20 | 8.1 | 52000 | 38000 | 73.08% | 1.9 | 0 | 11 |  |  |  | No | R-454B | 3.7083 | Residential & Commercial | Ducted CEE Tier 1
212290965 | Central HP <5.4 tons | GOETTL | HRCU-A-CB (Split System: Heat Pump with Remote Outdoor Unit-Air-Source) | ASZS601810A* |  |  | CA*EA2422*4A* | A*VC800604B*A* | 16600 | 17.5 | 8.5 | 17400 | 13000 | 74.71% | 2.1 | 0 | 10.9 |  |  |  | No | R-410A | 1.3833 | Residential & Commercial | Ducted CEE Tier 1
206773642 | Central HP <5.4 tons | BRYANT HEATING AND COOLING SYSTEMS | HRCU-A-CB (Split System: Heat Pump with Remote Outdoor Unit-Air-Source) | 288BNV037*0**B* |  |  | CSPH*3612AL*+UI | 935CA66100C21*** | 32200 | 16.5 | 8.1 | 33200 | 24600 | 74.1% | 1.94 | 11.5 | 11 |  |  |  | No | R-410A | 2.6833 | Residential & Commercial | Ducted CEE Tier 1
215935803 | Central HP <5.4 tons | TEMPSTAR | HRCU-A-CB (Split System: Heat Pump with Remote Outdoor Unit-Air-Source) | T5H3V36*K*AAA* |  |  | EVD5X37M21A*+WALLCON | *96CTN0601714B* | 34600 | 20.5 | 8.5 | 38000 | 27600 | 72.63% | 2.06 | 0 | 11.5 |  |  |  | No | R-454B | 2.8833 | Residential & Commercial | Ducted CEE Tier 1
215936053 | Central HP <5.4 tons | TEMPSTAR | HRCU-A-CB (Split System: Heat Pump with Remote Outdoor Unit-Air-Source) | T5H3V36*K*AAA* |  |  | EVD5X42M21A*+WALLCON | *95CSU0802120B* | 34400 | 20.5 | 8.5 | 38500 | 28200 | 73.25% | 2.04 | 0 | 11.7 |  |  |  | No | R-454B | 2.8667 | Residential & Commercial | Ducted CEE Tier 1
215936103 | Central HP <5.4 tons | TEMPSTAR | HRCU-A-CB (Split System: Heat Pump with Remote Outdoor Unit-Air-Source) | T5H3V36*K*AAA* |  |  | EVD5X42M21A*+WALLCON | *97CMN0802120B* | 34400 | 20.5 | 8.5 | 38500 | 28200 | 73.25% | 2.04 | 0 | 11.7 |  |  |  | No | R-454B | 2.8667 | Residential & Commercial | Ducted CEE Tier 1
215674229 | Central HP <5.4 tons | COMFORTMAKER | HRCU-A-CB (Split System: Heat Pump with Remote Outdoor Unit-Air-Source) | C5H0V48*K*AAA* |  |  | EA*5X60M24A*+WALLCON | *95CSU1002122B* | 45000 | 18 | 9 | 47500 | 33400 | 70.32% | 2.08 | 0 | 10 |  |  |  | No | R-454B | 3.75 | Residential & Commercial | Ducted CEE Tier 1
214239298 | Central HP <5.4 tons | COMFORTMAKER | HRCU-A-CB (Split System: Heat Pump with Remote Outdoor Unit-Air-Source) | CVH837GKA2* |  |  | EN(A,D)4X48L24**+WALLCON | *80CTL1102120B* | 32400 | 17 | 8.1 | 32600 | 24600 | 75.46% | 1.96 | 0 | 11.5 |  |  |  | No | R-410A | 2.7 | Residential & Commercial | Ducted CEE Tier 1
214239328 | Central HP <5.4 tons | COMFORTMAKER | HRCU-A-CB (Split System: Heat Pump with Remote Outdoor Unit-Air-Source) | CVH837GKA2* |  |  | EN(A,D)4X48L24**+WALLCON | *97CMN1202422B* | 32400 | 17 | 8.1 | 32800 | 24600 | 75% | 1.94 | 0 | 11.5 |  |  |  | No | R-410A | 2.7 | Residential & Commercial | Ducted CEE Tier 1
214239348 | Central HP <5.4 tons | COMFORTMAKER | HRCU-A-CB (Split System: Heat Pump with Remote Outdoor Unit-Air-Source) | CVH837GKA2* |  |  | EN(A,D)4X48L24**+WALLCON | *96CTN1202422B* | 32400 | 17 | 8.1 | 32600 | 24600 | 75.46% | 1.96 | 0 | 11.7 |  |  |  | No | R-410A | 2.7 | Residential & Commercial | Ducted CEE Tier 1
210474338 | Central HP <5.4 tons | CARRIER | HRCU-A-CB (Split System: Heat Pump with Remote Outdoor Unit-Air-Source) | 25VNA825A*032* |  |  | CSPH*4212AL*+UI | 59TN6B120C24**22 | 24200 | 16 | 8.1 | 21400 | 16600 | 77.57% | 2 | 0 | 10.5 |  |  |  | No | R-410A | 2.0167 | Residential & Commercial | Ducted CEE Tier 1
214807363 | Central HP <5.4 tons | YORK | HRCU-A-CB (Split System: Heat Pump with Remote Outdoor Unit-Air-Source) | HH824E2S11 |  |  | CTU36B5XDS1+JME12B2SN1+TXV |  | 23000 | 19 | 9.5 | 23000 | 18500 | 80.43% | 2 | 0 | 12 |  |  |  | No | R-454B | 1.9167 | Residential & Commercial | Ducted CEE Tier 1
215936213 | Central HP <5.4 tons | TEMPSTAR | HRCU-A-CB (Split System: Heat Pump with Remote Outdoor Unit-Air-Source) | T5H3V36*K*AAA* |  |  | EVD5X42M24A*+WALLCON | *95CSU1002122B* | 35600 | 22 | 8.5 | 38000 | 28400 | 74.74% | 2.06 | 0 | 12.5 |  |  |  | No | R-454B | 2.9667 | Residential & Commercial | Ducted CEE Tier 1
215936463 | Central HP <5.4 tons | TEMPSTAR | HRCU-A-CB (Split System: Heat Pump with Remote Outdoor Unit-Air-Source) | T5H3V36*K*AAA* |  |  | EVD5X49M24A*+WALLCON | *80CTL1102120B* | 35600 | 22 | 8.5 | 38000 | 28400 | 74.74% | 2.04 | 0 | 12.5 |  |  |  | No | R-454B | 2.9667 | Residential & Commercial | Ducted CEE Tier 1
215936633 | Central HP <5.4 tons | TEMPSTAR | HRCU-A-CB (Split System: Heat Pump with Remote Outdoor Unit-Air-Source) | T5H3V36*K*AAA* |  |  | EVD5X60M21A*+WALLCON | *80CTL0902120B* | 35600 | 22 | 8.5 | 38000 | 28400 | 74.74% | 2.02 | 0 | 12.5 |  |  |  | No | R-454B | 2.9667 | Residential & Commercial | Ducted CEE Tier 1
215936563 | Central HP <5.4 tons | TEMPSTAR | HRCU-A-CB (Split System: Heat Pump with Remote Outdoor Unit-Air-Source) | T5H3V36*K*AAA* |  |  | EVD5X60M21A*+WALLCON | *80CSU0401712A* | 35600 | 22 | 8.5 | 38000 | 28800 | 75.79% | 2.02 | 0 | 12 |  |  |  | No | R-454B | 2.9667 | Residential & Commercial | Ducted CEE Tier 1
215936863 | Central HP <5.4 tons | TEMPSTAR | HRCU-A-CB (Split System: Heat Pump with Remote Outdoor Unit-Air-Source) | T5H3V36*K*AAA* |  |  | EVD5X60M24A*+WALLCON | *96CTN1202422B* | 35600 | 22 | 8.5 | 38000 | 28400 | 74.74% | 2.04 | 0 | 12.5 |  |  |  | No | R-454B | 2.9667 | Residential & Commercial | Ducted CEE Tier 1
215938033 | Central HP <5.4 tons | TEMPSTAR | HRCU-A-CB (Split System: Heat Pump with Remote Outdoor Unit-Air-Source) | T5H3V48*K*AAA* |  |  | EVD5X49M24A*+WALLCON | *80CTL1102120B* | 45500 | 21 | 8.1 | 52500 | 38000 | 72.38% | 1.95 | 0 | 11.5 |  |  |  | No | R-454B | 3.7917 | Residential & Commercial | Ducted CEE Tier 1
214242620 | Central HP <5.4 tons | COMFORTMAKER | HRCU-A-CB (Split System: Heat Pump with Remote Outdoor Unit-Air-Source) | CVH825GKA2* |  |  | EN(A,D)4X30L17**+WALLCON | *96CTN0601714B* | 23400 | 16 | 8.1 | 21600 | 16800 | 77.78% | 1.9 | 0 | 10.5 |  |  |  | No | R-410A | 1.95 | Residential & Commercial | Ducted CEE Tier 1
214242890 | Central HP <5.4 tons | COMFORTMAKER | HRCU-A-CB (Split System: Heat Pump with Remote Outdoor Unit-Air-Source) | CVH825GKA2* |  |  | END4X42L17**+WALLCON | *80CTL0901716B* | 24000 | 17 | 8.1 | 21400 | 16600 | 77.57% | 1.98 | 0 | 11.5 |  |  |  | No | R-410A | 2 | Residential & Commercial | Ducted CEE Tier 1
214243240 | Central HP <5.4 tons | COMFORTMAKER | HRCU-A-CB (Split System: Heat Pump with Remote Outdoor Unit-Air-Source) | CVH825GKA2* |  |  | EN(A,D)4X48L24**+WALLCON | *97CMN1202422B* | 24200 | 17 | 8.1 | 21200 | 16600 | 78.3% | 2 | 0 | 11 |  |  |  | No | R-410A | 2.0167 | Residential & Commercial | Ducted CEE Tier 1
205751085 | Central HP <5.4 tons | DAY & NIGHT | HRCU-A-CB (Split System: Heat Pump with Remote Outdoor Unit-Air-Source) | CVH837GKA** |  |  | EA*4X37L21A*+WALLCON | *96CTN1002122A* | 33000 | 17.5 | 8.5 | 33000 | 25200 | 76.36% | 2 | 12 | 11.7 |  |  |  | No | R-410A | 2.75 | Residential & Commercial | Ducted CEE Tier 1
206773670 | Central HP <5.4 tons | HEIL | HRCU-A-CB (Split System: Heat Pump with Remote Outdoor Unit-Air-Source) | HVH837GKA2* |  |  | EHD4X48AAL+WALLCON | *95CSU0802120A* | 32600 | 17 | 8.1 | 33000 | 24800 | 75.15% | 1.98 | 11.5 | 11 |  |  |  | No | R-410A | 2.7167 | Residential & Commercial | Ducted CEE Tier 1
206773679 | Central HP <5.4 tons | HEIL | HRCU-A-CB (Split System: Heat Pump with Remote Outdoor Unit-Air-Source) | HVH837GKA2* |  |  | EHD4X48AAL+WALLCON | *95CSU1002122A* | 32600 | 17 | 8.1 | 32800 | 24800 | 75.61% | 1.98 | 11.5 | 11 |  |  |  | No | R-410A | 2.7167 | Residential & Commercial | Ducted CEE Tier 1
215866619 | Central HP <5.4 tons | KADEN | HRCU-A-CB (Split System: Heat Pump with Remote Outdoor Unit-Air-Source) | KOB-HH-UUX36HP-2AAMA |  |  | KIB-UUX36AH-2AAMA |  | 36000 | 16.5 | 8.2 | 37000 | 32000 | 86.49% | 1.85 | 0 | 10 |  |  |  | No | R-454B | 3 | Residential & Commercial | Ducted CEE Tier 1
207252284 | Central HP <5.4 tons | AMERICAN STANDARD | HRCU-A-CB (Split System: Heat Pump with Remote Outdoor Unit-Air-Source) | 4A6C7048A3 |  |  | 4PX*CU60BS3 | L8V1C100U5VSA | 48000 | 17 | 8.1 | 48500 | 48000 | 98.97% | 3.6 | 12.5 | 12 |  |  |  | No | R-410A | 4 | Residential & Commercial | Ducted CEE Tier 1
210532916 | Central HP <5.4 tons | CARRIER | HRCU-A-CB (Split System: Heat Pump with Remote Outdoor Unit-Air-Source) | 25VNA448A*031* |  |  | CSPH*4812AL*+UI | 59CU5A100C21**22 | 44500 | 20.5 | 9 | 46500 | 36400 | 78.28% | 2.24 | 0 | 11.7 |  |  |  | No | R-410A | 3.7083 | Residential & Commercial | Ducted CEE Tier 1
210532918 | Central HP <5.4 tons | CARRIER | HRCU-A-CB (Split System: Heat Pump with Remote Outdoor Unit-Air-Source) | 25VNA448A*031* |  |  | CSPH*4812AL*+UI | 58CU*A100C21**20 | 44000 | 20 | 8.5 | 46500 | 36600 | 78.71% | 2.2 | 0 | 11 |  |  |  | No | R-410A | 3.6667 | Residential & Commercial | Ducted CEE Tier 1
206771100 | Central HP <5.4 tons | BRYANT HEATING AND COOLING SYSTEMS | HRCU-A-CB (Split System: Heat Pump with Remote Outdoor Unit-Air-Source) | 288BNV037*0**B* |  |  | CAP**3621AL*+UI | 987MB42080C17*** | 31400 | 17 | 8.1 | 33400 | 24600 | 73.65% | 1.84 | 11 | 11 |  |  |  | No | R-410A | 2.6167 | Residential & Commercial | Ducted CEE Tier 1
206771253 | Central HP <5.4 tons | BRYANT HEATING AND COOLING SYSTEMS | HRCU-A-CB (Split System: Heat Pump with Remote Outdoor Unit-Air-Source) | 288BNV037*0**B* |  |  | CAP**3721AL*+UI | 88*TA48070C17*** | 32800 | 17.5 | 8.5 | 33000 | 25200 | 76.36% | 1.98 | 11 | 11.5 |  |  |  | No | R-410A | 2.7333 | Residential & Commercial | Ducted CEE Tier 1
206771352 | Central HP <5.4 tons | BRYANT HEATING AND COOLING SYSTEMS | HRCU-A-CB (Split System: Heat Pump with Remote Outdoor Unit-Air-Source) | 288BNV037*0**B* |  |  | CAP**3721AL*+UI | 88*TA48090C17*** | 33000 | 18 | 8.5 | 32800 | 25000 | 76.22% | 2 | 12 | 11.7 |  |  |  | No | R-410A | 2.75 | Residential & Commercial | Ducted CEE Tier 1
206771892 | Central HP <5.4 tons | BRYANT HEATING AND COOLING SYSTEMS | HRCU-A-CB (Split System: Heat Pump with Remote Outdoor Unit-Air-Source) | 288BNV037*0**B* |  |  | CAP**4824AL*+UI | 88*TA60090C21*** | 32400 | 17.5 | 8.5 | 32600 | 25000 | 76.69% | 1.98 | 12 | 11.7 |  |  |  | No | R-410A | 2.7 | Residential & Commercial | Ducted CEE Tier 1
206772883 | Central HP <5.4 tons | BRYANT HEATING AND COOLING SYSTEMS | HRCU-A-CB (Split System: Heat Pump with Remote Outdoor Unit-Air-Source) | 288BNV037*0**B* |  |  | CSPH*4812AL*+UI | 88*TA60090C21*** | 32600 | 17 | 8.1 | 33000 | 25000 | 75.76% | 1.98 | 12 | 11 |  |  |  | No | R-410A | 2.7167 | Residential & Commercial | Ducted CEE Tier 1
214719751 | Central HP <5.4 tons | YORK | HRCU-A-CB (Split System: Heat Pump with Remote Outdoor Unit-Air-Source) | HH836E2S11 |  |  | CTU48C5XFS1+TXV | TMLV100C16MP12 | 33400 | 18 | 9 | 31600 | 25400 | 80.38% | 2 | 0 | 11 |  |  |  | No | R-454B | 2.7833 | Residential & Commercial | Ducted CEE Tier 1
214719784 | Central HP <5.4 tons | YORK | HRCU-A-CB (Split System: Heat Pump with Remote Outdoor Unit-Air-Source) | HH836E2S11 |  |  | CTU48C5XFS1+TXV | TL8E100C20UH11 | 33400 | 18 | 9 | 31400 | 25200 | 80.25% | 2 | 0 | 11 |  |  |  | No | R-454B | 2.7833 | Residential & Commercial | Ducted CEE Tier 1
214719727 | Central HP <5.4 tons | YORK | HRCU-A-CB (Split System: Heat Pump with Remote Outdoor Unit-Air-Source) | HH836E2S11 |  |  | CTU36B5XDS1+TXV | TM8Y080B12MP11 | 33400 | 18 | 8.5 | 31200 | 25600 | 82.05% | 2 | 0 | 11 |  |  |  | No | R-454B | 2.7833 | Residential & Commercial | Ducted CEE Tier 1
214719760 | Central HP <5.4 tons | YORK | HRCU-A-CB (Split System: Heat Pump with Remote Outdoor Unit-Air-Source) | HH836E2S11 |  |  | CTU48C5XFS1+TXV | TM8Y100C16MP11 | 33200 | 19 | 9 | 31400 | 25000 | 79.62% | 2 | 0 | 11 |  |  |  | No | R-454B | 2.7667 | Residential & Commercial | Ducted CEE Tier 1
214719776 | Central HP <5.4 tons | YORK | HRCU-A-CB (Split System: Heat Pump with Remote Outdoor Unit-Air-Source) | HH836E2S11 |  |  | CTU48C5XFS1+TXV | TM8E120C16MP11 | 33600 | 19 | 9 | 31400 | 25400 | 80.89% | 2 | 0 | 11 |  |  |  | No | R-454B | 2.8 | Residential & Commercial | Ducted CEE Tier 1
214719791 | Central HP <5.4 tons | YORK | HRCU-A-CB (Split System: Heat Pump with Remote Outdoor Unit-Air-Source) | HH836E2S11 |  |  | CTU48C5XFS1+TXV | TM8Y120C20MP11 | 34400 | 19 | 9 | 32600 | 25800 | 79.14% | 2 | 0 | 11 |  |  |  | No | R-454B | 2.8667 | Residential & Commercial | Ducted CEE Tier 1
214719793 | Central HP <5.4 tons | YORK | HRCU-A-CB (Split System: Heat Pump with Remote Outdoor Unit-Air-Source) | HH836E2S11 |  |  | CTU48C5XFS1+TXV | Y81E080C20SMPS1 | 34200 | 19 | 9 | 32000 | 25400 | 79.38% | 2 | 0 | 11 |  |  |  | No | R-454B | 2.85 | Residential & Commercial | Ducted CEE Tier 1
214719794 | Central HP <5.4 tons | YORK | HRCU-A-CB (Split System: Heat Pump with Remote Outdoor Unit-Air-Source) | HH836E2S11 |  |  | CTU48C5XFS1+TXV | Y91E080C20SMPS1 | 34200 | 18 | 9 | 32000 | 25600 | 80% | 2 | 0 | 11 |  |  |  | No | R-454B | 2.85 | Residential & Commercial | Ducted CEE Tier 1
206136006 | Central HP <5.4 tons | HEIL | HRCU-A-CB (Split System: Heat Pump with Remote Outdoor Unit-Air-Source) | HVH837GKA** |  |  | EHD4X48AAL+WALLCON | *80CSU0401712A* | 32600 | 16.5 | 8.1 | 33000 | 24800 | 75.15% | 1.96 | 11.5 | 11 |  |  |  | No | R-410A | 2.7167 | Residential & Commercial | Ducted CEE Tier 1
206136322 | Central HP <5.4 tons | HEIL | HRCU-A-CB (Split System: Heat Pump with Remote Outdoor Unit-Air-Source) | HVH837GKA** |  |  | EHD4X36AAL+WALLCON | *95CSU1002122A* | 32200 | 16.5 | 8.1 | 33200 | 24600 | 74.1% | 1.94 | 11.5 | 11 |  |  |  | No | R-410A | 2.6833 | Residential & Commercial | Ducted CEE Tier 1
206773126 | Central HP <5.4 tons | BRYANT HEATING AND COOLING SYSTEMS | HRCU-A-CB (Split System: Heat Pump with Remote Outdoor Unit-Air-Source) | 288BNV037*0**B* |  |  | CAP**4321AL*+UI | 83*CA60100C21*** | 32800 | 17 | 8.5 | 33000 | 25200 | 76.36% | 1.98 | 12 | 11 |  |  |  | No | R-410A | 2.7333 | Residential & Commercial | Ducted CEE Tier 1
215931819 | Central HP <5.4 tons | COMFORTMAKER | HRCU-A-CB (Split System: Heat Pump with Remote Outdoor Unit-Air-Source) | C5H3V60*K*AAA* |  |  | ESH5X60M12A*+WALLCON | *80CTL0702120B* | 56000 | 17.5 | 8.1 | 61000 | 46500 | 76.23% | 1.95 | 0 | 11 |  |  |  | No | R-454B | 4.6667 | Residential & Commercial | Ducted CEE Tier 1
206773135 | Central HP <5.4 tons | BRYANT HEATING AND COOLING SYSTEMS | HRCU-A-CB (Split System: Heat Pump with Remote Outdoor Unit-Air-Source) | 288BNV037*0**B* |  |  | CAP**4821AL*+UI | 83*CA36040C17*** | 32400 | 17.5 | 8.1 | 32600 | 25000 | 76.69% | 1.96 | 12 | 11 |  |  |  | No | R-410A | 2.7 | Residential & Commercial | Ducted CEE Tier 1
212290962 | Central HP <5.4 tons | GOETTL | HRCU-A-CB (Split System: Heat Pump with Remote Outdoor Unit-Air-Source) | ASZS601810A* |  |  | CA*EA1818*4A* | A*VM970804CNB* | 16600 | 17.5 | 8.5 | 17400 | 13000 | 74.71% | 2.1 | 0 | 10.9 |  |  |  | No | R-410A | 1.3833 | Residential & Commercial | Ducted CEE Tier 1
212290949 | Central HP <5.4 tons | GOETTL | HRCU-A-CB (Split System: Heat Pump with Remote Outdoor Unit-Air-Source) | ASZS601810A* |  |  | AHVE24BP1400A* |  | 16600 | 17.5 | 8.5 | 17400 | 13000 | 74.71% | 2.1 | 0 | 10.9 |  |  |  | No | R-410A | 1.3833 | Residential & Commercial | Ducted CEE Tier 1
206767123 | Central HP <5.4 tons | BRYANT HEATING AND COOLING SYSTEMS | HRCU-A-CB (Split System: Heat Pump with Remote Outdoor Unit-Air-Source) | 288BNV025*0**C* |  |  | CAP**3617AL*+UI | 83*CA36040C17*** | 23600 | 16.5 | 8.1 | 21400 | 16600 | 77.57% | 1.94 | 11 | 10.5 |  |  |  | No | R-410A | 1.9667 | Residential & Commercial | Ducted CEE Tier 1
206767141 | Central HP <5.4 tons | BRYANT HEATING AND COOLING SYSTEMS | HRCU-A-CB (Split System: Heat Pump with Remote Outdoor Unit-Air-Source) | 288BNV025*0**C* |  |  | CAP**3621AL*+UI | 83*CA36040C17*** | 23600 | 17 | 8.1 | 21400 | 16600 | 77.57% | 1.94 | 11.5 | 10.5 |  |  |  | No | R-410A | 1.9667 | Residential & Commercial | Ducted CEE Tier 1
215932449 | Central HP <5.4 tons | COMFORTMAKER | HRCU-A-CB (Split System: Heat Pump with Remote Outdoor Unit-Air-Source) | C5H3V36*K*AAA* |  |  | EA*5X48M21A*+WALLCON | *80CTL1102120B* | 33400 | 20.5 | 9.5 | 34400 | 26200 | 76.16% | 2.04 | 0 | 11.7 |  |  |  | No | R-454B | 2.7833 | Residential & Commercial | Ducted CEE Tier 1
215932749 | Central HP <5.4 tons | COMFORTMAKER | HRCU-A-CB (Split System: Heat Pump with Remote Outdoor Unit-Air-Source) | C5H3V36*K*AAA* |  |  | EA*5X61M21A*+WALLCON | *95CSU0601716B* | 34200 | 20 | 9 | 34800 | 26600 | 76.44% | 1.92 | 0 | 11.5 |  |  |  | No | R-454B | 2.85 | Residential & Commercial | Ducted CEE Tier 1
215932849 | Central HP <5.4 tons | COMFORTMAKER | HRCU-A-CB (Split System: Heat Pump with Remote Outdoor Unit-Air-Source) | C5H3V36*K*AAA* |  |  | EA*5X61M24A*+WALLCON | *80CSU1002120A* | 34400 | 20.5 | 9 | 34400 | 26200 | 76.16% | 1.96 | 0 | 11.7 |  |  |  | No | R-454B | 2.8667 | Residential & Commercial | Ducted CEE Tier 1
215932949 | Central HP <5.4 tons | COMFORTMAKER | HRCU-A-CB (Split System: Heat Pump with Remote Outdoor Unit-Air-Source) | C5H3V36*K*AAA* |  |  | EA*5X61M24A*+WALLCON | *96CTN1002122B* | 34400 | 20.5 | 9.5 | 34200 | 26000 | 76.02% | 2.08 | 0 | 12 |  |  |  | No | R-454B | 2.8667 | Residential & Commercial | Ducted CEE Tier 1
204299916 | Central HP <5.4 tons | BRYANT HEATING AND COOLING SYSTEMS | HRCU-A-CB (Split System: Heat Pump with Remote Outdoor Unit-Air-Source) | 288BNV037*0**A* |  |  | CNPV*4824AL*+UI | 987MB66100C21*** | 32400 | 17.5 | 8.1 | 33000 | 24800 | 75.15% | 1.96 | 12 | 11.7 |  |  |  | No | R-410A | 2.7 | Residential & Commercial | Ducted CEE Tier 1
215937483 | Central HP <5.4 tons | TEMPSTAR | HRCU-A-CB (Split System: Heat Pump with Remote Outdoor Unit-Air-Source) | T5H3V48*K*AAA* |  |  | EVM5X60M24A*+WALLCON | *80CTL1102120B* | 45500 | 21 | 8.1 | 52500 | 38000 | 72.38% | 1.95 | 0 | 11.5 |  |  |  | No | R-454B | 3.7917 | Residential & Commercial | Ducted CEE Tier 1
215937853 | Central HP <5.4 tons | TEMPSTAR | HRCU-A-CB (Split System: Heat Pump with Remote Outdoor Unit-Air-Source) | T5H3V48*K*AAA* |  |  | EVD5X48M21A*+WALLCON | *96CTN0801714B* | 43000 | 19 | 8.1 | 53000 | 37600 | 70.94% | 2 | 0 | 11 |  |  |  | No | R-454B | 3.5833 | Residential & Commercial | Ducted CEE Tier 1
212362799 | Central HP <5.4 tons | GOETTL | HRCU-A-CB (Split System: Heat Pump with Remote Outdoor Unit-Air-Source) | GSZV903610A* |  |  | CHPF3642C6C*+TXV | G*VC960804CNB* | 33400 | 18 | 8.2 | 34000 | 24400 | 71.76% | 1.8 | 0 | 11 |  |  |  | No | R-410A | 2.7833 | Residential & Commercial | Ducted CEE Tier 1
212362815 | Central HP <5.4 tons | GOETTL | HRCU-A-CB (Split System: Heat Pump with Remote Outdoor Unit-Air-Source) | GSZV903610A* |  |  | CHPF3743C6B*+TXV | G*VS960603BUA* | 33400 | 18 | 8.2 | 34000 | 24400 | 71.76% | 1.8 | 0 | 11 |  |  |  | No | R-410A | 2.7833 | Residential & Commercial | Ducted CEE Tier 1
212362832 | Central HP <5.4 tons | GOETTL | HRCU-A-CB (Split System: Heat Pump with Remote Outdoor Unit-Air-Source) | GSZV903610A* |  |  | CSCF3642N6D*+TXV | G*VC801005C*A* | 33800 | 18.5 | 8.2 | 34000 | 24400 | 71.76% | 1.8 | 0 | 11.5 |  |  |  | No | R-410A | 2.8167 | Residential & Commercial | Ducted CEE Tier 1
211245683 | Central HP <5.4 tons | DAY & NIGHT | HRCU-A-CB (Split System: Heat Pump with Remote Outdoor Unit-Air-Source) | DLCURAH24ABK |  |  | EN(A,D)4X36L21** | *92ESN0802120A* | 24800 | 16.5 | 8.5 | 26800 | 22200 | 82.84% | 1.84 | 0 | 10.5 |  |  |  | No | R-410A | 2.0667 | Residential & Commercial | Ducted CEE Tier 1
214240018 | Central HP <5.4 tons | COMFORTMAKER | HRCU-A-CB (Split System: Heat Pump with Remote Outdoor Unit-Air-Source) | CVH837GKA** |  |  | EN(A,D)4X48L24**+WALLCON | *96CTN1002122B* | 32400 | 17 | 8.1 | 32600 | 24600 | 75.46% | 1.96 | 0 | 11.7 |  |  |  | No | R-410A | 2.7 | Residential & Commercial | Ducted CEE Tier 1
214240068 | Central HP <5.4 tons | COMFORTMAKER | HRCU-A-CB (Split System: Heat Pump with Remote Outdoor Unit-Air-Source) | CVH837GKA** |  |  | EN(A,D,W)4X60L24**+WALLCON | *97CMN1002122B* | 32800 | 17.5 | 8.1 | 32200 | 24600 | 76.4% | 1.96 | 0 | 12 |  |  |  | No | R-410A | 2.7333 | Residential & Commercial | Ducted CEE Tier 1
215936523 | Central HP <5.4 tons | TEMPSTAR | HRCU-A-CB (Split System: Heat Pump with Remote Outdoor Unit-Air-Source) | T5H3V36*K*AAA* |  |  | EVD5X49M24A*+WALLCON | *97CMN1002122B* | 35400 | 22 | 8.5 | 38000 | 28400 | 74.74% | 2.04 | 0 | 12.5 |  |  |  | No | R-454B | 2.95 | Residential & Commercial | Ducted CEE Tier 1
215936623 | Central HP <5.4 tons | TEMPSTAR | HRCU-A-CB (Split System: Heat Pump with Remote Outdoor Unit-Air-Source) | T5H3V36*K*AAA* |  |  | EVD5X60M21A*+WALLCON | *80CTL0901716B* | 35600 | 22 | 8.5 | 38000 | 28600 | 75.26% | 2.02 | 0 | 12 |  |  |  | No | R-454B | 2.9667 | Residential & Commercial | Ducted CEE Tier 1
215936723 | Central HP <5.4 tons | TEMPSTAR | HRCU-A-CB (Split System: Heat Pump with Remote Outdoor Unit-Air-Source) | T5H3V36*K*AAA* |  |  | EVD5X60M21A*+WALLCON | *96CTN0801714B* | 35400 | 21.5 | 8.5 | 38000 | 28800 | 75.79% | 2.02 | 0 | 12 |  |  |  | No | R-454B | 2.95 | Residential & Commercial | Ducted CEE Tier 1
215935653 | Central HP <5.4 tons | TEMPSTAR | HRCU-A-CB (Split System: Heat Pump with Remote Outdoor Unit-Air-Source) | T5H3V36*K*AAA* |  |  | EVD5X36M21A*+WALLCON | *80CTL0901716B* | 34400 | 21 | 8.5 | 38500 | 28200 | 73.25% | 2.04 | 0 | 11.7 |  |  |  | No | R-454B | 2.8667 | Residential & Commercial | Ducted CEE Tier 1
215936153 | Central HP <5.4 tons | TEMPSTAR | HRCU-A-CB (Split System: Heat Pump with Remote Outdoor Unit-Air-Source) | T5H3V36*K*AAA* |  |  | EVD5X42M24A*+WALLCON | *80CSU1002120A* | 35400 | 21.5 | 8.5 | 38000 | 28600 | 75.26% | 2.04 | 0 | 12 |  |  |  | No | R-454B | 2.95 | Residential & Commercial | Ducted CEE Tier 1
215936273 | Central HP <5.4 tons | TEMPSTAR | HRCU-A-CB (Split System: Heat Pump with Remote Outdoor Unit-Air-Source) | T5H3V36*K*AAA* |  |  | EVD5X42M24A*+WALLCON | *96CTN1202422B* | 35600 | 22 | 8.5 | 38000 | 28400 | 74.74% | 2.04 | 0 | 12.5 |  |  |  | No | R-454B | 2.9667 | Residential & Commercial | Ducted CEE Tier 1
215936323 | Central HP <5.4 tons | TEMPSTAR | HRCU-A-CB (Split System: Heat Pump with Remote Outdoor Unit-Air-Source) | T5H3V36*K*AAA* |  |  | EVD5X48M24A*+WALLCON | *80CTL0902120B* | 35200 | 21.5 | 8.5 | 38000 | 28200 | 74.21% | 2.04 | 0 | 12 |  |  |  | No | R-454B | 2.9333 | Residential & Commercial | Ducted CEE Tier 1
206765490 | Central HP <5.4 tons | BRYANT HEATING AND COOLING SYSTEMS | HRCU-A-CB (Split System: Heat Pump with Remote Outdoor Unit-Air-Source) | 288BNV025*0**C* |  |  | CAP**2517AL*+UI | 88*TA36045C17*** | 24200 | 16.5 | 8.1 | 21400 | 16800 | 78.5% | 2 | 11 | 11 |  |  |  | No | R-410A | 2.0167 | Residential & Commercial | Ducted CEE Tier 1
215937273 | Central HP <5.4 tons | TEMPSTAR | HRCU-A-CB (Split System: Heat Pump with Remote Outdoor Unit-Air-Source) | T5H3V48*K*AAA* |  |  | EVM5X49M21A*+WALLCON | *96CTN0801714B* | 44000 | 20 | 8.1 | 53500 | 37600 | 70.28% | 2 | 0 | 11.5 |  |  |  | No | R-454B | 3.6667 | Residential & Commercial | Ducted CEE Tier 1
215937493 | Central HP <5.4 tons | TEMPSTAR | HRCU-A-CB (Split System: Heat Pump with Remote Outdoor Unit-Air-Source) | T5H3V48*K*AAA* |  |  | EVM5X60M24A*+WALLCON | *80CTL1352422B* | 45500 | 21 | 8.1 | 52500 | 38000 | 72.38% | 1.95 | 0 | 11.5 |  |  |  | No | R-454B | 3.7917 | Residential & Commercial | Ducted CEE Tier 1
215937543 | Central HP <5.4 tons | TEMPSTAR | HRCU-A-CB (Split System: Heat Pump with Remote Outdoor Unit-Air-Source) | T5H3V48*K*AAA* |  |  | EVM5X60M24A*+WALLCON | *97CMN1002122B* | 45500 | 20.5 | 8.1 | 52500 | 38000 | 72.38% | 1.9 | 0 | 11.5 |  |  |  | No | R-454B | 3.7917 | Residential & Commercial | Ducted CEE Tier 1
215938093 | Central HP <5.4 tons | TEMPSTAR | HRCU-A-CB (Split System: Heat Pump with Remote Outdoor Unit-Air-Source) | T5H3V48*K*AAA* |  |  | EVD5X49M24A*+WALLCON | *97CMN1002122B* | 45500 | 20.5 | 8.1 | 52500 | 38000 | 72.38% | 1.9 | 0 | 11.5 |  |  |  | No | R-454B | 3.7917 | Residential & Commercial | Ducted CEE Tier 1
210533004 | Central HP <5.4 tons | CARRIER | HRCU-A-CB (Split System: Heat Pump with Remote Outdoor Unit-Air-Source) | 25VNA424A*031* |  |  | CAP**3721AL*+UI | 59TN6B080C17**14 | 24000 | 20 | 10.5 | 26400 | 19800 | 75% | 2.54 | 0 | 13.5 |  |  |  | No | R-410A | 2 | Residential & Commercial | Ducted CEE Tier 1
210533006 | Central HP <5.4 tons | CARRIER | HRCU-A-CB (Split System: Heat Pump with Remote Outdoor Unit-Air-Source) | 25VNA424A*031* |  |  | CAP**3721AL*+UI | 59MN7B080C17**14 | 24000 | 20 | 10.5 | 26400 | 19800 | 75% | 2.52 | 0 | 13.5 |  |  |  | No | R-410A | 2 | Residential & Commercial | Ducted CEE Tier 1
210533072 | Central HP <5.4 tons | CARRIER | HRCU-A-CB (Split System: Heat Pump with Remote Outdoor Unit-Air-Source) | 25VNA424A*031* |  |  | CNPV*4221AL*+UI | 59CU5A060C17**16 | 23400 | 20 | 10 | 26800 | 20000 | 74.63% | 2.42 | 0 | 13 |  |  |  | No | R-410A | 1.95 | Residential & Commercial | Ducted CEE Tier 1
214719803 | Central HP <5.4 tons | YORK | HRCU-A-CB (Split System: Heat Pump with Remote Outdoor Unit-Air-Source) | HH860E2S11 |  |  | CTU60C5XGS1+TXV | TPLC120C20MP13 | 44500 | 18 | 9 | 45000 | 33800 | 75.11% | 2 | 0 | 11 |  |  |  | No | R-454B | 3.7083 | Residential & Commercial | Ducted CEE Tier 1
214719745 | Central HP <5.4 tons | YORK | HRCU-A-CB (Split System: Heat Pump with Remote Outdoor Unit-Air-Source) | HH860E2S11 |  |  | CTU60C5XGS1+TXV | YP9C080C16MP13 | 43500 | 17 | 9 | 44000 | 33600 | 76.36% | 2 | 0 | 11 |  |  |  | No | R-454B | 3.625 | Residential & Commercial | Ducted CEE Tier 1
214719786 | Central HP <5.4 tons | YORK | HRCU-A-CB (Split System: Heat Pump with Remote Outdoor Unit-Air-Source) | HH860E2S11 |  |  | CTU60C5XGS1+TXV | TM8E080C20MP11 | 44500 | 17 | 9 | 45000 | 33800 | 75.11% | 2 | 0 | 11.7 |  |  |  | No | R-454B | 3.7083 | Residential & Commercial | Ducted CEE Tier 1
214719824 | Central HP <5.4 tons | YORK | HRCU-A-CB (Split System: Heat Pump with Remote Outdoor Unit-Air-Source) | HH836E2S11 |  |  | CTU48C5XFS1+TXV | TM9Y100C16MP11 | 33200 | 19 | 9 | 31400 | 25400 | 80.89% | 2 | 0 | 11 |  |  |  | No | R-454B | 2.7667 | Residential & Commercial | Ducted CEE Tier 1
214719825 | Central HP <5.4 tons | YORK | HRCU-A-CB (Split System: Heat Pump with Remote Outdoor Unit-Air-Source) | HH836E2S11 |  |  | CTU48C5XFS1+TXV | Y81E080C16SMPS1 | 34400 | 19 | 9 | 32200 | 25400 | 78.88% | 2 | 0 | 11 |  |  |  | No | R-454B | 2.8667 | Residential & Commercial | Ducted CEE Tier 1
214719722 | Central HP <5.4 tons | YORK | HRCU-A-CB (Split System: Heat Pump with Remote Outdoor Unit-Air-Source) | HH836E2S11 |  |  | CTU36B5XDS1+TXV | TM8E080B12MP11 | 33600 | 18 | 8.5 | 31800 | 26000 | 81.76% | 2 | 0 | 11 |  |  |  | No | R-454B | 2.8 | Residential & Commercial | Ducted CEE Tier 1
214719754 | Central HP <5.4 tons | YORK | HRCU-A-CB (Split System: Heat Pump with Remote Outdoor Unit-Air-Source) | HH836E2S11 |  |  | CTU48C5XFS1+TXV | YPLC080C16MP13 | 33400 | 18 | 9 | 31600 | 25400 | 80.38% | 2 | 0 | 11 |  |  |  | No | R-454B | 2.7833 | Residential & Commercial | Ducted CEE Tier 1
214719781 | Central HP <5.4 tons | YORK | HRCU-A-CB (Split System: Heat Pump with Remote Outdoor Unit-Air-Source) | HH836E2S11 |  |  | CTU48C5XFS1+TXV | TMLE120C20MP11 | 34400 | 17 | 8.5 | 32400 | 25600 | 79.01% | 2 | 0 | 11 |  |  |  | No | R-454B | 2.8667 | Residential & Commercial | Ducted CEE Tier 1
214719770 | Central HP <5.4 tons | YORK | HRCU-A-CB (Split System: Heat Pump with Remote Outdoor Unit-Air-Source) | HH836E2S11 |  |  | CTU48C5XFS1+TXV | TL9E100C20UH11 | 34000 | 18 | 9 | 32000 | 25600 | 80% | 2 | 0 | 11 |  |  |  | No | R-454B | 2.8333 | Residential & Commercial | Ducted CEE Tier 1
214243040 | Central HP <5.4 tons | COMFORTMAKER | HRCU-A-CB (Split System: Heat Pump with Remote Outdoor Unit-Air-Source) | CVH825GKA2* |  |  | EN(A,D,W)4X42L21**+WALLCON | *97CMN1002122B* | 23800 | 16.5 | 8.1 | 21400 | 16600 | 77.57% | 1.96 | 0 | 11 |  |  |  | No | R-410A | 1.9833 | Residential & Commercial | Ducted CEE Tier 1
214243190 | Central HP <5.4 tons | COMFORTMAKER | HRCU-A-CB (Split System: Heat Pump with Remote Outdoor Unit-Air-Source) | CVH825GKA2* |  |  | EN(A,D,W)4X48L21**+WALLCON | *96CTN1002122B* | 24200 | 17 | 8.1 | 21200 | 16600 | 78.3% | 2.02 | 0 | 11.5 |  |  |  | No | R-410A | 2.0167 | Residential & Commercial | Ducted CEE Tier 1
210596990 | Central HP <5.4 tons | DAY & NIGHT | HRCU-A-CB (Split System: Heat Pump with Remote Outdoor Unit-Air-Source) | CVH825GKA2* |  |  | EHD4X48AAL+WALLCON | *97CMN0602120A* | 24200 | 16 | 8.1 | 21400 | 16700 | 78.04% | 2 | 0 | 10.5 |  |  |  | No | R-410A | 2.0167 | Residential & Commercial | Ducted CEE Tier 1
210596654 | Central HP <5.4 tons | DAY & NIGHT | HRCU-A-CB (Split System: Heat Pump with Remote Outdoor Unit-Air-Source) | CVH825GKA2* |  |  | EA*4X42L21A*+WALLCON | *80CSU0601716A* | 23800 | 16.5 | 8.1 | 21400 | 16600 | 77.57% | 1.96 | 0 | 10.5 |  |  |  | No | R-410A | 1.9833 | Residential & Commercial | Ducted CEE Tier 1
206765915 | Central HP <5.4 tons | BRYANT HEATING AND COOLING SYSTEMS | HRCU-A-CB (Split System: Heat Pump with Remote Outdoor Unit-Air-Source) | 288BNV025*0**C* |  |  | CAP**3717AL*+UI | 88*TA48090C17*** | 24200 | 17 | 8.1 | 21400 | 16600 | 77.57% | 2.02 | 11 | 11 |  |  |  | No | R-410A | 2.0167 | Residential & Commercial | Ducted CEE Tier 1
206767078 | Central HP <5.4 tons | BRYANT HEATING AND COOLING SYSTEMS | HRCU-A-CB (Split System: Heat Pump with Remote Outdoor Unit-Air-Source) | 288BNV025*0**C* |  |  | CAP**2417AL*+UI | 83*CA48060C17*** | 23200 | 16.5 | 8.1 | 22000 | 16800 | 76.36% | 1.88 | 11 | 10.5 |  |  |  | No | R-410A | 1.9333 | Residential & Commercial | Ducted CEE Tier 1
215932019 | Central HP <5.4 tons | COMFORTMAKER | HRCU-A-CB (Split System: Heat Pump with Remote Outdoor Unit-Air-Source) | C5H3V36*K*AAA* |  |  | EA*5X30M17A*+WALLCON | *96CTN0401410B* | 30800 | 17.5 | 9 | 34400 | 26600 | 77.33% | 1.9 | 0 | 10 |  |  |  | No | R-454B | 2.5667 | Residential & Commercial | Ducted CEE Tier 1
215931959 | Central HP <5.4 tons | COMFORTMAKER | HRCU-A-CB (Split System: Heat Pump with Remote Outdoor Unit-Air-Source) | C5H3V36*K*AAA* |  |  | EA*5X24M17A*+WALLCON | *96CTN0601714B* | 31400 | 18.5 | 9.5 | 35000 | 26800 | 76.57% | 2 | 0 | 10 |  |  |  | No | R-454B | 2.6167 | Residential & Commercial | Ducted CEE Tier 1
215932009 | Central HP <5.4 tons | COMFORTMAKER | HRCU-A-CB (Split System: Heat Pump with Remote Outdoor Unit-Air-Source) | C5H3V36*K*AAA* |  |  | EA*5X30M17A*+WALLCON | *97CMN0601714B* | 31800 | 18.5 | 9 | 34600 | 26600 | 76.88% | 1.9 | 0 | 10.5 |  |  |  | No | R-454B | 2.65 | Residential & Commercial | Ducted CEE Tier 1
215933869 | Central HP <5.4 tons | COMFORTMAKER | HRCU-A-CB (Split System: Heat Pump with Remote Outdoor Unit-Air-Source) | C5H3V36*K*AAA* |  |  | ESH5X60M12A*+WALLCON | *97CMN0602120B* | 34000 | 19 | 9 | 34800 | 26400 | 75.86% | 1.92 | 0 | 11.5 |  |  |  | No | R-454B | 2.8333 | Residential & Commercial | Ducted CEE Tier 1
215934739 | Central HP <5.4 tons | COMFORTMAKER | HRCU-A-CB (Split System: Heat Pump with Remote Outdoor Unit-Air-Source) | C5H3V36*K*AAA* |  |  | EVM5X42M21A*+WALLCON | *97CMN0601714B* | 34000 | 20 | 8.1 | 38000 | 27000 | 71.05% | 2 | 0 | 11 |  |  |  | No | R-454B | 2.8333 | Residential & Commercial | Ducted CEE Tier 1
215934789 | Central HP <5.4 tons | COMFORTMAKER | HRCU-A-CB (Split System: Heat Pump with Remote Outdoor Unit-Air-Source) | C5H3V36*K*AAA* |  |  | EVM5X44M21A*+WALLCON | *80CSU0601716A* | 35600 | 22 | 8.5 | 38000 | 28600 | 75.26% | 2.02 | 0 | 12 |  |  |  | No | R-454B | 2.9667 | Residential & Commercial | Ducted CEE Tier 1
210532892 | Central HP <5.4 tons | CARRIER | HRCU-A-CB (Split System: Heat Pump with Remote Outdoor Unit-Air-Source) | 25VNA448A*031* |  |  | CNPV*4821AL*+UI | 58TN*A090C21**20 | 44000 | 21 | 8.5 | 46500 | 36400 | 78.28% | 2.18 | 0 | 12 |  |  |  | No | R-410A | 3.6667 | Residential & Commercial | Ducted CEE Tier 1
210532894 | Central HP <5.4 tons | CARRIER | HRCU-A-CB (Split System: Heat Pump with Remote Outdoor Unit-Air-Source) | 25VNA448A*031* |  |  | CNPV*4821AL*+UI | 59TN6B100C21**22 | 44000 | 21 | 8.5 | 46500 | 36400 | 78.28% | 2.18 | 0 | 12 |  |  |  | No | R-410A | 3.6667 | Residential & Commercial | Ducted CEE Tier 1
215938447 | Central HP <5.4 tons | AIRQUEST | HRCU-A-CB (Split System: Heat Pump with Remote Outdoor Unit-Air-Source) | H5H3V48*K*AAA* |  |  | EVD5X61M21A*+WALLCON | *80CTL0901716B* | 45000 | 21 | 8.1 | 53500 | 37600 | 70.28% | 1.95 | 0 | 12 |  |  |  | No | R-454B | 3.75 | Residential & Commercial | Ducted CEE Tier 1
215941057 | Central HP <5.4 tons | AIRQUEST | HRCU-A-CB (Split System: Heat Pump with Remote Outdoor Unit-Air-Source) | H5H3V48*K*AAA* |  |  | EA*5X61M21A*+WALLCON | *80CSU0601716B* | 45000 | 21 | 9.5 | 48500 | 37000 | 76.29% | 2 | 0 | 11.5 |  |  |  | No | R-454B | 3.75 | Residential & Commercial | Ducted CEE Tier 1
215934019 | Central HP <5.4 tons | COMFORTMAKER | HRCU-A-CB (Split System: Heat Pump with Remote Outdoor Unit-Air-Source) | C5H3V48*K*AAA* |  |  | EA*5X48M21A*+WALLCON | *80CTL1102120B* | 44000 | 21 | 9.5 | 48000 | 36400 | 75.83% | 1.92 | 0 | 11 |  |  |  | No | R-454B | 3.6667 | Residential & Commercial | Ducted CEE Tier 1
212290953 | Central HP <5.4 tons | GOETTL | HRCU-A-CB (Split System: Heat Pump with Remote Outdoor Unit-Air-Source) | ASZS601810A* |  |  | CA*EA1818*4A* | A*VS960603BUA* | 16600 | 17.5 | 8.5 | 17400 | 13000 | 74.71% | 2.1 | 0 | 10.9 |  |  |  | No | R-410A | 1.3833 | Residential & Commercial | Ducted CEE Tier 1
215935189 | Central HP <5.4 tons | COMFORTMAKER | HRCU-A-CB (Split System: Heat Pump with Remote Outdoor Unit-Air-Source) | C5H3V36*K*AAA* |  |  | EVM5X60M21A*+WALLCON | *80CTL0701716B* | 35400 | 21.5 | 8.5 | 38500 | 29000 | 75.32% | 2.02 | 0 | 12 |  |  |  | No | R-454B | 2.95 | Residential & Commercial | Ducted CEE Tier 1
216571339 | Central HP <5.4 tons | AMERICAN STANDARD | HRCU-A-CB (Split System: Heat Pump with Remote Outdoor Unit-Air-Source) | 5A6V8X60A1 |  |  | 5PX*DD10AS3 | *DHMD120CCV5+LRP | 52500 | 18.1 | 8.5 | 55000 | 39500 | 71.82% | 1.9 | 0 | 10 |  |  |  | No | R-454B | 4.375 | Residential & Commercial | Ducted CEE Tier 1
210596672 | Central HP <5.4 tons | DAY & NIGHT | HRCU-A-CB (Split System: Heat Pump with Remote Outdoor Unit-Air-Source) | CVH825GKA2* |  |  | EA*4X42L21A*+WALLCON | *95CSU0601716A* | 23600 | 16.5 | 8.1 | 21400 | 16700 | 78.04% | 1.94 | 0 | 10.5 |  |  |  | No | R-410A | 1.9667 | Residential & Commercial | Ducted CEE Tier 1
214242830 | Central HP <5.4 tons | COMFORTMAKER | HRCU-A-CB (Split System: Heat Pump with Remote Outdoor Unit-Air-Source) | CVH825GKA2* |  |  | EN(A,D)4X36L21**+WALLCON | *96CTN0601714B* | 23400 | 16 | 8.1 | 21600 | 16800 | 77.78% | 1.9 | 0 | 10.5 |  |  |  | No | R-410A | 1.95 | Residential & Commercial | Ducted CEE Tier 1
214243130 | Central HP <5.4 tons | COMFORTMAKER | HRCU-A-CB (Split System: Heat Pump with Remote Outdoor Unit-Air-Source) | CVH825GKA2* |  |  | EN(A,D,W)4X48L21**+WALLCON | *95CSU0601716B* | 24000 | 16.5 | 8.1 | 21400 | 16600 | 77.57% | 2 | 0 | 11 |  |  |  | No | R-410A | 2 | Residential & Commercial | Ducted CEE Tier 1
214243200 | Central HP <5.4 tons | COMFORTMAKER | HRCU-A-CB (Split System: Heat Pump with Remote Outdoor Unit-Air-Source) | CVH825GKA2* |  |  | EN(A,D)4X48L24**+WALLCON | *80CTL0902120B* | 24200 | 17 | 8.1 | 21200 | 16600 | 78.3% | 2.02 | 0 | 11.5 |  |  |  | No | R-410A | 2.0167 | Residential & Commercial | Ducted CEE Tier 1
205750635 | Central HP <5.4 tons | DAY & NIGHT | HRCU-A-CB (Split System: Heat Pump with Remote Outdoor Unit-Air-Source) | CVH825GKA2* |  |  | EA*4X37L21A*+WALLCON | *80CTL0451712A* | 24200 | 16.5 | 8.1 | 21200 | 16700 | 78.77% | 2 | 11 | 11 |  |  |  | No | R-410A | 2.0167 | Residential & Commercial | Ducted CEE Tier 1
212362617 | Central HP <5.4 tons | GOETTL | HRCU-A-CB (Split System: Heat Pump with Remote Outdoor Unit-Air-Source) | ASZV903610A* |  |  | CSCF3642N6D*+TXV | A*VS800604BUA* | 33800 | 18.5 | 8.2 | 34000 | 24400 | 71.76% | 1.8 | 0 | 11.5 |  |  |  | No | R-410A | 2.8167 | Residential & Commercial | Ducted CEE Tier 1
212362631 | Central HP <5.4 tons | GOETTL | HRCU-A-CB (Split System: Heat Pump with Remote Outdoor Unit-Air-Source) | ASZV903610A* |  |  | CSCF3642N6D*+TXV | A*VM970603BNB* | 33800 | 18.5 | 8.2 | 34000 | 24400 | 71.76% | 1.8 | 0 | 11.5 |  |  |  | No | R-410A | 2.8167 | Residential & Commercial | Ducted CEE Tier 1
212362547 | Central HP <5.4 tons | GOETTL | HRCU-A-CB (Split System: Heat Pump with Remote Outdoor Unit-Air-Source) | ASZV903610A* |  |  | AMVE48DP1400A* |  | 33600 | 19 | 8.2 | 33600 | 24400 | 72.62% | 1.8 | 0 | 12 |  |  |  | No | R-410A | 2.8 | Residential & Commercial | Ducted CEE Tier 1
212362597 | Central HP <5.4 tons | GOETTL | HRCU-A-CB (Split System: Heat Pump with Remote Outdoor Unit-Air-Source) | ASZV903610A* |  |  | CHPF3743C6B*+MBVC1601**-1A*+TXV |  | 33400 | 18 | 8.2 | 34000 | 24400 | 71.76% | 1.8 | 0 | 11 |  |  |  | No | R-410A | 2.7833 | Residential & Commercial | Ducted CEE Tier 1
214239408 | Central HP <5.4 tons | COMFORTMAKER | HRCU-A-CB (Split System: Heat Pump with Remote Outdoor Unit-Air-Source) | CVH837GKA2* |  |  | EN(A,D,W)4X60L24**+WALLCON | *96CTN1002122B* | 32800 | 17.5 | 8.1 | 32200 | 24600 | 76.4% | 1.96 | 0 | 12 |  |  |  | No | R-410A | 2.7333 | Residential & Commercial | Ducted CEE Tier 1
213353864 | Central HP <5.4 tons | TEMPSTAR | HRCU-A-CB (Split System: Heat Pump with Remote Outdoor Unit-Air-Source) | DLCURAH36ABK |  |  | F5MA4*42L*C* |  | 37200 | 16 | 9 | 38500 | 35000 | 90.91% | 2.04 | 0 | 10 |  |  |  | No | R-410A | 3.1 | Residential & Commercial | Ducted CEE Tier 1
215931929 | Central HP <5.4 tons | COMFORTMAKER | HRCU-A-CB (Split System: Heat Pump with Remote Outdoor Unit-Air-Source) | C5H3V36*K*AAA* |  |  | EA*5X24M14A*+WALLCON | *96CTN0401410B* | 30400 | 17 | 9 | 35000 | 26800 | 76.57% | 1.9 | 0 | 10 |  |  |  | No | R-454B | 2.5333 | Residential & Commercial | Ducted CEE Tier 1
215931979 | Central HP <5.4 tons | COMFORTMAKER | HRCU-A-CB (Split System: Heat Pump with Remote Outdoor Unit-Air-Source) | C5H3V36*K*AAA* |  |  | EA*5X25M17A*+WALLCON | *96CTN0401410B* | 32400 | 18 | 9 | 33800 | 26000 | 76.92% | 1.96 | 0 | 10.5 |  |  |  | No | R-454B | 2.7 | Residential & Commercial | Ducted CEE Tier 1
215931999 | Central HP <5.4 tons | COMFORTMAKER | HRCU-A-CB (Split System: Heat Pump with Remote Outdoor Unit-Air-Source) | C5H3V36*K*AAA* |  |  | EA*5X30M14A*+WALLCON | *96CTN0401410B* | 30800 | 17 | 9 | 34400 | 26600 | 77.33% | 1.9 | 0 | 10 |  |  |  | No | R-454B | 2.5667 | Residential & Commercial | Ducted CEE Tier 1
204300080 | Central HP <5.4 tons | BRYANT HEATING AND COOLING SYSTEMS | HRCU-A-CB (Split System: Heat Pump with Remote Outdoor Unit-Air-Source) | 288BNV037*0**A* |  |  | CSPH*3612AL*+UI | 88*TA66135C24*** | 32200 | 16.5 | 8.1 | 33200 | 24600 | 74.1% | 1.94 | 11 | 11 |  |  |  | No | R-410A | 2.6833 | Residential & Commercial | Ducted CEE Tier 1
204300580 | Central HP <5.4 tons | BRYANT HEATING AND COOLING SYSTEMS | HRCU-A-CB (Split System: Heat Pump with Remote Outdoor Unit-Air-Source) | 288BNV037*0**A* |  |  | CSPH*4812AL*+UI | 88*TA48090C17*** | 32800 | 17.5 | 8.1 | 33000 | 24800 | 75.15% | 1.98 | 12 | 11.5 |  |  |  | No | R-410A | 2.7333 | Residential & Commercial | Ducted CEE Tier 1
215938323 | Central HP <5.4 tons | TEMPSTAR | HRCU-A-CB (Split System: Heat Pump with Remote Outdoor Unit-Air-Source) | T5H3V48*K*AAA* |  |  | EVD5X60M24A*+WALLCON | *80CTL1352422B* | 45500 | 21 | 8.1 | 52500 | 38000 | 72.38% | 1.95 | 0 | 11.5 |  |  |  | No | R-454B | 3.7917 | Residential & Commercial | Ducted CEE Tier 1
204298956 | Central HP <5.4 tons | BRYANT HEATING AND COOLING SYSTEMS | HRCU-A-CB (Split System: Heat Pump with Remote Outdoor Unit-Air-Source) | 288BNV037*0**A* |  |  | CAP**4221AL*+UI | 986TC42080C17*** | 31600 | 17 | 8.1 | 33400 | 24800 | 74.25% | 1.86 | 11.5 | 11 |  |  |  | No | R-410A | 2.6333 | Residential & Commercial | Ducted CEE Tier 1
215937123 | Central HP <5.4 tons | TEMPSTAR | HRCU-A-CB (Split System: Heat Pump with Remote Outdoor Unit-Air-Source) | T5H3V48*K*AAA* |  |  | EVM5X48M21A*+WALLCON | *96CTN1002122B* | 44500 | 20 | 8.1 | 52000 | 38500 | 74.04% | 2 | 0 | 11 |  |  |  | No | R-454B | 3.7083 | Residential & Commercial | Ducted CEE Tier 1
215937173 | Central HP <5.4 tons | TEMPSTAR | HRCU-A-CB (Split System: Heat Pump with Remote Outdoor Unit-Air-Source) | T5H3V48*K*AAA* |  |  | EVM5X49M21A*+WALLCON | *80CTL0901716B* | 44500 | 20.5 | 8.1 | 53500 | 37600 | 70.28% | 1.95 | 0 | 11.5 |  |  |  | No | R-454B | 3.7083 | Residential & Commercial | Ducted CEE Tier 1
215935603 | Central HP <5.4 tons | TEMPSTAR | HRCU-A-CB (Split System: Heat Pump with Remote Outdoor Unit-Air-Source) | T5H3V36*K*AAA* |  |  | EVD5X36M21A*+WALLCON | *80CSU0601716A* | 34400 | 21 | 8.5 | 38500 | 28200 | 73.25% | 2.04 | 0 | 11.7 |  |  |  | No | R-454B | 2.8667 | Residential & Commercial | Ducted CEE Tier 1
215936073 | Central HP <5.4 tons | TEMPSTAR | HRCU-A-CB (Split System: Heat Pump with Remote Outdoor Unit-Air-Source) | T5H3V36*K*AAA* |  |  | EVD5X42M21A*+WALLCON | *97CMN0601714B* | 34000 | 20 | 8.1 | 38000 | 27000 | 71.05% | 2 | 0 | 11 |  |  |  | No | R-454B | 2.8333 | Residential & Commercial | Ducted CEE Tier 1
204299188 | Central HP <5.4 tons | BRYANT HEATING AND COOLING SYSTEMS | HRCU-A-CB (Split System: Heat Pump with Remote Outdoor Unit-Air-Source) | 288BNV037*0**A* |  |  | CAP**4321AL*+UI | 986TC66100C21*** | 33000 | 17.5 | 8.5 | 33000 | 25200 | 76.36% | 2 | 12 | 11.7 |  |  |  | No | R-410A | 2.75 | Residential & Commercial | Ducted CEE Tier 1
204299156 | Central HP <5.4 tons | BRYANT HEATING AND COOLING SYSTEMS | HRCU-A-CB (Split System: Heat Pump with Remote Outdoor Unit-Air-Source) | 288BNV037*0**A* |  |  | CAP**4224AL*+UI | 987MB60060C21*** | 31600 | 17 | 8.1 | 33400 | 24600 | 73.65% | 1.88 | 11.5 | 11 |  |  |  | No | R-410A | 2.6333 | Residential & Commercial | Ducted CEE Tier 1
204299876 | Central HP <5.4 tons | BRYANT HEATING AND COOLING SYSTEMS | HRCU-A-CB (Split System: Heat Pump with Remote Outdoor Unit-Air-Source) | 288BNV037*0**A* |  |  | CNPV*4824AL*+UI | 88*TA60090C21*** | 32400 | 17.5 | 8.1 | 33000 | 24800 | 75.15% | 1.96 | 12 | 11.7 |  |  |  | No | R-410A | 2.7 | Residential & Commercial | Ducted CEE Tier 1
204300240 | Central HP <5.4 tons | BRYANT HEATING AND COOLING SYSTEMS | HRCU-A-CB (Split System: Heat Pump with Remote Outdoor Unit-Air-Source) | 288BNV037*0**A* |  |  | CSPH*4212AL*+UI | 88*TA48070C17*** | 32400 | 16.5 | 8.1 | 33200 | 25000 | 75.3% | 1.94 | 11.5 | 11 |  |  |  | No | R-410A | 2.7 | Residential & Commercial | Ducted CEE Tier 1
215938043 | Central HP <5.4 tons | TEMPSTAR | HRCU-A-CB (Split System: Heat Pump with Remote Outdoor Unit-Air-Source) | T5H3V48*K*AAA* |  |  | EVD5X49M24A*+WALLCON | *80CTL1352422B* | 45500 | 21 | 8.1 | 52500 | 38000 | 72.38% | 1.95 | 0 | 11.5 |  |  |  | No | R-454B | 3.7917 | Residential & Commercial | Ducted CEE Tier 1
214242420 | Central HP <5.4 tons | COMFORTMAKER | HRCU-A-CB (Split System: Heat Pump with Remote Outdoor Unit-Air-Source) | CVH825GKA2* |  |  | EN(A,D)4X24L17**+WALLCON | *80CTL0451712B* | 23200 | 15.5 | 8.1 | 22200 | 17000 | 76.58% | 1.92 | 0 | 10.5 |  |  |  | No | R-410A | 1.9333 | Residential & Commercial | Ducted CEE Tier 1
214242720 | Central HP <5.4 tons | COMFORTMAKER | HRCU-A-CB (Split System: Heat Pump with Remote Outdoor Unit-Air-Source) | CVH825GKA2* |  |  | EN(A,D,W)4X36L17**+WALLCON | *96CTN0601714B* | 23400 | 16 | 8.1 | 21600 | 16800 | 77.78% | 1.9 | 0 | 10.5 |  |  |  | No | R-410A | 1.95 | Residential & Commercial | Ducted CEE Tier 1
214243020 | Central HP <5.4 tons | COMFORTMAKER | HRCU-A-CB (Split System: Heat Pump with Remote Outdoor Unit-Air-Source) | CVH825GKA2* |  |  | EN(A,D,W)4X42L21**+WALLCON | *97CMN0601714B* | 23600 | 16 | 8.1 | 21600 | 16700 | 77.31% | 1.94 | 0 | 11 |  |  |  | No | R-410A | 1.9667 | Residential & Commercial | Ducted CEE Tier 1
204459403 | Central HP <5.4 tons | BRYANT HEATING AND COOLING SYSTEMS | HRCU-A-CB (Split System: Heat Pump with Remote Outdoor Unit-Air-Source) | 288BNV025*0**B* |  |  | CSPH*3612AL*+UI | 88*TA36070C14*** | 24000 | 16.5 | 8.1 | 21400 | 16600 | 77.57% | 2 | 11.5 | 11 |  |  |  | No | R-410A | 2 | Residential & Commercial | Ducted CEE Tier 1
214719806 | Central HP <5.4 tons | YORK | HRCU-A-CB (Split System: Heat Pump with Remote Outdoor Unit-Air-Source) | HH860E2S11 |  |  | CTU60C5XGS1+TXV | TM9E100C20MP12 | 44500 | 17 | 9 | 45000 | 33800 | 75.11% | 2 | 0 | 11.7 |  |  |  | No | R-454B | 3.7083 | Residential & Commercial | Ducted CEE Tier 1
210533076 | Central HP <5.4 tons | CARRIER | HRCU-A-CB (Split System: Heat Pump with Remote Outdoor Unit-Air-Source) | 25VNA424A*031* |  |  | CNPV*4221AL*+UI | 59CU5A100C21**22 | 23600 | 20.5 | 10 | 26600 | 19800 | 74.44% | 2.46 | 0 | 13.5 |  |  |  | No | R-410A | 1.9667 | Residential & Commercial | Ducted CEE Tier 1
210533110 | Central HP <5.4 tons | CARRIER | HRCU-A-CB (Split System: Heat Pump with Remote Outdoor Unit-Air-Source) | 25VNA424A*031* |  |  | CSPH*4212AL*+UI | 59CU5A100C21**22 | 24000 | 19.5 | 9.5 | 26400 | 19600 | 74.24% | 2.54 | 0 | 13 |  |  |  | No | R-410A | 2 | Residential & Commercial | Ducted CEE Tier 1
214719765 | Central HP <5.4 tons | YORK | HRCU-A-CB (Split System: Heat Pump with Remote Outdoor Unit-Air-Source) | HH860E2S11 |  |  | CTU60C5XGS1+TXV | TM9E080C16MP12 | 44500 | 18 | 9 | 45500 | 34400 | 75.6% | 2 | 0 | 11 |  |  |  | No | R-454B | 3.7083 | Residential & Commercial | Ducted CEE Tier 1
214719817 | Central HP <5.4 tons | YORK | HRCU-A-CB (Split System: Heat Pump with Remote Outdoor Unit-Air-Source) | HH860E2S11 |  |  | CTU60C5XGS1+TXV | TMLE120C16MP11 | 44500 | 18 | 9 | 45500 | 34200 | 75.16% | 2 | 0 | 11 |  |  |  | No | R-454B | 3.7083 | Residential & Commercial | Ducted CEE Tier 1
214239351 | Central HP <5.4 tons | KENMORE | HRCU-A-CB (Split System: Heat Pump with Remote Outdoor Unit-Air-Source) | (C,H,T)VH837GKA2* |  |  | EN(A,D)4X48L24**+WALLCON | *96CTN1202422B* | 32400 | 17 | 8.1 | 32600 | 24600 | 75.46% | 1.96 | 0 | 11.7 |  |  |  | No | R-410A | 2.7 | Residential & Commercial | Ducted CEE Tier 1
214239201 | Central HP <5.4 tons | KENMORE | HRCU-A-CB (Split System: Heat Pump with Remote Outdoor Unit-Air-Source) | (C,H,T)VH837GKA2* |  |  | EN(A,D,W)4X48L21**+WALLCON | *80CTL0902120B* | 32400 | 17 | 8.1 | 32600 | 24600 | 75.46% | 1.96 | 0 | 11.7 |  |  |  | No | R-410A | 2.7 | Residential & Commercial | Ducted CEE Tier 1
210597420 | Central HP <5.4 tons | DAY & NIGHT | HRCU-A-CB (Split System: Heat Pump with Remote Outdoor Unit-Air-Source) | CVH837GKA** |  |  | EA*4X61L21A*+WALLCON | *80CTL0901716A* | 33200 | 18 | 8.5 | 32000 | 24800 | 77.5% | 2 | 0 | 12 |  |  |  | No | R-410A | 2.7667 | Residential & Commercial | Ducted CEE Tier 1
210597471 | Central HP <5.4 tons | DAY & NIGHT | HRCU-A-CB (Split System: Heat Pump with Remote Outdoor Unit-Air-Source) | CVH837GKA** |  |  | EA*4X61L24A*+WALLCON | *96CTN1202422A* | 33200 | 18 | 8.5 | 32000 | 24800 | 77.5% | 2 | 0 | 12 |  |  |  | No | R-410A | 2.7667 | Residential & Commercial | Ducted CEE Tier 1
212989247 | Central HP <5.4 tons | TEMPSTAR | HRCU-A-CB (Split System: Heat Pump with Remote Outdoor Unit-Air-Source) | DLCURAH24ABK |  |  | EN(A,D,W)4X36L17** | *95MSU0601716A* | 23600 | 17 | 8.5 | 26400 | 24400 | 92.42% | 2.02 | 0 | 10.5 |  |  |  | No | R-410A | 1.9667 | Residential & Commercial | Ducted CEE Tier 1
206765817 | Central HP <5.4 tons | HEIL | HRCU-A-CB (Split System: Heat Pump with Remote Outdoor Unit-Air-Source) | HVH825GKA3* |  |  | EA*4X36L21A*+WALLCON | *96CTN1002122A* | 23600 | 16.5 | 8.1 | 21400 | 16600 | 77.57% | 1.94 | 11 | 11 |  |  |  | No | R-410A | 1.9667 | Residential & Commercial | Ducted CEE Tier 1
206766024 | Central HP <5.4 tons | HEIL | HRCU-A-CB (Split System: Heat Pump with Remote Outdoor Unit-Air-Source) | HVH825GKA3* |  |  | EA*4X37L21A*+WALLCON | *96CTN1002122A* | 24400 | 16.5 | 8.5 | 21200 | 16600 | 78.3% | 2.04 | 11 | 11 |  |  |  | No | R-410A | 2.0333 | Residential & Commercial | Ducted CEE Tier 1
206766051 | Central HP <5.4 tons | HEIL | HRCU-A-CB (Split System: Heat Pump with Remote Outdoor Unit-Air-Source) | HVH825GKA3* |  |  | EA*4X37L21A*+WALLCON | *97CMN0602120A* | 24400 | 16.5 | 8.1 | 21200 | 16700 | 78.77% | 2.02 | 11 | 11 |  |  |  | No | R-410A | 2.0333 | Residential & Commercial | Ducted CEE Tier 1
206767169 | Central HP <5.4 tons | HEIL | HRCU-A-CB (Split System: Heat Pump with Remote Outdoor Unit-Air-Source) | HVH825GKA3* |  |  | EA*4X36L21A*+WALLCON | *80CSU1002120A* | 23600 | 16.5 | 8.1 | 21400 | 16700 | 78.04% | 1.92 | 11.5 | 10.5 |  |  |  | No | R-410A | 1.9667 | Residential & Commercial | Ducted CEE Tier 1
214239168 | Central HP <5.4 tons | COMFORTMAKER | HRCU-A-CB (Split System: Heat Pump with Remote Outdoor Unit-Air-Source) | CVH837GKA2* |  |  | EN(A,D,W)4X48L21**+WALLCON | *80CTL0451712B* | 32200 | 16.5 | 8.1 | 33200 | 25000 | 75.3% | 1.9 | 0 | 11 |  |  |  | No | R-410A | 2.6833 | Residential & Commercial | Ducted CEE Tier 1
214239268 | Central HP <5.4 tons | COMFORTMAKER | HRCU-A-CB (Split System: Heat Pump with Remote Outdoor Unit-Air-Source) | CVH837GKA2* |  |  | EN(A,D,W)4X48L21**+WALLCON | *96CTN0801714B* | 32200 | 17 | 8.1 | 32800 | 24800 | 75.61% | 1.94 | 0 | 11.5 |  |  |  | No | R-410A | 2.6833 | Residential & Commercial | Ducted CEE Tier 1
212362621 | Central HP <5.4 tons | GOETTL | HRCU-A-CB (Split System: Heat Pump with Remote Outdoor Unit-Air-Source) | ASZV903610A* |  |  | CSCF3642N6D*+TXV | A*VC800805C*A* | 33800 | 18.5 | 8.2 | 34000 | 24400 | 71.76% | 1.8 | 0 | 11.5 |  |  |  | No | R-410A | 2.8167 | Residential & Commercial | Ducted CEE Tier 1
212362635 | Central HP <5.4 tons | GOETTL | HRCU-A-CB (Split System: Heat Pump with Remote Outdoor Unit-Air-Source) | ASZV903610A* |  |  | CSCF3642N6D*+TXV | A*VM971205DNB* | 33800 | 18.5 | 8.2 | 34000 | 24400 | 71.76% | 1.8 | 0 | 11.5 |  |  |  | No | R-410A | 2.8167 | Residential & Commercial | Ducted CEE Tier 1
214239188 | Central HP <5.4 tons | COMFORTMAKER | HRCU-A-CB (Split System: Heat Pump with Remote Outdoor Unit-Air-Source) | CVH837GKA2* |  |  | EN(A,D,W)4X48L21**+WALLCON | *80CTL0901716B* | 32400 | 17 | 8.1 | 32800 | 24800 | 75.61% | 1.94 | 0 | 11.7 |  |  |  | No | R-410A | 2.7 | Residential & Commercial | Ducted CEE Tier 1
206767070 | Central HP <5.4 tons | HEIL | HRCU-A-CB (Split System: Heat Pump with Remote Outdoor Unit-Air-Source) | HVH825GKA3* |  |  | EA*4X24L17A*+WALLCON | *80CSU0401712A* | 23200 | 16.5 | 8.1 | 22000 | 16700 | 75.91% | 1.9 | 11 | 10.5 |  |  |  | No | R-410A | 1.9333 | Residential & Commercial | Ducted CEE Tier 1
206767471 | Central HP <5.4 tons | HEIL | HRCU-A-CB (Split System: Heat Pump with Remote Outdoor Unit-Air-Source) | HVH825GKA3* |  |  | EA*4X25L17A*+WALLCON | *95CSU0601716A* | 24200 | 16.5 | 8.1 | 21400 | 16700 | 78.04% | 2 | 11 | 10.5 |  |  |  | No | R-410A | 2.0167 | Residential & Commercial | Ducted CEE Tier 1
214719755 | Central HP <5.4 tons | YORK | HRCU-A-CB (Split System: Heat Pump with Remote Outdoor Unit-Air-Source) | HH836E2S11 |  |  | CTU48C5XFS1+TXV | YPLC100C16MP13 | 33400 | 18 | 9 | 31600 | 25400 | 80.38% | 2 | 0 | 11 |  |  |  | No | R-454B | 2.7833 | Residential & Commercial | Ducted CEE Tier 1
214719812 | Central HP <5.4 tons | YORK | HRCU-A-CB (Split System: Heat Pump with Remote Outdoor Unit-Air-Source) | HH836E2S11 |  |  | CTU48C5XFS1+TXV | TMLE080C20MP11 | 34600 | 17 | 8.5 | 32800 | 25800 | 78.66% | 2 | 0 | 11 |  |  |  | No | R-454B | 2.8833 | Residential & Commercial | Ducted CEE Tier 1
206790022 | Central HP <5.4 tons | BRYANT HEATING AND COOLING SYSTEMS | HRCU-A-CB (Split System: Heat Pump with Remote Outdoor Unit-Air-Source) | 284ANV024*0**B* |  |  | CAP**3617AL*+UI | 88*TA36070C14*** | 23400 | 21 | 10.5 | 26600 | 19800 | 74.44% | 2.42 | 14 | 13.5 |  |  |  | No | R-410A | 1.95 | Residential & Commercial | Ducted CEE Tier 1
206790033 | Central HP <5.4 tons | BRYANT HEATING AND COOLING SYSTEMS | HRCU-A-CB (Split System: Heat Pump with Remote Outdoor Unit-Air-Source) | 284ANV024*0**B* |  |  | CAP**4221AL*+UI | 987MB60060C21*** | 23400 | 20 | 10.5 | 26600 | 19900 | 74.81% | 2.44 | 13 | 13 |  |  |  | No | R-410A | 1.95 | Residential & Commercial | Ducted CEE Tier 1
206790115 | Central HP <5.4 tons | BRYANT HEATING AND COOLING SYSTEMS | HRCU-A-CB (Split System: Heat Pump with Remote Outdoor Unit-Air-Source) | 284ANV024*0**B* |  |  | CSPH*4212AL*+UI | 88*TA48090C17*** | 24000 | 20.5 | 10.5 | 26400 | 19600 | 74.24% | 2.54 | 14 | 13 |  |  |  | No | R-410A | 2 | Residential & Commercial | Ducted CEE Tier 1
206790140 | Central HP <5.4 tons | BRYANT HEATING AND COOLING SYSTEMS | HRCU-A-CB (Split System: Heat Pump with Remote Outdoor Unit-Air-Source) | 284ANV024*0**B* |  |  | CAP**3621AL*+UI | 88*TA48070C17*** | 23400 | 20.5 | 10.5 | 26600 | 19800 | 74.44% | 2.42 | 14 | 13 |  |  |  | No | R-410A | 1.95 | Residential & Commercial | Ducted CEE Tier 1
214243120 | Central HP <5.4 tons | COMFORTMAKER | HRCU-A-CB (Split System: Heat Pump with Remote Outdoor Unit-Air-Source) | CVH825GKA2* |  |  | EN(A,D,W)4X48L21**+WALLCON | *80CTL1102120B* | 24200 | 17 | 8.1 | 21200 | 16600 | 78.3% | 2.02 | 0 | 11.5 |  |  |  | No | R-410A | 2.0167 | Residential & Commercial | Ducted CEE Tier 1
206773162 | Central HP <5.4 tons | BRYANT HEATING AND COOLING SYSTEMS | HRCU-A-CB (Split System: Heat Pump with Remote Outdoor Unit-Air-Source) | 288BNV037*0**B* |  |  | CAP**4821AL*+UI | 83*CA60100C21*** | 32200 | 17 | 8.1 | 32600 | 25000 | 76.69% | 1.96 | 11.5 | 11 |  |  |  | No | R-410A | 2.6833 | Residential & Commercial | Ducted CEE Tier 1
214242443 | Central HP <5.4 tons | KENMORE | HRCU-A-CB (Split System: Heat Pump with Remote Outdoor Unit-Air-Source) | (C,H,T)VH825GKA2* |  |  | EN(A,D)4X24L17**+WALLCON | *80CTL0701716B* | 23200 | 16 | 8.1 | 22000 | 16900 | 76.82% | 1.92 | 0 | 10.5 |  |  |  | No | R-410A | 1.9333 | Residential & Commercial | Ducted CEE Tier 1
206790306 | Central HP <5.4 tons | BRYANT HEATING AND COOLING SYSTEMS | HRCU-A-CB (Split System: Heat Pump with Remote Outdoor Unit-Air-Source) | 284ANV036*0**B* |  |  | CAP**4321AL*+UI | 986TC42060C17*** | 34200 | 19 | 9.5 | 35400 | 26000 | 73.45% | 2.02 | 12 | 11.7 |  |  |  | No | R-410A | 2.85 | Residential & Commercial | Ducted CEE Tier 1
206790331 | Central HP <5.4 tons | BRYANT HEATING AND COOLING SYSTEMS | HRCU-A-CB (Split System: Heat Pump with Remote Outdoor Unit-Air-Source) | 284ANV036*0**B* |  |  | CAP**4824AL*+UI | 88*TA66135C24*** | 33800 | 19.5 | 9.5 | 34800 | 25600 | 73.56% | 2.04 | 13 | 12.5 |  |  |  | No | R-410A | 2.8167 | Residential & Commercial | Ducted CEE Tier 1
206790342 | Central HP <5.4 tons | BRYANT HEATING AND COOLING SYSTEMS | HRCU-A-CB (Split System: Heat Pump with Remote Outdoor Unit-Air-Source) | 284ANV036*0**B* |  |  | CAP**6024AL*+UI | 88*TA66135C24*** | 34400 | 20 | 9 | 34400 | 25000 | 72.67% | 2.02 | 13 | 12.5 |  |  |  | No | R-410A | 2.8667 | Residential & Commercial | Ducted CEE Tier 1
206790351 | Central HP <5.4 tons | BRYANT HEATING AND COOLING SYSTEMS | HRCU-A-CB (Split System: Heat Pump with Remote Outdoor Unit-Air-Source) | 284ANV036*0**B* |  |  | CAP**6121AL*+UI | 88*TA48070C17*** | 34600 | 19.5 | 9 | 34600 | 25200 | 72.83% | 2.02 | 13 | 12 |  |  |  | No | R-410A | 2.8833 | Residential & Commercial | Ducted CEE Tier 1
211263557 | Central HP <5.4 tons | HEIL | HRCU-A-CB (Split System: Heat Pump with Remote Outdoor Unit-Air-Source) | DLCURAH18ABK |  |  | EN(A,D)4X24L17** | OLV098A12* | 18100 | 15.5 | 8.5 | 19100 | 18700 | 97.91% | 2.24 | 0 | 10.5 |  |  |  | No | R-410A | 1.5083 | Residential & Commercial | Ducted CEE Tier 1
206765547 | Central HP <5.4 tons | HEIL | HRCU-A-CB (Split System: Heat Pump with Remote Outdoor Unit-Air-Source) | HVH825GKA3* |  |  | EA*4X25L17A*+WALLCON | *80CTL0701412A* | 24400 | 17.5 | 8.5 | 21200 | 16600 | 78.3% | 2.02 | 11 | 11.5 |  |  |  | No | R-410A | 2.0333 | Residential & Commercial | Ducted CEE Tier 1
211260465 | Central HP <5.4 tons | TEMPSTAR | HRCU-A-CB (Split System: Heat Pump with Remote Outdoor Unit-Air-Source) | DLCURAH18ABK |  |  | EA*4X24L17A* | *95ESN0401712A* | 17300 | 15.5 | 8.5 | 18300 | 19300 | 105.5% | 2.3 | 0 | 10 |  |  |  | No | R-410A | 1.4417 | Residential & Commercial | Ducted CEE Tier 1
211260556 | Central HP <5.4 tons | TEMPSTAR | HRCU-A-CB (Split System: Heat Pump with Remote Outdoor Unit-Air-Source) | DLCURAH18ABK |  |  | EA*4X24L17A* | *80ES(N,L)0451712A* | 18500 | 15.5 | 9 | 19400 | 18600 | 95.88% | 2.24 | 0 | 10.5 |  |  |  | No | R-410A | 1.5417 | Residential & Commercial | Ducted CEE Tier 1
206133817 | Central HP <5.4 tons | BRYANT HEATING AND COOLING SYSTEMS | HRCU-A-CB (Split System: Heat Pump with Remote Outdoor Unit-Air-Source) | 288BNV025*0**B* |  |  | CAP**3721AL*+UI | 935CA60080C21*** | 24400 | 17 | 8.5 | 21200 | 16600 | 78.3% | 2.04 | 11.5 | 11 |  |  |  | No | R-410A | 2.0333 | Residential & Commercial | Ducted CEE Tier 1
212290950 | Central HP <5.4 tons | GOETTL | HRCU-A-CB (Split System: Heat Pump with Remote Outdoor Unit-Air-Source) | ASZS601810A* |  |  | CA*EA1818*4A* | A*VS800604BUA* | 16600 | 17.5 | 8.5 | 17400 | 13000 | 74.71% | 2.1 | 0 | 10.9 |  |  |  | No | R-410A | 1.3833 | Residential & Commercial | Ducted CEE Tier 1
212290957 | Central HP <5.4 tons | GOETTL | HRCU-A-CB (Split System: Heat Pump with Remote Outdoor Unit-Air-Source) | ASZS601810A* |  |  | CA*EA1818*4A* | A*VS800805CUA* | 16600 | 17.5 | 8.5 | 17400 | 13000 | 74.71% | 2.1 | 0 | 10.9 |  |  |  | No | R-410A | 1.3833 | Residential & Commercial | Ducted CEE Tier 1
212290973 | Central HP <5.4 tons | GOETTL | HRCU-A-CB (Split System: Heat Pump with Remote Outdoor Unit-Air-Source) | ASZS601810A* |  |  | CA*EA2422*4A* | A*VS960805CUA* | 16600 | 17.5 | 8.5 | 17400 | 13000 | 74.71% | 2.1 | 0 | 10.9 |  |  |  | No | R-410A | 1.3833 | Residential & Commercial | Ducted CEE Tier 1
215931659 | Central HP <5.4 tons | COMFORTMAKER | HRCU-A-CB (Split System: Heat Pump with Remote Outdoor Unit-Air-Source) | C5H3V60*K*AAA* |  |  | EA*5X61M21A*+WALLCON | *80CTL0701716B* | 56000 | 18 | 8.5 | 61000 | 45500 | 74.59% | 2.1 | 0 | 11 |  |  |  | No | R-454B | 4.6667 | Residential & Commercial | Ducted CEE Tier 1
215931549 | Central HP <5.4 tons | COMFORTMAKER | HRCU-A-CB (Split System: Heat Pump with Remote Outdoor Unit-Air-Source) | C5H3V60*K*AAA* |  |  | EA*5X60M24A*+WALLCON | *80CTL0902120B* | 56000 | 18.5 | 8.5 | 60500 | 45500 | 75.21% | 2.06 | 0 | 11.5 |  |  |  | No | R-454B | 4.6667 | Residential & Commercial | Ducted CEE Tier 1
215931569 | Central HP <5.4 tons | COMFORTMAKER | HRCU-A-CB (Split System: Heat Pump with Remote Outdoor Unit-Air-Source) | C5H3V60*K*AAA* |  |  | EA*5X60M24A*+WALLCON | *80CTL1352422B* | 56000 | 18.5 | 8.5 | 60500 | 45500 | 75.21% | 2.08 | 0 | 11.5 |  |  |  | No | R-454B | 4.6667 | Residential & Commercial | Ducted CEE Tier 1
210720661 | Central HP <5.4 tons | CARRIER | HRCU-A-CB (Split System: Heat Pump with Remote Outdoor Unit-Air-Source) | 25VNA436A*031* |  |  | CAP**6124AL*+UI | 59CU5A080C21**20 | 34800 | 20 | 9 | 34400 | 25000 | 72.67% | 2.02 | 0 | 12.5 |  |  |  | No | R-410A | 2.9 | Residential & Commercial | Ducted CEE Tier 1
210720697 | Central HP <5.4 tons | CARRIER | HRCU-A-CB (Split System: Heat Pump with Remote Outdoor Unit-Air-Source) | 25VNA436A*031* |  |  | CSPH*6012AL*+UI | 59CU5A080C21**20 | 34600 | 19 | 9 | 34600 | 25200 | 72.83% | 2.04 | 0 | 12 |  |  |  | No | R-410A | 2.8833 | Residential & Commercial | Ducted CEE Tier 1
210596226 | Central HP <5.4 tons | CARRIER | HRCU-A-CB (Split System: Heat Pump with Remote Outdoor Unit-Air-Source) | 25VNA837A*030* |  |  | CNPV*6024AL*+UI | 59CU5A080C21**20 | 32800 | 18 | 8.1 | 32200 | 24600 | 76.4% | 1.98 | 0 | 12 |  |  |  | No | R-410A | 2.7333 | Residential & Commercial | Ducted CEE Tier 1
210596241 | Central HP <5.4 tons | CARRIER | HRCU-A-CB (Split System: Heat Pump with Remote Outdoor Unit-Air-Source) | 25VNA837A*030* |  |  | CSPH*6012AL*+UI | 58TN*A070C14**12 | 32800 | 17 | 8.1 | 32400 | 25000 | 77.16% | 2 | 0 | 11 |  |  |  | No | R-410A | 2.7333 | Residential & Commercial | Ducted CEE Tier 1
203120300 | Central HP <5.4 tons | AMERICAN STANDARD | HRCU-A-CB (Split System: Heat Pump with Remote Outdoor Unit-Air-Source) | 4A6C7048A4 |  |  | 4PX*DU60BS3 | S8X1D120M5PTA | 47500 | 16.5 | 8.1 | 48000 | 48000 | 100% | 3.6 | 13 | 12 |  |  |  | No | R-410A | 3.9583 | Residential & Commercial | Ducted CEE Tier 1
211261001 | Central HP <5.4 tons | TEMPSTAR | HRCU-A-CB (Split System: Heat Pump with Remote Outdoor Unit-Air-Source) | DLCURAH18ABK |  |  | EA*4X25L17A* | *80ES(N,L)0451712A* | 19100 | 16 | 8.5 | 19000 | 17300 | 91.05% | 2.12 | 0 | 11 |  |  |  | No | R-410A | 1.5917 | Residential & Commercial | Ducted CEE Tier 1
216571209 | Central HP <5.4 tons | AMERICAN STANDARD | HRCU-A-CB (Split System: Heat Pump with Remote Outdoor Unit-Air-Source) | 5A6V8X24A1 |  |  | 5PX*B006AS3 | S8V2A040M3PCB | 22000 | 18.1 | 8.5 | 22800 | 18500 | 81.14% | 2.2 | 0 | 11.5 |  |  |  | No | R-454B | 1.8333 | Residential & Commercial | Ducted CEE Tier 1
216571225 | Central HP <5.4 tons | AMERICAN STANDARD | HRCU-A-CB (Split System: Heat Pump with Remote Outdoor Unit-Air-Source) | 5A6V8X24A1 |  |  | 5PX*BD06AS3 | *DHMB060CCV3+LRP | 21800 | 18.1 | 8.5 | 23800 | 18600 | 78.15% | 2.2 | 0 | 11.5 |  |  |  | No | R-454B | 1.8167 | Residential & Commercial | Ducted CEE Tier 1
206765450 | Central HP <5.4 tons | HEIL | HRCU-A-CB (Split System: Heat Pump with Remote Outdoor Unit-Air-Source) | HVH825GKA3* |  |  | EA*4X24L17A*+WALLCON | *97CMN0601714A* | 23000 | 16 | 8.1 | 22000 | 17000 | 77.27% | 1.88 | 11 | 10.5 |  |  |  | No | R-410A | 1.9167 | Residential & Commercial | Ducted CEE Tier 1
212986389 | Central HP <5.4 tons | TEMPSTAR | HRCU-A-CB (Split System: Heat Pump with Remote Outdoor Unit-Air-Source) | DLCURAH18ABK |  |  | EN(A,D)4X30L17** | *96MSN0401410A* | 17600 | 16 | 8.1 | 18200 | 18700 | 102.7% | 2.24 | 0 | 11 |  |  |  | No | R-410A | 1.4667 | Residential & Commercial | Ducted CEE Tier 1
206133365 | Central HP <5.4 tons | BRYANT HEATING AND COOLING SYSTEMS | HRCU-A-CB (Split System: Heat Pump with Remote Outdoor Unit-Air-Source) | 288BNV025*0**B* |  |  | CAP**3617AL*+UI | 83*CA48060C17*** | 23600 | 16.5 | 8.1 | 21400 | 16700 | 78.04% | 1.94 | 11 | 10.5 |  |  |  | No | R-410A | 1.9667 | Residential & Commercial | Ducted CEE Tier 1
206133415 | Central HP <5.4 tons | BRYANT HEATING AND COOLING SYSTEMS | HRCU-A-CB (Split System: Heat Pump with Remote Outdoor Unit-Air-Source) | 288BNV025*0**B* |  |  | CAP**3717AL*+UI | 83*CA36040C17*** | 24200 | 17 | 8.1 | 21400 | 16700 | 78.04% | 2 | 11.5 | 11 |  |  |  | No | R-410A | 2.0167 | Residential & Commercial | Ducted CEE Tier 1
215937893 | Central HP <5.4 tons | TEMPSTAR | HRCU-A-CB (Split System: Heat Pump with Remote Outdoor Unit-Air-Source) | T5H3V48*K*AAA* |  |  | EVD5X48M24A*+WALLCON | *80CTL0902120B* | 45000 | 20.5 | 8.1 | 52000 | 38000 | 73.08% | 1.95 | 0 | 11.5 |  |  |  | No | R-454B | 3.75 | Residential & Commercial | Ducted CEE Tier 1
204298900 | Central HP <5.4 tons | BRYANT HEATING AND COOLING SYSTEMS | HRCU-A-CB (Split System: Heat Pump with Remote Outdoor Unit-Air-Source) | 288BNV037*0**A* |  |  | CAP**3721AL*+UI | 88*TA48090C17*** | 33000 | 18 | 8.5 | 32800 | 25000 | 76.22% | 2 | 12 | 11.7 |  |  |  | No | R-410A | 2.75 | Residential & Commercial | Ducted CEE Tier 1
214239688 | Central HP <5.4 tons | COMFORTMAKER | HRCU-A-CB (Split System: Heat Pump with Remote Outdoor Unit-Air-Source) | CVH837GKA** |  |  | END4X42L17**+WALLCON | *97CMN0601714B* | 31800 | 16.5 | 8.1 | 33200 | 25000 | 75.3% | 1.88 | 0 | 11 |  |  |  | No | R-410A | 2.65 | Residential & Commercial | Ducted CEE Tier 1
206771254 | Central HP <5.4 tons | HEIL | HRCU-A-CB (Split System: Heat Pump with Remote Outdoor Unit-Air-Source) | HVH837GKA2* |  |  | EA*4X37L21A*+WALLCON | *80CTL0701716A* | 32800 | 17.5 | 8.5 | 33000 | 25200 | 76.36% | 1.98 | 11 | 11.5 |  |  |  | No | R-410A | 2.7333 | Residential & Commercial | Ducted CEE Tier 1
206771272 | Central HP <5.4 tons | HEIL | HRCU-A-CB (Split System: Heat Pump with Remote Outdoor Unit-Air-Source) | HVH837GKA2* |  |  | EA*4X37L21A*+WALLCON | *80CTL0902120A* | 32800 | 17.5 | 8.5 | 33000 | 25200 | 76.36% | 1.98 | 12 | 11.7 |  |  |  | No | R-410A | 2.7333 | Residential & Commercial | Ducted CEE Tier 1
206771029 | Central HP <5.4 tons | HEIL | HRCU-A-CB (Split System: Heat Pump with Remote Outdoor Unit-Air-Source) | HVH837GKA2* |  |  | EA*4X36L17A*+WALLCON | *80CTL0901716A* | 31600 | 17.5 | 8.1 | 33200 | 24200 | 72.89% | 1.86 | 11 | 11 |  |  |  | No | R-410A | 2.6333 | Residential & Commercial | Ducted CEE Tier 1
206773099 | Central HP <5.4 tons | BRYANT HEATING AND COOLING SYSTEMS | HRCU-A-CB (Split System: Heat Pump with Remote Outdoor Unit-Air-Source) | 288BNV037*0**B* |  |  | CAP**4321AL*+UI | 83*CA36040C17*** | 33000 | 17.5 | 8.5 | 33000 | 25000 | 75.76% | 1.98 | 12 | 11 |  |  |  | No | R-410A | 2.75 | Residential & Commercial | Ducted CEE Tier 1
206773383 | Central HP <5.4 tons | BRYANT HEATING AND COOLING SYSTEMS | HRCU-A-CB (Split System: Heat Pump with Remote Outdoor Unit-Air-Source) | 288BNV037*0**B* |  |  | CSPH*4812AL*+UI | 83*CA60100C21*** | 32600 | 16.5 | 8.1 | 33000 | 25000 | 75.76% | 1.96 | 11.5 | 11 |  |  |  | No | R-410A | 2.7167 | Residential & Commercial | Ducted CEE Tier 1
215931679 | Central HP <5.4 tons | COMFORTMAKER | HRCU-A-CB (Split System: Heat Pump with Remote Outdoor Unit-Air-Source) | C5H3V60*K*AAA* |  |  | EA*5X61M24A*+WALLCON | *80CSU1002120A* | 57000 | 19 | 8.5 | 60500 | 46500 | 76.86% | 2.02 | 0 | 11 |  |  |  | No | R-454B | 4.75 | Residential & Commercial | Ducted CEE Tier 1
215931669 | Central HP <5.4 tons | COMFORTMAKER | HRCU-A-CB (Split System: Heat Pump with Remote Outdoor Unit-Air-Source) | C5H3V60*K*AAA* |  |  | EA*5X61M24A*+WALLCON | *80CSU0802120A* | 57000 | 19 | 8.5 | 60500 | 46000 | 76.03% | 2.04 | 0 | 11.5 |  |  |  | No | R-454B | 4.75 | Residential & Commercial | Ducted CEE Tier 1
215931699 | Central HP <5.4 tons | COMFORTMAKER | HRCU-A-CB (Split System: Heat Pump with Remote Outdoor Unit-Air-Source) | C5H3V60*K*AAA* |  |  | EA*5X61M24A*+WALLCON | *80CTL0902120B* | 57000 | 19 | 8.5 | 60500 | 46500 | 76.86% | 2.04 | 0 | 11.5 |  |  |  | No | R-454B | 4.75 | Residential & Commercial | Ducted CEE Tier 1
215931719 | Central HP <5.4 tons | COMFORTMAKER | HRCU-A-CB (Split System: Heat Pump with Remote Outdoor Unit-Air-Source) | C5H3V60*K*AAA* |  |  | EA*5X61M24A*+WALLCON | *80CTL1352422B* | 57000 | 19 | 8.5 | 60500 | 46000 | 76.03% | 2.04 | 0 | 11.7 |  |  |  | No | R-454B | 4.75 | Residential & Commercial | Ducted CEE Tier 1
210720635 | Central HP <5.4 tons | CARRIER | HRCU-A-CB (Split System: Heat Pump with Remote Outdoor Unit-Air-Source) | 25VNA436A*031* |  |  | CAP**3721AL*+UI | 58TN*A045C17**12 | 34000 | 19 | 9 | 35600 | 26000 | 73.03% | 2 | 0 | 11 |  |  |  | No | R-410A | 2.8333 | Residential & Commercial | Ducted CEE Tier 1
210720669 | Central HP <5.4 tons | CARRIER | HRCU-A-CB (Split System: Heat Pump with Remote Outdoor Unit-Air-Source) | 25VNA436A*031* |  |  | CNPV*4221AL*+UI | 59CU5A060C17**16 | 32800 | 18.5 | 9 | 35600 | 26800 | 75.28% | 1.96 | 0 | 11 |  |  |  | No | R-410A | 2.7333 | Residential & Commercial | Ducted CEE Tier 1
214719788 | Central HP <5.4 tons | YORK | HRCU-A-CB (Split System: Heat Pump with Remote Outdoor Unit-Air-Source) | HH836E2S11 |  |  | CTU48C5XFS1+TXV | TM9V080C16MP12 | 33200 | 18 | 9 | 31600 | 25400 | 80.38% | 2 | 0 | 11 |  |  |  | No | R-454B | 2.7667 | Residential & Commercial | Ducted CEE Tier 1
210720645 | Central HP <5.4 tons | CARRIER | HRCU-A-CB (Split System: Heat Pump with Remote Outdoor Unit-Air-Source) | 25VNA436A*031* |  |  | CAP**6024AL*+UI | 59CU5A100C21**22 | 34400 | 20 | 9 | 34400 | 25000 | 72.67% | 2.02 | 0 | 12.5 |  |  |  | No | R-410A | 2.8667 | Residential & Commercial | Ducted CEE Tier 1
210720679 | Central HP <5.4 tons | CARRIER | HRCU-A-CB (Split System: Heat Pump with Remote Outdoor Unit-Air-Source) | 25VNA436A*031* |  |  | CNPV*4824AL*+UI | 59CU5A080C21**20 | 33800 | 19.5 | 9 | 35000 | 26000 | 74.29% | 2.04 | 0 | 12.5 |  |  |  | No | R-410A | 2.8167 | Residential & Commercial | Ducted CEE Tier 1
206771047 | Central HP <5.4 tons | HEIL | HRCU-A-CB (Split System: Heat Pump with Remote Outdoor Unit-Air-Source) | HVH837GKA2* |  |  | EA*4X36L21A*+WALLCON | *80CTL0701716A* | 31400 | 17 | 8.1 | 33400 | 24400 | 73.05% | 1.84 | 11.5 | 11 |  |  |  | No | R-410A | 2.6167 | Residential & Commercial | Ducted CEE Tier 1
214240058 | Central HP <5.4 tons | COMFORTMAKER | HRCU-A-CB (Split System: Heat Pump with Remote Outdoor Unit-Air-Source) | CVH837GKA** |  |  | EN(A,D,W)4X60L24**+WALLCON | *80CTL1352422B* | 32800 | 17.5 | 8.1 | 32200 | 24600 | 76.4% | 1.96 | 0 | 12 |  |  |  | No | R-410A | 2.7333 | Residential & Commercial | Ducted CEE Tier 1
214240088 | Central HP <5.4 tons | COMFORTMAKER | HRCU-A-CB (Split System: Heat Pump with Remote Outdoor Unit-Air-Source) | CVH837GKA** |  |  | EN(A,D,W)4X60L24**+WALLCON | *96CTN1002122B* | 32800 | 17.5 | 8.1 | 32200 | 24600 | 76.4% | 1.96 | 0 | 12 |  |  |  | No | R-410A | 2.7333 | Residential & Commercial | Ducted CEE Tier 1
214240028 | Central HP <5.4 tons | COMFORTMAKER | HRCU-A-CB (Split System: Heat Pump with Remote Outdoor Unit-Air-Source) | CVH837GKA** |  |  | EN(A,D)4X48L24**+WALLCON | *96CTN1202422B* | 32400 | 17 | 8.1 | 32600 | 24600 | 75.46% | 1.96 | 0 | 11.7 |  |  |  | No | R-410A | 2.7 | Residential & Commercial | Ducted CEE Tier 1
213942111 | Central HP <5.4 tons | TEMPSTAR | HRCU-A-CB (Split System: Heat Pump with Remote Outdoor Unit-Air-Source) | DLCURAH24ABK |  |  | EN(A,D,W)4X36L17** | *96VTN0601716B* | 24000 | 16.5 | 9 | 26000 | 23200 | 89.23% | 1.92 | 0 | 10.5 |  |  |  | No | R-410A | 2 | Residential & Commercial | Ducted CEE Tier 1
215940367 | Central HP <5.4 tons | AIRQUEST | HRCU-A-CB (Split System: Heat Pump with Remote Outdoor Unit-Air-Source) | H5H3V36*K*AAA* |  |  | EVM5X49M21A*+WALLCON | *97CTN0801716A* | 35400 | 21 | 8.5 | 38500 | 29000 | 75.32% | 2.02 | 0 | 12 |  |  |  | No | R-454B | 2.95 | Residential & Commercial | Ducted CEE Tier 1
215940567 | Central HP <5.4 tons | AIRQUEST | HRCU-A-CB (Split System: Heat Pump with Remote Outdoor Unit-Air-Source) | H5H3V36*K*AAA* |  |  | EVD5X36M21A*+WALLCON | *97CTN1002122A* | 34400 | 21 | 8.5 | 38500 | 28000 | 72.73% | 2.06 | 0 | 12 |  |  |  | No | R-454B | 2.8667 | Residential & Commercial | Ducted CEE Tier 1
215940867 | Central HP <5.4 tons | AIRQUEST | HRCU-A-CB (Split System: Heat Pump with Remote Outdoor Unit-Air-Source) | H5H3V36*K*AAA* |  |  | EVD5X60M21A*+WALLCON | *97CTN1002122A* | 35600 | 22 | 8.5 | 38000 | 28600 | 75.26% | 2.02 | 0 | 12.5 |  |  |  | No | R-454B | 2.9667 | Residential & Commercial | Ducted CEE Tier 1
215940417 | Central HP <5.4 tons | AIRQUEST | HRCU-A-CB (Split System: Heat Pump with Remote Outdoor Unit-Air-Source) | H5H3V36*K*AAA* |  |  | EVM5X60M21A*+WALLCON | *80CSU0601716B* | 35600 | 22 | 8.5 | 38000 | 28600 | 75.26% | 2.02 | 0 | 12.5 |  |  |  | No | R-454B | 2.9667 | Residential & Commercial | Ducted CEE Tier 1
204298916 | Central HP <5.4 tons | BRYANT HEATING AND COOLING SYSTEMS | HRCU-A-CB (Split System: Heat Pump with Remote Outdoor Unit-Air-Source) | 288BNV037*0**A* |  |  | CAP**4221AL*+UI | 88*TA48070C17*** | 31800 | 17 | 8.1 | 33200 | 24600 | 74.1% | 1.88 | 11 | 11 |  |  |  | No | R-410A | 2.65 | Residential & Commercial | Ducted CEE Tier 1
204298936 | Central HP <5.4 tons | BRYANT HEATING AND COOLING SYSTEMS | HRCU-A-CB (Split System: Heat Pump with Remote Outdoor Unit-Air-Source) | 288BNV037*0**A* |  |  | CAP**4221AL*+UI | 88*TA60090C21*** | 31800 | 17.5 | 8.1 | 33200 | 24400 | 73.49% | 1.9 | 11 | 11.5 |  |  |  | No | R-410A | 2.65 | Residential & Commercial | Ducted CEE Tier 1
215938113 | Central HP <5.4 tons | TEMPSTAR | HRCU-A-CB (Split System: Heat Pump with Remote Outdoor Unit-Air-Source) | T5H3V48*K*AAA* |  |  | EVD5X49M24A*+WALLCON | *96CTN1002122B* | 45500 | 20.5 | 8.1 | 52500 | 38000 | 72.38% | 1.9 | 0 | 11.5 |  |  |  | No | R-454B | 3.7917 | Residential & Commercial | Ducted CEE Tier 1
206136285 | Central HP <5.4 tons | BRYANT HEATING AND COOLING SYSTEMS | HRCU-A-CB (Split System: Heat Pump with Remote Outdoor Unit-Air-Source) | 288BNV037*0**A* |  |  | CNPV*4821AL*+UI | 935CA66100C21*** | 32400 | 17.5 | 8.1 | 32800 | 24600 | 75% | 1.98 | 12 | 11.7 |  |  |  | No | R-410A | 2.7 | Residential & Commercial | Ducted CEE Tier 1
204299206 | Central HP <5.4 tons | BRYANT HEATING AND COOLING SYSTEMS | HRCU-A-CB (Split System: Heat Pump with Remote Outdoor Unit-Air-Source) | 288BNV037*0**A* |  |  | CAP**4821AL*+UI | 88*TA48070C17*** | 32200 | 17.5 | 8.1 | 32600 | 25000 | 76.69% | 1.96 | 11 | 11.5 |  |  |  | No | R-410A | 2.6833 | Residential & Commercial | Ducted CEE Tier 1
210597447 | Central HP <5.4 tons | DAY & NIGHT | HRCU-A-CB (Split System: Heat Pump with Remote Outdoor Unit-Air-Source) | CVH837GKA** |  |  | EA*4X61L24A*+WALLCON | *80CSU1002120A* | 33200 | 17.5 | 8.1 | 32000 | 24800 | 77.5% | 1.98 | 0 | 11.5 |  |  |  | No | R-410A | 2.7667 | Residential & Commercial | Ducted CEE Tier 1
211240727 | Central HP <5.4 tons | TEMPSTAR | HRCU-A-CB (Split System: Heat Pump with Remote Outdoor Unit-Air-Source) | DLCURAH24ABK |  |  | EA*4X24L17A* | *95ESN0801716A* | 24400 | 15.5 | 8.5 | 27400 | 23000 | 83.94% | 1.88 | 0 | 10 |  |  |  | No | R-410A | 2.0333 | Residential & Commercial | Ducted CEE Tier 1
211240836 | Central HP <5.4 tons | TEMPSTAR | HRCU-A-CB (Split System: Heat Pump with Remote Outdoor Unit-Air-Source) | DLCURAH24ABK |  |  | EA*4X25L17A* | *96VSN0401410A* | 24400 | 16 | 8.5 | 25600 | 21400 | 83.59% | 1.78 | 0 | 10 |  |  |  | No | R-410A | 2.0333 | Residential & Commercial | Ducted CEE Tier 1
211240845 | Central HP <5.4 tons | TEMPSTAR | HRCU-A-CB (Split System: Heat Pump with Remote Outdoor Unit-Air-Source) | DLCURAH24ABK |  |  | EA*4X25L17A* | *96VSN0401712A* | 23800 | 16 | 8.1 | 25200 | 21800 | 86.51% | 1.82 | 0 | 10 |  |  |  | No | R-410A | 1.9833 | Residential & Commercial | Ducted CEE Tier 1
215932059 | Central HP <5.4 tons | COMFORTMAKER | HRCU-A-CB (Split System: Heat Pump with Remote Outdoor Unit-Air-Source) | C5H3V36*K*AAA* |  |  | EA*5X36M17A*+WALLCON | *80CTL0451712B* | 32000 | 19 | 9 | 36000 | 27800 | 77.22% | 1.88 | 0 | 10 |  |  |  | No | R-454B | 2.6667 | Residential & Commercial | Ducted CEE Tier 1
215932179 | Central HP <5.4 tons | COMFORTMAKER | HRCU-A-CB (Split System: Heat Pump with Remote Outdoor Unit-Air-Source) | C5H3V36*K*AAA* |  |  | EA*5X37M21A*+WALLCON | *96CTN0601714B* | 33800 | 19.5 | 9.5 | 34200 | 26000 | 76.02% | 2.06 | 0 | 11 |  |  |  | No | R-454B | 2.8167 | Residential & Commercial | Ducted CEE Tier 1
212290967 | Central HP <5.4 tons | GOETTL | HRCU-A-CB (Split System: Heat Pump with Remote Outdoor Unit-Air-Source) | ASZS601810A* |  |  | CA*EA2422*4A* | A*VC960403BNB* | 16600 | 17.5 | 8.5 | 17400 | 13000 | 74.71% | 2.1 | 0 | 10.9 |  |  |  | No | R-410A | 1.3833 | Residential & Commercial | Ducted CEE Tier 1
212290954 | Central HP <5.4 tons | GOETTL | HRCU-A-CB (Split System: Heat Pump with Remote Outdoor Unit-Air-Source) | ASZS601810A* |  |  | CA*EA1818*4A* | A*VC960403BNB* | 16600 | 17.5 | 8.5 | 17400 | 13000 | 74.71% | 2.1 | 0 | 10.9 |  |  |  | No | R-410A | 1.3833 | Residential & Commercial | Ducted CEE Tier 1
214810254 | Central HP <5.4 tons | YORK | HRCU-A-CB (Split System: Heat Pump with Remote Outdoor Unit-Air-Source) | HH824E2S11 |  |  | CTM36B5ADS1 | TM8V080B12MP12 | 23000 | 17 | 9 | 23000 | 17700 | 76.96% | 2 | 0 | 12 |  |  |  | No | R-454B | 1.9167 | Residential & Commercial | Ducted CEE Tier 1
214810255 | Central HP <5.4 tons | YORK | HRCU-A-CB (Split System: Heat Pump with Remote Outdoor Unit-Air-Source) | HH824E2S11 |  |  | CTM36B5ADS1 | TM9V080B12MP12 | 23000 | 18 | 9.5 | 23000 | 18500 | 80.43% | 2 | 0 | 12 |  |  |  | No | R-454B | 1.9167 | Residential & Commercial | Ducted CEE Tier 1
215931769 | Central HP <5.4 tons | COMFORTMAKER | HRCU-A-CB (Split System: Heat Pump with Remote Outdoor Unit-Air-Source) | C5H3V60*K*AAA* |  |  | EA*5X61M24A*+WALLCON | *97CMN1202422B* | 57000 | 18.5 | 8.5 | 60500 | 46500 | 76.86% | 2.02 | 0 | 11 |  |  |  | No | R-454B | 4.75 | Residential & Commercial | Ducted CEE Tier 1
206771694 | Central HP <5.4 tons | BRYANT HEATING AND COOLING SYSTEMS | HRCU-A-CB (Split System: Heat Pump with Remote Outdoor Unit-Air-Source) | 288BNV037*0**B* |  |  | CAP**4321AL*+UI | 987MB66100C21*** | 33000 | 17.5 | 8.5 | 33000 | 25200 | 76.36% | 2 | 12 | 11.7 |  |  |  | No | R-410A | 2.75 | Residential & Commercial | Ducted CEE Tier 1
206771712 | Central HP <5.4 tons | BRYANT HEATING AND COOLING SYSTEMS | HRCU-A-CB (Split System: Heat Pump with Remote Outdoor Unit-Air-Source) | 288BNV037*0**B* |  |  | CAP**4321AL*+UI | 986TC66100C21*** | 33000 | 17.5 | 8.5 | 33000 | 25200 | 76.36% | 2 | 12 | 11.7 |  |  |  | No | R-410A | 2.75 | Residential & Commercial | Ducted CEE Tier 1
206772396 | Central HP <5.4 tons | BRYANT HEATING AND COOLING SYSTEMS | HRCU-A-CB (Split System: Heat Pump with Remote Outdoor Unit-Air-Source) | 288BNV037*0**B* |  |  | CNPV*4824AL*+UI | 987MB66100C21*** | 32400 | 17.5 | 8.1 | 33000 | 24800 | 75.15% | 1.96 | 12 | 11.7 |  |  |  | No | R-410A | 2.7 | Residential & Commercial | Ducted CEE Tier 1
206772847 | Central HP <5.4 tons | BRYANT HEATING AND COOLING SYSTEMS | HRCU-A-CB (Split System: Heat Pump with Remote Outdoor Unit-Air-Source) | 288BNV037*0**B* |  |  | CSPH*4212AL*+UI | 987MB60060C21*** | 32400 | 16.5 | 8.1 | 33400 | 25200 | 75.45% | 1.94 | 11.5 | 10.5 |  |  |  | No | R-410A | 2.7 | Residential & Commercial | Ducted CEE Tier 1
215936833 | Central HP <5.4 tons | TEMPSTAR | HRCU-A-CB (Split System: Heat Pump with Remote Outdoor Unit-Air-Source) | T5H3V36*K*AAA* |  |  | EVD5X60M24A*+WALLCON | *97CMN1002122B* | 35600 | 22 | 8.5 | 38000 | 28400 | 74.74% | 2.04 | 0 | 12.5 |  |  |  | No | R-454B | 2.9667 | Residential & Commercial | Ducted CEE Tier 1
215936883 | Central HP <5.4 tons | TEMPSTAR | HRCU-A-CB (Split System: Heat Pump with Remote Outdoor Unit-Air-Source) | T5H3V36*K*AAA* |  |  | EVD5X61M21A*+WALLCON | *80CTL0701716B* | 35800 | 22 | 9 | 38000 | 28600 | 75.26% | 2.06 | 0 | 12 |  |  |  | No | R-454B | 2.9833 | Residential & Commercial | Ducted CEE Tier 1
215936063 | Central HP <5.4 tons | TEMPSTAR | HRCU-A-CB (Split System: Heat Pump with Remote Outdoor Unit-Air-Source) | T5H3V36*K*AAA* |  |  | EVD5X42M21A*+WALLCON | *95CSU1002122B* | 34600 | 21 | 8.5 | 38500 | 28000 | 72.73% | 2.04 | 0 | 12 |  |  |  | No | R-454B | 2.8833 | Residential & Commercial | Ducted CEE Tier 1
215936743 | Central HP <5.4 tons | TEMPSTAR | HRCU-A-CB (Split System: Heat Pump with Remote Outdoor Unit-Air-Source) | T5H3V36*K*AAA* |  |  | EVD5X60M24A*+WALLCON | *80CSU1002120A* | 35400 | 21.5 | 8.5 | 38000 | 28600 | 75.26% | 2.04 | 0 | 12 |  |  |  | No | R-454B | 2.95 | Residential & Commercial | Ducted CEE Tier 1
215936943 | Central HP <5.4 tons | TEMPSTAR | HRCU-A-CB (Split System: Heat Pump with Remote Outdoor Unit-Air-Source) | T5H3V36*K*AAA* |  |  | EVD5X61M24A*+WALLCON | *80CTL1102120B* | 36000 | 22.5 | 8.5 | 37600 | 28200 | 75% | 2.06 | 0 | 12.5 |  |  |  | No | R-454B | 3 | Residential & Commercial | Ducted CEE Tier 1
204299406 | Central HP <5.4 tons | BRYANT HEATING AND COOLING SYSTEMS | HRCU-A-CB (Split System: Heat Pump with Remote Outdoor Unit-Air-Source) | 288BNV037*0**A* |  |  | CAP**4824AL*+UI | 987MB66120C24*** | 32200 | 17.5 | 8.5 | 32600 | 25000 | 76.69% | 1.98 | 12 | 11.7 |  |  |  | No | R-410A | 2.6833 | Residential & Commercial | Ducted CEE Tier 1
215937993 | Central HP <5.4 tons | TEMPSTAR | HRCU-A-CB (Split System: Heat Pump with Remote Outdoor Unit-Air-Source) | T5H3V48*K*AAA* |  |  | EVD5X48M24A*+WALLCON | *96CTN1202422B* | 45000 | 20.5 | 8.1 | 52000 | 38000 | 73.08% | 1.9 | 0 | 11 |  |  |  | No | R-454B | 3.75 | Residential & Commercial | Ducted CEE Tier 1
215937863 | Central HP <5.4 tons | TEMPSTAR | HRCU-A-CB (Split System: Heat Pump with Remote Outdoor Unit-Air-Source) | T5H3V48*K*AAA* |  |  | EVD5X48M21A*+WALLCON | *96CTN1002122B* | 44500 | 20 | 8.1 | 52000 | 38500 | 74.04% | 2 | 0 | 11 |  |  |  | No | R-454B | 3.7083 | Residential & Commercial | Ducted CEE Tier 1
215937913 | Central HP <5.4 tons | TEMPSTAR | HRCU-A-CB (Split System: Heat Pump with Remote Outdoor Unit-Air-Source) | T5H3V48*K*AAA* |  |  | EVD5X48M24A*+WALLCON | *80CTL1352422B* | 45000 | 20.5 | 8.1 | 52000 | 38000 | 73.08% | 1.95 | 0 | 11.5 |  |  |  | No | R-454B | 3.75 | Residential & Commercial | Ducted CEE Tier 1
215938263 | Central HP <5.4 tons | TEMPSTAR | HRCU-A-CB (Split System: Heat Pump with Remote Outdoor Unit-Air-Source) | T5H3V48*K*AAA* |  |  | EVD5X60M21A*+WALLCON | *96CTN0801714B* | 44000 | 20 | 8.1 | 53500 | 37600 | 70.28% | 2 | 0 | 11.5 |  |  |  | No | R-454B | 3.6667 | Residential & Commercial | Ducted CEE Tier 1
210720681 | Central HP <5.4 tons | CARRIER | HRCU-A-CB (Split System: Heat Pump with Remote Outdoor Unit-Air-Source) | 25VNA436A*031* |  |  | CNPV*4824AL*+UI | 59CU5A100C21**22 | 33800 | 19.5 | 9 | 35000 | 26000 | 74.29% | 2.04 | 0 | 12.5 |  |  |  | No | R-410A | 2.8167 | Residential & Commercial | Ducted CEE Tier 1
214719774 | Central HP <5.4 tons | YORK | HRCU-A-CB (Split System: Heat Pump with Remote Outdoor Unit-Air-Source) | HH836E2S11 |  |  | CTU48C5XFS1+TXV | TM8E080C16MP11 | 33200 | 19 | 9 | 31200 | 25400 | 81.41% | 2 | 0 | 11 |  |  |  | No | R-454B | 2.7667 | Residential & Commercial | Ducted CEE Tier 1
214719775 | Central HP <5.4 tons | YORK | HRCU-A-CB (Split System: Heat Pump with Remote Outdoor Unit-Air-Source) | HH836E2S11 |  |  | CTU48C5XFS1+TXV | TMLE080C16MP11 | 33200 | 19 | 9 | 31200 | 25400 | 81.41% | 2 | 0 | 11 |  |  |  | No | R-454B | 2.7667 | Residential & Commercial | Ducted CEE Tier 1
215932309 | Central HP <5.4 tons | COMFORTMAKER | HRCU-A-CB (Split System: Heat Pump with Remote Outdoor Unit-Air-Source) | C5H3V36*K*AAA* |  |  | EA*5X42M21A*+WALLCON | *97CMN0801714B* | 32400 | 19.5 | 9.5 | 35400 | 27200 | 76.84% | 2 | 0 | 11 |  |  |  | No | R-454B | 2.7 | Residential & Commercial | Ducted CEE Tier 1
215932429 | Central HP <5.4 tons | COMFORTMAKER | HRCU-A-CB (Split System: Heat Pump with Remote Outdoor Unit-Air-Source) | C5H3V36*K*AAA* |  |  | EA*5X48M21A*+WALLCON | *80CTL0901716B* | 33400 | 20 | 9.5 | 34600 | 26400 | 76.3% | 2.04 | 0 | 11.5 |  |  |  | No | R-454B | 2.7833 | Residential & Commercial | Ducted CEE Tier 1
215932549 | Central HP <5.4 tons | COMFORTMAKER | HRCU-A-CB (Split System: Heat Pump with Remote Outdoor Unit-Air-Source) | C5H3V36*K*AAA* |  |  | EA*5X60M24A*+WALLCON | *80CTL0902120B* | 34000 | 20.5 | 9.5 | 34000 | 25800 | 75.88% | 2.06 | 0 | 12 |  |  |  | No | R-454B | 2.8333 | Residential & Commercial | Ducted CEE Tier 1
215932799 | Central HP <5.4 tons | COMFORTMAKER | HRCU-A-CB (Split System: Heat Pump with Remote Outdoor Unit-Air-Source) | C5H3V36*K*AAA* |  |  | EA*5X61M21A*+WALLCON | *97CMN0801714B* | 34200 | 20 | 9 | 35000 | 26600 | 76% | 1.94 | 0 | 11.5 |  |  |  | No | R-454B | 2.85 | Residential & Commercial | Ducted CEE Tier 1
215932999 | Central HP <5.4 tons | COMFORTMAKER | HRCU-A-CB (Split System: Heat Pump with Remote Outdoor Unit-Air-Source) | C5H3V36*K*AAA* |  |  | ESH5X30M12A*+WALLCON | *97CMN0601714B* | 32200 | 18 | 9 | 34800 | 26800 | 77.01% | 1.9 | 0 | 10 |  |  |  | No | R-454B | 2.6833 | Residential & Commercial | Ducted CEE Tier 1
215933769 | Central HP <5.4 tons | COMFORTMAKER | HRCU-A-CB (Split System: Heat Pump with Remote Outdoor Unit-Air-Source) | C5H3V36*K*AAA* |  |  | ESH5X60M12A*+WALLCON | *80CTL0701716B* | 34000 | 19.5 | 9 | 34600 | 26400 | 76.3% | 1.94 | 0 | 11.5 |  |  |  | No | R-454B | 2.8333 | Residential & Commercial | Ducted CEE Tier 1
215933169 | Central HP <5.4 tons | COMFORTMAKER | HRCU-A-CB (Split System: Heat Pump with Remote Outdoor Unit-Air-Source) | C5H3V36*K*AAA* |  |  | ESH5X36M12A*+WALLCON | *97CMN0601714B* | 33000 | 18.5 | 9 | 34400 | 26200 | 76.16% | 1.92 | 0 | 10.5 |  |  |  | No | R-454B | 2.75 | Residential & Commercial | Ducted CEE Tier 1
212362820 | Central HP <5.4 tons | GOETTL | HRCU-A-CB (Split System: Heat Pump with Remote Outdoor Unit-Air-Source) | GSZV903610A* |  |  | CHPF3743C6B*+TXV | G*VC961005CNB* | 33400 | 18 | 8.2 | 34000 | 24400 | 71.76% | 1.8 | 0 | 11 |  |  |  | No | R-410A | 2.7833 | Residential & Commercial | Ducted CEE Tier 1
212362829 | Central HP <5.4 tons | GOETTL | HRCU-A-CB (Split System: Heat Pump with Remote Outdoor Unit-Air-Source) | GSZV903610A* |  |  | CSCF3642N6D*+TXV | G*VC800804C*A* | 33800 | 18.5 | 8.2 | 34000 | 24400 | 71.76% | 1.8 | 0 | 11.5 |  |  |  | No | R-410A | 2.8167 | Residential & Commercial | Ducted CEE Tier 1
212362845 | Central HP <5.4 tons | GOETTL | HRCU-A-CB (Split System: Heat Pump with Remote Outdoor Unit-Air-Source) | GSZV903610A* |  |  | CSCF3642N6D*+TXV | G*VM971205DNB* | 33800 | 18.5 | 8.2 | 34000 | 24400 | 71.76% | 1.8 | 0 | 11.5 |  |  |  | No | R-410A | 2.8167 | Residential & Commercial | Ducted CEE Tier 1
214241850 | Central HP <5.4 tons | COMFORTMAKER | HRCU-A-CB (Split System: Heat Pump with Remote Outdoor Unit-Air-Source) | CVH825GKA3* |  |  | EN(A,D,W)4X36L17**+WALLCON | *96CTN0601714B* | 23400 | 16 | 8.1 | 21600 | 16800 | 77.78% | 1.9 | 0 | 10.5 |  |  |  | No | R-410A | 1.95 | Residential & Commercial | Ducted CEE Tier 1
214241950 | Central HP <5.4 tons | COMFORTMAKER | HRCU-A-CB (Split System: Heat Pump with Remote Outdoor Unit-Air-Source) | CVH825GKA3* |  |  | EN(A,D)4X36L21**+WALLCON | *97CMN1002122B* | 23600 | 16.5 | 8.1 | 21400 | 16700 | 78.04% | 1.92 | 0 | 11 |  |  |  | No | R-410A | 1.9667 | Residential & Commercial | Ducted CEE Tier 1
214242150 | Central HP <5.4 tons | COMFORTMAKER | HRCU-A-CB (Split System: Heat Pump with Remote Outdoor Unit-Air-Source) | CVH825GKA3* |  |  | EN(A,D,W)4X42L21**+WALLCON | *97CMN0601714B* | 23600 | 16 | 8.1 | 21600 | 16700 | 77.31% | 1.94 | 0 | 10.5 |  |  |  | No | R-410A | 1.9667 | Residential & Commercial | Ducted CEE Tier 1
215934069 | Central HP <5.4 tons | COMFORTMAKER | HRCU-A-CB (Split System: Heat Pump with Remote Outdoor Unit-Air-Source) | C5H3V48*K*AAA* |  |  | EA*5X48M21A*+WALLCON | *97CMN0802120B* | 43500 | 20.5 | 9.5 | 48000 | 36600 | 76.25% | 2 | 0 | 10.5 |  |  |  | No | R-454B | 3.625 | Residential & Commercial | Ducted CEE Tier 1
212290971 | Central HP <5.4 tons | GOETTL | HRCU-A-CB (Split System: Heat Pump with Remote Outdoor Unit-Air-Source) | ASZS601810A* |  |  | CA*EA2422*4A* | A*VC800804C*A* | 16600 | 17.5 | 8.5 | 17400 | 13000 | 74.71% | 2.1 | 0 | 10.9 |  |  |  | No | R-410A | 1.3833 | Residential & Commercial | Ducted CEE Tier 1
215934289 | Central HP <5.4 tons | COMFORTMAKER | HRCU-A-CB (Split System: Heat Pump with Remote Outdoor Unit-Air-Source) | C5H3V48*K*AAA* |  |  | EA*5X61M21A*+WALLCON | *96CTN1002122B* | 45500 | 21 | 9.5 | 48500 | 36800 | 75.88% | 2 | 0 | 11 |  |  |  | No | R-454B | 3.7917 | Residential & Commercial | Ducted CEE Tier 1
212290972 | Central HP <5.4 tons | GOETTL | HRCU-A-CB (Split System: Heat Pump with Remote Outdoor Unit-Air-Source) | ASZS601810A* |  |  | CA*EA2422*4A* | A*VC800805C*A* | 16600 | 17.5 | 8.5 | 17400 | 13000 | 74.71% | 2.1 | 0 | 10.9 |  |  |  | No | R-410A | 1.3833 | Residential & Commercial | Ducted CEE Tier 1
215941117 | Central HP <5.4 tons | AIRQUEST | HRCU-A-CB (Split System: Heat Pump with Remote Outdoor Unit-Air-Source) | H5H3V48*K*AAA* |  |  | EA*5X61M24A*+WALLCON | *97CTN1002122A* | 45500 | 21.5 | 9.5 | 48500 | 36800 | 75.88% | 2 | 0 | 11 |  |  |  | No | R-454B | 3.7917 | Residential & Commercial | Ducted CEE Tier 1
212988402 | Central HP <5.4 tons | BRYANT HEATING AND COOLING SYSTEMS | HRCU-A-CB (Split System: Heat Pump with Remote Outdoor Unit-Air-Source) | 38MURAQ36AB3* |  |  | CAP**4824AL* | 916SA66140M24*** | 35600 | 16.5 | 8.5 | 37800 | 34600 | 91.53% | 2.02 | 0 | 10 |  |  |  | No | R-410A | 2.9667 | Residential & Commercial | Ducted CEE Tier 1
214229154 | Central HP <5.4 tons | TEMPSTAR | HRCU-A-CB (Split System: Heat Pump with Remote Outdoor Unit-Air-Source) | DLCURAH24ABK |  |  | EA*4X30L17A* | *80MSU0601716A* | 23600 | 17 | 8.5 | 25800 | 24200 | 93.8% | 2.02 | 0 | 10 |  |  |  | No | R-410A | 1.9667 | Residential & Commercial | Ducted CEE Tier 1
205751069 | Central HP <5.4 tons | DAY & NIGHT | HRCU-A-CB (Split System: Heat Pump with Remote Outdoor Unit-Air-Source) | CVH837GKA** |  |  | EA*4X37L21A*+WALLCON | *97CMN1002122A* | 33000 | 17.5 | 8.5 | 33000 | 25200 | 76.36% | 2 | 12 | 11.7 |  |  |  | No | R-410A | 2.75 | Residential & Commercial | Ducted CEE Tier 1
214626068 | Central HP <5.4 tons | LENNOX | HRCU-A-CB (Split System: Heat Pump with Remote Outdoor Unit-Air-Source) | SL25XPV-036-230A** |  |  | CK40HT-42B-0*+TDR | EL296UH045XV36B* | 34400 | 21.2 | 8.8 | 34600 | 26400 | 76.3% | 1.8 | 0 | 12.5 |  |  |  | No | R-410A | 2.8667 | Residential & Commercial | Ducted CEE Tier 1
206790449 | Central HP <5.4 tons | BRYANT HEATING AND COOLING SYSTEMS | HRCU-A-CB (Split System: Heat Pump with Remote Outdoor Unit-Air-Source) | 284ANV036*0**B* |  |  | CSPH*4212AL*+UI | 986TC42080C17*** | 33800 | 18 | 9 | 35400 | 26200 | 74.01% | 2.02 | 12 | 11.5 |  |  |  | No | R-410A | 2.8167 | Residential & Commercial | Ducted CEE Tier 1
204298577 | Central HP <5.4 tons | HEIL | HRCU-A-CB (Split System: Heat Pump with Remote Outdoor Unit-Air-Source) | HVH837GKA** |  |  | EA*4X36L17A*+WALLCON | *80CTL0701716A* | 31400 | 17 | 8.1 | 33400 | 24400 | 73.05% | 1.84 | 11 | 11 |  |  |  | No | R-410A | 2.6167 | Residential & Commercial | Ducted CEE Tier 1
206765565 | Central HP <5.4 tons | HEIL | HRCU-A-CB (Split System: Heat Pump with Remote Outdoor Unit-Air-Source) | HVH825GKA3* |  |  | EA*4X30L14A*+WALLCON | *80CTL0701412A* | 23400 | 17 | 8.1 | 21600 | 16700 | 77.31% | 1.92 | 11 | 11 |  |  |  | No | R-410A | 1.95 | Residential & Commercial | Ducted CEE Tier 1
206765781 | Central HP <5.4 tons | HEIL | HRCU-A-CB (Split System: Heat Pump with Remote Outdoor Unit-Air-Source) | HVH825GKA3* |  |  | EA*4X36L21A*+WALLCON | *97CMN0801714A* | 23600 | 16.5 | 8.1 | 21600 | 16700 | 77.31% | 1.92 | 11.5 | 11 |  |  |  | No | R-410A | 1.9667 | Residential & Commercial | Ducted CEE Tier 1
206766033 | Central HP <5.4 tons | HEIL | HRCU-A-CB (Split System: Heat Pump with Remote Outdoor Unit-Air-Source) | HVH825GKA3* |  |  | EA*4X37L21A*+WALLCON | *80CTL0901716A* | 24600 | 17.5 | 8.5 | 21000 | 16500 | 78.57% | 2.04 | 12 | 11.7 |  |  |  | No | R-410A | 2.05 | Residential & Commercial | Ducted CEE Tier 1
206765520 | Central HP <5.4 tons | HEIL | HRCU-A-CB (Split System: Heat Pump with Remote Outdoor Unit-Air-Source) | HVH825GKA3* |  |  | EA*4X25L17A*+WALLCON | *96CTN0801714A* | 24200 | 16.5 | 8.1 | 21400 | 16700 | 78.04% | 2 | 11 | 11 |  |  |  | No | R-410A | 2.0167 | Residential & Commercial | Ducted CEE Tier 1
214239288 | Central HP <5.4 tons | COMFORTMAKER | HRCU-A-CB (Split System: Heat Pump with Remote Outdoor Unit-Air-Source) | CVH837GKA2* |  |  | EN(A,D)4X48L24**+WALLCON | *80CTL0902120B* | 32400 | 17 | 8.1 | 32600 | 24600 | 75.46% | 1.96 | 0 | 11.7 |  |  |  | No | R-410A | 2.7 | Residential & Commercial | Ducted CEE Tier 1
212362557 | Central HP <5.4 tons | GOETTL | HRCU-A-CB (Split System: Heat Pump with Remote Outdoor Unit-Air-Source) | ASZV903610A* |  |  | CA*F3743*6D*+MBVC1201**-1A*+TXV |  | 34000 | 19 | 8.2 | 34000 | 24400 | 71.76% | 1.8 | 0 | 12 |  |  |  | No | R-410A | 2.8333 | Residential & Commercial | Ducted CEE Tier 1
212362589 | Central HP <5.4 tons | GOETTL | HRCU-A-CB (Split System: Heat Pump with Remote Outdoor Unit-Air-Source) | ASZV903610A* |  |  | CHPF3642C6C*+TXV | A*VC960804CNB* | 33400 | 18 | 8.2 | 34000 | 24400 | 71.76% | 1.8 | 0 | 11 |  |  |  | No | R-410A | 2.7833 | Residential & Commercial | Ducted CEE Tier 1
212362606 | Central HP <5.4 tons | GOETTL | HRCU-A-CB (Split System: Heat Pump with Remote Outdoor Unit-Air-Source) | ASZV903610A* |  |  | CHPF3743C6B*+TXV | A*VC960603BNB* | 33400 | 18 | 8.2 | 34000 | 24400 | 71.76% | 1.8 | 0 | 11 |  |  |  | No | R-410A | 2.7833 | Residential & Commercial | Ducted CEE Tier 1
212362608 | Central HP <5.4 tons | GOETTL | HRCU-A-CB (Split System: Heat Pump with Remote Outdoor Unit-Air-Source) | ASZV903610A* |  |  | CHPF3743C6B*+TXV | A*VC960804CNB* | 33400 | 18 | 8.2 | 34000 | 24400 | 71.76% | 1.8 | 0 | 11 |  |  |  | No | R-410A | 2.7833 | Residential & Commercial | Ducted CEE Tier 1
207708987 | Central HP <5.4 tons | TRANE | HRCU-A-CB (Split System: Heat Pump with Remote Outdoor Unit-Air-Source) | 4TWV0X60A1 |  |  | TEM8A0C48V41+TDR |  | 54000 | 19.5 | 8.5 | 51000 | 37000 | 72.55% | 1.84 | 12.25 | 12 |  |  |  | No | R-410A | 4.5 | Residential & Commercial | Ducted CEE Tier 1
214239301 | Central HP <5.4 tons | KENMORE | HRCU-A-CB (Split System: Heat Pump with Remote Outdoor Unit-Air-Source) | (C,H,T)VH837GKA2* |  |  | EN(A,D)4X48L24**+WALLCON | *80CTL1102120B* | 32400 | 17 | 8.1 | 32600 | 24600 | 75.46% | 1.96 | 0 | 11.5 |  |  |  | No | R-410A | 2.7 | Residential & Commercial | Ducted CEE Tier 1
214833516 | Central HP <5.4 tons | YORK | HRCU-A-CB (Split System: Heat Pump with Remote Outdoor Unit-Air-Source) | HH860E2S11 |  |  | JSE60D5CJ2SS1 |  | 54500 | 19 | 9 | 56500 | 40000 | 70.8% | 2 | 0 | 11 |  |  |  | No | R-454B | 4.5417 | Residential & Commercial | Ducted CEE Tier 1
216374522 | Central HP <5.4 tons | YORK | HRCU-A-CB (Split System: Heat Pump with Remote Outdoor Unit-Air-Source) | HH860E2S11 |  |  | CTF60C5CGS1 | Y92E100C20SMPS1 | 44500 | 18 | 9 | 45500 | 33000 | 72.53% | 2 | 0 | 11 |  |  |  | No | R-454B | 3.7083 | Residential & Commercial | Ducted CEE Tier 1
214719763 | Central HP <5.4 tons | YORK | HRCU-A-CB (Split System: Heat Pump with Remote Outdoor Unit-Air-Source) | HH860E2S11 |  |  | CTU60C5XGS1+TXV | TMLE100C20MP11 | 44500 | 17 | 9 | 45000 | 33800 | 75.11% | 2 | 0 | 11.7 |  |  |  | No | R-454B | 3.7083 | Residential & Commercial | Ducted CEE Tier 1
214719772 | Central HP <5.4 tons | YORK | HRCU-A-CB (Split System: Heat Pump with Remote Outdoor Unit-Air-Source) | HH860E2S11 |  |  | CTU60C5XGS1+TXV | TM8E100C16MP11 | 44500 | 18 | 9 | 45500 | 34200 | 75.16% | 2 | 0 | 11 |  |  |  | No | R-454B | 3.7083 | Residential & Commercial | Ducted CEE Tier 1
215936963 | Central HP <5.4 tons | TEMPSTAR | HRCU-A-CB (Split System: Heat Pump with Remote Outdoor Unit-Air-Source) | T5H3V36*K*AAA* |  |  | EVD5X61M24A*+WALLCON | *96CTN1202422B* | 36000 | 22 | 8.5 | 37600 | 28400 | 75.53% | 2.04 | 0 | 12.5 |  |  |  | No | R-454B | 3 | Residential & Commercial | Ducted CEE Tier 1
215934939 | Central HP <5.4 tons | COMFORTMAKER | HRCU-A-CB (Split System: Heat Pump with Remote Outdoor Unit-Air-Source) | C5H3V36*K*AAA* |  |  | EVM5X44M21A*+WALLCON | *96CTN0801714B* | 35400 | 21.5 | 8.5 | 38500 | 28800 | 74.81% | 2.02 | 0 | 12 |  |  |  | No | R-454B | 2.95 | Residential & Commercial | Ducted CEE Tier 1
215935089 | Central HP <5.4 tons | COMFORTMAKER | HRCU-A-CB (Split System: Heat Pump with Remote Outdoor Unit-Air-Source) | C5H3V36*K*AAA* |  |  | EVM5X49M21A*+WALLCON | *97CMN0602120B* | 35400 | 21 | 8.5 | 38500 | 29000 | 75.32% | 2.02 | 0 | 12 |  |  |  | No | R-454B | 2.95 | Residential & Commercial | Ducted CEE Tier 1
215935289 | Central HP <5.4 tons | COMFORTMAKER | HRCU-A-CB (Split System: Heat Pump with Remote Outdoor Unit-Air-Source) | C5H3V36*K*AAA* |  |  | EVM5X60M21A*+WALLCON | *97CMN0802120B* | 35600 | 21.5 | 8.5 | 38000 | 28600 | 75.26% | 2.02 | 0 | 12 |  |  |  | No | R-454B | 2.9667 | Residential & Commercial | Ducted CEE Tier 1
215935339 | Central HP <5.4 tons | COMFORTMAKER | HRCU-A-CB (Split System: Heat Pump with Remote Outdoor Unit-Air-Source) | C5H3V36*K*AAA* |  |  | EVM5X60M24A*+WALLCON | *80CTL0702120B* | 35400 | 21.5 | 8.5 | 38000 | 28600 | 75.26% | 2.04 | 0 | 12 |  |  |  | No | R-454B | 2.95 | Residential & Commercial | Ducted CEE Tier 1
206771119 | Central HP <5.4 tons | HEIL | HRCU-A-CB (Split System: Heat Pump with Remote Outdoor Unit-Air-Source) | HVH837GKA2* |  |  | EA*4X36L21A*+WALLCON | *97CMN1002122A* | 31600 | 17 | 8.1 | 33200 | 24200 | 72.89% | 1.86 | 11.5 | 11 |  |  |  | No | R-410A | 2.6333 | Residential & Commercial | Ducted CEE Tier 1
206771353 | Central HP <5.4 tons | HEIL | HRCU-A-CB (Split System: Heat Pump with Remote Outdoor Unit-Air-Source) | HVH837GKA2* |  |  | EA*4X37L21A*+WALLCON | *80CTL0901716A* | 33000 | 18 | 8.5 | 32800 | 25000 | 76.22% | 2 | 12 | 11.7 |  |  |  | No | R-410A | 2.75 | Residential & Commercial | Ducted CEE Tier 1
211244777 | Central HP <5.4 tons | AIRQUEST | HRCU-A-CB (Split System: Heat Pump with Remote Outdoor Unit-Air-Source) | DLCURAH24ABK |  |  | EN(A,D)4X30L17** | *92ESN0401410A* | 24000 | 15.2 | 8.1 | 26600 | 22800 | 85.71% | 1.86 | 0 | 10 |  |  |  | No | R-410A | 2 | Residential & Commercial | Ducted CEE Tier 1
211245380 | Central HP <5.4 tons | COMFORTMAKER | HRCU-A-CB (Split System: Heat Pump with Remote Outdoor Unit-Air-Source) | DLCURAH24ABK |  |  | EN(A,D)4X36L21** | *96VTN1002122A* | 23600 | 17 | 8.1 | 25800 | 23800 | 92.25% | 1.98 | 0 | 10.5 |  |  |  | No | R-410A | 1.9667 | Residential & Commercial | Ducted CEE Tier 1
214228989 | Central HP <5.4 tons | TEMPSTAR | HRCU-A-CB (Split System: Heat Pump with Remote Outdoor Unit-Air-Source) | DLCURAH18ABK |  |  | EA*4X24L17A* | *80MSU0601716A* | 17600 | 16.5 | 8.5 | 18600 | 19100 | 102.7% | 2.3 | 0 | 10.5 |  |  |  | No | R-410A | 1.4667 | Residential & Commercial | Ducted CEE Tier 1
206765637 | Central HP <5.4 tons | HEIL | HRCU-A-CB (Split System: Heat Pump with Remote Outdoor Unit-Air-Source) | HVH825GKA3* |  |  | EA*4X30L17A*+WALLCON | *80CTL0901716A* | 23600 | 17 | 8.1 | 21400 | 16600 | 77.57% | 1.92 | 11 | 11 |  |  |  | No | R-410A | 1.9667 | Residential & Commercial | Ducted CEE Tier 1
206765718 | Central HP <5.4 tons | HEIL | HRCU-A-CB (Split System: Heat Pump with Remote Outdoor Unit-Air-Source) | HVH825GKA3* |  |  | EA*4X36L21A*+WALLCON | *80CTL0451712A* | 23400 | 16 | 8.1 | 21600 | 16800 | 77.78% | 1.92 | 11 | 10.5 |  |  |  | No | R-410A | 1.95 | Residential & Commercial | Ducted CEE Tier 1
204300181 | Central HP <5.4 tons | HEIL | HRCU-A-CB (Split System: Heat Pump with Remote Outdoor Unit-Air-Source) | HVH837GKA** |  |  | EHD4X36AAL+WALLCON | *96CTN1002122A* | 32200 | 16.5 | 8.1 | 33200 | 24800 | 74.7% | 1.94 | 11.5 | 11 |  |  |  | No | R-410A | 2.6833 | Residential & Commercial | Ducted CEE Tier 1
204300581 | Central HP <5.4 tons | HEIL | HRCU-A-CB (Split System: Heat Pump with Remote Outdoor Unit-Air-Source) | HVH837GKA** |  |  | EHD4X48AAL+WALLCON | *80CTL0901716A* | 32800 | 17.5 | 8.1 | 33000 | 24800 | 75.15% | 1.98 | 12 | 11.5 |  |  |  | No | R-410A | 2.7333 | Residential & Commercial | Ducted CEE Tier 1
204300381 | Central HP <5.4 tons | HEIL | HRCU-A-CB (Split System: Heat Pump with Remote Outdoor Unit-Air-Source) | HVH837GKA** |  |  | EHD4X42AAL+WALLCON | *80CTL0701412A* | 32400 | 17 | 8.1 | 33200 | 25000 | 75.3% | 1.94 | 11.5 | 11 |  |  |  | No | R-410A | 2.7 | Residential & Commercial | Ducted CEE Tier 1
206767205 | Central HP <5.4 tons | HEIL | HRCU-A-CB (Split System: Heat Pump with Remote Outdoor Unit-Air-Source) | HVH825GKA3* |  |  | EA*4X37L21A*+WALLCON | *80CSU0601716A* | 24400 | 17 | 8.1 | 21200 | 16600 | 78.3% | 2.02 | 11.5 | 11 |  |  |  | No | R-410A | 2.0333 | Residential & Commercial | Ducted CEE Tier 1
206767223 | Central HP <5.4 tons | HEIL | HRCU-A-CB (Split System: Heat Pump with Remote Outdoor Unit-Air-Source) | HVH825GKA3* |  |  | EA*4X37L21A*+WALLCON | *80CSU1002120A* | 24400 | 16.5 | 8.1 | 21200 | 16700 | 78.77% | 2.02 | 11.5 | 10.5 |  |  |  | No | R-410A | 2.0333 | Residential & Commercial | Ducted CEE Tier 1
210596706 | Central HP <5.4 tons | DAY & NIGHT | HRCU-A-CB (Split System: Heat Pump with Remote Outdoor Unit-Air-Source) | CVH825GKA2* |  |  | EA*4X42L21A*+WALLCON | *97CMN0801714A* | 23600 | 16.5 | 8.1 | 21400 | 16700 | 78.04% | 1.96 | 0 | 11 |  |  |  | No | R-410A | 1.9667 | Residential & Commercial | Ducted CEE Tier 1
210596731 | Central HP <5.4 tons | DAY & NIGHT | HRCU-A-CB (Split System: Heat Pump with Remote Outdoor Unit-Air-Source) | CVH825GKA2* |  |  | EA*4X42L24A*+WALLCON | *96CTN1002122A* | 23800 | 16.5 | 8.1 | 21400 | 16600 | 77.57% | 1.96 | 0 | 11 |  |  |  | No | R-410A | 1.9833 | Residential & Commercial | Ducted CEE Tier 1
210596804 | Central HP <5.4 tons | DAY & NIGHT | HRCU-A-CB (Split System: Heat Pump with Remote Outdoor Unit-Air-Source) | CVH825GKA2* |  |  | EA*4X43L21A*+WALLCON | *97CMN1002122A* | 24400 | 16.5 | 8.5 | 21200 | 16600 | 78.3% | 2.04 | 0 | 11 |  |  |  | No | R-410A | 2.0333 | Residential & Commercial | Ducted CEE Tier 1
214242430 | Central HP <5.4 tons | COMFORTMAKER | HRCU-A-CB (Split System: Heat Pump with Remote Outdoor Unit-Air-Source) | CVH825GKA2* |  |  | EN(A,D)4X24L17**+WALLCON | *80CTL0701412B* | 23200 | 16 | 8.1 | 22000 | 16800 | 76.36% | 1.94 | 0 | 10.5 |  |  |  | No | R-410A | 1.9333 | Residential & Commercial | Ducted CEE Tier 1
214242280 | Central HP <5.4 tons | COMFORTMAKER | HRCU-A-CB (Split System: Heat Pump with Remote Outdoor Unit-Air-Source) | CVH825GKA3* |  |  | EN(A,D,W)4X48L21**+WALLCON | *97CMN0801714B* | 24000 | 16.5 | 8.1 | 21400 | 16600 | 77.57% | 2 | 0 | 11 |  |  |  | No | R-410A | 2 | Residential & Commercial | Ducted CEE Tier 1
211227027 | Central HP <5.4 tons | COMFORTMAKER | HRCU-A-CB (Split System: Heat Pump with Remote Outdoor Unit-Air-Source) | DLCURAH36ABK |  |  | EA*4X37L21A* | *92ESN1002122A* | 37400 | 15.5 | 8.5 | 39000 | 35000 | 89.74% | 2.16 | 0 | 10 |  |  |  | No | R-410A | 3.1167 | Residential & Commercial | Ducted CEE Tier 1
212362620 | Central HP <5.4 tons | GOETTL | HRCU-A-CB (Split System: Heat Pump with Remote Outdoor Unit-Air-Source) | ASZV903610A* |  |  | CSCF3642N6D*+TXV | A*VS800805CUA* | 33800 | 18.5 | 8.2 | 34000 | 24400 | 71.76% | 1.8 | 0 | 11.5 |  |  |  | No | R-410A | 2.8167 | Residential & Commercial | Ducted CEE Tier 1
214239378 | Central HP <5.4 tons | COMFORTMAKER | HRCU-A-CB (Split System: Heat Pump with Remote Outdoor Unit-Air-Source) | CVH837GKA2* |  |  | EN(A,D,W)4X60L24**+WALLCON | *80CTL1352422B* | 32800 | 17.5 | 8.1 | 32200 | 24600 | 76.4% | 1.96 | 0 | 12 |  |  |  | No | R-410A | 2.7333 | Residential & Commercial | Ducted CEE Tier 1
210929567 | Central HP <5.4 tons | TRANE | HRCU-A-CB (Split System: Heat Pump with Remote Outdoor Unit-Air-Source) | 4TWV0X60A1 |  |  | TAMXB0C60V51 |  | 53000 | 19 | 8.2 | 50000 | 39500 | 79% | 1.76 | 12 | 12 |  |  |  | No | R-410A | 4.4167 | Residential & Commercial | Ducted CEE Tier 1
210470249 | Central HP <5.4 tons | DAY & NIGHT | HRCU-A-CB (Split System: Heat Pump with Remote Outdoor Unit-Air-Source) | CVH837GKA2* |  |  | EA*4X60L24A*+WALLCON | *95CSU1002122A* | 32800 | 18 | 8.5 | 31800 | 24800 | 77.99% | 2 | 0 | 11.5 |  |  |  | No | R-410A | 2.7333 | Residential & Commercial | Ducted CEE Tier 1
210470469 | Central HP <5.4 tons | DAY & NIGHT | HRCU-A-CB (Split System: Heat Pump with Remote Outdoor Unit-Air-Source) | CVH837GKA2* |  |  | EA*4X61L21A*+WALLCON | *97CMN1002122A* | 33200 | 17.5 | 8.5 | 32000 | 24800 | 77.5% | 2 | 0 | 12 |  |  |  | No | R-410A | 2.7667 | Residential & Commercial | Ducted CEE Tier 1
210470926 | Central HP <5.4 tons | DAY & NIGHT | HRCU-A-CB (Split System: Heat Pump with Remote Outdoor Unit-Air-Source) | CVH837GKA2* |  |  | EN(A,D,W)4X60L24**+WALLCON | *80CTL1352422A* | 32800 | 18 | 8.1 | 32200 | 24600 | 76.4% | 1.98 | 0 | 12 |  |  |  | No | R-410A | 2.7333 | Residential & Commercial | Ducted CEE Tier 1
210471305 | Central HP <5.4 tons | DAY & NIGHT | HRCU-A-CB (Split System: Heat Pump with Remote Outdoor Unit-Air-Source) | CVH837GKA2* |  |  | EHD4X60AAL+WALLCON | *80CTL0901716A* | 33000 | 17.5 | 8.1 | 32200 | 24800 | 77.02% | 2.02 | 0 | 11.5 |  |  |  | No | R-410A | 2.75 | Residential & Commercial | Ducted CEE Tier 1
211227845 | Central HP <5.4 tons | TEMPSTAR | HRCU-A-CB (Split System: Heat Pump with Remote Outdoor Unit-Air-Source) | DLCURAH36ABK |  |  | EA*4X42L24A* | *80ES(N,L)1352420A* | 35600 | 16 | 8.1 | 38500 | 35000 | 90.91% | 1.9 | 0 | 10 |  |  |  | No | R-410A | 2.9667 | Residential & Commercial | Ducted CEE Tier 1
211228059 | Central HP <5.4 tons | TEMPSTAR | HRCU-A-CB (Split System: Heat Pump with Remote Outdoor Unit-Air-Source) | DLCURAH36ABK |  |  | EA*4X42L24A* | *96VSN0802120A* | 35600 | 16 | 8.1 | 38500 | 35000 | 90.91% | 1.9 | 0 | 10 |  |  |  | No | R-410A | 2.9667 | Residential & Commercial | Ducted CEE Tier 1
213075932 | Central HP <5.4 tons | TEMPSTAR | HRCU-A-CB (Split System: Heat Pump with Remote Outdoor Unit-Air-Source) | DLCURAH36ABK |  |  | EA*4X43L21A* | *95MSU1002120A* | 36400 | 16 | 8.5 | 38000 | 34800 | 91.58% | 2.06 | 0 | 10 |  |  |  | No | R-410A | 3.0333 | Residential & Commercial | Ducted CEE Tier 1
210470535 | Central HP <5.4 tons | DAY & NIGHT | HRCU-A-CB (Split System: Heat Pump with Remote Outdoor Unit-Air-Source) | CVH837GKA2* |  |  | EA*4X61L24A*+WALLCON | *95CSU1002122A* | 33200 | 18 | 8.5 | 32000 | 24800 | 77.5% | 2.02 | 0 | 11.5 |  |  |  | No | R-410A | 2.7667 | Residential & Commercial | Ducted CEE Tier 1
211227080 | Central HP <5.4 tons | COMFORTMAKER | HRCU-A-CB (Split System: Heat Pump with Remote Outdoor Unit-Air-Source) | DLCURAH36ABK |  |  | EA*4X37L21A* | *95ESN1002122A* | 37400 | 15.5 | 8.5 | 39000 | 35000 | 89.74% | 2.16 | 0 | 10 |  |  |  | No | R-410A | 3.1167 | Residential & Commercial | Ducted CEE Tier 1
206135654 | Central HP <5.4 tons | HEIL | HRCU-A-CB (Split System: Heat Pump with Remote Outdoor Unit-Air-Source) | HVH837GKA** |  |  | EA*4X37L21A*+WALLCON | *80CSU0401712A* | 32800 | 17.5 | 8.5 | 33000 | 25200 | 76.36% | 1.98 | 12 | 11 |  |  |  | No | R-410A | 2.7333 | Residential & Commercial | Ducted CEE Tier 1
206765709 | Central HP <5.4 tons | HEIL | HRCU-A-CB (Split System: Heat Pump with Remote Outdoor Unit-Air-Source) | HVH825GKA3* |  |  | EA*4X36L17A*+WALLCON | *80CTL0901716A* | 23600 | 17 | 8.1 | 21400 | 16600 | 77.57% | 1.94 | 11.5 | 11 |  |  |  | No | R-410A | 1.9667 | Residential & Commercial | Ducted CEE Tier 1
214626167 | Central HP <5.4 tons | LENNOX | HRCU-A-CB (Split System: Heat Pump with Remote Outdoor Unit-Air-Source) | SL25XPV-036-230A** |  |  | CK40CT-48C-0*+TDR | EL296UH090XV36C* | 34000 | 22 | 8.8 | 35600 | 27600 | 77.53% | 1.82 | 0 | 13.4 |  |  |  | No | R-410A | 2.8333 | Residential & Commercial | Ducted CEE Tier 1
213927730 | Central HP <5.4 tons | AIREASE | HRCU-A-CB (Split System: Heat Pump with Remote Outdoor Unit-Air-Source) | 4SHP18LX136P |  |  | EAD4X-24B+TDR | A97DF2E045B12 | 23800 | 18 | 8.5 | 24000 | 17300 | 72.08% | 2.22 | 0 | 12.3 |  |  |  | No | R-410A | 1.9833 | Residential & Commercial | Ducted CEE Tier 1
213927731 | Central HP <5.4 tons | AIREASE | HRCU-A-CB (Split System: Heat Pump with Remote Outdoor Unit-Air-Source) | 4SHP18LX136P |  |  | EAD4X-24B+TDR | A97DF2E070B16 | 23600 | 18 | 8.5 | 24000 | 17300 | 72.08% | 2.22 | 0 | 12.3 |  |  |  | No | R-410A | 1.9667 | Residential & Commercial | Ducted CEE Tier 1
215939637 | Central HP <5.4 tons | AIRQUEST | HRCU-A-CB (Split System: Heat Pump with Remote Outdoor Unit-Air-Source) | H5H3V36*K*AAA* |  |  | EA*5X36M17A*+WALLCON | *97CTN0801716A* | 32000 | 19 | 9.5 | 35600 | 27400 | 76.97% | 1.98 | 0 | 10.5 |  |  |  | No | R-454B | 2.6667 | Residential & Commercial | Ducted CEE Tier 1
215939667 | Central HP <5.4 tons | AIRQUEST | HRCU-A-CB (Split System: Heat Pump with Remote Outdoor Unit-Air-Source) | H5H3V36*K*AAA* |  |  | EA*5X42M21A*+WALLCON | *80CSU0601716B* | 32800 | 20 | 9.5 | 34800 | 26600 | 76.44% | 2 | 0 | 11.5 |  |  |  | No | R-454B | 2.7333 | Residential & Commercial | Ducted CEE Tier 1
215939787 | Central HP <5.4 tons | AIRQUEST | HRCU-A-CB (Split System: Heat Pump with Remote Outdoor Unit-Air-Source) | H5H3V36*K*AAA* |  |  | EA*5X60M24A*+WALLCON | *96CTN0802120B* | 34000 | 20 | 9.5 | 34200 | 26000 | 76.02% | 2.06 | 0 | 11.7 |  |  |  | No | R-454B | 2.8333 | Residential & Commercial | Ducted CEE Tier 1
215939937 | Central HP <5.4 tons | AIRQUEST | HRCU-A-CB (Split System: Heat Pump with Remote Outdoor Unit-Air-Source) | H5H3V36*K*AAA* |  |  | ESH5X36M12A*+WALLCON | *96CTN0802120B* | 33200 | 19 | 9 | 35000 | 26800 | 76.57% | 1.92 | 0 | 11 |  |  |  | No | R-454B | 2.7667 | Residential & Commercial | Ducted CEE Tier 1
212362810 | Central HP <5.4 tons | GOETTL | HRCU-A-CB (Split System: Heat Pump with Remote Outdoor Unit-Air-Source) | GSZV903610A* |  |  | CHPF3743C6B*+TXV | G*VC800804C*A* | 33400 | 18 | 8.2 | 34000 | 24400 | 71.76% | 1.8 | 0 | 11 |  |  |  | No | R-410A | 2.7833 | Residential & Commercial | Ducted CEE Tier 1
212362814 | Central HP <5.4 tons | GOETTL | HRCU-A-CB (Split System: Heat Pump with Remote Outdoor Unit-Air-Source) | GSZV903610A* |  |  | CHPF3743C6B*+TXV | G*VC960403BNB* | 33400 | 18 | 8.2 | 34000 | 24400 | 71.76% | 1.8 | 0 | 11 |  |  |  | No | R-410A | 2.7833 | Residential & Commercial | Ducted CEE Tier 1
214626234 | Central HP <5.4 tons | LENNOX | HRCU-A-CB (Split System: Heat Pump with Remote Outdoor Unit-Air-Source) | SL25XPV-048-230A** |  |  | CK40CT-49C-0*+TDR | EL296UH090XV48C* | 45000 | 20 | 8.9 | 44000 | 36000 | 81.82% | 1.76 | 0 | 11.7 |  |  |  | No | R-410A | 3.75 | Residential & Commercial | Ducted CEE Tier 1
214626254 | Central HP <5.4 tons | LENNOX | HRCU-A-CB (Split System: Heat Pump with Remote Outdoor Unit-Air-Source) | SL25XPV-048-230A** |  |  | CK40CT-60C-0*+TDR | EL296UH090XV60C* | 45500 | 20 | 9.5 | 44000 | 36200 | 82.27% | 1.9 | 0 | 12.2 |  |  |  | No | R-410A | 3.7917 | Residential & Commercial | Ducted CEE Tier 1
212362809 | Central HP <5.4 tons | GOETTL | HRCU-A-CB (Split System: Heat Pump with Remote Outdoor Unit-Air-Source) | GSZV903610A* |  |  | CHPF3743C6B*+TXV | G*VC800604B*A* | 33400 | 18 | 8.2 | 34000 | 24400 | 71.76% | 1.8 | 0 | 11 |  |  |  | No | R-410A | 2.7833 | Residential & Commercial | Ducted CEE Tier 1
214719792 | Central HP <5.4 tons | YORK | HRCU-A-CB (Split System: Heat Pump with Remote Outdoor Unit-Air-Source) | HH836E2S11 |  |  | CTU48C5XFS1+TXV | TM8Y100C20MP11 | 34400 | 19 | 9 | 32600 | 25800 | 79.14% | 2 | 0 | 11 |  |  |  | No | R-454B | 2.8667 | Residential & Commercial | Ducted CEE Tier 1
214719808 | Central HP <5.4 tons | YORK | HRCU-A-CB (Split System: Heat Pump with Remote Outdoor Unit-Air-Source) | HH836E2S11 |  |  | CTU48C5XFS1+TXV | TM9E080C16MP12 | 33400 | 19 | 9 | 31400 | 25400 | 80.89% | 2 | 0 | 11 |  |  |  | No | R-454B | 2.7833 | Residential & Commercial | Ducted CEE Tier 1
214719826 | Central HP <5.4 tons | YORK | HRCU-A-CB (Split System: Heat Pump with Remote Outdoor Unit-Air-Source) | HH836E2S11 |  |  | CTU48C5XFS1+TXV | TM9E080C20MP12 | 34000 | 17 | 9 | 32000 | 25400 | 79.38% | 2 | 0 | 11 |  |  |  | No | R-454B | 2.8333 | Residential & Commercial | Ducted CEE Tier 1
216374509 | Central HP <5.4 tons | YORK | HRCU-A-CB (Split System: Heat Pump with Remote Outdoor Unit-Air-Source) | HH836E2S11 |  |  | CTM36C5CDS1 | Y92E080C16SMPS1 | 33400 | 18 | 8.5 | 31000 | 23600 | 76.13% | 2 | 0 | 11 |  |  |  | No | R-454B | 2.7833 | Residential & Commercial | Ducted CEE Tier 1
216374511 | Central HP <5.4 tons | YORK | HRCU-A-CB (Split System: Heat Pump with Remote Outdoor Unit-Air-Source) | HH836E2S11 |  |  | CTU48C5XFS1+TXV | Y92E100C16SMPS1 | 33400 | 19 | 9.5 | 31400 | 23800 | 75.8% | 2 | 0 | 11 |  |  |  | No | R-454B | 2.7833 | Residential & Commercial | Ducted CEE Tier 1
214719777 | Central HP <5.4 tons | YORK | HRCU-A-CB (Split System: Heat Pump with Remote Outdoor Unit-Air-Source) | HH836E2S11 |  |  | CTU48C5XFS1+TXV | TMLE120C16MP11 | 33600 | 19 | 9 | 31400 | 25400 | 80.89% | 2 | 0 | 11 |  |  |  | No | R-454B | 2.8 | Residential & Commercial | Ducted CEE Tier 1
214728353 | Central HP <5.4 tons | YORK | HRCU-A-CB (Split System: Heat Pump with Remote Outdoor Unit-Air-Source) | HH836E2S11 |  |  | CTU36B5XDS1+TXV | YP9C060B12MP13 | 33000 | 17 | 8.5 | 31000 | 25200 | 81.29% | 2 | 0 | 11 |  |  |  | No | R-454B | 2.75 | Residential & Commercial | Ducted CEE Tier 1
211241254 | Central HP <5.4 tons | TEMPSTAR | HRCU-A-CB (Split System: Heat Pump with Remote Outdoor Unit-Air-Source) | DLCURAH24ABK |  |  | EA*4X30L14A* | *96VSN0401410A* | 23600 | 15.5 | 8.5 | 26200 | 23600 | 90.08% | 1.94 | 0 | 10 |  |  |  | No | R-410A | 1.9667 | Residential & Commercial | Ducted CEE Tier 1
211241372 | Central HP <5.4 tons | TEMPSTAR | HRCU-A-CB (Split System: Heat Pump with Remote Outdoor Unit-Air-Source) | DLCURAH24ABK |  |  | EA*4X30L14A* | *80ES(N,L)0701412A* | 24200 | 16.5 | 8.5 | 26400 | 23000 | 87.12% | 1.9 | 0 | 10 |  |  |  | No | R-410A | 2.0167 | Residential & Commercial | Ducted CEE Tier 1
210597540 | Central HP <5.4 tons | DAY & NIGHT | HRCU-A-CB (Split System: Heat Pump with Remote Outdoor Unit-Air-Source) | CVH837GKA** |  |  | EHD4X60AAL+WALLCON | *96CTN1202422A* | 33000 | 17 | 8.1 | 32200 | 24800 | 77.02% | 2.02 | 0 | 11.5 |  |  |  | No | R-410A | 2.75 | Residential & Commercial | Ducted CEE Tier 1
210597624 | Central HP <5.4 tons | DAY & NIGHT | HRCU-A-CB (Split System: Heat Pump with Remote Outdoor Unit-Air-Source) | CVH837GKA** |  |  | EN(A,D,W)4X60L24**+WALLCON | *96CTN1002122A* | 32800 | 18 | 8.1 | 32200 | 24600 | 76.4% | 1.98 | 0 | 12 |  |  |  | No | R-410A | 2.7333 | Residential & Commercial | Ducted CEE Tier 1
206771020 | Central HP <5.4 tons | HEIL | HRCU-A-CB (Split System: Heat Pump with Remote Outdoor Unit-Air-Source) | HVH837GKA2* |  |  | EA*4X36L17A*+WALLCON | *80CTL0701412A* | 31400 | 17.5 | 8.1 | 33400 | 24400 | 73.05% | 1.84 | 11.5 | 11 |  |  |  | No | R-410A | 2.6167 | Residential & Commercial | Ducted CEE Tier 1
210597363 | Central HP <5.4 tons | DAY & NIGHT | HRCU-A-CB (Split System: Heat Pump with Remote Outdoor Unit-Air-Source) | CVH837GKA** |  |  | EA*4X42L21A*+WALLCON | *80CSU1002120A* | 31800 | 17 | 8.1 | 33200 | 24400 | 73.49% | 1.88 | 0 | 11 |  |  |  | No | R-410A | 2.65 | Residential & Commercial | Ducted CEE Tier 1
210597429 | Central HP <5.4 tons | DAY & NIGHT | HRCU-A-CB (Split System: Heat Pump with Remote Outdoor Unit-Air-Source) | CVH837GKA** |  |  | EA*4X61L21A*+WALLCON | *95CSU0802120A* | 33200 | 18 | 8.5 | 32000 | 24800 | 77.5% | 2 | 0 | 11.5 |  |  |  | No | R-410A | 2.7667 | Residential & Commercial | Ducted CEE Tier 1
206765727 | Central HP <5.4 tons | HEIL | HRCU-A-CB (Split System: Heat Pump with Remote Outdoor Unit-Air-Source) | HVH825GKA3* |  |  | EA*4X36L21A*+WALLCON | *80CTL0701716A* | 23600 | 16.5 | 8.1 | 21400 | 16600 | 77.57% | 1.94 | 11 | 11 |  |  |  | No | R-410A | 1.9667 | Residential & Commercial | Ducted CEE Tier 1
206765826 | Central HP <5.4 tons | HEIL | HRCU-A-CB (Split System: Heat Pump with Remote Outdoor Unit-Air-Source) | HVH825GKA3* |  |  | EA*4X36L21A*+WALLCON | *80CTL0901716A* | 23600 | 17.5 | 8.1 | 21400 | 16600 | 77.57% | 1.96 | 11 | 11 |  |  |  | No | R-410A | 1.9667 | Residential & Commercial | Ducted CEE Tier 1
206767178 | Central HP <5.4 tons | HEIL | HRCU-A-CB (Split System: Heat Pump with Remote Outdoor Unit-Air-Source) | HVH825GKA3* |  |  | EA*4X37L17A*+WALLCON | *80CSU0401712A* | 24200 | 17 | 8.1 | 21400 | 16600 | 77.57% | 2 | 11.5 | 11 |  |  |  | No | R-410A | 2.0167 | Residential & Commercial | Ducted CEE Tier 1
204298627 | Central HP <5.4 tons | HEIL | HRCU-A-CB (Split System: Heat Pump with Remote Outdoor Unit-Air-Source) | HVH837GKA** |  |  | EA*4X36L17A*+WALLCON | *80CTL0701412A* | 31400 | 17.5 | 8.1 | 33400 | 24400 | 73.05% | 1.84 | 11.5 | 11 |  |  |  | No | R-410A | 2.6167 | Residential & Commercial | Ducted CEE Tier 1
204300601 | Central HP <5.4 tons | HEIL | HRCU-A-CB (Split System: Heat Pump with Remote Outdoor Unit-Air-Source) | HVH837GKA** |  |  | EHD4X48AAL+WALLCON | *97CMN0602120A* | 32400 | 16.5 | 8.1 | 33200 | 25200 | 75.9% | 1.94 | 11.5 | 11 |  |  |  | No | R-410A | 2.7 | Residential & Commercial | Ducted CEE Tier 1
215942513 | Central HP <5.4 tons | AIRQUEST | HRCU-A-CB (Split System: Heat Pump with Remote Outdoor Unit-Air-Source) | H5H3V36*K*AAA* |  |  | EVD5X61M21A*+WALLCON | *97CMN0601714B* | 35600 | 21.5 | 8.5 | 37400 | 28200 | 75.4% | 2.06 | 0 | 11.7 |  |  |  | No | R-454B | 2.9667 | Residential & Commercial | Ducted CEE Tier 1
215939707 | Central HP <5.4 tons | AIRQUEST | HRCU-A-CB (Split System: Heat Pump with Remote Outdoor Unit-Air-Source) | H5H3V36*K*AAA* |  |  | EA*5X42M21A*+WALLCON | *97CTN1002122A* | 32800 | 20 | 9.5 | 34800 | 26600 | 76.44% | 2 | 0 | 11.5 |  |  |  | No | R-454B | 2.7333 | Residential & Commercial | Ducted CEE Tier 1
215939907 | Central HP <5.4 tons | AIRQUEST | HRCU-A-CB (Split System: Heat Pump with Remote Outdoor Unit-Air-Source) | H5H3V36*K*AAA* |  |  | EA*5X61M24A*+WALLCON | *97CTN0802120A* | 34400 | 20.5 | 9.5 | 34400 | 26000 | 75.58% | 2.06 | 0 | 12 |  |  |  | No | R-454B | 2.8667 | Residential & Commercial | Ducted CEE Tier 1
215940057 | Central HP <5.4 tons | AIRQUEST | HRCU-A-CB (Split System: Heat Pump with Remote Outdoor Unit-Air-Source) | H5H3V36*K*AAA* |  |  | ESH5X42M12A*+WALLCON | *97CTN0801716A* | 33400 | 18.5 | 9 | 35200 | 27000 | 76.7% | 1.92 | 0 | 11 |  |  |  | No | R-454B | 2.7833 | Residential & Commercial | Ducted CEE Tier 1
206790567 | Central HP <5.4 tons | BRYANT HEATING AND COOLING SYSTEMS | HRCU-A-CB (Split System: Heat Pump with Remote Outdoor Unit-Air-Source) | 284ANV036*0**B* |  |  | CSPH*3612AL*+UI | 88*TA36045C17*** | 33200 | 17.5 | 9 | 35600 | 26600 | 74.72% | 1.98 | 11.5 | 11 |  |  |  | No | R-410A | 2.7667 | Residential & Commercial | Ducted CEE Tier 1
206771065 | Central HP <5.4 tons | HEIL | HRCU-A-CB (Split System: Heat Pump with Remote Outdoor Unit-Air-Source) | HVH837GKA2* |  |  | EA*4X36L21A*+WALLCON | *80CTL0902120A* | 31600 | 17 | 8.1 | 33200 | 24200 | 72.89% | 1.86 | 11 | 11 |  |  |  | No | R-410A | 2.6333 | Residential & Commercial | Ducted CEE Tier 1
206771506 | Central HP <5.4 tons | HEIL | HRCU-A-CB (Split System: Heat Pump with Remote Outdoor Unit-Air-Source) | HVH837GKA2* |  |  | EA*4X42L21A*+WALLCON | *97CMN0602120A* | 31600 | 17 | 8.1 | 33400 | 24800 | 74.25% | 1.86 | 11 | 11 |  |  |  | No | R-410A | 2.6333 | Residential & Commercial | Ducted CEE Tier 1
206771524 | Central HP <5.4 tons | HEIL | HRCU-A-CB (Split System: Heat Pump with Remote Outdoor Unit-Air-Source) | HVH837GKA2* |  |  | EA*4X42L24A*+WALLCON | *80CTL0902120A* | 31800 | 17.5 | 8.1 | 33200 | 24400 | 73.49% | 1.9 | 11 | 11.5 |  |  |  | No | R-410A | 2.65 | Residential & Commercial | Ducted CEE Tier 1
214229165 | Central HP <5.4 tons | TEMPSTAR | HRCU-A-CB (Split System: Heat Pump with Remote Outdoor Unit-Air-Source) | DLCURAH24ABK |  |  | EA*4X36L17A* | *80MSU0601716A* | 23800 | 17.5 | 8.5 | 25600 | 23600 | 92.19% | 1.96 | 0 | 10 |  |  |  | No | R-410A | 1.9833 | Residential & Commercial | Ducted CEE Tier 1
206771425 | Central HP <5.4 tons | HEIL | HRCU-A-CB (Split System: Heat Pump with Remote Outdoor Unit-Air-Source) | HVH837GKA2* |  |  | EA*4X42L21A*+WALLCON | *96CTN0801714A* | 31600 | 17 | 8.1 | 33400 | 24800 | 74.25% | 1.86 | 11.5 | 11 |  |  |  | No | R-410A | 2.6333 | Residential & Commercial | Ducted CEE Tier 1
214241760 | Central HP <5.4 tons | COMFORTMAKER | HRCU-A-CB (Split System: Heat Pump with Remote Outdoor Unit-Air-Source) | CVH825GKA3* |  |  | EN(A,D)4X30L17**+WALLCON | *96CTN0801714B* | 23400 | 16.5 | 8.1 | 21600 | 16700 | 77.31% | 1.9 | 0 | 10.5 |  |  |  | No | R-410A | 1.95 | Residential & Commercial | Ducted CEE Tier 1
214241980 | Central HP <5.4 tons | COMFORTMAKER | HRCU-A-CB (Split System: Heat Pump with Remote Outdoor Unit-Air-Source) | CVH825GKA3* |  |  | EN(A,D)4X36L21**+WALLCON | *96CTN1002122B* | 23600 | 16.5 | 8.1 | 21400 | 16700 | 78.04% | 1.92 | 0 | 11 |  |  |  | No | R-410A | 1.9667 | Residential & Commercial | Ducted CEE Tier 1
206766032 | Central HP <5.4 tons | BRYANT HEATING AND COOLING SYSTEMS | HRCU-A-CB (Split System: Heat Pump with Remote Outdoor Unit-Air-Source) | 288BNV025*0**C* |  |  | CAP**3721AL*+UI | 88*TA48090C17*** | 24600 | 17.5 | 8.5 | 21000 | 16500 | 78.57% | 2.04 | 12 | 11.7 |  |  |  | No | R-410A | 2.05 | Residential & Commercial | Ducted CEE Tier 1
206767470 | Central HP <5.4 tons | BRYANT HEATING AND COOLING SYSTEMS | HRCU-A-CB (Split System: Heat Pump with Remote Outdoor Unit-Air-Source) | 288BNV025*0**C* |  |  | CAP**2517AL*+UI | 935CA48060C17*** | 24200 | 16.5 | 8.1 | 21400 | 16700 | 78.04% | 2 | 11 | 10.5 |  |  |  | No | R-410A | 2.0167 | Residential & Commercial | Ducted CEE Tier 1
206767488 | Central HP <5.4 tons | BRYANT HEATING AND COOLING SYSTEMS | HRCU-A-CB (Split System: Heat Pump with Remote Outdoor Unit-Air-Source) | 288BNV025*0**C* |  |  | CAP**3617AL*+UI | 935CA48060C17*** | 23400 | 16.5 | 8.1 | 21600 | 16800 | 77.78% | 1.92 | 11 | 10.5 |  |  |  | No | R-410A | 1.95 | Residential & Commercial | Ducted CEE Tier 1
215932169 | Central HP <5.4 tons | COMFORTMAKER | HRCU-A-CB (Split System: Heat Pump with Remote Outdoor Unit-Air-Source) | C5H3V36*K*AAA* |  |  | EA*5X37M21A*+WALLCON | *97CMN0601714B* | 33600 | 19.5 | 9.5 | 34200 | 26200 | 76.61% | 2.06 | 0 | 11 |  |  |  | No | R-454B | 2.8 | Residential & Commercial | Ducted CEE Tier 1
215941237 | Central HP <5.4 tons | AIRQUEST | HRCU-A-CB (Split System: Heat Pump with Remote Outdoor Unit-Air-Source) | H5H3V48*K*AAA* |  |  | ESH5X60M12A*+WALLCON | *97CTN0802120A* | 45000 | 20 | 9 | 48500 | 36600 | 75.46% | 1.82 | 0 | 11 |  |  |  | No | R-454B | 3.75 | Residential & Commercial | Ducted CEE Tier 1
212290970 | Central HP <5.4 tons | GOETTL | HRCU-A-CB (Split System: Heat Pump with Remote Outdoor Unit-Air-Source) | ASZS601810A* |  |  | CA*EA2422*4A* | A*VS800805CUA* | 16600 | 17.5 | 8.5 | 17400 | 13000 | 74.71% | 2.1 | 0 | 10.9 |  |  |  | No | R-410A | 1.3833 | Residential & Commercial | Ducted CEE Tier 1
215934269 | Central HP <5.4 tons | COMFORTMAKER | HRCU-A-CB (Split System: Heat Pump with Remote Outdoor Unit-Air-Source) | C5H3V48*K*AAA* |  |  | EA*5X61M21A*+WALLCON | *97CMN1002122B* | 45500 | 21 | 9.5 | 48500 | 36800 | 75.88% | 2 | 0 | 11 |  |  |  | No | R-454B | 3.7917 | Residential & Commercial | Ducted CEE Tier 1
204299337 | Central HP <5.4 tons | HEIL | HRCU-A-CB (Split System: Heat Pump with Remote Outdoor Unit-Air-Source) | HVH837GKA** |  |  | EA*4X48L21A*+WALLCON | *97CMN0602120A* | 32200 | 17 | 8.1 | 32800 | 25200 | 76.83% | 1.96 | 11.5 | 11 |  |  |  | No | R-410A | 2.6833 | Residential & Commercial | Ducted CEE Tier 1
204300371 | Central HP <5.4 tons | HEIL | HRCU-A-CB (Split System: Heat Pump with Remote Outdoor Unit-Air-Source) | HVH837GKA** |  |  | EHD4X42AAL+WALLCON | *96CTN1002122A* | 32600 | 16.5 | 8.1 | 33000 | 24800 | 75.15% | 1.96 | 12 | 11 |  |  |  | No | R-410A | 2.7167 | Residential & Commercial | Ducted CEE Tier 1
206765970 | Central HP <5.4 tons | HEIL | HRCU-A-CB (Split System: Heat Pump with Remote Outdoor Unit-Air-Source) | HVH825GKA3* |  |  | EA*4X37L21A*+WALLCON | *96CTN0801714A* | 24400 | 16.5 | 8.1 | 21200 | 16700 | 78.77% | 2.02 | 11 | 11 |  |  |  | No | R-410A | 2.0333 | Residential & Commercial | Ducted CEE Tier 1
206765988 | Central HP <5.4 tons | HEIL | HRCU-A-CB (Split System: Heat Pump with Remote Outdoor Unit-Air-Source) | HVH825GKA3* |  |  | EA*4X37L21A*+WALLCON | *97CMN0801714A* | 24400 | 16.5 | 8.1 | 21200 | 16700 | 78.77% | 2.02 | 11 | 11 |  |  |  | No | R-410A | 2.0333 | Residential & Commercial | Ducted CEE Tier 1
214279745 | Central HP <5.4 tons | TEMPSTAR | HRCU-A-CB (Split System: Heat Pump with Remote Outdoor Unit-Air-Source) | DLCURAH18ABK |  |  | EA*4X24L17A* | *96MSN0601716A* | 17200 | 16 | 8.5 | 18100 | 19400 | 107.2% | 2.32 | 0 | 10.5 |  |  |  | No | R-410A | 1.4333 | Residential & Commercial | Ducted CEE Tier 1
215931639 | Central HP <5.4 tons | COMFORTMAKER | HRCU-A-CB (Split System: Heat Pump with Remote Outdoor Unit-Air-Source) | C5H3V60*K*AAA* |  |  | EA*5X60M24A*+WALLCON | *96CTN1002122B* | 55500 | 18.5 | 8.5 | 60500 | 46000 | 76.03% | 2.06 | 0 | 11 |  |  |  | No | R-454B | 4.625 | Residential & Commercial | Ducted CEE Tier 1
215931629 | Central HP <5.4 tons | COMFORTMAKER | HRCU-A-CB (Split System: Heat Pump with Remote Outdoor Unit-Air-Source) | C5H3V60*K*AAA* |  |  | EA*5X60M24A*+WALLCON | *97CMN1202422B* | 55500 | 18.5 | 8.5 | 60500 | 46000 | 76.03% | 2.06 | 0 | 11 |  |  |  | No | R-454B | 4.625 | Residential & Commercial | Ducted CEE Tier 1
215931729 | Central HP <5.4 tons | COMFORTMAKER | HRCU-A-CB (Split System: Heat Pump with Remote Outdoor Unit-Air-Source) | C5H3V60*K*AAA* |  |  | EA*5X61M24A*+WALLCON | *95CSU0802120B* | 56500 | 18.5 | 8.5 | 60500 | 46500 | 76.86% | 2.02 | 0 | 11 |  |  |  | No | R-454B | 4.7083 | Residential & Commercial | Ducted CEE Tier 1
216374506 | Central HP <5.4 tons | YORK | HRCU-A-CB (Split System: Heat Pump with Remote Outdoor Unit-Air-Source) | HH836E2S11 |  |  | CTF36C5CDS1 | Y92E080C16SMPS1 | 33400 | 18 | 8.5 | 31000 | 23800 | 76.77% | 2 | 0 | 11 |  |  |  | No | R-454B | 2.7833 | Residential & Commercial | Ducted CEE Tier 1
216374513 | Central HP <5.4 tons | YORK | HRCU-A-CB (Split System: Heat Pump with Remote Outdoor Unit-Air-Source) | HH836E2S11 |  |  | CTU48C5XFS1+TXV | Y92E080C16SMPS1 | 33800 | 19 | 9.5 | 32400 | 24200 | 74.69% | 2 | 0 | 11 |  |  |  | No | R-454B | 2.8167 | Residential & Commercial | Ducted CEE Tier 1
214728355 | Central HP <5.4 tons | YORK | HRCU-A-CB (Split System: Heat Pump with Remote Outdoor Unit-Air-Source) | HH836E2S11 |  |  | CTU36B5XDS1+TXV | TM9Y060B12MP11 | 33200 | 18 | 8.5 | 31200 | 25600 | 82.05% | 2 | 0 | 11 |  |  |  | No | R-454B | 2.7667 | Residential & Commercial | Ducted CEE Tier 1
214719720 | Central HP <5.4 tons | YORK | HRCU-A-CB (Split System: Heat Pump with Remote Outdoor Unit-Air-Source) | HH836E2S11 |  |  | CTU36B5XDS1+TXV | TMLE100B12MP11 | 33200 | 18 | 8.5 | 31200 | 25200 | 80.77% | 2 | 0 | 11 |  |  |  | No | R-454B | 2.7667 | Residential & Commercial | Ducted CEE Tier 1
214719811 | Central HP <5.4 tons | YORK | HRCU-A-CB (Split System: Heat Pump with Remote Outdoor Unit-Air-Source) | HH836E2S11 |  |  | CTU48C5XFS1+TXV | TM8E080C20MP11 | 34600 | 17 | 8.5 | 32800 | 25800 | 78.66% | 2 | 0 | 11 |  |  |  | No | R-454B | 2.8833 | Residential & Commercial | Ducted CEE Tier 1
214719756 | Central HP <5.4 tons | YORK | HRCU-A-CB (Split System: Heat Pump with Remote Outdoor Unit-Air-Source) | HH836E2S11 |  |  | CTU48C5XFS1+TXV | TM9V100C20MP12 | 34200 | 18 | 9 | 32600 | 25800 | 79.14% | 2 | 0 | 11 |  |  |  | No | R-454B | 2.85 | Residential & Commercial | Ducted CEE Tier 1
212362826 | Central HP <5.4 tons | GOETTL | HRCU-A-CB (Split System: Heat Pump with Remote Outdoor Unit-Air-Source) | GSZV903610A* |  |  | CSCF3642N6D*+MBVC1601**-1A*+TXV |  | 33800 | 18.5 | 8.2 | 34000 | 24400 | 71.76% | 1.8 | 0 | 11.5 |  |  |  | No | R-410A | 2.8167 | Residential & Commercial | Ducted CEE Tier 1
212362835 | Central HP <5.4 tons | GOETTL | HRCU-A-CB (Split System: Heat Pump with Remote Outdoor Unit-Air-Source) | GSZV903610A* |  |  | CSCF3642N6D*+TXV | G*VC960603BNB* | 33800 | 18.5 | 8.2 | 34000 | 24400 | 71.76% | 1.8 | 0 | 11.5 |  |  |  | No | R-410A | 2.8167 | Residential & Commercial | Ducted CEE Tier 1
211227346 | Central HP <5.4 tons | COMFORTMAKER | HRCU-A-CB (Split System: Heat Pump with Remote Outdoor Unit-Air-Source) | DLCURAH36ABK |  |  | EA*4X42L21A* | *80ES(N,L)0902116A* | 35800 | 16 | 8.1 | 38500 | 35000 | 90.91% | 1.9 | 0 | 10 |  |  |  | No | R-410A | 2.9833 | Residential & Commercial | Ducted CEE Tier 1
211227429 | Central HP <5.4 tons | COMFORTMAKER | HRCU-A-CB (Split System: Heat Pump with Remote Outdoor Unit-Air-Source) | DLCURAH36ABK |  |  | EA*4X42L21A* | *80ESU0601716A | 35000 | 16.5 | 8.1 | 38500 | 35000 | 90.91% | 1.86 | 0 | 10 |  |  |  | No | R-410A | 2.9167 | Residential & Commercial | Ducted CEE Tier 1
213078184 | Central HP <5.4 tons | TEMPSTAR | HRCU-A-CB (Split System: Heat Pump with Remote Outdoor Unit-Air-Source) | DLCURAH36ABK |  |  | EA*4X37L21A* | *80MS(N,L)0702116A* | 36400 | 16 | 8.5 | 38000 | 35000 | 92.11% | 1.88 | 0 | 10 |  |  |  | No | R-410A | 3.0333 | Residential & Commercial | Ducted CEE Tier 1
213078637 | Central HP <5.4 tons | TEMPSTAR | HRCU-A-CB (Split System: Heat Pump with Remote Outdoor Unit-Air-Source) | DLCURAH36ABK |  |  | EA*4X42L21A* | *80MS(N,L)1102120A* | 35800 | 16.5 | 8.1 | 38500 | 35000 | 90.91% | 1.9 | 0 | 10 |  |  |  | No | R-410A | 2.9833 | Residential & Commercial | Ducted CEE Tier 1
213078685 | Central HP <5.4 tons | TEMPSTAR | HRCU-A-CB (Split System: Heat Pump with Remote Outdoor Unit-Air-Source) | DLCURAH36ABK |  |  | EA*4X48L24A* | *80MS(N,L)1102120A* | 36200 | 16.5 | 8.5 | 38000 | 34800 | 91.58% | 2.06 | 0 | 10 |  |  |  | No | R-410A | 3.0167 | Residential & Commercial | Ducted CEE Tier 1
213078785 | Central HP <5.4 tons | TEMPSTAR | HRCU-A-CB (Split System: Heat Pump with Remote Outdoor Unit-Air-Source) | DLCURAH36ABK |  |  | EN(A,D)4X48L24** | *80MS(N,L)1352420A* | 36000 | 16.5 | 8.1 | 38500 | 35000 | 90.91% | 2 | 0 | 10.5 |  |  |  | No | R-410A | 3 | Residential & Commercial | Ducted CEE Tier 1
214719795 | Central HP <5.4 tons | YORK | HRCU-A-CB (Split System: Heat Pump with Remote Outdoor Unit-Air-Source) | HH836E2S11 |  |  | CTU48C5XFS1+TXV | TM9V100C16MP12 | 33200 | 18 | 9 | 31200 | 25200 | 80.77% | 2 | 0 | 11 |  |  |  | No | R-454B | 2.7667 | Residential & Commercial | Ducted CEE Tier 1
206790181 | Central HP <5.4 tons | BRYANT HEATING AND COOLING SYSTEMS | HRCU-A-CB (Split System: Heat Pump with Remote Outdoor Unit-Air-Source) | 284ANV024*0**B* |  |  | CNPV*4217AL*+UI | 986TC42060C17*** | 23600 | 20 | 10 | 26600 | 19900 | 74.81% | 2.46 | 14 | 13 |  |  |  | No | R-410A | 1.9667 | Residential & Commercial | Ducted CEE Tier 1
206790183 | Central HP <5.4 tons | BRYANT HEATING AND COOLING SYSTEMS | HRCU-A-CB (Split System: Heat Pump with Remote Outdoor Unit-Air-Source) | 284ANV024*0**B* |  |  | CNPV*4221AL*+UI | 88*TA36045C17*** | 23400 | 19.5 | 10 | 26800 | 20000 | 74.63% | 2.42 | 14 | 13 |  |  |  | No | R-410A | 1.95 | Residential & Commercial | Ducted CEE Tier 1
206790208 | Central HP <5.4 tons | BRYANT HEATING AND COOLING SYSTEMS | HRCU-A-CB (Split System: Heat Pump with Remote Outdoor Unit-Air-Source) | 284ANV024*0**B* |  |  | CSPH*3612AL*+UI | 986TC42060C17*** | 23600 | 19 | 9 | 26600 | 19900 | 74.81% | 2.46 | 14 | 12.5 |  |  |  | No | R-410A | 1.9667 | Residential & Commercial | Ducted CEE Tier 1
215935463 | Central HP <5.4 tons | TEMPSTAR | HRCU-A-CB (Split System: Heat Pump with Remote Outdoor Unit-Air-Source) | T5H3V36*K*AAA* |  |  | EVM5X61M24A*+WALLCON | *80CTL0902120B* | 36000 | 22.5 | 8.5 | 37600 | 28200 | 75% | 2.06 | 0 | 12.5 |  |  |  | No | R-454B | 3 | Residential & Commercial | Ducted CEE Tier 1
215935563 | Central HP <5.4 tons | TEMPSTAR | HRCU-A-CB (Split System: Heat Pump with Remote Outdoor Unit-Air-Source) | T5H3V36*K*AAA* |  |  | EVD5X31M17A*+WALLCON | *96CTN0601714B* | 34800 | 21 | 8.5 | 38000 | 27800 | 73.16% | 2.06 | 0 | 11 |  |  |  | No | R-454B | 2.9 | Residential & Commercial | Ducted CEE Tier 1
215935963 | Central HP <5.4 tons | TEMPSTAR | HRCU-A-CB (Split System: Heat Pump with Remote Outdoor Unit-Air-Source) | T5H3V36*K*AAA* |  |  | EVD5X42M21A*+WALLCON | *80CSU0601716A* | 34400 | 21 | 8.5 | 38500 | 28200 | 73.25% | 2.04 | 0 | 11.7 |  |  |  | No | R-454B | 2.8667 | Residential & Commercial | Ducted CEE Tier 1
211263962 | Central HP <5.4 tons | BRYANT HEATING AND COOLING SYSTEMS | HRCU-A-CB (Split System: Heat Pump with Remote Outdoor Unit-Air-Source) | 38MURAQ18AB3* |  |  | CNPV*3017AL* | 926SA36060V14*** | 18000 | 16 | 8.5 | 18600 | 18400 | 98.92% | 2.22 | 0 | 11 |  |  |  | No | R-410A | 1.5 | Residential & Commercial | Ducted CEE Tier 1
211264081 | Central HP <5.4 tons | BRYANT HEATING AND COOLING SYSTEMS | HRCU-A-CB (Split System: Heat Pump with Remote Outdoor Unit-Air-Source) | 38MURAQ18AB3* |  |  | CNPV*3017AL* | 83*SA36040E17*** | 18600 | 16.5 | 8.5 | 19000 | 18200 | 95.79% | 2.2 | 0 | 11 |  |  |  | No | R-410A | 1.55 | Residential & Commercial | Ducted CEE Tier 1
211264730 | Central HP <5.4 tons | BRYANT HEATING AND COOLING SYSTEMS | HRCU-A-CB (Split System: Heat Pump with Remote Outdoor Unit-Air-Source) | 38MURAQ18AB3* |  |  | PF4MN*A18L* |  | 18000 | 15.5 | 8.5 | 19000 | 19100 | 100.5% | 2.28 | 0 | 10.5 |  |  |  | No | R-410A | 1.5 | Residential & Commercial | Ducted CEE Tier 1
211264708 | Central HP <5.4 tons | BRYANT HEATING AND COOLING SYSTEMS | HRCU-A-CB (Split System: Heat Pump with Remote Outdoor Unit-Air-Source) | 38MURAQ18AB3* |  |  | CNPV*3017AL* | OVMAAB042112 | 18200 | 15.5 | 8.5 | 18900 | 18400 | 97.35% | 2.2 | 0 | 11 |  |  |  | No | R-410A | 1.5167 | Residential & Commercial | Ducted CEE Tier 1
215940627 | Central HP <5.4 tons | AIRQUEST | HRCU-A-CB (Split System: Heat Pump with Remote Outdoor Unit-Air-Source) | H5H3V36*K*AAA* |  |  | EVD5X42M21A*+WALLCON | *80CSU0401712B* | 34600 | 21 | 8.5 | 38500 | 28000 | 72.73% | 2.04 | 0 | 12 |  |  |  | No | R-454B | 2.8833 | Residential & Commercial | Ducted CEE Tier 1
215939657 | Central HP <5.4 tons | AIRQUEST | HRCU-A-CB (Split System: Heat Pump with Remote Outdoor Unit-Air-Source) | H5H3V36*K*AAA* |  |  | EA*5X42M21A*+WALLCON | *80CSU0401712B* | 32800 | 20 | 9.5 | 34800 | 26600 | 76.44% | 2.02 | 0 | 11.5 |  |  |  | No | R-454B | 2.7333 | Residential & Commercial | Ducted CEE Tier 1
212362766 | Central HP <5.4 tons | GOETTL | HRCU-A-CB (Split System: Heat Pump with Remote Outdoor Unit-Air-Source) | GSZV903610A* |  |  | CA*F3137*6A*+TXV | G*VM970803BNB* | 33600 | 18.5 | 8.2 | 34000 | 24400 | 71.76% | 1.8 | 0 | 11.5 |  |  |  | No | R-410A | 2.8 | Residential & Commercial | Ducted CEE Tier 1
212362800 | Central HP <5.4 tons | GOETTL | HRCU-A-CB (Split System: Heat Pump with Remote Outdoor Unit-Air-Source) | GSZV903610A* |  |  | CHPF3642C6C*+TXV | G*VS960805CUA* | 33400 | 18 | 8.2 | 34000 | 24400 | 71.76% | 1.8 | 0 | 11 |  |  |  | No | R-410A | 2.7833 | Residential & Commercial | Ducted CEE Tier 1
212362824 | Central HP <5.4 tons | GOETTL | HRCU-A-CB (Split System: Heat Pump with Remote Outdoor Unit-Air-Source) | GSZV903610A* |  |  | CHPF3743C6B*+TXV | G*VM971005CNB* | 33400 | 18 | 8.2 | 34000 | 24400 | 71.76% | 1.8 | 0 | 11 |  |  |  | No | R-410A | 2.7833 | Residential & Commercial | Ducted CEE Tier 1
212362840 | Central HP <5.4 tons | GOETTL | HRCU-A-CB (Split System: Heat Pump with Remote Outdoor Unit-Air-Source) | GSZV903610A* |  |  | CSCF3642N6D*+TXV | G*VC961205DNB* | 33800 | 18.5 | 8.2 | 34000 | 24400 | 71.76% | 1.8 | 0 | 11.5 |  |  |  | No | R-410A | 2.8167 | Residential & Commercial | Ducted CEE Tier 1
215931949 | Central HP <5.4 tons | COMFORTMAKER | HRCU-A-CB (Split System: Heat Pump with Remote Outdoor Unit-Air-Source) | C5H3V36*K*AAA* |  |  | EA*5X24M17A*+WALLCON | *96CTN0401410B* | 30600 | 17 | 9 | 34800 | 26800 | 77.01% | 1.9 | 0 | 10 |  |  |  | No | R-454B | 2.55 | Residential & Commercial | Ducted CEE Tier 1
205750686 | Central HP <5.4 tons | TEMPSTAR | HRCU-A-CB (Split System: Heat Pump with Remote Outdoor Unit-Air-Source) | TVH825GKA2* |  |  | EA*4X37L21A*+WALLCON | *97CMN0601714A* | 24200 | 16 | 8.1 | 21200 | 16800 | 79.25% | 2 | 11 | 11 |  |  |  | No | R-410A | 2.0167 | Residential & Commercial | Ducted CEE Tier 1
215939807 | Central HP <5.4 tons | AIRQUEST | HRCU-A-CB (Split System: Heat Pump with Remote Outdoor Unit-Air-Source) | H5H3V36*K*AAA* |  |  | EA*5X60M24A*+WALLCON | *97CTN1002122A* | 34000 | 20.5 | 9.5 | 34000 | 25800 | 75.88% | 2.06 | 0 | 12 |  |  |  | No | R-454B | 2.8333 | Residential & Commercial | Ducted CEE Tier 1
215940257 | Central HP <5.4 tons | AIRQUEST | HRCU-A-CB (Split System: Heat Pump with Remote Outdoor Unit-Air-Source) | H5H3V36*K*AAA* |  |  | EVM5X44M21A*+WALLCON | *96CTN0802120B* | 35600 | 21.5 | 8.5 | 38000 | 28600 | 75.26% | 2.04 | 0 | 12 |  |  |  | No | R-454B | 2.9667 | Residential & Commercial | Ducted CEE Tier 1
215940407 | Central HP <5.4 tons | AIRQUEST | HRCU-A-CB (Split System: Heat Pump with Remote Outdoor Unit-Air-Source) | H5H3V36*K*AAA* |  |  | EVM5X60M21A*+WALLCON | *80CSU0401712B* | 35600 | 22 | 8.5 | 38000 | 28600 | 75.26% | 2.02 | 0 | 12.5 |  |  |  | No | R-454B | 2.9667 | Residential & Commercial | Ducted CEE Tier 1
215940457 | Central HP <5.4 tons | AIRQUEST | HRCU-A-CB (Split System: Heat Pump with Remote Outdoor Unit-Air-Source) | H5H3V36*K*AAA* |  |  | EVM5X60M21A*+WALLCON | *97CTN1002122A* | 35600 | 22 | 8.5 | 38000 | 28600 | 75.26% | 2.02 | 0 | 12.5 |  |  |  | No | R-454B | 2.9667 | Residential & Commercial | Ducted CEE Tier 1
215940507 | Central HP <5.4 tons | AIRQUEST | HRCU-A-CB (Split System: Heat Pump with Remote Outdoor Unit-Air-Source) | H5H3V36*K*AAA* |  |  | EVD5X36M21A*+WALLCON | *96CTN0802120B* | 34400 | 20.5 | 8.5 | 38500 | 28200 | 73.25% | 2.04 | 0 | 11.7 |  |  |  | No | R-454B | 2.8667 | Residential & Commercial | Ducted CEE Tier 1
215940527 | Central HP <5.4 tons | AIRQUEST | HRCU-A-CB (Split System: Heat Pump with Remote Outdoor Unit-Air-Source) | H5H3V36*K*AAA* |  |  | EVD5X36M21A*+WALLCON | *80CSU0601716B* | 34400 | 21 | 8.5 | 38500 | 28000 | 72.73% | 2.04 | 0 | 12 |  |  |  | No | R-454B | 2.8667 | Residential & Commercial | Ducted CEE Tier 1
215940557 | Central HP <5.4 tons | AIRQUEST | HRCU-A-CB (Split System: Heat Pump with Remote Outdoor Unit-Air-Source) | H5H3V36*K*AAA* |  |  | EVD5X36M21A*+WALLCON | *97CTN0802120A* | 34400 | 20.5 | 8.5 | 38500 | 28200 | 73.25% | 2.04 | 0 | 11.7 |  |  |  | No | R-454B | 2.8667 | Residential & Commercial | Ducted CEE Tier 1
206771443 | Central HP <5.4 tons | HEIL | HRCU-A-CB (Split System: Heat Pump with Remote Outdoor Unit-Air-Source) | HVH837GKA2* |  |  | EA*4X42L21A*+WALLCON | *97CMN0801714A* | 31600 | 17 | 8.1 | 33400 | 24800 | 74.25% | 1.86 | 11.5 | 11 |  |  |  | No | R-410A | 2.6333 | Residential & Commercial | Ducted CEE Tier 1
206771488 | Central HP <5.4 tons | HEIL | HRCU-A-CB (Split System: Heat Pump with Remote Outdoor Unit-Air-Source) | HVH837GKA2* |  |  | EA*4X42L21A*+WALLCON | *80CTL0901716A* | 31800 | 17.5 | 8.5 | 33000 | 24400 | 73.94% | 1.9 | 12 | 11.7 |  |  |  | No | R-410A | 2.65 | Residential & Commercial | Ducted CEE Tier 1
206772785 | Central HP <5.4 tons | HEIL | HRCU-A-CB (Split System: Heat Pump with Remote Outdoor Unit-Air-Source) | HVH837GKA2* |  |  | EHD4X42AAL+WALLCON | *97CMN1002122A* | 32600 | 16.5 | 8.1 | 33000 | 24800 | 75.15% | 1.96 | 12 | 11 |  |  |  | No | R-410A | 2.7167 | Residential & Commercial | Ducted CEE Tier 1
206773501 | Central HP <5.4 tons | HEIL | HRCU-A-CB (Split System: Heat Pump with Remote Outdoor Unit-Air-Source) | HVH837GKA2* |  |  | EA*4X48L21A*+WALLCON | *95CSU0802120A* | 32400 | 17.5 | 8.5 | 32600 | 25000 | 76.69% | 1.98 | 12 | 11.5 |  |  |  | No | R-410A | 2.7 | Residential & Commercial | Ducted CEE Tier 1
214241600 | Central HP <5.4 tons | COMFORTMAKER | HRCU-A-CB (Split System: Heat Pump with Remote Outdoor Unit-Air-Source) | CVH825GKA3* |  |  | EN(A,D)4X24L17**+WALLCON | *97CMN0601714B* | 23200 | 15.5 | 8.1 | 22200 | 16900 | 76.13% | 1.9 | 0 | 10.5 |  |  |  | No | R-410A | 1.9333 | Residential & Commercial | Ducted CEE Tier 1
214241750 | Central HP <5.4 tons | COMFORTMAKER | HRCU-A-CB (Split System: Heat Pump with Remote Outdoor Unit-Air-Source) | CVH825GKA3* |  |  | EN(A,D)4X30L17**+WALLCON | *96CTN0601714B* | 23400 | 16 | 8.1 | 21600 | 16800 | 77.78% | 1.9 | 0 | 10.5 |  |  |  | No | R-410A | 1.95 | Residential & Commercial | Ducted CEE Tier 1
214242050 | Central HP <5.4 tons | COMFORTMAKER | HRCU-A-CB (Split System: Heat Pump with Remote Outdoor Unit-Air-Source) | CVH825GKA3* |  |  | END4X42L17**+WALLCON | *97CMN0801714B* | 23800 | 16.5 | 8.1 | 21400 | 16700 | 78.04% | 1.96 | 0 | 11 |  |  |  | No | R-410A | 1.9833 | Residential & Commercial | Ducted CEE Tier 1
206772243 | Central HP <5.4 tons | BRYANT HEATING AND COOLING SYSTEMS | HRCU-A-CB (Split System: Heat Pump with Remote Outdoor Unit-Air-Source) | 288BNV037*0**B* |  |  | CNPV*4821AL*+UI | 88*TA60090C21*** | 32400 | 17.5 | 8.1 | 33000 | 24800 | 75.15% | 1.96 | 12 | 11.7 |  |  |  | No | R-410A | 2.7 | Residential & Commercial | Ducted CEE Tier 1
215931809 | Central HP <5.4 tons | COMFORTMAKER | HRCU-A-CB (Split System: Heat Pump with Remote Outdoor Unit-Air-Source) | C5H3V60*K*AAA* |  |  | ESH5X60M12A*+WALLCON | *80CSU1002120A* | 56000 | 18 | 8.1 | 61000 | 46000 | 75.41% | 1.95 | 0 | 11 |  |  |  | No | R-454B | 4.6667 | Residential & Commercial | Ducted CEE Tier 1
215931609 | Central HP <5.4 tons | COMFORTMAKER | HRCU-A-CB (Split System: Heat Pump with Remote Outdoor Unit-Air-Source) | C5H3V60*K*AAA* |  |  | EA*5X60M24A*+WALLCON | *97CMN0802120B* | 55500 | 18 | 8.1 | 60500 | 46000 | 76.03% | 1.95 | 0 | 11 |  |  |  | No | R-454B | 4.625 | Residential & Commercial | Ducted CEE Tier 1
215931759 | Central HP <5.4 tons | COMFORTMAKER | HRCU-A-CB (Split System: Heat Pump with Remote Outdoor Unit-Air-Source) | C5H3V60*K*AAA* |  |  | EA*5X61M24A*+WALLCON | *97CMN1002122B* | 57000 | 18.5 | 8.5 | 60500 | 46500 | 76.86% | 2.02 | 0 | 11.5 |  |  |  | No | R-454B | 4.75 | Residential & Commercial | Ducted CEE Tier 1
214719721 | Central HP <5.4 tons | YORK | HRCU-A-CB (Split System: Heat Pump with Remote Outdoor Unit-Air-Source) | HH836E2S11 |  |  | CTU36B5XDS1+TXV | TM9Y080B12MP11 | 33400 | 18 | 8.5 | 31400 | 25600 | 81.53% | 2 | 0 | 11 |  |  |  | No | R-454B | 2.7833 | Residential & Commercial | Ducted CEE Tier 1
214719787 | Central HP <5.4 tons | YORK | HRCU-A-CB (Split System: Heat Pump with Remote Outdoor Unit-Air-Source) | HH836E2S11 |  |  | CTU48C5XFS1+TXV | YP9C080C16MP13 | 33200 | 18 | 9 | 31600 | 25400 | 80.38% | 2 | 0 | 11 |  |  |  | No | R-454B | 2.7667 | Residential & Commercial | Ducted CEE Tier 1
214719752 | Central HP <5.4 tons | YORK | HRCU-A-CB (Split System: Heat Pump with Remote Outdoor Unit-Air-Source) | HH836E2S11 |  |  | CTU48C5XFS1+TXV | TPLC080C16MP13 | 33400 | 18 | 9 | 31600 | 25400 | 80.38% | 2 | 0 | 11 |  |  |  | No | R-454B | 2.7833 | Residential & Commercial | Ducted CEE Tier 1
215931519 | Central HP <5.4 tons | COMFORTMAKER | HRCU-A-CB (Split System: Heat Pump with Remote Outdoor Unit-Air-Source) | C5H3V60*K*AAA* |  |  | EA*5X60M24A*+WALLCON | *80CSU0802120A* | 56000 | 19 | 8.5 | 60500 | 45500 | 75.21% | 2.06 | 0 | 11.5 |  |  |  | No | R-454B | 4.6667 | Residential & Commercial | Ducted CEE Tier 1
206772369 | Central HP <5.4 tons | BRYANT HEATING AND COOLING SYSTEMS | HRCU-A-CB (Split System: Heat Pump with Remote Outdoor Unit-Air-Source) | 288BNV037*0**B* |  |  | CNPV*4824AL*+UI | 88*TA66135C24*** | 32400 | 17.5 | 8.1 | 32800 | 24800 | 75.61% | 1.98 | 12 | 11.7 |  |  |  | No | R-410A | 2.7 | Residential & Commercial | Ducted CEE Tier 1
206773356 | Central HP <5.4 tons | BRYANT HEATING AND COOLING SYSTEMS | HRCU-A-CB (Split System: Heat Pump with Remote Outdoor Unit-Air-Source) | 288BNV037*0**B* |  |  | CSPH*4812AL*+UI | 83*CA36040C17*** | 32600 | 16.5 | 8.1 | 33000 | 24800 | 75.15% | 1.96 | 11.5 | 11 |  |  |  | No | R-410A | 2.7167 | Residential & Commercial | Ducted CEE Tier 1
206773608 | Central HP <5.4 tons | BRYANT HEATING AND COOLING SYSTEMS | HRCU-A-CB (Split System: Heat Pump with Remote Outdoor Unit-Air-Source) | 288BNV037*0**B* |  |  | CNPV*4821AL*+UI | 935CA66100C21*** | 32400 | 17.5 | 8.1 | 32800 | 24600 | 75% | 1.98 | 12 | 11.7 |  |  |  | No | R-410A | 2.7 | Residential & Commercial | Ducted CEE Tier 1
204299366 | Central HP <5.4 tons | BRYANT HEATING AND COOLING SYSTEMS | HRCU-A-CB (Split System: Heat Pump with Remote Outdoor Unit-Air-Source) | 288BNV037*0**A* |  |  | CAP**4824AL*+UI | 88*TA66135C24*** | 32400 | 17.5 | 8.5 | 32400 | 24800 | 76.54% | 2 | 12 | 11.7 |  |  |  | No | R-410A | 2.7 | Residential & Commercial | Ducted CEE Tier 1
204300450 | Central HP <5.4 tons | BRYANT HEATING AND COOLING SYSTEMS | HRCU-A-CB (Split System: Heat Pump with Remote Outdoor Unit-Air-Source) | 288BNV037*0**A* |  |  | CSPH*4812AL*+UI | 88*TA60090C21*** | 32600 | 17 | 8.1 | 33000 | 25000 | 75.76% | 1.98 | 12 | 11 |  |  |  | No | R-410A | 2.7167 | Residential & Commercial | Ducted CEE Tier 1
204299827 | Central HP <5.4 tons | HEIL | HRCU-A-CB (Split System: Heat Pump with Remote Outdoor Unit-Air-Source) | HVH837GKA** |  |  | EN(A,D,W)4X48L21**+WALLCON | *96CTN1002122A* | 32400 | 17.5 | 8.1 | 33000 | 24800 | 75.15% | 1.96 | 11.5 | 11.7 |  |  |  | No | R-410A | 2.7 | Residential & Commercial | Ducted CEE Tier 1
204299877 | Central HP <5.4 tons | HEIL | HRCU-A-CB (Split System: Heat Pump with Remote Outdoor Unit-Air-Source) | HVH837GKA** |  |  | EN(A,D)4X48L24**+WALLCON | *80CTL0902120A* | 32400 | 17.5 | 8.1 | 33000 | 24800 | 75.15% | 1.96 | 12 | 11.7 |  |  |  | No | R-410A | 2.7 | Residential & Commercial | Ducted CEE Tier 1
204300111 | Central HP <5.4 tons | HEIL | HRCU-A-CB (Split System: Heat Pump with Remote Outdoor Unit-Air-Source) | HVH837GKA** |  |  | EHD4X36AAL+WALLCON | *96CTN1202422A* | 32200 | 16.5 | 8.1 | 33200 | 24600 | 74.1% | 1.94 | 11 | 11 |  |  |  | No | R-410A | 2.6833 | Residential & Commercial | Ducted CEE Tier 1
204300531 | Central HP <5.4 tons | HEIL | HRCU-A-CB (Split System: Heat Pump with Remote Outdoor Unit-Air-Source) | HVH837GKA** |  |  | EHD4X48AAL+WALLCON | *97CMN1002122A* | 32600 | 17 | 8.1 | 33000 | 24800 | 75.15% | 1.98 | 12 | 11 |  |  |  | No | R-410A | 2.7167 | Residential & Commercial | Ducted CEE Tier 1
206135653 | Central HP <5.4 tons | BRYANT HEATING AND COOLING SYSTEMS | HRCU-A-CB (Split System: Heat Pump with Remote Outdoor Unit-Air-Source) | 288BNV037*0**A* |  |  | CAP**3721AL*+UI | 83*CA36040C17*** | 32800 | 17.5 | 8.5 | 33000 | 25200 | 76.36% | 1.98 | 12 | 11 |  |  |  | No | R-410A | 2.7333 | Residential & Commercial | Ducted CEE Tier 1
204298636 | Central HP <5.4 tons | BRYANT HEATING AND COOLING SYSTEMS | HRCU-A-CB (Split System: Heat Pump with Remote Outdoor Unit-Air-Source) | 288BNV037*0**A* |  |  | CAP**3617AL*+UI | 88*TA48090C17*** | 31600 | 17.5 | 8.1 | 33200 | 24200 | 72.89% | 1.86 | 11 | 11 |  |  |  | No | R-410A | 2.6333 | Residential & Commercial | Ducted CEE Tier 1
204298786 | Central HP <5.4 tons | BRYANT HEATING AND COOLING SYSTEMS | HRCU-A-CB (Split System: Heat Pump with Remote Outdoor Unit-Air-Source) | 288BNV037*0**A* |  |  | CAP**3621AL*+UI | 987MB60060C21*** | 31400 | 17 | 8.1 | 33600 | 24600 | 73.21% | 1.84 | 11 | 11 |  |  |  | No | R-410A | 2.6167 | Residential & Commercial | Ducted CEE Tier 1
204299306 | Central HP <5.4 tons | BRYANT HEATING AND COOLING SYSTEMS | HRCU-A-CB (Split System: Heat Pump with Remote Outdoor Unit-Air-Source) | 288BNV037*0**A* |  |  | CAP**4821AL*+UI | 986TC66100C21*** | 32400 | 17.5 | 8.5 | 32600 | 25000 | 76.69% | 1.98 | 12 | 11.7 |  |  |  | No | R-410A | 2.7 | Residential & Commercial | Ducted CEE Tier 1
215937903 | Central HP <5.4 tons | TEMPSTAR | HRCU-A-CB (Split System: Heat Pump with Remote Outdoor Unit-Air-Source) | T5H3V48*K*AAA* |  |  | EVD5X48M24A*+WALLCON | *80CTL1102120B* | 45000 | 20.5 | 8.1 | 52000 | 38000 | 73.08% | 1.9 | 0 | 11 |  |  |  | No | R-454B | 3.75 | Residential & Commercial | Ducted CEE Tier 1
206135723 | Central HP <5.4 tons | BRYANT HEATING AND COOLING SYSTEMS | HRCU-A-CB (Split System: Heat Pump with Remote Outdoor Unit-Air-Source) | 288BNV037*0**A* |  |  | CAP**4321AL*+UI | 83*CA36040C17*** | 33000 | 17.5 | 8.5 | 33000 | 25000 | 75.76% | 1.98 | 12 | 11 |  |  |  | No | R-410A | 2.75 | Residential & Commercial | Ducted CEE Tier 1
206136005 | Central HP <5.4 tons | BRYANT HEATING AND COOLING SYSTEMS | HRCU-A-CB (Split System: Heat Pump with Remote Outdoor Unit-Air-Source) | 288BNV037*0**A* |  |  | CSPH*4812AL*+UI | 83*CA36040C17*** | 32600 | 16.5 | 8.1 | 33000 | 24800 | 75.15% | 1.96 | 11.5 | 11 |  |  |  | No | R-410A | 2.7167 | Residential & Commercial | Ducted CEE Tier 1
206765519 | Central HP <5.4 tons | BRYANT HEATING AND COOLING SYSTEMS | HRCU-A-CB (Split System: Heat Pump with Remote Outdoor Unit-Air-Source) | 288BNV025*0**C* |  |  | CAP**2517AL*+UI | 986TC42080C17*** | 24200 | 16.5 | 8.1 | 21400 | 16700 | 78.04% | 2 | 11 | 11 |  |  |  | No | R-410A | 2.0167 | Residential & Commercial | Ducted CEE Tier 1
206767515 | Central HP <5.4 tons | BRYANT HEATING AND COOLING SYSTEMS | HRCU-A-CB (Split System: Heat Pump with Remote Outdoor Unit-Air-Source) | 288BNV025*0**C* |  |  | CAP**3621AL*+UI | 935CA66100C21*** | 23600 | 16.5 | 8.1 | 21400 | 16600 | 77.57% | 1.94 | 11.5 | 10.5 |  |  |  | No | R-410A | 1.9667 | Residential & Commercial | Ducted CEE Tier 1
215932349 | Central HP <5.4 tons | COMFORTMAKER | HRCU-A-CB (Split System: Heat Pump with Remote Outdoor Unit-Air-Source) | C5H3V36*K*AAA* |  |  | EA*5X42M21A*+WALLCON | *96CTN0801714B* | 32600 | 19.5 | 9.5 | 35200 | 27000 | 76.7% | 2 | 0 | 11 |  |  |  | No | R-454B | 2.7167 | Residential & Commercial | Ducted CEE Tier 1
214242070 | Central HP <5.4 tons | COMFORTMAKER | HRCU-A-CB (Split System: Heat Pump with Remote Outdoor Unit-Air-Source) | CVH825GKA3* |  |  | END4X42L17**+WALLCON | *96CTN0601714B* | 23800 | 16.5 | 8.1 | 21400 | 16700 | 78.04% | 1.96 | 0 | 11 |  |  |  | No | R-410A | 1.9833 | Residential & Commercial | Ducted CEE Tier 1
210474109 | Central HP <5.4 tons | DAY & NIGHT | HRCU-A-CB (Split System: Heat Pump with Remote Outdoor Unit-Air-Source) | CVH825GKA3* |  |  | EN(A,D)4X48L24**+WALLCON | *96CTN1202422A* | 24200 | 17 | 8.1 | 21200 | 16600 | 78.3% | 2.02 | 0 | 11.5 |  |  |  | No | R-410A | 2.0167 | Residential & Commercial | Ducted CEE Tier 1
210472848 | Central HP <5.4 tons | DAY & NIGHT | HRCU-A-CB (Split System: Heat Pump with Remote Outdoor Unit-Air-Source) | CVH825GKA3* |  |  | EA*4X42L21A*+WALLCON | *80CSU0401712A* | 23800 | 17 | 8.1 | 21400 | 16600 | 77.57% | 1.96 | 0 | 11 |  |  |  | No | R-410A | 1.9833 | Residential & Commercial | Ducted CEE Tier 1
216374526 | Central HP <5.4 tons | YORK | HRCU-A-CB (Split System: Heat Pump with Remote Outdoor Unit-Air-Source) | HH860E2S11 |  |  | CTM60C5CGS1 | Y92E080C16SMPS1 | 44000 | 18 | 9 | 45000 | 32800 | 72.89% | 2 | 0 | 11 |  |  |  | No | R-454B | 3.6667 | Residential & Commercial | Ducted CEE Tier 1
214719744 | Central HP <5.4 tons | YORK | HRCU-A-CB (Split System: Heat Pump with Remote Outdoor Unit-Air-Source) | HH860E2S11 |  |  | CTU60C5XGS1+TXV | TM9V080C16MP12 | 43500 | 17 | 9 | 44000 | 33600 | 76.36% | 2 | 0 | 11 |  |  |  | No | R-454B | 3.625 | Residential & Commercial | Ducted CEE Tier 1
214396188 | Central HP <5.4 tons | YORK | HRCU-A-CB (Split System: Heat Pump with Remote Outdoor Unit-Air-Source) | HH860E2S11 |  |  | JHE60D5CH2SS1 |  | 54000 | 19 | 9 | 53500 | 38500 | 71.96% | 2 | 0 | 12 |  |  |  | No | R-454B | 4.5 | Residential & Commercial | Ducted CEE Tier 1
210532990 | Central HP <5.4 tons | CARRIER | HRCU-A-CB (Split System: Heat Pump with Remote Outdoor Unit-Air-Source) | 25VNA424A*031* |  |  | CAP**3721AL*+UI | 59CU5A060C17**16 | 24000 | 20 | 10.5 | 26600 | 19800 | 74.44% | 2.52 | 0 | 13 |  |  |  | No | R-410A | 2 | Residential & Commercial | Ducted CEE Tier 1
210533108 | Central HP <5.4 tons | CARRIER | HRCU-A-CB (Split System: Heat Pump with Remote Outdoor Unit-Air-Source) | 25VNA424A*031* |  |  | CSPH*4212AL*+UI | 59CU5A080C21**20 | 24000 | 20 | 9.5 | 26400 | 19600 | 74.24% | 2.54 | 0 | 13 |  |  |  | No | R-410A | 2 | Residential & Commercial | Ducted CEE Tier 1
214242580 | Central HP <5.4 tons | COMFORTMAKER | HRCU-A-CB (Split System: Heat Pump with Remote Outdoor Unit-Air-Source) | CVH825GKA2* |  |  | EN(A,D)4X30L17**+WALLCON | *95CSU0601716B* | 23400 | 16.5 | 8.1 | 21600 | 16700 | 77.31% | 1.92 | 0 | 10.5 |  |  |  | No | R-410A | 1.95 | Residential & Commercial | Ducted CEE Tier 1
214242630 | Central HP <5.4 tons | COMFORTMAKER | HRCU-A-CB (Split System: Heat Pump with Remote Outdoor Unit-Air-Source) | CVH825GKA2* |  |  | EN(A,D)4X30L17**+WALLCON | *96CTN0801714B* | 23400 | 16.5 | 8.1 | 21600 | 16700 | 77.31% | 1.92 | 0 | 11 |  |  |  | No | R-410A | 1.95 | Residential & Commercial | Ducted CEE Tier 1
214242730 | Central HP <5.4 tons | COMFORTMAKER | HRCU-A-CB (Split System: Heat Pump with Remote Outdoor Unit-Air-Source) | CVH825GKA2* |  |  | EN(A,D,W)4X36L17**+WALLCON | *96CTN0801714B* | 23400 | 16.5 | 8.1 | 21600 | 16700 | 77.31% | 1.92 | 0 | 11 |  |  |  | No | R-410A | 1.95 | Residential & Commercial | Ducted CEE Tier 1
214242780 | Central HP <5.4 tons | COMFORTMAKER | HRCU-A-CB (Split System: Heat Pump with Remote Outdoor Unit-Air-Source) | CVH825GKA2* |  |  | EN(A,D)4X36L21**+WALLCON | *80CTL1102120B* | 23600 | 16.5 | 8.1 | 21600 | 16700 | 77.31% | 1.92 | 0 | 11 |  |  |  | No | R-410A | 1.9667 | Residential & Commercial | Ducted CEE Tier 1
214242470 | Central HP <5.4 tons | COMFORTMAKER | HRCU-A-CB (Split System: Heat Pump with Remote Outdoor Unit-Air-Source) | CVH825GKA2* |  |  | EN(A,D)4X24L17**+WALLCON | *97CMN0601714B* | 23200 | 15.5 | 8.1 | 22200 | 16900 | 76.13% | 1.92 | 0 | 10.5 |  |  |  | No | R-410A | 1.9333 | Residential & Commercial | Ducted CEE Tier 1
214242840 | Central HP <5.4 tons | COMFORTMAKER | HRCU-A-CB (Split System: Heat Pump with Remote Outdoor Unit-Air-Source) | CVH825GKA2* |  |  | EN(A,D)4X36L21**+WALLCON | *96CTN0801714B* | 23400 | 16.5 | 8.1 | 21600 | 16700 | 77.31% | 1.92 | 0 | 11 |  |  |  | No | R-410A | 1.95 | Residential & Commercial | Ducted CEE Tier 1
214243090 | Central HP <5.4 tons | COMFORTMAKER | HRCU-A-CB (Split System: Heat Pump with Remote Outdoor Unit-Air-Source) | CVH825GKA2* |  |  | EN(A,D,W)4X48L21**+WALLCON | *80CTL0701716B* | 24000 | 17 | 8.1 | 21400 | 16600 | 77.57% | 2 | 0 | 11 |  |  |  | No | R-410A | 2 | Residential & Commercial | Ducted CEE Tier 1
215931939 | Central HP <5.4 tons | COMFORTMAKER | HRCU-A-CB (Split System: Heat Pump with Remote Outdoor Unit-Air-Source) | C5H3V36*K*AAA* |  |  | EA*5X24M17A*+WALLCON | *97CMN0601714B* | 31400 | 18.5 | 9.5 | 35000 | 27000 | 77.14% | 1.98 | 0 | 10 |  |  |  | No | R-454B | 2.6167 | Residential & Commercial | Ducted CEE Tier 1
215931989 | Central HP <5.4 tons | COMFORTMAKER | HRCU-A-CB (Split System: Heat Pump with Remote Outdoor Unit-Air-Source) | C5H3V36*K*AAA* |  |  | EA*5X25M17A*+WALLCON | *96CTN0601714B* | 33600 | 19.5 | 9.5 | 34400 | 26200 | 76.16% | 2.05 | 0 | 11 |  |  |  | No | R-454B | 2.8 | Residential & Commercial | Ducted CEE Tier 1
215932389 | Central HP <5.4 tons | COMFORTMAKER | HRCU-A-CB (Split System: Heat Pump with Remote Outdoor Unit-Air-Source) | C5H3V36*K*AAA* |  |  | EA*5X48M21A*+WALLCON | *80CSU0401712A* | 33400 | 20.5 | 9.5 | 34600 | 26400 | 76.3% | 2.04 | 0 | 11.5 |  |  |  | No | R-454B | 2.7833 | Residential & Commercial | Ducted CEE Tier 1
215931539 | Central HP <5.4 tons | COMFORTMAKER | HRCU-A-CB (Split System: Heat Pump with Remote Outdoor Unit-Air-Source) | C5H3V60*K*AAA* |  |  | EA*5X60M24A*+WALLCON | *80CTL0702120B* | 55500 | 18 | 8.1 | 60500 | 46500 | 76.86% | 1.95 | 0 | 11 |  |  |  | No | R-454B | 4.625 | Residential & Commercial | Ducted CEE Tier 1
206772964 | Central HP <5.4 tons | BRYANT HEATING AND COOLING SYSTEMS | HRCU-A-CB (Split System: Heat Pump with Remote Outdoor Unit-Air-Source) | 288BNV037*0**B* |  |  | CSPH*4812AL*+UI | 987MB66120C24*** | 32600 | 16.5 | 8.1 | 33000 | 25000 | 75.76% | 1.96 | 11.5 | 11 |  |  |  | No | R-410A | 2.7167 | Residential & Commercial | Ducted CEE Tier 1
206772982 | Central HP <5.4 tons | BRYANT HEATING AND COOLING SYSTEMS | HRCU-A-CB (Split System: Heat Pump with Remote Outdoor Unit-Air-Source) | 288BNV037*0**B* |  |  | CSPH*4812AL*+UI | 986TC66100C21*** | 32600 | 17 | 8.1 | 33000 | 24800 | 75.15% | 1.98 | 12 | 11 |  |  |  | No | R-410A | 2.7167 | Residential & Commercial | Ducted CEE Tier 1
215931579 | Central HP <5.4 tons | COMFORTMAKER | HRCU-A-CB (Split System: Heat Pump with Remote Outdoor Unit-Air-Source) | C5H3V60*K*AAA* |  |  | EA*5X60M24A*+WALLCON | *95CSU0802120B* | 55500 | 18 | 8.1 | 60500 | 46000 | 76.03% | 1.95 | 0 | 11 |  |  |  | No | R-454B | 4.625 | Residential & Commercial | Ducted CEE Tier 1
215931969 | Central HP <5.4 tons | COMFORTMAKER | HRCU-A-CB (Split System: Heat Pump with Remote Outdoor Unit-Air-Source) | C5H3V36*K*AAA* |  |  | EA*5X25M17A*+WALLCON | *97CMN0601714B* | 33400 | 19 | 9.5 | 34400 | 26200 | 76.16% | 2.04 | 0 | 10.5 |  |  |  | No | R-454B | 2.7833 | Residential & Commercial | Ducted CEE Tier 1
215932069 | Central HP <5.4 tons | COMFORTMAKER | HRCU-A-CB (Split System: Heat Pump with Remote Outdoor Unit-Air-Source) | C5H3V36*K*AAA* |  |  | EA*5X36M17A*+WALLCON | *80CTL0701716B* | 32200 | 19 | 9.5 | 35400 | 27200 | 76.84% | 2 | 0 | 10.5 |  |  |  | No | R-454B | 2.6833 | Residential & Commercial | Ducted CEE Tier 1
215932119 | Central HP <5.4 tons | COMFORTMAKER | HRCU-A-CB (Split System: Heat Pump with Remote Outdoor Unit-Air-Source) | C5H3V36*K*AAA* |  |  | EA*5X36M17A*+WALLCON | *96CTN0601714B* | 32000 | 19 | 9.5 | 34600 | 26600 | 76.88% | 2.02 | 0 | 10.5 |  |  |  | No | R-454B | 2.6667 | Residential & Commercial | Ducted CEE Tier 1
215932269 | Central HP <5.4 tons | COMFORTMAKER | HRCU-A-CB (Split System: Heat Pump with Remote Outdoor Unit-Air-Source) | C5H3V36*K*AAA* |  |  | EA*5X42M21A*+WALLCON | *95CSU0601716B* | 32400 | 19.5 | 9.5 | 35400 | 27200 | 76.84% | 2 | 0 | 11 |  |  |  | No | R-454B | 2.7 | Residential & Commercial | Ducted CEE Tier 1
214239198 | Central HP <5.4 tons | COMFORTMAKER | HRCU-A-CB (Split System: Heat Pump with Remote Outdoor Unit-Air-Source) | CVH837GKA2* |  |  | EN(A,D,W)4X48L21**+WALLCON | *80CTL0902120B* | 32400 | 17 | 8.1 | 32600 | 24600 | 75.46% | 1.96 | 0 | 11.7 |  |  |  | No | R-410A | 2.7 | Residential & Commercial | Ducted CEE Tier 1
214239218 | Central HP <5.4 tons | COMFORTMAKER | HRCU-A-CB (Split System: Heat Pump with Remote Outdoor Unit-Air-Source) | CVH837GKA2* |  |  | EN(A,D,W)4X48L21**+WALLCON | *95CSU0601716B* | 32200 | 17 | 8.1 | 33000 | 24800 | 75.15% | 1.92 | 0 | 11.5 |  |  |  | No | R-410A | 2.6833 | Residential & Commercial | Ducted CEE Tier 1
214239418 | Central HP <5.4 tons | COMFORTMAKER | HRCU-A-CB (Split System: Heat Pump with Remote Outdoor Unit-Air-Source) | CVH837GKA2* |  |  | EN(A,D,W)4X60L24**+WALLCON | *96CTN1202422B* | 32800 | 17.5 | 8.1 | 32200 | 24600 | 76.4% | 1.96 | 0 | 11.7 |  |  |  | No | R-410A | 2.7333 | Residential & Commercial | Ducted CEE Tier 1
213078738 | Central HP <5.4 tons | AIRQUEST | HRCU-A-CB (Split System: Heat Pump with Remote Outdoor Unit-Air-Source) | DLCURAH36ABK |  |  | EA*4X42L24A* | *80MS(N,L)1102420A* | 35600 | 16.5 | 8.1 | 38500 | 35000 | 90.91% | 1.9 | 0 | 10 |  |  |  | No | R-410A | 2.9667 | Residential & Commercial | Ducted CEE Tier 1
206790616 | Central HP <5.4 tons | BRYANT HEATING AND COOLING SYSTEMS | HRCU-A-CB (Split System: Heat Pump with Remote Outdoor Unit-Air-Source) | 284ANV048*0**B* |  |  | CAP**4821AL*+UI | 986TC66100C21*** | 43500 | 21 | 9.5 | 46500 | 36400 | 78.28% | 2.28 | 12 | 11.7 |  |  |  | No | R-410A | 3.625 | Residential & Commercial | Ducted CEE Tier 1
213077937 | Central HP <5.4 tons | AIRQUEST | HRCU-A-CB (Split System: Heat Pump with Remote Outdoor Unit-Air-Source) | DLCURAH36ABK |  |  | EA*4X37L17A* | *80MS(N,L)0701712A* | 36200 | 15.5 | 8.5 | 38500 | 35000 | 90.91% | 2.02 | 0 | 10 |  |  |  | No | R-410A | 3.0167 | Residential & Commercial | Ducted CEE Tier 1
215932319 | Central HP <5.4 tons | COMFORTMAKER | HRCU-A-CB (Split System: Heat Pump with Remote Outdoor Unit-Air-Source) | C5H3V36*K*AAA* |  |  | EA*5X42M21A*+WALLCON | *97CMN0802120B* | 32800 | 19.5 | 9.5 | 34800 | 26800 | 77.01% | 2.02 | 0 | 11 |  |  |  | No | R-454B | 2.7333 | Residential & Commercial | Ducted CEE Tier 1